F1_Commercial_Lodging_New_Food Preparation_Natural Gas_Steamer_E8 | F1 | Commercial | Lodging | New | Food Preparation | Natural Gas | Steamer | E8 | CCE | 0 | 0 | 0 | 0 | 0 | 0 | 0 | 0 | 0 | 0 | 0 | 0 | 0 | 0 | 0 | 0 | 0 | 0 | 0 | 0 | 0 | 0 | 0 | 0 | 0 | 0 | 0 | 0 | 0 | 0 | 0 | 0 | 0
F1_Commercial_Lodging_New_Food Preparation_Natural Gas_Steamer_E9 | F1 | Commercial | Lodging | New | Food Preparation | Natural Gas | Steamer | E9 | CCE | 0 | 0 | 0 | 0 | 0 | 0 | 0 | 0 | 0 | 0 | 0 | 0 | 0 | 0 | 0 | 0 | 0 | 0 | 0 | 0 | 0 | 0 | 0 | 0 | 0 | 0 | 0 | 0 | 0 | 0 | 0 | 0 | 0
F1_Commercial_Lodging_New_Food Preparation_Natural Gas_Steamer_E10 | F1 | Commercial | Lodging | New | Food Preparation | Natural Gas | Steamer | E10 | CCE | 0 | 0 | 0 | 0 | 0 | 0 | 0 | 0 | 0 | 0 | 0 | 0 | 0 | 0 | 0 | 0 | 0 | 0 | 0 | 0 | 0 | 0 | 0 | 0 | 0 | 0 | 0 | 0 | 0 | 0 | 0 | 0 | 0
F2_Commercial_Lodging_New_Food Preparation_Natural Gas_Steamer_E1 | F2 | Commercial | Lodging | New | Food Preparation | Natural Gas | Steamer | E1 | TRC BC Ratio | 1 | 1 | 1 | 0 | 0 | 0 | 0 | 0 | 0 | 0 | 0 | 0 | 0 | 0 | 0 | 0 | 0 | 0 | 0 | 0 | 0 | 0 | 0 | 0 | 0 | 0 | 0 | 0 | 0 | 0 | 0 | 0 | 0
F2_Commercial_Lodging_New_Food Preparation_Natural Gas_Steamer_E2 | F2 | Commercial | Lodging | New | Food Preparation | Natural Gas | Steamer | E2 | TRC BC Ratio | 3.6298 | 3.6563 | 3.6864 | 1 | 1 | 1 | 1 | 1 | 1 | 1 | 1 | 1 | 1 | 1 | 1 | 1 | 1 | 1 | 1 | 1 | 1 | 1 | 1 | 1 | 1 | 1 | 1 | 1 | 1 | 1 | 1 | 1 | 1
F2_Commercial_Lodging_New_Food Preparation_Natural Gas_Steamer_E3 | F2 | Commercial | Lodging | New | Food Preparation | Natural Gas | Steamer | E3 | TRC BC Ratio | 0 | 0 | 0 | 0 | 0 | 0 | 0 | 0 | 0 | 0 | 0 | 0 | 0 | 0 | 0 | 0 | 0 | 0 | 0 | 0 | 0 | 0 | 0 | 0 | 0 | 0 | 0 | 0 | 0 | 0 | 0 | 0 | 0
F2_Commercial_Lodging_New_Food Preparation_Natural Gas_Steamer_E4 | F2 | Commercial | Lodging | New | Food Preparation | Natural Gas | Steamer | E4 | TRC BC Ratio | 0 | 0 | 0 | 0 | 0 | 0 | 0 | 0 | 0 | 0 | 0 | 0 | 0 | 0 | 0 | 0 | 0 | 0 | 0 | 0 | 0 | 0 | 0 | 0 | 0 | 0 | 0 | 0 | 0 | 0 | 0 | 0 | 0
F2_Commercial_Lodging_New_Food Preparation_Natural Gas_Steamer_E5 | F2 | Commercial | Lodging | New | Food Preparation | Natural Gas | Steamer | E5 | TRC BC Ratio | 0 | 0 | 0 | 0 | 0 | 0 | 0 | 0 | 0 | 0 | 0 | 0 | 0 | 0 | 0 | 0 | 0 | 0 | 0 | 0 | 0 | 0 | 0 | 0 | 0 | 0 | 0 | 0 | 0 | 0 | 0 | 0 | 0
F2_Commercial_Lodging_New_Food Preparation_Natural Gas_Steamer_E6 | F2 | Commercial | Lodging | New | Food Preparation | Natural Gas | Steamer | E6 | TRC BC Ratio | 0 | 0 | 0 | 0 | 0 | 0 | 0 | 0 | 0 | 0 | 0 | 0 | 0 | 0 | 0 | 0 | 0 | 0 | 0 | 0 | 0 | 0 | 0 | 0 | 0 | 0 | 0 | 0 | 0 | 0 | 0 | 0 | 0
F2_Commercial_Lodging_New_Food Preparation_Natural Gas_Steamer_E7 | F2 | Commercial | Lodging | New | Food Preparation | Natural Gas | Steamer | E7 | TRC BC Ratio | 0 | 0 | 0 | 0 | 0 | 0 | 0 | 0 | 0 | 0 | 0 | 0 | 0 | 0 | 0 | 0 | 0 | 0 | 0 | 0 | 0 | 0 | 0 | 0 | 0 | 0 | 0 | 0 | 0 | 0 | 0 | 0 | 0
F2_Commercial_Lodging_New_Food Preparation_Natural Gas_Steamer_E8 | F2 | Commercial | Lodging | New | Food Preparation | Natural Gas | Steamer | E8 | TRC BC Ratio | 0 | 0 | 0 | 0 | 0 | 0 | 0 | 0 | 0 | 0 | 0 | 0 | 0 | 0 | 0 | 0 | 0 | 0 | 0 | 0 | 0 | 0 | 0 | 0 | 0 | 0 | 0 | 0 | 0 | 0 | 0 | 0 | 0
F2_Commercial_Lodging_New_Food Preparation_Natural Gas_Steamer_E9 | F2 | Commercial | Lodging | New | Food Preparation | Natural Gas | Steamer | E9 | TRC BC Ratio | 0 | 0 | 0 | 0 | 0 | 0 | 0 | 0 | 0 | 0 | 0 | 0 | 0 | 0 | 0 | 0 | 0 | 0 | 0 | 0 | 0 | 0 | 0 | 0 | 0 | 0 | 0 | 0 | 0 | 0 | 0 | 0 | 0
F2_Commercial_Lodging_New_Food Preparation_Natural Gas_Steamer_E10 | F2 | Commercial | Lodging | New | Food Preparation | Natural Gas | Steamer | E10 | TRC BC Ratio | 0 | 0 | 0 | 0 | 0 | 0 | 0 | 0 | 0 | 0 | 0 | 0 | 0 | 0 | 0 | 0 | 0 | 0 | 0 | 0 | 0 | 0 | 0 | 0 | 0 | 0 | 0 | 0 | 0 | 0 | 0 | 0 | 0
F3_Commercial_Lodging_New_Food Preparation_Natural Gas_Steamer_E1 | F3 | Commercial | Lodging | New | Food Preparation | Natural Gas | Steamer | E1 | PACT BC Ratio | 1 | 1 | 1 | 0 | 0 | 0 | 0 | 0 | 0 | 0 | 0 | 0 | 0 | 0 | 0 | 0 | 0 | 0 | 0 | 0 | 0 | 0 | 0 | 0 | 0 | 0 | 0 | 0 | 0 | 0 | 0 | 0 | 0
F3_Commercial_Lodging_New_Food Preparation_Natural Gas_Steamer_E2 | F3 | Commercial | Lodging | New | Food Preparation | Natural Gas | Steamer | E2 | PACT BC Ratio | 4.8398 | 4.875 | 4.9151 | 1 | 1 | 1 | 1 | 1 | 1 | 1 | 1 | 1 | 1 | 1 | 1 | 1 | 1 | 1 | 1 | 1 | 1 | 1 | 1 | 1 | 1 | 1 | 1 | 1 | 1 | 1 | 1 | 1 | 1
F3_Commercial_Lodging_New_Food Preparation_Natural Gas_Steamer_E3 | F3 | Commercial | Lodging | New | Food Preparation | Natural Gas | Steamer | E3 | PACT BC Ratio | 0 | 0 | 0 | 0 | 0 | 0 | 0 | 0 | 0 | 0 | 0 | 0 | 0 | 0 | 0 | 0 | 0 | 0 | 0 | 0 | 0 | 0 | 0 | 0 | 0 | 0 | 0 | 0 | 0 | 0 | 0 | 0 | 0
F3_Commercial_Lodging_New_Food Preparation_Natural Gas_Steamer_E4 | F3 | Commercial | Lodging | New | Food Preparation | Natural Gas | Steamer | E4 | PACT BC Ratio | 0 | 0 | 0 | 0 | 0 | 0 | 0 | 0 | 0 | 0 | 0 | 0 | 0 | 0 | 0 | 0 | 0 | 0 | 0 | 0 | 0 | 0 | 0 | 0 | 0 | 0 | 0 | 0 | 0 | 0 | 0 | 0 | 0
F3_Commercial_Lodging_New_Food Preparation_Natural Gas_Steamer_E5 | F3 | Commercial | Lodging | New | Food Preparation | Natural Gas | Steamer | E5 | PACT BC Ratio | 0 | 0 | 0 | 0 | 0 | 0 | 0 | 0 | 0 | 0 | 0 | 0 | 0 | 0 | 0 | 0 | 0 | 0 | 0 | 0 | 0 | 0 | 0 | 0 | 0 | 0 | 0 | 0 | 0 | 0 | 0 | 0 | 0
F3_Commercial_Lodging_New_Food Preparation_Natural Gas_Steamer_E6 | F3 | Commercial | Lodging | New | Food Preparation | Natural Gas | Steamer | E6 | PACT BC Ratio | 0 | 0 | 0 | 0 | 0 | 0 | 0 | 0 | 0 | 0 | 0 | 0 | 0 | 0 | 0 | 0 | 0 | 0 | 0 | 0 | 0 | 0 | 0 | 0 | 0 | 0 | 0 | 0 | 0 | 0 | 0 | 0 | 0
F3_Commercial_Lodging_New_Food Preparation_Natural Gas_Steamer_E7 | F3 | Commercial | Lodging | New | Food Preparation | Natural Gas | Steamer | E7 | PACT BC Ratio | 0 | 0 | 0 | 0 | 0 | 0 | 0 | 0 | 0 | 0 | 0 | 0 | 0 | 0 | 0 | 0 | 0 | 0 | 0 | 0 | 0 | 0 | 0 | 0 | 0 | 0 | 0 | 0 | 0 | 0 | 0 | 0 | 0
F3_Commercial_Lodging_New_Food Preparation_Natural Gas_Steamer_E8 | F3 | Commercial | Lodging | New | Food Preparation | Natural Gas | Steamer | E8 | PACT BC Ratio | 0 | 0 | 0 | 0 | 0 | 0 | 0 | 0 | 0 | 0 | 0 | 0 | 0 | 0 | 0 | 0 | 0 | 0 | 0 | 0 | 0 | 0 | 0 | 0 | 0 | 0 | 0 | 0 | 0 | 0 | 0 | 0 | 0
F3_Commercial_Lodging_New_Food Preparation_Natural Gas_Steamer_E9 | F3 | Commercial | Lodging | New | Food Preparation | Natural Gas | Steamer | E9 | PACT BC Ratio | 0 | 0 | 0 | 0 | 0 | 0 | 0 | 0 | 0 | 0 | 0 | 0 | 0 | 0 | 0 | 0 | 0 | 0 | 0 | 0 | 0 | 0 | 0 | 0 | 0 | 0 | 0 | 0 | 0 | 0 | 0 | 0 | 0
F3_Commercial_Lodging_New_Food Preparation_Natural Gas_Steamer_E10 | F3 | Commercial | Lodging | New | Food Preparation | Natural Gas | Steamer | E10 | PACT BC Ratio | 0 | 0 | 0 | 0 | 0 | 0 | 0 | 0 | 0 | 0 | 0 | 0 | 0 | 0 | 0 | 0 | 0 | 0 | 0 | 0 | 0 | 0 | 0 | 0 | 0 | 0 | 0 | 0 | 0 | 0 | 0 | 0 | 0
F4_Commercial_Lodging_New_Food Preparation_Natural Gas_Steamer_E1 | F4 | Commercial | Lodging | New | Food Preparation | Natural Gas | Steamer | E1 | RVT BC Ratio | 1 | 1 | 1 | 0 | 0 | 0 | 0 | 0 | 0 | 0 | 0 | 0 | 0 | 0 | 0 | 0 | 0 | 0 | 0 | 0 | 0 | 0 | 0 | 0 | 0 | 0 | 0 | 0 | 0 | 0 | 0 | 0 | 0
F4_Commercial_Lodging_New_Food Preparation_Natural Gas_Steamer_E2 | F4 | Commercial | Lodging | New | Food Preparation | Natural Gas | Steamer | E2 | RVT BC Ratio | 5.9186 | 5.9566 | 5.9998 | 1 | 1 | 1 | 1 | 1 | 1 | 1 | 1 | 1 | 1 | 1 | 1 | 1 | 1 | 1 | 1 | 1 | 1 | 1 | 1 | 1 | 1 | 1 | 1 | 1 | 1 | 1 | 1 | 1 | 1
F4_Commercial_Lodging_New_Food Preparation_Natural Gas_Steamer_E3 | F4 | Commercial | Lodging | New | Food Preparation | Natural Gas | Steamer | E3 | RVT BC Ratio | 0 | 0 | 0 | 0 | 0 | 0 | 0 | 0 | 0 | 0 | 0 | 0 | 0 | 0 | 0 | 0 | 0 | 0 | 0 | 0 | 0 | 0 | 0 | 0 | 0 | 0 | 0 | 0 | 0 | 0 | 0 | 0 | 0
F4_Commercial_Lodging_New_Food Preparation_Natural Gas_Steamer_E4 | F4 | Commercial | Lodging | New | Food Preparation | Natural Gas | Steamer | E4 | RVT BC Ratio | 0 | 0 | 0 | 0 | 0 | 0 | 0 | 0 | 0 | 0 | 0 | 0 | 0 | 0 | 0 | 0 | 0 | 0 | 0 | 0 | 0 | 0 | 0 | 0 | 0 | 0 | 0 | 0 | 0 | 0 | 0 | 0 | 0
F4_Commercial_Lodging_New_Food Preparation_Natural Gas_Steamer_E5 | F4 | Commercial | Lodging | New | Food Preparation | Natural Gas | Steamer | E5 | RVT BC Ratio | 0 | 0 | 0 | 0 | 0 | 0 | 0 | 0 | 0 | 0 | 0 | 0 | 0 | 0 | 0 | 0 | 0 | 0 | 0 | 0 | 0 | 0 | 0 | 0 | 0 | 0 | 0 | 0 | 0 | 0 | 0 | 0 | 0
F4_Commercial_Lodging_New_Food Preparation_Natural Gas_Steamer_E6 | F4 | Commercial | Lodging | New | Food Preparation | Natural Gas | Steamer | E6 | RVT BC Ratio | 0 | 0 | 0 | 0 | 0 | 0 | 0 | 0 | 0 | 0 | 0 | 0 | 0 | 0 | 0 | 0 | 0 | 0 | 0 | 0 | 0 | 0 | 0 | 0 | 0 | 0 | 0 | 0 | 0 | 0 | 0 | 0 | 0
F4_Commercial_Lodging_New_Food Preparation_Natural Gas_Steamer_E7 | F4 | Commercial | Lodging | New | Food Preparation | Natural Gas | Steamer | E7 | RVT BC Ratio | 0 | 0 | 0 | 0 | 0 | 0 | 0 | 0 | 0 | 0 | 0 | 0 | 0 | 0 | 0 | 0 | 0 | 0 | 0 | 0 | 0 | 0 | 0 | 0 | 0 | 0 | 0 | 0 | 0 | 0 | 0 | 0 | 0
F4_Commercial_Lodging_New_Food Preparation_Natural Gas_Steamer_E8 | F4 | Commercial | Lodging | New | Food Preparation | Natural Gas | Steamer | E8 | RVT BC Ratio | 0 | 0 | 0 | 0 | 0 | 0 | 0 | 0 | 0 | 0 | 0 | 0 | 0 | 0 | 0 | 0 | 0 | 0 | 0 | 0 | 0 | 0 | 0 | 0 | 0 | 0 | 0 | 0 | 0 | 0 | 0 | 0 | 0
F4_Commercial_Lodging_New_Food Preparation_Natural Gas_Steamer_E9 | F4 | Commercial | Lodging | New | Food Preparation | Natural Gas | Steamer | E9 | RVT BC Ratio | 0 | 0 | 0 | 0 | 0 | 0 | 0 | 0 | 0 | 0 | 0 | 0 | 0 | 0 | 0 | 0 | 0 | 0 | 0 | 0 | 0 | 0 | 0 | 0 | 0 | 0 | 0 | 0 | 0 | 0 | 0 | 0 | 0
F4_Commercial_Lodging_New_Food Preparation_Natural Gas_Steamer_E10 | F4 | Commercial | Lodging | New | Food Preparation | Natural Gas | Steamer | E10 | RVT BC Ratio | 0 | 0 | 0 | 0 | 0 | 0 | 0 | 0 | 0 | 0 | 0 | 0 | 0 | 0 | 0 | 0 | 0 | 0 | 0 | 0 | 0 | 0 | 0 | 0 | 0 | 0 | 0 | 0 | 0 | 0 | 0 | 0 | 0
F5_Commercial_Lodging_New_Food Preparation_Natural Gas_Steamer_E1 | F5 | Commercial | Lodging | New | Food Preparation | Natural Gas | Steamer | E1 | RIM BC Ratio | 1 | 1 | 1 | 0 | 0 | 0 | 0 | 0 | 0 | 0 | 0 | 0 | 0 | 0 | 0 | 0 | 0 | 0 | 0 | 0 | 0 | 0 | 0 | 0 | 0 | 0 | 0 | 0 | 0 | 0 | 0 | 0 | 0
F5_Commercial_Lodging_New_Food Preparation_Natural Gas_Steamer_E2 | F5 | Commercial | Lodging | New | Food Preparation | Natural Gas | Steamer | E2 | RIM BC Ratio | 0.7119 | 0.71266 | 0.71351 | 1 | 1 | 1 | 1 | 1 | 1 | 1 | 1 | 1 | 1 | 1 | 1 | 1 | 1 | 1 | 1 | 1 | 1 | 1 | 1 | 1 | 1 | 1 | 1 | 1 | 1 | 1 | 1 | 1 | 1
F5_Commercial_Lodging_New_Food Preparation_Natural Gas_Steamer_E3 | F5 | Commercial | Lodging | New | Food Preparation | Natural Gas | Steamer | E3 | RIM BC Ratio | 0 | 0 | 0 | 0 | 0 | 0 | 0 | 0 | 0 | 0 | 0 | 0 | 0 | 0 | 0 | 0 | 0 | 0 | 0 | 0 | 0 | 0 | 0 | 0 | 0 | 0 | 0 | 0 | 0 | 0 | 0 | 0 | 0
F5_Commercial_Lodging_New_Food Preparation_Natural Gas_Steamer_E4 | F5 | Commercial | Lodging | New | Food Preparation | Natural Gas | Steamer | E4 | RIM BC Ratio | 0 | 0 | 0 | 0 | 0 | 0 | 0 | 0 | 0 | 0 | 0 | 0 | 0 | 0 | 0 | 0 | 0 | 0 | 0 | 0 | 0 | 0 | 0 | 0 | 0 | 0 | 0 | 0 | 0 | 0 | 0 | 0 | 0
F5_Commercial_Lodging_New_Food Preparation_Natural Gas_Steamer_E5 | F5 | Commercial | Lodging | New | Food Preparation | Natural Gas | Steamer | E5 | RIM BC Ratio | 0 | 0 | 0 | 0 | 0 | 0 | 0 | 0 | 0 | 0 | 0 | 0 | 0 | 0 | 0 | 0 | 0 | 0 | 0 | 0 | 0 | 0 | 0 | 0 | 0 | 0 | 0 | 0 | 0 | 0 | 0 | 0 | 0
F5_Commercial_Lodging_New_Food Preparation_Natural Gas_Steamer_E6 | F5 | Commercial | Lodging | New | Food Preparation | Natural Gas | Steamer | E6 | RIM BC Ratio | 0 | 0 | 0 | 0 | 0 | 0 | 0 | 0 | 0 | 0 | 0 | 0 | 0 | 0 | 0 | 0 | 0 | 0 | 0 | 0 | 0 | 0 | 0 | 0 | 0 | 0 | 0 | 0 | 0 | 0 | 0 | 0 | 0
F5_Commercial_Lodging_New_Food Preparation_Natural Gas_Steamer_E7 | F5 | Commercial | Lodging | New | Food Preparation | Natural Gas | Steamer | E7 | RIM BC Ratio | 0 | 0 | 0 | 0 | 0 | 0 | 0 | 0 | 0 | 0 | 0 | 0 | 0 | 0 | 0 | 0 | 0 | 0 | 0 | 0 | 0 | 0 | 0 | 0 | 0 | 0 | 0 | 0 | 0 | 0 | 0 | 0 | 0
F5_Commercial_Lodging_New_Food Preparation_Natural Gas_Steamer_E8 | F5 | Commercial | Lodging | New | Food Preparation | Natural Gas | Steamer | E8 | RIM BC Ratio | 0 | 0 | 0 | 0 | 0 | 0 | 0 | 0 | 0 | 0 | 0 | 0 | 0 | 0 | 0 | 0 | 0 | 0 | 0 | 0 | 0 | 0 | 0 | 0 | 0 | 0 | 0 | 0 | 0 | 0 | 0 | 0 | 0
F5_Commercial_Lodging_New_Food Preparation_Natural Gas_Steamer_E9 | F5 | Commercial | Lodging | New | Food Preparation | Natural Gas | Steamer | E9 | RIM BC Ratio | 0 | 0 | 0 | 0 | 0 | 0 | 0 | 0 | 0 | 0 | 0 | 0 | 0 | 0 | 0 | 0 | 0 | 0 | 0 | 0 | 0 | 0 | 0 | 0 | 0 | 0 | 0 | 0 | 0 | 0 | 0 | 0 | 0
F5_Commercial_Lodging_New_Food Preparation_Natural Gas_Steamer_E10 | F5 | Commercial | Lodging | New | Food Preparation | Natural Gas | Steamer | E10 | RIM BC Ratio | 0 | 0 | 0 | 0 | 0 | 0 | 0 | 0 | 0 | 0 | 0 | 0 | 0 | 0 | 0 | 0 | 0 | 0 | 0 | 0 | 0 | 0 | 0 | 0 | 0 | 0 | 0 | 0 | 0 | 0 | 0 | 0 | 0
F0_Commercial_Lodging_New_Food Preparation_Natural Gas_Food Prep Other_E0 | F0 | Commercial | Lodging | New | Food Preparation | Natural Gas | Food Prep Other | E0 | Economic Unit | Standard | Standard | Standard | Standard | Standard | Standard | Standard | Standard | Standard | Standard | Standard | Standard | Standard | Standard | Standard | Standard | Standard | Standard | Standard | Standard | Standard | Standard | Standard | Standard | Standard | Standard | Standard | Standard | Standard | Standard | Standard | Standard | Standard
F1_Commercial_Lodging_New_Food Preparation_Natural Gas_Food Prep Other_E1 | F1 | Commercial | Lodging | New | Food Preparation | Natural Gas | Food Prep Other | E1 | CCE | 0 | 0 | 0 | 0 | 0 | 0 | 0 | 0 | 0 | 0 | 0 | 0 | 0 | 0 | 0 | 0 | 0 | 0 | 0 | 0 | 0 | 0 | 0 | 0 | 0 | 0 | 0 | 0 | 0 | 0 | 0 | 0 | 0
F1_Commercial_Lodging_New_Food Preparation_Natural Gas_Food Prep Other_E2 | F1 | Commercial | Lodging | New | Food Preparation | Natural Gas | Food Prep Other | E2 | CCE | #DIV/0! | #DIV/0! | #DIV/0! | #DIV/0! | #DIV/0! | #DIV/0! | #DIV/0! | #DIV/0! | #DIV/0! | #DIV/0! | #DIV/0! | #DIV/0! | #DIV/0! | #DIV/0! | #DIV/0! | #DIV/0! | #DIV/0! | #DIV/0! | #DIV/0! | #DIV/0! | #DIV/0! | #DIV/0! | #DIV/0! | #DIV/0! | #DIV/0! | #DIV/0! | #DIV/0! | #DIV/0! | #DIV/0! | #DIV/0! | #DIV/0! | #DIV/0! | #DIV/0!
F1_Commercial_Lodging_New_Food Preparation_Natural Gas_Food Prep Other_E3 | F1 | Commercial | Lodging | New | Food Preparation | Natural Gas | Food Prep Other | E3 | CCE | 0 | 0 | 0 | 0 | 0 | 0 | 0 | 0 | 0 | 0 | 0 | 0 | 0 | 0 | 0 | 0 | 0 | 0 | 0 | 0 | 0 | 0 | 0 | 0 | 0 | 0 | 0 | 0 | 0 | 0 | 0 | 0 | 0
F1_Commercial_Lodging_New_Food Preparation_Natural Gas_Food Prep Other_E4 | F1 | Commercial | Lodging | New | Food Preparation | Natural Gas | Food Prep Other | E4 | CCE | 0 | 0 | 0 | 0 | 0 | 0 | 0 | 0 | 0 | 0 | 0 | 0 | 0 | 0 | 0 | 0 | 0 | 0 | 0 | 0 | 0 | 0 | 0 | 0 | 0 | 0 | 0 | 0 | 0 | 0 | 0 | 0 | 0
F1_Commercial_Lodging_New_Food Preparation_Natural Gas_Food Prep Other_E5 | F1 | Commercial | Lodging | New | Food Preparation | Natural Gas | Food Prep Other | E5 | CCE | 0 | 0 | 0 | 0 | 0 | 0 | 0 | 0 | 0 | 0 | 0 | 0 | 0 | 0 | 0 | 0 | 0 | 0 | 0 | 0 | 0 | 0 | 0 | 0 | 0 | 0 | 0 | 0 | 0 | 0 | 0 | 0 | 0
F1_Commercial_Lodging_New_Food Preparation_Natural Gas_Food Prep Other_E6 | F1 | Commercial | Lodging | New | Food Preparation | Natural Gas | Food Prep Other | E6 | CCE | 0 | 0 | 0 | 0 | 0 | 0 | 0 | 0 | 0 | 0 | 0 | 0 | 0 | 0 | 0 | 0 | 0 | 0 | 0 | 0 | 0 | 0 | 0 | 0 | 0 | 0 | 0 | 0 | 0 | 0 | 0 | 0 | 0
F1_Commercial_Lodging_New_Food Preparation_Natural Gas_Food Prep Other_E7 | F1 | Commercial | Lodging | New | Food Preparation | Natural Gas | Food Prep Other | E7 | CCE | 0 | 0 | 0 | 0 | 0 | 0 | 0 | 0 | 0 | 0 | 0 | 0 | 0 | 0 | 0 | 0 | 0 | 0 | 0 | 0 | 0 | 0 | 0 | 0 | 0 | 0 | 0 | 0 | 0 | 0 | 0 | 0 | 0
F1_Commercial_Lodging_New_Food Preparation_Natural Gas_Food Prep Other_E8 | F1 | Commercial | Lodging | New | Food Preparation | Natural Gas | Food Prep Other | E8 | CCE | 0 | 0 | 0 | 0 | 0 | 0 | 0 | 0 | 0 | 0 | 0 | 0 | 0 | 0 | 0 | 0 | 0 | 0 | 0 | 0 | 0 | 0 | 0 | 0 | 0 | 0 | 0 | 0 | 0 | 0 | 0 | 0 | 0
F1_Commercial_Lodging_New_Food Preparation_Natural Gas_Food Prep Other_E9 | F1 | Commercial | Lodging | New | Food Preparation | Natural Gas | Food Prep Other | E9 | CCE | 0 | 0 | 0 | 0 | 0 | 0 | 0 | 0 | 0 | 0 | 0 | 0 | 0 | 0 | 0 | 0 | 0 | 0 | 0 | 0 | 0 | 0 | 0 | 0 | 0 | 0 | 0 | 0 | 0 | 0 | 0 | 0 | 0
F1_Commercial_Lodging_New_Food Preparation_Natural Gas_Food Prep Other_E10 | F1 | Commercial | Lodging | New | Food Preparation | Natural Gas | Food Prep Other | E10 | CCE | 0 | 0 | 0 | 0 | 0 | 0 | 0 | 0 | 0 | 0 | 0 | 0 | 0 | 0 | 0 | 0 | 0 | 0 | 0 | 0 | 0 | 0 | 0 | 0 | 0 | 0 | 0 | 0 | 0 | 0 | 0 | 0 | 0
F2_Commercial_Lodging_New_Food Preparation_Natural Gas_Food Prep Other_E1 | F2 | Commercial | Lodging | New | Food Preparation | Natural Gas | Food Prep Other | E1 | TRC BC Ratio | bar: 2019 to 2051
F2_Commercial_Lodging_New_Food Preparation_Natural Gas_Food Prep Other_E2 | F2 | Commercial | Lodging | New | Food Preparation | Natural Gas | Food Prep Other | E2 | TRC BC Ratio | 0 | 0 | 0 | 0 | 0 | 0 | 0 | 0 | 0 | 0 | 0 | 0 | 0 | 0 | 0 | 0 | 0 | 0 | 0 | 0 | 0 | 0 | 0 | 0 | 0 | 0 | 0 | 0 | 0 | 0 | 0 | 0 | 0
F2_Commercial_Lodging_New_Food Preparation_Natural Gas_Food Prep Other_E3 | F2 | Commercial | Lodging | New | Food Preparation | Natural Gas | Food Prep Other | E3 | TRC BC Ratio | 0 | 0 | 0 | 0 | 0 | 0 | 0 | 0 | 0 | 0 | 0 | 0 | 0 | 0 | 0 | 0 | 0 | 0 | 0 | 0 | 0 | 0 | 0 | 0 | 0 | 0 | 0 | 0 | 0 | 0 | 0 | 0 | 0
F2_Commercial_Lodging_New_Food Preparation_Natural Gas_Food Prep Other_E4 | F2 | Commercial | Lodging | New | Food Preparation | Natural Gas | Food Prep Other | E4 | TRC BC Ratio | 0 | 0 | 0 | 0 | 0 | 0 | 0 | 0 | 0 | 0 | 0 | 0 | 0 | 0 | 0 | 0 | 0 | 0 | 0 | 0 | 0 | 0 | 0 | 0 | 0 | 0 | 0 | 0 | 0 | 0 | 0 | 0 | 0
F2_Commercial_Lodging_New_Food Preparation_Natural Gas_Food Prep Other_E5 | F2 | Commercial | Lodging | New | Food Preparation | Natural Gas | Food Prep Other | E5 | TRC BC Ratio | 0 | 0 | 0 | 0 | 0 | 0 | 0 | 0 | 0 | 0 | 0 | 0 | 0 | 0 | 0 | 0 | 0 | 0 | 0 | 0 | 0 | 0 | 0 | 0 | 0 | 0 | 0 | 0 | 0 | 0 | 0 | 0 | 0
F2_Commercial_Lodging_New_Food Preparation_Natural Gas_Food Prep Other_E6 | F2 | Commercial | Lodging | New | Food Preparation | Natural Gas | Food Prep Other | E6 | TRC BC Ratio | 0 | 0 | 0 | 0 | 0 | 0 | 0 | 0 | 0 | 0 | 0 | 0 | 0 | 0 | 0 | 0 | 0 | 0 | 0 | 0 | 0 | 0 | 0 | 0 | 0 | 0 | 0 | 0 | 0 | 0 | 0 | 0 | 0
F2_Commercial_Lodging_New_Food Preparation_Natural Gas_Food Prep Other_E7 | F2 | Commercial | Lodging | New | Food Preparation | Natural Gas | Food Prep Other | E7 | TRC BC Ratio | 0 | 0 | 0 | 0 | 0 | 0 | 0 | 0 | 0 | 0 | 0 | 0 | 0 | 0 | 0 | 0 | 0 | 0 | 0 | 0 | 0 | 0 | 0 | 0 | 0 | 0 | 0 | 0 | 0 | 0 | 0 | 0 | 0
F2_Commercial_Lodging_New_Food Preparation_Natural Gas_Food Prep Other_E8 | F2 | Commercial | Lodging | New | Food Preparation | Natural Gas | Food Prep Other | E8 | TRC BC Ratio | 0 | 0 | 0 | 0 | 0 | 0 | 0 | 0 | 0 | 0 | 0 | 0 | 0 | 0 | 0 | 0 | 0 | 0 | 0 | 0 | 0 | 0 | 0 | 0 | 0 | 0 | 0 | 0 | 0 | 0 | 0 | 0 | 0
F2_Commercial_Lodging_New_Food Preparation_Natural Gas_Food Prep Other_E9 | F2 | Commercial | Lodging | New | Food Preparation | Natural Gas | Food Prep Other | E9 | TRC BC Ratio | 0 | 0 | 0 | 0 | 0 | 0 | 0 | 0 | 0 | 0 | 0 | 0 | 0 | 0 | 0 | 0 | 0 | 0 | 0 | 0 | 0 | 0 | 0 | 0 | 0 | 0 | 0 | 0 | 0 | 0 | 0 | 0 | 0
F2_Commercial_Lodging_New_Food Preparation_Natural Gas_Food Prep Other_E10 | F2 | Commercial | Lodging | New | Food Preparation | Natural Gas | Food Prep Other | E10 | TRC BC Ratio | 0 | 0 | 0 | 0 | 0 | 0 | 0 | 0 | 0 | 0 | 0 | 0 | 0 | 0 | 0 | 0 | 0 | 0 | 0 | 0 | 0 | 0 | 0 | 0 | 0 | 0 | 0 | 0 | 0 | 0 | 0 | 0 | 0
F3_Commercial_Lodging_New_Food Preparation_Natural Gas_Food Prep Other_E1 | F3 | Commercial | Lodging | New | Food Preparation | Natural Gas | Food Prep Other | E1 | PACT BC Ratio | bar: 2019 to 2051
F3_Commercial_Lodging_New_Food Preparation_Natural Gas_Food Prep Other_E2 | F3 | Commercial | Lodging | New | Food Preparation | Natural Gas | Food Prep Other | E2 | PACT BC Ratio | 0 | 0 | 0 | 0 | 0 | 0 | 0 | 0 | 0 | 0 | 0 | 0 | 0 | 0 | 0 | 0 | 0 | 0 | 0 | 0 | 0 | 0 | 0 | 0 | 0 | 0 | 0 | 0 | 0 | 0 | 0 | 0 | 0
F3_Commercial_Lodging_New_Food Preparation_Natural Gas_Food Prep Other_E3 | F3 | Commercial | Lodging | New | Food Preparation | Natural Gas | Food Prep Other | E3 | PACT BC Ratio | 0 | 0 | 0 | 0 | 0 | 0 | 0 | 0 | 0 | 0 | 0 | 0 | 0 | 0 | 0 | 0 | 0 | 0 | 0 | 0 | 0 | 0 | 0 | 0 | 0 | 0 | 0 | 0 | 0 | 0 | 0 | 0 | 0
F3_Commercial_Lodging_New_Food Preparation_Natural Gas_Food Prep Other_E4 | F3 | Commercial | Lodging | New | Food Preparation | Natural Gas | Food Prep Other | E4 | PACT BC Ratio | 0 | 0 | 0 | 0 | 0 | 0 | 0 | 0 | 0 | 0 | 0 | 0 | 0 | 0 | 0 | 0 | 0 | 0 | 0 | 0 | 0 | 0 | 0 | 0 | 0 | 0 | 0 | 0 | 0 | 0 | 0 | 0 | 0
F3_Commercial_Lodging_New_Food Preparation_Natural Gas_Food Prep Other_E5 | F3 | Commercial | Lodging | New | Food Preparation | Natural Gas | Food Prep Other | E5 | PACT BC Ratio | 0 | 0 | 0 | 0 | 0 | 0 | 0 | 0 | 0 | 0 | 0 | 0 | 0 | 0 | 0 | 0 | 0 | 0 | 0 | 0 | 0 | 0 | 0 | 0 | 0 | 0 | 0 | 0 | 0 | 0 | 0 | 0 | 0
F3_Commercial_Lodging_New_Food Preparation_Natural Gas_Food Prep Other_E6 | F3 | Commercial | Lodging | New | Food Preparation | Natural Gas | Food Prep Other | E6 | PACT BC Ratio | 0 | 0 | 0 | 0 | 0 | 0 | 0 | 0 | 0 | 0 | 0 | 0 | 0 | 0 | 0 | 0 | 0 | 0 | 0 | 0 | 0 | 0 | 0 | 0 | 0 | 0 | 0 | 0 | 0 | 0 | 0 | 0 | 0
F3_Commercial_Lodging_New_Food Preparation_Natural Gas_Food Prep Other_E7 | F3 | Commercial | Lodging | New | Food Preparation | Natural Gas | Food Prep Other | E7 | PACT BC Ratio | 0 | 0 | 0 | 0 | 0 | 0 | 0 | 0 | 0 | 0 | 0 | 0 | 0 | 0 | 0 | 0 | 0 | 0 | 0 | 0 | 0 | 0 | 0 | 0 | 0 | 0 | 0 | 0 | 0 | 0 | 0 | 0 | 0
F3_Commercial_Lodging_New_Food Preparation_Natural Gas_Food Prep Other_E8 | F3 | Commercial | Lodging | New | Food Preparation | Natural Gas | Food Prep Other | E8 | PACT BC Ratio | 0 | 0 | 0 | 0 | 0 | 0 | 0 | 0 | 0 | 0 | 0 | 0 | 0 | 0 | 0 | 0 | 0 | 0 | 0 | 0 | 0 | 0 | 0 | 0 | 0 | 0 | 0 | 0 | 0 | 0 | 0 | 0 | 0
F3_Commercial_Lodging_New_Food Preparation_Natural Gas_Food Prep Other_E9 | F3 | Commercial | Lodging | New | Food Preparation | Natural Gas | Food Prep Other | E9 | PACT BC Ratio | 0 | 0 | 0 | 0 | 0 | 0 | 0 | 0 | 0 | 0 | 0 | 0 | 0 | 0 | 0 | 0 | 0 | 0 | 0 | 0 | 0 | 0 | 0 | 0 | 0 | 0 | 0 | 0 | 0 | 0 | 0 | 0 | 0
F3_Commercial_Lodging_New_Food Preparation_Natural Gas_Food Prep Other_E10 | F3 | Commercial | Lodging | New | Food Preparation | Natural Gas | Food Prep Other | E10 | PACT BC Ratio | 0 | 0 | 0 | 0 | 0 | 0 | 0 | 0 | 0 | 0 | 0 | 0 | 0 | 0 | 0 | 0 | 0 | 0 | 0 | 0 | 0 | 0 | 0 | 0 | 0 | 0 | 0 | 0 | 0 | 0 | 0 | 0 | 0
F4_Commercial_Lodging_New_Food Preparation_Natural Gas_Food Prep Other_E1 | F4 | Commercial | Lodging | New | Food Preparation | Natural Gas | Food Prep Other | E1 | RVT BC Ratio | bar: 2019 to 2051
F4_Commercial_Lodging_New_Food Preparation_Natural Gas_Food Prep Other_E2 | F4 | Commercial | Lodging | New | Food Preparation | Natural Gas | Food Prep Other | E2 | RVT BC Ratio | 0.7 | 0.7 | 0.7 | 0.7 | 0.7 | 0.7 | 0.7 | 0.7 | 0.7 | 0.7 | 0.7 | 0.7 | 0.7 | 0.7 | 0.7 | 0.7 | 0.7 | 0.7 | 0.7 | 0.7 | 0.7 | 0.7 | 0.7 | 0.7 | 0.7 | 0.7 | 0.7 | 0.7 | 0.7 | 0.7 | 0.7 | 0.7 | 0.7
F4_Commercial_Lodging_New_Food Preparation_Natural Gas_Food Prep Other_E3 | F4 | Commercial | Lodging | New | Food Preparation | Natural Gas | Food Prep Other | E3 | RVT BC Ratio | 0 | 0 | 0 | 0 | 0 | 0 | 0 | 0 | 0 | 0 | 0 | 0 | 0 | 0 | 0 | 0 | 0 | 0 | 0 | 0 | 0 | 0 | 0 | 0 | 0 | 0 | 0 | 0 | 0 | 0 | 0 | 0 | 0
F4_Commercial_Lodging_New_Food Preparation_Natural Gas_Food Prep Other_E4 | F4 | Commercial | Lodging | New | Food Preparation | Natural Gas | Food Prep Other | E4 | RVT BC Ratio | 0 | 0 | 0 | 0 | 0 | 0 | 0 | 0 | 0 | 0 | 0 | 0 | 0 | 0 | 0 | 0 | 0 | 0 | 0 | 0 | 0 | 0 | 0 | 0 | 0 | 0 | 0 | 0 | 0 | 0 | 0 | 0 | 0
F4_Commercial_Lodging_New_Food Preparation_Natural Gas_Food Prep Other_E5 | F4 | Commercial | Lodging | New | Food Preparation | Natural Gas | Food Prep Other | E5 | RVT BC Ratio | 0 | 0 | 0 | 0 | 0 | 0 | 0 | 0 | 0 | 0 | 0 | 0 | 0 | 0 | 0 | 0 | 0 | 0 | 0 | 0 | 0 | 0 | 0 | 0 | 0 | 0 | 0 | 0 | 0 | 0 | 0 | 0 | 0
F4_Commercial_Lodging_New_Food Preparation_Natural Gas_Food Prep Other_E6 | F4 | Commercial | Lodging | New | Food Preparation | Natural Gas | Food Prep Other | E6 | RVT BC Ratio | 0 | 0 | 0 | 0 | 0 | 0 | 0 | 0 | 0 | 0 | 0 | 0 | 0 | 0 | 0 | 0 | 0 | 0 | 0 | 0 | 0 | 0 | 0 | 0 | 0 | 0 | 0 | 0 | 0 | 0 | 0 | 0 | 0
F4_Commercial_Lodging_New_Food Preparation_Natural Gas_Food Prep Other_E7 | F4 | Commercial | Lodging | New | Food Preparation | Natural Gas | Food Prep Other | E7 | RVT BC Ratio | 0 | 0 | 0 | 0 | 0 | 0 | 0 | 0 | 0 | 0 | 0 | 0 | 0 | 0 | 0 | 0 | 0 | 0 | 0 | 0 | 0 | 0 | 0 | 0 | 0 | 0 | 0 | 0 | 0 | 0 | 0 | 0 | 0
F4_Commercial_Lodging_New_Food Preparation_Natural Gas_Food Prep Other_E8 | F4 | Commercial | Lodging | New | Food Preparation | Natural Gas | Food Prep Other | E8 | RVT BC Ratio | 0 | 0 | 0 | 0 | 0 | 0 | 0 | 0 | 0 | 0 | 0 | 0 | 0 | 0 | 0 | 0 | 0 | 0 | 0 | 0 | 0 | 0 | 0 | 0 | 0 | 0 | 0 | 0 | 0 | 0 | 0 | 0 | 0
F4_Commercial_Lodging_New_Food Preparation_Natural Gas_Food Prep Other_E9 | F4 | Commercial | Lodging | New | Food Preparation | Natural Gas | Food Prep Other | E9 | RVT BC Ratio | 0 | 0 | 0 | 0 | 0 | 0 | 0 | 0 | 0 | 0 | 0 | 0 | 0 | 0 | 0 | 0 | 0 | 0 | 0 | 0 | 0 | 0 | 0 | 0 | 0 | 0 | 0 | 0 | 0 | 0 | 0 | 0 | 0
F4_Commercial_Lodging_New_Food Preparation_Natural Gas_Food Prep Other_E10 | F4 | Commercial | Lodging | New | Food Preparation | Natural Gas | Food Prep Other | E10 | RVT BC Ratio | 0 | 0 | 0 | 0 | 0 | 0 | 0 | 0 | 0 | 0 | 0 | 0 | 0 | 0 | 0 | 0 | 0 | 0 | 0 | 0 | 0 | 0 | 0 | 0 | 0 | 0 | 0 | 0 | 0 | 0 | 0 | 0 | 0
F5_Commercial_Lodging_New_Food Preparation_Natural Gas_Food Prep Other_E1 | F5 | Commercial | Lodging | New | Food Preparation | Natural Gas | Food Prep Other | E1 | RIM BC Ratio | bar: 2019 to 2051
F5_Commercial_Lodging_New_Food Preparation_Natural Gas_Food Prep Other_E2 | F5 | Commercial | Lodging | New | Food Preparation | Natural Gas | Food Prep Other | E2 | RIM BC Ratio | 0 | 0 | 0 | 0 | 0 | 0 | 0 | 0 | 0 | 0 | 0 | 0 | 0 | 0 | 0 | 0 | 0 | 0 | 0 | 0 | 0 | 0 | 0 | 0 | 0 | 0 | 0 | 0 | 0 | 0 | 0 | 0 | 0
F5_Commercial_Lodging_New_Food Preparation_Natural Gas_Food Prep Other_E3 | F5 | Commercial | Lodging | New | Food Preparation | Natural Gas | Food Prep Other | E3 | RIM BC Ratio | 0 | 0 | 0 | 0 | 0 | 0 | 0 | 0 | 0 | 0 | 0 | 0 | 0 | 0 | 0 | 0 | 0 | 0 | 0 | 0 | 0 | 0 | 0 | 0 | 0 | 0 | 0 | 0 | 0 | 0 | 0 | 0 | 0
F5_Commercial_Lodging_New_Food Preparation_Natural Gas_Food Prep Other_E4 | F5 | Commercial | Lodging | New | Food Preparation | Natural Gas | Food Prep Other | E4 | RIM BC Ratio | 0 | 0 | 0 | 0 | 0 | 0 | 0 | 0 | 0 | 0 | 0 | 0 | 0 | 0 | 0 | 0 | 0 | 0 | 0 | 0 | 0 | 0 | 0 | 0 | 0 | 0 | 0 | 0 | 0 | 0 | 0 | 0 | 0
F5_Commercial_Lodging_New_Food Preparation_Natural Gas_Food Prep Other_E5 | F5 | Commercial | Lodging | New | Food Preparation | Natural Gas | Food Prep Other | E5 | RIM BC Ratio | 0 | 0 | 0 | 0 | 0 | 0 | 0 | 0 | 0 | 0 | 0 | 0 | 0 | 0 | 0 | 0 | 0 | 0 | 0 | 0 | 0 | 0 | 0 | 0 | 0 | 0 | 0 | 0 | 0 | 0 | 0 | 0 | 0
F5_Commercial_Lodging_New_Food Preparation_Natural Gas_Food Prep Other_E6 | F5 | Commercial | Lodging | New | Food Preparation | Natural Gas | Food Prep Other | E6 | RIM BC Ratio | 0 | 0 | 0 | 0 | 0 | 0 | 0 | 0 | 0 | 0 | 0 | 0 | 0 | 0 | 0 | 0 | 0 | 0 | 0 | 0 | 0 | 0 | 0 | 0 | 0 | 0 | 0 | 0 | 0 | 0 | 0 | 0 | 0
F5_Commercial_Lodging_New_Food Preparation_Natural Gas_Food Prep Other_E7 | F5 | Commercial | Lodging | New | Food Preparation | Natural Gas | Food Prep Other | E7 | RIM BC Ratio | 0 | 0 | 0 | 0 | 0 | 0 | 0 | 0 | 0 | 0 | 0 | 0 | 0 | 0 | 0 | 0 | 0 | 0 | 0 | 0 | 0 | 0 | 0 | 0 | 0 | 0 | 0 | 0 | 0 | 0 | 0 | 0 | 0
F5_Commercial_Lodging_New_Food Preparation_Natural Gas_Food Prep Other_E8 | F5 | Commercial | Lodging | New | Food Preparation | Natural Gas | Food Prep Other | E8 | RIM BC Ratio | 0 | 0 | 0 | 0 | 0 | 0 | 0 | 0 | 0 | 0 | 0 | 0 | 0 | 0 | 0 | 0 | 0 | 0 | 0 | 0 | 0 | 0 | 0 | 0 | 0 | 0 | 0 | 0 | 0 | 0 | 0 | 0 | 0
F5_Commercial_Lodging_New_Food Preparation_Natural Gas_Food Prep Other_E9 | F5 | Commercial | Lodging | New | Food Preparation | Natural Gas | Food Prep Other | E9 | RIM BC Ratio | 0 | 0 | 0 | 0 | 0 | 0 | 0 | 0 | 0 | 0 | 0 | 0 | 0 | 0 | 0 | 0 | 0 | 0 | 0 | 0 | 0 | 0 | 0 | 0 | 0 | 0 | 0 | 0 | 0 | 0 | 0 | 0 | 0
F5_Commercial_Lodging_New_Food Preparation_Natural Gas_Food Prep Other_E10 | F5 | Commercial | Lodging | New | Food Preparation | Natural Gas | Food Prep Other | E10 | RIM BC Ratio | 0 | 0 | 0 | 0 | 0 | 0 | 0 | 0 | 0 | 0 | 0 | 0 | 0 | 0 | 0 | 0 | 0 | 0 | 0 | 0 | 0 | 0 | 0 | 0 | 0 | 0 | 0 | 0 | 0 | 0 | 0 | 0 | 0
F0_Commercial_Lodging_New_Miscellaneous_Natural Gas_Pool Heater_E0 | F0 | Commercial | Lodging | New | Miscellaneous | Natural Gas | Pool Heater | E0 | Economic Unit | Standard (EF .78) | Standard (EF .78) | Standard (EF .78) | Standard (EF .78) | Standard (EF .78) | Standard (EF .78) | Standard (EF .78) | Standard (EF .78) | Standard (EF .78) | Standard (EF .78) | Standard (EF .78) | Standard (EF .78) | Standard (EF .78) | Standard (EF .78) | Standard (EF .78) | Standard (EF .78) | Standard (EF .78) | Standard (EF .78) | Standard (EF .78) | Standard (EF .78) | Standard (EF .78) | Standard (EF .78) | Standard (EF .78) | Standard (EF .78) | Standard (EF .78) | Standard (EF .78) | Standard (EF .78) | Standard (EF .78) | Standard (EF .78) | Standard (EF .78) | Standard (EF .78) | Standard (EF .78) | Standard (EF .78)
F1_Commercial_Lodging_New_Miscellaneous_Natural Gas_Pool Heater_E1 | F1 | Commercial | Lodging | New | Miscellaneous | Natural Gas | Pool Heater | E1 | CCE | 0 | 0 | 0 | 0 | 0 | 0 | 0 | 0 | 0 | 0 | 0 | 0 | 0 | 0 | 0 | 0 | 0 | 0 | 0 | 0 | 0 | 0 | 0 | 0 | 0 | 0 | 0 | 0 | 0 | 0 | 0 | 0 | 0
F1_Commercial_Lodging_New_Miscellaneous_Natural Gas_Pool Heater_E2 | F1 | Commercial | Lodging | New | Miscellaneous | Natural Gas | Pool Heater | E2 | CCE | 1.2838 | 1.2838 | 1.2838 | 1.2838 | 1.2838 | 1.2838 | 1.2838 | 1.2838 | 1.2838 | 1.2838 | 1.2838 | 1.2838 | 1.2838 | 1.2838 | 1.2838 | 1.2838 | 1.2838 | 1.2838 | 1.2838 | 1.2838 | 1.2838 | 1.2838 | 1.2838 | 1.2838 | 1.2838 | 1.2838 | 1.2838 | 1.2838 | 1.2838 | 1.2838 | 1.2838 | 1.2838 | 1.2838
F1_Commercial_Lodging_New_Miscellaneous_Natural Gas_Pool Heater_E3 | F1 | Commercial | Lodging | New | Miscellaneous | Natural Gas | Pool Heater | E3 | CCE | 0 | 0 | 0 | 0 | 0 | 0 | 0 | 0 | 0 | 0 | 0 | 0 | 0 | 0 | 0 | 0 | 0 | 0 | 0 | 0 | 0 | 0 | 0 | 0 | 0 | 0 | 0 | 0 | 0 | 0 | 0 | 0 | 0
F1_Commercial_Lodging_New_Miscellaneous_Natural Gas_Pool Heater_E4 | F1 | Commercial | Lodging | New | Miscellaneous | Natural Gas | Pool Heater | E4 | CCE | 0 | 0 | 0 | 0 | 0 | 0 | 0 | 0 | 0 | 0 | 0 | 0 | 0 | 0 | 0 | 0 | 0 | 0 | 0 | 0 | 0 | 0 | 0 | 0 | 0 | 0 | 0 | 0 | 0 | 0 | 0 | 0 | 0
F1_Commercial_Lodging_New_Miscellaneous_Natural Gas_Pool Heater_E5 | F1 | Commercial | Lodging | New | Miscellaneous | Natural Gas | Pool Heater | E5 | CCE | 0 | 0 | 0 | 0 | 0 | 0 | 0 | 0 | 0 | 0 | 0 | 0 | 0 | 0 | 0 | 0 | 0 | 0 | 0 | 0 | 0 | 0 | 0 | 0 | 0 | 0 | 0 | 0 | 0 | 0 | 0 | 0 | 0
F1_Commercial_Lodging_New_Miscellaneous_Natural Gas_Pool Heater_E6 | F1 | Commercial | Lodging | New | Miscellaneous | Natural Gas | Pool Heater | E6 | CCE | 0 | 0 | 0 | 0 | 0 | 0 | 0 | 0 | 0 | 0 | 0 | 0 | 0 | 0 | 0 | 0 | 0 | 0 | 0 | 0 | 0 | 0 | 0 | 0 | 0 | 0 | 0 | 0 | 0 | 0 | 0 | 0 | 0
F1_Commercial_Lodging_New_Miscellaneous_Natural Gas_Pool Heater_E7 | F1 | Commercial | Lodging | New | Miscellaneous | Natural Gas | Pool Heater | E7 | CCE | 0 | 0 | 0 | 0 | 0 | 0 | 0 | 0 | 0 | 0 | 0 | 0 | 0 | 0 | 0 | 0 | 0 | 0 | 0 | 0 | 0 | 0 | 0 | 0 | 0 | 0 | 0 | 0 | 0 | 0 | 0 | 0 | 0
F1_Commercial_Lodging_New_Miscellaneous_Natural Gas_Pool Heater_E8 | F1 | Commercial | Lodging | New | Miscellaneous | Natural Gas | Pool Heater | E8 | CCE | 0 | 0 | 0 | 0 | 0 | 0 | 0 | 0 | 0 | 0 | 0 | 0 | 0 | 0 | 0 | 0 | 0 | 0 | 0 | 0 | 0 | 0 | 0 | 0 | 0 | 0 | 0 | 0 | 0 | 0 | 0 | 0 | 0
F1_Commercial_Lodging_New_Miscellaneous_Natural Gas_Pool Heater_E9 | F1 | Commercial | Lodging | New | Miscellaneous | Natural Gas | Pool Heater | E9 | CCE | 0 | 0 | 0 | 0 | 0 | 0 | 0 | 0 | 0 | 0 | 0 | 0 | 0 | 0 | 0 | 0 | 0 | 0 | 0 | 0 | 0 | 0 | 0 | 0 | 0 | 0 | 0 | 0 | 0 | 0 | 0 | 0 | 0
F1_Commercial_Lodging_New_Miscellaneous_Natural Gas_Pool Heater_E10 | F1 | Commercial | Lodging | New | Miscellaneous | Natural Gas | Pool Heater | E10 | CCE | 0 | 0 | 0 | 0 | 0 | 0 | 0 | 0 | 0 | 0 | 0 | 0 | 0 | 0 | 0 | 0 | 0 | 0 | 0 | 0 | 0 | 0 | 0 | 0 | 0 | 0 | 0 | 0 | 0 | 0 | 0 | 0 | 0
F2_Commercial_Lodging_New_Miscellaneous_Natural Gas_Pool Heater_E1 | F2 | Commercial | Lodging | New | Miscellaneous | Natural Gas | Pool Heater | E1 | TRC BC Ratio | bar: 2019 to 2051
F2_Commercial_Lodging_New_Miscellaneous_Natural Gas_Pool Heater_E2 | F2 | Commercial | Lodging | New | Miscellaneous | Natural Gas | Pool Heater | E2 | TRC BC Ratio | 0 | 0 | 0 | 0 | 0 | 0 | 0 | 0 | 0 | 0 | 0 | 0 | 0 | 0 | 0 | 0 | 0 | 0 | 0 | 0 | 0 | 0 | 0 | 0 | 0 | 0 | 0 | 0 | 0 | 0 | 0 | 0 | 0
F2_Commercial_Lodging_New_Miscellaneous_Natural Gas_Pool Heater_E3 | F2 | Commercial | Lodging | New | Miscellaneous | Natural Gas | Pool Heater | E3 | TRC BC Ratio | 0 | 0 | 0 | 0 | 0 | 0 | 0 | 0 | 0 | 0 | 0 | 0 | 0 | 0 | 0 | 0 | 0 | 0 | 0 | 0 | 0 | 0 | 0 | 0 | 0 | 0 | 0 | 0 | 0 | 0 | 0 | 0 | 0
F2_Commercial_Lodging_New_Miscellaneous_Natural Gas_Pool Heater_E4 | F2 | Commercial | Lodging | New | Miscellaneous | Natural Gas | Pool Heater | E4 | TRC BC Ratio | 0 | 0 | 0 | 0 | 0 | 0 | 0 | 0 | 0 | 0 | 0 | 0 | 0 | 0 | 0 | 0 | 0 | 0 | 0 | 0 | 0 | 0 | 0 | 0 | 0 | 0 | 0 | 0 | 0 | 0 | 0 | 0 | 0
F2_Commercial_Lodging_New_Miscellaneous_Natural Gas_Pool Heater_E5 | F2 | Commercial | Lodging | New | Miscellaneous | Natural Gas | Pool Heater | E5 | TRC BC Ratio | 0 | 0 | 0 | 0 | 0 | 0 | 0 | 0 | 0 | 0 | 0 | 0 | 0 | 0 | 0 | 0 | 0 | 0 | 0 | 0 | 0 | 0 | 0 | 0 | 0 | 0 | 0 | 0 | 0 | 0 | 0 | 0 | 0
F2_Commercial_Lodging_New_Miscellaneous_Natural Gas_Pool Heater_E6 | F2 | Commercial | Lodging | New | Miscellaneous | Natural Gas | Pool Heater | E6 | TRC BC Ratio | 0 | 0 | 0 | 0 | 0 | 0 | 0 | 0 | 0 | 0 | 0 | 0 | 0 | 0 | 0 | 0 | 0 | 0 | 0 | 0 | 0 | 0 | 0 | 0 | 0 | 0 | 0 | 0 | 0 | 0 | 0 | 0 | 0
F2_Commercial_Lodging_New_Miscellaneous_Natural Gas_Pool Heater_E7 | F2 | Commercial | Lodging | New | Miscellaneous | Natural Gas | Pool Heater | E7 | TRC BC Ratio | 0 | 0 | 0 | 0 | 0 | 0 | 0 | 0 | 0 | 0 | 0 | 0 | 0 | 0 | 0 | 0 | 0 | 0 | 0 | 0 | 0 | 0 | 0 | 0 | 0 | 0 | 0 | 0 | 0 | 0 | 0 | 0 | 0
F2_Commercial_Lodging_New_Miscellaneous_Natural Gas_Pool Heater_E8 | F2 | Commercial | Lodging | New | Miscellaneous | Natural Gas | Pool Heater | E8 | TRC BC Ratio | 0 | 0 | 0 | 0 | 0 | 0 | 0 | 0 | 0 | 0 | 0 | 0 | 0 | 0 | 0 | 0 | 0 | 0 | 0 | 0 | 0 | 0 | 0 | 0 | 0 | 0 | 0 | 0 | 0 | 0 | 0 | 0 | 0
F2_Commercial_Lodging_New_Miscellaneous_Natural Gas_Pool Heater_E9 | F2 | Commercial | Lodging | New | Miscellaneous | Natural Gas | Pool Heater | E9 | TRC BC Ratio | 0 | 0 | 0 | 0 | 0 | 0 | 0 | 0 | 0 | 0 | 0 | 0 | 0 | 0 | 0 | 0 | 0 | 0 | 0 | 0 | 0 | 0 | 0 | 0 | 0 | 0 | 0 | 0 | 0 | 0 | 0 | 0 | 0
F2_Commercial_Lodging_New_Miscellaneous_Natural Gas_Pool Heater_E10 | F2 | Commercial | Lodging | New | Miscellaneous | Natural Gas | Pool Heater | E10 | TRC BC Ratio | 0 | 0 | 0 | 0 | 0 | 0 | 0 | 0 | 0 | 0 | 0 | 0 | 0 | 0 | 0 | 0 | 0 | 0 | 0 | 0 | 0 | 0 | 0 | 0 | 0 | 0 | 0 | 0 | 0 | 0 | 0 | 0 | 0
F3_Commercial_Lodging_New_Miscellaneous_Natural Gas_Pool Heater_E1 | F3 | Commercial | Lodging | New | Miscellaneous | Natural Gas | Pool Heater | E1 | PACT BC Ratio | bar: 2019 to 2051
F3_Commercial_Lodging_New_Miscellaneous_Natural Gas_Pool Heater_E2 | F3 | Commercial | Lodging | New | Miscellaneous | Natural Gas | Pool Heater | E2 | PACT BC Ratio | 0 | 0 | 0 | 0 | 0 | 0 | 0 | 0 | 0 | 0 | 0 | 0 | 0 | 0 | 0 | 0 | 0 | 0 | 0 | 0 | 0 | 0 | 0 | 0 | 0 | 0 | 0 | 0 | 0 | 0 | 0 | 0 | 0
F3_Commercial_Lodging_New_Miscellaneous_Natural Gas_Pool Heater_E3 | F3 | Commercial | Lodging | New | Miscellaneous | Natural Gas | Pool Heater | E3 | PACT BC Ratio | 0 | 0 | 0 | 0 | 0 | 0 | 0 | 0 | 0 | 0 | 0 | 0 | 0 | 0 | 0 | 0 | 0 | 0 | 0 | 0 | 0 | 0 | 0 | 0 | 0 | 0 | 0 | 0 | 0 | 0 | 0 | 0 | 0
F3_Commercial_Lodging_New_Miscellaneous_Natural Gas_Pool Heater_E4 | F3 | Commercial | Lodging | New | Miscellaneous | Natural Gas | Pool Heater | E4 | PACT BC Ratio | 0 | 0 | 0 | 0 | 0 | 0 | 0 | 0 | 0 | 0 | 0 | 0 | 0 | 0 | 0 | 0 | 0 | 0 | 0 | 0 | 0 | 0 | 0 | 0 | 0 | 0 | 0 | 0 | 0 | 0 | 0 | 0 | 0
F3_Commercial_Lodging_New_Miscellaneous_Natural Gas_Pool Heater_E5 | F3 | Commercial | Lodging | New | Miscellaneous | Natural Gas | Pool Heater | E5 | PACT BC Ratio | 0 | 0 | 0 | 0 | 0 | 0 | 0 | 0 | 0 | 0 | 0 | 0 | 0 | 0 | 0 | 0 | 0 | 0 | 0 | 0 | 0 | 0 | 0 | 0 | 0 | 0 | 0 | 0 | 0 | 0 | 0 | 0 | 0
F3_Commercial_Lodging_New_Miscellaneous_Natural Gas_Pool Heater_E6 | F3 | Commercial | Lodging | New | Miscellaneous | Natural Gas | Pool Heater | E6 | PACT BC Ratio | 0 | 0 | 0 | 0 | 0 | 0 | 0 | 0 | 0 | 0 | 0 | 0 | 0 | 0 | 0 | 0 | 0 | 0 | 0 | 0 | 0 | 0 | 0 | 0 | 0 | 0 | 0 | 0 | 0 | 0 | 0 | 0 | 0
F3_Commercial_Lodging_New_Miscellaneous_Natural Gas_Pool Heater_E7 | F3 | Commercial | Lodging | New | Miscellaneous | Natural Gas | Pool Heater | E7 | PACT BC Ratio | 0 | 0 | 0 | 0 | 0 | 0 | 0 | 0 | 0 | 0 | 0 | 0 | 0 | 0 | 0 | 0 | 0 | 0 | 0 | 0 | 0 | 0 | 0 | 0 | 0 | 0 | 0 | 0 | 0 | 0 | 0 | 0 | 0
F3_Commercial_Lodging_New_Miscellaneous_Natural Gas_Pool Heater_E8 | F3 | Commercial | Lodging | New | Miscellaneous | Natural Gas | Pool Heater | E8 | PACT BC Ratio | 0 | 0 | 0 | 0 | 0 | 0 | 0 | 0 | 0 | 0 | 0 | 0 | 0 | 0 | 0 | 0 | 0 | 0 | 0 | 0 | 0 | 0 | 0 | 0 | 0 | 0 | 0 | 0 | 0 | 0 | 0 | 0 | 0
F3_Commercial_Lodging_New_Miscellaneous_Natural Gas_Pool Heater_E9 | F3 | Commercial | Lodging | New | Miscellaneous | Natural Gas | Pool Heater | E9 | PACT BC Ratio | 0 | 0 | 0 | 0 | 0 | 0 | 0 | 0 | 0 | 0 | 0 | 0 | 0 | 0 | 0 | 0 | 0 | 0 | 0 | 0 | 0 | 0 | 0 | 0 | 0 | 0 | 0 | 0 | 0 | 0 | 0 | 0 | 0
F3_Commercial_Lodging_New_Miscellaneous_Natural Gas_Pool Heater_E10 | F3 | Commercial | Lodging | New | Miscellaneous | Natural Gas | Pool Heater | E10 | PACT BC Ratio | 0 | 0 | 0 | 0 | 0 | 0 | 0 | 0 | 0 | 0 | 0 | 0 | 0 | 0 | 0 | 0 | 0 | 0 | 0 | 0 | 0 | 0 | 0 | 0 | 0 | 0 | 0 | 0 | 0 | 0 | 0 | 0 | 0
F4_Commercial_Lodging_New_Miscellaneous_Natural Gas_Pool Heater_E1 | F4 | Commercial | Lodging | New | Miscellaneous | Natural Gas | Pool Heater | E1 | RVT BC Ratio | bar: 2019 to 2051
F4_Commercial_Lodging_New_Miscellaneous_Natural Gas_Pool Heater_E2 | F4 | Commercial | Lodging | New | Miscellaneous | Natural Gas | Pool Heater | E2 | RVT BC Ratio | 0.7 | 0.7 | 0.7 | 0.7 | 0.7 | 0.7 | 0.7 | 0.7 | 0.7 | 0.7 | 0.7 | 0.7 | 0.7 | 0.7 | 0.7 | 0.7 | 0.7 | 0.7 | 0.7 | 0.7 | 0.7 | 0.7 | 0.7 | 0.7 | 0.7 | 0.7 | 0.7 | 0.7 | 0.7 | 0.7 | 0.7 | 0.7 | 0.7
F4_Commercial_Lodging_New_Miscellaneous_Natural Gas_Pool Heater_E3 | F4 | Commercial | Lodging | New | Miscellaneous | Natural Gas | Pool Heater | E3 | RVT BC Ratio | 0 | 0 | 0 | 0 | 0 | 0 | 0 | 0 | 0 | 0 | 0 | 0 | 0 | 0 | 0 | 0 | 0 | 0 | 0 | 0 | 0 | 0 | 0 | 0 | 0 | 0 | 0 | 0 | 0 | 0 | 0 | 0 | 0
F4_Commercial_Lodging_New_Miscellaneous_Natural Gas_Pool Heater_E4 | F4 | Commercial | Lodging | New | Miscellaneous | Natural Gas | Pool Heater | E4 | RVT BC Ratio | 0 | 0 | 0 | 0 | 0 | 0 | 0 | 0 | 0 | 0 | 0 | 0 | 0 | 0 | 0 | 0 | 0 | 0 | 0 | 0 | 0 | 0 | 0 | 0 | 0 | 0 | 0 | 0 | 0 | 0 | 0 | 0 | 0
F4_Commercial_Lodging_New_Miscellaneous_Natural Gas_Pool Heater_E5 | F4 | Commercial | Lodging | New | Miscellaneous | Natural Gas | Pool Heater | E5 | RVT BC Ratio | 0 | 0 | 0 | 0 | 0 | 0 | 0 | 0 | 0 | 0 | 0 | 0 | 0 | 0 | 0 | 0 | 0 | 0 | 0 | 0 | 0 | 0 | 0 | 0 | 0 | 0 | 0 | 0 | 0 | 0 | 0 | 0 | 0
F4_Commercial_Lodging_New_Miscellaneous_Natural Gas_Pool Heater_E6 | F4 | Commercial | Lodging | New | Miscellaneous | Natural Gas | Pool Heater | E6 | RVT BC Ratio | 0 | 0 | 0 | 0 | 0 | 0 | 0 | 0 | 0 | 0 | 0 | 0 | 0 | 0 | 0 | 0 | 0 | 0 | 0 | 0 | 0 | 0 | 0 | 0 | 0 | 0 | 0 | 0 | 0 | 0 | 0 | 0 | 0
F4_Commercial_Lodging_New_Miscellaneous_Natural Gas_Pool Heater_E7 | F4 | Commercial | Lodging | New | Miscellaneous | Natural Gas | Pool Heater | E7 | RVT BC Ratio | 0 | 0 | 0 | 0 | 0 | 0 | 0 | 0 | 0 | 0 | 0 | 0 | 0 | 0 | 0 | 0 | 0 | 0 | 0 | 0 | 0 | 0 | 0 | 0 | 0 | 0 | 0 | 0 | 0 | 0 | 0 | 0 | 0
F4_Commercial_Lodging_New_Miscellaneous_Natural Gas_Pool Heater_E8 | F4 | Commercial | Lodging | New | Miscellaneous | Natural Gas | Pool Heater | E8 | RVT BC Ratio | 0 | 0 | 0 | 0 | 0 | 0 | 0 | 0 | 0 | 0 | 0 | 0 | 0 | 0 | 0 | 0 | 0 | 0 | 0 | 0 | 0 | 0 | 0 | 0 | 0 | 0 | 0 | 0 | 0 | 0 | 0 | 0 | 0
F4_Commercial_Lodging_New_Miscellaneous_Natural Gas_Pool Heater_E9 | F4 | Commercial | Lodging | New | Miscellaneous | Natural Gas | Pool Heater | E9 | RVT BC Ratio | 0 | 0 | 0 | 0 | 0 | 0 | 0 | 0 | 0 | 0 | 0 | 0 | 0 | 0 | 0 | 0 | 0 | 0 | 0 | 0 | 0 | 0 | 0 | 0 | 0 | 0 | 0 | 0 | 0 | 0 | 0 | 0 | 0
F4_Commercial_Lodging_New_Miscellaneous_Natural Gas_Pool Heater_E10 | F4 | Commercial | Lodging | New | Miscellaneous | Natural Gas | Pool Heater | E10 | RVT BC Ratio | 0 | 0 | 0 | 0 | 0 | 0 | 0 | 0 | 0 | 0 | 0 | 0 | 0 | 0 | 0 | 0 | 0 | 0 | 0 | 0 | 0 | 0 | 0 | 0 | 0 | 0 | 0 | 0 | 0 | 0 | 0 | 0 | 0
F5_Commercial_Lodging_New_Miscellaneous_Natural Gas_Pool Heater_E1 | F5 | Commercial | Lodging | New | Miscellaneous | Natural Gas | Pool Heater | E1 | RIM BC Ratio | bar: 2019 to 2051
F5_Commercial_Lodging_New_Miscellaneous_Natural Gas_Pool Heater_E2 | F5 | Commercial | Lodging | New | Miscellaneous | Natural Gas | Pool Heater | E2 | RIM BC Ratio | 0 | 0 | 0 | 0 | 0 | 0 | 0 | 0 | 0 | 0 | 0 | 0 | 0 | 0 | 0 | 0 | 0 | 0 | 0 | 0 | 0 | 0 | 0 | 0 | 0 | 0 | 0 | 0 | 0 | 0 | 0 | 0 | 0
F5_Commercial_Lodging_New_Miscellaneous_Natural Gas_Pool Heater_E3 | F5 | Commercial | Lodging | New | Miscellaneous | Natural Gas | Pool Heater | E3 | RIM BC Ratio | 0 | 0 | 0 | 0 | 0 | 0 | 0 | 0 | 0 | 0 | 0 | 0 | 0 | 0 | 0 | 0 | 0 | 0 | 0 | 0 | 0 | 0 | 0 | 0 | 0 | 0 | 0 | 0 | 0 | 0 | 0 | 0 | 0
F5_Commercial_Lodging_New_Miscellaneous_Natural Gas_Pool Heater_E4 | F5 | Commercial | Lodging | New | Miscellaneous | Natural Gas | Pool Heater | E4 | RIM BC Ratio | 0 | 0 | 0 | 0 | 0 | 0 | 0 | 0 | 0 | 0 | 0 | 0 | 0 | 0 | 0 | 0 | 0 | 0 | 0 | 0 | 0 | 0 | 0 | 0 | 0 | 0 | 0 | 0 | 0 | 0 | 0 | 0 | 0
F5_Commercial_Lodging_New_Miscellaneous_Natural Gas_Pool Heater_E5 | F5 | Commercial | Lodging | New | Miscellaneous | Natural Gas | Pool Heater | E5 | RIM BC Ratio | 0 | 0 | 0 | 0 | 0 | 0 | 0 | 0 | 0 | 0 | 0 | 0 | 0 | 0 | 0 | 0 | 0 | 0 | 0 | 0 | 0 | 0 | 0 | 0 | 0 | 0 | 0 | 0 | 0 | 0 | 0 | 0 | 0
F5_Commercial_Lodging_New_Miscellaneous_Natural Gas_Pool Heater_E6 | F5 | Commercial | Lodging | New | Miscellaneous | Natural Gas | Pool Heater | E6 | RIM BC Ratio | 0 | 0 | 0 | 0 | 0 | 0 | 0 | 0 | 0 | 0 | 0 | 0 | 0 | 0 | 0 | 0 | 0 | 0 | 0 | 0 | 0 | 0 | 0 | 0 | 0 | 0 | 0 | 0 | 0 | 0 | 0 | 0 | 0
F5_Commercial_Lodging_New_Miscellaneous_Natural Gas_Pool Heater_E7 | F5 | Commercial | Lodging | New | Miscellaneous | Natural Gas | Pool Heater | E7 | RIM BC Ratio | 0 | 0 | 0 | 0 | 0 | 0 | 0 | 0 | 0 | 0 | 0 | 0 | 0 | 0 | 0 | 0 | 0 | 0 | 0 | 0 | 0 | 0 | 0 | 0 | 0 | 0 | 0 | 0 | 0 | 0 | 0 | 0 | 0
F5_Commercial_Lodging_New_Miscellaneous_Natural Gas_Pool Heater_E8 | F5 | Commercial | Lodging | New | Miscellaneous | Natural Gas | Pool Heater | E8 | RIM BC Ratio | 0 | 0 | 0 | 0 | 0 | 0 | 0 | 0 | 0 | 0 | 0 | 0 | 0 | 0 | 0 | 0 | 0 | 0 | 0 | 0 | 0 | 0 | 0 | 0 | 0 | 0 | 0 | 0 | 0 | 0 | 0 | 0 | 0
F5_Commercial_Lodging_New_Miscellaneous_Natural Gas_Pool Heater_E9 | F5 | Commercial | Lodging | New | Miscellaneous | Natural Gas | Pool Heater | E9 | RIM BC Ratio | 0 | 0 | 0 | 0 | 0 | 0 | 0 | 0 | 0 | 0 | 0 | 0 | 0 | 0 | 0 | 0 | 0 | 0 | 0 | 0 | 0 | 0 | 0 | 0 | 0 | 0 | 0 | 0 | 0 | 0 | 0 | 0 | 0
F5_Commercial_Lodging_New_Miscellaneous_Natural Gas_Pool Heater_E10 | F5 | Commercial | Lodging | New | Miscellaneous | Natural Gas | Pool Heater | E10 | RIM BC Ratio | 0 | 0 | 0 | 0 | 0 | 0 | 0 | 0 | 0 | 0 | 0 | 0 | 0 | 0 | 0 | 0 | 0 | 0 | 0 | 0 | 0 | 0 | 0 | 0 | 0 | 0 | 0 | 0 | 0 | 0 | 0 | 0 | 0
F0_Commercial_Lodging_New_Miscellaneous_Natural Gas_Miscellaneous_E0 | F0 | Commercial | Lodging | New | Miscellaneous | Natural Gas | Miscellaneous | E0 | Economic Unit | Miscellaneous | Miscellaneous | Miscellaneous | Miscellaneous | Miscellaneous | Miscellaneous | Miscellaneous | Miscellaneous | Miscellaneous | Miscellaneous | Miscellaneous | Miscellaneous | Miscellaneous | Miscellaneous | Miscellaneous | Miscellaneous | Miscellaneous | Miscellaneous | Miscellaneous | Miscellaneous | Miscellaneous | Miscellaneous | Miscellaneous | Miscellaneous | Miscellaneous | Miscellaneous | Miscellaneous | Miscellaneous | Miscellaneous | Miscellaneous | Miscellaneous | Miscellaneous | Miscellaneous
F1_Commercial_Lodging_New_Miscellaneous_Natural Gas_Miscellaneous_E1 | F1 | Commercial | Lodging | New | Miscellaneous | Natural Gas | Miscellaneous | E1 | CCE | 0 | 0 | 0 | 0 | 0 | 0 | 0 | 0 | 0 | 0 | 0 | 0 | 0 | 0 | 0 | 0 | 0 | 0 | 0 | 0 | 0 | 0 | 0 | 0 | 0 | 0 | 0 | 0 | 0 | 0 | 0 | 0 | 0
F1_Commercial_Lodging_New_Miscellaneous_Natural Gas_Miscellaneous_E2 | F1 | Commercial | Lodging | New | Miscellaneous | Natural Gas | Miscellaneous | E2 | CCE | 0 | 0 | 0 | 0 | 0 | 0 | 0 | 0 | 0 | 0 | 0 | 0 | 0 | 0 | 0 | 0 | 0 | 0 | 0 | 0 | 0 | 0 | 0 | 0 | 0 | 0 | 0 | 0 | 0 | 0 | 0 | 0 | 0
F1_Commercial_Lodging_New_Miscellaneous_Natural Gas_Miscellaneous_E3 | F1 | Commercial | Lodging | New | Miscellaneous | Natural Gas | Miscellaneous | E3 | CCE | 0 | 0 | 0 | 0 | 0 | 0 | 0 | 0 | 0 | 0 | 0 | 0 | 0 | 0 | 0 | 0 | 0 | 0 | 0 | 0 | 0 | 0 | 0 | 0 | 0 | 0 | 0 | 0 | 0 | 0 | 0 | 0 | 0
F1_Commercial_Lodging_New_Miscellaneous_Natural Gas_Miscellaneous_E4 | F1 | Commercial | Lodging | New | Miscellaneous | Natural Gas | Miscellaneous | E4 | CCE | 0 | 0 | 0 | 0 | 0 | 0 | 0 | 0 | 0 | 0 | 0 | 0 | 0 | 0 | 0 | 0 | 0 | 0 | 0 | 0 | 0 | 0 | 0 | 0 | 0 | 0 | 0 | 0 | 0 | 0 | 0 | 0 | 0
F1_Commercial_Lodging_New_Miscellaneous_Natural Gas_Miscellaneous_E5 | F1 | Commercial | Lodging | New | Miscellaneous | Natural Gas | Miscellaneous | E5 | CCE | 0 | 0 | 0 | 0 | 0 | 0 | 0 | 0 | 0 | 0 | 0 | 0 | 0 | 0 | 0 | 0 | 0 | 0 | 0 | 0 | 0 | 0 | 0 | 0 | 0 | 0 | 0 | 0 | 0 | 0 | 0 | 0 | 0
F1_Commercial_Lodging_New_Miscellaneous_Natural Gas_Miscellaneous_E6 | F1 | Commercial | Lodging | New | Miscellaneous | Natural Gas | Miscellaneous | E6 | CCE | 0 | 0 | 0 | 0 | 0 | 0 | 0 | 0 | 0 | 0 | 0 | 0 | 0 | 0 | 0 | 0 | 0 | 0 | 0 | 0 | 0 | 0 | 0 | 0 | 0 | 0 | 0 | 0 | 0 | 0 | 0 | 0 | 0
F1_Commercial_Lodging_New_Miscellaneous_Natural Gas_Miscellaneous_E7 | F1 | Commercial | Lodging | New | Miscellaneous | Natural Gas | Miscellaneous | E7 | CCE | 0 | 0 | 0 | 0 | 0 | 0 | 0 | 0 | 0 | 0 | 0 | 0 | 0 | 0 | 0 | 0 | 0 | 0 | 0 | 0 | 0 | 0 | 0 | 0 | 0 | 0 | 0 | 0 | 0 | 0 | 0 | 0 | 0
F1_Commercial_Lodging_New_Miscellaneous_Natural Gas_Miscellaneous_E8 | F1 | Commercial | Lodging | New | Miscellaneous | Natural Gas | Miscellaneous | E8 | CCE | 0 | 0 | 0 | 0 | 0 | 0 | 0 | 0 | 0 | 0 | 0 | 0 | 0 | 0 | 0 | 0 | 0 | 0 | 0 | 0 | 0 | 0 | 0 | 0 | 0 | 0 | 0 | 0 | 0 | 0 | 0 | 0 | 0
F1_Commercial_Lodging_New_Miscellaneous_Natural Gas_Miscellaneous_E9 | F1 | Commercial | Lodging | New | Miscellaneous | Natural Gas | Miscellaneous | E9 | CCE | 0 | 0 | 0 | 0 | 0 | 0 | 0 | 0 | 0 | 0 | 0 | 0 | 0 | 0 | 0 | 0 | 0 | 0 | 0 | 0 | 0 | 0 | 0 | 0 | 0 | 0 | 0 | 0 | 0 | 0 | 0 | 0 | 0
F1_Commercial_Lodging_New_Miscellaneous_Natural Gas_Miscellaneous_E10 | F1 | Commercial | Lodging | New | Miscellaneous | Natural Gas | Miscellaneous | E10 | CCE | 0 | 0 | 0 | 0 | 0 | 0 | 0 | 0 | 0 | 0 | 0 | 0 | 0 | 0 | 0 | 0 | 0 | 0 | 0 | 0 | 0 | 0 | 0 | 0 | 0 | 0 | 0 | 0 | 0 | 0 | 0 | 0 | 0
F2_Commercial_Lodging_New_Miscellaneous_Natural Gas_Miscellaneous_E1 | F2 | Commercial | Lodging | New | Miscellaneous | Natural Gas | Miscellaneous | E1 | TRC BC Ratio | bar: 2019 to 2051
F2_Commercial_Lodging_New_Miscellaneous_Natural Gas_Miscellaneous_E2 | F2 | Commercial | Lodging | New | Miscellaneous | Natural Gas | Miscellaneous | E2 | TRC BC Ratio | 0 | 0 | 0 | 0 | 0 | 0 | 0 | 0 | 0 | 0 | 0 | 0 | 0 | 0 | 0 | 0 | 0 | 0 | 0 | 0 | 0 | 0 | 0 | 0 | 0 | 0 | 0 | 0 | 0 | 0 | 0 | 0 | 0
F2_Commercial_Lodging_New_Miscellaneous_Natural Gas_Miscellaneous_E3 | F2 | Commercial | Lodging | New | Miscellaneous | Natural Gas | Miscellaneous | E3 | TRC BC Ratio | 0 | 0 | 0 | 0 | 0 | 0 | 0 | 0 | 0 | 0 | 0 | 0 | 0 | 0 | 0 | 0 | 0 | 0 | 0 | 0 | 0 | 0 | 0 | 0 | 0 | 0 | 0 | 0 | 0 | 0 | 0 | 0 | 0
F2_Commercial_Lodging_New_Miscellaneous_Natural Gas_Miscellaneous_E4 | F2 | Commercial | Lodging | New | Miscellaneous | Natural Gas | Miscellaneous | E4 | TRC BC Ratio | 0 | 0 | 0 | 0 | 0 | 0 | 0 | 0 | 0 | 0 | 0 | 0 | 0 | 0 | 0 | 0 | 0 | 0 | 0 | 0 | 0 | 0 | 0 | 0 | 0 | 0 | 0 | 0 | 0 | 0 | 0 | 0 | 0
F2_Commercial_Lodging_New_Miscellaneous_Natural Gas_Miscellaneous_E5 | F2 | Commercial | Lodging | New | Miscellaneous | Natural Gas | Miscellaneous | E5 | TRC BC Ratio | 0 | 0 | 0 | 0 | 0 | 0 | 0 | 0 | 0 | 0 | 0 | 0 | 0 | 0 | 0 | 0 | 0 | 0 | 0 | 0 | 0 | 0 | 0 | 0 | 0 | 0 | 0 | 0 | 0 | 0 | 0 | 0 | 0
F2_Commercial_Lodging_New_Miscellaneous_Natural Gas_Miscellaneous_E6 | F2 | Commercial | Lodging | New | Miscellaneous | Natural Gas | Miscellaneous | E6 | TRC BC Ratio | 0 | 0 | 0 | 0 | 0 | 0 | 0 | 0 | 0 | 0 | 0 | 0 | 0 | 0 | 0 | 0 | 0 | 0 | 0 | 0 | 0 | 0 | 0 | 0 | 0 | 0 | 0 | 0 | 0 | 0 | 0 | 0 | 0
F2_Commercial_Lodging_New_Miscellaneous_Natural Gas_Miscellaneous_E7 | F2 | Commercial | Lodging | New | Miscellaneous | Natural Gas | Miscellaneous | E7 | TRC BC Ratio | 0 | 0 | 0 | 0 | 0 | 0 | 0 | 0 | 0 | 0 | 0 | 0 | 0 | 0 | 0 | 0 | 0 | 0 | 0 | 0 | 0 | 0 | 0 | 0 | 0 | 0 | 0 | 0 | 0 | 0 | 0 | 0 | 0
F2_Commercial_Lodging_New_Miscellaneous_Natural Gas_Miscellaneous_E8 | F2 | Commercial | Lodging | New | Miscellaneous | Natural Gas | Miscellaneous | E8 | TRC BC Ratio | 0 | 0 | 0 | 0 | 0 | 0 | 0 | 0 | 0 | 0 | 0 | 0 | 0 | 0 | 0 | 0 | 0 | 0 | 0 | 0 | 0 | 0 | 0 | 0 | 0 | 0 | 0 | 0 | 0 | 0 | 0 | 0 | 0
F2_Commercial_Lodging_New_Miscellaneous_Natural Gas_Miscellaneous_E9 | F2 | Commercial | Lodging | New | Miscellaneous | Natural Gas | Miscellaneous | E9 | TRC BC Ratio | 0 | 0 | 0 | 0 | 0 | 0 | 0 | 0 | 0 | 0 | 0 | 0 | 0 | 0 | 0 | 0 | 0 | 0 | 0 | 0 | 0 | 0 | 0 | 0 | 0 | 0 | 0 | 0 | 0 | 0 | 0 | 0 | 0
F2_Commercial_Lodging_New_Miscellaneous_Natural Gas_Miscellaneous_E10 | F2 | Commercial | Lodging | New | Miscellaneous | Natural Gas | Miscellaneous | E10 | TRC BC Ratio | 0 | 0 | 0 | 0 | 0 | 0 | 0 | 0 | 0 | 0 | 0 | 0 | 0 | 0 | 0 | 0 | 0 | 0 | 0 | 0 | 0 | 0 | 0 | 0 | 0 | 0 | 0 | 0 | 0 | 0 | 0 | 0 | 0
F3_Commercial_Lodging_New_Miscellaneous_Natural Gas_Miscellaneous_E1 | F3 | Commercial | Lodging | New | Miscellaneous | Natural Gas | Miscellaneous | E1 | PACT BC Ratio | bar: 2019 to 2051
F3_Commercial_Lodging_New_Miscellaneous_Natural Gas_Miscellaneous_E2 | F3 | Commercial | Lodging | New | Miscellaneous | Natural Gas | Miscellaneous | E2 | PACT BC Ratio | 0 | 0 | 0 | 0 | 0 | 0 | 0 | 0 | 0 | 0 | 0 | 0 | 0 | 0 | 0 | 0 | 0 | 0 | 0 | 0 | 0 | 0 | 0 | 0 | 0 | 0 | 0 | 0 | 0 | 0 | 0 | 0 | 0
F3_Commercial_Lodging_New_Miscellaneous_Natural Gas_Miscellaneous_E3 | F3 | Commercial | Lodging | New | Miscellaneous | Natural Gas | Miscellaneous | E3 | PACT BC Ratio | 0 | 0 | 0 | 0 | 0 | 0 | 0 | 0 | 0 | 0 | 0 | 0 | 0 | 0 | 0 | 0 | 0 | 0 | 0 | 0 | 0 | 0 | 0 | 0 | 0 | 0 | 0 | 0 | 0 | 0 | 0 | 0 | 0
F3_Commercial_Lodging_New_Miscellaneous_Natural Gas_Miscellaneous_E4 | F3 | Commercial | Lodging | New | Miscellaneous | Natural Gas | Miscellaneous | E4 | PACT BC Ratio | 0 | 0 | 0 | 0 | 0 | 0 | 0 | 0 | 0 | 0 | 0 | 0 | 0 | 0 | 0 | 0 | 0 | 0 | 0 | 0 | 0 | 0 | 0 | 0 | 0 | 0 | 0 | 0 | 0 | 0 | 0 | 0 | 0
F3_Commercial_Lodging_New_Miscellaneous_Natural Gas_Miscellaneous_E5 | F3 | Commercial | Lodging | New | Miscellaneous | Natural Gas | Miscellaneous | E5 | PACT BC Ratio | 0 | 0 | 0 | 0 | 0 | 0 | 0 | 0 | 0 | 0 | 0 | 0 | 0 | 0 | 0 | 0 | 0 | 0 | 0 | 0 | 0 | 0 | 0 | 0 | 0 | 0 | 0 | 0 | 0 | 0 | 0 | 0 | 0
F3_Commercial_Lodging_New_Miscellaneous_Natural Gas_Miscellaneous_E6 | F3 | Commercial | Lodging | New | Miscellaneous | Natural Gas | Miscellaneous | E6 | PACT BC Ratio | 0 | 0 | 0 | 0 | 0 | 0 | 0 | 0 | 0 | 0 | 0 | 0 | 0 | 0 | 0 | 0 | 0 | 0 | 0 | 0 | 0 | 0 | 0 | 0 | 0 | 0 | 0 | 0 | 0 | 0 | 0 | 0 | 0
F3_Commercial_Lodging_New_Miscellaneous_Natural Gas_Miscellaneous_E7 | F3 | Commercial | Lodging | New | Miscellaneous | Natural Gas | Miscellaneous | E7 | PACT BC Ratio | 0 | 0 | 0 | 0 | 0 | 0 | 0 | 0 | 0 | 0 | 0 | 0 | 0 | 0 | 0 | 0 | 0 | 0 | 0 | 0 | 0 | 0 | 0 | 0 | 0 | 0 | 0 | 0 | 0 | 0 | 0 | 0 | 0
F3_Commercial_Lodging_New_Miscellaneous_Natural Gas_Miscellaneous_E8 | F3 | Commercial | Lodging | New | Miscellaneous | Natural Gas | Miscellaneous | E8 | PACT BC Ratio | 0 | 0 | 0 | 0 | 0 | 0 | 0 | 0 | 0 | 0 | 0 | 0 | 0 | 0 | 0 | 0 | 0 | 0 | 0 | 0 | 0 | 0 | 0 | 0 | 0 | 0 | 0 | 0 | 0 | 0 | 0 | 0 | 0
F3_Commercial_Lodging_New_Miscellaneous_Natural Gas_Miscellaneous_E9 | F3 | Commercial | Lodging | New | Miscellaneous | Natural Gas | Miscellaneous | E9 | PACT BC Ratio | 0 | 0 | 0 | 0 | 0 | 0 | 0 | 0 | 0 | 0 | 0 | 0 | 0 | 0 | 0 | 0 | 0 | 0 | 0 | 0 | 0 | 0 | 0 | 0 | 0 | 0 | 0 | 0 | 0 | 0 | 0 | 0 | 0
F3_Commercial_Lodging_New_Miscellaneous_Natural Gas_Miscellaneous_E10 | F3 | Commercial | Lodging | New | Miscellaneous | Natural Gas | Miscellaneous | E10 | PACT BC Ratio | 0 | 0 | 0 | 0 | 0 | 0 | 0 | 0 | 0 | 0 | 0 | 0 | 0 | 0 | 0 | 0 | 0 | 0 | 0 | 0 | 0 | 0 | 0 | 0 | 0 | 0 | 0 | 0 | 0 | 0 | 0 | 0 | 0
F4_Commercial_Lodging_New_Miscellaneous_Natural Gas_Miscellaneous_E1 | F4 | Commercial | Lodging | New | Miscellaneous | Natural Gas | Miscellaneous | E1 | RVT BC Ratio | bar: 2019 to 2051
F4_Commercial_Lodging_New_Miscellaneous_Natural Gas_Miscellaneous_E2 | F4 | Commercial | Lodging | New | Miscellaneous | Natural Gas | Miscellaneous | E2 | RVT BC Ratio | 0 | 0 | 0 | 0 | 0 | 0 | 0 | 0 | 0 | 0 | 0 | 0 | 0 | 0 | 0 | 0 | 0 | 0 | 0 | 0 | 0 | 0 | 0 | 0 | 0 | 0 | 0 | 0 | 0 | 0 | 0 | 0 | 0
F4_Commercial_Lodging_New_Miscellaneous_Natural Gas_Miscellaneous_E3 | F4 | Commercial | Lodging | New | Miscellaneous | Natural Gas | Miscellaneous | E3 | RVT BC Ratio | 0 | 0 | 0 | 0 | 0 | 0 | 0 | 0 | 0 | 0 | 0 | 0 | 0 | 0 | 0 | 0 | 0 | 0 | 0 | 0 | 0 | 0 | 0 | 0 | 0 | 0 | 0 | 0 | 0 | 0 | 0 | 0 | 0
F4_Commercial_Lodging_New_Miscellaneous_Natural Gas_Miscellaneous_E4 | F4 | Commercial | Lodging | New | Miscellaneous | Natural Gas | Miscellaneous | E4 | RVT BC Ratio | 0 | 0 | 0 | 0 | 0 | 0 | 0 | 0 | 0 | 0 | 0 | 0 | 0 | 0 | 0 | 0 | 0 | 0 | 0 | 0 | 0 | 0 | 0 | 0 | 0 | 0 | 0 | 0 | 0 | 0 | 0 | 0 | 0
F4_Commercial_Lodging_New_Miscellaneous_Natural Gas_Miscellaneous_E5 | F4 | Commercial | Lodging | New | Miscellaneous | Natural Gas | Miscellaneous | E5 | RVT BC Ratio | 0 | 0 | 0 | 0 | 0 | 0 | 0 | 0 | 0 | 0 | 0 | 0 | 0 | 0 | 0 | 0 | 0 | 0 | 0 | 0 | 0 | 0 | 0 | 0 | 0 | 0 | 0 | 0 | 0 | 0 | 0 | 0 | 0
F4_Commercial_Lodging_New_Miscellaneous_Natural Gas_Miscellaneous_E6 | F4 | Commercial | Lodging | New | Miscellaneous | Natural Gas | Miscellaneous | E6 | RVT BC Ratio | 0 | 0 | 0 | 0 | 0 | 0 | 0 | 0 | 0 | 0 | 0 | 0 | 0 | 0 | 0 | 0 | 0 | 0 | 0 | 0 | 0 | 0 | 0 | 0 | 0 | 0 | 0 | 0 | 0 | 0 | 0 | 0 | 0
F4_Commercial_Lodging_New_Miscellaneous_Natural Gas_Miscellaneous_E7 | F4 | Commercial | Lodging | New | Miscellaneous | Natural Gas | Miscellaneous | E7 | RVT BC Ratio | 0 | 0 | 0 | 0 | 0 | 0 | 0 | 0 | 0 | 0 | 0 | 0 | 0 | 0 | 0 | 0 | 0 | 0 | 0 | 0 | 0 | 0 | 0 | 0 | 0 | 0 | 0 | 0 | 0 | 0 | 0 | 0 | 0
F4_Commercial_Lodging_New_Miscellaneous_Natural Gas_Miscellaneous_E8 | F4 | Commercial | Lodging | New | Miscellaneous | Natural Gas | Miscellaneous | E8 | RVT BC Ratio | 0 | 0 | 0 | 0 | 0 | 0 | 0 | 0 | 0 | 0 | 0 | 0 | 0 | 0 | 0 | 0 | 0 | 0 | 0 | 0 | 0 | 0 | 0 | 0 | 0 | 0 | 0 | 0 | 0 | 0 | 0 | 0 | 0
F4_Commercial_Lodging_New_Miscellaneous_Natural Gas_Miscellaneous_E9 | F4 | Commercial | Lodging | New | Miscellaneous | Natural Gas | Miscellaneous | E9 | RVT BC Ratio | 0 | 0 | 0 | 0 | 0 | 0 | 0 | 0 | 0 | 0 | 0 | 0 | 0 | 0 | 0 | 0 | 0 | 0 | 0 | 0 | 0 | 0 | 0 | 0 | 0 | 0 | 0 | 0 | 0 | 0 | 0 | 0 | 0
F4_Commercial_Lodging_New_Miscellaneous_Natural Gas_Miscellaneous_E10 | F4 | Commercial | Lodging | New | Miscellaneous | Natural Gas | Miscellaneous | E10 | RVT BC Ratio | 0 | 0 | 0 | 0 | 0 | 0 | 0 | 0 | 0 | 0 | 0 | 0 | 0 | 0 | 0 | 0 | 0 | 0 | 0 | 0 | 0 | 0 | 0 | 0 | 0 | 0 | 0 | 0 | 0 | 0 | 0 | 0 | 0
F5_Commercial_Lodging_New_Miscellaneous_Natural Gas_Miscellaneous_E1 | F5 | Commercial | Lodging | New | Miscellaneous | Natural Gas | Miscellaneous | E1 | RIM BC Ratio | bar: 2019 to 2051
F5_Commercial_Lodging_New_Miscellaneous_Natural Gas_Miscellaneous_E2 | F5 | Commercial | Lodging | New | Miscellaneous | Natural Gas | Miscellaneous | E2 | RIM BC Ratio | 0 | 0 | 0 | 0 | 0 | 0 | 0 | 0 | 0 | 0 | 0 | 0 | 0 | 0 | 0 | 0 | 0 | 0 | 0 | 0 | 0 | 0 | 0 | 0 | 0 | 0 | 0 | 0 | 0 | 0 | 0 | 0 | 0
F5_Commercial_Lodging_New_Miscellaneous_Natural Gas_Miscellaneous_E3 | F5 | Commercial | Lodging | New | Miscellaneous | Natural Gas | Miscellaneous | E3 | RIM BC Ratio | 0 | 0 | 0 | 0 | 0 | 0 | 0 | 0 | 0 | 0 | 0 | 0 | 0 | 0 | 0 | 0 | 0 | 0 | 0 | 0 | 0 | 0 | 0 | 0 | 0 | 0 | 0 | 0 | 0 | 0 | 0 | 0 | 0
F5_Commercial_Lodging_New_Miscellaneous_Natural Gas_Miscellaneous_E4 | F5 | Commercial | Lodging | New | Miscellaneous | Natural Gas | Miscellaneous | E4 | RIM BC Ratio | 0 | 0 | 0 | 0 | 0 | 0 | 0 | 0 | 0 | 0 | 0 | 0 | 0 | 0 | 0 | 0 | 0 | 0 | 0 | 0 | 0 | 0 | 0 | 0 | 0 | 0 | 0 | 0 | 0 | 0 | 0 | 0 | 0
F5_Commercial_Lodging_New_Miscellaneous_Natural Gas_Miscellaneous_E5 | F5 | Commercial | Lodging | New | Miscellaneous | Natural Gas | Miscellaneous | E5 | RIM BC Ratio | 0 | 0 | 0 | 0 | 0 | 0 | 0 | 0 | 0 | 0 | 0 | 0 | 0 | 0 | 0 | 0 | 0 | 0 | 0 | 0 | 0 | 0 | 0 | 0 | 0 | 0 | 0 | 0 | 0 | 0 | 0 | 0 | 0
F5_Commercial_Lodging_New_Miscellaneous_Natural Gas_Miscellaneous_E6 | F5 | Commercial | Lodging | New | Miscellaneous | Natural Gas | Miscellaneous | E6 | RIM BC Ratio | 0 | 0 | 0 | 0 | 0 | 0 | 0 | 0 | 0 | 0 | 0 | 0 | 0 | 0 | 0 | 0 | 0 | 0 | 0 | 0 | 0 | 0 | 0 | 0 | 0 | 0 | 0 | 0 | 0 | 0 | 0 | 0 | 0
F5_Commercial_Lodging_New_Miscellaneous_Natural Gas_Miscellaneous_E7 | F5 | Commercial | Lodging | New | Miscellaneous | Natural Gas | Miscellaneous | E7 | RIM BC Ratio | 0 | 0 | 0 | 0 | 0 | 0 | 0 | 0 | 0 | 0 | 0 | 0 | 0 | 0 | 0 | 0 | 0 | 0 | 0 | 0 | 0 | 0 | 0 | 0 | 0 | 0 | 0 | 0 | 0 | 0 | 0 | 0 | 0
F5_Commercial_Lodging_New_Miscellaneous_Natural Gas_Miscellaneous_E8 | F5 | Commercial | Lodging | New | Miscellaneous | Natural Gas | Miscellaneous | E8 | RIM BC Ratio | 0 | 0 | 0 | 0 | 0 | 0 | 0 | 0 | 0 | 0 | 0 | 0 | 0 | 0 | 0 | 0 | 0 | 0 | 0 | 0 | 0 | 0 | 0 | 0 | 0 | 0 | 0 | 0 | 0 | 0 | 0 | 0 | 0
F5_Commercial_Lodging_New_Miscellaneous_Natural Gas_Miscellaneous_E9 | F5 | Commercial | Lodging | New | Miscellaneous | Natural Gas | Miscellaneous | E9 | RIM BC Ratio | 0 | 0 | 0 | 0 | 0 | 0 | 0 | 0 | 0 | 0 | 0 | 0 | 0 | 0 | 0 | 0 | 0 | 0 | 0 | 0 | 0 | 0 | 0 | 0 | 0 | 0 | 0 | 0 | 0 | 0 | 0 | 0 | 0
F5_Commercial_Lodging_New_Miscellaneous_Natural Gas_Miscellaneous_E10 | F5 | Commercial | Lodging | New | Miscellaneous | Natural Gas | Miscellaneous | E10 | RIM BC Ratio | 0 | 0 | 0 | 0 | 0 | 0 | 0 | 0 | 0 | 0 | 0 | 0 | 0 | 0 | 0 | 0 | 0 | 0 | 0 | 0 | 0 | 0 | 0 | 0 | 0 | 0 | 0 | 0 | 0 | 0 | 0 | 0 | 0
F0_Commercial_Warehouse_Existing_Space Heating_Natural Gas_Furnace_E0 | F0 | Commercial | Warehouse | Existing | Space Heating | Natural Gas | Furnace | E0 | Economic Unit | AFUE 96% | AFUE 96% | AFUE 96% | AFUE 96% | AFUE 96% | AFUE 96% | AFUE 96% | AFUE 96% | AFUE 96% | AFUE 96% | AFUE 96% | AFUE 96% | AFUE 96% | AFUE 96% | AFUE 96% | AFUE 96% | AFUE 96% | AFUE 96% | AFUE 96% | AFUE 96% | AFUE 96% | AFUE 96% | AFUE 96% | AFUE 96% | AFUE 96% | AFUE 96% | AFUE 96% | AFUE 96% | AFUE 96% | AFUE 96% | AFUE 96% | AFUE 96% | AFUE 96%
F1_Commercial_Warehouse_Existing_Space Heating_Natural Gas_Furnace_E1 | F1 | Commercial | Warehouse | Existing | Space Heating | Natural Gas | Furnace | E1 | CCE | 0 | 0 | 0 | 0 | 0 | 0 | 0 | 0 | 0 | 0 | 0 | 0 | 0 | 0 | 0 | 0 | 0 | 0 | 0 | 0 | 0 | 0 | 0 | 0 | 0 | 0 | 0 | 0 | 0 | 0 | 0 | 0 | 0
F1_Commercial_Warehouse_Existing_Space Heating_Natural Gas_Furnace_E2 | F1 | Commercial | Warehouse | Existing | Space Heating | Natural Gas | Furnace | E2 | CCE | 0.19171 | 0.19171 | 0.19273 | 0.19376 | 0.19481 | 0.19586 | 0.19692 | 0.198 | 0.19909 | 0.20019 | 0.2013 | 0.20243 | 0.20356 | 0.20471 | 0.20588 | 0.20705 | 0.20824 | 0.20945 | 0.21067 | 0.2119 | 0.21314 | 0.2144 | 0.21568 | 0.21697 | 0.21828 | 0.2196 | 0.22094 | 0.22229 | 0.22366 | 0.22505 | 0.22646 | 0.22788 | 0.22788
F1_Commercial_Warehouse_Existing_Space Heating_Natural Gas_Furnace_E3 | F1 | Commercial | Warehouse | Existing | Space Heating | Natural Gas | Furnace | E3 | CCE | 0.25554 | 0.25554 | 0.2569 | 0.25827 | 0.25966 | 0.26107 | 0.26249 | 0.26392 | 0.26537 | 0.26684 | 0.26832 | 0.26982 | 0.27134 | 0.27287 | 0.27442 | 0.27599 | 0.27758 | 0.27918 | 0.2808 | 0.28245 | 0.28411 | 0.28579 | 0.28749 | 0.28921 | 0.29095 | 0.29271 | 0.2945 | 0.2963 | 0.29813 | 0.29998 | 0.30186 | 0.30375 | 0.30375
F1_Commercial_Warehouse_Existing_Space Heating_Natural Gas_Furnace_E4 | F1 | Commercial | Warehouse | Existing | Space Heating | Natural Gas | Furnace | E4 | CCE | 6.9859 | 6.9859 | 7.0231 | 7.0607 | 7.0987 | 7.137 | 7.1758 | 7.2151 | 7.2547 | 7.2948 | 7.3354 | 7.3764 | 7.4178 | 7.4597 | 7.5021 | 7.545 | 7.5884 | 7.6322 | 7.6766 | 7.7215 | 7.7669 | 7.8128 | 7.8593 | 7.9064 | 7.954 | 8.0021 | 8.0509 | 8.1003 | 8.1502 | 8.2008 | 8.2521 | 8.304 | 8.304
F1_Commercial_Warehouse_Existing_Space Heating_Natural Gas_Furnace_E5 | F1 | Commercial | Warehouse | Existing | Space Heating | Natural Gas | Furnace | E5 | CCE | 0 | 0 | 0 | 0 | 0 | 0 | 0 | 0 | 0 | 0 | 0 | 0 | 0 | 0 | 0 | 0 | 0 | 0 | 0 | 0 | 0 | 0 | 0 | 0 | 0 | 0 | 0 | 0 | 0 | 0 | 0 | 0 | 0
F1_Commercial_Warehouse_Existing_Space Heating_Natural Gas_Furnace_E6 | F1 | Commercial | Warehouse | Existing | Space Heating | Natural Gas | Furnace | E6 | CCE | 0 | 0 | 0 | 0 | 0 | 0 | 0 | 0 | 0 | 0 | 0 | 0 | 0 | 0 | 0 | 0 | 0 | 0 | 0 | 0 | 0 | 0 | 0 | 0 | 0 | 0 | 0 | 0 | 0 | 0 | 0 | 0 | 0
F1_Commercial_Warehouse_Existing_Space Heating_Natural Gas_Furnace_E7 | F1 | Commercial | Warehouse | Existing | Space Heating | Natural Gas | Furnace | E7 | CCE | 0 | 0 | 0 | 0 | 0 | 0 | 0 | 0 | 0 | 0 | 0 | 0 | 0 | 0 | 0 | 0 | 0 | 0 | 0 | 0 | 0 | 0 | 0 | 0 | 0 | 0 | 0 | 0 | 0 | 0 | 0 | 0 | 0
F1_Commercial_Warehouse_Existing_Space Heating_Natural Gas_Furnace_E8 | F1 | Commercial | Warehouse | Existing | Space Heating | Natural Gas | Furnace | E8 | CCE | 0 | 0 | 0 | 0 | 0 | 0 | 0 | 0 | 0 | 0 | 0 | 0 | 0 | 0 | 0 | 0 | 0 | 0 | 0 | 0 | 0 | 0 | 0 | 0 | 0 | 0 | 0 | 0 | 0 | 0 | 0 | 0 | 0
F1_Commercial_Warehouse_Existing_Space Heating_Natural Gas_Furnace_E9 | F1 | Commercial | Warehouse | Existing | Space Heating | Natural Gas | Furnace | E9 | CCE | 0 | 0 | 0 | 0 | 0 | 0 | 0 | 0 | 0 | 0 | 0 | 0 | 0 | 0 | 0 | 0 | 0 | 0 | 0 | 0 | 0 | 0 | 0 | 0 | 0 | 0 | 0 | 0 | 0 | 0 | 0 | 0 | 0
F1_Commercial_Warehouse_Existing_Space Heating_Natural Gas_Furnace_E10 | F1 | Commercial | Warehouse | Existing | Space Heating | Natural Gas | Furnace | E10 | CCE | 0 | 0 | 0 | 0 | 0 | 0 | 0 | 0 | 0 | 0 | 0 | 0 | 0 | 0 | 0 | 0 | 0 | 0 | 0 | 0 | 0 | 0 | 0 | 0 | 0 | 0 | 0 | 0 | 0 | 0 | 0 | 0 | 0
F2_Commercial_Warehouse_Existing_Space Heating_Natural Gas_Furnace_E1 | F2 | Commercial | Warehouse | Existing | Space Heating | Natural Gas | Furnace | E1 | TRC BC Ratio | bar: 2019 to 2051
F2_Commercial_Warehouse_Existing_Space Heating_Natural Gas_Furnace_E2 | F2 | Commercial | Warehouse | Existing | Space Heating | Natural Gas | Furnace | E2 | TRC BC Ratio | 9.3426 | 9.3509 | 9.36 | 9.3736 | 9.3929 | 9.4223 | 9.4429 | 9.4588 | 9.4765 | 9.4928 | 9.5041 | 9.511 | 9.5172 | 9.5228 | 9.5302 | 9.5331 | 9.5383 | 9.5482 | 9.5586 | 9.5707 | 9.585 | 9.597 | 9.6063 | 9.6134 | 9.6181 | 9.6195 | 9.617 | 9.6118 | 9.6078 | 9.6058 | 9.6072 | 9.6078 | 9.6078
F2_Commercial_Warehouse_Existing_Space Heating_Natural Gas_Furnace_E3 | F2 | Commercial | Warehouse | Existing | Space Heating | Natural Gas | Furnace | E3 | TRC BC Ratio | 7.009 | 7.0153 | 7.0221 | 7.0323 | 7.0467 | 7.0688 | 7.0842 | 7.0962 | 7.1095 | 7.1217 | 7.1302 | 7.1354 | 7.14 | 7.1442 | 7.1497 | 7.152 | 7.1559 | 7.1632 | 7.171 | 7.1801 | 7.1909 | 7.1998 | 7.2069 | 7.2122 | 7.2157 | 7.2168 | 7.2149 | 7.211 | 7.2079 | 7.2065 | 7.2075 | 7.208 | 7.208
F2_Commercial_Warehouse_Existing_Space Heating_Natural Gas_Furnace_E4 | F2 | Commercial | Warehouse | Existing | Space Heating | Natural Gas | Furnace | E4 | TRC BC Ratio | 0.25935 | 0.25958 | 0.25986 | 0.26022 | 0.26068 | 0.2613 | 0.26182 | 0.26226 | 0.26271 | 0.26311 | 0.26341 | 0.26359 | 0.26372 | 0.2638 | 0.26389 | 0.2639 | 0.26393 | 0.26404 | 0.26417 | 0.26434 | 0.26455 | 0.26472 | 0.26485 | 0.26495 | 0.26502 | 0.26503 | 0.265 | 0.26493 | 0.26487 | 0.26484 | 0.26486 | 0.26487 | 0.26487
F2_Commercial_Warehouse_Existing_Space Heating_Natural Gas_Furnace_E5 | F2 | Commercial | Warehouse | Existing | Space Heating | Natural Gas | Furnace | E5 | TRC BC Ratio | 0 | 0 | 0 | 0 | 0 | 0 | 0 | 0 | 0 | 0 | 0 | 0 | 0 | 0 | 0 | 0 | 0 | 0 | 0 | 0 | 0 | 0 | 0 | 0 | 0 | 0 | 0 | 0 | 0 | 0 | 0 | 0 | 0
F2_Commercial_Warehouse_Existing_Space Heating_Natural Gas_Furnace_E6 | F2 | Commercial | Warehouse | Existing | Space Heating | Natural Gas | Furnace | E6 | TRC BC Ratio | 0 | 0 | 0 | 0 | 0 | 0 | 0 | 0 | 0 | 0 | 0 | 0 | 0 | 0 | 0 | 0 | 0 | 0 | 0 | 0 | 0 | 0 | 0 | 0 | 0 | 0 | 0 | 0 | 0 | 0 | 0 | 0 | 0
F2_Commercial_Warehouse_Existing_Space Heating_Natural Gas_Furnace_E7 | F2 | Commercial | Warehouse | Existing | Space Heating | Natural Gas | Furnace | E7 | TRC BC Ratio | 0 | 0 | 0 | 0 | 0 | 0 | 0 | 0 | 0 | 0 | 0 | 0 | 0 | 0 | 0 | 0 | 0 | 0 | 0 | 0 | 0 | 0 | 0 | 0 | 0 | 0 | 0 | 0 | 0 | 0 | 0 | 0 | 0
F2_Commercial_Warehouse_Existing_Space Heating_Natural Gas_Furnace_E8 | F2 | Commercial | Warehouse | Existing | Space Heating | Natural Gas | Furnace | E8 | TRC BC Ratio | 0 | 0 | 0 | 0 | 0 | 0 | 0 | 0 | 0 | 0 | 0 | 0 | 0 | 0 | 0 | 0 | 0 | 0 | 0 | 0 | 0 | 0 | 0 | 0 | 0 | 0 | 0 | 0 | 0 | 0 | 0 | 0 | 0
F2_Commercial_Warehouse_Existing_Space Heating_Natural Gas_Furnace_E9 | F2 | Commercial | Warehouse | Existing | Space Heating | Natural Gas | Furnace | E9 | TRC BC Ratio | 0 | 0 | 0 | 0 | 0 | 0 | 0 | 0 | 0 | 0 | 0 | 0 | 0 | 0 | 0 | 0 | 0 | 0 | 0 | 0 | 0 | 0 | 0 | 0 | 0 | 0 | 0 | 0 | 0 | 0 | 0 | 0 | 0
F2_Commercial_Warehouse_Existing_Space Heating_Natural Gas_Furnace_E10 | F2 | Commercial | Warehouse | Existing | Space Heating | Natural Gas | Furnace | E10 | TRC BC Ratio | 0 | 0 | 0 | 0 | 0 | 0 | 0 | 0 | 0 | 0 | 0 | 0 | 0 | 0 | 0 | 0 | 0 | 0 | 0 | 0 | 0 | 0 | 0 | 0 | 0 | 0 | 0 | 0 | 0 | 0 | 0 | 0 | 0
F3_Commercial_Warehouse_Existing_Space Heating_Natural Gas_Furnace_E1 | F3 | Commercial | Warehouse | Existing | Space Heating | Natural Gas | Furnace | E1 | PACT BC Ratio | bar: 2019 to 2051
F3_Commercial_Warehouse_Existing_Space Heating_Natural Gas_Furnace_E2 | F3 | Commercial | Warehouse | Existing | Space Heating | Natural Gas | Furnace | E2 | PACT BC Ratio | 12.4568 | 12.4679 | 12.48 | 12.4981 | 12.5239 | 12.563 | 12.5905 | 12.6117 | 12.6353 | 12.6571 | 12.6721 | 12.6814 | 12.6897 | 12.6971 | 12.7069 | 12.7109 | 12.7178 | 12.7309 | 12.7447 | 12.7609 | 12.78 | 12.796 | 12.8085 | 12.8179 | 12.8242 | 12.826 | 12.8227 | 12.8158 | 12.8103 | 12.8077 | 12.8096 | 12.8104 | 12.8104
F3_Commercial_Warehouse_Existing_Space Heating_Natural Gas_Furnace_E3 | F3 | Commercial | Warehouse | Existing | Space Heating | Natural Gas | Furnace | E3 | PACT BC Ratio | 9.3454 | 9.3537 | 9.3628 | 9.3763 | 9.3957 | 9.4251 | 9.4456 | 9.4616 | 9.4793 | 9.4956 | 9.5069 | 9.5138 | 9.52 | 9.5256 | 9.533 | 9.536 | 9.5412 | 9.551 | 9.5614 | 9.5735 | 9.5878 | 9.5998 | 9.6092 | 9.6163 | 9.621 | 9.6223 | 9.6198 | 9.6147 | 9.6106 | 9.6086 | 9.6101 | 9.6106 | 9.6106
F3_Commercial_Warehouse_Existing_Space Heating_Natural Gas_Furnace_E4 | F3 | Commercial | Warehouse | Existing | Space Heating | Natural Gas | Furnace | E4 | PACT BC Ratio | 0.3458 | 0.34611 | 0.34647 | 0.34695 | 0.34758 | 0.34841 | 0.34909 | 0.34968 | 0.35028 | 0.35081 | 0.35121 | 0.35145 | 0.35162 | 0.35173 | 0.35185 | 0.35186 | 0.35191 | 0.35206 | 0.35223 | 0.35246 | 0.35273 | 0.35296 | 0.35313 | 0.35327 | 0.35335 | 0.35338 | 0.35333 | 0.35324 | 0.35316 | 0.35312 | 0.35315 | 0.35316 | 0.35316
F3_Commercial_Warehouse_Existing_Space Heating_Natural Gas_Furnace_E5 | F3 | Commercial | Warehouse | Existing | Space Heating | Natural Gas | Furnace | E5 | PACT BC Ratio | 0 | 0 | 0 | 0 | 0 | 0 | 0 | 0 | 0 | 0 | 0 | 0 | 0 | 0 | 0 | 0 | 0 | 0 | 0 | 0 | 0 | 0 | 0 | 0 | 0 | 0 | 0 | 0 | 0 | 0 | 0 | 0 | 0
F3_Commercial_Warehouse_Existing_Space Heating_Natural Gas_Furnace_E6 | F3 | Commercial | Warehouse | Existing | Space Heating | Natural Gas | Furnace | E6 | PACT BC Ratio | 0 | 0 | 0 | 0 | 0 | 0 | 0 | 0 | 0 | 0 | 0 | 0 | 0 | 0 | 0 | 0 | 0 | 0 | 0 | 0 | 0 | 0 | 0 | 0 | 0 | 0 | 0 | 0 | 0 | 0 | 0 | 0 | 0
F3_Commercial_Warehouse_Existing_Space Heating_Natural Gas_Furnace_E7 | F3 | Commercial | Warehouse | Existing | Space Heating | Natural Gas | Furnace | E7 | PACT BC Ratio | 0 | 0 | 0 | 0 | 0 | 0 | 0 | 0 | 0 | 0 | 0 | 0 | 0 | 0 | 0 | 0 | 0 | 0 | 0 | 0 | 0 | 0 | 0 | 0 | 0 | 0 | 0 | 0 | 0 | 0 | 0 | 0 | 0
F3_Commercial_Warehouse_Existing_Space Heating_Natural Gas_Furnace_E8 | F3 | Commercial | Warehouse | Existing | Space Heating | Natural Gas | Furnace | E8 | PACT BC Ratio | 0 | 0 | 0 | 0 | 0 | 0 | 0 | 0 | 0 | 0 | 0 | 0 | 0 | 0 | 0 | 0 | 0 | 0 | 0 | 0 | 0 | 0 | 0 | 0 | 0 | 0 | 0 | 0 | 0 | 0 | 0 | 0 | 0
F3_Commercial_Warehouse_Existing_Space Heating_Natural Gas_Furnace_E9 | F3 | Commercial | Warehouse | Existing | Space Heating | Natural Gas | Furnace | E9 | PACT BC Ratio | 0 | 0 | 0 | 0 | 0 | 0 | 0 | 0 | 0 | 0 | 0 | 0 | 0 | 0 | 0 | 0 | 0 | 0 | 0 | 0 | 0 | 0 | 0 | 0 | 0 | 0 | 0 | 0 | 0 | 0 | 0 | 0 | 0
F3_Commercial_Warehouse_Existing_Space Heating_Natural Gas_Furnace_E10 | F3 | Commercial | Warehouse | Existing | Space Heating | Natural Gas | Furnace | E10 | PACT BC Ratio | 0 | 0 | 0 | 0 | 0 | 0 | 0 | 0 | 0 | 0 | 0 | 0 | 0 | 0 | 0 | 0 | 0 | 0 | 0 | 0 | 0 | 0 | 0 | 0 | 0 | 0 | 0 | 0 | 0 | 0 | 0 | 0 | 0
F4_Commercial_Warehouse_Existing_Space Heating_Natural Gas_Furnace_E1 | F4 | Commercial | Warehouse | Existing | Space Heating | Natural Gas | Furnace | E1 | RVT BC Ratio | bar: 2019 to 2051
F4_Commercial_Warehouse_Existing_Space Heating_Natural Gas_Furnace_E2 | F4 | Commercial | Warehouse | Existing | Space Heating | Natural Gas | Furnace | E2 | RVT BC Ratio | 14.1317 | 14.1436 | 14.1567 | 14.1762 | 14.204 | 14.2462 | 14.2758 | 14.2987 | 14.3241 | 14.3476 | 14.3639 | 14.3738 | 14.3827 | 14.3908 | 14.4013 | 14.4056 | 14.4131 | 14.4272 | 14.4421 | 14.4596 | 14.4801 | 14.4973 | 14.5108 | 14.521 | 14.5278 | 14.5298 | 14.5262 | 14.5187 | 14.5129 | 14.51 | 14.5121 | 14.5129 | 14.5129
F4_Commercial_Warehouse_Existing_Space Heating_Natural Gas_Furnace_E3 | F4 | Commercial | Warehouse | Existing | Space Heating | Natural Gas | Furnace | E3 | RVT BC Ratio | 10.7767 | 10.7857 | 10.7955 | 10.8101 | 10.8309 | 10.8627 | 10.8848 | 10.902 | 10.9211 | 10.9387 | 10.9509 | 10.9584 | 10.9651 | 10.9711 | 10.979 | 10.9822 | 10.9878 | 10.9984 | 11.0096 | 11.0227 | 11.0381 | 11.0511 | 11.0612 | 11.0688 | 11.0739 | 11.0754 | 11.0727 | 11.0671 | 11.0627 | 11.0606 | 11.0621 | 11.0627 | 11.0627
F4_Commercial_Warehouse_Existing_Space Heating_Natural Gas_Furnace_E4 | F4 | Commercial | Warehouse | Existing | Space Heating | Natural Gas | Furnace | E4 | RVT BC Ratio | 1.0729 | 1.0732 | 1.0736 | 1.0741 | 1.0748 | 1.0757 | 1.0764 | 1.077 | 1.0777 | 1.0783 | 1.0787 | 1.079 | 1.0791 | 1.0793 | 1.0794 | 1.0794 | 1.0795 | 1.0796 | 1.0798 | 1.08 | 1.0803 | 1.0806 | 1.0808 | 1.0809 | 1.081 | 1.081 | 1.081 | 1.0809 | 1.0808 | 1.0808 | 1.0808 | 1.0808 | 1.0808
F4_Commercial_Warehouse_Existing_Space Heating_Natural Gas_Furnace_E5 | F4 | Commercial | Warehouse | Existing | Space Heating | Natural Gas | Furnace | E5 | RVT BC Ratio | 0 | 0 | 0 | 0 | 0 | 0 | 0 | 0 | 0 | 0 | 0 | 0 | 0 | 0 | 0 | 0 | 0 | 0 | 0 | 0 | 0 | 0 | 0 | 0 | 0 | 0 | 0 | 0 | 0 | 0 | 0 | 0 | 0
F4_Commercial_Warehouse_Existing_Space Heating_Natural Gas_Furnace_E6 | F4 | Commercial | Warehouse | Existing | Space Heating | Natural Gas | Furnace | E6 | RVT BC Ratio | 0 | 0 | 0 | 0 | 0 | 0 | 0 | 0 | 0 | 0 | 0 | 0 | 0 | 0 | 0 | 0 | 0 | 0 | 0 | 0 | 0 | 0 | 0 | 0 | 0 | 0 | 0 | 0 | 0 | 0 | 0 | 0 | 0
F4_Commercial_Warehouse_Existing_Space Heating_Natural Gas_Furnace_E7 | F4 | Commercial | Warehouse | Existing | Space Heating | Natural Gas | Furnace | E7 | RVT BC Ratio | 0 | 0 | 0 | 0 | 0 | 0 | 0 | 0 | 0 | 0 | 0 | 0 | 0 | 0 | 0 | 0 | 0 | 0 | 0 | 0 | 0 | 0 | 0 | 0 | 0 | 0 | 0 | 0 | 0 | 0 | 0 | 0 | 0
F4_Commercial_Warehouse_Existing_Space Heating_Natural Gas_Furnace_E8 | F4 | Commercial | Warehouse | Existing | Space Heating | Natural Gas | Furnace | E8 | RVT BC Ratio | 0 | 0 | 0 | 0 | 0 | 0 | 0 | 0 | 0 | 0 | 0 | 0 | 0 | 0 | 0 | 0 | 0 | 0 | 0 | 0 | 0 | 0 | 0 | 0 | 0 | 0 | 0 | 0 | 0 | 0 | 0 | 0 | 0
F4_Commercial_Warehouse_Existing_Space Heating_Natural Gas_Furnace_E9 | F4 | Commercial | Warehouse | Existing | Space Heating | Natural Gas | Furnace | E9 | RVT BC Ratio | 0 | 0 | 0 | 0 | 0 | 0 | 0 | 0 | 0 | 0 | 0 | 0 | 0 | 0 | 0 | 0 | 0 | 0 | 0 | 0 | 0 | 0 | 0 | 0 | 0 | 0 | 0 | 0 | 0 | 0 | 0 | 0 | 0
F4_Commercial_Warehouse_Existing_Space Heating_Natural Gas_Furnace_E10 | F4 | Commercial | Warehouse | Existing | Space Heating | Natural Gas | Furnace | E10 | RVT BC Ratio | 0 | 0 | 0 | 0 | 0 | 0 | 0 | 0 | 0 | 0 | 0 | 0 | 0 | 0 | 0 | 0 | 0 | 0 | 0 | 0 | 0 | 0 | 0 | 0 | 0 | 0 | 0 | 0 | 0 | 0 | 0 | 0 | 0
F5_Commercial_Warehouse_Existing_Space Heating_Natural Gas_Furnace_E1 | F5 | Commercial | Warehouse | Existing | Space Heating | Natural Gas | Furnace | E1 | RIM BC Ratio | bar: 2019 to 2051
F5_Commercial_Warehouse_Existing_Space Heating_Natural Gas_Furnace_E2 | F5 | Commercial | Warehouse | Existing | Space Heating | Natural Gas | Furnace | E2 | RIM BC Ratio | 0.78226 | 0.78231 | 0.78235 | 0.78243 | 0.78253 | 0.78268 | 0.78278 | 0.78287 | 0.78296 | 0.78304 | 0.7831 | 0.78313 | 0.78317 | 0.78319 | 0.78323 | 0.78325 | 0.78327 | 0.78332 | 0.78337 | 0.78344 | 0.78351 | 0.78357 | 0.78361 | 0.78365 | 0.78367 | 0.78368 | 0.78367 | 0.78364 | 0.78362 | 0.78361 | 0.78362 | 0.78362 | 0.78362
F5_Commercial_Warehouse_Existing_Space Heating_Natural Gas_Furnace_E3 | F5 | Commercial | Warehouse | Existing | Space Heating | Natural Gas | Furnace | E3 | RIM BC Ratio | 0.76624 | 0.7663 | 0.76636 | 0.76645 | 0.76658 | 0.76677 | 0.76691 | 0.76701 | 0.76713 | 0.76724 | 0.76731 | 0.76736 | 0.7674 | 0.76743 | 0.76748 | 0.7675 | 0.76753 | 0.7676 | 0.76766 | 0.76774 | 0.76783 | 0.76791 | 0.76797 | 0.76802 | 0.76805 | 0.76806 | 0.76804 | 0.76801 | 0.76798 | 0.76797 | 0.76798 | 0.76798 | 0.76798
F5_Commercial_Warehouse_Existing_Space Heating_Natural Gas_Furnace_E4 | F5 | Commercial | Warehouse | Existing | Space Heating | Natural Gas | Furnace | E4 | RIM BC Ratio | 0.2445 | 0.24466 | 0.24484 | 0.24508 | 0.24539 | 0.2458 | 0.24614 | 0.24644 | 0.24673 | 0.247 | 0.2472 | 0.24732 | 0.2474 | 0.24746 | 0.24751 | 0.24752 | 0.24754 | 0.24762 | 0.2477 | 0.24781 | 0.24795 | 0.24806 | 0.24815 | 0.24821 | 0.24826 | 0.24827 | 0.24825 | 0.2482 | 0.24816 | 0.24814 | 0.24816 | 0.24816 | 0.24816
F5_Commercial_Warehouse_Existing_Space Heating_Natural Gas_Furnace_E5 | F5 | Commercial | Warehouse | Existing | Space Heating | Natural Gas | Furnace | E5 | RIM BC Ratio | 0 | 0 | 0 | 0 | 0 | 0 | 0 | 0 | 0 | 0 | 0 | 0 | 0 | 0 | 0 | 0 | 0 | 0 | 0 | 0 | 0 | 0 | 0 | 0 | 0 | 0 | 0 | 0 | 0 | 0 | 0 | 0 | 0
F5_Commercial_Warehouse_Existing_Space Heating_Natural Gas_Furnace_E6 | F5 | Commercial | Warehouse | Existing | Space Heating | Natural Gas | Furnace | E6 | RIM BC Ratio | 0 | 0 | 0 | 0 | 0 | 0 | 0 | 0 | 0 | 0 | 0 | 0 | 0 | 0 | 0 | 0 | 0 | 0 | 0 | 0 | 0 | 0 | 0 | 0 | 0 | 0 | 0 | 0 | 0 | 0 | 0 | 0 | 0
F5_Commercial_Warehouse_Existing_Space Heating_Natural Gas_Furnace_E7 | F5 | Commercial | Warehouse | Existing | Space Heating | Natural Gas | Furnace | E7 | RIM BC Ratio | 0 | 0 | 0 | 0 | 0 | 0 | 0 | 0 | 0 | 0 | 0 | 0 | 0 | 0 | 0 | 0 | 0 | 0 | 0 | 0 | 0 | 0 | 0 | 0 | 0 | 0 | 0 | 0 | 0 | 0 | 0 | 0 | 0
F5_Commercial_Warehouse_Existing_Space Heating_Natural Gas_Furnace_E8 | F5 | Commercial | Warehouse | Existing | Space Heating | Natural Gas | Furnace | E8 | RIM BC Ratio | 0 | 0 | 0 | 0 | 0 | 0 | 0 | 0 | 0 | 0 | 0 | 0 | 0 | 0 | 0 | 0 | 0 | 0 | 0 | 0 | 0 | 0 | 0 | 0 | 0 | 0 | 0 | 0 | 0 | 0 | 0 | 0 | 0
F5_Commercial_Warehouse_Existing_Space Heating_Natural Gas_Furnace_E9 | F5 | Commercial | Warehouse | Existing | Space Heating | Natural Gas | Furnace | E9 | RIM BC Ratio | 0 | 0 | 0 | 0 | 0 | 0 | 0 | 0 | 0 | 0 | 0 | 0 | 0 | 0 | 0 | 0 | 0 | 0 | 0 | 0 | 0 | 0 | 0 | 0 | 0 | 0 | 0 | 0 | 0 | 0 | 0 | 0 | 0
F5_Commercial_Warehouse_Existing_Space Heating_Natural Gas_Furnace_E10 | F5 | Commercial | Warehouse | Existing | Space Heating | Natural Gas | Furnace | E10 | RIM BC Ratio | 0 | 0 | 0 | 0 | 0 | 0 | 0 | 0 | 0 | 0 | 0 | 0 | 0 | 0 | 0 | 0 | 0 | 0 | 0 | 0 | 0 | 0 | 0 | 0 | 0 | 0 | 0 | 0 | 0 | 0 | 0 | 0 | 0
F0_Commercial_Warehouse_Existing_Space Heating_Natural Gas_Boiler_E0 | F0 | Commercial | Warehouse | Existing | Space Heating | Natural Gas | Boiler | E0 | Economic Unit | Convert to NG Air Source Heat Pump | Convert to NG Air Source Heat Pump | Convert to NG Air Source Heat Pump | Convert to NG Air Source Heat Pump | Convert to NG Air Source Heat Pump | Convert to NG Air Source Heat Pump | Convert to NG Air Source Heat Pump | Convert to NG Air Source Heat Pump | Convert to NG Air Source Heat Pump | Convert to NG Air Source Heat Pump | Convert to NG Air Source Heat Pump | Convert to NG Air Source Heat Pump | Convert to NG Air Source Heat Pump | Convert to NG Air Source Heat Pump | Convert to NG Air Source Heat Pump | Convert to NG Air Source Heat Pump | Convert to NG Air Source Heat Pump | Convert to NG Air Source Heat Pump | Convert to NG Air Source Heat Pump | Convert to NG Air Source Heat Pump | Convert to NG Air Source Heat Pump | Convert to NG Air Source Heat Pump | Convert to NG Air Source Heat Pump | Convert to NG Air Source Heat Pump | Convert to NG Air Source Heat Pump | Convert to NG Air Source Heat Pump | Convert to NG Air Source Heat Pump | Convert to NG Air Source Heat Pump | Convert to NG Air Source Heat Pump | Convert to NG Air Source Heat Pump | Convert to NG Air Source Heat Pump | Convert to NG Air Source Heat Pump | Convert to NG Air Source Heat Pump
F1_Commercial_Warehouse_Existing_Space Heating_Natural Gas_Boiler_E1 | F1 | Commercial | Warehouse | Existing | Space Heating | Natural Gas | Boiler | E1 | CCE | 0 | 0 | 0 | 0 | 0 | 0 | 0 | 0 | 0 | 0 | 0 | 0 | 0 | 0 | 0 | 0 | 0 | 0 | 0 | 0 | 0 | 0 | 0 | 0 | 0 | 0 | 0 | 0 | 0 | 0 | 0 | 0 | 0
F1_Commercial_Warehouse_Existing_Space Heating_Natural Gas_Boiler_E2 | F1 | Commercial | Warehouse | Existing | Space Heating | Natural Gas | Boiler | E2 | CCE | 0.2823 | 0.2823 | 0.2838 | 0.28532 | 0.28685 | 0.2884 | 0.28997 | 0.29156 | 0.29316 | 0.29478 | 0.29642 | 0.29808 | 0.29975 | 0.30144 | 0.30316 | 0.30489 | 0.30664 | 0.30841 | 0.31021 | 0.31202 | 0.31386 | 0.31571 | 0.31759 | 0.31949 | 0.32142 | 0.32336 | 0.32533 | 0.32733 | 0.32935 | 0.33139 | 0.33346 | 0.33556 | 0.33556
F1_Commercial_Warehouse_Existing_Space Heating_Natural Gas_Boiler_E3 | F1 | Commercial | Warehouse | Existing | Space Heating | Natural Gas | Boiler | E3 | CCE | 0.28504 | 0.28504 | 0.28656 | 0.28809 | 0.28964 | 0.29121 | 0.29279 | 0.29439 | 0.29601 | 0.29765 | 0.2993 | 0.30097 | 0.30266 | 0.30437 | 0.30611 | 0.30785 | 0.30962 | 0.31141 | 0.31322 | 0.31506 | 0.31691 | 0.31878 | 0.32068 | 0.3226 | 0.32454 | 0.3265 | 0.3285 | 0.33051 | 0.33255 | 0.33461 | 0.33671 | 0.33882 | 0.33882
F1_Commercial_Warehouse_Existing_Space Heating_Natural Gas_Boiler_E4 | F1 | Commercial | Warehouse | Existing | Space Heating | Natural Gas | Boiler | E4 | CCE | 1.4475 | 1.4475 | 1.4552 | 1.463 | 1.4708 | 1.4788 | 1.4868 | 1.495 | 1.5032 | 1.5115 | 1.5199 | 1.5284 | 1.537 | 1.5457 | 1.5544 | 1.5633 | 1.5723 | 1.5814 | 1.5906 | 1.5999 | 1.6093 | 1.6188 | 1.6285 | 1.6382 | 1.6481 | 1.658 | 1.6682 | 1.6784 | 1.6887 | 1.6992 | 1.7098 | 1.7206 | 1.7206
F1_Commercial_Warehouse_Existing_Space Heating_Natural Gas_Boiler_E5 | F1 | Commercial | Warehouse | Existing | Space Heating | Natural Gas | Boiler | E5 | CCE | 0 | 0 | 0 | 0 | 0 | 0 | 0 | 0 | 0 | 0 | 0 | 0 | 0 | 0 | 0 | 0 | 0 | 0 | 0 | 0 | 0 | 0 | 0 | 0 | 0 | 0 | 0 | 0 | 0 | 0 | 0 | 0 | 0
F1_Commercial_Warehouse_Existing_Space Heating_Natural Gas_Boiler_E6 | F1 | Commercial | Warehouse | Existing | Space Heating | Natural Gas | Boiler | E6 | CCE | 0 | 0 | 0 | 0 | 0 | 0 | 0 | 0 | 0 | 0 | 0 | 0 | 0 | 0 | 0 | 0 | 0 | 0 | 0 | 0 | 0 | 0 | 0 | 0 | 0 | 0 | 0 | 0 | 0 | 0 | 0 | 0 | 0
F1_Commercial_Warehouse_Existing_Space Heating_Natural Gas_Boiler_E7 | F1 | Commercial | Warehouse | Existing | Space Heating | Natural Gas | Boiler | E7 | CCE | 0 | 0 | 0 | 0 | 0 | 0 | 0 | 0 | 0 | 0 | 0 | 0 | 0 | 0 | 0 | 0 | 0 | 0 | 0 | 0 | 0 | 0 | 0 | 0 | 0 | 0 | 0 | 0 | 0 | 0 | 0 | 0 | 0
F1_Commercial_Warehouse_Existing_Space Heating_Natural Gas_Boiler_E8 | F1 | Commercial | Warehouse | Existing | Space Heating | Natural Gas | Boiler | E8 | CCE | 0 | 0 | 0 | 0 | 0 | 0 | 0 | 0 | 0 | 0 | 0 | 0 | 0 | 0 | 0 | 0 | 0 | 0 | 0 | 0 | 0 | 0 | 0 | 0 | 0 | 0 | 0 | 0 | 0 | 0 | 0 | 0 | 0
F1_Commercial_Warehouse_Existing_Space Heating_Natural Gas_Boiler_E9 | F1 | Commercial | Warehouse | Existing | Space Heating | Natural Gas | Boiler | E9 | CCE | 0 | 0 | 0 | 0 | 0 | 0 | 0 | 0 | 0 | 0 | 0 | 0 | 0 | 0 | 0 | 0 | 0 | 0 | 0 | 0 | 0 | 0 | 0 | 0 | 0 | 0 | 0 | 0 | 0 | 0 | 0 | 0 | 0
F1_Commercial_Warehouse_Existing_Space Heating_Natural Gas_Boiler_E10 | F1 | Commercial | Warehouse | Existing | Space Heating | Natural Gas | Boiler | E10 | CCE | 0 | 0 | 0 | 0 | 0 | 0 | 0 | 0 | 0 | 0 | 0 | 0 | 0 | 0 | 0 | 0 | 0 | 0 | 0 | 0 | 0 | 0 | 0 | 0 | 0 | 0 | 0 | 0 | 0 | 0 | 0 | 0 | 0
F2_Commercial_Warehouse_Existing_Space Heating_Natural Gas_Boiler_E1 | F2 | Commercial | Warehouse | Existing | Space Heating | Natural Gas | Boiler | E1 | TRC BC Ratio | bar: 2019 to 2051
F2_Commercial_Warehouse_Existing_Space Heating_Natural Gas_Boiler_E2 | F2 | Commercial | Warehouse | Existing | Space Heating | Natural Gas | Boiler | E2 | TRC BC Ratio | 6.3694 | 6.3755 | 6.3821 | 6.3917 | 6.4049 | 6.4244 | 6.4381 | 6.4486 | 6.4599 | 6.4703 | 6.4774 | 6.4818 | 6.4858 | 6.4895 | 6.4942 | 6.4962 | 6.4996 | 6.5059 | 6.5127 | 6.5205 | 6.5298 | 6.5376 | 6.5437 | 6.5483 | 6.5514 | 6.5522 | 6.5506 | 6.5473 | 6.5446 | 6.5433 | 6.5443 | 6.5446 | 6.5446
F2_Commercial_Warehouse_Existing_Space Heating_Natural Gas_Boiler_E3 | F2 | Commercial | Warehouse | Existing | Space Heating | Natural Gas | Boiler | E3 | TRC BC Ratio | 6.308 | 6.314 | 6.3207 | 6.3301 | 6.3432 | 6.3626 | 6.3761 | 6.3865 | 6.3977 | 6.408 | 6.415 | 6.4194 | 6.4233 | 6.427 | 6.4317 | 6.4336 | 6.437 | 6.4433 | 6.45 | 6.4577 | 6.4669 | 6.4746 | 6.4807 | 6.4852 | 6.4883 | 6.4891 | 6.4875 | 6.4842 | 6.4816 | 6.4803 | 6.4812 | 6.4816 | 6.4816
F2_Commercial_Warehouse_Existing_Space Heating_Natural Gas_Boiler_E4 | F2 | Commercial | Warehouse | Existing | Space Heating | Natural Gas | Boiler | E4 | TRC BC Ratio | 1.2642 | 1.2656 | 1.2671 | 1.269 | 1.2713 | 1.2741 | 1.2764 | 1.2784 | 1.2802 | 1.2818 | 1.2829 | 1.2837 | 1.2842 | 1.2845 | 1.2848 | 1.2848 | 1.2849 | 1.2853 | 1.2858 | 1.2864 | 1.2872 | 1.2878 | 1.2883 | 1.2887 | 1.2889 | 1.289 | 1.2889 | 1.2886 | 1.2884 | 1.2883 | 1.2884 | 1.2884 | 1.2884
F2_Commercial_Warehouse_Existing_Space Heating_Natural Gas_Boiler_E5 | F2 | Commercial | Warehouse | Existing | Space Heating | Natural Gas | Boiler | E5 | TRC BC Ratio | 0 | 0 | 0 | 0 | 0 | 0 | 0 | 0 | 0 | 0 | 0 | 0 | 0 | 0 | 0 | 0 | 0 | 0 | 0 | 0 | 0 | 0 | 0 | 0 | 0 | 0 | 0 | 0 | 0 | 0 | 0 | 0 | 0
F2_Commercial_Warehouse_Existing_Space Heating_Natural Gas_Boiler_E6 | F2 | Commercial | Warehouse | Existing | Space Heating | Natural Gas | Boiler | E6 | TRC BC Ratio | 0 | 0 | 0 | 0 | 0 | 0 | 0 | 0 | 0 | 0 | 0 | 0 | 0 | 0 | 0 | 0 | 0 | 0 | 0 | 0 | 0 | 0 | 0 | 0 | 0 | 0 | 0 | 0 | 0 | 0 | 0 | 0 | 0
F2_Commercial_Warehouse_Existing_Space Heating_Natural Gas_Boiler_E7 | F2 | Commercial | Warehouse | Existing | Space Heating | Natural Gas | Boiler | E7 | TRC BC Ratio | 0 | 0 | 0 | 0 | 0 | 0 | 0 | 0 | 0 | 0 | 0 | 0 | 0 | 0 | 0 | 0 | 0 | 0 | 0 | 0 | 0 | 0 | 0 | 0 | 0 | 0 | 0 | 0 | 0 | 0 | 0 | 0 | 0
F2_Commercial_Warehouse_Existing_Space Heating_Natural Gas_Boiler_E8 | F2 | Commercial | Warehouse | Existing | Space Heating | Natural Gas | Boiler | E8 | TRC BC Ratio | 0 | 0 | 0 | 0 | 0 | 0 | 0 | 0 | 0 | 0 | 0 | 0 | 0 | 0 | 0 | 0 | 0 | 0 | 0 | 0 | 0 | 0 | 0 | 0 | 0 | 0 | 0 | 0 | 0 | 0 | 0 | 0 | 0
F2_Commercial_Warehouse_Existing_Space Heating_Natural Gas_Boiler_E9 | F2 | Commercial | Warehouse | Existing | Space Heating | Natural Gas | Boiler | E9 | TRC BC Ratio | 0 | 0 | 0 | 0 | 0 | 0 | 0 | 0 | 0 | 0 | 0 | 0 | 0 | 0 | 0 | 0 | 0 | 0 | 0 | 0 | 0 | 0 | 0 | 0 | 0 | 0 | 0 | 0 | 0 | 0 | 0 | 0 | 0
F2_Commercial_Warehouse_Existing_Space Heating_Natural Gas_Boiler_E10 | F2 | Commercial | Warehouse | Existing | Space Heating | Natural Gas | Boiler | E10 | TRC BC Ratio | 0 | 0 | 0 | 0 | 0 | 0 | 0 | 0 | 0 | 0 | 0 | 0 | 0 | 0 | 0 | 0 | 0 | 0 | 0 | 0 | 0 | 0 | 0 | 0 | 0 | 0 | 0 | 0 | 0 | 0 | 0 | 0 | 0
F3_Commercial_Warehouse_Existing_Space Heating_Natural Gas_Boiler_E1 | F3 | Commercial | Warehouse | Existing | Space Heating | Natural Gas | Boiler | E1 | PACT BC Ratio | bar: 2019 to 2051
F3_Commercial_Warehouse_Existing_Space Heating_Natural Gas_Boiler_E2 | F3 | Commercial | Warehouse | Existing | Space Heating | Natural Gas | Boiler | E2 | PACT BC Ratio | 8.4925 | 8.5006 | 8.5095 | 8.5223 | 8.5398 | 8.5659 | 8.5842 | 8.5981 | 8.6133 | 8.6271 | 8.6365 | 8.6424 | 8.6477 | 8.6526 | 8.659 | 8.6616 | 8.6661 | 8.6746 | 8.6836 | 8.6941 | 8.7064 | 8.7168 | 8.7249 | 8.7311 | 8.7351 | 8.7363 | 8.7342 | 8.7297 | 8.7262 | 8.7244 | 8.7257 | 8.7262 | 8.7262
F3_Commercial_Warehouse_Existing_Space Heating_Natural Gas_Boiler_E3 | F3 | Commercial | Warehouse | Existing | Space Heating | Natural Gas | Boiler | E3 | PACT BC Ratio | 8.4107 | 8.4187 | 8.4275 | 8.4402 | 8.4576 | 8.4834 | 8.5015 | 8.5153 | 8.5303 | 8.544 | 8.5533 | 8.5591 | 8.5644 | 8.5693 | 8.5756 | 8.5782 | 8.5826 | 8.591 | 8.5999 | 8.6103 | 8.6226 | 8.6329 | 8.6409 | 8.647 | 8.651 | 8.6522 | 8.65 | 8.6456 | 8.6421 | 8.6404 | 8.6417 | 8.6421 | 8.6421
F3_Commercial_Warehouse_Existing_Space Heating_Natural Gas_Boiler_E4 | F3 | Commercial | Warehouse | Existing | Space Heating | Natural Gas | Boiler | E4 | PACT BC Ratio | 1.6856 | 1.6874 | 1.6895 | 1.692 | 1.6951 | 1.6988 | 1.7019 | 1.7045 | 1.707 | 1.7091 | 1.7106 | 1.7115 | 1.7122 | 1.7127 | 1.7131 | 1.7131 | 1.7133 | 1.7137 | 1.7144 | 1.7152 | 1.7163 | 1.7171 | 1.7178 | 1.7183 | 1.7186 | 1.7187 | 1.7185 | 1.7182 | 1.7179 | 1.7177 | 1.7178 | 1.7179 | 1.7179
F3_Commercial_Warehouse_Existing_Space Heating_Natural Gas_Boiler_E5 | F3 | Commercial | Warehouse | Existing | Space Heating | Natural Gas | Boiler | E5 | PACT BC Ratio | 0 | 0 | 0 | 0 | 0 | 0 | 0 | 0 | 0 | 0 | 0 | 0 | 0 | 0 | 0 | 0 | 0 | 0 | 0 | 0 | 0 | 0 | 0 | 0 | 0 | 0 | 0 | 0 | 0 | 0 | 0 | 0 | 0
F3_Commercial_Warehouse_Existing_Space Heating_Natural Gas_Boiler_E6 | F3 | Commercial | Warehouse | Existing | Space Heating | Natural Gas | Boiler | E6 | PACT BC Ratio | 0 | 0 | 0 | 0 | 0 | 0 | 0 | 0 | 0 | 0 | 0 | 0 | 0 | 0 | 0 | 0 | 0 | 0 | 0 | 0 | 0 | 0 | 0 | 0 | 0 | 0 | 0 | 0 | 0 | 0 | 0 | 0 | 0
F3_Commercial_Warehouse_Existing_Space Heating_Natural Gas_Boiler_E7 | F3 | Commercial | Warehouse | Existing | Space Heating | Natural Gas | Boiler | E7 | PACT BC Ratio | 0 | 0 | 0 | 0 | 0 | 0 | 0 | 0 | 0 | 0 | 0 | 0 | 0 | 0 | 0 | 0 | 0 | 0 | 0 | 0 | 0 | 0 | 0 | 0 | 0 | 0 | 0 | 0 | 0 | 0 | 0 | 0 | 0
F3_Commercial_Warehouse_Existing_Space Heating_Natural Gas_Boiler_E8 | F3 | Commercial | Warehouse | Existing | Space Heating | Natural Gas | Boiler | E8 | PACT BC Ratio | 0 | 0 | 0 | 0 | 0 | 0 | 0 | 0 | 0 | 0 | 0 | 0 | 0 | 0 | 0 | 0 | 0 | 0 | 0 | 0 | 0 | 0 | 0 | 0 | 0 | 0 | 0 | 0 | 0 | 0 | 0 | 0 | 0
F3_Commercial_Warehouse_Existing_Space Heating_Natural Gas_Boiler_E9 | F3 | Commercial | Warehouse | Existing | Space Heating | Natural Gas | Boiler | E9 | PACT BC Ratio | 0 | 0 | 0 | 0 | 0 | 0 | 0 | 0 | 0 | 0 | 0 | 0 | 0 | 0 | 0 | 0 | 0 | 0 | 0 | 0 | 0 | 0 | 0 | 0 | 0 | 0 | 0 | 0 | 0 | 0 | 0 | 0 | 0
F3_Commercial_Warehouse_Existing_Space Heating_Natural Gas_Boiler_E10 | F3 | Commercial | Warehouse | Existing | Space Heating | Natural Gas | Boiler | E10 | PACT BC Ratio | 0 | 0 | 0 | 0 | 0 | 0 | 0 | 0 | 0 | 0 | 0 | 0 | 0 | 0 | 0 | 0 | 0 | 0 | 0 | 0 | 0 | 0 | 0 | 0 | 0 | 0 | 0 | 0 | 0 | 0 | 0 | 0 | 0
F4_Commercial_Warehouse_Existing_Space Heating_Natural Gas_Boiler_E1 | F4 | Commercial | Warehouse | Existing | Space Heating | Natural Gas | Boiler | E1 | RVT BC Ratio | bar: 2019 to 2051
F4_Commercial_Warehouse_Existing_Space Heating_Natural Gas_Boiler_E2 | F4 | Commercial | Warehouse | Existing | Space Heating | Natural Gas | Boiler | E2 | RVT BC Ratio | 9.8571 | 9.8658 | 9.8754 | 9.8892 | 9.9081 | 9.9363 | 9.9559 | 9.971 | 9.9873 | 10.0022 | 10.0124 | 10.0187 | 10.0245 | 10.0298 | 10.0366 | 10.0394 | 10.0443 | 10.0534 | 10.0631 | 10.0744 | 10.0878 | 10.099 | 10.1077 | 10.1143 | 10.1187 | 10.12 | 10.1177 | 10.1129 | 10.109 | 10.1072 | 10.1086 | 10.1091 | 10.1091
F4_Commercial_Warehouse_Existing_Space Heating_Natural Gas_Boiler_E3 | F4 | Commercial | Warehouse | Existing | Space Heating | Natural Gas | Boiler | E3 | RVT BC Ratio | 9.7689 | 9.7776 | 9.7871 | 9.8007 | 9.8194 | 9.8473 | 9.8668 | 9.8817 | 9.8979 | 9.9126 | 9.9227 | 9.929 | 9.9347 | 9.9399 | 9.9467 | 9.9495 | 9.9543 | 9.9634 | 9.973 | 9.9842 | 9.9974 | 10.0085 | 10.0171 | 10.0237 | 10.028 | 10.0293 | 10.027 | 10.0222 | 10.0184 | 10.0166 | 10.0179 | 10.0185 | 10.0185
F4_Commercial_Warehouse_Existing_Space Heating_Natural Gas_Boiler_E4 | F4 | Commercial | Warehouse | Existing | Space Heating | Natural Gas | Boiler | E4 | RVT BC Ratio | 2.5175 | 2.5195 | 2.5217 | 2.5245 | 2.5278 | 2.5318 | 2.5351 | 2.5379 | 2.5406 | 2.5428 | 2.5444 | 2.5455 | 2.5462 | 2.5467 | 2.5472 | 2.5472 | 2.5473 | 2.5479 | 2.5486 | 2.5495 | 2.5506 | 2.5515 | 2.5522 | 2.5527 | 2.5531 | 2.5532 | 2.553 | 2.5526 | 2.5523 | 2.5522 | 2.5523 | 2.5523 | 2.5523
F4_Commercial_Warehouse_Existing_Space Heating_Natural Gas_Boiler_E5 | F4 | Commercial | Warehouse | Existing | Space Heating | Natural Gas | Boiler | E5 | RVT BC Ratio | 0 | 0 | 0 | 0 | 0 | 0 | 0 | 0 | 0 | 0 | 0 | 0 | 0 | 0 | 0 | 0 | 0 | 0 | 0 | 0 | 0 | 0 | 0 | 0 | 0 | 0 | 0 | 0 | 0 | 0 | 0 | 0 | 0
F4_Commercial_Warehouse_Existing_Space Heating_Natural Gas_Boiler_E6 | F4 | Commercial | Warehouse | Existing | Space Heating | Natural Gas | Boiler | E6 | RVT BC Ratio | 0 | 0 | 0 | 0 | 0 | 0 | 0 | 0 | 0 | 0 | 0 | 0 | 0 | 0 | 0 | 0 | 0 | 0 | 0 | 0 | 0 | 0 | 0 | 0 | 0 | 0 | 0 | 0 | 0 | 0 | 0 | 0 | 0
F4_Commercial_Warehouse_Existing_Space Heating_Natural Gas_Boiler_E7 | F4 | Commercial | Warehouse | Existing | Space Heating | Natural Gas | Boiler | E7 | RVT BC Ratio | 0 | 0 | 0 | 0 | 0 | 0 | 0 | 0 | 0 | 0 | 0 | 0 | 0 | 0 | 0 | 0 | 0 | 0 | 0 | 0 | 0 | 0 | 0 | 0 | 0 | 0 | 0 | 0 | 0 | 0 | 0 | 0 | 0
F4_Commercial_Warehouse_Existing_Space Heating_Natural Gas_Boiler_E8 | F4 | Commercial | Warehouse | Existing | Space Heating | Natural Gas | Boiler | E8 | RVT BC Ratio | 0 | 0 | 0 | 0 | 0 | 0 | 0 | 0 | 0 | 0 | 0 | 0 | 0 | 0 | 0 | 0 | 0 | 0 | 0 | 0 | 0 | 0 | 0 | 0 | 0 | 0 | 0 | 0 | 0 | 0 | 0 | 0 | 0
F4_Commercial_Warehouse_Existing_Space Heating_Natural Gas_Boiler_E9 | F4 | Commercial | Warehouse | Existing | Space Heating | Natural Gas | Boiler | E9 | RVT BC Ratio | 0 | 0 | 0 | 0 | 0 | 0 | 0 | 0 | 0 | 0 | 0 | 0 | 0 | 0 | 0 | 0 | 0 | 0 | 0 | 0 | 0 | 0 | 0 | 0 | 0 | 0 | 0 | 0 | 0 | 0 | 0 | 0 | 0
F4_Commercial_Warehouse_Existing_Space Heating_Natural Gas_Boiler_E10 | F4 | Commercial | Warehouse | Existing | Space Heating | Natural Gas | Boiler | E10 | RVT BC Ratio | 0 | 0 | 0 | 0 | 0 | 0 | 0 | 0 | 0 | 0 | 0 | 0 | 0 | 0 | 0 | 0 | 0 | 0 | 0 | 0 | 0 | 0 | 0 | 0 | 0 | 0 | 0 | 0 | 0 | 0 | 0 | 0 | 0
F5_Commercial_Warehouse_Existing_Space Heating_Natural Gas_Boiler_E1 | F5 | Commercial | Warehouse | Existing | Space Heating | Natural Gas | Boiler | E1 | RIM BC Ratio | bar: 2019 to 2051
F5_Commercial_Warehouse_Existing_Space Heating_Natural Gas_Boiler_E2 | F5 | Commercial | Warehouse | Existing | Space Heating | Natural Gas | Boiler | E2 | RIM BC Ratio | 0.75998 | 0.76005 | 0.76012 | 0.76022 | 0.76036 | 0.76057 | 0.76071 | 0.76082 | 0.76094 | 0.76105 | 0.76112 | 0.76117 | 0.76121 | 0.76125 | 0.76129 | 0.76131 | 0.76135 | 0.76141 | 0.76148 | 0.76156 | 0.76166 | 0.76174 | 0.7618 | 0.76185 | 0.76188 | 0.76189 | 0.76187 | 0.76184 | 0.76181 | 0.7618 | 0.76181 | 0.76181 | 0.76181
F5_Commercial_Warehouse_Existing_Space Heating_Natural Gas_Boiler_E3 | F5 | Commercial | Warehouse | Existing | Space Heating | Natural Gas | Boiler | E3 | RIM BC Ratio | 0.75932 | 0.75939 | 0.75946 | 0.75956 | 0.7597 | 0.75991 | 0.76006 | 0.76017 | 0.76029 | 0.76039 | 0.76047 | 0.76051 | 0.76056 | 0.76059 | 0.76064 | 0.76066 | 0.7607 | 0.76077 | 0.76084 | 0.76092 | 0.76101 | 0.76109 | 0.76115 | 0.7612 | 0.76123 | 0.76124 | 0.76123 | 0.76119 | 0.76116 | 0.76115 | 0.76116 | 0.76116 | 0.76116
F5_Commercial_Warehouse_Existing_Space Heating_Natural Gas_Boiler_E4 | F5 | Commercial | Warehouse | Existing | Space Heating | Natural Gas | Boiler | E4 | RIM BC Ratio | 0.55824 | 0.55844 | 0.55867 | 0.55895 | 0.55928 | 0.55969 | 0.56003 | 0.56031 | 0.56057 | 0.5608 | 0.56096 | 0.56106 | 0.56114 | 0.56119 | 0.56123 | 0.56123 | 0.56125 | 0.5613 | 0.56137 | 0.56146 | 0.56157 | 0.56166 | 0.56173 | 0.56178 | 0.56182 | 0.56183 | 0.56181 | 0.56177 | 0.56174 | 0.56173 | 0.56174 | 0.56174 | 0.56174
F5_Commercial_Warehouse_Existing_Space Heating_Natural Gas_Boiler_E5 | F5 | Commercial | Warehouse | Existing | Space Heating | Natural Gas | Boiler | E5 | RIM BC Ratio | 0 | 0 | 0 | 0 | 0 | 0 | 0 | 0 | 0 | 0 | 0 | 0 | 0 | 0 | 0 | 0 | 0 | 0 | 0 | 0 | 0 | 0 | 0 | 0 | 0 | 0 | 0 | 0 | 0 | 0 | 0 | 0 | 0
F5_Commercial_Warehouse_Existing_Space Heating_Natural Gas_Boiler_E6 | F5 | Commercial | Warehouse | Existing | Space Heating | Natural Gas | Boiler | E6 | RIM BC Ratio | 0 | 0 | 0 | 0 | 0 | 0 | 0 | 0 | 0 | 0 | 0 | 0 | 0 | 0 | 0 | 0 | 0 | 0 | 0 | 0 | 0 | 0 | 0 | 0 | 0 | 0 | 0 | 0 | 0 | 0 | 0 | 0 | 0
F5_Commercial_Warehouse_Existing_Space Heating_Natural Gas_Boiler_E7 | F5 | Commercial | Warehouse | Existing | Space Heating | Natural Gas | Boiler | E7 | RIM BC Ratio | 0 | 0 | 0 | 0 | 0 | 0 | 0 | 0 | 0 | 0 | 0 | 0 | 0 | 0 | 0 | 0 | 0 | 0 | 0 | 0 | 0 | 0 | 0 | 0 | 0 | 0 | 0 | 0 | 0 | 0 | 0 | 0 | 0
F5_Commercial_Warehouse_Existing_Space Heating_Natural Gas_Boiler_E8 | F5 | Commercial | Warehouse | Existing | Space Heating | Natural Gas | Boiler | E8 | RIM BC Ratio | 0 | 0 | 0 | 0 | 0 | 0 | 0 | 0 | 0 | 0 | 0 | 0 | 0 | 0 | 0 | 0 | 0 | 0 | 0 | 0 | 0 | 0 | 0 | 0 | 0 | 0 | 0 | 0 | 0 | 0 | 0 | 0 | 0
F5_Commercial_Warehouse_Existing_Space Heating_Natural Gas_Boiler_E9 | F5 | Commercial | Warehouse | Existing | Space Heating | Natural Gas | Boiler | E9 | RIM BC Ratio | 0 | 0 | 0 | 0 | 0 | 0 | 0 | 0 | 0 | 0 | 0 | 0 | 0 | 0 | 0 | 0 | 0 | 0 | 0 | 0 | 0 | 0 | 0 | 0 | 0 | 0 | 0 | 0 | 0 | 0 | 0 | 0 | 0
F5_Commercial_Warehouse_Existing_Space Heating_Natural Gas_Boiler_E10 | F5 | Commercial | Warehouse | Existing | Space Heating | Natural Gas | Boiler | E10 | RIM BC Ratio | 0 | 0 | 0 | 0 | 0 | 0 | 0 | 0 | 0 | 0 | 0 | 0 | 0 | 0 | 0 | 0 | 0 | 0 | 0 | 0 | 0 | 0 | 0 | 0 | 0 | 0 | 0 | 0 | 0 | 0 | 0 | 0 | 0
F0_Commercial_Warehouse_Existing_Space Heating_Natural Gas_Unit Heater_E0 | F0 | Commercial | Warehouse | Existing | Space Heating | Natural Gas | Unit Heater | E0 | Economic Unit | Infrared Radiant | Infrared Radiant | Infrared Radiant | Infrared Radiant | Infrared Radiant | Infrared Radiant | Infrared Radiant | Infrared Radiant | Infrared Radiant | Infrared Radiant | Infrared Radiant | Infrared Radiant | Infrared Radiant | Infrared Radiant | Infrared Radiant | Infrared Radiant | Infrared Radiant | Infrared Radiant | Infrared Radiant | Infrared Radiant | Infrared Radiant | Infrared Radiant | Infrared Radiant | Infrared Radiant | Infrared Radiant | Infrared Radiant | Infrared Radiant | Infrared Radiant | Infrared Radiant | Infrared Radiant | Infrared Radiant | Infrared Radiant | Infrared Radiant
F1_Commercial_Warehouse_Existing_Space Heating_Natural Gas_Unit Heater_E1 | F1 | Commercial | Warehouse | Existing | Space Heating | Natural Gas | Unit Heater | E1 | CCE | 0 | 0 | 0 | 0 | 0 | 0 | 0 | 0 | 0 | 0 | 0 | 0 | 0 | 0 | 0 | 0 | 0 | 0 | 0 | 0 | 0 | 0 | 0 | 0 | 0 | 0 | 0 | 0 | 0 | 0 | 0 | 0 | 0
F1_Commercial_Warehouse_Existing_Space Heating_Natural Gas_Unit Heater_E2 | F1 | Commercial | Warehouse | Existing | Space Heating | Natural Gas | Unit Heater | E2 | CCE | 1.2484 | 1.2484 | 1.255 | 1.2617 | 1.2685 | 1.2754 | 1.2823 | 1.2893 | 1.2964 | 1.3036 | 1.3108 | 1.3181 | 1.3256 | 1.333 | 1.3406 | 1.3483 | 1.356 | 1.3639 | 1.3718 | 1.3798 | 1.3879 | 1.3961 | 1.4045 | 1.4129 | 1.4214 | 1.43 | 1.4387 | 1.4475 | 1.4564 | 1.4655 | 1.4746 | 1.4839 | 1.4839
F1_Commercial_Warehouse_Existing_Space Heating_Natural Gas_Unit Heater_E3 | F1 | Commercial | Warehouse | Existing | Space Heating | Natural Gas | Unit Heater | E3 | CCE | 0.12436 | 0.12436 | 0.12503 | 0.12569 | 0.12637 | 0.12705 | 0.12775 | 0.12844 | 0.12915 | 0.12986 | 0.13058 | 0.13131 | 0.13205 | 0.1328 | 0.13355 | 0.13432 | 0.13509 | 0.13587 | 0.13666 | 0.13746 | 0.13827 | 0.13908 | 0.13991 | 0.14075 | 0.1416 | 0.14245 | 0.14332 | 0.1442 | 0.14509 | 0.14599 | 0.1469 | 0.14783 | 0.14783
F1_Commercial_Warehouse_Existing_Space Heating_Natural Gas_Unit Heater_E4 | F1 | Commercial | Warehouse | Existing | Space Heating | Natural Gas | Unit Heater | E4 | CCE | 0 | 0 | 0 | 0 | 0 | 0 | 0 | 0 | 0 | 0 | 0 | 0 | 0 | 0 | 0 | 0 | 0 | 0 | 0 | 0 | 0 | 0 | 0 | 0 | 0 | 0 | 0 | 0 | 0 | 0 | 0 | 0 | 0
F1_Commercial_Warehouse_Existing_Space Heating_Natural Gas_Unit Heater_E5 | F1 | Commercial | Warehouse | Existing | Space Heating | Natural Gas | Unit Heater | E5 | CCE | 0 | 0 | 0 | 0 | 0 | 0 | 0 | 0 | 0 | 0 | 0 | 0 | 0 | 0 | 0 | 0 | 0 | 0 | 0 | 0 | 0 | 0 | 0 | 0 | 0 | 0 | 0 | 0 | 0 | 0 | 0 | 0 | 0
F1_Commercial_Warehouse_Existing_Space Heating_Natural Gas_Unit Heater_E6 | F1 | Commercial | Warehouse | Existing | Space Heating | Natural Gas | Unit Heater | E6 | CCE | 0 | 0 | 0 | 0 | 0 | 0 | 0 | 0 | 0 | 0 | 0 | 0 | 0 | 0 | 0 | 0 | 0 | 0 | 0 | 0 | 0 | 0 | 0 | 0 | 0 | 0 | 0 | 0 | 0 | 0 | 0 | 0 | 0
F1_Commercial_Warehouse_Existing_Space Heating_Natural Gas_Unit Heater_E7 | F1 | Commercial | Warehouse | Existing | Space Heating | Natural Gas | Unit Heater | E7 | CCE | 0 | 0 | 0 | 0 | 0 | 0 | 0 | 0 | 0 | 0 | 0 | 0 | 0 | 0 | 0 | 0 | 0 | 0 | 0 | 0 | 0 | 0 | 0 | 0 | 0 | 0 | 0 | 0 | 0 | 0 | 0 | 0 | 0
F1_Commercial_Warehouse_Existing_Space Heating_Natural Gas_Unit Heater_E8 | F1 | Commercial | Warehouse | Existing | Space Heating | Natural Gas | Unit Heater | E8 | CCE | 0 | 0 | 0 | 0 | 0 | 0 | 0 | 0 | 0 | 0 | 0 | 0 | 0 | 0 | 0 | 0 | 0 | 0 | 0 | 0 | 0 | 0 | 0 | 0 | 0 | 0 | 0 | 0 | 0 | 0 | 0 | 0 | 0
F1_Commercial_Warehouse_Existing_Space Heating_Natural Gas_Unit Heater_E9 | F1 | Commercial | Warehouse | Existing | Space Heating | Natural Gas | Unit Heater | E9 | CCE | 0 | 0 | 0 | 0 | 0 | 0 | 0 | 0 | 0 | 0 | 0 | 0 | 0 | 0 | 0 | 0 | 0 | 0 | 0 | 0 | 0 | 0 | 0 | 0 | 0 | 0 | 0 | 0 | 0 | 0 | 0 | 0 | 0
F1_Commercial_Warehouse_Existing_Space Heating_Natural Gas_Unit Heater_E10 | F1 | Commercial | Warehouse | Existing | Space Heating | Natural Gas | Unit Heater | E10 | CCE | 0 | 0 | 0 | 0 | 0 | 0 | 0 | 0 | 0 | 0 | 0 | 0 | 0 | 0 | 0 | 0 | 0 | 0 | 0 | 0 | 0 | 0 | 0 | 0 | 0 | 0 | 0 | 0 | 0 | 0 | 0 | 0 | 0
F2_Commercial_Warehouse_Existing_Space Heating_Natural Gas_Unit Heater_E1 | F2 | Commercial | Warehouse | Existing | Space Heating | Natural Gas | Unit Heater | E1 | TRC BC Ratio | bar: 2019 to 2051
F2_Commercial_Warehouse_Existing_Space Heating_Natural Gas_Unit Heater_E2 | F2 | Commercial | Warehouse | Existing | Space Heating | Natural Gas | Unit Heater | E2 | TRC BC Ratio | 1.4316 | 1.4333 | 1.4351 | 1.4377 | 1.4415 | 1.4475 | 1.451 | 1.4531 | 1.4557 | 1.4579 | 1.4592 | 1.4598 | 1.4607 | 1.4619 | 1.4637 | 1.4647 | 1.4663 | 1.4689 | 1.4715 | 1.4743 | 1.4776 | 1.4804 | 1.4826 | 1.4843 | 1.4854 | 1.4857 | 1.4852 | 1.4839 | 1.483 | 1.4825 | 1.4828 | 1.483 | 1.483
F2_Commercial_Warehouse_Existing_Space Heating_Natural Gas_Unit Heater_E3 | F2 | Commercial | Warehouse | Existing | Space Heating | Natural Gas | Unit Heater | E3 | TRC BC Ratio | 14.4795 | 14.5162 | 14.5616 | 14.6219 | 14.6976 | 14.8103 | 14.8618 | 14.8723 | 14.8808 | 14.8782 | 14.8554 | 14.8297 | 14.8204 | 14.8293 | 14.8623 | 14.8883 | 14.9269 | 14.9846 | 15.0378 | 15.0922 | 15.1509 | 15.2019 | 15.2426 | 15.2734 | 15.2939 | 15.2998 | 15.2889 | 15.2664 | 15.2487 | 15.2402 | 15.2464 | 15.2488 | 15.2488
F2_Commercial_Warehouse_Existing_Space Heating_Natural Gas_Unit Heater_E4 | F2 | Commercial | Warehouse | Existing | Space Heating | Natural Gas | Unit Heater | E4 | TRC BC Ratio | 0 | 0 | 0 | 0 | 0 | 0 | 0 | 0 | 0 | 0 | 0 | 0 | 0 | 0 | 0 | 0 | 0 | 0 | 0 | 0 | 0 | 0 | 0 | 0 | 0 | 0 | 0 | 0 | 0 | 0 | 0 | 0 | 0
F2_Commercial_Warehouse_Existing_Space Heating_Natural Gas_Unit Heater_E5 | F2 | Commercial | Warehouse | Existing | Space Heating | Natural Gas | Unit Heater | E5 | TRC BC Ratio | 0 | 0 | 0 | 0 | 0 | 0 | 0 | 0 | 0 | 0 | 0 | 0 | 0 | 0 | 0 | 0 | 0 | 0 | 0 | 0 | 0 | 0 | 0 | 0 | 0 | 0 | 0 | 0 | 0 | 0 | 0 | 0 | 0
F2_Commercial_Warehouse_Existing_Space Heating_Natural Gas_Unit Heater_E6 | F2 | Commercial | Warehouse | Existing | Space Heating | Natural Gas | Unit Heater | E6 | TRC BC Ratio | 0 | 0 | 0 | 0 | 0 | 0 | 0 | 0 | 0 | 0 | 0 | 0 | 0 | 0 | 0 | 0 | 0 | 0 | 0 | 0 | 0 | 0 | 0 | 0 | 0 | 0 | 0 | 0 | 0 | 0 | 0 | 0 | 0
F2_Commercial_Warehouse_Existing_Space Heating_Natural Gas_Unit Heater_E7 | F2 | Commercial | Warehouse | Existing | Space Heating | Natural Gas | Unit Heater | E7 | TRC BC Ratio | 0 | 0 | 0 | 0 | 0 | 0 | 0 | 0 | 0 | 0 | 0 | 0 | 0 | 0 | 0 | 0 | 0 | 0 | 0 | 0 | 0 | 0 | 0 | 0 | 0 | 0 | 0 | 0 | 0 | 0 | 0 | 0 | 0
F2_Commercial_Warehouse_Existing_Space Heating_Natural Gas_Unit Heater_E8 | F2 | Commercial | Warehouse | Existing | Space Heating | Natural Gas | Unit Heater | E8 | TRC BC Ratio | 0 | 0 | 0 | 0 | 0 | 0 | 0 | 0 | 0 | 0 | 0 | 0 | 0 | 0 | 0 | 0 | 0 | 0 | 0 | 0 | 0 | 0 | 0 | 0 | 0 | 0 | 0 | 0 | 0 | 0 | 0 | 0 | 0
F2_Commercial_Warehouse_Existing_Space Heating_Natural Gas_Unit Heater_E9 | F2 | Commercial | Warehouse | Existing | Space Heating | Natural Gas | Unit Heater | E9 | TRC BC Ratio | 0 | 0 | 0 | 0 | 0 | 0 | 0 | 0 | 0 | 0 | 0 | 0 | 0 | 0 | 0 | 0 | 0 | 0 | 0 | 0 | 0 | 0 | 0 | 0 | 0 | 0 | 0 | 0 | 0 | 0 | 0 | 0 | 0
F2_Commercial_Warehouse_Existing_Space Heating_Natural Gas_Unit Heater_E10 | F2 | Commercial | Warehouse | Existing | Space Heating | Natural Gas | Unit Heater | E10 | TRC BC Ratio | 0 | 0 | 0 | 0 | 0 | 0 | 0 | 0 | 0 | 0 | 0 | 0 | 0 | 0 | 0 | 0 | 0 | 0 | 0 | 0 | 0 | 0 | 0 | 0 | 0 | 0 | 0 | 0 | 0 | 0 | 0 | 0 | 0
F3_Commercial_Warehouse_Existing_Space Heating_Natural Gas_Unit Heater_E1 | F3 | Commercial | Warehouse | Existing | Space Heating | Natural Gas | Unit Heater | E1 | PACT BC Ratio | bar: 2019 to 2051
F3_Commercial_Warehouse_Existing_Space Heating_Natural Gas_Unit Heater_E2 | F3 | Commercial | Warehouse | Existing | Space Heating | Natural Gas | Unit Heater | E2 | PACT BC Ratio | 1.9089 | 1.911 | 1.9134 | 1.917 | 1.922 | 1.93 | 1.9346 | 1.9375 | 1.9409 | 1.9439 | 1.9456 | 1.9464 | 1.9476 | 1.9492 | 1.9516 | 1.953 | 1.9551 | 1.9585 | 1.9619 | 1.9658 | 1.9702 | 1.9739 | 1.9769 | 1.9791 | 1.9806 | 1.981 | 1.9802 | 1.9786 | 1.9773 | 1.9767 | 1.9771 | 1.9773 | 1.9773
F3_Commercial_Warehouse_Existing_Space Heating_Natural Gas_Unit Heater_E3 | F3 | Commercial | Warehouse | Existing | Space Heating | Natural Gas | Unit Heater | E3 | PACT BC Ratio | 19.306 | 19.355 | 19.4154 | 19.4958 | 19.5967 | 19.747 | 19.8157 | 19.8297 | 19.8411 | 19.8377 | 19.8073 | 19.773 | 19.7606 | 19.7724 | 19.8164 | 19.851 | 19.9026 | 19.9794 | 20.0504 | 20.1229 | 20.2012 | 20.2691 | 20.3234 | 20.3645 | 20.3919 | 20.3998 | 20.3852 | 20.3553 | 20.3317 | 20.3202 | 20.3286 | 20.3318 | 20.3318
F3_Commercial_Warehouse_Existing_Space Heating_Natural Gas_Unit Heater_E4 | F3 | Commercial | Warehouse | Existing | Space Heating | Natural Gas | Unit Heater | E4 | PACT BC Ratio | 0 | 0 | 0 | 0 | 0 | 0 | 0 | 0 | 0 | 0 | 0 | 0 | 0 | 0 | 0 | 0 | 0 | 0 | 0 | 0 | 0 | 0 | 0 | 0 | 0 | 0 | 0 | 0 | 0 | 0 | 0 | 0 | 0
F3_Commercial_Warehouse_Existing_Space Heating_Natural Gas_Unit Heater_E5 | F3 | Commercial | Warehouse | Existing | Space Heating | Natural Gas | Unit Heater | E5 | PACT BC Ratio | 0 | 0 | 0 | 0 | 0 | 0 | 0 | 0 | 0 | 0 | 0 | 0 | 0 | 0 | 0 | 0 | 0 | 0 | 0 | 0 | 0 | 0 | 0 | 0 | 0 | 0 | 0 | 0 | 0 | 0 | 0 | 0 | 0
F3_Commercial_Warehouse_Existing_Space Heating_Natural Gas_Unit Heater_E6 | F3 | Commercial | Warehouse | Existing | Space Heating | Natural Gas | Unit Heater | E6 | PACT BC Ratio | 0 | 0 | 0 | 0 | 0 | 0 | 0 | 0 | 0 | 0 | 0 | 0 | 0 | 0 | 0 | 0 | 0 | 0 | 0 | 0 | 0 | 0 | 0 | 0 | 0 | 0 | 0 | 0 | 0 | 0 | 0 | 0 | 0
F3_Commercial_Warehouse_Existing_Space Heating_Natural Gas_Unit Heater_E7 | F3 | Commercial | Warehouse | Existing | Space Heating | Natural Gas | Unit Heater | E7 | PACT BC Ratio | 0 | 0 | 0 | 0 | 0 | 0 | 0 | 0 | 0 | 0 | 0 | 0 | 0 | 0 | 0 | 0 | 0 | 0 | 0 | 0 | 0 | 0 | 0 | 0 | 0 | 0 | 0 | 0 | 0 | 0 | 0 | 0 | 0
F3_Commercial_Warehouse_Existing_Space Heating_Natural Gas_Unit Heater_E8 | F3 | Commercial | Warehouse | Existing | Space Heating | Natural Gas | Unit Heater | E8 | PACT BC Ratio | 0 | 0 | 0 | 0 | 0 | 0 | 0 | 0 | 0 | 0 | 0 | 0 | 0 | 0 | 0 | 0 | 0 | 0 | 0 | 0 | 0 | 0 | 0 | 0 | 0 | 0 | 0 | 0 | 0 | 0 | 0 | 0 | 0
F3_Commercial_Warehouse_Existing_Space Heating_Natural Gas_Unit Heater_E9 | F3 | Commercial | Warehouse | Existing | Space Heating | Natural Gas | Unit Heater | E9 | PACT BC Ratio | 0 | 0 | 0 | 0 | 0 | 0 | 0 | 0 | 0 | 0 | 0 | 0 | 0 | 0 | 0 | 0 | 0 | 0 | 0 | 0 | 0 | 0 | 0 | 0 | 0 | 0 | 0 | 0 | 0 | 0 | 0 | 0 | 0
F3_Commercial_Warehouse_Existing_Space Heating_Natural Gas_Unit Heater_E10 | F3 | Commercial | Warehouse | Existing | Space Heating | Natural Gas | Unit Heater | E10 | PACT BC Ratio | 0 | 0 | 0 | 0 | 0 | 0 | 0 | 0 | 0 | 0 | 0 | 0 | 0 | 0 | 0 | 0 | 0 | 0 | 0 | 0 | 0 | 0 | 0 | 0 | 0 | 0 | 0 | 0 | 0 | 0 | 0 | 0 | 0
F4_Commercial_Warehouse_Existing_Space Heating_Natural Gas_Unit Heater_E1 | F4 | Commercial | Warehouse | Existing | Space Heating | Natural Gas | Unit Heater | E1 | RVT BC Ratio | bar: 2019 to 2051
F4_Commercial_Warehouse_Existing_Space Heating_Natural Gas_Unit Heater_E2 | F4 | Commercial | Warehouse | Existing | Space Heating | Natural Gas | Unit Heater | E2 | RVT BC Ratio | 2.7582 | 2.7606 | 2.7631 | 2.767 | 2.7724 | 2.781 | 2.786 | 2.7891 | 2.7928 | 2.796 | 2.7979 | 2.7988 | 2.8 | 2.8017 | 2.8044 | 2.8058 | 2.8081 | 2.8118 | 2.8155 | 2.8196 | 2.8244 | 2.8284 | 2.8316 | 2.834 | 2.8356 | 2.836 | 2.8352 | 2.8334 | 2.832 | 2.8314 | 2.8319 | 2.832 | 2.832
F4_Commercial_Warehouse_Existing_Space Heating_Natural Gas_Unit Heater_E3 | F4 | Commercial | Warehouse | Existing | Space Heating | Natural Gas | Unit Heater | E3 | RVT BC Ratio | 21.5169 | 21.5696 | 21.6348 | 21.7215 | 21.8304 | 21.9924 | 22.0664 | 22.0815 | 22.0938 | 22.0901 | 22.0573 | 22.0204 | 22.007 | 22.0198 | 22.0672 | 22.1045 | 22.1601 | 22.243 | 22.3196 | 22.3977 | 22.4821 | 22.5554 | 22.6139 | 22.6582 | 22.6877 | 22.6962 | 22.6806 | 22.6482 | 22.6228 | 22.6104 | 22.6194 | 22.6229 | 22.6229
F4_Commercial_Warehouse_Existing_Space Heating_Natural Gas_Unit Heater_E4 | F4 | Commercial | Warehouse | Existing | Space Heating | Natural Gas | Unit Heater | E4 | RVT BC Ratio | 0 | 0 | 0 | 0 | 0 | 0 | 0 | 0 | 0 | 0 | 0 | 0 | 0 | 0 | 0 | 0 | 0 | 0 | 0 | 0 | 0 | 0 | 0 | 0 | 0 | 0 | 0 | 0 | 0 | 0 | 0 | 0 | 0
F4_Commercial_Warehouse_Existing_Space Heating_Natural Gas_Unit Heater_E5 | F4 | Commercial | Warehouse | Existing | Space Heating | Natural Gas | Unit Heater | E5 | RVT BC Ratio | 0 | 0 | 0 | 0 | 0 | 0 | 0 | 0 | 0 | 0 | 0 | 0 | 0 | 0 | 0 | 0 | 0 | 0 | 0 | 0 | 0 | 0 | 0 | 0 | 0 | 0 | 0 | 0 | 0 | 0 | 0 | 0 | 0
F4_Commercial_Warehouse_Existing_Space Heating_Natural Gas_Unit Heater_E6 | F4 | Commercial | Warehouse | Existing | Space Heating | Natural Gas | Unit Heater | E6 | RVT BC Ratio | 0 | 0 | 0 | 0 | 0 | 0 | 0 | 0 | 0 | 0 | 0 | 0 | 0 | 0 | 0 | 0 | 0 | 0 | 0 | 0 | 0 | 0 | 0 | 0 | 0 | 0 | 0 | 0 | 0 | 0 | 0 | 0 | 0
F4_Commercial_Warehouse_Existing_Space Heating_Natural Gas_Unit Heater_E7 | F4 | Commercial | Warehouse | Existing | Space Heating | Natural Gas | Unit Heater | E7 | RVT BC Ratio | 0 | 0 | 0 | 0 | 0 | 0 | 0 | 0 | 0 | 0 | 0 | 0 | 0 | 0 | 0 | 0 | 0 | 0 | 0 | 0 | 0 | 0 | 0 | 0 | 0 | 0 | 0 | 0 | 0 | 0 | 0 | 0 | 0
F4_Commercial_Warehouse_Existing_Space Heating_Natural Gas_Unit Heater_E8 | F4 | Commercial | Warehouse | Existing | Space Heating | Natural Gas | Unit Heater | E8 | RVT BC Ratio | 0 | 0 | 0 | 0 | 0 | 0 | 0 | 0 | 0 | 0 | 0 | 0 | 0 | 0 | 0 | 0 | 0 | 0 | 0 | 0 | 0 | 0 | 0 | 0 | 0 | 0 | 0 | 0 | 0 | 0 | 0 | 0 | 0
F4_Commercial_Warehouse_Existing_Space Heating_Natural Gas_Unit Heater_E9 | F4 | Commercial | Warehouse | Existing | Space Heating | Natural Gas | Unit Heater | E9 | RVT BC Ratio | 0 | 0 | 0 | 0 | 0 | 0 | 0 | 0 | 0 | 0 | 0 | 0 | 0 | 0 | 0 | 0 | 0 | 0 | 0 | 0 | 0 | 0 | 0 | 0 | 0 | 0 | 0 | 0 | 0 | 0 | 0 | 0 | 0
F4_Commercial_Warehouse_Existing_Space Heating_Natural Gas_Unit Heater_E10 | F4 | Commercial | Warehouse | Existing | Space Heating | Natural Gas | Unit Heater | E10 | RVT BC Ratio | 0 | 0 | 0 | 0 | 0 | 0 | 0 | 0 | 0 | 0 | 0 | 0 | 0 | 0 | 0 | 0 | 0 | 0 | 0 | 0 | 0 | 0 | 0 | 0 | 0 | 0 | 0 | 0 | 0 | 0 | 0 | 0 | 0
F5_Commercial_Warehouse_Existing_Space Heating_Natural Gas_Unit Heater_E1 | F5 | Commercial | Warehouse | Existing | Space Heating | Natural Gas | Unit Heater | E1 | RIM BC Ratio | bar: 2019 to 2051
F5_Commercial_Warehouse_Existing_Space Heating_Natural Gas_Unit Heater_E2 | F5 | Commercial | Warehouse | Existing | Space Heating | Natural Gas | Unit Heater | E2 | RIM BC Ratio | 0.58074 | 0.58094 | 0.58116 | 0.58149 | 0.58195 | 0.58268 | 0.58311 | 0.58337 | 0.58367 | 0.58394 | 0.5841 | 0.58417 | 0.58428 | 0.58442 | 0.58464 | 0.58476 | 0.58495 | 0.58526 | 0.58556 | 0.5859 | 0.58629 | 0.58662 | 0.58688 | 0.58708 | 0.58721 | 0.58725 | 0.58718 | 0.58703 | 0.58692 | 0.58687 | 0.58691 | 0.58692 | 0.58692
F5_Commercial_Warehouse_Existing_Space Heating_Natural Gas_Unit Heater_E3 | F5 | Commercial | Warehouse | Existing | Space Heating | Natural Gas | Unit Heater | E3 | RIM BC Ratio | 0.80009 | 0.80017 | 0.80027 | 0.80041 | 0.80058 | 0.80083 | 0.80094 | 0.80096 | 0.80098 | 0.80098 | 0.80093 | 0.80087 | 0.80085 | 0.80087 | 0.80094 | 0.801 | 0.80108 | 0.80121 | 0.80132 | 0.80144 | 0.80156 | 0.80167 | 0.80175 | 0.80182 | 0.80186 | 0.80187 | 0.80185 | 0.8018 | 0.80176 | 0.80175 | 0.80176 | 0.80176 | 0.80176
F5_Commercial_Warehouse_Existing_Space Heating_Natural Gas_Unit Heater_E4 | F5 | Commercial | Warehouse | Existing | Space Heating | Natural Gas | Unit Heater | E4 | RIM BC Ratio | 0 | 0 | 0 | 0 | 0 | 0 | 0 | 0 | 0 | 0 | 0 | 0 | 0 | 0 | 0 | 0 | 0 | 0 | 0 | 0 | 0 | 0 | 0 | 0 | 0 | 0 | 0 | 0 | 0 | 0 | 0 | 0 | 0
F5_Commercial_Warehouse_Existing_Space Heating_Natural Gas_Unit Heater_E5 | F5 | Commercial | Warehouse | Existing | Space Heating | Natural Gas | Unit Heater | E5 | RIM BC Ratio | 0 | 0 | 0 | 0 | 0 | 0 | 0 | 0 | 0 | 0 | 0 | 0 | 0 | 0 | 0 | 0 | 0 | 0 | 0 | 0 | 0 | 0 | 0 | 0 | 0 | 0 | 0 | 0 | 0 | 0 | 0 | 0 | 0
F5_Commercial_Warehouse_Existing_Space Heating_Natural Gas_Unit Heater_E6 | F5 | Commercial | Warehouse | Existing | Space Heating | Natural Gas | Unit Heater | E6 | RIM BC Ratio | 0 | 0 | 0 | 0 | 0 | 0 | 0 | 0 | 0 | 0 | 0 | 0 | 0 | 0 | 0 | 0 | 0 | 0 | 0 | 0 | 0 | 0 | 0 | 0 | 0 | 0 | 0 | 0 | 0 | 0 | 0 | 0 | 0
F5_Commercial_Warehouse_Existing_Space Heating_Natural Gas_Unit Heater_E7 | F5 | Commercial | Warehouse | Existing | Space Heating | Natural Gas | Unit Heater | E7 | RIM BC Ratio | 0 | 0 | 0 | 0 | 0 | 0 | 0 | 0 | 0 | 0 | 0 | 0 | 0 | 0 | 0 | 0 | 0 | 0 | 0 | 0 | 0 | 0 | 0 | 0 | 0 | 0 | 0 | 0 | 0 | 0 | 0 | 0 | 0
F5_Commercial_Warehouse_Existing_Space Heating_Natural Gas_Unit Heater_E8 | F5 | Commercial | Warehouse | Existing | Space Heating | Natural Gas | Unit Heater | E8 | RIM BC Ratio | 0 | 0 | 0 | 0 | 0 | 0 | 0 | 0 | 0 | 0 | 0 | 0 | 0 | 0 | 0 | 0 | 0 | 0 | 0 | 0 | 0 | 0 | 0 | 0 | 0 | 0 | 0 | 0 | 0 | 0 | 0 | 0 | 0
F5_Commercial_Warehouse_Existing_Space Heating_Natural Gas_Unit Heater_E9 | F5 | Commercial | Warehouse | Existing | Space Heating | Natural Gas | Unit Heater | E9 | RIM BC Ratio | 0 | 0 | 0 | 0 | 0 | 0 | 0 | 0 | 0 | 0 | 0 | 0 | 0 | 0 | 0 | 0 | 0 | 0 | 0 | 0 | 0 | 0 | 0 | 0 | 0 | 0 | 0 | 0 | 0 | 0 | 0 | 0 | 0
F5_Commercial_Warehouse_Existing_Space Heating_Natural Gas_Unit Heater_E10 | F5 | Commercial | Warehouse | Existing | Space Heating | Natural Gas | Unit Heater | E10 | RIM BC Ratio | 0 | 0 | 0 | 0 | 0 | 0 | 0 | 0 | 0 | 0 | 0 | 0 | 0 | 0 | 0 | 0 | 0 | 0 | 0 | 0 | 0 | 0 | 0 | 0 | 0 | 0 | 0 | 0 | 0 | 0 | 0 | 0 | 0
F0_Commercial_Warehouse_Existing_Water Heating_Natural Gas_Water Heater_E0 | F0 | Commercial | Warehouse | Existing | Water Heating | Natural Gas | Water Heater | E0 | Economic Unit | Gas-Fired Absorption HPWH | Gas-Fired Absorption HPWH | Gas-Fired Absorption HPWH | Gas-Fired Absorption HPWH | Gas-Fired Absorption HPWH | Gas-Fired Absorption HPWH | Gas-Fired Absorption HPWH | Gas-Fired Absorption HPWH | Gas-Fired Absorption HPWH | Gas-Fired Absorption HPWH | Gas-Fired Absorption HPWH | Gas-Fired Absorption HPWH | Gas-Fired Absorption HPWH | Gas-Fired Absorption HPWH | Gas-Fired Absorption HPWH | Gas-Fired Absorption HPWH | Gas-Fired Absorption HPWH | Gas-Fired Absorption HPWH | Gas-Fired Absorption HPWH | Gas-Fired Absorption HPWH | Gas-Fired Absorption HPWH | Gas-Fired Absorption HPWH | Gas-Fired Absorption HPWH | Gas-Fired Absorption HPWH | Gas-Fired Absorption HPWH | Gas-Fired Absorption HPWH | Gas-Fired Absorption HPWH | Gas-Fired Absorption HPWH | Gas-Fired Absorption HPWH | Gas-Fired Absorption HPWH | Gas-Fired Absorption HPWH | Gas-Fired Absorption HPWH | Gas-Fired Absorption HPWH
F1_Commercial_Warehouse_Existing_Water Heating_Natural Gas_Water Heater_E1 | F1 | Commercial | Warehouse | Existing | Water Heating | Natural Gas | Water Heater | E1 | CCE | 0 | 0 | 0 | 0 | 0 | 0 | 0 | 0 | 0 | 0 | 0 | 0 | 0 | 0 | 0 | 0 | 0 | 0 | 0 | 0 | 0 | 0 | 0 | 0 | 0 | 0 | 0 | 0 | 0 | 0 | 0 | 0 | 0
F1_Commercial_Warehouse_Existing_Water Heating_Natural Gas_Water Heater_E2 | F1 | Commercial | Warehouse | Existing | Water Heating | Natural Gas | Water Heater | E2 | CCE | -0.0033995 | -0.0033995 | -0.0033995 | -0.0033995 | -0.0033995 | -0.0033995 | -0.0033995 | -0.0033995 | -0.0033995 | -0.0033995 | -0.0033995 | -0.0033995 | -0.0033995 | -0.0033995 | -0.0033995 | -0.0033995 | -0.0033995 | -0.0033995 | -0.0033995 | -0.0033995 | -0.0033995 | -0.0033995 | -0.0033995 | -0.0033995 | -0.0033995 | -0.0033995 | -0.0033995 | -0.0033995 | -0.0033995 | -0.0033995 | -0.0033995 | -0.0033995 | -0.0033995
F1_Commercial_Warehouse_Existing_Water Heating_Natural Gas_Water Heater_E3 | F1 | Commercial | Warehouse | Existing | Water Heating | Natural Gas | Water Heater | E3 | CCE | 0.029627 | 0.029627 | 0.029627 | 0.029627 | 0.029627 | 0.029627 | 0.029627 | 0.029627 | 0.029627 | 0.029627 | 0.029627 | 0.029627 | 0.029627 | 0.029627 | 0.029627 | 0.029627 | 0.029627 | 0.029627 | 0.029627 | 0.029627 | 0.029627 | 0.029627 | 0.029627 | 0.029627 | 0.029627 | 0.029627 | 0.029627 | 0.029627 | 0.029627 | 0.029627 | 0.029627 | 0.029627 | 0.029627
F1_Commercial_Warehouse_Existing_Water Heating_Natural Gas_Water Heater_E4 | F1 | Commercial | Warehouse | Existing | Water Heating | Natural Gas | Water Heater | E4 | CCE | 0.03645 | 0.03645 | 0.03645 | 0.03645 | 0.03645 | 0.03645 | 0.03645 | 0.03645 | 0.03645 | 0.03645 | 0.03645 | 0.03645 | 0.03645 | 0.03645 | 0.03645 | 0.03645 | 0.03645 | 0.03645 | 0.03645 | 0.03645 | 0.03645 | 0.03645 | 0.03645 | 0.03645 | 0.03645 | 0.03645 | 0.03645 | 0.03645 | 0.03645 | 0.03645 | 0.03645 | 0.03645 | 0.03645
F1_Commercial_Warehouse_Existing_Water Heating_Natural Gas_Water Heater_E5 | F1 | Commercial | Warehouse | Existing | Water Heating | Natural Gas | Water Heater | E5 | CCE | 0.054305 | 0.054305 | 0.054305 | 0.054305 | 0.054305 | 0.054305 | 0.054305 | 0.054305 | 0.054305 | 0.054305 | 0.054305 | 0.054305 | 0.054305 | 0.054305 | 0.054305 | 0.054305 | 0.054305 | 0.054305 | 0.054305 | 0.054305 | 0.054305 | 0.054305 | 0.054305 | 0.054305 | 0.054305 | 0.054305 | 0.054305 | 0.054305 | 0.054305 | 0.054305 | 0.054305 | 0.054305 | 0.054305
F1_Commercial_Warehouse_Existing_Water Heating_Natural Gas_Water Heater_E6 | F1 | Commercial | Warehouse | Existing | Water Heating | Natural Gas | Water Heater | E6 | CCE | -0.097637 | -0.097637 | -0.097637 | -0.097637 | -0.097637 | -0.097637 | -0.097637 | -0.097637 | -0.097637 | -0.097637 | -0.097637 | -0.097637 | -0.097637 | -0.097637 | -0.097637 | -0.097637 | -0.097637 | -0.097637 | -0.097637 | -0.097637 | -0.097637 | -0.097637 | -0.097637 | -0.097637 | -0.097637 | -0.097637 | -0.097637 | -0.097637 | -0.097637 | -0.097637 | -0.097637 | -0.097637 | -0.097637
F1_Commercial_Warehouse_Existing_Water Heating_Natural Gas_Water Heater_E7 | F1 | Commercial | Warehouse | Existing | Water Heating | Natural Gas | Water Heater | E7 | CCE | 0.084177 | 0.084177 | 0.084177 | 0.084177 | 0.084177 | 0.084177 | 0.084177 | 0.084177 | 0.084177 | 0.084177 | 0.084177 | 0.084177 | 0.084177 | 0.084177 | 0.084177 | 0.084177 | 0.084177 | 0.084177 | 0.084177 | 0.084177 | 0.084177 | 0.084177 | 0.084177 | 0.084177 | 0.084177 | 0.084177 | 0.084177 | 0.084177 | 0.084177 | 0.084177 | 0.084177 | 0.084177 | 0.084177
F1_Commercial_Warehouse_Existing_Water Heating_Natural Gas_Water Heater_E8 | F1 | Commercial | Warehouse | Existing | Water Heating | Natural Gas | Water Heater | E8 | CCE | 0 | 0 | 0 | 0 | 0 | 0 | 0 | 0 | 0 | 0 | 0 | 0 | 0 | 0 | 0 | 0 | 0 | 0 | 0 | 0 | 0 | 0 | 0 | 0 | 0 | 0 | 0 | 0 | 0 | 0 | 0 | 0 | 0
F1_Commercial_Warehouse_Existing_Water Heating_Natural Gas_Water Heater_E9 | F1 | Commercial | Warehouse | Existing | Water Heating | Natural Gas | Water Heater | E9 | CCE | 0 | 0 | 0 | 0 | 0 | 0 | 0 | 0 | 0 | 0 | 0 | 0 | 0 | 0 | 0 | 0 | 0 | 0 | 0 | 0 | 0 | 0 | 0 | 0 | 0 | 0 | 0 | 0 | 0 | 0 | 0 | 0 | 0
F1_Commercial_Warehouse_Existing_Water Heating_Natural Gas_Water Heater_E10 | F1 | Commercial | Warehouse | Existing | Water Heating | Natural Gas | Water Heater | E10 | CCE | 0 | 0 | 0 | 0 | 0 | 0 | 0 | 0 | 0 | 0 | 0 | 0 | 0 | 0 | 0 | 0 | 0 | 0 | 0 | 0 | 0 | 0 | 0 | 0 | 0 | 0 | 0 | 0 | 0 | 0 | 0 | 0 | 0
F2_Commercial_Warehouse_Existing_Water Heating_Natural Gas_Water Heater_E1 | F2 | Commercial | Warehouse | Existing | Water Heating | Natural Gas | Water Heater | E1 | TRC BC Ratio | bar: 2019 to 2051
F2_Commercial_Warehouse_Existing_Water Heating_Natural Gas_Water Heater_E2 | F2 | Commercial | Warehouse | Existing | Water Heating | Natural Gas | Water Heater | E2 | TRC BC Ratio | bar: 2019 to 2051
F2_Commercial_Warehouse_Existing_Water Heating_Natural Gas_Water Heater_E3 | F2 | Commercial | Warehouse | Existing | Water Heating | Natural Gas | Water Heater | E3 | TRC BC Ratio | 36.2609 | 36.5923 | 36.9865 | 37.4441 | 37.9779 | 38.6099 | 39.1207 | 39.6014 | 40.0762 | 40.5534 | 40.9892 | 41.3718 | 41.7566 | 42.163 | 42.6319 | 43.0973 | 43.6103 | 44.1762 | 44.7757 | 45.3941 | 46.0262 | 46.6193 | 47.1629 | 47.6583 | 48.0958 | 48.4682 | 48.73 | 48.9226 | 49.0886 | 49.23 | 49.3702 | 49.4335 | 49.4335
F2_Commercial_Warehouse_Existing_Water Heating_Natural Gas_Water Heater_E4 | F2 | Commercial | Warehouse | Existing | Water Heating | Natural Gas | Water Heater | E4 | TRC BC Ratio | 29.4735 | 29.7428 | 30.0633 | 30.4352 | 30.8691 | 31.3827 | 31.7979 | 32.1887 | 32.5746 | 32.9625 | 33.3166 | 33.6277 | 33.9405 | 34.2708 | 34.6519 | 35.0302 | 35.4472 | 35.9071 | 36.3945 | 36.8971 | 37.4108 | 37.8929 | 38.3348 | 38.7374 | 39.093 | 39.3957 | 39.6085 | 39.7651 | 39.9 | 40.0149 | 40.1289 | 40.1803 | 40.1803
F2_Commercial_Warehouse_Existing_Water Heating_Natural Gas_Water Heater_E5 | F2 | Commercial | Warehouse | Existing | Water Heating | Natural Gas | Water Heater | E5 | TRC BC Ratio | 19.7829 | 19.9636 | 20.1787 | 20.4284 | 20.7196 | 21.0644 | 21.3431 | 21.6053 | 21.8644 | 22.1247 | 22.3624 | 22.5712 | 22.7812 | 23.0028 | 23.2587 | 23.5126 | 23.7925 | 24.1012 | 24.4283 | 24.7657 | 25.1105 | 25.4341 | 25.7307 | 26.0009 | 26.2396 | 26.4428 | 26.5856 | 26.6907 | 26.7813 | 26.8584 | 26.9349 | 26.9694 | 26.9694
F2_Commercial_Warehouse_Existing_Water Heating_Natural Gas_Water Heater_E6 | F2 | Commercial | Warehouse | Existing | Water Heating | Natural Gas | Water Heater | E6 | TRC BC Ratio | bar: 2019 to 2051
F2_Commercial_Warehouse_Existing_Water Heating_Natural Gas_Water Heater_E7 | F2 | Commercial | Warehouse | Existing | Water Heating | Natural Gas | Water Heater | E7 | TRC BC Ratio | 12.1454 | 12.2303 | 12.3647 | 12.5497 | 12.7836 | 13.0683 | 13.2812 | 13.47 | 13.6369 | 13.788 | 13.9011 | 13.973 | 14.0427 | 14.1299 | 14.2666 | 14.4167 | 14.6044 | 14.8365 | 15.1006 | 15.3853 | 15.6878 | 15.9765 | 16.2493 | 16.5124 | 16.7516 | 16.9552 | 17.0983 | 17.2037 | 17.2944 | 17.3717 | 17.4484 | 17.483 | 17.483
F2_Commercial_Warehouse_Existing_Water Heating_Natural Gas_Water Heater_E8 | F2 | Commercial | Warehouse | Existing | Water Heating | Natural Gas | Water Heater | E8 | TRC BC Ratio | 0 | 0 | 0 | 0 | 0 | 0 | 0 | 0 | 0 | 0 | 0 | 0 | 0 | 0 | 0 | 0 | 0 | 0 | 0 | 0 | 0 | 0 | 0 | 0 | 0 | 0 | 0 | 0 | 0 | 0 | 0 | 0 | 0
F2_Commercial_Warehouse_Existing_Water Heating_Natural Gas_Water Heater_E9 | F2 | Commercial | Warehouse | Existing | Water Heating | Natural Gas | Water Heater | E9 | TRC BC Ratio | 0 | 0 | 0 | 0 | 0 | 0 | 0 | 0 | 0 | 0 | 0 | 0 | 0 | 0 | 0 | 0 | 0 | 0 | 0 | 0 | 0 | 0 | 0 | 0 | 0 | 0 | 0 | 0 | 0 | 0 | 0 | 0 | 0
F2_Commercial_Warehouse_Existing_Water Heating_Natural Gas_Water Heater_E10 | F2 | Commercial | Warehouse | Existing | Water Heating | Natural Gas | Water Heater | E10 | TRC BC Ratio | 0 | 0 | 0 | 0 | 0 | 0 | 0 | 0 | 0 | 0 | 0 | 0 | 0 | 0 | 0 | 0 | 0 | 0 | 0 | 0 | 0 | 0 | 0 | 0 | 0 | 0 | 0 | 0 | 0 | 0 | 0 | 0 | 0
F3_Commercial_Warehouse_Existing_Water Heating_Natural Gas_Water Heater_E1 | F3 | Commercial | Warehouse | Existing | Water Heating | Natural Gas | Water Heater | E1 | PACT BC Ratio | bar: 2019 to 2051
F3_Commercial_Warehouse_Existing_Water Heating_Natural Gas_Water Heater_E2 | F3 | Commercial | Warehouse | Existing | Water Heating | Natural Gas | Water Heater | E2 | PACT BC Ratio | bar: 2019 to 2051
F3_Commercial_Warehouse_Existing_Water Heating_Natural Gas_Water Heater_E3 | F3 | Commercial | Warehouse | Existing | Water Heating | Natural Gas | Water Heater | E3 | PACT BC Ratio | 48.3479 | 48.7897 | 49.3154 | 49.9255 | 50.6373 | 51.4799 | 52.1609 | 52.8019 | 53.435 | 54.0712 | 54.6522 | 55.1625 | 55.6755 | 56.2173 | 56.8425 | 57.463 | 58.1471 | 58.9016 | 59.701 | 60.5255 | 61.3683 | 62.1591 | 62.8839 | 63.5444 | 64.1277 | 64.6243 | 64.9733 | 65.2302 | 65.4515 | 65.6399 | 65.8269 | 65.9113 | 65.9113
F3_Commercial_Warehouse_Existing_Water Heating_Natural Gas_Water Heater_E4 | F3 | Commercial | Warehouse | Existing | Water Heating | Natural Gas | Water Heater | E4 | PACT BC Ratio | 39.2979 | 39.6571 | 40.0843 | 40.5803 | 41.1588 | 41.8437 | 42.3972 | 42.9182 | 43.4328 | 43.9499 | 44.4222 | 44.8369 | 45.2539 | 45.6943 | 46.2025 | 46.7069 | 47.2629 | 47.8762 | 48.5259 | 49.1961 | 49.8811 | 50.5239 | 51.113 | 51.6499 | 52.124 | 52.5277 | 52.8114 | 53.0202 | 53.2 | 53.3532 | 53.5052 | 53.5738 | 53.5738
F3_Commercial_Warehouse_Existing_Water Heating_Natural Gas_Water Heater_E5 | F3 | Commercial | Warehouse | Existing | Water Heating | Natural Gas | Water Heater | E5 | PACT BC Ratio | 26.3771 | 26.6182 | 26.905 | 27.2378 | 27.6262 | 28.0859 | 28.4574 | 28.8071 | 29.1525 | 29.4996 | 29.8166 | 30.095 | 30.3749 | 30.6705 | 31.0116 | 31.3501 | 31.7233 | 32.1349 | 32.5711 | 33.0209 | 33.4807 | 33.9121 | 34.3075 | 34.6679 | 34.9861 | 35.2571 | 35.4475 | 35.5876 | 35.7084 | 35.8112 | 35.9132 | 35.9592 | 35.9592
F3_Commercial_Warehouse_Existing_Water Heating_Natural Gas_Water Heater_E6 | F3 | Commercial | Warehouse | Existing | Water Heating | Natural Gas | Water Heater | E6 | PACT BC Ratio | bar: 2019 to 2051
F3_Commercial_Warehouse_Existing_Water Heating_Natural Gas_Water Heater_E7 | F3 | Commercial | Warehouse | Existing | Water Heating | Natural Gas | Water Heater | E7 | PACT BC Ratio | 16.1939 | 16.307 | 16.4863 | 16.733 | 17.0448 | 17.4244 | 17.7082 | 17.96 | 18.1825 | 18.3839 | 18.5348 | 18.6307 | 18.7236 | 18.8399 | 19.0222 | 19.2222 | 19.4725 | 19.7819 | 20.1342 | 20.5138 | 20.9171 | 21.302 | 21.6657 | 22.0165 | 22.3354 | 22.6069 | 22.7978 | 22.9382 | 23.0592 | 23.1623 | 23.2645 | 23.3106 | 23.3106
F3_Commercial_Warehouse_Existing_Water Heating_Natural Gas_Water Heater_E8 | F3 | Commercial | Warehouse | Existing | Water Heating | Natural Gas | Water Heater | E8 | PACT BC Ratio | 0 | 0 | 0 | 0 | 0 | 0 | 0 | 0 | 0 | 0 | 0 | 0 | 0 | 0 | 0 | 0 | 0 | 0 | 0 | 0 | 0 | 0 | 0 | 0 | 0 | 0 | 0 | 0 | 0 | 0 | 0 | 0 | 0
F3_Commercial_Warehouse_Existing_Water Heating_Natural Gas_Water Heater_E9 | F3 | Commercial | Warehouse | Existing | Water Heating | Natural Gas | Water Heater | E9 | PACT BC Ratio | 0 | 0 | 0 | 0 | 0 | 0 | 0 | 0 | 0 | 0 | 0 | 0 | 0 | 0 | 0 | 0 | 0 | 0 | 0 | 0 | 0 | 0 | 0 | 0 | 0 | 0 | 0 | 0 | 0 | 0 | 0 | 0 | 0
F3_Commercial_Warehouse_Existing_Water Heating_Natural Gas_Water Heater_E10 | F3 | Commercial | Warehouse | Existing | Water Heating | Natural Gas | Water Heater | E10 | PACT BC Ratio | 0 | 0 | 0 | 0 | 0 | 0 | 0 | 0 | 0 | 0 | 0 | 0 | 0 | 0 | 0 | 0 | 0 | 0 | 0 | 0 | 0 | 0 | 0 | 0 | 0 | 0 | 0 | 0 | 0 | 0 | 0 | 0 | 0
F4_Commercial_Warehouse_Existing_Water Heating_Natural Gas_Water Heater_E1 | F4 | Commercial | Warehouse | Existing | Water Heating | Natural Gas | Water Heater | E1 | RVT BC Ratio | bar: 2019 to 2051
F4_Commercial_Warehouse_Existing_Water Heating_Natural Gas_Water Heater_E2 | F4 | Commercial | Warehouse | Existing | Water Heating | Natural Gas | Water Heater | E2 | RVT BC Ratio | bar: 2019 to 2051
F4_Commercial_Warehouse_Existing_Water Heating_Natural Gas_Water Heater_E3 | F4 | Commercial | Warehouse | Existing | Water Heating | Natural Gas | Water Heater | E3 | RVT BC Ratio | 52.8315 | 53.3079 | 53.8747 | 54.5326 | 55.3001 | 56.2086 | 56.9429 | 57.6341 | 58.3167 | 59.0027 | 59.6292 | 60.1794 | 60.7326 | 61.3168 | 61.9909 | 62.66 | 63.3976 | 64.2112 | 65.0731 | 65.9622 | 66.8709 | 67.7236 | 68.5051 | 69.2172 | 69.8462 | 70.3817 | 70.758 | 71.035 | 71.2736 | 71.4768 | 71.6785 | 71.7695 | 71.7695
F4_Commercial_Warehouse_Existing_Water Heating_Natural Gas_Water Heater_E4 | F4 | Commercial | Warehouse | Existing | Water Heating | Natural Gas | Water Heater | E4 | RVT BC Ratio | 43.0733 | 43.4606 | 43.9213 | 44.456 | 45.0798 | 45.8183 | 46.4152 | 46.977 | 47.5318 | 48.0894 | 48.5986 | 49.0458 | 49.4955 | 49.9703 | 50.5183 | 51.0621 | 51.6616 | 52.3229 | 53.0235 | 53.7461 | 54.4848 | 55.1778 | 55.8131 | 56.3919 | 56.9032 | 57.3384 | 57.6443 | 57.8694 | 58.0634 | 58.2286 | 58.3924 | 58.4664 | 58.4664
F4_Commercial_Warehouse_Existing_Water Heating_Natural Gas_Water Heater_E5 | F4 | Commercial | Warehouse | Existing | Water Heating | Natural Gas | Water Heater | E5 | RVT BC Ratio | 29.1414 | 29.4013 | 29.7105 | 30.0694 | 30.4881 | 30.9838 | 31.3844 | 31.7615 | 32.1339 | 32.5082 | 32.85 | 33.1502 | 33.452 | 33.7707 | 34.1385 | 34.5035 | 34.9059 | 35.3498 | 35.82 | 36.3051 | 36.8008 | 37.266 | 37.6924 | 38.0809 | 38.4241 | 38.7162 | 38.9216 | 39.0727 | 39.2028 | 39.3137 | 39.4237 | 39.4733 | 39.4733
F4_Commercial_Warehouse_Existing_Water Heating_Natural Gas_Water Heater_E6 | F4 | Commercial | Warehouse | Existing | Water Heating | Natural Gas | Water Heater | E6 | RVT BC Ratio | bar: 2019 to 2051
F4_Commercial_Warehouse_Existing_Water Heating_Natural Gas_Water Heater_E7 | F4 | Commercial | Warehouse | Existing | Water Heating | Natural Gas | Water Heater | E7 | RVT BC Ratio | 18.1612 | 18.2832 | 18.4765 | 18.7425 | 19.0787 | 19.488 | 19.7941 | 20.0655 | 20.3055 | 20.5227 | 20.6853 | 20.7887 | 20.8888 | 21.0143 | 21.2108 | 21.4265 | 21.6964 | 22.03 | 22.4098 | 22.8192 | 23.2541 | 23.6691 | 24.0612 | 24.4395 | 24.7834 | 25.0761 | 25.2819 | 25.4333 | 25.5638 | 25.6749 | 25.7851 | 25.8349 | 25.8349
F4_Commercial_Warehouse_Existing_Water Heating_Natural Gas_Water Heater_E8 | F4 | Commercial | Warehouse | Existing | Water Heating | Natural Gas | Water Heater | E8 | RVT BC Ratio | 0 | 0 | 0 | 0 | 0 | 0 | 0 | 0 | 0 | 0 | 0 | 0 | 0 | 0 | 0 | 0 | 0 | 0 | 0 | 0 | 0 | 0 | 0 | 0 | 0 | 0 | 0 | 0 | 0 | 0 | 0 | 0 | 0
F4_Commercial_Warehouse_Existing_Water Heating_Natural Gas_Water Heater_E9 | F4 | Commercial | Warehouse | Existing | Water Heating | Natural Gas | Water Heater | E9 | RVT BC Ratio | 0 | 0 | 0 | 0 | 0 | 0 | 0 | 0 | 0 | 0 | 0 | 0 | 0 | 0 | 0 | 0 | 0 | 0 | 0 | 0 | 0 | 0 | 0 | 0 | 0 | 0 | 0 | 0 | 0 | 0 | 0 | 0 | 0
F4_Commercial_Warehouse_Existing_Water Heating_Natural Gas_Water Heater_E10 | F4 | Commercial | Warehouse | Existing | Water Heating | Natural Gas | Water Heater | E10 | RVT BC Ratio | 0 | 0 | 0 | 0 | 0 | 0 | 0 | 0 | 0 | 0 | 0 | 0 | 0 | 0 | 0 | 0 | 0 | 0 | 0 | 0 | 0 | 0 | 0 | 0 | 0 | 0 | 0 | 0 | 0 | 0 | 0 | 0 | 0
F5_Commercial_Warehouse_Existing_Water Heating_Natural Gas_Water Heater_E1 | F5 | Commercial | Warehouse | Existing | Water Heating | Natural Gas | Water Heater | E1 | RIM BC Ratio | bar: 2019 to 2051
F5_Commercial_Warehouse_Existing_Water Heating_Natural Gas_Water Heater_E2 | F5 | Commercial | Warehouse | Existing | Water Heating | Natural Gas | Water Heater | E2 | RIM BC Ratio | bar: 2019 to 2051
F5_Commercial_Warehouse_Existing_Water Heating_Natural Gas_Water Heater_E3 | F5 | Commercial | Warehouse | Existing | Water Heating | Natural Gas | Water Heater | E3 | RIM BC Ratio | 0.82051 | 0.82064 | 0.82079 | 0.82095 | 0.82114 | 0.82136 | 0.82153 | 0.82169 | 0.82184 | 0.82199 | 0.82212 | 0.82224 | 0.82235 | 0.82247 | 0.8226 | 0.82273 | 0.82287 | 0.82302 | 0.82317 | 0.82333 | 0.82348 | 0.82362 | 0.82375 | 0.82386 | 0.82395 | 0.82404 | 0.82409 | 0.82413 | 0.82417 | 0.8242 | 0.82423 | 0.82424 | 0.82424
F5_Commercial_Warehouse_Existing_Water Heating_Natural Gas_Water Heater_E4 | F5 | Commercial | Warehouse | Existing | Water Heating | Natural Gas | Water Heater | E4 | RIM BC Ratio | 0.81732 | 0.81747 | 0.81765 | 0.81786 | 0.81809 | 0.81835 | 0.81856 | 0.81876 | 0.81894 | 0.81912 | 0.81929 | 0.81942 | 0.81956 | 0.81971 | 0.81987 | 0.82002 | 0.82019 | 0.82038 | 0.82056 | 0.82075 | 0.82094 | 0.82111 | 0.82127 | 0.8214 | 0.82152 | 0.82162 | 0.82169 | 0.82174 | 0.82179 | 0.82182 | 0.82186 | 0.82187 | 0.82187
F5_Commercial_Warehouse_Existing_Water Heating_Natural Gas_Water Heater_E5 | F5 | Commercial | Warehouse | Existing | Water Heating | Natural Gas | Water Heater | E5 | RIM BC Ratio | 0.80908 | 0.8093 | 0.80956 | 0.80986 | 0.8102 | 0.81059 | 0.81089 | 0.81118 | 0.81145 | 0.81171 | 0.81195 | 0.81215 | 0.81236 | 0.81257 | 0.8128 | 0.81303 | 0.81328 | 0.81355 | 0.81382 | 0.8141 | 0.81438 | 0.81463 | 0.81485 | 0.81506 | 0.81523 | 0.81538 | 0.81548 | 0.81555 | 0.81561 | 0.81567 | 0.81572 | 0.81574 | 0.81574
F5_Commercial_Warehouse_Existing_Water Heating_Natural Gas_Water Heater_E6 | F5 | Commercial | Warehouse | Existing | Water Heating | Natural Gas | Water Heater | E6 | RIM BC Ratio | bar: 2019 to 2051
F5_Commercial_Warehouse_Existing_Water Heating_Natural Gas_Water Heater_E7 | F5 | Commercial | Warehouse | Existing | Water Heating | Natural Gas | Water Heater | E7 | RIM BC Ratio | 0.79377 | 0.79404 | 0.79446 | 0.79502 | 0.79571 | 0.79652 | 0.79711 | 0.79761 | 0.79804 | 0.79843 | 0.79871 | 0.79889 | 0.79906 | 0.79927 | 0.79959 | 0.79994 | 0.80037 | 0.80089 | 0.80145 | 0.80204 | 0.80265 | 0.80321 | 0.80372 | 0.80419 | 0.80461 | 0.80496 | 0.8052 | 0.80537 | 0.80552 | 0.80565 | 0.80577 | 0.80583 | 0.80583
F5_Commercial_Warehouse_Existing_Water Heating_Natural Gas_Water Heater_E8 | F5 | Commercial | Warehouse | Existing | Water Heating | Natural Gas | Water Heater | E8 | RIM BC Ratio | 0 | 0 | 0 | 0 | 0 | 0 | 0 | 0 | 0 | 0 | 0 | 0 | 0 | 0 | 0 | 0 | 0 | 0 | 0 | 0 | 0 | 0 | 0 | 0 | 0 | 0 | 0 | 0 | 0 | 0 | 0 | 0 | 0
F5_Commercial_Warehouse_Existing_Water Heating_Natural Gas_Water Heater_E9 | F5 | Commercial | Warehouse | Existing | Water Heating | Natural Gas | Water Heater | E9 | RIM BC Ratio | 0 | 0 | 0 | 0 | 0 | 0 | 0 | 0 | 0 | 0 | 0 | 0 | 0 | 0 | 0 | 0 | 0 | 0 | 0 | 0 | 0 | 0 | 0 | 0 | 0 | 0 | 0 | 0 | 0 | 0 | 0 | 0 | 0
F5_Commercial_Warehouse_Existing_Water Heating_Natural Gas_Water Heater_E10 | F5 | Commercial | Warehouse | Existing | Water Heating | Natural Gas | Water Heater | E10 | RIM BC Ratio | 0 | 0 | 0 | 0 | 0 | 0 | 0 | 0 | 0 | 0 | 0 | 0 | 0 | 0 | 0 | 0 | 0 | 0 | 0 | 0 | 0 | 0 | 0 | 0 | 0 | 0 | 0 | 0 | 0 | 0 | 0 | 0 | 0
F0_Commercial_Warehouse_Existing_Food Preparation_Natural Gas_Oven_E0 | F0 | Commercial | Warehouse | Existing | Food Preparation | Natural Gas | Oven | E0 | Economic Unit | ENERGY STAR (>44% Baking Efficiency) | ENERGY STAR (>44% Baking Efficiency) | ENERGY STAR (>44% Baking Efficiency) | ENERGY STAR (>44% Baking Efficiency) | ENERGY STAR (>44% Baking Efficiency) | ENERGY STAR (>44% Baking Efficiency) | ENERGY STAR (>44% Baking Efficiency) | ENERGY STAR (>44% Baking Efficiency) | ENERGY STAR (>44% Baking Efficiency) | ENERGY STAR (>44% Baking Efficiency) | ENERGY STAR (>44% Baking Efficiency) | ENERGY STAR (>44% Baking Efficiency) | ENERGY STAR (>44% Baking Efficiency) | ENERGY STAR (>44% Baking Efficiency) | ENERGY STAR (>44% Baking Efficiency) | ENERGY STAR (>44% Baking Efficiency) | ENERGY STAR (>44% Baking Efficiency) | ENERGY STAR (>44% Baking Efficiency) | ENERGY STAR (>44% Baking Efficiency) | ENERGY STAR (>44% Baking Efficiency) | ENERGY STAR (>44% Baking Efficiency) | ENERGY STAR (>44% Baking Efficiency) | ENERGY STAR (>44% Baking Efficiency) | ENERGY STAR (>44% Baking Efficiency) | ENERGY STAR (>44% Baking Efficiency) | ENERGY STAR (>44% Baking Efficiency) | ENERGY STAR (>44% Baking Efficiency) | ENERGY STAR (>44% Baking Efficiency) | ENERGY STAR (>44% Baking Efficiency) | ENERGY STAR (>44% Baking Efficiency) | ENERGY STAR (>44% Baking Efficiency) | ENERGY STAR (>44% Baking Efficiency) | ENERGY STAR (>44% Baking Efficiency)
F1_Commercial_Warehouse_Existing_Food Preparation_Natural Gas_Oven_E1 | F1 | Commercial | Warehouse | Existing | Food Preparation | Natural Gas | Oven | E1 | CCE | 0 | 0 | 0 | 0 | 0 | 0 | 0 | 0 | 0 | 0 | 0 | 0 | 0 | 0 | 0 | 0 | 0 | 0 | 0 | 0 | 0 | 0 | 0 | 0 | 0 | 0 | 0 | 0 | 0 | 0 | 0 | 0 | 0
F1_Commercial_Warehouse_Existing_Food Preparation_Natural Gas_Oven_E2 | F1 | Commercial | Warehouse | Existing | Food Preparation | Natural Gas | Oven | E2 | CCE | 0.52905 | 0.52905 | 0.52905 | 0.52905 | 0.52905 | 0.52905 | 0.52905 | 0.52905 | 0.52905 | 0.52905 | 0.52905 | 0.52905 | 0.52905 | 0.52905 | 0.52905 | 0.52905 | 0.52905 | 0.52905 | 0.52905 | 0.52905 | 0.52905 | 0.52905 | 0.52905 | 0.52905 | 0.52905 | 0.52905 | 0.52905 | 0.52905 | 0.52905 | 0.52905 | 0.52905 | 0.52905 | 0.52905
F1_Commercial_Warehouse_Existing_Food Preparation_Natural Gas_Oven_E3 | F1 | Commercial | Warehouse | Existing | Food Preparation | Natural Gas | Oven | E3 | CCE | 0 | 0 | 0 | 0 | 0 | 0 | 0 | 0 | 0 | 0 | 0 | 0 | 0 | 0 | 0 | 0 | 0 | 0 | 0 | 0 | 0 | 0 | 0 | 0 | 0 | 0 | 0 | 0 | 0 | 0 | 0 | 0 | 0
F1_Commercial_Warehouse_Existing_Food Preparation_Natural Gas_Oven_E4 | F1 | Commercial | Warehouse | Existing | Food Preparation | Natural Gas | Oven | E4 | CCE | 0 | 0 | 0 | 0 | 0 | 0 | 0 | 0 | 0 | 0 | 0 | 0 | 0 | 0 | 0 | 0 | 0 | 0 | 0 | 0 | 0 | 0 | 0 | 0 | 0 | 0 | 0 | 0 | 0 | 0 | 0 | 0 | 0
F1_Commercial_Warehouse_Existing_Food Preparation_Natural Gas_Oven_E5 | F1 | Commercial | Warehouse | Existing | Food Preparation | Natural Gas | Oven | E5 | CCE | 0 | 0 | 0 | 0 | 0 | 0 | 0 | 0 | 0 | 0 | 0 | 0 | 0 | 0 | 0 | 0 | 0 | 0 | 0 | 0 | 0 | 0 | 0 | 0 | 0 | 0 | 0 | 0 | 0 | 0 | 0 | 0 | 0
F1_Commercial_Warehouse_Existing_Food Preparation_Natural Gas_Oven_E6 | F1 | Commercial | Warehouse | Existing | Food Preparation | Natural Gas | Oven | E6 | CCE | 0 | 0 | 0 | 0 | 0 | 0 | 0 | 0 | 0 | 0 | 0 | 0 | 0 | 0 | 0 | 0 | 0 | 0 | 0 | 0 | 0 | 0 | 0 | 0 | 0 | 0 | 0 | 0 | 0 | 0 | 0 | 0 | 0
F1_Commercial_Warehouse_Existing_Food Preparation_Natural Gas_Oven_E7 | F1 | Commercial | Warehouse | Existing | Food Preparation | Natural Gas | Oven | E7 | CCE | 0 | 0 | 0 | 0 | 0 | 0 | 0 | 0 | 0 | 0 | 0 | 0 | 0 | 0 | 0 | 0 | 0 | 0 | 0 | 0 | 0 | 0 | 0 | 0 | 0 | 0 | 0 | 0 | 0 | 0 | 0 | 0 | 0
F1_Commercial_Warehouse_Existing_Food Preparation_Natural Gas_Oven_E8 | F1 | Commercial | Warehouse | Existing | Food Preparation | Natural Gas | Oven | E8 | CCE | 0 | 0 | 0 | 0 | 0 | 0 | 0 | 0 | 0 | 0 | 0 | 0 | 0 | 0 | 0 | 0 | 0 | 0 | 0 | 0 | 0 | 0 | 0 | 0 | 0 | 0 | 0 | 0 | 0 | 0 | 0 | 0 | 0
F1_Commercial_Warehouse_Existing_Food Preparation_Natural Gas_Oven_E9 | F1 | Commercial | Warehouse | Existing | Food Preparation | Natural Gas | Oven | E9 | CCE | 0 | 0 | 0 | 0 | 0 | 0 | 0 | 0 | 0 | 0 | 0 | 0 | 0 | 0 | 0 | 0 | 0 | 0 | 0 | 0 | 0 | 0 | 0 | 0 | 0 | 0 | 0 | 0 | 0 | 0 | 0 | 0 | 0
F1_Commercial_Warehouse_Existing_Food Preparation_Natural Gas_Oven_E10 | F1 | Commercial | Warehouse | Existing | Food Preparation | Natural Gas | Oven | E10 | CCE | 0 | 0 | 0 | 0 | 0 | 0 | 0 | 0 | 0 | 0 | 0 | 0 | 0 | 0 | 0 | 0 | 0 | 0 | 0 | 0 | 0 | 0 | 0 | 0 | 0 | 0 | 0 | 0 | 0 | 0 | 0 | 0 | 0
F2_Commercial_Warehouse_Existing_Food Preparation_Natural Gas_Oven_E1 | F2 | Commercial | Warehouse | Existing | Food Preparation | Natural Gas | Oven | E1 | TRC BC Ratio | bar: 2019 to 2051
F2_Commercial_Warehouse_Existing_Food Preparation_Natural Gas_Oven_E2 | F2 | Commercial | Warehouse | Existing | Food Preparation | Natural Gas | Oven | E2 | TRC BC Ratio | 2.6596 | 2.6798 | 2.7025 | 2.7274 | 2.7558 | 2.7887 | 2.8153 | 2.8409 | 2.8669 | 2.8939 | 2.9197 | 2.9434 | 2.9676 | 2.9931 | 3.0212 | 3.0486 | 3.0777 | 3.1085 | 3.1406 | 3.1733 | 3.2062 | 3.2371 | 3.2649 | 3.2895 | 3.3108 | 3.3291 | 3.3418 | 3.3512 | 3.3594 | 3.3664 | 3.3733 | 3.3764 | 3.3764
F2_Commercial_Warehouse_Existing_Food Preparation_Natural Gas_Oven_E3 | F2 | Commercial | Warehouse | Existing | Food Preparation | Natural Gas | Oven | E3 | TRC BC Ratio | 0 | 0 | 0 | 0 | 0 | 0 | 0 | 0 | 0 | 0 | 0 | 0 | 0 | 0 | 0 | 0 | 0 | 0 | 0 | 0 | 0 | 0 | 0 | 0 | 0 | 0 | 0 | 0 | 0 | 0 | 0 | 0 | 0
F2_Commercial_Warehouse_Existing_Food Preparation_Natural Gas_Oven_E4 | F2 | Commercial | Warehouse | Existing | Food Preparation | Natural Gas | Oven | E4 | TRC BC Ratio | 0 | 0 | 0 | 0 | 0 | 0 | 0 | 0 | 0 | 0 | 0 | 0 | 0 | 0 | 0 | 0 | 0 | 0 | 0 | 0 | 0 | 0 | 0 | 0 | 0 | 0 | 0 | 0 | 0 | 0 | 0 | 0 | 0
F2_Commercial_Warehouse_Existing_Food Preparation_Natural Gas_Oven_E5 | F2 | Commercial | Warehouse | Existing | Food Preparation | Natural Gas | Oven | E5 | TRC BC Ratio | 0 | 0 | 0 | 0 | 0 | 0 | 0 | 0 | 0 | 0 | 0 | 0 | 0 | 0 | 0 | 0 | 0 | 0 | 0 | 0 | 0 | 0 | 0 | 0 | 0 | 0 | 0 | 0 | 0 | 0 | 0 | 0 | 0
F2_Commercial_Warehouse_Existing_Food Preparation_Natural Gas_Oven_E6 | F2 | Commercial | Warehouse | Existing | Food Preparation | Natural Gas | Oven | E6 | TRC BC Ratio | 0 | 0 | 0 | 0 | 0 | 0 | 0 | 0 | 0 | 0 | 0 | 0 | 0 | 0 | 0 | 0 | 0 | 0 | 0 | 0 | 0 | 0 | 0 | 0 | 0 | 0 | 0 | 0 | 0 | 0 | 0 | 0 | 0
F2_Commercial_Warehouse_Existing_Food Preparation_Natural Gas_Oven_E7 | F2 | Commercial | Warehouse | Existing | Food Preparation | Natural Gas | Oven | E7 | TRC BC Ratio | 0 | 0 | 0 | 0 | 0 | 0 | 0 | 0 | 0 | 0 | 0 | 0 | 0 | 0 | 0 | 0 | 0 | 0 | 0 | 0 | 0 | 0 | 0 | 0 | 0 | 0 | 0 | 0 | 0 | 0 | 0 | 0 | 0
F2_Commercial_Warehouse_Existing_Food Preparation_Natural Gas_Oven_E8 | F2 | Commercial | Warehouse | Existing | Food Preparation | Natural Gas | Oven | E8 | TRC BC Ratio | 0 | 0 | 0 | 0 | 0 | 0 | 0 | 0 | 0 | 0 | 0 | 0 | 0 | 0 | 0 | 0 | 0 | 0 | 0 | 0 | 0 | 0 | 0 | 0 | 0 | 0 | 0 | 0 | 0 | 0 | 0 | 0 | 0
F2_Commercial_Warehouse_Existing_Food Preparation_Natural Gas_Oven_E9 | F2 | Commercial | Warehouse | Existing | Food Preparation | Natural Gas | Oven | E9 | TRC BC Ratio | 0 | 0 | 0 | 0 | 0 | 0 | 0 | 0 | 0 | 0 | 0 | 0 | 0 | 0 | 0 | 0 | 0 | 0 | 0 | 0 | 0 | 0 | 0 | 0 | 0 | 0 | 0 | 0 | 0 | 0 | 0 | 0 | 0
F2_Commercial_Warehouse_Existing_Food Preparation_Natural Gas_Oven_E10 | F2 | Commercial | Warehouse | Existing | Food Preparation | Natural Gas | Oven | E10 | TRC BC Ratio | 0 | 0 | 0 | 0 | 0 | 0 | 0 | 0 | 0 | 0 | 0 | 0 | 0 | 0 | 0 | 0 | 0 | 0 | 0 | 0 | 0 | 0 | 0 | 0 | 0 | 0 | 0 | 0 | 0 | 0 | 0 | 0 | 0
F3_Commercial_Warehouse_Existing_Food Preparation_Natural Gas_Oven_E1 | F3 | Commercial | Warehouse | Existing | Food Preparation | Natural Gas | Oven | E1 | PACT BC Ratio | bar: 2019 to 2051
F3_Commercial_Warehouse_Existing_Food Preparation_Natural Gas_Oven_E2 | F3 | Commercial | Warehouse | Existing | Food Preparation | Natural Gas | Oven | E2 | PACT BC Ratio | 3.5461 | 3.5731 | 3.6033 | 3.6366 | 3.6744 | 3.7182 | 3.7538 | 3.7879 | 3.8225 | 3.8586 | 3.893 | 3.9245 | 3.9568 | 3.9908 | 4.0282 | 4.0648 | 4.1037 | 4.1447 | 4.1874 | 4.2311 | 4.275 | 4.3161 | 4.3532 | 4.386 | 4.4144 | 4.4388 | 4.4557 | 4.4683 | 4.4792 | 4.4885 | 4.4978 | 4.5018 | 4.5018
F3_Commercial_Warehouse_Existing_Food Preparation_Natural Gas_Oven_E3 | F3 | Commercial | Warehouse | Existing | Food Preparation | Natural Gas | Oven | E3 | PACT BC Ratio | 0 | 0 | 0 | 0 | 0 | 0 | 0 | 0 | 0 | 0 | 0 | 0 | 0 | 0 | 0 | 0 | 0 | 0 | 0 | 0 | 0 | 0 | 0 | 0 | 0 | 0 | 0 | 0 | 0 | 0 | 0 | 0 | 0
F3_Commercial_Warehouse_Existing_Food Preparation_Natural Gas_Oven_E4 | F3 | Commercial | Warehouse | Existing | Food Preparation | Natural Gas | Oven | E4 | PACT BC Ratio | 0 | 0 | 0 | 0 | 0 | 0 | 0 | 0 | 0 | 0 | 0 | 0 | 0 | 0 | 0 | 0 | 0 | 0 | 0 | 0 | 0 | 0 | 0 | 0 | 0 | 0 | 0 | 0 | 0 | 0 | 0 | 0 | 0
F3_Commercial_Warehouse_Existing_Food Preparation_Natural Gas_Oven_E5 | F3 | Commercial | Warehouse | Existing | Food Preparation | Natural Gas | Oven | E5 | PACT BC Ratio | 0 | 0 | 0 | 0 | 0 | 0 | 0 | 0 | 0 | 0 | 0 | 0 | 0 | 0 | 0 | 0 | 0 | 0 | 0 | 0 | 0 | 0 | 0 | 0 | 0 | 0 | 0 | 0 | 0 | 0 | 0 | 0 | 0
F3_Commercial_Warehouse_Existing_Food Preparation_Natural Gas_Oven_E6 | F3 | Commercial | Warehouse | Existing | Food Preparation | Natural Gas | Oven | E6 | PACT BC Ratio | 0 | 0 | 0 | 0 | 0 | 0 | 0 | 0 | 0 | 0 | 0 | 0 | 0 | 0 | 0 | 0 | 0 | 0 | 0 | 0 | 0 | 0 | 0 | 0 | 0 | 0 | 0 | 0 | 0 | 0 | 0 | 0 | 0
F3_Commercial_Warehouse_Existing_Food Preparation_Natural Gas_Oven_E7 | F3 | Commercial | Warehouse | Existing | Food Preparation | Natural Gas | Oven | E7 | PACT BC Ratio | 0 | 0 | 0 | 0 | 0 | 0 | 0 | 0 | 0 | 0 | 0 | 0 | 0 | 0 | 0 | 0 | 0 | 0 | 0 | 0 | 0 | 0 | 0 | 0 | 0 | 0 | 0 | 0 | 0 | 0 | 0 | 0 | 0
F3_Commercial_Warehouse_Existing_Food Preparation_Natural Gas_Oven_E8 | F3 | Commercial | Warehouse | Existing | Food Preparation | Natural Gas | Oven | E8 | PACT BC Ratio | 0 | 0 | 0 | 0 | 0 | 0 | 0 | 0 | 0 | 0 | 0 | 0 | 0 | 0 | 0 | 0 | 0 | 0 | 0 | 0 | 0 | 0 | 0 | 0 | 0 | 0 | 0 | 0 | 0 | 0 | 0 | 0 | 0
F3_Commercial_Warehouse_Existing_Food Preparation_Natural Gas_Oven_E9 | F3 | Commercial | Warehouse | Existing | Food Preparation | Natural Gas | Oven | E9 | PACT BC Ratio | 0 | 0 | 0 | 0 | 0 | 0 | 0 | 0 | 0 | 0 | 0 | 0 | 0 | 0 | 0 | 0 | 0 | 0 | 0 | 0 | 0 | 0 | 0 | 0 | 0 | 0 | 0 | 0 | 0 | 0 | 0 | 0 | 0
F3_Commercial_Warehouse_Existing_Food Preparation_Natural Gas_Oven_E10 | F3 | Commercial | Warehouse | Existing | Food Preparation | Natural Gas | Oven | E10 | PACT BC Ratio | 0 | 0 | 0 | 0 | 0 | 0 | 0 | 0 | 0 | 0 | 0 | 0 | 0 | 0 | 0 | 0 | 0 | 0 | 0 | 0 | 0 | 0 | 0 | 0 | 0 | 0 | 0 | 0 | 0 | 0 | 0 | 0 | 0
F4_Commercial_Warehouse_Existing_Food Preparation_Natural Gas_Oven_E1 | F4 | Commercial | Warehouse | Existing | Food Preparation | Natural Gas | Oven | E1 | RVT BC Ratio | bar: 2019 to 2051
F4_Commercial_Warehouse_Existing_Food Preparation_Natural Gas_Oven_E2 | F4 | Commercial | Warehouse | Existing | Food Preparation | Natural Gas | Oven | E2 | RVT BC Ratio | 4.5236 | 4.5528 | 4.5853 | 4.6211 | 4.662 | 4.7092 | 4.7475 | 4.7843 | 4.8216 | 4.8605 | 4.8976 | 4.9317 | 4.9665 | 5.0031 | 5.0435 | 5.0829 | 5.1248 | 5.169 | 5.2151 | 5.2622 | 5.3095 | 5.3539 | 5.3939 | 5.4293 | 5.4599 | 5.4862 | 5.5044 | 5.518 | 5.5298 | 5.5398 | 5.5498 | 5.5542 | 5.5542
F4_Commercial_Warehouse_Existing_Food Preparation_Natural Gas_Oven_E3 | F4 | Commercial | Warehouse | Existing | Food Preparation | Natural Gas | Oven | E3 | RVT BC Ratio | 0 | 0 | 0 | 0 | 0 | 0 | 0 | 0 | 0 | 0 | 0 | 0 | 0 | 0 | 0 | 0 | 0 | 0 | 0 | 0 | 0 | 0 | 0 | 0 | 0 | 0 | 0 | 0 | 0 | 0 | 0 | 0 | 0
F4_Commercial_Warehouse_Existing_Food Preparation_Natural Gas_Oven_E4 | F4 | Commercial | Warehouse | Existing | Food Preparation | Natural Gas | Oven | E4 | RVT BC Ratio | 0 | 0 | 0 | 0 | 0 | 0 | 0 | 0 | 0 | 0 | 0 | 0 | 0 | 0 | 0 | 0 | 0 | 0 | 0 | 0 | 0 | 0 | 0 | 0 | 0 | 0 | 0 | 0 | 0 | 0 | 0 | 0 | 0
F4_Commercial_Warehouse_Existing_Food Preparation_Natural Gas_Oven_E5 | F4 | Commercial | Warehouse | Existing | Food Preparation | Natural Gas | Oven | E5 | RVT BC Ratio | 0 | 0 | 0 | 0 | 0 | 0 | 0 | 0 | 0 | 0 | 0 | 0 | 0 | 0 | 0 | 0 | 0 | 0 | 0 | 0 | 0 | 0 | 0 | 0 | 0 | 0 | 0 | 0 | 0 | 0 | 0 | 0 | 0
F4_Commercial_Warehouse_Existing_Food Preparation_Natural Gas_Oven_E6 | F4 | Commercial | Warehouse | Existing | Food Preparation | Natural Gas | Oven | E6 | RVT BC Ratio | 0 | 0 | 0 | 0 | 0 | 0 | 0 | 0 | 0 | 0 | 0 | 0 | 0 | 0 | 0 | 0 | 0 | 0 | 0 | 0 | 0 | 0 | 0 | 0 | 0 | 0 | 0 | 0 | 0 | 0 | 0 | 0 | 0
F4_Commercial_Warehouse_Existing_Food Preparation_Natural Gas_Oven_E7 | F4 | Commercial | Warehouse | Existing | Food Preparation | Natural Gas | Oven | E7 | RVT BC Ratio | 0 | 0 | 0 | 0 | 0 | 0 | 0 | 0 | 0 | 0 | 0 | 0 | 0 | 0 | 0 | 0 | 0 | 0 | 0 | 0 | 0 | 0 | 0 | 0 | 0 | 0 | 0 | 0 | 0 | 0 | 0 | 0 | 0
F4_Commercial_Warehouse_Existing_Food Preparation_Natural Gas_Oven_E8 | F4 | Commercial | Warehouse | Existing | Food Preparation | Natural Gas | Oven | E8 | RVT BC Ratio | 0 | 0 | 0 | 0 | 0 | 0 | 0 | 0 | 0 | 0 | 0 | 0 | 0 | 0 | 0 | 0 | 0 | 0 | 0 | 0 | 0 | 0 | 0 | 0 | 0 | 0 | 0 | 0 | 0 | 0 | 0 | 0 | 0
F4_Commercial_Warehouse_Existing_Food Preparation_Natural Gas_Oven_E9 | F4 | Commercial | Warehouse | Existing | Food Preparation | Natural Gas | Oven | E9 | RVT BC Ratio | 0 | 0 | 0 | 0 | 0 | 0 | 0 | 0 | 0 | 0 | 0 | 0 | 0 | 0 | 0 | 0 | 0 | 0 | 0 | 0 | 0 | 0 | 0 | 0 | 0 | 0 | 0 | 0 | 0 | 0 | 0 | 0 | 0
F4_Commercial_Warehouse_Existing_Food Preparation_Natural Gas_Oven_E10 | F4 | Commercial | Warehouse | Existing | Food Preparation | Natural Gas | Oven | E10 | RVT BC Ratio | 0 | 0 | 0 | 0 | 0 | 0 | 0 | 0 | 0 | 0 | 0 | 0 | 0 | 0 | 0 | 0 | 0 | 0 | 0 | 0 | 0 | 0 | 0 | 0 | 0 | 0 | 0 | 0 | 0 | 0 | 0 | 0 | 0
F5_Commercial_Warehouse_Existing_Food Preparation_Natural Gas_Oven_E1 | F5 | Commercial | Warehouse | Existing | Food Preparation | Natural Gas | Oven | E1 | RIM BC Ratio | bar: 2019 to 2051
F5_Commercial_Warehouse_Existing_Food Preparation_Natural Gas_Oven_E2 | F5 | Commercial | Warehouse | Existing | Food Preparation | Natural Gas | Oven | E2 | RIM BC Ratio | 0.67565 | 0.67662 | 0.6777 | 0.67886 | 0.68017 | 0.68166 | 0.68284 | 0.68396 | 0.68508 | 0.68623 | 0.68731 | 0.68829 | 0.68928 | 0.6903 | 0.69141 | 0.69248 | 0.6936 | 0.69476 | 0.69595 | 0.69715 | 0.69833 | 0.69942 | 0.70039 | 0.70123 | 0.70195 | 0.70257 | 0.70299 | 0.7033 | 0.70357 | 0.7038 | 0.70403 | 0.70413 | 0.70413
F5_Commercial_Warehouse_Existing_Food Preparation_Natural Gas_Oven_E3 | F5 | Commercial | Warehouse | Existing | Food Preparation | Natural Gas | Oven | E3 | RIM BC Ratio | 0 | 0 | 0 | 0 | 0 | 0 | 0 | 0 | 0 | 0 | 0 | 0 | 0 | 0 | 0 | 0 | 0 | 0 | 0 | 0 | 0 | 0 | 0 | 0 | 0 | 0 | 0 | 0 | 0 | 0 | 0 | 0 | 0
F5_Commercial_Warehouse_Existing_Food Preparation_Natural Gas_Oven_E4 | F5 | Commercial | Warehouse | Existing | Food Preparation | Natural Gas | Oven | E4 | RIM BC Ratio | 0 | 0 | 0 | 0 | 0 | 0 | 0 | 0 | 0 | 0 | 0 | 0 | 0 | 0 | 0 | 0 | 0 | 0 | 0 | 0 | 0 | 0 | 0 | 0 | 0 | 0 | 0 | 0 | 0 | 0 | 0 | 0 | 0
F5_Commercial_Warehouse_Existing_Food Preparation_Natural Gas_Oven_E5 | F5 | Commercial | Warehouse | Existing | Food Preparation | Natural Gas | Oven | E5 | RIM BC Ratio | 0 | 0 | 0 | 0 | 0 | 0 | 0 | 0 | 0 | 0 | 0 | 0 | 0 | 0 | 0 | 0 | 0 | 0 | 0 | 0 | 0 | 0 | 0 | 0 | 0 | 0 | 0 | 0 | 0 | 0 | 0 | 0 | 0
F5_Commercial_Warehouse_Existing_Food Preparation_Natural Gas_Oven_E6 | F5 | Commercial | Warehouse | Existing | Food Preparation | Natural Gas | Oven | E6 | RIM BC Ratio | 0 | 0 | 0 | 0 | 0 | 0 | 0 | 0 | 0 | 0 | 0 | 0 | 0 | 0 | 0 | 0 | 0 | 0 | 0 | 0 | 0 | 0 | 0 | 0 | 0 | 0 | 0 | 0 | 0 | 0 | 0 | 0 | 0
F5_Commercial_Warehouse_Existing_Food Preparation_Natural Gas_Oven_E7 | F5 | Commercial | Warehouse | Existing | Food Preparation | Natural Gas | Oven | E7 | RIM BC Ratio | 0 | 0 | 0 | 0 | 0 | 0 | 0 | 0 | 0 | 0 | 0 | 0 | 0 | 0 | 0 | 0 | 0 | 0 | 0 | 0 | 0 | 0 | 0 | 0 | 0 | 0 | 0 | 0 | 0 | 0 | 0 | 0 | 0
F5_Commercial_Warehouse_Existing_Food Preparation_Natural Gas_Oven_E8 | F5 | Commercial | Warehouse | Existing | Food Preparation | Natural Gas | Oven | E8 | RIM BC Ratio | 0 | 0 | 0 | 0 | 0 | 0 | 0 | 0 | 0 | 0 | 0 | 0 | 0 | 0 | 0 | 0 | 0 | 0 | 0 | 0 | 0 | 0 | 0 | 0 | 0 | 0 | 0 | 0 | 0 | 0 | 0 | 0 | 0
F5_Commercial_Warehouse_Existing_Food Preparation_Natural Gas_Oven_E9 | F5 | Commercial | Warehouse | Existing | Food Preparation | Natural Gas | Oven | E9 | RIM BC Ratio | 0 | 0 | 0 | 0 | 0 | 0 | 0 | 0 | 0 | 0 | 0 | 0 | 0 | 0 | 0 | 0 | 0 | 0 | 0 | 0 | 0 | 0 | 0 | 0 | 0 | 0 | 0 | 0 | 0 | 0 | 0 | 0 | 0
F5_Commercial_Warehouse_Existing_Food Preparation_Natural Gas_Oven_E10 | F5 | Commercial | Warehouse | Existing | Food Preparation | Natural Gas | Oven | E10 | RIM BC Ratio | 0 | 0 | 0 | 0 | 0 | 0 | 0 | 0 | 0 | 0 | 0 | 0 | 0 | 0 | 0 | 0 | 0 | 0 | 0 | 0 | 0 | 0 | 0 | 0 | 0 | 0 | 0 | 0 | 0 | 0 | 0 | 0 | 0
F0_Commercial_Warehouse_Existing_Food Preparation_Natural Gas_Conveyor Oven_E0 | F0 | Commercial | Warehouse | Existing | Food Preparation | Natural Gas | Conveyor Oven | E0 | Economic Unit | Efficient (>44% Baking Efficiency) | Efficient (>44% Baking Efficiency) | Efficient (>44% Baking Efficiency) | Efficient (>44% Baking Efficiency) | Efficient (>44% Baking Efficiency) | Efficient (>44% Baking Efficiency) | Efficient (>44% Baking Efficiency) | Efficient (>44% Baking Efficiency) | Efficient (>44% Baking Efficiency) | Efficient (>44% Baking Efficiency) | Efficient (>44% Baking Efficiency) | Efficient (>44% Baking Efficiency) | Efficient (>44% Baking Efficiency) | Efficient (>44% Baking Efficiency) | Efficient (>44% Baking Efficiency) | Efficient (>44% Baking Efficiency) | Efficient (>44% Baking Efficiency) | Efficient (>44% Baking Efficiency) | Efficient (>44% Baking Efficiency) | Efficient (>44% Baking Efficiency) | Efficient (>44% Baking Efficiency) | Efficient (>44% Baking Efficiency) | Efficient (>44% Baking Efficiency) | Efficient (>44% Baking Efficiency) | Efficient (>44% Baking Efficiency) | Efficient (>44% Baking Efficiency) | Efficient (>44% Baking Efficiency) | Efficient (>44% Baking Efficiency) | Efficient (>44% Baking Efficiency) | Efficient (>44% Baking Efficiency) | Efficient (>44% Baking Efficiency) | Efficient (>44% Baking Efficiency) | Efficient (>44% Baking Efficiency)
F1_Commercial_Warehouse_Existing_Food Preparation_Natural Gas_Conveyor Oven_E1 | F1 | Commercial | Warehouse | Existing | Food Preparation | Natural Gas | Conveyor Oven | E1 | CCE | 0 | 0 | 0 | 0 | 0 | 0 | 0 | 0 | 0 | 0 | 0 | 0 | 0 | 0 | 0 | 0 | 0 | 0 | 0 | 0 | 0 | 0 | 0 | 0 | 0 | 0 | 0 | 0 | 0 | 0 | 0 | 0 | 0
F1_Commercial_Warehouse_Existing_Food Preparation_Natural Gas_Conveyor Oven_E2 | F1 | Commercial | Warehouse | Existing | Food Preparation | Natural Gas | Conveyor Oven | E2 | CCE | 0.35475 | 0.35475 | 0.35475 | 0.35475 | 0.35475 | 0.35475 | 0.35475 | 0.35475 | 0.35475 | 0.35475 | 0.35475 | 0.35475 | 0.35475 | 0.35475 | 0.35475 | 0.35475 | 0.35475 | 0.35475 | 0.35475 | 0.35475 | 0.35475 | 0.35475 | 0.35475 | 0.35475 | 0.35475 | 0.35475 | 0.35475 | 0.35475 | 0.35475 | 0.35475 | 0.35475 | 0.35475 | 0.35475
F1_Commercial_Warehouse_Existing_Food Preparation_Natural Gas_Conveyor Oven_E3 | F1 | Commercial | Warehouse | Existing | Food Preparation | Natural Gas | Conveyor Oven | E3 | CCE | 0 | 0 | 0 | 0 | 0 | 0 | 0 | 0 | 0 | 0 | 0 | 0 | 0 | 0 | 0 | 0 | 0 | 0 | 0 | 0 | 0 | 0 | 0 | 0 | 0 | 0 | 0 | 0 | 0 | 0 | 0 | 0 | 0
F1_Commercial_Warehouse_Existing_Food Preparation_Natural Gas_Conveyor Oven_E4 | F1 | Commercial | Warehouse | Existing | Food Preparation | Natural Gas | Conveyor Oven | E4 | CCE | 0 | 0 | 0 | 0 | 0 | 0 | 0 | 0 | 0 | 0 | 0 | 0 | 0 | 0 | 0 | 0 | 0 | 0 | 0 | 0 | 0 | 0 | 0 | 0 | 0 | 0 | 0 | 0 | 0 | 0 | 0 | 0 | 0
F1_Commercial_Warehouse_Existing_Food Preparation_Natural Gas_Conveyor Oven_E5 | F1 | Commercial | Warehouse | Existing | Food Preparation | Natural Gas | Conveyor Oven | E5 | CCE | 0 | 0 | 0 | 0 | 0 | 0 | 0 | 0 | 0 | 0 | 0 | 0 | 0 | 0 | 0 | 0 | 0 | 0 | 0 | 0 | 0 | 0 | 0 | 0 | 0 | 0 | 0 | 0 | 0 | 0 | 0 | 0 | 0
F1_Commercial_Warehouse_Existing_Food Preparation_Natural Gas_Conveyor Oven_E6 | F1 | Commercial | Warehouse | Existing | Food Preparation | Natural Gas | Conveyor Oven | E6 | CCE | 0 | 0 | 0 | 0 | 0 | 0 | 0 | 0 | 0 | 0 | 0 | 0 | 0 | 0 | 0 | 0 | 0 | 0 | 0 | 0 | 0 | 0 | 0 | 0 | 0 | 0 | 0 | 0 | 0 | 0 | 0 | 0 | 0
F1_Commercial_Warehouse_Existing_Food Preparation_Natural Gas_Conveyor Oven_E7 | F1 | Commercial | Warehouse | Existing | Food Preparation | Natural Gas | Conveyor Oven | E7 | CCE | 0 | 0 | 0 | 0 | 0 | 0 | 0 | 0 | 0 | 0 | 0 | 0 | 0 | 0 | 0 | 0 | 0 | 0 | 0 | 0 | 0 | 0 | 0 | 0 | 0 | 0 | 0 | 0 | 0 | 0 | 0 | 0 | 0
F1_Commercial_Warehouse_Existing_Food Preparation_Natural Gas_Conveyor Oven_E8 | F1 | Commercial | Warehouse | Existing | Food Preparation | Natural Gas | Conveyor Oven | E8 | CCE | 0 | 0 | 0 | 0 | 0 | 0 | 0 | 0 | 0 | 0 | 0 | 0 | 0 | 0 | 0 | 0 | 0 | 0 | 0 | 0 | 0 | 0 | 0 | 0 | 0 | 0 | 0 | 0 | 0 | 0 | 0 | 0 | 0
F1_Commercial_Warehouse_Existing_Food Preparation_Natural Gas_Conveyor Oven_E9 | F1 | Commercial | Warehouse | Existing | Food Preparation | Natural Gas | Conveyor Oven | E9 | CCE | 0 | 0 | 0 | 0 | 0 | 0 | 0 | 0 | 0 | 0 | 0 | 0 | 0 | 0 | 0 | 0 | 0 | 0 | 0 | 0 | 0 | 0 | 0 | 0 | 0 | 0 | 0 | 0 | 0 | 0 | 0 | 0 | 0
F1_Commercial_Warehouse_Existing_Food Preparation_Natural Gas_Conveyor Oven_E10 | F1 | Commercial | Warehouse | Existing | Food Preparation | Natural Gas | Conveyor Oven | E10 | CCE | 0 | 0 | 0 | 0 | 0 | 0 | 0 | 0 | 0 | 0 | 0 | 0 | 0 | 0 | 0 | 0 | 0 | 0 | 0 | 0 | 0 | 0 | 0 | 0 | 0 | 0 | 0 | 0 | 0 | 0 | 0 | 0 | 0
F2_Commercial_Warehouse_Existing_Food Preparation_Natural Gas_Conveyor Oven_E1 | F2 | Commercial | Warehouse | Existing | Food Preparation | Natural Gas | Conveyor Oven | E1 | TRC BC Ratio | bar: 2019 to 2051
F2_Commercial_Warehouse_Existing_Food Preparation_Natural Gas_Conveyor Oven_E2 | F2 | Commercial | Warehouse | Existing | Food Preparation | Natural Gas | Conveyor Oven | E2 | TRC BC Ratio | 4.0477 | 4.0772 | 4.1092 | 4.1444 | 4.1846 | 4.2312 | 4.2722 | 4.3136 | 4.3565 | 4.4011 | 4.4439 | 4.4835 | 4.5223 | 4.561 | 4.6015 | 4.64 | 4.6797 | 4.7203 | 4.7612 | 4.8019 | 4.8418 | 4.8782 | 4.9108 | 4.9395 | 4.9644 | 4.9858 | 5.0006 | 5.0116 | 5.0212 | 5.0293 | 5.0374 | 5.041 | 5.041
F2_Commercial_Warehouse_Existing_Food Preparation_Natural Gas_Conveyor Oven_E3 | F2 | Commercial | Warehouse | Existing | Food Preparation | Natural Gas | Conveyor Oven | E3 | TRC BC Ratio | 0 | 0 | 0 | 0 | 0 | 0 | 0 | 0 | 0 | 0 | 0 | 0 | 0 | 0 | 0 | 0 | 0 | 0 | 0 | 0 | 0 | 0 | 0 | 0 | 0 | 0 | 0 | 0 | 0 | 0 | 0 | 0 | 0
F2_Commercial_Warehouse_Existing_Food Preparation_Natural Gas_Conveyor Oven_E4 | F2 | Commercial | Warehouse | Existing | Food Preparation | Natural Gas | Conveyor Oven | E4 | TRC BC Ratio | 0 | 0 | 0 | 0 | 0 | 0 | 0 | 0 | 0 | 0 | 0 | 0 | 0 | 0 | 0 | 0 | 0 | 0 | 0 | 0 | 0 | 0 | 0 | 0 | 0 | 0 | 0 | 0 | 0 | 0 | 0 | 0 | 0
F2_Commercial_Warehouse_Existing_Food Preparation_Natural Gas_Conveyor Oven_E5 | F2 | Commercial | Warehouse | Existing | Food Preparation | Natural Gas | Conveyor Oven | E5 | TRC BC Ratio | 0 | 0 | 0 | 0 | 0 | 0 | 0 | 0 | 0 | 0 | 0 | 0 | 0 | 0 | 0 | 0 | 0 | 0 | 0 | 0 | 0 | 0 | 0 | 0 | 0 | 0 | 0 | 0 | 0 | 0 | 0 | 0 | 0
F2_Commercial_Warehouse_Existing_Food Preparation_Natural Gas_Conveyor Oven_E6 | F2 | Commercial | Warehouse | Existing | Food Preparation | Natural Gas | Conveyor Oven | E6 | TRC BC Ratio | 0 | 0 | 0 | 0 | 0 | 0 | 0 | 0 | 0 | 0 | 0 | 0 | 0 | 0 | 0 | 0 | 0 | 0 | 0 | 0 | 0 | 0 | 0 | 0 | 0 | 0 | 0 | 0 | 0 | 0 | 0 | 0 | 0
F2_Commercial_Warehouse_Existing_Food Preparation_Natural Gas_Conveyor Oven_E7 | F2 | Commercial | Warehouse | Existing | Food Preparation | Natural Gas | Conveyor Oven | E7 | TRC BC Ratio | 0 | 0 | 0 | 0 | 0 | 0 | 0 | 0 | 0 | 0 | 0 | 0 | 0 | 0 | 0 | 0 | 0 | 0 | 0 | 0 | 0 | 0 | 0 | 0 | 0 | 0 | 0 | 0 | 0 | 0 | 0 | 0 | 0
F2_Commercial_Warehouse_Existing_Food Preparation_Natural Gas_Conveyor Oven_E8 | F2 | Commercial | Warehouse | Existing | Food Preparation | Natural Gas | Conveyor Oven | E8 | TRC BC Ratio | 0 | 0 | 0 | 0 | 0 | 0 | 0 | 0 | 0 | 0 | 0 | 0 | 0 | 0 | 0 | 0 | 0 | 0 | 0 | 0 | 0 | 0 | 0 | 0 | 0 | 0 | 0 | 0 | 0 | 0 | 0 | 0 | 0
F2_Commercial_Warehouse_Existing_Food Preparation_Natural Gas_Conveyor Oven_E9 | F2 | Commercial | Warehouse | Existing | Food Preparation | Natural Gas | Conveyor Oven | E9 | TRC BC Ratio | 0 | 0 | 0 | 0 | 0 | 0 | 0 | 0 | 0 | 0 | 0 | 0 | 0 | 0 | 0 | 0 | 0 | 0 | 0 | 0 | 0 | 0 | 0 | 0 | 0 | 0 | 0 | 0 | 0 | 0 | 0 | 0 | 0
F2_Commercial_Warehouse_Existing_Food Preparation_Natural Gas_Conveyor Oven_E10 | F2 | Commercial | Warehouse | Existing | Food Preparation | Natural Gas | Conveyor Oven | E10 | TRC BC Ratio | 0 | 0 | 0 | 0 | 0 | 0 | 0 | 0 | 0 | 0 | 0 | 0 | 0 | 0 | 0 | 0 | 0 | 0 | 0 | 0 | 0 | 0 | 0 | 0 | 0 | 0 | 0 | 0 | 0 | 0 | 0 | 0 | 0
F3_Commercial_Warehouse_Existing_Food Preparation_Natural Gas_Conveyor Oven_E1 | F3 | Commercial | Warehouse | Existing | Food Preparation | Natural Gas | Conveyor Oven | E1 | PACT BC Ratio | bar: 2019 to 2051
F3_Commercial_Warehouse_Existing_Food Preparation_Natural Gas_Conveyor Oven_E2 | F3 | Commercial | Warehouse | Existing | Food Preparation | Natural Gas | Conveyor Oven | E2 | PACT BC Ratio | 5.397 | 5.4363 | 5.479 | 5.5258 | 5.5794 | 5.6416 | 5.6963 | 5.7515 | 5.8086 | 5.8681 | 5.9253 | 5.978 | 6.0297 | 6.0814 | 6.1353 | 6.1867 | 6.2396 | 6.2937 | 6.3483 | 6.4025 | 6.4557 | 6.5043 | 6.5477 | 6.586 | 6.6192 | 6.6477 | 6.6674 | 6.6822 | 6.6949 | 6.7058 | 6.7166 | 6.7213 | 6.7213
F3_Commercial_Warehouse_Existing_Food Preparation_Natural Gas_Conveyor Oven_E3 | F3 | Commercial | Warehouse | Existing | Food Preparation | Natural Gas | Conveyor Oven | E3 | PACT BC Ratio | 0 | 0 | 0 | 0 | 0 | 0 | 0 | 0 | 0 | 0 | 0 | 0 | 0 | 0 | 0 | 0 | 0 | 0 | 0 | 0 | 0 | 0 | 0 | 0 | 0 | 0 | 0 | 0 | 0 | 0 | 0 | 0 | 0
F3_Commercial_Warehouse_Existing_Food Preparation_Natural Gas_Conveyor Oven_E4 | F3 | Commercial | Warehouse | Existing | Food Preparation | Natural Gas | Conveyor Oven | E4 | PACT BC Ratio | 0 | 0 | 0 | 0 | 0 | 0 | 0 | 0 | 0 | 0 | 0 | 0 | 0 | 0 | 0 | 0 | 0 | 0 | 0 | 0 | 0 | 0 | 0 | 0 | 0 | 0 | 0 | 0 | 0 | 0 | 0 | 0 | 0
F3_Commercial_Warehouse_Existing_Food Preparation_Natural Gas_Conveyor Oven_E5 | F3 | Commercial | Warehouse | Existing | Food Preparation | Natural Gas | Conveyor Oven | E5 | PACT BC Ratio | 0 | 0 | 0 | 0 | 0 | 0 | 0 | 0 | 0 | 0 | 0 | 0 | 0 | 0 | 0 | 0 | 0 | 0 | 0 | 0 | 0 | 0 | 0 | 0 | 0 | 0 | 0 | 0 | 0 | 0 | 0 | 0 | 0
F3_Commercial_Warehouse_Existing_Food Preparation_Natural Gas_Conveyor Oven_E6 | F3 | Commercial | Warehouse | Existing | Food Preparation | Natural Gas | Conveyor Oven | E6 | PACT BC Ratio | 0 | 0 | 0 | 0 | 0 | 0 | 0 | 0 | 0 | 0 | 0 | 0 | 0 | 0 | 0 | 0 | 0 | 0 | 0 | 0 | 0 | 0 | 0 | 0 | 0 | 0 | 0 | 0 | 0 | 0 | 0 | 0 | 0
F3_Commercial_Warehouse_Existing_Food Preparation_Natural Gas_Conveyor Oven_E7 | F3 | Commercial | Warehouse | Existing | Food Preparation | Natural Gas | Conveyor Oven | E7 | PACT BC Ratio | 0 | 0 | 0 | 0 | 0 | 0 | 0 | 0 | 0 | 0 | 0 | 0 | 0 | 0 | 0 | 0 | 0 | 0 | 0 | 0 | 0 | 0 | 0 | 0 | 0 | 0 | 0 | 0 | 0 | 0 | 0 | 0 | 0
F3_Commercial_Warehouse_Existing_Food Preparation_Natural Gas_Conveyor Oven_E8 | F3 | Commercial | Warehouse | Existing | Food Preparation | Natural Gas | Conveyor Oven | E8 | PACT BC Ratio | 0 | 0 | 0 | 0 | 0 | 0 | 0 | 0 | 0 | 0 | 0 | 0 | 0 | 0 | 0 | 0 | 0 | 0 | 0 | 0 | 0 | 0 | 0 | 0 | 0 | 0 | 0 | 0 | 0 | 0 | 0 | 0 | 0
F3_Commercial_Warehouse_Existing_Food Preparation_Natural Gas_Conveyor Oven_E9 | F3 | Commercial | Warehouse | Existing | Food Preparation | Natural Gas | Conveyor Oven | E9 | PACT BC Ratio | 0 | 0 | 0 | 0 | 0 | 0 | 0 | 0 | 0 | 0 | 0 | 0 | 0 | 0 | 0 | 0 | 0 | 0 | 0 | 0 | 0 | 0 | 0 | 0 | 0 | 0 | 0 | 0 | 0 | 0 | 0 | 0 | 0
F3_Commercial_Warehouse_Existing_Food Preparation_Natural Gas_Conveyor Oven_E10 | F3 | Commercial | Warehouse | Existing | Food Preparation | Natural Gas | Conveyor Oven | E10 | PACT BC Ratio | 0 | 0 | 0 | 0 | 0 | 0 | 0 | 0 | 0 | 0 | 0 | 0 | 0 | 0 | 0 | 0 | 0 | 0 | 0 | 0 | 0 | 0 | 0 | 0 | 0 | 0 | 0 | 0 | 0 | 0 | 0 | 0 | 0
F4_Commercial_Warehouse_Existing_Food Preparation_Natural Gas_Conveyor Oven_E1 | F4 | Commercial | Warehouse | Existing | Food Preparation | Natural Gas | Conveyor Oven | E1 | RVT BC Ratio | bar: 2019 to 2051
F4_Commercial_Warehouse_Existing_Food Preparation_Natural Gas_Conveyor Oven_E2 | F4 | Commercial | Warehouse | Existing | Food Preparation | Natural Gas | Conveyor Oven | E2 | RVT BC Ratio | 6.5193 | 6.5617 | 6.6078 | 6.6583 | 6.7161 | 6.7831 | 6.8421 | 6.9016 | 6.9632 | 7.0273 | 7.089 | 7.1459 | 7.2016 | 7.2573 | 7.3154 | 7.3708 | 7.4279 | 7.4863 | 7.5451 | 7.6035 | 7.6609 | 7.7133 | 7.7601 | 7.8014 | 7.8372 | 7.8679 | 7.8892 | 7.9051 | 7.9188 | 7.9306 | 7.9422 | 7.9473 | 7.9473
F4_Commercial_Warehouse_Existing_Food Preparation_Natural Gas_Conveyor Oven_E3 | F4 | Commercial | Warehouse | Existing | Food Preparation | Natural Gas | Conveyor Oven | E3 | RVT BC Ratio | 0 | 0 | 0 | 0 | 0 | 0 | 0 | 0 | 0 | 0 | 0 | 0 | 0 | 0 | 0 | 0 | 0 | 0 | 0 | 0 | 0 | 0 | 0 | 0 | 0 | 0 | 0 | 0 | 0 | 0 | 0 | 0 | 0
F4_Commercial_Warehouse_Existing_Food Preparation_Natural Gas_Conveyor Oven_E4 | F4 | Commercial | Warehouse | Existing | Food Preparation | Natural Gas | Conveyor Oven | E4 | RVT BC Ratio | 0 | 0 | 0 | 0 | 0 | 0 | 0 | 0 | 0 | 0 | 0 | 0 | 0 | 0 | 0 | 0 | 0 | 0 | 0 | 0 | 0 | 0 | 0 | 0 | 0 | 0 | 0 | 0 | 0 | 0 | 0 | 0 | 0
F4_Commercial_Warehouse_Existing_Food Preparation_Natural Gas_Conveyor Oven_E5 | F4 | Commercial | Warehouse | Existing | Food Preparation | Natural Gas | Conveyor Oven | E5 | RVT BC Ratio | 0 | 0 | 0 | 0 | 0 | 0 | 0 | 0 | 0 | 0 | 0 | 0 | 0 | 0 | 0 | 0 | 0 | 0 | 0 | 0 | 0 | 0 | 0 | 0 | 0 | 0 | 0 | 0 | 0 | 0 | 0 | 0 | 0
F4_Commercial_Warehouse_Existing_Food Preparation_Natural Gas_Conveyor Oven_E6 | F4 | Commercial | Warehouse | Existing | Food Preparation | Natural Gas | Conveyor Oven | E6 | RVT BC Ratio | 0 | 0 | 0 | 0 | 0 | 0 | 0 | 0 | 0 | 0 | 0 | 0 | 0 | 0 | 0 | 0 | 0 | 0 | 0 | 0 | 0 | 0 | 0 | 0 | 0 | 0 | 0 | 0 | 0 | 0 | 0 | 0 | 0
F4_Commercial_Warehouse_Existing_Food Preparation_Natural Gas_Conveyor Oven_E7 | F4 | Commercial | Warehouse | Existing | Food Preparation | Natural Gas | Conveyor Oven | E7 | RVT BC Ratio | 0 | 0 | 0 | 0 | 0 | 0 | 0 | 0 | 0 | 0 | 0 | 0 | 0 | 0 | 0 | 0 | 0 | 0 | 0 | 0 | 0 | 0 | 0 | 0 | 0 | 0 | 0 | 0 | 0 | 0 | 0 | 0 | 0
F4_Commercial_Warehouse_Existing_Food Preparation_Natural Gas_Conveyor Oven_E8 | F4 | Commercial | Warehouse | Existing | Food Preparation | Natural Gas | Conveyor Oven | E8 | RVT BC Ratio | 0 | 0 | 0 | 0 | 0 | 0 | 0 | 0 | 0 | 0 | 0 | 0 | 0 | 0 | 0 | 0 | 0 | 0 | 0 | 0 | 0 | 0 | 0 | 0 | 0 | 0 | 0 | 0 | 0 | 0 | 0 | 0 | 0
F4_Commercial_Warehouse_Existing_Food Preparation_Natural Gas_Conveyor Oven_E9 | F4 | Commercial | Warehouse | Existing | Food Preparation | Natural Gas | Conveyor Oven | E9 | RVT BC Ratio | 0 | 0 | 0 | 0 | 0 | 0 | 0 | 0 | 0 | 0 | 0 | 0 | 0 | 0 | 0 | 0 | 0 | 0 | 0 | 0 | 0 | 0 | 0 | 0 | 0 | 0 | 0 | 0 | 0 | 0 | 0 | 0 | 0
F4_Commercial_Warehouse_Existing_Food Preparation_Natural Gas_Conveyor Oven_E10 | F4 | Commercial | Warehouse | Existing | Food Preparation | Natural Gas | Conveyor Oven | E10 | RVT BC Ratio | 0 | 0 | 0 | 0 | 0 | 0 | 0 | 0 | 0 | 0 | 0 | 0 | 0 | 0 | 0 | 0 | 0 | 0 | 0 | 0 | 0 | 0 | 0 | 0 | 0 | 0 | 0 | 0 | 0 | 0 | 0 | 0 | 0
F5_Commercial_Warehouse_Existing_Food Preparation_Natural Gas_Conveyor Oven_E1 | F5 | Commercial | Warehouse | Existing | Food Preparation | Natural Gas | Conveyor Oven | E1 | RIM BC Ratio | bar: 2019 to 2051
F5_Commercial_Warehouse_Existing_Food Preparation_Natural Gas_Conveyor Oven_E2 | F5 | Commercial | Warehouse | Existing | Food Preparation | Natural Gas | Conveyor Oven | E2 | RIM BC Ratio | 0.72288 | 0.72358 | 0.72433 | 0.72515 | 0.72606 | 0.7271 | 0.728 | 0.7289 | 0.72981 | 0.73074 | 0.73162 | 0.73242 | 0.73319 | 0.73394 | 0.73472 | 0.73545 | 0.7362 | 0.73694 | 0.73769 | 0.73841 | 0.73912 | 0.73975 | 0.74031 | 0.74079 | 0.74121 | 0.74157 | 0.74181 | 0.742 | 0.74215 | 0.74229 | 0.74242 | 0.74248 | 0.74248
F5_Commercial_Warehouse_Existing_Food Preparation_Natural Gas_Conveyor Oven_E3 | F5 | Commercial | Warehouse | Existing | Food Preparation | Natural Gas | Conveyor Oven | E3 | RIM BC Ratio | 0 | 0 | 0 | 0 | 0 | 0 | 0 | 0 | 0 | 0 | 0 | 0 | 0 | 0 | 0 | 0 | 0 | 0 | 0 | 0 | 0 | 0 | 0 | 0 | 0 | 0 | 0 | 0 | 0 | 0 | 0 | 0 | 0
F5_Commercial_Warehouse_Existing_Food Preparation_Natural Gas_Conveyor Oven_E4 | F5 | Commercial | Warehouse | Existing | Food Preparation | Natural Gas | Conveyor Oven | E4 | RIM BC Ratio | 0 | 0 | 0 | 0 | 0 | 0 | 0 | 0 | 0 | 0 | 0 | 0 | 0 | 0 | 0 | 0 | 0 | 0 | 0 | 0 | 0 | 0 | 0 | 0 | 0 | 0 | 0 | 0 | 0 | 0 | 0 | 0 | 0
F5_Commercial_Warehouse_Existing_Food Preparation_Natural Gas_Conveyor Oven_E5 | F5 | Commercial | Warehouse | Existing | Food Preparation | Natural Gas | Conveyor Oven | E5 | RIM BC Ratio | 0 | 0 | 0 | 0 | 0 | 0 | 0 | 0 | 0 | 0 | 0 | 0 | 0 | 0 | 0 | 0 | 0 | 0 | 0 | 0 | 0 | 0 | 0 | 0 | 0 | 0 | 0 | 0 | 0 | 0 | 0 | 0 | 0
F5_Commercial_Warehouse_Existing_Food Preparation_Natural Gas_Conveyor Oven_E6 | F5 | Commercial | Warehouse | Existing | Food Preparation | Natural Gas | Conveyor Oven | E6 | RIM BC Ratio | 0 | 0 | 0 | 0 | 0 | 0 | 0 | 0 | 0 | 0 | 0 | 0 | 0 | 0 | 0 | 0 | 0 | 0 | 0 | 0 | 0 | 0 | 0 | 0 | 0 | 0 | 0 | 0 | 0 | 0 | 0 | 0 | 0
F5_Commercial_Warehouse_Existing_Food Preparation_Natural Gas_Conveyor Oven_E7 | F5 | Commercial | Warehouse | Existing | Food Preparation | Natural Gas | Conveyor Oven | E7 | RIM BC Ratio | 0 | 0 | 0 | 0 | 0 | 0 | 0 | 0 | 0 | 0 | 0 | 0 | 0 | 0 | 0 | 0 | 0 | 0 | 0 | 0 | 0 | 0 | 0 | 0 | 0 | 0 | 0 | 0 | 0 | 0 | 0 | 0 | 0
F5_Commercial_Warehouse_Existing_Food Preparation_Natural Gas_Conveyor Oven_E8 | F5 | Commercial | Warehouse | Existing | Food Preparation | Natural Gas | Conveyor Oven | E8 | RIM BC Ratio | 0 | 0 | 0 | 0 | 0 | 0 | 0 | 0 | 0 | 0 | 0 | 0 | 0 | 0 | 0 | 0 | 0 | 0 | 0 | 0 | 0 | 0 | 0 | 0 | 0 | 0 | 0 | 0 | 0 | 0 | 0 | 0 | 0
F5_Commercial_Warehouse_Existing_Food Preparation_Natural Gas_Conveyor Oven_E9 | F5 | Commercial | Warehouse | Existing | Food Preparation | Natural Gas | Conveyor Oven | E9 | RIM BC Ratio | 0 | 0 | 0 | 0 | 0 | 0 | 0 | 0 | 0 | 0 | 0 | 0 | 0 | 0 | 0 | 0 | 0 | 0 | 0 | 0 | 0 | 0 | 0 | 0 | 0 | 0 | 0 | 0 | 0 | 0 | 0 | 0 | 0
F5_Commercial_Warehouse_Existing_Food Preparation_Natural Gas_Conveyor Oven_E10 | F5 | Commercial | Warehouse | Existing | Food Preparation | Natural Gas | Conveyor Oven | E10 | RIM BC Ratio | 0 | 0 | 0 | 0 | 0 | 0 | 0 | 0 | 0 | 0 | 0 | 0 | 0 | 0 | 0 | 0 | 0 | 0 | 0 | 0 | 0 | 0 | 0 | 0 | 0 | 0 | 0 | 0 | 0 | 0 | 0 | 0 | 0
F0_Commercial_Warehouse_Existing_Food Preparation_Natural Gas_Double Rack Oven_E0 | F0 | Commercial | Warehouse | Existing | Food Preparation | Natural Gas | Double Rack Oven | E0 | Economic Unit | FTSC Qualified (>50% Cooking Efficiency) | FTSC Qualified (>50% Cooking Efficiency) | FTSC Qualified (>50% Cooking Efficiency) | FTSC Qualified (>50% Cooking Efficiency) | FTSC Qualified (>50% Cooking Efficiency) | FTSC Qualified (>50% Cooking Efficiency) | FTSC Qualified (>50% Cooking Efficiency) | FTSC Qualified (>50% Cooking Efficiency) | FTSC Qualified (>50% Cooking Efficiency) | FTSC Qualified (>50% Cooking Efficiency) | FTSC Qualified (>50% Cooking Efficiency) | FTSC Qualified (>50% Cooking Efficiency) | FTSC Qualified (>50% Cooking Efficiency) | FTSC Qualified (>50% Cooking Efficiency) | FTSC Qualified (>50% Cooking Efficiency) | FTSC Qualified (>50% Cooking Efficiency) | FTSC Qualified (>50% Cooking Efficiency) | FTSC Qualified (>50% Cooking Efficiency) | FTSC Qualified (>50% Cooking Efficiency) | FTSC Qualified (>50% Cooking Efficiency) | FTSC Qualified (>50% Cooking Efficiency) | FTSC Qualified (>50% Cooking Efficiency) | FTSC Qualified (>50% Cooking Efficiency) | FTSC Qualified (>50% Cooking Efficiency) | FTSC Qualified (>50% Cooking Efficiency) | FTSC Qualified (>50% Cooking Efficiency) | FTSC Qualified (>50% Cooking Efficiency) | FTSC Qualified (>50% Cooking Efficiency) | FTSC Qualified (>50% Cooking Efficiency) | FTSC Qualified (>50% Cooking Efficiency) | FTSC Qualified (>50% Cooking Efficiency) | FTSC Qualified (>50% Cooking Efficiency) | FTSC Qualified (>50% Cooking Efficiency)
F1_Commercial_Warehouse_Existing_Food Preparation_Natural Gas_Double Rack Oven_E1 | F1 | Commercial | Warehouse | Existing | Food Preparation | Natural Gas | Double Rack Oven | E1 | CCE | 0 | 0 | 0 | 0 | 0 | 0 | 0 | 0 | 0 | 0 | 0 | 0 | 0 | 0 | 0 | 0 | 0 | 0 | 0 | 0 | 0 | 0 | 0 | 0 | 0 | 0 | 0 | 0 | 0 | 0 | 0 | 0 | 0
F1_Commercial_Warehouse_Existing_Food Preparation_Natural Gas_Double Rack Oven_E2 | F1 | Commercial | Warehouse | Existing | Food Preparation | Natural Gas | Double Rack Oven | E2 | CCE | 0.29688 | 0.29688 | 0.29688 | 0.29688 | 0.29688 | 0.29688 | 0.29688 | 0.29688 | 0.29688 | 0.29688 | 0.29688 | 0.29688 | 0.29688 | 0.29688 | 0.29688 | 0.29688 | 0.29688 | 0.29688 | 0.29688 | 0.29688 | 0.29688 | 0.29688 | 0.29688 | 0.29688 | 0.29688 | 0.29688 | 0.29688 | 0.29688 | 0.29688 | 0.29688 | 0.29688 | 0.29688 | 0.29688
F1_Commercial_Warehouse_Existing_Food Preparation_Natural Gas_Double Rack Oven_E3 | F1 | Commercial | Warehouse | Existing | Food Preparation | Natural Gas | Double Rack Oven | E3 | CCE | 0 | 0 | 0 | 0 | 0 | 0 | 0 | 0 | 0 | 0 | 0 | 0 | 0 | 0 | 0 | 0 | 0 | 0 | 0 | 0 | 0 | 0 | 0 | 0 | 0 | 0 | 0 | 0 | 0 | 0 | 0 | 0 | 0
F1_Commercial_Warehouse_Existing_Food Preparation_Natural Gas_Double Rack Oven_E4 | F1 | Commercial | Warehouse | Existing | Food Preparation | Natural Gas | Double Rack Oven | E4 | CCE | 0 | 0 | 0 | 0 | 0 | 0 | 0 | 0 | 0 | 0 | 0 | 0 | 0 | 0 | 0 | 0 | 0 | 0 | 0 | 0 | 0 | 0 | 0 | 0 | 0 | 0 | 0 | 0 | 0 | 0 | 0 | 0 | 0
F1_Commercial_Warehouse_Existing_Food Preparation_Natural Gas_Double Rack Oven_E5 | F1 | Commercial | Warehouse | Existing | Food Preparation | Natural Gas | Double Rack Oven | E5 | CCE | 0 | 0 | 0 | 0 | 0 | 0 | 0 | 0 | 0 | 0 | 0 | 0 | 0 | 0 | 0 | 0 | 0 | 0 | 0 | 0 | 0 | 0 | 0 | 0 | 0 | 0 | 0 | 0 | 0 | 0 | 0 | 0 | 0
F1_Commercial_Warehouse_Existing_Food Preparation_Natural Gas_Double Rack Oven_E6 | F1 | Commercial | Warehouse | Existing | Food Preparation | Natural Gas | Double Rack Oven | E6 | CCE | 0 | 0 | 0 | 0 | 0 | 0 | 0 | 0 | 0 | 0 | 0 | 0 | 0 | 0 | 0 | 0 | 0 | 0 | 0 | 0 | 0 | 0 | 0 | 0 | 0 | 0 | 0 | 0 | 0 | 0 | 0 | 0 | 0
F1_Commercial_Warehouse_Existing_Food Preparation_Natural Gas_Double Rack Oven_E7 | F1 | Commercial | Warehouse | Existing | Food Preparation | Natural Gas | Double Rack Oven | E7 | CCE | 0 | 0 | 0 | 0 | 0 | 0 | 0 | 0 | 0 | 0 | 0 | 0 | 0 | 0 | 0 | 0 | 0 | 0 | 0 | 0 | 0 | 0 | 0 | 0 | 0 | 0 | 0 | 0 | 0 | 0 | 0 | 0 | 0
F1_Commercial_Warehouse_Existing_Food Preparation_Natural Gas_Double Rack Oven_E8 | F1 | Commercial | Warehouse | Existing | Food Preparation | Natural Gas | Double Rack Oven | E8 | CCE | 0 | 0 | 0 | 0 | 0 | 0 | 0 | 0 | 0 | 0 | 0 | 0 | 0 | 0 | 0 | 0 | 0 | 0 | 0 | 0 | 0 | 0 | 0 | 0 | 0 | 0 | 0 | 0 | 0 | 0 | 0 | 0 | 0
F1_Commercial_Warehouse_Existing_Food Preparation_Natural Gas_Double Rack Oven_E9 | F1 | Commercial | Warehouse | Existing | Food Preparation | Natural Gas | Double Rack Oven | E9 | CCE | 0 | 0 | 0 | 0 | 0 | 0 | 0 | 0 | 0 | 0 | 0 | 0 | 0 | 0 | 0 | 0 | 0 | 0 | 0 | 0 | 0 | 0 | 0 | 0 | 0 | 0 | 0 | 0 | 0 | 0 | 0 | 0 | 0
F1_Commercial_Warehouse_Existing_Food Preparation_Natural Gas_Double Rack Oven_E10 | F1 | Commercial | Warehouse | Existing | Food Preparation | Natural Gas | Double Rack Oven | E10 | CCE | 0 | 0 | 0 | 0 | 0 | 0 | 0 | 0 | 0 | 0 | 0 | 0 | 0 | 0 | 0 | 0 | 0 | 0 | 0 | 0 | 0 | 0 | 0 | 0 | 0 | 0 | 0 | 0 | 0 | 0 | 0 | 0 | 0
F2_Commercial_Warehouse_Existing_Food Preparation_Natural Gas_Double Rack Oven_E1 | F2 | Commercial | Warehouse | Existing | Food Preparation | Natural Gas | Double Rack Oven | E1 | TRC BC Ratio | bar: 2019 to 2051
F2_Commercial_Warehouse_Existing_Food Preparation_Natural Gas_Double Rack Oven_E2 | F2 | Commercial | Warehouse | Existing | Food Preparation | Natural Gas | Double Rack Oven | E2 | TRC BC Ratio | 4.7395 | 4.7756 | 4.816 | 4.8604 | 4.911 | 4.9696 | 5.017 | 5.0626 | 5.1089 | 5.1571 | 5.2031 | 5.2453 | 5.2885 | 5.3338 | 5.3838 | 5.4328 | 5.4847 | 5.5395 | 5.5966 | 5.655 | 5.7136 | 5.7686 | 5.8182 | 5.8621 | 5.9 | 5.9326 | 5.9552 | 5.9721 | 5.9866 | 5.9991 | 6.0114 | 6.0169 | 6.0169
F2_Commercial_Warehouse_Existing_Food Preparation_Natural Gas_Double Rack Oven_E3 | F2 | Commercial | Warehouse | Existing | Food Preparation | Natural Gas | Double Rack Oven | E3 | TRC BC Ratio | 0 | 0 | 0 | 0 | 0 | 0 | 0 | 0 | 0 | 0 | 0 | 0 | 0 | 0 | 0 | 0 | 0 | 0 | 0 | 0 | 0 | 0 | 0 | 0 | 0 | 0 | 0 | 0 | 0 | 0 | 0 | 0 | 0
F2_Commercial_Warehouse_Existing_Food Preparation_Natural Gas_Double Rack Oven_E4 | F2 | Commercial | Warehouse | Existing | Food Preparation | Natural Gas | Double Rack Oven | E4 | TRC BC Ratio | 0 | 0 | 0 | 0 | 0 | 0 | 0 | 0 | 0 | 0 | 0 | 0 | 0 | 0 | 0 | 0 | 0 | 0 | 0 | 0 | 0 | 0 | 0 | 0 | 0 | 0 | 0 | 0 | 0 | 0 | 0 | 0 | 0
F2_Commercial_Warehouse_Existing_Food Preparation_Natural Gas_Double Rack Oven_E5 | F2 | Commercial | Warehouse | Existing | Food Preparation | Natural Gas | Double Rack Oven | E5 | TRC BC Ratio | 0 | 0 | 0 | 0 | 0 | 0 | 0 | 0 | 0 | 0 | 0 | 0 | 0 | 0 | 0 | 0 | 0 | 0 | 0 | 0 | 0 | 0 | 0 | 0 | 0 | 0 | 0 | 0 | 0 | 0 | 0 | 0 | 0
F2_Commercial_Warehouse_Existing_Food Preparation_Natural Gas_Double Rack Oven_E6 | F2 | Commercial | Warehouse | Existing | Food Preparation | Natural Gas | Double Rack Oven | E6 | TRC BC Ratio | 0 | 0 | 0 | 0 | 0 | 0 | 0 | 0 | 0 | 0 | 0 | 0 | 0 | 0 | 0 | 0 | 0 | 0 | 0 | 0 | 0 | 0 | 0 | 0 | 0 | 0 | 0 | 0 | 0 | 0 | 0 | 0 | 0
F2_Commercial_Warehouse_Existing_Food Preparation_Natural Gas_Double Rack Oven_E7 | F2 | Commercial | Warehouse | Existing | Food Preparation | Natural Gas | Double Rack Oven | E7 | TRC BC Ratio | 0 | 0 | 0 | 0 | 0 | 0 | 0 | 0 | 0 | 0 | 0 | 0 | 0 | 0 | 0 | 0 | 0 | 0 | 0 | 0 | 0 | 0 | 0 | 0 | 0 | 0 | 0 | 0 | 0 | 0 | 0 | 0 | 0
F2_Commercial_Warehouse_Existing_Food Preparation_Natural Gas_Double Rack Oven_E8 | F2 | Commercial | Warehouse | Existing | Food Preparation | Natural Gas | Double Rack Oven | E8 | TRC BC Ratio | 0 | 0 | 0 | 0 | 0 | 0 | 0 | 0 | 0 | 0 | 0 | 0 | 0 | 0 | 0 | 0 | 0 | 0 | 0 | 0 | 0 | 0 | 0 | 0 | 0 | 0 | 0 | 0 | 0 | 0 | 0 | 0 | 0
F2_Commercial_Warehouse_Existing_Food Preparation_Natural Gas_Double Rack Oven_E9 | F2 | Commercial | Warehouse | Existing | Food Preparation | Natural Gas | Double Rack Oven | E9 | TRC BC Ratio | 0 | 0 | 0 | 0 | 0 | 0 | 0 | 0 | 0 | 0 | 0 | 0 | 0 | 0 | 0 | 0 | 0 | 0 | 0 | 0 | 0 | 0 | 0 | 0 | 0 | 0 | 0 | 0 | 0 | 0 | 0 | 0 | 0
F2_Commercial_Warehouse_Existing_Food Preparation_Natural Gas_Double Rack Oven_E10 | F2 | Commercial | Warehouse | Existing | Food Preparation | Natural Gas | Double Rack Oven | E10 | TRC BC Ratio | 0 | 0 | 0 | 0 | 0 | 0 | 0 | 0 | 0 | 0 | 0 | 0 | 0 | 0 | 0 | 0 | 0 | 0 | 0 | 0 | 0 | 0 | 0 | 0 | 0 | 0 | 0 | 0 | 0 | 0 | 0 | 0 | 0
F3_Commercial_Warehouse_Existing_Food Preparation_Natural Gas_Double Rack Oven_E1 | F3 | Commercial | Warehouse | Existing | Food Preparation | Natural Gas | Double Rack Oven | E1 | PACT BC Ratio | bar: 2019 to 2051
F3_Commercial_Warehouse_Existing_Food Preparation_Natural Gas_Double Rack Oven_E2 | F3 | Commercial | Warehouse | Existing | Food Preparation | Natural Gas | Double Rack Oven | E2 | PACT BC Ratio | 6.3193 | 6.3675 | 6.4213 | 6.4805 | 6.548 | 6.6261 | 6.6894 | 6.7502 | 6.8119 | 6.8761 | 6.9374 | 6.9937 | 7.0513 | 7.1117 | 7.1784 | 7.2437 | 7.3129 | 7.386 | 7.4622 | 7.5399 | 7.6182 | 7.6915 | 7.7576 | 7.8161 | 7.8667 | 7.9101 | 7.9403 | 7.9627 | 7.9822 | 7.9988 | 8.0152 | 8.0225 | 8.0225
F3_Commercial_Warehouse_Existing_Food Preparation_Natural Gas_Double Rack Oven_E3 | F3 | Commercial | Warehouse | Existing | Food Preparation | Natural Gas | Double Rack Oven | E3 | PACT BC Ratio | 0 | 0 | 0 | 0 | 0 | 0 | 0 | 0 | 0 | 0 | 0 | 0 | 0 | 0 | 0 | 0 | 0 | 0 | 0 | 0 | 0 | 0 | 0 | 0 | 0 | 0 | 0 | 0 | 0 | 0 | 0 | 0 | 0
F3_Commercial_Warehouse_Existing_Food Preparation_Natural Gas_Double Rack Oven_E4 | F3 | Commercial | Warehouse | Existing | Food Preparation | Natural Gas | Double Rack Oven | E4 | PACT BC Ratio | 0 | 0 | 0 | 0 | 0 | 0 | 0 | 0 | 0 | 0 | 0 | 0 | 0 | 0 | 0 | 0 | 0 | 0 | 0 | 0 | 0 | 0 | 0 | 0 | 0 | 0 | 0 | 0 | 0 | 0 | 0 | 0 | 0
F3_Commercial_Warehouse_Existing_Food Preparation_Natural Gas_Double Rack Oven_E5 | F3 | Commercial | Warehouse | Existing | Food Preparation | Natural Gas | Double Rack Oven | E5 | PACT BC Ratio | 0 | 0 | 0 | 0 | 0 | 0 | 0 | 0 | 0 | 0 | 0 | 0 | 0 | 0 | 0 | 0 | 0 | 0 | 0 | 0 | 0 | 0 | 0 | 0 | 0 | 0 | 0 | 0 | 0 | 0 | 0 | 0 | 0
F3_Commercial_Warehouse_Existing_Food Preparation_Natural Gas_Double Rack Oven_E6 | F3 | Commercial | Warehouse | Existing | Food Preparation | Natural Gas | Double Rack Oven | E6 | PACT BC Ratio | 0 | 0 | 0 | 0 | 0 | 0 | 0 | 0 | 0 | 0 | 0 | 0 | 0 | 0 | 0 | 0 | 0 | 0 | 0 | 0 | 0 | 0 | 0 | 0 | 0 | 0 | 0 | 0 | 0 | 0 | 0 | 0 | 0
F3_Commercial_Warehouse_Existing_Food Preparation_Natural Gas_Double Rack Oven_E7 | F3 | Commercial | Warehouse | Existing | Food Preparation | Natural Gas | Double Rack Oven | E7 | PACT BC Ratio | 0 | 0 | 0 | 0 | 0 | 0 | 0 | 0 | 0 | 0 | 0 | 0 | 0 | 0 | 0 | 0 | 0 | 0 | 0 | 0 | 0 | 0 | 0 | 0 | 0 | 0 | 0 | 0 | 0 | 0 | 0 | 0 | 0
F3_Commercial_Warehouse_Existing_Food Preparation_Natural Gas_Double Rack Oven_E8 | F3 | Commercial | Warehouse | Existing | Food Preparation | Natural Gas | Double Rack Oven | E8 | PACT BC Ratio | 0 | 0 | 0 | 0 | 0 | 0 | 0 | 0 | 0 | 0 | 0 | 0 | 0 | 0 | 0 | 0 | 0 | 0 | 0 | 0 | 0 | 0 | 0 | 0 | 0 | 0 | 0 | 0 | 0 | 0 | 0 | 0 | 0
F3_Commercial_Warehouse_Existing_Food Preparation_Natural Gas_Double Rack Oven_E9 | F3 | Commercial | Warehouse | Existing | Food Preparation | Natural Gas | Double Rack Oven | E9 | PACT BC Ratio | 0 | 0 | 0 | 0 | 0 | 0 | 0 | 0 | 0 | 0 | 0 | 0 | 0 | 0 | 0 | 0 | 0 | 0 | 0 | 0 | 0 | 0 | 0 | 0 | 0 | 0 | 0 | 0 | 0 | 0 | 0 | 0 | 0
F3_Commercial_Warehouse_Existing_Food Preparation_Natural Gas_Double Rack Oven_E10 | F3 | Commercial | Warehouse | Existing | Food Preparation | Natural Gas | Double Rack Oven | E10 | PACT BC Ratio | 0 | 0 | 0 | 0 | 0 | 0 | 0 | 0 | 0 | 0 | 0 | 0 | 0 | 0 | 0 | 0 | 0 | 0 | 0 | 0 | 0 | 0 | 0 | 0 | 0 | 0 | 0 | 0 | 0 | 0 | 0 | 0 | 0
F4_Commercial_Warehouse_Existing_Food Preparation_Natural Gas_Double Rack Oven_E1 | F4 | Commercial | Warehouse | Existing | Food Preparation | Natural Gas | Double Rack Oven | E1 | RVT BC Ratio | bar: 2019 to 2051
F4_Commercial_Warehouse_Existing_Food Preparation_Natural Gas_Double Rack Oven_E2 | F4 | Commercial | Warehouse | Existing | Food Preparation | Natural Gas | Double Rack Oven | E2 | RVT BC Ratio | 7.5139 | 7.5658 | 7.6238 | 7.6877 | 7.7604 | 7.8446 | 7.9129 | 7.9784 | 8.045 | 8.1143 | 8.1804 | 8.241 | 8.3031 | 8.3683 | 8.4402 | 8.5106 | 8.5852 | 8.664 | 8.7461 | 8.83 | 8.9144 | 8.9934 | 9.0647 | 9.1278 | 9.1823 | 9.2292 | 9.2617 | 9.2859 | 9.3069 | 9.3248 | 9.3425 | 9.3503 | 9.3503
F4_Commercial_Warehouse_Existing_Food Preparation_Natural Gas_Double Rack Oven_E3 | F4 | Commercial | Warehouse | Existing | Food Preparation | Natural Gas | Double Rack Oven | E3 | RVT BC Ratio | 0 | 0 | 0 | 0 | 0 | 0 | 0 | 0 | 0 | 0 | 0 | 0 | 0 | 0 | 0 | 0 | 0 | 0 | 0 | 0 | 0 | 0 | 0 | 0 | 0 | 0 | 0 | 0 | 0 | 0 | 0 | 0 | 0
F4_Commercial_Warehouse_Existing_Food Preparation_Natural Gas_Double Rack Oven_E4 | F4 | Commercial | Warehouse | Existing | Food Preparation | Natural Gas | Double Rack Oven | E4 | RVT BC Ratio | 0 | 0 | 0 | 0 | 0 | 0 | 0 | 0 | 0 | 0 | 0 | 0 | 0 | 0 | 0 | 0 | 0 | 0 | 0 | 0 | 0 | 0 | 0 | 0 | 0 | 0 | 0 | 0 | 0 | 0 | 0 | 0 | 0
F4_Commercial_Warehouse_Existing_Food Preparation_Natural Gas_Double Rack Oven_E5 | F4 | Commercial | Warehouse | Existing | Food Preparation | Natural Gas | Double Rack Oven | E5 | RVT BC Ratio | 0 | 0 | 0 | 0 | 0 | 0 | 0 | 0 | 0 | 0 | 0 | 0 | 0 | 0 | 0 | 0 | 0 | 0 | 0 | 0 | 0 | 0 | 0 | 0 | 0 | 0 | 0 | 0 | 0 | 0 | 0 | 0 | 0
F4_Commercial_Warehouse_Existing_Food Preparation_Natural Gas_Double Rack Oven_E6 | F4 | Commercial | Warehouse | Existing | Food Preparation | Natural Gas | Double Rack Oven | E6 | RVT BC Ratio | 0 | 0 | 0 | 0 | 0 | 0 | 0 | 0 | 0 | 0 | 0 | 0 | 0 | 0 | 0 | 0 | 0 | 0 | 0 | 0 | 0 | 0 | 0 | 0 | 0 | 0 | 0 | 0 | 0 | 0 | 0 | 0 | 0
F4_Commercial_Warehouse_Existing_Food Preparation_Natural Gas_Double Rack Oven_E7 | F4 | Commercial | Warehouse | Existing | Food Preparation | Natural Gas | Double Rack Oven | E7 | RVT BC Ratio | 0 | 0 | 0 | 0 | 0 | 0 | 0 | 0 | 0 | 0 | 0 | 0 | 0 | 0 | 0 | 0 | 0 | 0 | 0 | 0 | 0 | 0 | 0 | 0 | 0 | 0 | 0 | 0 | 0 | 0 | 0 | 0 | 0
F4_Commercial_Warehouse_Existing_Food Preparation_Natural Gas_Double Rack Oven_E8 | F4 | Commercial | Warehouse | Existing | Food Preparation | Natural Gas | Double Rack Oven | E8 | RVT BC Ratio | 0 | 0 | 0 | 0 | 0 | 0 | 0 | 0 | 0 | 0 | 0 | 0 | 0 | 0 | 0 | 0 | 0 | 0 | 0 | 0 | 0 | 0 | 0 | 0 | 0 | 0 | 0 | 0 | 0 | 0 | 0 | 0 | 0
F4_Commercial_Warehouse_Existing_Food Preparation_Natural Gas_Double Rack Oven_E9 | F4 | Commercial | Warehouse | Existing | Food Preparation | Natural Gas | Double Rack Oven | E9 | RVT BC Ratio | 0 | 0 | 0 | 0 | 0 | 0 | 0 | 0 | 0 | 0 | 0 | 0 | 0 | 0 | 0 | 0 | 0 | 0 | 0 | 0 | 0 | 0 | 0 | 0 | 0 | 0 | 0 | 0 | 0 | 0 | 0 | 0 | 0
F4_Commercial_Warehouse_Existing_Food Preparation_Natural Gas_Double Rack Oven_E10 | F4 | Commercial | Warehouse | Existing | Food Preparation | Natural Gas | Double Rack Oven | E10 | RVT BC Ratio | 0 | 0 | 0 | 0 | 0 | 0 | 0 | 0 | 0 | 0 | 0 | 0 | 0 | 0 | 0 | 0 | 0 | 0 | 0 | 0 | 0 | 0 | 0 | 0 | 0 | 0 | 0 | 0 | 0 | 0 | 0 | 0 | 0
F5_Commercial_Warehouse_Existing_Food Preparation_Natural Gas_Double Rack Oven_E1 | F5 | Commercial | Warehouse | Existing | Food Preparation | Natural Gas | Double Rack Oven | E1 | RIM BC Ratio | bar: 2019 to 2051
F5_Commercial_Warehouse_Existing_Food Preparation_Natural Gas_Double Rack Oven_E2 | F5 | Commercial | Warehouse | Existing | Food Preparation | Natural Gas | Double Rack Oven | E2 | RIM BC Ratio | 0.73729 | 0.73795 | 0.73866 | 0.73944 | 0.74031 | 0.7413 | 0.74208 | 0.74283 | 0.74357 | 0.74433 | 0.74504 | 0.74568 | 0.74633 | 0.74701 | 0.74774 | 0.74844 | 0.74917 | 0.74993 | 0.75071 | 0.75149 | 0.75226 | 0.75297 | 0.7536 | 0.75414 | 0.75461 | 0.75501 | 0.75528 | 0.75549 | 0.75566 | 0.75581 | 0.75596 | 0.75602 | 0.75602
F5_Commercial_Warehouse_Existing_Food Preparation_Natural Gas_Double Rack Oven_E3 | F5 | Commercial | Warehouse | Existing | Food Preparation | Natural Gas | Double Rack Oven | E3 | RIM BC Ratio | 0 | 0 | 0 | 0 | 0 | 0 | 0 | 0 | 0 | 0 | 0 | 0 | 0 | 0 | 0 | 0 | 0 | 0 | 0 | 0 | 0 | 0 | 0 | 0 | 0 | 0 | 0 | 0 | 0 | 0 | 0 | 0 | 0
F5_Commercial_Warehouse_Existing_Food Preparation_Natural Gas_Double Rack Oven_E4 | F5 | Commercial | Warehouse | Existing | Food Preparation | Natural Gas | Double Rack Oven | E4 | RIM BC Ratio | 0 | 0 | 0 | 0 | 0 | 0 | 0 | 0 | 0 | 0 | 0 | 0 | 0 | 0 | 0 | 0 | 0 | 0 | 0 | 0 | 0 | 0 | 0 | 0 | 0 | 0 | 0 | 0 | 0 | 0 | 0 | 0 | 0
F5_Commercial_Warehouse_Existing_Food Preparation_Natural Gas_Double Rack Oven_E5 | F5 | Commercial | Warehouse | Existing | Food Preparation | Natural Gas | Double Rack Oven | E5 | RIM BC Ratio | 0 | 0 | 0 | 0 | 0 | 0 | 0 | 0 | 0 | 0 | 0 | 0 | 0 | 0 | 0 | 0 | 0 | 0 | 0 | 0 | 0 | 0 | 0 | 0 | 0 | 0 | 0 | 0 | 0 | 0 | 0 | 0 | 0
F5_Commercial_Warehouse_Existing_Food Preparation_Natural Gas_Double Rack Oven_E6 | F5 | Commercial | Warehouse | Existing | Food Preparation | Natural Gas | Double Rack Oven | E6 | RIM BC Ratio | 0 | 0 | 0 | 0 | 0 | 0 | 0 | 0 | 0 | 0 | 0 | 0 | 0 | 0 | 0 | 0 | 0 | 0 | 0 | 0 | 0 | 0 | 0 | 0 | 0 | 0 | 0 | 0 | 0 | 0 | 0 | 0 | 0
F5_Commercial_Warehouse_Existing_Food Preparation_Natural Gas_Double Rack Oven_E7 | F5 | Commercial | Warehouse | Existing | Food Preparation | Natural Gas | Double Rack Oven | E7 | RIM BC Ratio | 0 | 0 | 0 | 0 | 0 | 0 | 0 | 0 | 0 | 0 | 0 | 0 | 0 | 0 | 0 | 0 | 0 | 0 | 0 | 0 | 0 | 0 | 0 | 0 | 0 | 0 | 0 | 0 | 0 | 0 | 0 | 0 | 0
F5_Commercial_Warehouse_Existing_Food Preparation_Natural Gas_Double Rack Oven_E8 | F5 | Commercial | Warehouse | Existing | Food Preparation | Natural Gas | Double Rack Oven | E8 | RIM BC Ratio | 0 | 0 | 0 | 0 | 0 | 0 | 0 | 0 | 0 | 0 | 0 | 0 | 0 | 0 | 0 | 0 | 0 | 0 | 0 | 0 | 0 | 0 | 0 | 0 | 0 | 0 | 0 | 0 | 0 | 0 | 0 | 0 | 0
F5_Commercial_Warehouse_Existing_Food Preparation_Natural Gas_Double Rack Oven_E9 | F5 | Commercial | Warehouse | Existing | Food Preparation | Natural Gas | Double Rack Oven | E9 | RIM BC Ratio | 0 | 0 | 0 | 0 | 0 | 0 | 0 | 0 | 0 | 0 | 0 | 0 | 0 | 0 | 0 | 0 | 0 | 0 | 0 | 0 | 0 | 0 | 0 | 0 | 0 | 0 | 0 | 0 | 0 | 0 | 0 | 0 | 0
F5_Commercial_Warehouse_Existing_Food Preparation_Natural Gas_Double Rack Oven_E10 | F5 | Commercial | Warehouse | Existing | Food Preparation | Natural Gas | Double Rack Oven | E10 | RIM BC Ratio | 0 | 0 | 0 | 0 | 0 | 0 | 0 | 0 | 0 | 0 | 0 | 0 | 0 | 0 | 0 | 0 | 0 | 0 | 0 | 0 | 0 | 0 | 0 | 0 | 0 | 0 | 0 | 0 | 0 | 0 | 0 | 0 | 0
F0_Commercial_Warehouse_Existing_Food Preparation_Natural Gas_Fryer_E0 | F0 | Commercial | Warehouse | Existing | Food Preparation | Natural Gas | Fryer | E0 | Economic Unit | ENERGY STAR | ENERGY STAR | ENERGY STAR | ENERGY STAR | ENERGY STAR | ENERGY STAR | ENERGY STAR | ENERGY STAR | ENERGY STAR | ENERGY STAR | ENERGY STAR | ENERGY STAR | ENERGY STAR | ENERGY STAR | ENERGY STAR | ENERGY STAR | ENERGY STAR | ENERGY STAR | ENERGY STAR | ENERGY STAR | ENERGY STAR | ENERGY STAR | ENERGY STAR | ENERGY STAR | ENERGY STAR | ENERGY STAR | ENERGY STAR | ENERGY STAR | ENERGY STAR | ENERGY STAR | ENERGY STAR | ENERGY STAR | ENERGY STAR
F1_Commercial_Warehouse_Existing_Food Preparation_Natural Gas_Fryer_E1 | F1 | Commercial | Warehouse | Existing | Food Preparation | Natural Gas | Fryer | E1 | CCE | 0 | 0 | 0 | 0 | 0 | 0 | 0 | 0 | 0 | 0 | 0 | 0 | 0 | 0 | 0 | 0 | 0 | 0 | 0 | 0 | 0 | 0 | 0 | 0 | 0 | 0 | 0 | 0 | 0 | 0 | 0 | 0 | 0
F1_Commercial_Warehouse_Existing_Food Preparation_Natural Gas_Fryer_E2 | F1 | Commercial | Warehouse | Existing | Food Preparation | Natural Gas | Fryer | E2 | CCE | 0.52081 | 0.52081 | 0.52081 | 0 | 0 | 0 | 0 | 0 | 0 | 0 | 0 | 0 | 0 | 0 | 0 | 0 | 0 | 0 | 0 | 0 | 0 | 0 | 0 | 0 | 0 | 0 | 0 | 0 | 0 | 0 | 0 | 0 | 0
F1_Commercial_Warehouse_Existing_Food Preparation_Natural Gas_Fryer_E3 | F1 | Commercial | Warehouse | Existing | Food Preparation | Natural Gas | Fryer | E3 | CCE | 0 | 0 | 0 | 0 | 0 | 0 | 0 | 0 | 0 | 0 | 0 | 0 | 0 | 0 | 0 | 0 | 0 | 0 | 0 | 0 | 0 | 0 | 0 | 0 | 0 | 0 | 0 | 0 | 0 | 0 | 0 | 0 | 0
F1_Commercial_Warehouse_Existing_Food Preparation_Natural Gas_Fryer_E4 | F1 | Commercial | Warehouse | Existing | Food Preparation | Natural Gas | Fryer | E4 | CCE | 0 | 0 | 0 | 0 | 0 | 0 | 0 | 0 | 0 | 0 | 0 | 0 | 0 | 0 | 0 | 0 | 0 | 0 | 0 | 0 | 0 | 0 | 0 | 0 | 0 | 0 | 0 | 0 | 0 | 0 | 0 | 0 | 0
F1_Commercial_Warehouse_Existing_Food Preparation_Natural Gas_Fryer_E5 | F1 | Commercial | Warehouse | Existing | Food Preparation | Natural Gas | Fryer | E5 | CCE | 0 | 0 | 0 | 0 | 0 | 0 | 0 | 0 | 0 | 0 | 0 | 0 | 0 | 0 | 0 | 0 | 0 | 0 | 0 | 0 | 0 | 0 | 0 | 0 | 0 | 0 | 0 | 0 | 0 | 0 | 0 | 0 | 0
F1_Commercial_Warehouse_Existing_Food Preparation_Natural Gas_Fryer_E6 | F1 | Commercial | Warehouse | Existing | Food Preparation | Natural Gas | Fryer | E6 | CCE | 0 | 0 | 0 | 0 | 0 | 0 | 0 | 0 | 0 | 0 | 0 | 0 | 0 | 0 | 0 | 0 | 0 | 0 | 0 | 0 | 0 | 0 | 0 | 0 | 0 | 0 | 0 | 0 | 0 | 0 | 0 | 0 | 0
F1_Commercial_Warehouse_Existing_Food Preparation_Natural Gas_Fryer_E7 | F1 | Commercial | Warehouse | Existing | Food Preparation | Natural Gas | Fryer | E7 | CCE | 0 | 0 | 0 | 0 | 0 | 0 | 0 | 0 | 0 | 0 | 0 | 0 | 0 | 0 | 0 | 0 | 0 | 0 | 0 | 0 | 0 | 0 | 0 | 0 | 0 | 0 | 0 | 0 | 0 | 0 | 0 | 0 | 0
F1_Commercial_Warehouse_Existing_Food Preparation_Natural Gas_Fryer_E8 | F1 | Commercial | Warehouse | Existing | Food Preparation | Natural Gas | Fryer | E8 | CCE | 0 | 0 | 0 | 0 | 0 | 0 | 0 | 0 | 0 | 0 | 0 | 0 | 0 | 0 | 0 | 0 | 0 | 0 | 0 | 0 | 0 | 0 | 0 | 0 | 0 | 0 | 0 | 0 | 0 | 0 | 0 | 0 | 0
F1_Commercial_Warehouse_Existing_Food Preparation_Natural Gas_Fryer_E9 | F1 | Commercial | Warehouse | Existing | Food Preparation | Natural Gas | Fryer | E9 | CCE | 0 | 0 | 0 | 0 | 0 | 0 | 0 | 0 | 0 | 0 | 0 | 0 | 0 | 0 | 0 | 0 | 0 | 0 | 0 | 0 | 0 | 0 | 0 | 0 | 0 | 0 | 0 | 0 | 0 | 0 | 0 | 0 | 0
F1_Commercial_Warehouse_Existing_Food Preparation_Natural Gas_Fryer_E10 | F1 | Commercial | Warehouse | Existing | Food Preparation | Natural Gas | Fryer | E10 | CCE | 0 | 0 | 0 | 0 | 0 | 0 | 0 | 0 | 0 | 0 | 0 | 0 | 0 | 0 | 0 | 0 | 0 | 0 | 0 | 0 | 0 | 0 | 0 | 0 | 0 | 0 | 0 | 0 | 0 | 0 | 0 | 0 | 0
F2_Commercial_Warehouse_Existing_Food Preparation_Natural Gas_Fryer_E1 | F2 | Commercial | Warehouse | Existing | Food Preparation | Natural Gas | Fryer | E1 | TRC BC Ratio | 1 | 1 | 1 | 0 | 0 | 0 | 0 | 0 | 0 | 0 | 0 | 0 | 0 | 0 | 0 | 0 | 0 | 0 | 0 | 0 | 0 | 0 | 0 | 0 | 0 | 0 | 0 | 0 | 0 | 0 | 0 | 0 | 0
F2_Commercial_Warehouse_Existing_Food Preparation_Natural Gas_Fryer_E2 | F2 | Commercial | Warehouse | Existing | Food Preparation | Natural Gas | Fryer | E2 | TRC BC Ratio | 2.6303 | 2.6385 | 2.6536 | 1 | 1 | 1 | 1 | 1 | 1 | 1 | 1 | 1 | 1 | 1 | 1 | 1 | 1 | 1 | 1 | 1 | 1 | 1 | 1 | 1 | 1 | 1 | 1 | 1 | 1 | 1 | 1 | 1 | 1
F2_Commercial_Warehouse_Existing_Food Preparation_Natural Gas_Fryer_E3 | F2 | Commercial | Warehouse | Existing | Food Preparation | Natural Gas | Fryer | E3 | TRC BC Ratio | 0 | 0 | 0 | 0 | 0 | 0 | 0 | 0 | 0 | 0 | 0 | 0 | 0 | 0 | 0 | 0 | 0 | 0 | 0 | 0 | 0 | 0 | 0 | 0 | 0 | 0 | 0 | 0 | 0 | 0 | 0 | 0 | 0
F2_Commercial_Warehouse_Existing_Food Preparation_Natural Gas_Fryer_E4 | F2 | Commercial | Warehouse | Existing | Food Preparation | Natural Gas | Fryer | E4 | TRC BC Ratio | 0 | 0 | 0 | 0 | 0 | 0 | 0 | 0 | 0 | 0 | 0 | 0 | 0 | 0 | 0 | 0 | 0 | 0 | 0 | 0 | 0 | 0 | 0 | 0 | 0 | 0 | 0 | 0 | 0 | 0 | 0 | 0 | 0
F2_Commercial_Warehouse_Existing_Food Preparation_Natural Gas_Fryer_E5 | F2 | Commercial | Warehouse | Existing | Food Preparation | Natural Gas | Fryer | E5 | TRC BC Ratio | 0 | 0 | 0 | 0 | 0 | 0 | 0 | 0 | 0 | 0 | 0 | 0 | 0 | 0 | 0 | 0 | 0 | 0 | 0 | 0 | 0 | 0 | 0 | 0 | 0 | 0 | 0 | 0 | 0 | 0 | 0 | 0 | 0
F2_Commercial_Warehouse_Existing_Food Preparation_Natural Gas_Fryer_E6 | F2 | Commercial | Warehouse | Existing | Food Preparation | Natural Gas | Fryer | E6 | TRC BC Ratio | 0 | 0 | 0 | 0 | 0 | 0 | 0 | 0 | 0 | 0 | 0 | 0 | 0 | 0 | 0 | 0 | 0 | 0 | 0 | 0 | 0 | 0 | 0 | 0 | 0 | 0 | 0 | 0 | 0 | 0 | 0 | 0 | 0
F2_Commercial_Warehouse_Existing_Food Preparation_Natural Gas_Fryer_E7 | F2 | Commercial | Warehouse | Existing | Food Preparation | Natural Gas | Fryer | E7 | TRC BC Ratio | 0 | 0 | 0 | 0 | 0 | 0 | 0 | 0 | 0 | 0 | 0 | 0 | 0 | 0 | 0 | 0 | 0 | 0 | 0 | 0 | 0 | 0 | 0 | 0 | 0 | 0 | 0 | 0 | 0 | 0 | 0 | 0 | 0
F2_Commercial_Warehouse_Existing_Food Preparation_Natural Gas_Fryer_E8 | F2 | Commercial | Warehouse | Existing | Food Preparation | Natural Gas | Fryer | E8 | TRC BC Ratio | 0 | 0 | 0 | 0 | 0 | 0 | 0 | 0 | 0 | 0 | 0 | 0 | 0 | 0 | 0 | 0 | 0 | 0 | 0 | 0 | 0 | 0 | 0 | 0 | 0 | 0 | 0 | 0 | 0 | 0 | 0 | 0 | 0
F2_Commercial_Warehouse_Existing_Food Preparation_Natural Gas_Fryer_E9 | F2 | Commercial | Warehouse | Existing | Food Preparation | Natural Gas | Fryer | E9 | TRC BC Ratio | 0 | 0 | 0 | 0 | 0 | 0 | 0 | 0 | 0 | 0 | 0 | 0 | 0 | 0 | 0 | 0 | 0 | 0 | 0 | 0 | 0 | 0 | 0 | 0 | 0 | 0 | 0 | 0 | 0 | 0 | 0 | 0 | 0
F2_Commercial_Warehouse_Existing_Food Preparation_Natural Gas_Fryer_E10 | F2 | Commercial | Warehouse | Existing | Food Preparation | Natural Gas | Fryer | E10 | TRC BC Ratio | 0 | 0 | 0 | 0 | 0 | 0 | 0 | 0 | 0 | 0 | 0 | 0 | 0 | 0 | 0 | 0 | 0 | 0 | 0 | 0 | 0 | 0 | 0 | 0 | 0 | 0 | 0 | 0 | 0 | 0 | 0 | 0 | 0
F3_Commercial_Warehouse_Existing_Food Preparation_Natural Gas_Fryer_E1 | F3 | Commercial | Warehouse | Existing | Food Preparation | Natural Gas | Fryer | E1 | PACT BC Ratio | 1 | 1 | 1 | 0 | 0 | 0 | 0 | 0 | 0 | 0 | 0 | 0 | 0 | 0 | 0 | 0 | 0 | 0 | 0 | 0 | 0 | 0 | 0 | 0 | 0 | 0 | 0 | 0 | 0 | 0 | 0 | 0 | 0
F3_Commercial_Warehouse_Existing_Food Preparation_Natural Gas_Fryer_E2 | F3 | Commercial | Warehouse | Existing | Food Preparation | Natural Gas | Fryer | E2 | PACT BC Ratio | 3.5071 | 3.518 | 3.5381 | 1 | 1 | 1 | 1 | 1 | 1 | 1 | 1 | 1 | 1 | 1 | 1 | 1 | 1 | 1 | 1 | 1 | 1 | 1 | 1 | 1 | 1 | 1 | 1 | 1 | 1 | 1 | 1 | 1 | 1
F3_Commercial_Warehouse_Existing_Food Preparation_Natural Gas_Fryer_E3 | F3 | Commercial | Warehouse | Existing | Food Preparation | Natural Gas | Fryer | E3 | PACT BC Ratio | 0 | 0 | 0 | 0 | 0 | 0 | 0 | 0 | 0 | 0 | 0 | 0 | 0 | 0 | 0 | 0 | 0 | 0 | 0 | 0 | 0 | 0 | 0 | 0 | 0 | 0 | 0 | 0 | 0 | 0 | 0 | 0 | 0
F3_Commercial_Warehouse_Existing_Food Preparation_Natural Gas_Fryer_E4 | F3 | Commercial | Warehouse | Existing | Food Preparation | Natural Gas | Fryer | E4 | PACT BC Ratio | 0 | 0 | 0 | 0 | 0 | 0 | 0 | 0 | 0 | 0 | 0 | 0 | 0 | 0 | 0 | 0 | 0 | 0 | 0 | 0 | 0 | 0 | 0 | 0 | 0 | 0 | 0 | 0 | 0 | 0 | 0 | 0 | 0
F3_Commercial_Warehouse_Existing_Food Preparation_Natural Gas_Fryer_E5 | F3 | Commercial | Warehouse | Existing | Food Preparation | Natural Gas | Fryer | E5 | PACT BC Ratio | 0 | 0 | 0 | 0 | 0 | 0 | 0 | 0 | 0 | 0 | 0 | 0 | 0 | 0 | 0 | 0 | 0 | 0 | 0 | 0 | 0 | 0 | 0 | 0 | 0 | 0 | 0 | 0 | 0 | 0 | 0 | 0 | 0
F3_Commercial_Warehouse_Existing_Food Preparation_Natural Gas_Fryer_E6 | F3 | Commercial | Warehouse | Existing | Food Preparation | Natural Gas | Fryer | E6 | PACT BC Ratio | 0 | 0 | 0 | 0 | 0 | 0 | 0 | 0 | 0 | 0 | 0 | 0 | 0 | 0 | 0 | 0 | 0 | 0 | 0 | 0 | 0 | 0 | 0 | 0 | 0 | 0 | 0 | 0 | 0 | 0 | 0 | 0 | 0
F3_Commercial_Warehouse_Existing_Food Preparation_Natural Gas_Fryer_E7 | F3 | Commercial | Warehouse | Existing | Food Preparation | Natural Gas | Fryer | E7 | PACT BC Ratio | 0 | 0 | 0 | 0 | 0 | 0 | 0 | 0 | 0 | 0 | 0 | 0 | 0 | 0 | 0 | 0 | 0 | 0 | 0 | 0 | 0 | 0 | 0 | 0 | 0 | 0 | 0 | 0 | 0 | 0 | 0 | 0 | 0
F3_Commercial_Warehouse_Existing_Food Preparation_Natural Gas_Fryer_E8 | F3 | Commercial | Warehouse | Existing | Food Preparation | Natural Gas | Fryer | E8 | PACT BC Ratio | 0 | 0 | 0 | 0 | 0 | 0 | 0 | 0 | 0 | 0 | 0 | 0 | 0 | 0 | 0 | 0 | 0 | 0 | 0 | 0 | 0 | 0 | 0 | 0 | 0 | 0 | 0 | 0 | 0 | 0 | 0 | 0 | 0
F3_Commercial_Warehouse_Existing_Food Preparation_Natural Gas_Fryer_E9 | F3 | Commercial | Warehouse | Existing | Food Preparation | Natural Gas | Fryer | E9 | PACT BC Ratio | 0 | 0 | 0 | 0 | 0 | 0 | 0 | 0 | 0 | 0 | 0 | 0 | 0 | 0 | 0 | 0 | 0 | 0 | 0 | 0 | 0 | 0 | 0 | 0 | 0 | 0 | 0 | 0 | 0 | 0 | 0 | 0 | 0
F3_Commercial_Warehouse_Existing_Food Preparation_Natural Gas_Fryer_E10 | F3 | Commercial | Warehouse | Existing | Food Preparation | Natural Gas | Fryer | E10 | PACT BC Ratio | 0 | 0 | 0 | 0 | 0 | 0 | 0 | 0 | 0 | 0 | 0 | 0 | 0 | 0 | 0 | 0 | 0 | 0 | 0 | 0 | 0 | 0 | 0 | 0 | 0 | 0 | 0 | 0 | 0 | 0 | 0 | 0 | 0
F4_Commercial_Warehouse_Existing_Food Preparation_Natural Gas_Fryer_E1 | F4 | Commercial | Warehouse | Existing | Food Preparation | Natural Gas | Fryer | E1 | RVT BC Ratio | 1 | 1 | 1 | 0 | 0 | 0 | 0 | 0 | 0 | 0 | 0 | 0 | 0 | 0 | 0 | 0 | 0 | 0 | 0 | 0 | 0 | 0 | 0 | 0 | 0 | 0 | 0 | 0 | 0 | 0 | 0 | 0 | 0
F4_Commercial_Warehouse_Existing_Food Preparation_Natural Gas_Fryer_E2 | F4 | Commercial | Warehouse | Existing | Food Preparation | Natural Gas | Fryer | E2 | RVT BC Ratio | 4.4816 | 4.4933 | 4.515 | 1 | 1 | 1 | 1 | 1 | 1 | 1 | 1 | 1 | 1 | 1 | 1 | 1 | 1 | 1 | 1 | 1 | 1 | 1 | 1 | 1 | 1 | 1 | 1 | 1 | 1 | 1 | 1 | 1 | 1
F4_Commercial_Warehouse_Existing_Food Preparation_Natural Gas_Fryer_E3 | F4 | Commercial | Warehouse | Existing | Food Preparation | Natural Gas | Fryer | E3 | RVT BC Ratio | 0 | 0 | 0 | 0 | 0 | 0 | 0 | 0 | 0 | 0 | 0 | 0 | 0 | 0 | 0 | 0 | 0 | 0 | 0 | 0 | 0 | 0 | 0 | 0 | 0 | 0 | 0 | 0 | 0 | 0 | 0 | 0 | 0
F4_Commercial_Warehouse_Existing_Food Preparation_Natural Gas_Fryer_E4 | F4 | Commercial | Warehouse | Existing | Food Preparation | Natural Gas | Fryer | E4 | RVT BC Ratio | 0 | 0 | 0 | 0 | 0 | 0 | 0 | 0 | 0 | 0 | 0 | 0 | 0 | 0 | 0 | 0 | 0 | 0 | 0 | 0 | 0 | 0 | 0 | 0 | 0 | 0 | 0 | 0 | 0 | 0 | 0 | 0 | 0
F4_Commercial_Warehouse_Existing_Food Preparation_Natural Gas_Fryer_E5 | F4 | Commercial | Warehouse | Existing | Food Preparation | Natural Gas | Fryer | E5 | RVT BC Ratio | 0 | 0 | 0 | 0 | 0 | 0 | 0 | 0 | 0 | 0 | 0 | 0 | 0 | 0 | 0 | 0 | 0 | 0 | 0 | 0 | 0 | 0 | 0 | 0 | 0 | 0 | 0 | 0 | 0 | 0 | 0 | 0 | 0
F4_Commercial_Warehouse_Existing_Food Preparation_Natural Gas_Fryer_E6 | F4 | Commercial | Warehouse | Existing | Food Preparation | Natural Gas | Fryer | E6 | RVT BC Ratio | 0 | 0 | 0 | 0 | 0 | 0 | 0 | 0 | 0 | 0 | 0 | 0 | 0 | 0 | 0 | 0 | 0 | 0 | 0 | 0 | 0 | 0 | 0 | 0 | 0 | 0 | 0 | 0 | 0 | 0 | 0 | 0 | 0
F4_Commercial_Warehouse_Existing_Food Preparation_Natural Gas_Fryer_E7 | F4 | Commercial | Warehouse | Existing | Food Preparation | Natural Gas | Fryer | E7 | RVT BC Ratio | 0 | 0 | 0 | 0 | 0 | 0 | 0 | 0 | 0 | 0 | 0 | 0 | 0 | 0 | 0 | 0 | 0 | 0 | 0 | 0 | 0 | 0 | 0 | 0 | 0 | 0 | 0 | 0 | 0 | 0 | 0 | 0 | 0
F4_Commercial_Warehouse_Existing_Food Preparation_Natural Gas_Fryer_E8 | F4 | Commercial | Warehouse | Existing | Food Preparation | Natural Gas | Fryer | E8 | RVT BC Ratio | 0 | 0 | 0 | 0 | 0 | 0 | 0 | 0 | 0 | 0 | 0 | 0 | 0 | 0 | 0 | 0 | 0 | 0 | 0 | 0 | 0 | 0 | 0 | 0 | 0 | 0 | 0 | 0 | 0 | 0 | 0 | 0 | 0
F4_Commercial_Warehouse_Existing_Food Preparation_Natural Gas_Fryer_E9 | F4 | Commercial | Warehouse | Existing | Food Preparation | Natural Gas | Fryer | E9 | RVT BC Ratio | 0 | 0 | 0 | 0 | 0 | 0 | 0 | 0 | 0 | 0 | 0 | 0 | 0 | 0 | 0 | 0 | 0 | 0 | 0 | 0 | 0 | 0 | 0 | 0 | 0 | 0 | 0 | 0 | 0 | 0 | 0 | 0 | 0
F4_Commercial_Warehouse_Existing_Food Preparation_Natural Gas_Fryer_E10 | F4 | Commercial | Warehouse | Existing | Food Preparation | Natural Gas | Fryer | E10 | RVT BC Ratio | 0 | 0 | 0 | 0 | 0 | 0 | 0 | 0 | 0 | 0 | 0 | 0 | 0 | 0 | 0 | 0 | 0 | 0 | 0 | 0 | 0 | 0 | 0 | 0 | 0 | 0 | 0 | 0 | 0 | 0 | 0 | 0 | 0
F5_Commercial_Warehouse_Existing_Food Preparation_Natural Gas_Fryer_E1 | F5 | Commercial | Warehouse | Existing | Food Preparation | Natural Gas | Fryer | E1 | RIM BC Ratio | 1 | 1 | 1 | 0 | 0 | 0 | 0 | 0 | 0 | 0 | 0 | 0 | 0 | 0 | 0 | 0 | 0 | 0 | 0 | 0 | 0 | 0 | 0 | 0 | 0 | 0 | 0 | 0 | 0 | 0 | 0 | 0 | 0
F5_Commercial_Warehouse_Existing_Food Preparation_Natural Gas_Fryer_E2 | F5 | Commercial | Warehouse | Existing | Food Preparation | Natural Gas | Fryer | E2 | RIM BC Ratio | 0.67422 | 0.67462 | 0.67536 | 1 | 1 | 1 | 1 | 1 | 1 | 1 | 1 | 1 | 1 | 1 | 1 | 1 | 1 | 1 | 1 | 1 | 1 | 1 | 1 | 1 | 1 | 1 | 1 | 1 | 1 | 1 | 1 | 1 | 1
F5_Commercial_Warehouse_Existing_Food Preparation_Natural Gas_Fryer_E3 | F5 | Commercial | Warehouse | Existing | Food Preparation | Natural Gas | Fryer | E3 | RIM BC Ratio | 0 | 0 | 0 | 0 | 0 | 0 | 0 | 0 | 0 | 0 | 0 | 0 | 0 | 0 | 0 | 0 | 0 | 0 | 0 | 0 | 0 | 0 | 0 | 0 | 0 | 0 | 0 | 0 | 0 | 0 | 0 | 0 | 0
F5_Commercial_Warehouse_Existing_Food Preparation_Natural Gas_Fryer_E4 | F5 | Commercial | Warehouse | Existing | Food Preparation | Natural Gas | Fryer | E4 | RIM BC Ratio | 0 | 0 | 0 | 0 | 0 | 0 | 0 | 0 | 0 | 0 | 0 | 0 | 0 | 0 | 0 | 0 | 0 | 0 | 0 | 0 | 0 | 0 | 0 | 0 | 0 | 0 | 0 | 0 | 0 | 0 | 0 | 0 | 0
F5_Commercial_Warehouse_Existing_Food Preparation_Natural Gas_Fryer_E5 | F5 | Commercial | Warehouse | Existing | Food Preparation | Natural Gas | Fryer | E5 | RIM BC Ratio | 0 | 0 | 0 | 0 | 0 | 0 | 0 | 0 | 0 | 0 | 0 | 0 | 0 | 0 | 0 | 0 | 0 | 0 | 0 | 0 | 0 | 0 | 0 | 0 | 0 | 0 | 0 | 0 | 0 | 0 | 0 | 0 | 0
F5_Commercial_Warehouse_Existing_Food Preparation_Natural Gas_Fryer_E6 | F5 | Commercial | Warehouse | Existing | Food Preparation | Natural Gas | Fryer | E6 | RIM BC Ratio | 0 | 0 | 0 | 0 | 0 | 0 | 0 | 0 | 0 | 0 | 0 | 0 | 0 | 0 | 0 | 0 | 0 | 0 | 0 | 0 | 0 | 0 | 0 | 0 | 0 | 0 | 0 | 0 | 0 | 0 | 0 | 0 | 0
F5_Commercial_Warehouse_Existing_Food Preparation_Natural Gas_Fryer_E7 | F5 | Commercial | Warehouse | Existing | Food Preparation | Natural Gas | Fryer | E7 | RIM BC Ratio | 0 | 0 | 0 | 0 | 0 | 0 | 0 | 0 | 0 | 0 | 0 | 0 | 0 | 0 | 0 | 0 | 0 | 0 | 0 | 0 | 0 | 0 | 0 | 0 | 0 | 0 | 0 | 0 | 0 | 0 | 0 | 0 | 0
F5_Commercial_Warehouse_Existing_Food Preparation_Natural Gas_Fryer_E8 | F5 | Commercial | Warehouse | Existing | Food Preparation | Natural Gas | Fryer | E8 | RIM BC Ratio | 0 | 0 | 0 | 0 | 0 | 0 | 0 | 0 | 0 | 0 | 0 | 0 | 0 | 0 | 0 | 0 | 0 | 0 | 0 | 0 | 0 | 0 | 0 | 0 | 0 | 0 | 0 | 0 | 0 | 0 | 0 | 0 | 0
F5_Commercial_Warehouse_Existing_Food Preparation_Natural Gas_Fryer_E9 | F5 | Commercial | Warehouse | Existing | Food Preparation | Natural Gas | Fryer | E9 | RIM BC Ratio | 0 | 0 | 0 | 0 | 0 | 0 | 0 | 0 | 0 | 0 | 0 | 0 | 0 | 0 | 0 | 0 | 0 | 0 | 0 | 0 | 0 | 0 | 0 | 0 | 0 | 0 | 0 | 0 | 0 | 0 | 0 | 0 | 0
F5_Commercial_Warehouse_Existing_Food Preparation_Natural Gas_Fryer_E10 | F5 | Commercial | Warehouse | Existing | Food Preparation | Natural Gas | Fryer | E10 | RIM BC Ratio | 0 | 0 | 0 | 0 | 0 | 0 | 0 | 0 | 0 | 0 | 0 | 0 | 0 | 0 | 0 | 0 | 0 | 0 | 0 | 0 | 0 | 0 | 0 | 0 | 0 | 0 | 0 | 0 | 0 | 0 | 0 | 0 | 0
F0_Commercial_Warehouse_Existing_Food Preparation_Natural Gas_Broiler_E0 | F0 | Commercial | Warehouse | Existing | Food Preparation | Natural Gas | Broiler | E0 | Economic Unit | Infrared Burners | Infrared Burners | Infrared Burners | Infrared Burners | Infrared Burners | Infrared Burners | Infrared Burners | Infrared Burners | Infrared Burners | Infrared Burners | Infrared Burners | Infrared Burners | Infrared Burners | Infrared Burners | Infrared Burners | Infrared Burners | Infrared Burners | Infrared Burners | Infrared Burners | Infrared Burners | Infrared Burners | Infrared Burners | Infrared Burners | Infrared Burners | Infrared Burners | Infrared Burners | Infrared Burners | Infrared Burners | Infrared Burners | Infrared Burners | Infrared Burners | Infrared Burners | Infrared Burners
F1_Commercial_Warehouse_Existing_Food Preparation_Natural Gas_Broiler_E1 | F1 | Commercial | Warehouse | Existing | Food Preparation | Natural Gas | Broiler | E1 | CCE | 0 | 0 | 0 | 0 | 0 | 0 | 0 | 0 | 0 | 0 | 0 | 0 | 0 | 0 | 0 | 0 | 0 | 0 | 0 | 0 | 0 | 0 | 0 | 0 | 0 | 0 | 0 | 0 | 0 | 0 | 0 | 0 | 0
F1_Commercial_Warehouse_Existing_Food Preparation_Natural Gas_Broiler_E2 | F1 | Commercial | Warehouse | Existing | Food Preparation | Natural Gas | Broiler | E2 | CCE | 0.62853 | 0.62853 | 0.62853 | 0.62853 | 0.62853 | 0.62853 | 0.62853 | 0.62853 | 0.62853 | 0.62853 | 0.62853 | 0.62853 | 0.62853 | 0.62853 | 0.62853 | 0.62853 | 0.62853 | 0.62853 | 0.62853 | 0.62853 | 0.62853 | 0.62853 | 0.62853 | 0.62853 | 0.62853 | 0.62853 | 0.62853 | 0.62853 | 0.62853 | 0.62853 | 0.62853 | 0.62853 | 0.62853
F1_Commercial_Warehouse_Existing_Food Preparation_Natural Gas_Broiler_E3 | F1 | Commercial | Warehouse | Existing | Food Preparation | Natural Gas | Broiler | E3 | CCE | 0 | 0 | 0 | 0 | 0 | 0 | 0 | 0 | 0 | 0 | 0 | 0 | 0 | 0 | 0 | 0 | 0 | 0 | 0 | 0 | 0 | 0 | 0 | 0 | 0 | 0 | 0 | 0 | 0 | 0 | 0 | 0 | 0
F1_Commercial_Warehouse_Existing_Food Preparation_Natural Gas_Broiler_E4 | F1 | Commercial | Warehouse | Existing | Food Preparation | Natural Gas | Broiler | E4 | CCE | 0 | 0 | 0 | 0 | 0 | 0 | 0 | 0 | 0 | 0 | 0 | 0 | 0 | 0 | 0 | 0 | 0 | 0 | 0 | 0 | 0 | 0 | 0 | 0 | 0 | 0 | 0 | 0 | 0 | 0 | 0 | 0 | 0
F1_Commercial_Warehouse_Existing_Food Preparation_Natural Gas_Broiler_E5 | F1 | Commercial | Warehouse | Existing | Food Preparation | Natural Gas | Broiler | E5 | CCE | 0 | 0 | 0 | 0 | 0 | 0 | 0 | 0 | 0 | 0 | 0 | 0 | 0 | 0 | 0 | 0 | 0 | 0 | 0 | 0 | 0 | 0 | 0 | 0 | 0 | 0 | 0 | 0 | 0 | 0 | 0 | 0 | 0
F1_Commercial_Warehouse_Existing_Food Preparation_Natural Gas_Broiler_E6 | F1 | Commercial | Warehouse | Existing | Food Preparation | Natural Gas | Broiler | E6 | CCE | 0 | 0 | 0 | 0 | 0 | 0 | 0 | 0 | 0 | 0 | 0 | 0 | 0 | 0 | 0 | 0 | 0 | 0 | 0 | 0 | 0 | 0 | 0 | 0 | 0 | 0 | 0 | 0 | 0 | 0 | 0 | 0 | 0
F1_Commercial_Warehouse_Existing_Food Preparation_Natural Gas_Broiler_E7 | F1 | Commercial | Warehouse | Existing | Food Preparation | Natural Gas | Broiler | E7 | CCE | 0 | 0 | 0 | 0 | 0 | 0 | 0 | 0 | 0 | 0 | 0 | 0 | 0 | 0 | 0 | 0 | 0 | 0 | 0 | 0 | 0 | 0 | 0 | 0 | 0 | 0 | 0 | 0 | 0 | 0 | 0 | 0 | 0
F1_Commercial_Warehouse_Existing_Food Preparation_Natural Gas_Broiler_E8 | F1 | Commercial | Warehouse | Existing | Food Preparation | Natural Gas | Broiler | E8 | CCE | 0 | 0 | 0 | 0 | 0 | 0 | 0 | 0 | 0 | 0 | 0 | 0 | 0 | 0 | 0 | 0 | 0 | 0 | 0 | 0 | 0 | 0 | 0 | 0 | 0 | 0 | 0 | 0 | 0 | 0 | 0 | 0 | 0
F1_Commercial_Warehouse_Existing_Food Preparation_Natural Gas_Broiler_E9 | F1 | Commercial | Warehouse | Existing | Food Preparation | Natural Gas | Broiler | E9 | CCE | 0 | 0 | 0 | 0 | 0 | 0 | 0 | 0 | 0 | 0 | 0 | 0 | 0 | 0 | 0 | 0 | 0 | 0 | 0 | 0 | 0 | 0 | 0 | 0 | 0 | 0 | 0 | 0 | 0 | 0 | 0 | 0 | 0
F1_Commercial_Warehouse_Existing_Food Preparation_Natural Gas_Broiler_E10 | F1 | Commercial | Warehouse | Existing | Food Preparation | Natural Gas | Broiler | E10 | CCE | 0 | 0 | 0 | 0 | 0 | 0 | 0 | 0 | 0 | 0 | 0 | 0 | 0 | 0 | 0 | 0 | 0 | 0 | 0 | 0 | 0 | 0 | 0 | 0 | 0 | 0 | 0 | 0 | 0 | 0 | 0 | 0 | 0
F2_Commercial_Warehouse_Existing_Food Preparation_Natural Gas_Broiler_E1 | F2 | Commercial | Warehouse | Existing | Food Preparation | Natural Gas | Broiler | E1 | TRC BC Ratio | bar: 2019 to 2051
F2_Commercial_Warehouse_Existing_Food Preparation_Natural Gas_Broiler_E2 | F2 | Commercial | Warehouse | Existing | Food Preparation | Natural Gas | Broiler | E2 | TRC BC Ratio | 2.2386 | 2.2557 | 2.2748 | 2.2957 | 2.3196 | 2.3473 | 2.3697 | 2.3913 | 2.4131 | 2.4359 | 2.4576 | 2.4775 | 2.4979 | 2.5193 | 2.543 | 2.5661 | 2.5906 | 2.6165 | 2.6435 | 2.671 | 2.6988 | 2.7247 | 2.7482 | 2.7689 | 2.7868 | 2.8022 | 2.8129 | 2.8208 | 2.8277 | 2.8336 | 2.8394 | 2.842 | 2.842
F2_Commercial_Warehouse_Existing_Food Preparation_Natural Gas_Broiler_E3 | F2 | Commercial | Warehouse | Existing | Food Preparation | Natural Gas | Broiler | E3 | TRC BC Ratio | 0 | 0 | 0 | 0 | 0 | 0 | 0 | 0 | 0 | 0 | 0 | 0 | 0 | 0 | 0 | 0 | 0 | 0 | 0 | 0 | 0 | 0 | 0 | 0 | 0 | 0 | 0 | 0 | 0 | 0 | 0 | 0 | 0
F2_Commercial_Warehouse_Existing_Food Preparation_Natural Gas_Broiler_E4 | F2 | Commercial | Warehouse | Existing | Food Preparation | Natural Gas | Broiler | E4 | TRC BC Ratio | 0 | 0 | 0 | 0 | 0 | 0 | 0 | 0 | 0 | 0 | 0 | 0 | 0 | 0 | 0 | 0 | 0 | 0 | 0 | 0 | 0 | 0 | 0 | 0 | 0 | 0 | 0 | 0 | 0 | 0 | 0 | 0 | 0
F2_Commercial_Warehouse_Existing_Food Preparation_Natural Gas_Broiler_E5 | F2 | Commercial | Warehouse | Existing | Food Preparation | Natural Gas | Broiler | E5 | TRC BC Ratio | 0 | 0 | 0 | 0 | 0 | 0 | 0 | 0 | 0 | 0 | 0 | 0 | 0 | 0 | 0 | 0 | 0 | 0 | 0 | 0 | 0 | 0 | 0 | 0 | 0 | 0 | 0 | 0 | 0 | 0 | 0 | 0 | 0
F2_Commercial_Warehouse_Existing_Food Preparation_Natural Gas_Broiler_E6 | F2 | Commercial | Warehouse | Existing | Food Preparation | Natural Gas | Broiler | E6 | TRC BC Ratio | 0 | 0 | 0 | 0 | 0 | 0 | 0 | 0 | 0 | 0 | 0 | 0 | 0 | 0 | 0 | 0 | 0 | 0 | 0 | 0 | 0 | 0 | 0 | 0 | 0 | 0 | 0 | 0 | 0 | 0 | 0 | 0 | 0
F2_Commercial_Warehouse_Existing_Food Preparation_Natural Gas_Broiler_E7 | F2 | Commercial | Warehouse | Existing | Food Preparation | Natural Gas | Broiler | E7 | TRC BC Ratio | 0 | 0 | 0 | 0 | 0 | 0 | 0 | 0 | 0 | 0 | 0 | 0 | 0 | 0 | 0 | 0 | 0 | 0 | 0 | 0 | 0 | 0 | 0 | 0 | 0 | 0 | 0 | 0 | 0 | 0 | 0 | 0 | 0
F2_Commercial_Warehouse_Existing_Food Preparation_Natural Gas_Broiler_E8 | F2 | Commercial | Warehouse | Existing | Food Preparation | Natural Gas | Broiler | E8 | TRC BC Ratio | 0 | 0 | 0 | 0 | 0 | 0 | 0 | 0 | 0 | 0 | 0 | 0 | 0 | 0 | 0 | 0 | 0 | 0 | 0 | 0 | 0 | 0 | 0 | 0 | 0 | 0 | 0 | 0 | 0 | 0 | 0 | 0 | 0
F2_Commercial_Warehouse_Existing_Food Preparation_Natural Gas_Broiler_E9 | F2 | Commercial | Warehouse | Existing | Food Preparation | Natural Gas | Broiler | E9 | TRC BC Ratio | 0 | 0 | 0 | 0 | 0 | 0 | 0 | 0 | 0 | 0 | 0 | 0 | 0 | 0 | 0 | 0 | 0 | 0 | 0 | 0 | 0 | 0 | 0 | 0 | 0 | 0 | 0 | 0 | 0 | 0 | 0 | 0 | 0
F2_Commercial_Warehouse_Existing_Food Preparation_Natural Gas_Broiler_E10 | F2 | Commercial | Warehouse | Existing | Food Preparation | Natural Gas | Broiler | E10 | TRC BC Ratio | 0 | 0 | 0 | 0 | 0 | 0 | 0 | 0 | 0 | 0 | 0 | 0 | 0 | 0 | 0 | 0 | 0 | 0 | 0 | 0 | 0 | 0 | 0 | 0 | 0 | 0 | 0 | 0 | 0 | 0 | 0 | 0 | 0
F3_Commercial_Warehouse_Existing_Food Preparation_Natural Gas_Broiler_E1 | F3 | Commercial | Warehouse | Existing | Food Preparation | Natural Gas | Broiler | E1 | PACT BC Ratio | bar: 2019 to 2051
F3_Commercial_Warehouse_Existing_Food Preparation_Natural Gas_Broiler_E2 | F3 | Commercial | Warehouse | Existing | Food Preparation | Natural Gas | Broiler | E2 | PACT BC Ratio | 2.9849 | 3.0076 | 3.033 | 3.061 | 3.0929 | 3.1297 | 3.1596 | 3.1884 | 3.2175 | 3.2479 | 3.2768 | 3.3034 | 3.3306 | 3.3591 | 3.3906 | 3.4215 | 3.4542 | 3.4887 | 3.5247 | 3.5614 | 3.5983 | 3.633 | 3.6642 | 3.6918 | 3.7157 | 3.7363 | 3.7505 | 3.7611 | 3.7703 | 3.7781 | 3.7859 | 3.7893 | 3.7893
F3_Commercial_Warehouse_Existing_Food Preparation_Natural Gas_Broiler_E3 | F3 | Commercial | Warehouse | Existing | Food Preparation | Natural Gas | Broiler | E3 | PACT BC Ratio | 0 | 0 | 0 | 0 | 0 | 0 | 0 | 0 | 0 | 0 | 0 | 0 | 0 | 0 | 0 | 0 | 0 | 0 | 0 | 0 | 0 | 0 | 0 | 0 | 0 | 0 | 0 | 0 | 0 | 0 | 0 | 0 | 0
F3_Commercial_Warehouse_Existing_Food Preparation_Natural Gas_Broiler_E4 | F3 | Commercial | Warehouse | Existing | Food Preparation | Natural Gas | Broiler | E4 | PACT BC Ratio | 0 | 0 | 0 | 0 | 0 | 0 | 0 | 0 | 0 | 0 | 0 | 0 | 0 | 0 | 0 | 0 | 0 | 0 | 0 | 0 | 0 | 0 | 0 | 0 | 0 | 0 | 0 | 0 | 0 | 0 | 0 | 0 | 0
F3_Commercial_Warehouse_Existing_Food Preparation_Natural Gas_Broiler_E5 | F3 | Commercial | Warehouse | Existing | Food Preparation | Natural Gas | Broiler | E5 | PACT BC Ratio | 0 | 0 | 0 | 0 | 0 | 0 | 0 | 0 | 0 | 0 | 0 | 0 | 0 | 0 | 0 | 0 | 0 | 0 | 0 | 0 | 0 | 0 | 0 | 0 | 0 | 0 | 0 | 0 | 0 | 0 | 0 | 0 | 0
F3_Commercial_Warehouse_Existing_Food Preparation_Natural Gas_Broiler_E6 | F3 | Commercial | Warehouse | Existing | Food Preparation | Natural Gas | Broiler | E6 | PACT BC Ratio | 0 | 0 | 0 | 0 | 0 | 0 | 0 | 0 | 0 | 0 | 0 | 0 | 0 | 0 | 0 | 0 | 0 | 0 | 0 | 0 | 0 | 0 | 0 | 0 | 0 | 0 | 0 | 0 | 0 | 0 | 0 | 0 | 0
F3_Commercial_Warehouse_Existing_Food Preparation_Natural Gas_Broiler_E7 | F3 | Commercial | Warehouse | Existing | Food Preparation | Natural Gas | Broiler | E7 | PACT BC Ratio | 0 | 0 | 0 | 0 | 0 | 0 | 0 | 0 | 0 | 0 | 0 | 0 | 0 | 0 | 0 | 0 | 0 | 0 | 0 | 0 | 0 | 0 | 0 | 0 | 0 | 0 | 0 | 0 | 0 | 0 | 0 | 0 | 0
F3_Commercial_Warehouse_Existing_Food Preparation_Natural Gas_Broiler_E8 | F3 | Commercial | Warehouse | Existing | Food Preparation | Natural Gas | Broiler | E8 | PACT BC Ratio | 0 | 0 | 0 | 0 | 0 | 0 | 0 | 0 | 0 | 0 | 0 | 0 | 0 | 0 | 0 | 0 | 0 | 0 | 0 | 0 | 0 | 0 | 0 | 0 | 0 | 0 | 0 | 0 | 0 | 0 | 0 | 0 | 0
F3_Commercial_Warehouse_Existing_Food Preparation_Natural Gas_Broiler_E9 | F3 | Commercial | Warehouse | Existing | Food Preparation | Natural Gas | Broiler | E9 | PACT BC Ratio | 0 | 0 | 0 | 0 | 0 | 0 | 0 | 0 | 0 | 0 | 0 | 0 | 0 | 0 | 0 | 0 | 0 | 0 | 0 | 0 | 0 | 0 | 0 | 0 | 0 | 0 | 0 | 0 | 0 | 0 | 0 | 0 | 0
F3_Commercial_Warehouse_Existing_Food Preparation_Natural Gas_Broiler_E10 | F3 | Commercial | Warehouse | Existing | Food Preparation | Natural Gas | Broiler | E10 | PACT BC Ratio | 0 | 0 | 0 | 0 | 0 | 0 | 0 | 0 | 0 | 0 | 0 | 0 | 0 | 0 | 0 | 0 | 0 | 0 | 0 | 0 | 0 | 0 | 0 | 0 | 0 | 0 | 0 | 0 | 0 | 0 | 0 | 0 | 0
F4_Commercial_Warehouse_Existing_Food Preparation_Natural Gas_Broiler_E1 | F4 | Commercial | Warehouse | Existing | Food Preparation | Natural Gas | Broiler | E1 | RVT BC Ratio | bar: 2019 to 2051
F4_Commercial_Warehouse_Existing_Food Preparation_Natural Gas_Broiler_E2 | F4 | Commercial | Warehouse | Existing | Food Preparation | Natural Gas | Broiler | E2 | RVT BC Ratio | 3.9184 | 3.943 | 3.9704 | 4.0005 | 4.0349 | 4.0747 | 4.1069 | 4.1379 | 4.1693 | 4.202 | 4.2332 | 4.2619 | 4.2912 | 4.322 | 4.356 | 4.3892 | 4.4245 | 4.4617 | 4.5005 | 4.5401 | 4.5799 | 4.6173 | 4.651 | 4.6808 | 4.7065 | 4.7286 | 4.744 | 4.7554 | 4.7653 | 4.7738 | 4.7822 | 4.7859 | 4.7859
F4_Commercial_Warehouse_Existing_Food Preparation_Natural Gas_Broiler_E3 | F4 | Commercial | Warehouse | Existing | Food Preparation | Natural Gas | Broiler | E3 | RVT BC Ratio | 0 | 0 | 0 | 0 | 0 | 0 | 0 | 0 | 0 | 0 | 0 | 0 | 0 | 0 | 0 | 0 | 0 | 0 | 0 | 0 | 0 | 0 | 0 | 0 | 0 | 0 | 0 | 0 | 0 | 0 | 0 | 0 | 0
F4_Commercial_Warehouse_Existing_Food Preparation_Natural Gas_Broiler_E4 | F4 | Commercial | Warehouse | Existing | Food Preparation | Natural Gas | Broiler | E4 | RVT BC Ratio | 0 | 0 | 0 | 0 | 0 | 0 | 0 | 0 | 0 | 0 | 0 | 0 | 0 | 0 | 0 | 0 | 0 | 0 | 0 | 0 | 0 | 0 | 0 | 0 | 0 | 0 | 0 | 0 | 0 | 0 | 0 | 0 | 0
F4_Commercial_Warehouse_Existing_Food Preparation_Natural Gas_Broiler_E5 | F4 | Commercial | Warehouse | Existing | Food Preparation | Natural Gas | Broiler | E5 | RVT BC Ratio | 0 | 0 | 0 | 0 | 0 | 0 | 0 | 0 | 0 | 0 | 0 | 0 | 0 | 0 | 0 | 0 | 0 | 0 | 0 | 0 | 0 | 0 | 0 | 0 | 0 | 0 | 0 | 0 | 0 | 0 | 0 | 0 | 0
F4_Commercial_Warehouse_Existing_Food Preparation_Natural Gas_Broiler_E6 | F4 | Commercial | Warehouse | Existing | Food Preparation | Natural Gas | Broiler | E6 | RVT BC Ratio | 0 | 0 | 0 | 0 | 0 | 0 | 0 | 0 | 0 | 0 | 0 | 0 | 0 | 0 | 0 | 0 | 0 | 0 | 0 | 0 | 0 | 0 | 0 | 0 | 0 | 0 | 0 | 0 | 0 | 0 | 0 | 0 | 0
F4_Commercial_Warehouse_Existing_Food Preparation_Natural Gas_Broiler_E7 | F4 | Commercial | Warehouse | Existing | Food Preparation | Natural Gas | Broiler | E7 | RVT BC Ratio | 0 | 0 | 0 | 0 | 0 | 0 | 0 | 0 | 0 | 0 | 0 | 0 | 0 | 0 | 0 | 0 | 0 | 0 | 0 | 0 | 0 | 0 | 0 | 0 | 0 | 0 | 0 | 0 | 0 | 0 | 0 | 0 | 0
F4_Commercial_Warehouse_Existing_Food Preparation_Natural Gas_Broiler_E8 | F4 | Commercial | Warehouse | Existing | Food Preparation | Natural Gas | Broiler | E8 | RVT BC Ratio | 0 | 0 | 0 | 0 | 0 | 0 | 0 | 0 | 0 | 0 | 0 | 0 | 0 | 0 | 0 | 0 | 0 | 0 | 0 | 0 | 0 | 0 | 0 | 0 | 0 | 0 | 0 | 0 | 0 | 0 | 0 | 0 | 0
F4_Commercial_Warehouse_Existing_Food Preparation_Natural Gas_Broiler_E9 | F4 | Commercial | Warehouse | Existing | Food Preparation | Natural Gas | Broiler | E9 | RVT BC Ratio | 0 | 0 | 0 | 0 | 0 | 0 | 0 | 0 | 0 | 0 | 0 | 0 | 0 | 0 | 0 | 0 | 0 | 0 | 0 | 0 | 0 | 0 | 0 | 0 | 0 | 0 | 0 | 0 | 0 | 0 | 0 | 0 | 0
F4_Commercial_Warehouse_Existing_Food Preparation_Natural Gas_Broiler_E10 | F4 | Commercial | Warehouse | Existing | Food Preparation | Natural Gas | Broiler | E10 | RVT BC Ratio | 0 | 0 | 0 | 0 | 0 | 0 | 0 | 0 | 0 | 0 | 0 | 0 | 0 | 0 | 0 | 0 | 0 | 0 | 0 | 0 | 0 | 0 | 0 | 0 | 0 | 0 | 0 | 0 | 0 | 0 | 0 | 0 | 0
F5_Commercial_Warehouse_Existing_Food Preparation_Natural Gas_Broiler_E1 | F5 | Commercial | Warehouse | Existing | Food Preparation | Natural Gas | Broiler | E1 | RIM BC Ratio | bar: 2019 to 2051
F5_Commercial_Warehouse_Existing_Food Preparation_Natural Gas_Broiler_E2 | F5 | Commercial | Warehouse | Existing | Food Preparation | Natural Gas | Broiler | E2 | RIM BC Ratio | 0.65228 | 0.65336 | 0.65455 | 0.65584 | 0.65729 | 0.65894 | 0.66026 | 0.6615 | 0.66275 | 0.66403 | 0.66523 | 0.66632 | 0.66742 | 0.66856 | 0.6698 | 0.67099 | 0.67224 | 0.67353 | 0.67486 | 0.6762 | 0.67752 | 0.67874 | 0.67982 | 0.68077 | 0.68157 | 0.68226 | 0.68274 | 0.68309 | 0.68339 | 0.68365 | 0.6839 | 0.68401 | 0.68401
F5_Commercial_Warehouse_Existing_Food Preparation_Natural Gas_Broiler_E3 | F5 | Commercial | Warehouse | Existing | Food Preparation | Natural Gas | Broiler | E3 | RIM BC Ratio | 0 | 0 | 0 | 0 | 0 | 0 | 0 | 0 | 0 | 0 | 0 | 0 | 0 | 0 | 0 | 0 | 0 | 0 | 0 | 0 | 0 | 0 | 0 | 0 | 0 | 0 | 0 | 0 | 0 | 0 | 0 | 0 | 0
F5_Commercial_Warehouse_Existing_Food Preparation_Natural Gas_Broiler_E4 | F5 | Commercial | Warehouse | Existing | Food Preparation | Natural Gas | Broiler | E4 | RIM BC Ratio | 0 | 0 | 0 | 0 | 0 | 0 | 0 | 0 | 0 | 0 | 0 | 0 | 0 | 0 | 0 | 0 | 0 | 0 | 0 | 0 | 0 | 0 | 0 | 0 | 0 | 0 | 0 | 0 | 0 | 0 | 0 | 0 | 0
F5_Commercial_Warehouse_Existing_Food Preparation_Natural Gas_Broiler_E5 | F5 | Commercial | Warehouse | Existing | Food Preparation | Natural Gas | Broiler | E5 | RIM BC Ratio | 0 | 0 | 0 | 0 | 0 | 0 | 0 | 0 | 0 | 0 | 0 | 0 | 0 | 0 | 0 | 0 | 0 | 0 | 0 | 0 | 0 | 0 | 0 | 0 | 0 | 0 | 0 | 0 | 0 | 0 | 0 | 0 | 0
F5_Commercial_Warehouse_Existing_Food Preparation_Natural Gas_Broiler_E6 | F5 | Commercial | Warehouse | Existing | Food Preparation | Natural Gas | Broiler | E6 | RIM BC Ratio | 0 | 0 | 0 | 0 | 0 | 0 | 0 | 0 | 0 | 0 | 0 | 0 | 0 | 0 | 0 | 0 | 0 | 0 | 0 | 0 | 0 | 0 | 0 | 0 | 0 | 0 | 0 | 0 | 0 | 0 | 0 | 0 | 0
F5_Commercial_Warehouse_Existing_Food Preparation_Natural Gas_Broiler_E7 | F5 | Commercial | Warehouse | Existing | Food Preparation | Natural Gas | Broiler | E7 | RIM BC Ratio | 0 | 0 | 0 | 0 | 0 | 0 | 0 | 0 | 0 | 0 | 0 | 0 | 0 | 0 | 0 | 0 | 0 | 0 | 0 | 0 | 0 | 0 | 0 | 0 | 0 | 0 | 0 | 0 | 0 | 0 | 0 | 0 | 0
F5_Commercial_Warehouse_Existing_Food Preparation_Natural Gas_Broiler_E8 | F5 | Commercial | Warehouse | Existing | Food Preparation | Natural Gas | Broiler | E8 | RIM BC Ratio | 0 | 0 | 0 | 0 | 0 | 0 | 0 | 0 | 0 | 0 | 0 | 0 | 0 | 0 | 0 | 0 | 0 | 0 | 0 | 0 | 0 | 0 | 0 | 0 | 0 | 0 | 0 | 0 | 0 | 0 | 0 | 0 | 0
F5_Commercial_Warehouse_Existing_Food Preparation_Natural Gas_Broiler_E9 | F5 | Commercial | Warehouse | Existing | Food Preparation | Natural Gas | Broiler | E9 | RIM BC Ratio | 0 | 0 | 0 | 0 | 0 | 0 | 0 | 0 | 0 | 0 | 0 | 0 | 0 | 0 | 0 | 0 | 0 | 0 | 0 | 0 | 0 | 0 | 0 | 0 | 0 | 0 | 0 | 0 | 0 | 0 | 0 | 0 | 0
F5_Commercial_Warehouse_Existing_Food Preparation_Natural Gas_Broiler_E10 | F5 | Commercial | Warehouse | Existing | Food Preparation | Natural Gas | Broiler | E10 | RIM BC Ratio | 0 | 0 | 0 | 0 | 0 | 0 | 0 | 0 | 0 | 0 | 0 | 0 | 0 | 0 | 0 | 0 | 0 | 0 | 0 | 0 | 0 | 0 | 0 | 0 | 0 | 0 | 0 | 0 | 0 | 0 | 0 | 0 | 0
F0_Commercial_Warehouse_Existing_Food Preparation_Natural Gas_Griddle_E0 | F0 | Commercial | Warehouse | Existing | Food Preparation | Natural Gas | Griddle | E0 | Economic Unit | Standard | Standard | Standard | Standard | Standard | Standard | Standard | Standard | Standard | Standard | Standard | Standard | Standard | Standard | Standard | Standard | Standard | Standard | Standard | Standard | Standard | Standard | Standard | Standard | Standard | Standard | ENERGY STAR | ENERGY STAR | ENERGY STAR | ENERGY STAR | ENERGY STAR | ENERGY STAR | ENERGY STAR
F1_Commercial_Warehouse_Existing_Food Preparation_Natural Gas_Griddle_E1 | F1 | Commercial | Warehouse | Existing | Food Preparation | Natural Gas | Griddle | E1 | CCE | 0 | 0 | 0 | 0 | 0 | 0 | 0 | 0 | 0 | 0 | 0 | 0 | 0 | 0 | 0 | 0 | 0 | 0 | 0 | 0 | 0 | 0 | 0 | 0 | 0 | 0 | 0 | 0 | 0 | 0 | 0 | 0 | 0
F1_Commercial_Warehouse_Existing_Food Preparation_Natural Gas_Griddle_E2 | F1 | Commercial | Warehouse | Existing | Food Preparation | Natural Gas | Griddle | E2 | CCE | 1.768 | 1.768 | 1.768 | 1.768 | 1.768 | 1.768 | 1.768 | 1.768 | 1.768 | 1.768 | 1.768 | 1.768 | 1.768 | 1.768 | 1.768 | 1.768 | 1.768 | 1.768 | 1.768 | 1.768 | 1.768 | 1.768 | 1.768 | 1.768 | 1.768 | 1.768 | 1.768 | 1.768 | 1.768 | 1.768 | 1.768 | 1.768 | 1.768
F1_Commercial_Warehouse_Existing_Food Preparation_Natural Gas_Griddle_E3 | F1 | Commercial | Warehouse | Existing | Food Preparation | Natural Gas | Griddle | E3 | CCE | 0 | 0 | 0 | 0 | 0 | 0 | 0 | 0 | 0 | 0 | 0 | 0 | 0 | 0 | 0 | 0 | 0 | 0 | 0 | 0 | 0 | 0 | 0 | 0 | 0 | 0 | 0 | 0 | 0 | 0 | 0 | 0 | 0
F1_Commercial_Warehouse_Existing_Food Preparation_Natural Gas_Griddle_E4 | F1 | Commercial | Warehouse | Existing | Food Preparation | Natural Gas | Griddle | E4 | CCE | 0 | 0 | 0 | 0 | 0 | 0 | 0 | 0 | 0 | 0 | 0 | 0 | 0 | 0 | 0 | 0 | 0 | 0 | 0 | 0 | 0 | 0 | 0 | 0 | 0 | 0 | 0 | 0 | 0 | 0 | 0 | 0 | 0
F1_Commercial_Warehouse_Existing_Food Preparation_Natural Gas_Griddle_E5 | F1 | Commercial | Warehouse | Existing | Food Preparation | Natural Gas | Griddle | E5 | CCE | 0 | 0 | 0 | 0 | 0 | 0 | 0 | 0 | 0 | 0 | 0 | 0 | 0 | 0 | 0 | 0 | 0 | 0 | 0 | 0 | 0 | 0 | 0 | 0 | 0 | 0 | 0 | 0 | 0 | 0 | 0 | 0 | 0
F1_Commercial_Warehouse_Existing_Food Preparation_Natural Gas_Griddle_E6 | F1 | Commercial | Warehouse | Existing | Food Preparation | Natural Gas | Griddle | E6 | CCE | 0 | 0 | 0 | 0 | 0 | 0 | 0 | 0 | 0 | 0 | 0 | 0 | 0 | 0 | 0 | 0 | 0 | 0 | 0 | 0 | 0 | 0 | 0 | 0 | 0 | 0 | 0 | 0 | 0 | 0 | 0 | 0 | 0
F1_Commercial_Warehouse_Existing_Food Preparation_Natural Gas_Griddle_E7 | F1 | Commercial | Warehouse | Existing | Food Preparation | Natural Gas | Griddle | E7 | CCE | 0 | 0 | 0 | 0 | 0 | 0 | 0 | 0 | 0 | 0 | 0 | 0 | 0 | 0 | 0 | 0 | 0 | 0 | 0 | 0 | 0 | 0 | 0 | 0 | 0 | 0 | 0 | 0 | 0 | 0 | 0 | 0 | 0
F1_Commercial_Warehouse_Existing_Food Preparation_Natural Gas_Griddle_E8 | F1 | Commercial | Warehouse | Existing | Food Preparation | Natural Gas | Griddle | E8 | CCE | 0 | 0 | 0 | 0 | 0 | 0 | 0 | 0 | 0 | 0 | 0 | 0 | 0 | 0 | 0 | 0 | 0 | 0 | 0 | 0 | 0 | 0 | 0 | 0 | 0 | 0 | 0 | 0 | 0 | 0 | 0 | 0 | 0
F1_Commercial_Warehouse_Existing_Food Preparation_Natural Gas_Griddle_E9 | F1 | Commercial | Warehouse | Existing | Food Preparation | Natural Gas | Griddle | E9 | CCE | 0 | 0 | 0 | 0 | 0 | 0 | 0 | 0 | 0 | 0 | 0 | 0 | 0 | 0 | 0 | 0 | 0 | 0 | 0 | 0 | 0 | 0 | 0 | 0 | 0 | 0 | 0 | 0 | 0 | 0 | 0 | 0 | 0
F1_Commercial_Warehouse_Existing_Food Preparation_Natural Gas_Griddle_E10 | F1 | Commercial | Warehouse | Existing | Food Preparation | Natural Gas | Griddle | E10 | CCE | 0 | 0 | 0 | 0 | 0 | 0 | 0 | 0 | 0 | 0 | 0 | 0 | 0 | 0 | 0 | 0 | 0 | 0 | 0 | 0 | 0 | 0 | 0 | 0 | 0 | 0 | 0 | 0 | 0 | 0 | 0 | 0 | 0
F2_Commercial_Warehouse_Existing_Food Preparation_Natural Gas_Griddle_E1 | F2 | Commercial | Warehouse | Existing | Food Preparation | Natural Gas | Griddle | E1 | TRC BC Ratio | bar: 2019 to 2051
F2_Commercial_Warehouse_Existing_Food Preparation_Natural Gas_Griddle_E2 | F2 | Commercial | Warehouse | Existing | Food Preparation | Natural Gas | Griddle | E2 | TRC BC Ratio | 0.79587 | 0.80193 | 0.80871 | 0.81616 | 0.82466 | 0.8345 | 0.84247 | 0.85013 | 0.8579 | 0.86599 | 0.87371 | 0.8808 | 0.88805 | 0.89566 | 0.90406 | 0.91228 | 0.921 | 0.9302 | 0.9398 | 0.94959 | 0.95944 | 0.96867 | 0.97701 | 0.98437 | 0.99074 | 0.99622 | 1 | 1.0028 | 1.0053 | 1.0074 | 1.0094 | 1.0104 | 1.0104
F2_Commercial_Warehouse_Existing_Food Preparation_Natural Gas_Griddle_E3 | F2 | Commercial | Warehouse | Existing | Food Preparation | Natural Gas | Griddle | E3 | TRC BC Ratio | 0 | 0 | 0 | 0 | 0 | 0 | 0 | 0 | 0 | 0 | 0 | 0 | 0 | 0 | 0 | 0 | 0 | 0 | 0 | 0 | 0 | 0 | 0 | 0 | 0 | 0 | 0 | 0 | 0 | 0 | 0 | 0 | 0
F2_Commercial_Warehouse_Existing_Food Preparation_Natural Gas_Griddle_E4 | F2 | Commercial | Warehouse | Existing | Food Preparation | Natural Gas | Griddle | E4 | TRC BC Ratio | 0 | 0 | 0 | 0 | 0 | 0 | 0 | 0 | 0 | 0 | 0 | 0 | 0 | 0 | 0 | 0 | 0 | 0 | 0 | 0 | 0 | 0 | 0 | 0 | 0 | 0 | 0 | 0 | 0 | 0 | 0 | 0 | 0
F2_Commercial_Warehouse_Existing_Food Preparation_Natural Gas_Griddle_E5 | F2 | Commercial | Warehouse | Existing | Food Preparation | Natural Gas | Griddle | E5 | TRC BC Ratio | 0 | 0 | 0 | 0 | 0 | 0 | 0 | 0 | 0 | 0 | 0 | 0 | 0 | 0 | 0 | 0 | 0 | 0 | 0 | 0 | 0 | 0 | 0 | 0 | 0 | 0 | 0 | 0 | 0 | 0 | 0 | 0 | 0
F2_Commercial_Warehouse_Existing_Food Preparation_Natural Gas_Griddle_E6 | F2 | Commercial | Warehouse | Existing | Food Preparation | Natural Gas | Griddle | E6 | TRC BC Ratio | 0 | 0 | 0 | 0 | 0 | 0 | 0 | 0 | 0 | 0 | 0 | 0 | 0 | 0 | 0 | 0 | 0 | 0 | 0 | 0 | 0 | 0 | 0 | 0 | 0 | 0 | 0 | 0 | 0 | 0 | 0 | 0 | 0
F2_Commercial_Warehouse_Existing_Food Preparation_Natural Gas_Griddle_E7 | F2 | Commercial | Warehouse | Existing | Food Preparation | Natural Gas | Griddle | E7 | TRC BC Ratio | 0 | 0 | 0 | 0 | 0 | 0 | 0 | 0 | 0 | 0 | 0 | 0 | 0 | 0 | 0 | 0 | 0 | 0 | 0 | 0 | 0 | 0 | 0 | 0 | 0 | 0 | 0 | 0 | 0 | 0 | 0 | 0 | 0
F2_Commercial_Warehouse_Existing_Food Preparation_Natural Gas_Griddle_E8 | F2 | Commercial | Warehouse | Existing | Food Preparation | Natural Gas | Griddle | E8 | TRC BC Ratio | 0 | 0 | 0 | 0 | 0 | 0 | 0 | 0 | 0 | 0 | 0 | 0 | 0 | 0 | 0 | 0 | 0 | 0 | 0 | 0 | 0 | 0 | 0 | 0 | 0 | 0 | 0 | 0 | 0 | 0 | 0 | 0 | 0
F2_Commercial_Warehouse_Existing_Food Preparation_Natural Gas_Griddle_E9 | F2 | Commercial | Warehouse | Existing | Food Preparation | Natural Gas | Griddle | E9 | TRC BC Ratio | 0 | 0 | 0 | 0 | 0 | 0 | 0 | 0 | 0 | 0 | 0 | 0 | 0 | 0 | 0 | 0 | 0 | 0 | 0 | 0 | 0 | 0 | 0 | 0 | 0 | 0 | 0 | 0 | 0 | 0 | 0 | 0 | 0
F2_Commercial_Warehouse_Existing_Food Preparation_Natural Gas_Griddle_E10 | F2 | Commercial | Warehouse | Existing | Food Preparation | Natural Gas | Griddle | E10 | TRC BC Ratio | 0 | 0 | 0 | 0 | 0 | 0 | 0 | 0 | 0 | 0 | 0 | 0 | 0 | 0 | 0 | 0 | 0 | 0 | 0 | 0 | 0 | 0 | 0 | 0 | 0 | 0 | 0 | 0 | 0 | 0 | 0 | 0 | 0
F3_Commercial_Warehouse_Existing_Food Preparation_Natural Gas_Griddle_E1 | F3 | Commercial | Warehouse | Existing | Food Preparation | Natural Gas | Griddle | E1 | PACT BC Ratio | bar: 2019 to 2051
F3_Commercial_Warehouse_Existing_Food Preparation_Natural Gas_Griddle_E2 | F3 | Commercial | Warehouse | Existing | Food Preparation | Natural Gas | Griddle | E2 | PACT BC Ratio | 1.0612 | 1.0692 | 1.0783 | 1.0882 | 1.0996 | 1.1127 | 1.1233 | 1.1335 | 1.1439 | 1.1547 | 1.1649 | 1.1744 | 1.1841 | 1.1942 | 1.2054 | 1.2164 | 1.228 | 1.2403 | 1.2531 | 1.2661 | 1.2793 | 1.2916 | 1.3027 | 1.3125 | 1.321 | 1.3283 | 1.3333 | 1.3371 | 1.3404 | 1.3432 | 1.3459 | 1.3472 | 1.3472
F3_Commercial_Warehouse_Existing_Food Preparation_Natural Gas_Griddle_E3 | F3 | Commercial | Warehouse | Existing | Food Preparation | Natural Gas | Griddle | E3 | PACT BC Ratio | 0 | 0 | 0 | 0 | 0 | 0 | 0 | 0 | 0 | 0 | 0 | 0 | 0 | 0 | 0 | 0 | 0 | 0 | 0 | 0 | 0 | 0 | 0 | 0 | 0 | 0 | 0 | 0 | 0 | 0 | 0 | 0 | 0
F3_Commercial_Warehouse_Existing_Food Preparation_Natural Gas_Griddle_E4 | F3 | Commercial | Warehouse | Existing | Food Preparation | Natural Gas | Griddle | E4 | PACT BC Ratio | 0 | 0 | 0 | 0 | 0 | 0 | 0 | 0 | 0 | 0 | 0 | 0 | 0 | 0 | 0 | 0 | 0 | 0 | 0 | 0 | 0 | 0 | 0 | 0 | 0 | 0 | 0 | 0 | 0 | 0 | 0 | 0 | 0
F3_Commercial_Warehouse_Existing_Food Preparation_Natural Gas_Griddle_E5 | F3 | Commercial | Warehouse | Existing | Food Preparation | Natural Gas | Griddle | E5 | PACT BC Ratio | 0 | 0 | 0 | 0 | 0 | 0 | 0 | 0 | 0 | 0 | 0 | 0 | 0 | 0 | 0 | 0 | 0 | 0 | 0 | 0 | 0 | 0 | 0 | 0 | 0 | 0 | 0 | 0 | 0 | 0 | 0 | 0 | 0
F3_Commercial_Warehouse_Existing_Food Preparation_Natural Gas_Griddle_E6 | F3 | Commercial | Warehouse | Existing | Food Preparation | Natural Gas | Griddle | E6 | PACT BC Ratio | 0 | 0 | 0 | 0 | 0 | 0 | 0 | 0 | 0 | 0 | 0 | 0 | 0 | 0 | 0 | 0 | 0 | 0 | 0 | 0 | 0 | 0 | 0 | 0 | 0 | 0 | 0 | 0 | 0 | 0 | 0 | 0 | 0
F3_Commercial_Warehouse_Existing_Food Preparation_Natural Gas_Griddle_E7 | F3 | Commercial | Warehouse | Existing | Food Preparation | Natural Gas | Griddle | E7 | PACT BC Ratio | 0 | 0 | 0 | 0 | 0 | 0 | 0 | 0 | 0 | 0 | 0 | 0 | 0 | 0 | 0 | 0 | 0 | 0 | 0 | 0 | 0 | 0 | 0 | 0 | 0 | 0 | 0 | 0 | 0 | 0 | 0 | 0 | 0
F3_Commercial_Warehouse_Existing_Food Preparation_Natural Gas_Griddle_E8 | F3 | Commercial | Warehouse | Existing | Food Preparation | Natural Gas | Griddle | E8 | PACT BC Ratio | 0 | 0 | 0 | 0 | 0 | 0 | 0 | 0 | 0 | 0 | 0 | 0 | 0 | 0 | 0 | 0 | 0 | 0 | 0 | 0 | 0 | 0 | 0 | 0 | 0 | 0 | 0 | 0 | 0 | 0 | 0 | 0 | 0
F3_Commercial_Warehouse_Existing_Food Preparation_Natural Gas_Griddle_E9 | F3 | Commercial | Warehouse | Existing | Food Preparation | Natural Gas | Griddle | E9 | PACT BC Ratio | 0 | 0 | 0 | 0 | 0 | 0 | 0 | 0 | 0 | 0 | 0 | 0 | 0 | 0 | 0 | 0 | 0 | 0 | 0 | 0 | 0 | 0 | 0 | 0 | 0 | 0 | 0 | 0 | 0 | 0 | 0 | 0 | 0
F3_Commercial_Warehouse_Existing_Food Preparation_Natural Gas_Griddle_E10 | F3 | Commercial | Warehouse | Existing | Food Preparation | Natural Gas | Griddle | E10 | PACT BC Ratio | 0 | 0 | 0 | 0 | 0 | 0 | 0 | 0 | 0 | 0 | 0 | 0 | 0 | 0 | 0 | 0 | 0 | 0 | 0 | 0 | 0 | 0 | 0 | 0 | 0 | 0 | 0 | 0 | 0 | 0 | 0 | 0 | 0
F4_Commercial_Warehouse_Existing_Food Preparation_Natural Gas_Griddle_E1 | F4 | Commercial | Warehouse | Existing | Food Preparation | Natural Gas | Griddle | E1 | RVT BC Ratio | bar: 2019 to 2051
F4_Commercial_Warehouse_Existing_Food Preparation_Natural Gas_Griddle_E2 | F4 | Commercial | Warehouse | Existing | Food Preparation | Natural Gas | Griddle | E2 | RVT BC Ratio | 1.8442 | 1.8529 | 1.8627 | 1.8734 | 1.8856 | 1.8997 | 1.9112 | 1.9222 | 1.9334 | 1.945 | 1.9561 | 1.9663 | 1.9767 | 1.9877 | 1.9998 | 2.0116 | 2.0241 | 2.0373 | 2.0511 | 2.0652 | 2.0794 | 2.0926 | 2.1046 | 2.1152 | 2.1244 | 2.1322 | 2.1377 | 2.1418 | 2.1453 | 2.1483 | 2.1513 | 2.1526 | 2.1526
F4_Commercial_Warehouse_Existing_Food Preparation_Natural Gas_Griddle_E3 | F4 | Commercial | Warehouse | Existing | Food Preparation | Natural Gas | Griddle | E3 | RVT BC Ratio | 0 | 0 | 0 | 0 | 0 | 0 | 0 | 0 | 0 | 0 | 0 | 0 | 0 | 0 | 0 | 0 | 0 | 0 | 0 | 0 | 0 | 0 | 0 | 0 | 0 | 0 | 0 | 0 | 0 | 0 | 0 | 0 | 0
F4_Commercial_Warehouse_Existing_Food Preparation_Natural Gas_Griddle_E4 | F4 | Commercial | Warehouse | Existing | Food Preparation | Natural Gas | Griddle | E4 | RVT BC Ratio | 0 | 0 | 0 | 0 | 0 | 0 | 0 | 0 | 0 | 0 | 0 | 0 | 0 | 0 | 0 | 0 | 0 | 0 | 0 | 0 | 0 | 0 | 0 | 0 | 0 | 0 | 0 | 0 | 0 | 0 | 0 | 0 | 0
F4_Commercial_Warehouse_Existing_Food Preparation_Natural Gas_Griddle_E5 | F4 | Commercial | Warehouse | Existing | Food Preparation | Natural Gas | Griddle | E5 | RVT BC Ratio | 0 | 0 | 0 | 0 | 0 | 0 | 0 | 0 | 0 | 0 | 0 | 0 | 0 | 0 | 0 | 0 | 0 | 0 | 0 | 0 | 0 | 0 | 0 | 0 | 0 | 0 | 0 | 0 | 0 | 0 | 0 | 0 | 0
F4_Commercial_Warehouse_Existing_Food Preparation_Natural Gas_Griddle_E6 | F4 | Commercial | Warehouse | Existing | Food Preparation | Natural Gas | Griddle | E6 | RVT BC Ratio | 0 | 0 | 0 | 0 | 0 | 0 | 0 | 0 | 0 | 0 | 0 | 0 | 0 | 0 | 0 | 0 | 0 | 0 | 0 | 0 | 0 | 0 | 0 | 0 | 0 | 0 | 0 | 0 | 0 | 0 | 0 | 0 | 0
F4_Commercial_Warehouse_Existing_Food Preparation_Natural Gas_Griddle_E7 | F4 | Commercial | Warehouse | Existing | Food Preparation | Natural Gas | Griddle | E7 | RVT BC Ratio | 0 | 0 | 0 | 0 | 0 | 0 | 0 | 0 | 0 | 0 | 0 | 0 | 0 | 0 | 0 | 0 | 0 | 0 | 0 | 0 | 0 | 0 | 0 | 0 | 0 | 0 | 0 | 0 | 0 | 0 | 0 | 0 | 0
F4_Commercial_Warehouse_Existing_Food Preparation_Natural Gas_Griddle_E8 | F4 | Commercial | Warehouse | Existing | Food Preparation | Natural Gas | Griddle | E8 | RVT BC Ratio | 0 | 0 | 0 | 0 | 0 | 0 | 0 | 0 | 0 | 0 | 0 | 0 | 0 | 0 | 0 | 0 | 0 | 0 | 0 | 0 | 0 | 0 | 0 | 0 | 0 | 0 | 0 | 0 | 0 | 0 | 0 | 0 | 0
F4_Commercial_Warehouse_Existing_Food Preparation_Natural Gas_Griddle_E9 | F4 | Commercial | Warehouse | Existing | Food Preparation | Natural Gas | Griddle | E9 | RVT BC Ratio | 0 | 0 | 0 | 0 | 0 | 0 | 0 | 0 | 0 | 0 | 0 | 0 | 0 | 0 | 0 | 0 | 0 | 0 | 0 | 0 | 0 | 0 | 0 | 0 | 0 | 0 | 0 | 0 | 0 | 0 | 0 | 0 | 0
F4_Commercial_Warehouse_Existing_Food Preparation_Natural Gas_Griddle_E10 | F4 | Commercial | Warehouse | Existing | Food Preparation | Natural Gas | Griddle | E10 | RVT BC Ratio | 0 | 0 | 0 | 0 | 0 | 0 | 0 | 0 | 0 | 0 | 0 | 0 | 0 | 0 | 0 | 0 | 0 | 0 | 0 | 0 | 0 | 0 | 0 | 0 | 0 | 0 | 0 | 0 | 0 | 0 | 0 | 0 | 0
F5_Commercial_Warehouse_Existing_Food Preparation_Natural Gas_Griddle_E1 | F5 | Commercial | Warehouse | Existing | Food Preparation | Natural Gas | Griddle | E1 | RIM BC Ratio | bar: 2019 to 2051
F5_Commercial_Warehouse_Existing_Food Preparation_Natural Gas_Griddle_E2 | F5 | Commercial | Warehouse | Existing | Food Preparation | Natural Gas | Griddle | E2 | RIM BC Ratio | 0.46719 | 0.46876 | 0.47048 | 0.47237 | 0.47449 | 0.47691 | 0.47886 | 0.4807 | 0.48256 | 0.48447 | 0.48627 | 0.48791 | 0.48957 | 0.4913 | 0.49318 | 0.49501 | 0.49692 | 0.49892 | 0.50097 | 0.50305 | 0.50511 | 0.50702 | 0.50872 | 0.51021 | 0.51149 | 0.51258 | 0.51333 | 0.51389 | 0.51437 | 0.51478 | 0.51519 | 0.51537 | 0.51537
F5_Commercial_Warehouse_Existing_Food Preparation_Natural Gas_Griddle_E3 | F5 | Commercial | Warehouse | Existing | Food Preparation | Natural Gas | Griddle | E3 | RIM BC Ratio | 0 | 0 | 0 | 0 | 0 | 0 | 0 | 0 | 0 | 0 | 0 | 0 | 0 | 0 | 0 | 0 | 0 | 0 | 0 | 0 | 0 | 0 | 0 | 0 | 0 | 0 | 0 | 0 | 0 | 0 | 0 | 0 | 0
F5_Commercial_Warehouse_Existing_Food Preparation_Natural Gas_Griddle_E4 | F5 | Commercial | Warehouse | Existing | Food Preparation | Natural Gas | Griddle | E4 | RIM BC Ratio | 0 | 0 | 0 | 0 | 0 | 0 | 0 | 0 | 0 | 0 | 0 | 0 | 0 | 0 | 0 | 0 | 0 | 0 | 0 | 0 | 0 | 0 | 0 | 0 | 0 | 0 | 0 | 0 | 0 | 0 | 0 | 0 | 0
F5_Commercial_Warehouse_Existing_Food Preparation_Natural Gas_Griddle_E5 | F5 | Commercial | Warehouse | Existing | Food Preparation | Natural Gas | Griddle | E5 | RIM BC Ratio | 0 | 0 | 0 | 0 | 0 | 0 | 0 | 0 | 0 | 0 | 0 | 0 | 0 | 0 | 0 | 0 | 0 | 0 | 0 | 0 | 0 | 0 | 0 | 0 | 0 | 0 | 0 | 0 | 0 | 0 | 0 | 0 | 0
F5_Commercial_Warehouse_Existing_Food Preparation_Natural Gas_Griddle_E6 | F5 | Commercial | Warehouse | Existing | Food Preparation | Natural Gas | Griddle | E6 | RIM BC Ratio | 0 | 0 | 0 | 0 | 0 | 0 | 0 | 0 | 0 | 0 | 0 | 0 | 0 | 0 | 0 | 0 | 0 | 0 | 0 | 0 | 0 | 0 | 0 | 0 | 0 | 0 | 0 | 0 | 0 | 0 | 0 | 0 | 0
F5_Commercial_Warehouse_Existing_Food Preparation_Natural Gas_Griddle_E7 | F5 | Commercial | Warehouse | Existing | Food Preparation | Natural Gas | Griddle | E7 | RIM BC Ratio | 0 | 0 | 0 | 0 | 0 | 0 | 0 | 0 | 0 | 0 | 0 | 0 | 0 | 0 | 0 | 0 | 0 | 0 | 0 | 0 | 0 | 0 | 0 | 0 | 0 | 0 | 0 | 0 | 0 | 0 | 0 | 0 | 0
F5_Commercial_Warehouse_Existing_Food Preparation_Natural Gas_Griddle_E8 | F5 | Commercial | Warehouse | Existing | Food Preparation | Natural Gas | Griddle | E8 | RIM BC Ratio | 0 | 0 | 0 | 0 | 0 | 0 | 0 | 0 | 0 | 0 | 0 | 0 | 0 | 0 | 0 | 0 | 0 | 0 | 0 | 0 | 0 | 0 | 0 | 0 | 0 | 0 | 0 | 0 | 0 | 0 | 0 | 0 | 0
F5_Commercial_Warehouse_Existing_Food Preparation_Natural Gas_Griddle_E9 | F5 | Commercial | Warehouse | Existing | Food Preparation | Natural Gas | Griddle | E9 | RIM BC Ratio | 0 | 0 | 0 | 0 | 0 | 0 | 0 | 0 | 0 | 0 | 0 | 0 | 0 | 0 | 0 | 0 | 0 | 0 | 0 | 0 | 0 | 0 | 0 | 0 | 0 | 0 | 0 | 0 | 0 | 0 | 0 | 0 | 0
F5_Commercial_Warehouse_Existing_Food Preparation_Natural Gas_Griddle_E10 | F5 | Commercial | Warehouse | Existing | Food Preparation | Natural Gas | Griddle | E10 | RIM BC Ratio | 0 | 0 | 0 | 0 | 0 | 0 | 0 | 0 | 0 | 0 | 0 | 0 | 0 | 0 | 0 | 0 | 0 | 0 | 0 | 0 | 0 | 0 | 0 | 0 | 0 | 0 | 0 | 0 | 0 | 0 | 0 | 0 | 0
F0_Commercial_Warehouse_Existing_Food Preparation_Natural Gas_Range_E0 | F0 | Commercial | Warehouse | Existing | Food Preparation | Natural Gas | Range | E0 | Economic Unit | High Efficiency | High Efficiency | High Efficiency | High Efficiency | High Efficiency | High Efficiency | High Efficiency | High Efficiency | High Efficiency | High Efficiency | High Efficiency | High Efficiency | High Efficiency | High Efficiency | High Efficiency | High Efficiency | High Efficiency | High Efficiency | High Efficiency | High Efficiency | High Efficiency | High Efficiency | High Efficiency | High Efficiency | High Efficiency | High Efficiency | High Efficiency | High Efficiency | High Efficiency | High Efficiency | High Efficiency | High Efficiency | High Efficiency
F1_Commercial_Warehouse_Existing_Food Preparation_Natural Gas_Range_E1 | F1 | Commercial | Warehouse | Existing | Food Preparation | Natural Gas | Range | E1 | CCE | 0 | 0 | 0 | 0 | 0 | 0 | 0 | 0 | 0 | 0 | 0 | 0 | 0 | 0 | 0 | 0 | 0 | 0 | 0 | 0 | 0 | 0 | 0 | 0 | 0 | 0 | 0 | 0 | 0 | 0 | 0 | 0 | 0
F1_Commercial_Warehouse_Existing_Food Preparation_Natural Gas_Range_E2 | F1 | Commercial | Warehouse | Existing | Food Preparation | Natural Gas | Range | E2 | CCE | 0.00052644 | 0.00052644 | 0.00052644 | 0.00052644 | 0.00052644 | 0.00052644 | 0.00052644 | 0.00052644 | 0.00052644 | 0.00052644 | 0.00052644 | 0.00052644 | 0.00052644 | 0.00052644 | 0.00052644 | 0.00052644 | 0.00052644 | 0.00052644 | 0.00052644 | 0.00052644 | 0.00052644 | 0.00052644 | 0.00052644 | 0.00052644 | 0.00052644 | 0.00052644 | 0.00052644 | 0.00052644 | 0.00052644 | 0.00052644 | 0.00052644 | 0.00052644 | 0.00052644
F1_Commercial_Warehouse_Existing_Food Preparation_Natural Gas_Range_E3 | F1 | Commercial | Warehouse | Existing | Food Preparation | Natural Gas | Range | E3 | CCE | 0 | 0 | 0 | 0 | 0 | 0 | 0 | 0 | 0 | 0 | 0 | 0 | 0 | 0 | 0 | 0 | 0 | 0 | 0 | 0 | 0 | 0 | 0 | 0 | 0 | 0 | 0 | 0 | 0 | 0 | 0 | 0 | 0
F1_Commercial_Warehouse_Existing_Food Preparation_Natural Gas_Range_E4 | F1 | Commercial | Warehouse | Existing | Food Preparation | Natural Gas | Range | E4 | CCE | 0 | 0 | 0 | 0 | 0 | 0 | 0 | 0 | 0 | 0 | 0 | 0 | 0 | 0 | 0 | 0 | 0 | 0 | 0 | 0 | 0 | 0 | 0 | 0 | 0 | 0 | 0 | 0 | 0 | 0 | 0 | 0 | 0
F1_Commercial_Warehouse_Existing_Food Preparation_Natural Gas_Range_E5 | F1 | Commercial | Warehouse | Existing | Food Preparation | Natural Gas | Range | E5 | CCE | 0 | 0 | 0 | 0 | 0 | 0 | 0 | 0 | 0 | 0 | 0 | 0 | 0 | 0 | 0 | 0 | 0 | 0 | 0 | 0 | 0 | 0 | 0 | 0 | 0 | 0 | 0 | 0 | 0 | 0 | 0 | 0 | 0
F1_Commercial_Warehouse_Existing_Food Preparation_Natural Gas_Range_E6 | F1 | Commercial | Warehouse | Existing | Food Preparation | Natural Gas | Range | E6 | CCE | 0 | 0 | 0 | 0 | 0 | 0 | 0 | 0 | 0 | 0 | 0 | 0 | 0 | 0 | 0 | 0 | 0 | 0 | 0 | 0 | 0 | 0 | 0 | 0 | 0 | 0 | 0 | 0 | 0 | 0 | 0 | 0 | 0
F1_Commercial_Warehouse_Existing_Food Preparation_Natural Gas_Range_E7 | F1 | Commercial | Warehouse | Existing | Food Preparation | Natural Gas | Range | E7 | CCE | 0 | 0 | 0 | 0 | 0 | 0 | 0 | 0 | 0 | 0 | 0 | 0 | 0 | 0 | 0 | 0 | 0 | 0 | 0 | 0 | 0 | 0 | 0 | 0 | 0 | 0 | 0 | 0 | 0 | 0 | 0 | 0 | 0
F1_Commercial_Warehouse_Existing_Food Preparation_Natural Gas_Range_E8 | F1 | Commercial | Warehouse | Existing | Food Preparation | Natural Gas | Range | E8 | CCE | 0 | 0 | 0 | 0 | 0 | 0 | 0 | 0 | 0 | 0 | 0 | 0 | 0 | 0 | 0 | 0 | 0 | 0 | 0 | 0 | 0 | 0 | 0 | 0 | 0 | 0 | 0 | 0 | 0 | 0 | 0 | 0 | 0
F1_Commercial_Warehouse_Existing_Food Preparation_Natural Gas_Range_E9 | F1 | Commercial | Warehouse | Existing | Food Preparation | Natural Gas | Range | E9 | CCE | 0 | 0 | 0 | 0 | 0 | 0 | 0 | 0 | 0 | 0 | 0 | 0 | 0 | 0 | 0 | 0 | 0 | 0 | 0 | 0 | 0 | 0 | 0 | 0 | 0 | 0 | 0 | 0 | 0 | 0 | 0 | 0 | 0
F1_Commercial_Warehouse_Existing_Food Preparation_Natural Gas_Range_E10 | F1 | Commercial | Warehouse | Existing | Food Preparation | Natural Gas | Range | E10 | CCE | 0 | 0 | 0 | 0 | 0 | 0 | 0 | 0 | 0 | 0 | 0 | 0 | 0 | 0 | 0 | 0 | 0 | 0 | 0 | 0 | 0 | 0 | 0 | 0 | 0 | 0 | 0 | 0 | 0 | 0 | 0 | 0 | 0
F2_Commercial_Warehouse_Existing_Food Preparation_Natural Gas_Range_E1 | F2 | Commercial | Warehouse | Existing | Food Preparation | Natural Gas | Range | E1 | TRC BC Ratio | bar: 2019 to 2051
F2_Commercial_Warehouse_Existing_Food Preparation_Natural Gas_Range_E2 | F2 | Commercial | Warehouse | Existing | Food Preparation | Natural Gas | Range | E2 | TRC BC Ratio | 2647.7231 | 2666.33 | 2688.4832 | 2714.1962 | 2744.4245 | 2779.83 | 2808.1783 | 2835.1894 | 2861.7342 | 2888.6003 | 2913.2148 | 2934.7489 | 2956.3968 | 2979.3351 | 3005.7993 | 3032.2609 | 3061.4725 | 3093.4023 | 3127.3907 | 3162.4699 | 3198.1505 | 3231.6304 | 3262.246 | 3290.1881 | 3314.7734 | 3335.911 | 3350.568 | 3361.4829 | 3370.9376 | 3379.0123 | 3387.0032 | 3390.5371 | 3390.5371
F2_Commercial_Warehouse_Existing_Food Preparation_Natural Gas_Range_E3 | F2 | Commercial | Warehouse | Existing | Food Preparation | Natural Gas | Range | E3 | TRC BC Ratio | 0 | 0 | 0 | 0 | 0 | 0 | 0 | 0 | 0 | 0 | 0 | 0 | 0 | 0 | 0 | 0 | 0 | 0 | 0 | 0 | 0 | 0 | 0 | 0 | 0 | 0 | 0 | 0 | 0 | 0 | 0 | 0 | 0
F2_Commercial_Warehouse_Existing_Food Preparation_Natural Gas_Range_E4 | F2 | Commercial | Warehouse | Existing | Food Preparation | Natural Gas | Range | E4 | TRC BC Ratio | 0 | 0 | 0 | 0 | 0 | 0 | 0 | 0 | 0 | 0 | 0 | 0 | 0 | 0 | 0 | 0 | 0 | 0 | 0 | 0 | 0 | 0 | 0 | 0 | 0 | 0 | 0 | 0 | 0 | 0 | 0 | 0 | 0
F2_Commercial_Warehouse_Existing_Food Preparation_Natural Gas_Range_E5 | F2 | Commercial | Warehouse | Existing | Food Preparation | Natural Gas | Range | E5 | TRC BC Ratio | 0 | 0 | 0 | 0 | 0 | 0 | 0 | 0 | 0 | 0 | 0 | 0 | 0 | 0 | 0 | 0 | 0 | 0 | 0 | 0 | 0 | 0 | 0 | 0 | 0 | 0 | 0 | 0 | 0 | 0 | 0 | 0 | 0
F2_Commercial_Warehouse_Existing_Food Preparation_Natural Gas_Range_E6 | F2 | Commercial | Warehouse | Existing | Food Preparation | Natural Gas | Range | E6 | TRC BC Ratio | 0 | 0 | 0 | 0 | 0 | 0 | 0 | 0 | 0 | 0 | 0 | 0 | 0 | 0 | 0 | 0 | 0 | 0 | 0 | 0 | 0 | 0 | 0 | 0 | 0 | 0 | 0 | 0 | 0 | 0 | 0 | 0 | 0
F2_Commercial_Warehouse_Existing_Food Preparation_Natural Gas_Range_E7 | F2 | Commercial | Warehouse | Existing | Food Preparation | Natural Gas | Range | E7 | TRC BC Ratio | 0 | 0 | 0 | 0 | 0 | 0 | 0 | 0 | 0 | 0 | 0 | 0 | 0 | 0 | 0 | 0 | 0 | 0 | 0 | 0 | 0 | 0 | 0 | 0 | 0 | 0 | 0 | 0 | 0 | 0 | 0 | 0 | 0
F2_Commercial_Warehouse_Existing_Food Preparation_Natural Gas_Range_E8 | F2 | Commercial | Warehouse | Existing | Food Preparation | Natural Gas | Range | E8 | TRC BC Ratio | 0 | 0 | 0 | 0 | 0 | 0 | 0 | 0 | 0 | 0 | 0 | 0 | 0 | 0 | 0 | 0 | 0 | 0 | 0 | 0 | 0 | 0 | 0 | 0 | 0 | 0 | 0 | 0 | 0 | 0 | 0 | 0 | 0
F2_Commercial_Warehouse_Existing_Food Preparation_Natural Gas_Range_E9 | F2 | Commercial | Warehouse | Existing | Food Preparation | Natural Gas | Range | E9 | TRC BC Ratio | 0 | 0 | 0 | 0 | 0 | 0 | 0 | 0 | 0 | 0 | 0 | 0 | 0 | 0 | 0 | 0 | 0 | 0 | 0 | 0 | 0 | 0 | 0 | 0 | 0 | 0 | 0 | 0 | 0 | 0 | 0 | 0 | 0
F2_Commercial_Warehouse_Existing_Food Preparation_Natural Gas_Range_E10 | F2 | Commercial | Warehouse | Existing | Food Preparation | Natural Gas | Range | E10 | TRC BC Ratio | 0 | 0 | 0 | 0 | 0 | 0 | 0 | 0 | 0 | 0 | 0 | 0 | 0 | 0 | 0 | 0 | 0 | 0 | 0 | 0 | 0 | 0 | 0 | 0 | 0 | 0 | 0 | 0 | 0 | 0 | 0 | 0 | 0
F3_Commercial_Warehouse_Existing_Food Preparation_Natural Gas_Range_E1 | F3 | Commercial | Warehouse | Existing | Food Preparation | Natural Gas | Range | E1 | PACT BC Ratio | bar: 2019 to 2051
F3_Commercial_Warehouse_Existing_Food Preparation_Natural Gas_Range_E2 | F3 | Commercial | Warehouse | Existing | Food Preparation | Natural Gas | Range | E2 | PACT BC Ratio | 3530.2974 | 3555.1067 | 3584.6443 | 3618.9282 | 3659.2327 | 3706.44 | 3744.2377 | 3780.2525 | 3815.6456 | 3851.4671 | 3884.2865 | 3912.9985 | 3941.8625 | 3972.4468 | 4007.7324 | 4043.0145 | 4081.9633 | 4124.5364 | 4169.8543 | 4216.6265 | 4264.2006 | 4308.8405 | 4349.6613 | 4386.9175 | 4419.6979 | 4447.8813 | 4467.424 | 4481.9772 | 4494.5834 | 4505.3498 | 4516.0042 | 4520.7161 | 4520.7161
F3_Commercial_Warehouse_Existing_Food Preparation_Natural Gas_Range_E3 | F3 | Commercial | Warehouse | Existing | Food Preparation | Natural Gas | Range | E3 | PACT BC Ratio | 0 | 0 | 0 | 0 | 0 | 0 | 0 | 0 | 0 | 0 | 0 | 0 | 0 | 0 | 0 | 0 | 0 | 0 | 0 | 0 | 0 | 0 | 0 | 0 | 0 | 0 | 0 | 0 | 0 | 0 | 0 | 0 | 0
F3_Commercial_Warehouse_Existing_Food Preparation_Natural Gas_Range_E4 | F3 | Commercial | Warehouse | Existing | Food Preparation | Natural Gas | Range | E4 | PACT BC Ratio | 0 | 0 | 0 | 0 | 0 | 0 | 0 | 0 | 0 | 0 | 0 | 0 | 0 | 0 | 0 | 0 | 0 | 0 | 0 | 0 | 0 | 0 | 0 | 0 | 0 | 0 | 0 | 0 | 0 | 0 | 0 | 0 | 0
F3_Commercial_Warehouse_Existing_Food Preparation_Natural Gas_Range_E5 | F3 | Commercial | Warehouse | Existing | Food Preparation | Natural Gas | Range | E5 | PACT BC Ratio | 0 | 0 | 0 | 0 | 0 | 0 | 0 | 0 | 0 | 0 | 0 | 0 | 0 | 0 | 0 | 0 | 0 | 0 | 0 | 0 | 0 | 0 | 0 | 0 | 0 | 0 | 0 | 0 | 0 | 0 | 0 | 0 | 0
F3_Commercial_Warehouse_Existing_Food Preparation_Natural Gas_Range_E6 | F3 | Commercial | Warehouse | Existing | Food Preparation | Natural Gas | Range | E6 | PACT BC Ratio | 0 | 0 | 0 | 0 | 0 | 0 | 0 | 0 | 0 | 0 | 0 | 0 | 0 | 0 | 0 | 0 | 0 | 0 | 0 | 0 | 0 | 0 | 0 | 0 | 0 | 0 | 0 | 0 | 0 | 0 | 0 | 0 | 0
F3_Commercial_Warehouse_Existing_Food Preparation_Natural Gas_Range_E7 | F3 | Commercial | Warehouse | Existing | Food Preparation | Natural Gas | Range | E7 | PACT BC Ratio | 0 | 0 | 0 | 0 | 0 | 0 | 0 | 0 | 0 | 0 | 0 | 0 | 0 | 0 | 0 | 0 | 0 | 0 | 0 | 0 | 0 | 0 | 0 | 0 | 0 | 0 | 0 | 0 | 0 | 0 | 0 | 0 | 0
F3_Commercial_Warehouse_Existing_Food Preparation_Natural Gas_Range_E8 | F3 | Commercial | Warehouse | Existing | Food Preparation | Natural Gas | Range | E8 | PACT BC Ratio | 0 | 0 | 0 | 0 | 0 | 0 | 0 | 0 | 0 | 0 | 0 | 0 | 0 | 0 | 0 | 0 | 0 | 0 | 0 | 0 | 0 | 0 | 0 | 0 | 0 | 0 | 0 | 0 | 0 | 0 | 0 | 0 | 0
F3_Commercial_Warehouse_Existing_Food Preparation_Natural Gas_Range_E9 | F3 | Commercial | Warehouse | Existing | Food Preparation | Natural Gas | Range | E9 | PACT BC Ratio | 0 | 0 | 0 | 0 | 0 | 0 | 0 | 0 | 0 | 0 | 0 | 0 | 0 | 0 | 0 | 0 | 0 | 0 | 0 | 0 | 0 | 0 | 0 | 0 | 0 | 0 | 0 | 0 | 0 | 0 | 0 | 0 | 0
F3_Commercial_Warehouse_Existing_Food Preparation_Natural Gas_Range_E10 | F3 | Commercial | Warehouse | Existing | Food Preparation | Natural Gas | Range | E10 | PACT BC Ratio | 0 | 0 | 0 | 0 | 0 | 0 | 0 | 0 | 0 | 0 | 0 | 0 | 0 | 0 | 0 | 0 | 0 | 0 | 0 | 0 | 0 | 0 | 0 | 0 | 0 | 0 | 0 | 0 | 0 | 0 | 0 | 0 | 0
F4_Commercial_Warehouse_Existing_Food Preparation_Natural Gas_Range_E1 | F4 | Commercial | Warehouse | Existing | Food Preparation | Natural Gas | Range | E1 | RVT BC Ratio | bar: 2019 to 2051
F4_Commercial_Warehouse_Existing_Food Preparation_Natural Gas_Range_E2 | F4 | Commercial | Warehouse | Existing | Food Preparation | Natural Gas | Range | E2 | RVT BC Ratio | 3807.2736 | 3834.0244 | 3865.8736 | 3902.8406 | 3946.2991 | 3997.2009 | 4037.9565 | 4076.7898 | 4114.9527 | 4153.5775 | 4188.9653 | 4219.9244 | 4251.0471 | 4284.025 | 4322.072 | 4360.1152 | 4402.1121 | 4448.0169 | 4496.8813 | 4547.3138 | 4598.611 | 4646.7444 | 4690.7598 | 4730.9316 | 4766.2773 | 4796.6664 | 4817.7384 | 4833.4305 | 4847.0233 | 4858.6322 | 4870.1205 | 4875.2011 | 4875.2011
F4_Commercial_Warehouse_Existing_Food Preparation_Natural Gas_Range_E3 | F4 | Commercial | Warehouse | Existing | Food Preparation | Natural Gas | Range | E3 | RVT BC Ratio | 0 | 0 | 0 | 0 | 0 | 0 | 0 | 0 | 0 | 0 | 0 | 0 | 0 | 0 | 0 | 0 | 0 | 0 | 0 | 0 | 0 | 0 | 0 | 0 | 0 | 0 | 0 | 0 | 0 | 0 | 0 | 0 | 0
F4_Commercial_Warehouse_Existing_Food Preparation_Natural Gas_Range_E4 | F4 | Commercial | Warehouse | Existing | Food Preparation | Natural Gas | Range | E4 | RVT BC Ratio | 0 | 0 | 0 | 0 | 0 | 0 | 0 | 0 | 0 | 0 | 0 | 0 | 0 | 0 | 0 | 0 | 0 | 0 | 0 | 0 | 0 | 0 | 0 | 0 | 0 | 0 | 0 | 0 | 0 | 0 | 0 | 0 | 0
F4_Commercial_Warehouse_Existing_Food Preparation_Natural Gas_Range_E5 | F4 | Commercial | Warehouse | Existing | Food Preparation | Natural Gas | Range | E5 | RVT BC Ratio | 0 | 0 | 0 | 0 | 0 | 0 | 0 | 0 | 0 | 0 | 0 | 0 | 0 | 0 | 0 | 0 | 0 | 0 | 0 | 0 | 0 | 0 | 0 | 0 | 0 | 0 | 0 | 0 | 0 | 0 | 0 | 0 | 0
F4_Commercial_Warehouse_Existing_Food Preparation_Natural Gas_Range_E6 | F4 | Commercial | Warehouse | Existing | Food Preparation | Natural Gas | Range | E6 | RVT BC Ratio | 0 | 0 | 0 | 0 | 0 | 0 | 0 | 0 | 0 | 0 | 0 | 0 | 0 | 0 | 0 | 0 | 0 | 0 | 0 | 0 | 0 | 0 | 0 | 0 | 0 | 0 | 0 | 0 | 0 | 0 | 0 | 0 | 0
F4_Commercial_Warehouse_Existing_Food Preparation_Natural Gas_Range_E7 | F4 | Commercial | Warehouse | Existing | Food Preparation | Natural Gas | Range | E7 | RVT BC Ratio | 0 | 0 | 0 | 0 | 0 | 0 | 0 | 0 | 0 | 0 | 0 | 0 | 0 | 0 | 0 | 0 | 0 | 0 | 0 | 0 | 0 | 0 | 0 | 0 | 0 | 0 | 0 | 0 | 0 | 0 | 0 | 0 | 0
F4_Commercial_Warehouse_Existing_Food Preparation_Natural Gas_Range_E8 | F4 | Commercial | Warehouse | Existing | Food Preparation | Natural Gas | Range | E8 | RVT BC Ratio | 0 | 0 | 0 | 0 | 0 | 0 | 0 | 0 | 0 | 0 | 0 | 0 | 0 | 0 | 0 | 0 | 0 | 0 | 0 | 0 | 0 | 0 | 0 | 0 | 0 | 0 | 0 | 0 | 0 | 0 | 0 | 0 | 0
F4_Commercial_Warehouse_Existing_Food Preparation_Natural Gas_Range_E9 | F4 | Commercial | Warehouse | Existing | Food Preparation | Natural Gas | Range | E9 | RVT BC Ratio | 0 | 0 | 0 | 0 | 0 | 0 | 0 | 0 | 0 | 0 | 0 | 0 | 0 | 0 | 0 | 0 | 0 | 0 | 0 | 0 | 0 | 0 | 0 | 0 | 0 | 0 | 0 | 0 | 0 | 0 | 0 | 0 | 0
F4_Commercial_Warehouse_Existing_Food Preparation_Natural Gas_Range_E10 | F4 | Commercial | Warehouse | Existing | Food Preparation | Natural Gas | Range | E10 | RVT BC Ratio | 0 | 0 | 0 | 0 | 0 | 0 | 0 | 0 | 0 | 0 | 0 | 0 | 0 | 0 | 0 | 0 | 0 | 0 | 0 | 0 | 0 | 0 | 0 | 0 | 0 | 0 | 0 | 0 | 0 | 0 | 0 | 0 | 0
F5_Commercial_Warehouse_Existing_Food Preparation_Natural Gas_Range_E1 | F5 | Commercial | Warehouse | Existing | Food Preparation | Natural Gas | Range | E1 | RIM BC Ratio | bar: 2019 to 2051
F5_Commercial_Warehouse_Existing_Food Preparation_Natural Gas_Range_E2 | F5 | Commercial | Warehouse | Existing | Food Preparation | Natural Gas | Range | E2 | RIM BC Ratio | 0.83448 | 0.83448 | 0.83448 | 0.83449 | 0.83449 | 0.83449 | 0.83449 | 0.83449 | 0.8345 | 0.8345 | 0.8345 | 0.8345 | 0.8345 | 0.8345 | 0.83451 | 0.83451 | 0.83451 | 0.83451 | 0.83451 | 0.83451 | 0.83452 | 0.83452 | 0.83452 | 0.83452 | 0.83452 | 0.83452 | 0.83452 | 0.83452 | 0.83452 | 0.83452 | 0.83452 | 0.83453 | 0.83453
F5_Commercial_Warehouse_Existing_Food Preparation_Natural Gas_Range_E3 | F5 | Commercial | Warehouse | Existing | Food Preparation | Natural Gas | Range | E3 | RIM BC Ratio | 0 | 0 | 0 | 0 | 0 | 0 | 0 | 0 | 0 | 0 | 0 | 0 | 0 | 0 | 0 | 0 | 0 | 0 | 0 | 0 | 0 | 0 | 0 | 0 | 0 | 0 | 0 | 0 | 0 | 0 | 0 | 0 | 0
F5_Commercial_Warehouse_Existing_Food Preparation_Natural Gas_Range_E4 | F5 | Commercial | Warehouse | Existing | Food Preparation | Natural Gas | Range | E4 | RIM BC Ratio | 0 | 0 | 0 | 0 | 0 | 0 | 0 | 0 | 0 | 0 | 0 | 0 | 0 | 0 | 0 | 0 | 0 | 0 | 0 | 0 | 0 | 0 | 0 | 0 | 0 | 0 | 0 | 0 | 0 | 0 | 0 | 0 | 0
F5_Commercial_Warehouse_Existing_Food Preparation_Natural Gas_Range_E5 | F5 | Commercial | Warehouse | Existing | Food Preparation | Natural Gas | Range | E5 | RIM BC Ratio | 0 | 0 | 0 | 0 | 0 | 0 | 0 | 0 | 0 | 0 | 0 | 0 | 0 | 0 | 0 | 0 | 0 | 0 | 0 | 0 | 0 | 0 | 0 | 0 | 0 | 0 | 0 | 0 | 0 | 0 | 0 | 0 | 0
F5_Commercial_Warehouse_Existing_Food Preparation_Natural Gas_Range_E6 | F5 | Commercial | Warehouse | Existing | Food Preparation | Natural Gas | Range | E6 | RIM BC Ratio | 0 | 0 | 0 | 0 | 0 | 0 | 0 | 0 | 0 | 0 | 0 | 0 | 0 | 0 | 0 | 0 | 0 | 0 | 0 | 0 | 0 | 0 | 0 | 0 | 0 | 0 | 0 | 0 | 0 | 0 | 0 | 0 | 0
F5_Commercial_Warehouse_Existing_Food Preparation_Natural Gas_Range_E7 | F5 | Commercial | Warehouse | Existing | Food Preparation | Natural Gas | Range | E7 | RIM BC Ratio | 0 | 0 | 0 | 0 | 0 | 0 | 0 | 0 | 0 | 0 | 0 | 0 | 0 | 0 | 0 | 0 | 0 | 0 | 0 | 0 | 0 | 0 | 0 | 0 | 0 | 0 | 0 | 0 | 0 | 0 | 0 | 0 | 0
F5_Commercial_Warehouse_Existing_Food Preparation_Natural Gas_Range_E8 | F5 | Commercial | Warehouse | Existing | Food Preparation | Natural Gas | Range | E8 | RIM BC Ratio | 0 | 0 | 0 | 0 | 0 | 0 | 0 | 0 | 0 | 0 | 0 | 0 | 0 | 0 | 0 | 0 | 0 | 0 | 0 | 0 | 0 | 0 | 0 | 0 | 0 | 0 | 0 | 0 | 0 | 0 | 0 | 0 | 0
F5_Commercial_Warehouse_Existing_Food Preparation_Natural Gas_Range_E9 | F5 | Commercial | Warehouse | Existing | Food Preparation | Natural Gas | Range | E9 | RIM BC Ratio | 0 | 0 | 0 | 0 | 0 | 0 | 0 | 0 | 0 | 0 | 0 | 0 | 0 | 0 | 0 | 0 | 0 | 0 | 0 | 0 | 0 | 0 | 0 | 0 | 0 | 0 | 0 | 0 | 0 | 0 | 0 | 0 | 0
F5_Commercial_Warehouse_Existing_Food Preparation_Natural Gas_Range_E10 | F5 | Commercial | Warehouse | Existing | Food Preparation | Natural Gas | Range | E10 | RIM BC Ratio | 0 | 0 | 0 | 0 | 0 | 0 | 0 | 0 | 0 | 0 | 0 | 0 | 0 | 0 | 0 | 0 | 0 | 0 | 0 | 0 | 0 | 0 | 0 | 0 | 0 | 0 | 0 | 0 | 0 | 0 | 0 | 0 | 0
F0_Commercial_Warehouse_Existing_Food Preparation_Natural Gas_Steamer_E0 | F0 | Commercial | Warehouse | Existing | Food Preparation | Natural Gas | Steamer | E0 | Economic Unit | ENERGY STAR | ENERGY STAR | ENERGY STAR | ENERGY STAR | ENERGY STAR | ENERGY STAR | ENERGY STAR | ENERGY STAR | ENERGY STAR | ENERGY STAR | ENERGY STAR | ENERGY STAR | ENERGY STAR | ENERGY STAR | ENERGY STAR | ENERGY STAR | ENERGY STAR | ENERGY STAR | ENERGY STAR | ENERGY STAR | ENERGY STAR | ENERGY STAR | ENERGY STAR | ENERGY STAR | ENERGY STAR | ENERGY STAR | ENERGY STAR | ENERGY STAR | ENERGY STAR | ENERGY STAR | ENERGY STAR | ENERGY STAR | ENERGY STAR
F1_Commercial_Warehouse_Existing_Food Preparation_Natural Gas_Steamer_E1 | F1 | Commercial | Warehouse | Existing | Food Preparation | Natural Gas | Steamer | E1 | CCE | 0 | 0 | 0 | 0 | 0 | 0 | 0 | 0 | 0 | 0 | 0 | 0 | 0 | 0 | 0 | 0 | 0 | 0 | 0 | 0 | 0 | 0 | 0 | 0 | 0 | 0 | 0 | 0 | 0 | 0 | 0 | 0 | 0
F1_Commercial_Warehouse_Existing_Food Preparation_Natural Gas_Steamer_E2 | F1 | Commercial | Warehouse | Existing | Food Preparation | Natural Gas | Steamer | E2 | CCE | 0.38542 | 0.38542 | 0.38542 | 0 | 0 | 0 | 0 | 0 | 0 | 0 | 0 | 0 | 0 | 0 | 0 | 0 | 0 | 0 | 0 | 0 | 0 | 0 | 0 | 0 | 0 | 0 | 0 | 0 | 0 | 0 | 0 | 0 | 0
F1_Commercial_Warehouse_Existing_Food Preparation_Natural Gas_Steamer_E3 | F1 | Commercial | Warehouse | Existing | Food Preparation | Natural Gas | Steamer | E3 | CCE | 0 | 0 | 0 | 0 | 0 | 0 | 0 | 0 | 0 | 0 | 0 | 0 | 0 | 0 | 0 | 0 | 0 | 0 | 0 | 0 | 0 | 0 | 0 | 0 | 0 | 0 | 0 | 0 | 0 | 0 | 0 | 0 | 0
F1_Commercial_Warehouse_Existing_Food Preparation_Natural Gas_Steamer_E4 | F1 | Commercial | Warehouse | Existing | Food Preparation | Natural Gas | Steamer | E4 | CCE | 0 | 0 | 0 | 0 | 0 | 0 | 0 | 0 | 0 | 0 | 0 | 0 | 0 | 0 | 0 | 0 | 0 | 0 | 0 | 0 | 0 | 0 | 0 | 0 | 0 | 0 | 0 | 0 | 0 | 0 | 0 | 0 | 0
F1_Commercial_Warehouse_Existing_Food Preparation_Natural Gas_Steamer_E5 | F1 | Commercial | Warehouse | Existing | Food Preparation | Natural Gas | Steamer | E5 | CCE | 0 | 0 | 0 | 0 | 0 | 0 | 0 | 0 | 0 | 0 | 0 | 0 | 0 | 0 | 0 | 0 | 0 | 0 | 0 | 0 | 0 | 0 | 0 | 0 | 0 | 0 | 0 | 0 | 0 | 0 | 0 | 0 | 0
F1_Commercial_Warehouse_Existing_Food Preparation_Natural Gas_Steamer_E6 | F1 | Commercial | Warehouse | Existing | Food Preparation | Natural Gas | Steamer | E6 | CCE | 0 | 0 | 0 | 0 | 0 | 0 | 0 | 0 | 0 | 0 | 0 | 0 | 0 | 0 | 0 | 0 | 0 | 0 | 0 | 0 | 0 | 0 | 0 | 0 | 0 | 0 | 0 | 0 | 0 | 0 | 0 | 0 | 0
F1_Commercial_Warehouse_Existing_Food Preparation_Natural Gas_Steamer_E7 | F1 | Commercial | Warehouse | Existing | Food Preparation | Natural Gas | Steamer | E7 | CCE | 0 | 0 | 0 | 0 | 0 | 0 | 0 | 0 | 0 | 0 | 0 | 0 | 0 | 0 | 0 | 0 | 0 | 0 | 0 | 0 | 0 | 0 | 0 | 0 | 0 | 0 | 0 | 0 | 0 | 0 | 0 | 0 | 0
F1_Commercial_Warehouse_Existing_Food Preparation_Natural Gas_Steamer_E8 | F1 | Commercial | Warehouse | Existing | Food Preparation | Natural Gas | Steamer | E8 | CCE | 0 | 0 | 0 | 0 | 0 | 0 | 0 | 0 | 0 | 0 | 0 | 0 | 0 | 0 | 0 | 0 | 0 | 0 | 0 | 0 | 0 | 0 | 0 | 0 | 0 | 0 | 0 | 0 | 0 | 0 | 0 | 0 | 0
F1_Commercial_Warehouse_Existing_Food Preparation_Natural Gas_Steamer_E9 | F1 | Commercial | Warehouse | Existing | Food Preparation | Natural Gas | Steamer | E9 | CCE | 0 | 0 | 0 | 0 | 0 | 0 | 0 | 0 | 0 | 0 | 0 | 0 | 0 | 0 | 0 | 0 | 0 | 0 | 0 | 0 | 0 | 0 | 0 | 0 | 0 | 0 | 0 | 0 | 0 | 0 | 0 | 0 | 0
F1_Commercial_Warehouse_Existing_Food Preparation_Natural Gas_Steamer_E10 | F1 | Commercial | Warehouse | Existing | Food Preparation | Natural Gas | Steamer | E10 | CCE | 0 | 0 | 0 | 0 | 0 | 0 | 0 | 0 | 0 | 0 | 0 | 0 | 0 | 0 | 0 | 0 | 0 | 0 | 0 | 0 | 0 | 0 | 0 | 0 | 0 | 0 | 0 | 0 | 0 | 0 | 0 | 0 | 0
F2_Commercial_Warehouse_Existing_Food Preparation_Natural Gas_Steamer_E1 | F2 | Commercial | Warehouse | Existing | Food Preparation | Natural Gas | Steamer | E1 | TRC BC Ratio | 1 | 1 | 1 | 0 | 0 | 0 | 0 | 0 | 0 | 0 | 0 | 0 | 0 | 0 | 0 | 0 | 0 | 0 | 0 | 0 | 0 | 0 | 0 | 0 | 0 | 0 | 0 | 0 | 0 | 0 | 0 | 0 | 0
F2_Commercial_Warehouse_Existing_Food Preparation_Natural Gas_Steamer_E2 | F2 | Commercial | Warehouse | Existing | Food Preparation | Natural Gas | Steamer | E2 | TRC BC Ratio | 3.6298 | 3.6563 | 3.6864 | 1 | 1 | 1 | 1 | 1 | 1 | 1 | 1 | 1 | 1 | 1 | 1 | 1 | 1 | 1 | 1 | 1 | 1 | 1 | 1 | 1 | 1 | 1 | 1 | 1 | 1 | 1 | 1 | 1 | 1
F2_Commercial_Warehouse_Existing_Food Preparation_Natural Gas_Steamer_E3 | F2 | Commercial | Warehouse | Existing | Food Preparation | Natural Gas | Steamer | E3 | TRC BC Ratio | 0 | 0 | 0 | 0 | 0 | 0 | 0 | 0 | 0 | 0 | 0 | 0 | 0 | 0 | 0 | 0 | 0 | 0 | 0 | 0 | 0 | 0 | 0 | 0 | 0 | 0 | 0 | 0 | 0 | 0 | 0 | 0 | 0
F2_Commercial_Warehouse_Existing_Food Preparation_Natural Gas_Steamer_E4 | F2 | Commercial | Warehouse | Existing | Food Preparation | Natural Gas | Steamer | E4 | TRC BC Ratio | 0 | 0 | 0 | 0 | 0 | 0 | 0 | 0 | 0 | 0 | 0 | 0 | 0 | 0 | 0 | 0 | 0 | 0 | 0 | 0 | 0 | 0 | 0 | 0 | 0 | 0 | 0 | 0 | 0 | 0 | 0 | 0 | 0
F2_Commercial_Warehouse_Existing_Food Preparation_Natural Gas_Steamer_E5 | F2 | Commercial | Warehouse | Existing | Food Preparation | Natural Gas | Steamer | E5 | TRC BC Ratio | 0 | 0 | 0 | 0 | 0 | 0 | 0 | 0 | 0 | 0 | 0 | 0 | 0 | 0 | 0 | 0 | 0 | 0 | 0 | 0 | 0 | 0 | 0 | 0 | 0 | 0 | 0 | 0 | 0 | 0 | 0 | 0 | 0
F2_Commercial_Warehouse_Existing_Food Preparation_Natural Gas_Steamer_E6 | F2 | Commercial | Warehouse | Existing | Food Preparation | Natural Gas | Steamer | E6 | TRC BC Ratio | 0 | 0 | 0 | 0 | 0 | 0 | 0 | 0 | 0 | 0 | 0 | 0 | 0 | 0 | 0 | 0 | 0 | 0 | 0 | 0 | 0 | 0 | 0 | 0 | 0 | 0 | 0 | 0 | 0 | 0 | 0 | 0 | 0
F2_Commercial_Warehouse_Existing_Food Preparation_Natural Gas_Steamer_E7 | F2 | Commercial | Warehouse | Existing | Food Preparation | Natural Gas | Steamer | E7 | TRC BC Ratio | 0 | 0 | 0 | 0 | 0 | 0 | 0 | 0 | 0 | 0 | 0 | 0 | 0 | 0 | 0 | 0 | 0 | 0 | 0 | 0 | 0 | 0 | 0 | 0 | 0 | 0 | 0 | 0 | 0 | 0 | 0 | 0 | 0
F2_Commercial_Warehouse_Existing_Food Preparation_Natural Gas_Steamer_E8 | F2 | Commercial | Warehouse | Existing | Food Preparation | Natural Gas | Steamer | E8 | TRC BC Ratio | 0 | 0 | 0 | 0 | 0 | 0 | 0 | 0 | 0 | 0 | 0 | 0 | 0 | 0 | 0 | 0 | 0 | 0 | 0 | 0 | 0 | 0 | 0 | 0 | 0 | 0 | 0 | 0 | 0 | 0 | 0 | 0 | 0
F2_Commercial_Warehouse_Existing_Food Preparation_Natural Gas_Steamer_E9 | F2 | Commercial | Warehouse | Existing | Food Preparation | Natural Gas | Steamer | E9 | TRC BC Ratio | 0 | 0 | 0 | 0 | 0 | 0 | 0 | 0 | 0 | 0 | 0 | 0 | 0 | 0 | 0 | 0 | 0 | 0 | 0 | 0 | 0 | 0 | 0 | 0 | 0 | 0 | 0 | 0 | 0 | 0 | 0 | 0 | 0
F2_Commercial_Warehouse_Existing_Food Preparation_Natural Gas_Steamer_E10 | F2 | Commercial | Warehouse | Existing | Food Preparation | Natural Gas | Steamer | E10 | TRC BC Ratio | 0 | 0 | 0 | 0 | 0 | 0 | 0 | 0 | 0 | 0 | 0 | 0 | 0 | 0 | 0 | 0 | 0 | 0 | 0 | 0 | 0 | 0 | 0 | 0 | 0 | 0 | 0 | 0 | 0 | 0 | 0 | 0 | 0
F3_Commercial_Warehouse_Existing_Food Preparation_Natural Gas_Steamer_E1 | F3 | Commercial | Warehouse | Existing | Food Preparation | Natural Gas | Steamer | E1 | PACT BC Ratio | 1 | 1 | 1 | 0 | 0 | 0 | 0 | 0 | 0 | 0 | 0 | 0 | 0 | 0 | 0 | 0 | 0 | 0 | 0 | 0 | 0 | 0 | 0 | 0 | 0 | 0 | 0 | 0 | 0 | 0 | 0 | 0 | 0
F3_Commercial_Warehouse_Existing_Food Preparation_Natural Gas_Steamer_E2 | F3 | Commercial | Warehouse | Existing | Food Preparation | Natural Gas | Steamer | E2 | PACT BC Ratio | 4.8398 | 4.875 | 4.9151 | 1 | 1 | 1 | 1 | 1 | 1 | 1 | 1 | 1 | 1 | 1 | 1 | 1 | 1 | 1 | 1 | 1 | 1 | 1 | 1 | 1 | 1 | 1 | 1 | 1 | 1 | 1 | 1 | 1 | 1
F3_Commercial_Warehouse_Existing_Food Preparation_Natural Gas_Steamer_E3 | F3 | Commercial | Warehouse | Existing | Food Preparation | Natural Gas | Steamer | E3 | PACT BC Ratio | 0 | 0 | 0 | 0 | 0 | 0 | 0 | 0 | 0 | 0 | 0 | 0 | 0 | 0 | 0 | 0 | 0 | 0 | 0 | 0 | 0 | 0 | 0 | 0 | 0 | 0 | 0 | 0 | 0 | 0 | 0 | 0 | 0
F3_Commercial_Warehouse_Existing_Food Preparation_Natural Gas_Steamer_E4 | F3 | Commercial | Warehouse | Existing | Food Preparation | Natural Gas | Steamer | E4 | PACT BC Ratio | 0 | 0 | 0 | 0 | 0 | 0 | 0 | 0 | 0 | 0 | 0 | 0 | 0 | 0 | 0 | 0 | 0 | 0 | 0 | 0 | 0 | 0 | 0 | 0 | 0 | 0 | 0 | 0 | 0 | 0 | 0 | 0 | 0
F3_Commercial_Warehouse_Existing_Food Preparation_Natural Gas_Steamer_E5 | F3 | Commercial | Warehouse | Existing | Food Preparation | Natural Gas | Steamer | E5 | PACT BC Ratio | 0 | 0 | 0 | 0 | 0 | 0 | 0 | 0 | 0 | 0 | 0 | 0 | 0 | 0 | 0 | 0 | 0 | 0 | 0 | 0 | 0 | 0 | 0 | 0 | 0 | 0 | 0 | 0 | 0 | 0 | 0 | 0 | 0
F3_Commercial_Warehouse_Existing_Food Preparation_Natural Gas_Steamer_E6 | F3 | Commercial | Warehouse | Existing | Food Preparation | Natural Gas | Steamer | E6 | PACT BC Ratio | 0 | 0 | 0 | 0 | 0 | 0 | 0 | 0 | 0 | 0 | 0 | 0 | 0 | 0 | 0 | 0 | 0 | 0 | 0 | 0 | 0 | 0 | 0 | 0 | 0 | 0 | 0 | 0 | 0 | 0 | 0 | 0 | 0
F3_Commercial_Warehouse_Existing_Food Preparation_Natural Gas_Steamer_E7 | F3 | Commercial | Warehouse | Existing | Food Preparation | Natural Gas | Steamer | E7 | PACT BC Ratio | 0 | 0 | 0 | 0 | 0 | 0 | 0 | 0 | 0 | 0 | 0 | 0 | 0 | 0 | 0 | 0 | 0 | 0 | 0 | 0 | 0 | 0 | 0 | 0 | 0 | 0 | 0 | 0 | 0 | 0 | 0 | 0 | 0
F3_Commercial_Warehouse_Existing_Food Preparation_Natural Gas_Steamer_E8 | F3 | Commercial | Warehouse | Existing | Food Preparation | Natural Gas | Steamer | E8 | PACT BC Ratio | 0 | 0 | 0 | 0 | 0 | 0 | 0 | 0 | 0 | 0 | 0 | 0 | 0 | 0 | 0 | 0 | 0 | 0 | 0 | 0 | 0 | 0 | 0 | 0 | 0 | 0 | 0 | 0 | 0 | 0 | 0 | 0 | 0
F3_Commercial_Warehouse_Existing_Food Preparation_Natural Gas_Steamer_E9 | F3 | Commercial | Warehouse | Existing | Food Preparation | Natural Gas | Steamer | E9 | PACT BC Ratio | 0 | 0 | 0 | 0 | 0 | 0 | 0 | 0 | 0 | 0 | 0 | 0 | 0 | 0 | 0 | 0 | 0 | 0 | 0 | 0 | 0 | 0 | 0 | 0 | 0 | 0 | 0 | 0 | 0 | 0 | 0 | 0 | 0
F3_Commercial_Warehouse_Existing_Food Preparation_Natural Gas_Steamer_E10 | F3 | Commercial | Warehouse | Existing | Food Preparation | Natural Gas | Steamer | E10 | PACT BC Ratio | 0 | 0 | 0 | 0 | 0 | 0 | 0 | 0 | 0 | 0 | 0 | 0 | 0 | 0 | 0 | 0 | 0 | 0 | 0 | 0 | 0 | 0 | 0 | 0 | 0 | 0 | 0 | 0 | 0 | 0 | 0 | 0 | 0
F4_Commercial_Warehouse_Existing_Food Preparation_Natural Gas_Steamer_E1 | F4 | Commercial | Warehouse | Existing | Food Preparation | Natural Gas | Steamer | E1 | RVT BC Ratio | 1 | 1 | 1 | 0 | 0 | 0 | 0 | 0 | 0 | 0 | 0 | 0 | 0 | 0 | 0 | 0 | 0 | 0 | 0 | 0 | 0 | 0 | 0 | 0 | 0 | 0 | 0 | 0 | 0 | 0 | 0 | 0 | 0
F4_Commercial_Warehouse_Existing_Food Preparation_Natural Gas_Steamer_E2 | F4 | Commercial | Warehouse | Existing | Food Preparation | Natural Gas | Steamer | E2 | RVT BC Ratio | 5.9186 | 5.9566 | 5.9998 | 1 | 1 | 1 | 1 | 1 | 1 | 1 | 1 | 1 | 1 | 1 | 1 | 1 | 1 | 1 | 1 | 1 | 1 | 1 | 1 | 1 | 1 | 1 | 1 | 1 | 1 | 1 | 1 | 1 | 1
F4_Commercial_Warehouse_Existing_Food Preparation_Natural Gas_Steamer_E3 | F4 | Commercial | Warehouse | Existing | Food Preparation | Natural Gas | Steamer | E3 | RVT BC Ratio | 0 | 0 | 0 | 0 | 0 | 0 | 0 | 0 | 0 | 0 | 0 | 0 | 0 | 0 | 0 | 0 | 0 | 0 | 0 | 0 | 0 | 0 | 0 | 0 | 0 | 0 | 0 | 0 | 0 | 0 | 0 | 0 | 0
F4_Commercial_Warehouse_Existing_Food Preparation_Natural Gas_Steamer_E4 | F4 | Commercial | Warehouse | Existing | Food Preparation | Natural Gas | Steamer | E4 | RVT BC Ratio | 0 | 0 | 0 | 0 | 0 | 0 | 0 | 0 | 0 | 0 | 0 | 0 | 0 | 0 | 0 | 0 | 0 | 0 | 0 | 0 | 0 | 0 | 0 | 0 | 0 | 0 | 0 | 0 | 0 | 0 | 0 | 0 | 0
F4_Commercial_Warehouse_Existing_Food Preparation_Natural Gas_Steamer_E5 | F4 | Commercial | Warehouse | Existing | Food Preparation | Natural Gas | Steamer | E5 | RVT BC Ratio | 0 | 0 | 0 | 0 | 0 | 0 | 0 | 0 | 0 | 0 | 0 | 0 | 0 | 0 | 0 | 0 | 0 | 0 | 0 | 0 | 0 | 0 | 0 | 0 | 0 | 0 | 0 | 0 | 0 | 0 | 0 | 0 | 0
F4_Commercial_Warehouse_Existing_Food Preparation_Natural Gas_Steamer_E6 | F4 | Commercial | Warehouse | Existing | Food Preparation | Natural Gas | Steamer | E6 | RVT BC Ratio | 0 | 0 | 0 | 0 | 0 | 0 | 0 | 0 | 0 | 0 | 0 | 0 | 0 | 0 | 0 | 0 | 0 | 0 | 0 | 0 | 0 | 0 | 0 | 0 | 0 | 0 | 0 | 0 | 0 | 0 | 0 | 0 | 0
F4_Commercial_Warehouse_Existing_Food Preparation_Natural Gas_Steamer_E7 | F4 | Commercial | Warehouse | Existing | Food Preparation | Natural Gas | Steamer | E7 | RVT BC Ratio | 0 | 0 | 0 | 0 | 0 | 0 | 0 | 0 | 0 | 0 | 0 | 0 | 0 | 0 | 0 | 0 | 0 | 0 | 0 | 0 | 0 | 0 | 0 | 0 | 0 | 0 | 0 | 0 | 0 | 0 | 0 | 0 | 0
F4_Commercial_Warehouse_Existing_Food Preparation_Natural Gas_Steamer_E8 | F4 | Commercial | Warehouse | Existing | Food Preparation | Natural Gas | Steamer | E8 | RVT BC Ratio | 0 | 0 | 0 | 0 | 0 | 0 | 0 | 0 | 0 | 0 | 0 | 0 | 0 | 0 | 0 | 0 | 0 | 0 | 0 | 0 | 0 | 0 | 0 | 0 | 0 | 0 | 0 | 0 | 0 | 0 | 0 | 0 | 0
F4_Commercial_Warehouse_Existing_Food Preparation_Natural Gas_Steamer_E9 | F4 | Commercial | Warehouse | Existing | Food Preparation | Natural Gas | Steamer | E9 | RVT BC Ratio | 0 | 0 | 0 | 0 | 0 | 0 | 0 | 0 | 0 | 0 | 0 | 0 | 0 | 0 | 0 | 0 | 0 | 0 | 0 | 0 | 0 | 0 | 0 | 0 | 0 | 0 | 0 | 0 | 0 | 0 | 0 | 0 | 0
F4_Commercial_Warehouse_Existing_Food Preparation_Natural Gas_Steamer_E10 | F4 | Commercial | Warehouse | Existing | Food Preparation | Natural Gas | Steamer | E10 | RVT BC Ratio | 0 | 0 | 0 | 0 | 0 | 0 | 0 | 0 | 0 | 0 | 0 | 0 | 0 | 0 | 0 | 0 | 0 | 0 | 0 | 0 | 0 | 0 | 0 | 0 | 0 | 0 | 0 | 0 | 0 | 0 | 0 | 0 | 0
F5_Commercial_Warehouse_Existing_Food Preparation_Natural Gas_Steamer_E1 | F5 | Commercial | Warehouse | Existing | Food Preparation | Natural Gas | Steamer | E1 | RIM BC Ratio | 1 | 1 | 1 | 0 | 0 | 0 | 0 | 0 | 0 | 0 | 0 | 0 | 0 | 0 | 0 | 0 | 0 | 0 | 0 | 0 | 0 | 0 | 0 | 0 | 0 | 0 | 0 | 0 | 0 | 0 | 0 | 0 | 0
F5_Commercial_Warehouse_Existing_Food Preparation_Natural Gas_Steamer_E2 | F5 | Commercial | Warehouse | Existing | Food Preparation | Natural Gas | Steamer | E2 | RIM BC Ratio | 0.7119 | 0.71266 | 0.71351 | 1 | 1 | 1 | 1 | 1 | 1 | 1 | 1 | 1 | 1 | 1 | 1 | 1 | 1 | 1 | 1 | 1 | 1 | 1 | 1 | 1 | 1 | 1 | 1 | 1 | 1 | 1 | 1 | 1 | 1
F5_Commercial_Warehouse_Existing_Food Preparation_Natural Gas_Steamer_E3 | F5 | Commercial | Warehouse | Existing | Food Preparation | Natural Gas | Steamer | E3 | RIM BC Ratio | 0 | 0 | 0 | 0 | 0 | 0 | 0 | 0 | 0 | 0 | 0 | 0 | 0 | 0 | 0 | 0 | 0 | 0 | 0 | 0 | 0 | 0 | 0 | 0 | 0 | 0 | 0 | 0 | 0 | 0 | 0 | 0 | 0
F5_Commercial_Warehouse_Existing_Food Preparation_Natural Gas_Steamer_E4 | F5 | Commercial | Warehouse | Existing | Food Preparation | Natural Gas | Steamer | E4 | RIM BC Ratio | 0 | 0 | 0 | 0 | 0 | 0 | 0 | 0 | 0 | 0 | 0 | 0 | 0 | 0 | 0 | 0 | 0 | 0 | 0 | 0 | 0 | 0 | 0 | 0 | 0 | 0 | 0 | 0 | 0 | 0 | 0 | 0 | 0
F5_Commercial_Warehouse_Existing_Food Preparation_Natural Gas_Steamer_E5 | F5 | Commercial | Warehouse | Existing | Food Preparation | Natural Gas | Steamer | E5 | RIM BC Ratio | 0 | 0 | 0 | 0 | 0 | 0 | 0 | 0 | 0 | 0 | 0 | 0 | 0 | 0 | 0 | 0 | 0 | 0 | 0 | 0 | 0 | 0 | 0 | 0 | 0 | 0 | 0 | 0 | 0 | 0 | 0 | 0 | 0
F5_Commercial_Warehouse_Existing_Food Preparation_Natural Gas_Steamer_E6 | F5 | Commercial | Warehouse | Existing | Food Preparation | Natural Gas | Steamer | E6 | RIM BC Ratio | 0 | 0 | 0 | 0 | 0 | 0 | 0 | 0 | 0 | 0 | 0 | 0 | 0 | 0 | 0 | 0 | 0 | 0 | 0 | 0 | 0 | 0 | 0 | 0 | 0 | 0 | 0 | 0 | 0 | 0 | 0 | 0 | 0
F5_Commercial_Warehouse_Existing_Food Preparation_Natural Gas_Steamer_E7 | F5 | Commercial | Warehouse | Existing | Food Preparation | Natural Gas | Steamer | E7 | RIM BC Ratio | 0 | 0 | 0 | 0 | 0 | 0 | 0 | 0 | 0 | 0 | 0 | 0 | 0 | 0 | 0 | 0 | 0 | 0 | 0 | 0 | 0 | 0 | 0 | 0 | 0 | 0 | 0 | 0 | 0 | 0 | 0 | 0 | 0
F5_Commercial_Warehouse_Existing_Food Preparation_Natural Gas_Steamer_E8 | F5 | Commercial | Warehouse | Existing | Food Preparation | Natural Gas | Steamer | E8 | RIM BC Ratio | 0 | 0 | 0 | 0 | 0 | 0 | 0 | 0 | 0 | 0 | 0 | 0 | 0 | 0 | 0 | 0 | 0 | 0 | 0 | 0 | 0 | 0 | 0 | 0 | 0 | 0 | 0 | 0 | 0 | 0 | 0 | 0 | 0
F5_Commercial_Warehouse_Existing_Food Preparation_Natural Gas_Steamer_E9 | F5 | Commercial | Warehouse | Existing | Food Preparation | Natural Gas | Steamer | E9 | RIM BC Ratio | 0 | 0 | 0 | 0 | 0 | 0 | 0 | 0 | 0 | 0 | 0 | 0 | 0 | 0 | 0 | 0 | 0 | 0 | 0 | 0 | 0 | 0 | 0 | 0 | 0 | 0 | 0 | 0 | 0 | 0 | 0 | 0 | 0
F5_Commercial_Warehouse_Existing_Food Preparation_Natural Gas_Steamer_E10 | F5 | Commercial | Warehouse | Existing | Food Preparation | Natural Gas | Steamer | E10 | RIM BC Ratio | 0 | 0 | 0 | 0 | 0 | 0 | 0 | 0 | 0 | 0 | 0 | 0 | 0 | 0 | 0 | 0 | 0 | 0 | 0 | 0 | 0 | 0 | 0 | 0 | 0 | 0 | 0 | 0 | 0 | 0 | 0 | 0 | 0
F0_Commercial_Warehouse_Existing_Food Preparation_Natural Gas_Food Prep Other_E0 | F0 | Commercial | Warehouse | Existing | Food Preparation | Natural Gas | Food Prep Other | E0 | Economic Unit | Standard | Standard | Standard | Standard | Standard | Standard | Standard | Standard | Standard | Standard | Standard | Standard | Standard | Standard | Standard | Standard | Standard | Standard | Standard | Standard | Standard | Standard | Standard | Standard | Standard | Standard | Standard | Standard | Standard | Standard | Standard | Standard | Standard
F1_Commercial_Warehouse_Existing_Food Preparation_Natural Gas_Food Prep Other_E1 | F1 | Commercial | Warehouse | Existing | Food Preparation | Natural Gas | Food Prep Other | E1 | CCE | 0 | 0 | 0 | 0 | 0 | 0 | 0 | 0 | 0 | 0 | 0 | 0 | 0 | 0 | 0 | 0 | 0 | 0 | 0 | 0 | 0 | 0 | 0 | 0 | 0 | 0 | 0 | 0 | 0 | 0 | 0 | 0 | 0
F1_Commercial_Warehouse_Existing_Food Preparation_Natural Gas_Food Prep Other_E2 | F1 | Commercial | Warehouse | Existing | Food Preparation | Natural Gas | Food Prep Other | E2 | CCE | #DIV/0! | #DIV/0! | #DIV/0! | #DIV/0! | #DIV/0! | #DIV/0! | #DIV/0! | #DIV/0! | #DIV/0! | #DIV/0! | #DIV/0! | #DIV/0! | #DIV/0! | #DIV/0! | #DIV/0! | #DIV/0! | #DIV/0! | #DIV/0! | #DIV/0! | #DIV/0! | #DIV/0! | #DIV/0! | #DIV/0! | #DIV/0! | #DIV/0! | #DIV/0! | #DIV/0! | #DIV/0! | #DIV/0! | #DIV/0! | #DIV/0! | #DIV/0! | #DIV/0!
F1_Commercial_Warehouse_Existing_Food Preparation_Natural Gas_Food Prep Other_E3 | F1 | Commercial | Warehouse | Existing | Food Preparation | Natural Gas | Food Prep Other | E3 | CCE | 0 | 0 | 0 | 0 | 0 | 0 | 0 | 0 | 0 | 0 | 0 | 0 | 0 | 0 | 0 | 0 | 0 | 0 | 0 | 0 | 0 | 0 | 0 | 0 | 0 | 0 | 0 | 0 | 0 | 0 | 0 | 0 | 0
F1_Commercial_Warehouse_Existing_Food Preparation_Natural Gas_Food Prep Other_E4 | F1 | Commercial | Warehouse | Existing | Food Preparation | Natural Gas | Food Prep Other | E4 | CCE | 0 | 0 | 0 | 0 | 0 | 0 | 0 | 0 | 0 | 0 | 0 | 0 | 0 | 0 | 0 | 0 | 0 | 0 | 0 | 0 | 0 | 0 | 0 | 0 | 0 | 0 | 0 | 0 | 0 | 0 | 0 | 0 | 0
F1_Commercial_Warehouse_Existing_Food Preparation_Natural Gas_Food Prep Other_E5 | F1 | Commercial | Warehouse | Existing | Food Preparation | Natural Gas | Food Prep Other | E5 | CCE | 0 | 0 | 0 | 0 | 0 | 0 | 0 | 0 | 0 | 0 | 0 | 0 | 0 | 0 | 0 | 0 | 0 | 0 | 0 | 0 | 0 | 0 | 0 | 0 | 0 | 0 | 0 | 0 | 0 | 0 | 0 | 0 | 0
F1_Commercial_Warehouse_Existing_Food Preparation_Natural Gas_Food Prep Other_E6 | F1 | Commercial | Warehouse | Existing | Food Preparation | Natural Gas | Food Prep Other | E6 | CCE | 0 | 0 | 0 | 0 | 0 | 0 | 0 | 0 | 0 | 0 | 0 | 0 | 0 | 0 | 0 | 0 | 0 | 0 | 0 | 0 | 0 | 0 | 0 | 0 | 0 | 0 | 0 | 0 | 0 | 0 | 0 | 0 | 0
F1_Commercial_Warehouse_Existing_Food Preparation_Natural Gas_Food Prep Other_E7 | F1 | Commercial | Warehouse | Existing | Food Preparation | Natural Gas | Food Prep Other | E7 | CCE | 0 | 0 | 0 | 0 | 0 | 0 | 0 | 0 | 0 | 0 | 0 | 0 | 0 | 0 | 0 | 0 | 0 | 0 | 0 | 0 | 0 | 0 | 0 | 0 | 0 | 0 | 0 | 0 | 0 | 0 | 0 | 0 | 0
F1_Commercial_Warehouse_Existing_Food Preparation_Natural Gas_Food Prep Other_E8 | F1 | Commercial | Warehouse | Existing | Food Preparation | Natural Gas | Food Prep Other | E8 | CCE | 0 | 0 | 0 | 0 | 0 | 0 | 0 | 0 | 0 | 0 | 0 | 0 | 0 | 0 | 0 | 0 | 0 | 0 | 0 | 0 | 0 | 0 | 0 | 0 | 0 | 0 | 0 | 0 | 0 | 0 | 0 | 0 | 0
F1_Commercial_Warehouse_Existing_Food Preparation_Natural Gas_Food Prep Other_E9 | F1 | Commercial | Warehouse | Existing | Food Preparation | Natural Gas | Food Prep Other | E9 | CCE | 0 | 0 | 0 | 0 | 0 | 0 | 0 | 0 | 0 | 0 | 0 | 0 | 0 | 0 | 0 | 0 | 0 | 0 | 0 | 0 | 0 | 0 | 0 | 0 | 0 | 0 | 0 | 0 | 0 | 0 | 0 | 0 | 0
F1_Commercial_Warehouse_Existing_Food Preparation_Natural Gas_Food Prep Other_E10 | F1 | Commercial | Warehouse | Existing | Food Preparation | Natural Gas | Food Prep Other | E10 | CCE | 0 | 0 | 0 | 0 | 0 | 0 | 0 | 0 | 0 | 0 | 0 | 0 | 0 | 0 | 0 | 0 | 0 | 0 | 0 | 0 | 0 | 0 | 0 | 0 | 0 | 0 | 0 | 0 | 0 | 0 | 0 | 0 | 0
F2_Commercial_Warehouse_Existing_Food Preparation_Natural Gas_Food Prep Other_E1 | F2 | Commercial | Warehouse | Existing | Food Preparation | Natural Gas | Food Prep Other | E1 | TRC BC Ratio | bar: 2019 to 2051
F2_Commercial_Warehouse_Existing_Food Preparation_Natural Gas_Food Prep Other_E2 | F2 | Commercial | Warehouse | Existing | Food Preparation | Natural Gas | Food Prep Other | E2 | TRC BC Ratio | 0 | 0 | 0 | 0 | 0 | 0 | 0 | 0 | 0 | 0 | 0 | 0 | 0 | 0 | 0 | 0 | 0 | 0 | 0 | 0 | 0 | 0 | 0 | 0 | 0 | 0 | 0 | 0 | 0 | 0 | 0 | 0 | 0
F2_Commercial_Warehouse_Existing_Food Preparation_Natural Gas_Food Prep Other_E3 | F2 | Commercial | Warehouse | Existing | Food Preparation | Natural Gas | Food Prep Other | E3 | TRC BC Ratio | 0 | 0 | 0 | 0 | 0 | 0 | 0 | 0 | 0 | 0 | 0 | 0 | 0 | 0 | 0 | 0 | 0 | 0 | 0 | 0 | 0 | 0 | 0 | 0 | 0 | 0 | 0 | 0 | 0 | 0 | 0 | 0 | 0
F2_Commercial_Warehouse_Existing_Food Preparation_Natural Gas_Food Prep Other_E4 | F2 | Commercial | Warehouse | Existing | Food Preparation | Natural Gas | Food Prep Other | E4 | TRC BC Ratio | 0 | 0 | 0 | 0 | 0 | 0 | 0 | 0 | 0 | 0 | 0 | 0 | 0 | 0 | 0 | 0 | 0 | 0 | 0 | 0 | 0 | 0 | 0 | 0 | 0 | 0 | 0 | 0 | 0 | 0 | 0 | 0 | 0
F2_Commercial_Warehouse_Existing_Food Preparation_Natural Gas_Food Prep Other_E5 | F2 | Commercial | Warehouse | Existing | Food Preparation | Natural Gas | Food Prep Other | E5 | TRC BC Ratio | 0 | 0 | 0 | 0 | 0 | 0 | 0 | 0 | 0 | 0 | 0 | 0 | 0 | 0 | 0 | 0 | 0 | 0 | 0 | 0 | 0 | 0 | 0 | 0 | 0 | 0 | 0 | 0 | 0 | 0 | 0 | 0 | 0
F2_Commercial_Warehouse_Existing_Food Preparation_Natural Gas_Food Prep Other_E6 | F2 | Commercial | Warehouse | Existing | Food Preparation | Natural Gas | Food Prep Other | E6 | TRC BC Ratio | 0 | 0 | 0 | 0 | 0 | 0 | 0 | 0 | 0 | 0 | 0 | 0 | 0 | 0 | 0 | 0 | 0 | 0 | 0 | 0 | 0 | 0 | 0 | 0 | 0 | 0 | 0 | 0 | 0 | 0 | 0 | 0 | 0
F2_Commercial_Warehouse_Existing_Food Preparation_Natural Gas_Food Prep Other_E7 | F2 | Commercial | Warehouse | Existing | Food Preparation | Natural Gas | Food Prep Other | E7 | TRC BC Ratio | 0 | 0 | 0 | 0 | 0 | 0 | 0 | 0 | 0 | 0 | 0 | 0 | 0 | 0 | 0 | 0 | 0 | 0 | 0 | 0 | 0 | 0 | 0 | 0 | 0 | 0 | 0 | 0 | 0 | 0 | 0 | 0 | 0
F2_Commercial_Warehouse_Existing_Food Preparation_Natural Gas_Food Prep Other_E8 | F2 | Commercial | Warehouse | Existing | Food Preparation | Natural Gas | Food Prep Other | E8 | TRC BC Ratio | 0 | 0 | 0 | 0 | 0 | 0 | 0 | 0 | 0 | 0 | 0 | 0 | 0 | 0 | 0 | 0 | 0 | 0 | 0 | 0 | 0 | 0 | 0 | 0 | 0 | 0 | 0 | 0 | 0 | 0 | 0 | 0 | 0
F2_Commercial_Warehouse_Existing_Food Preparation_Natural Gas_Food Prep Other_E9 | F2 | Commercial | Warehouse | Existing | Food Preparation | Natural Gas | Food Prep Other | E9 | TRC BC Ratio | 0 | 0 | 0 | 0 | 0 | 0 | 0 | 0 | 0 | 0 | 0 | 0 | 0 | 0 | 0 | 0 | 0 | 0 | 0 | 0 | 0 | 0 | 0 | 0 | 0 | 0 | 0 | 0 | 0 | 0 | 0 | 0 | 0
F2_Commercial_Warehouse_Existing_Food Preparation_Natural Gas_Food Prep Other_E10 | F2 | Commercial | Warehouse | Existing | Food Preparation | Natural Gas | Food Prep Other | E10 | TRC BC Ratio | 0 | 0 | 0 | 0 | 0 | 0 | 0 | 0 | 0 | 0 | 0 | 0 | 0 | 0 | 0 | 0 | 0 | 0 | 0 | 0 | 0 | 0 | 0 | 0 | 0 | 0 | 0 | 0 | 0 | 0 | 0 | 0 | 0
F3_Commercial_Warehouse_Existing_Food Preparation_Natural Gas_Food Prep Other_E1 | F3 | Commercial | Warehouse | Existing | Food Preparation | Natural Gas | Food Prep Other | E1 | PACT BC Ratio | bar: 2019 to 2051
F3_Commercial_Warehouse_Existing_Food Preparation_Natural Gas_Food Prep Other_E2 | F3 | Commercial | Warehouse | Existing | Food Preparation | Natural Gas | Food Prep Other | E2 | PACT BC Ratio | 0 | 0 | 0 | 0 | 0 | 0 | 0 | 0 | 0 | 0 | 0 | 0 | 0 | 0 | 0 | 0 | 0 | 0 | 0 | 0 | 0 | 0 | 0 | 0 | 0 | 0 | 0 | 0 | 0 | 0 | 0 | 0 | 0
F3_Commercial_Warehouse_Existing_Food Preparation_Natural Gas_Food Prep Other_E3 | F3 | Commercial | Warehouse | Existing | Food Preparation | Natural Gas | Food Prep Other | E3 | PACT BC Ratio | 0 | 0 | 0 | 0 | 0 | 0 | 0 | 0 | 0 | 0 | 0 | 0 | 0 | 0 | 0 | 0 | 0 | 0 | 0 | 0 | 0 | 0 | 0 | 0 | 0 | 0 | 0 | 0 | 0 | 0 | 0 | 0 | 0
F3_Commercial_Warehouse_Existing_Food Preparation_Natural Gas_Food Prep Other_E4 | F3 | Commercial | Warehouse | Existing | Food Preparation | Natural Gas | Food Prep Other | E4 | PACT BC Ratio | 0 | 0 | 0 | 0 | 0 | 0 | 0 | 0 | 0 | 0 | 0 | 0 | 0 | 0 | 0 | 0 | 0 | 0 | 0 | 0 | 0 | 0 | 0 | 0 | 0 | 0 | 0 | 0 | 0 | 0 | 0 | 0 | 0
F3_Commercial_Warehouse_Existing_Food Preparation_Natural Gas_Food Prep Other_E5 | F3 | Commercial | Warehouse | Existing | Food Preparation | Natural Gas | Food Prep Other | E5 | PACT BC Ratio | 0 | 0 | 0 | 0 | 0 | 0 | 0 | 0 | 0 | 0 | 0 | 0 | 0 | 0 | 0 | 0 | 0 | 0 | 0 | 0 | 0 | 0 | 0 | 0 | 0 | 0 | 0 | 0 | 0 | 0 | 0 | 0 | 0
F3_Commercial_Warehouse_Existing_Food Preparation_Natural Gas_Food Prep Other_E6 | F3 | Commercial | Warehouse | Existing | Food Preparation | Natural Gas | Food Prep Other | E6 | PACT BC Ratio | 0 | 0 | 0 | 0 | 0 | 0 | 0 | 0 | 0 | 0 | 0 | 0 | 0 | 0 | 0 | 0 | 0 | 0 | 0 | 0 | 0 | 0 | 0 | 0 | 0 | 0 | 0 | 0 | 0 | 0 | 0 | 0 | 0
F3_Commercial_Warehouse_Existing_Food Preparation_Natural Gas_Food Prep Other_E7 | F3 | Commercial | Warehouse | Existing | Food Preparation | Natural Gas | Food Prep Other | E7 | PACT BC Ratio | 0 | 0 | 0 | 0 | 0 | 0 | 0 | 0 | 0 | 0 | 0 | 0 | 0 | 0 | 0 | 0 | 0 | 0 | 0 | 0 | 0 | 0 | 0 | 0 | 0 | 0 | 0 | 0 | 0 | 0 | 0 | 0 | 0
F3_Commercial_Warehouse_Existing_Food Preparation_Natural Gas_Food Prep Other_E8 | F3 | Commercial | Warehouse | Existing | Food Preparation | Natural Gas | Food Prep Other | E8 | PACT BC Ratio | 0 | 0 | 0 | 0 | 0 | 0 | 0 | 0 | 0 | 0 | 0 | 0 | 0 | 0 | 0 | 0 | 0 | 0 | 0 | 0 | 0 | 0 | 0 | 0 | 0 | 0 | 0 | 0 | 0 | 0 | 0 | 0 | 0
F3_Commercial_Warehouse_Existing_Food Preparation_Natural Gas_Food Prep Other_E9 | F3 | Commercial | Warehouse | Existing | Food Preparation | Natural Gas | Food Prep Other | E9 | PACT BC Ratio | 0 | 0 | 0 | 0 | 0 | 0 | 0 | 0 | 0 | 0 | 0 | 0 | 0 | 0 | 0 | 0 | 0 | 0 | 0 | 0 | 0 | 0 | 0 | 0 | 0 | 0 | 0 | 0 | 0 | 0 | 0 | 0 | 0
F3_Commercial_Warehouse_Existing_Food Preparation_Natural Gas_Food Prep Other_E10 | F3 | Commercial | Warehouse | Existing | Food Preparation | Natural Gas | Food Prep Other | E10 | PACT BC Ratio | 0 | 0 | 0 | 0 | 0 | 0 | 0 | 0 | 0 | 0 | 0 | 0 | 0 | 0 | 0 | 0 | 0 | 0 | 0 | 0 | 0 | 0 | 0 | 0 | 0 | 0 | 0 | 0 | 0 | 0 | 0 | 0 | 0
F4_Commercial_Warehouse_Existing_Food Preparation_Natural Gas_Food Prep Other_E1 | F4 | Commercial | Warehouse | Existing | Food Preparation | Natural Gas | Food Prep Other | E1 | RVT BC Ratio | bar: 2019 to 2051
F4_Commercial_Warehouse_Existing_Food Preparation_Natural Gas_Food Prep Other_E2 | F4 | Commercial | Warehouse | Existing | Food Preparation | Natural Gas | Food Prep Other | E2 | RVT BC Ratio | 0.7 | 0.7 | 0.7 | 0.7 | 0.7 | 0.7 | 0.7 | 0.7 | 0.7 | 0.7 | 0.7 | 0.7 | 0.7 | 0.7 | 0.7 | 0.7 | 0.7 | 0.7 | 0.7 | 0.7 | 0.7 | 0.7 | 0.7 | 0.7 | 0.7 | 0.7 | 0.7 | 0.7 | 0.7 | 0.7 | 0.7 | 0.7 | 0.7
F4_Commercial_Warehouse_Existing_Food Preparation_Natural Gas_Food Prep Other_E3 | F4 | Commercial | Warehouse | Existing | Food Preparation | Natural Gas | Food Prep Other | E3 | RVT BC Ratio | 0 | 0 | 0 | 0 | 0 | 0 | 0 | 0 | 0 | 0 | 0 | 0 | 0 | 0 | 0 | 0 | 0 | 0 | 0 | 0 | 0 | 0 | 0 | 0 | 0 | 0 | 0 | 0 | 0 | 0 | 0 | 0 | 0
F4_Commercial_Warehouse_Existing_Food Preparation_Natural Gas_Food Prep Other_E4 | F4 | Commercial | Warehouse | Existing | Food Preparation | Natural Gas | Food Prep Other | E4 | RVT BC Ratio | 0 | 0 | 0 | 0 | 0 | 0 | 0 | 0 | 0 | 0 | 0 | 0 | 0 | 0 | 0 | 0 | 0 | 0 | 0 | 0 | 0 | 0 | 0 | 0 | 0 | 0 | 0 | 0 | 0 | 0 | 0 | 0 | 0
F4_Commercial_Warehouse_Existing_Food Preparation_Natural Gas_Food Prep Other_E5 | F4 | Commercial | Warehouse | Existing | Food Preparation | Natural Gas | Food Prep Other | E5 | RVT BC Ratio | 0 | 0 | 0 | 0 | 0 | 0 | 0 | 0 | 0 | 0 | 0 | 0 | 0 | 0 | 0 | 0 | 0 | 0 | 0 | 0 | 0 | 0 | 0 | 0 | 0 | 0 | 0 | 0 | 0 | 0 | 0 | 0 | 0
F4_Commercial_Warehouse_Existing_Food Preparation_Natural Gas_Food Prep Other_E6 | F4 | Commercial | Warehouse | Existing | Food Preparation | Natural Gas | Food Prep Other | E6 | RVT BC Ratio | 0 | 0 | 0 | 0 | 0 | 0 | 0 | 0 | 0 | 0 | 0 | 0 | 0 | 0 | 0 | 0 | 0 | 0 | 0 | 0 | 0 | 0 | 0 | 0 | 0 | 0 | 0 | 0 | 0 | 0 | 0 | 0 | 0
F4_Commercial_Warehouse_Existing_Food Preparation_Natural Gas_Food Prep Other_E7 | F4 | Commercial | Warehouse | Existing | Food Preparation | Natural Gas | Food Prep Other | E7 | RVT BC Ratio | 0 | 0 | 0 | 0 | 0 | 0 | 0 | 0 | 0 | 0 | 0 | 0 | 0 | 0 | 0 | 0 | 0 | 0 | 0 | 0 | 0 | 0 | 0 | 0 | 0 | 0 | 0 | 0 | 0 | 0 | 0 | 0 | 0
F4_Commercial_Warehouse_Existing_Food Preparation_Natural Gas_Food Prep Other_E8 | F4 | Commercial | Warehouse | Existing | Food Preparation | Natural Gas | Food Prep Other | E8 | RVT BC Ratio | 0 | 0 | 0 | 0 | 0 | 0 | 0 | 0 | 0 | 0 | 0 | 0 | 0 | 0 | 0 | 0 | 0 | 0 | 0 | 0 | 0 | 0 | 0 | 0 | 0 | 0 | 0 | 0 | 0 | 0 | 0 | 0 | 0
F4_Commercial_Warehouse_Existing_Food Preparation_Natural Gas_Food Prep Other_E9 | F4 | Commercial | Warehouse | Existing | Food Preparation | Natural Gas | Food Prep Other | E9 | RVT BC Ratio | 0 | 0 | 0 | 0 | 0 | 0 | 0 | 0 | 0 | 0 | 0 | 0 | 0 | 0 | 0 | 0 | 0 | 0 | 0 | 0 | 0 | 0 | 0 | 0 | 0 | 0 | 0 | 0 | 0 | 0 | 0 | 0 | 0
F4_Commercial_Warehouse_Existing_Food Preparation_Natural Gas_Food Prep Other_E10 | F4 | Commercial | Warehouse | Existing | Food Preparation | Natural Gas | Food Prep Other | E10 | RVT BC Ratio | 0 | 0 | 0 | 0 | 0 | 0 | 0 | 0 | 0 | 0 | 0 | 0 | 0 | 0 | 0 | 0 | 0 | 0 | 0 | 0 | 0 | 0 | 0 | 0 | 0 | 0 | 0 | 0 | 0 | 0 | 0 | 0 | 0
F5_Commercial_Warehouse_Existing_Food Preparation_Natural Gas_Food Prep Other_E1 | F5 | Commercial | Warehouse | Existing | Food Preparation | Natural Gas | Food Prep Other | E1 | RIM BC Ratio | bar: 2019 to 2051
F5_Commercial_Warehouse_Existing_Food Preparation_Natural Gas_Food Prep Other_E2 | F5 | Commercial | Warehouse | Existing | Food Preparation | Natural Gas | Food Prep Other | E2 | RIM BC Ratio | 0 | 0 | 0 | 0 | 0 | 0 | 0 | 0 | 0 | 0 | 0 | 0 | 0 | 0 | 0 | 0 | 0 | 0 | 0 | 0 | 0 | 0 | 0 | 0 | 0 | 0 | 0 | 0 | 0 | 0 | 0 | 0 | 0
F5_Commercial_Warehouse_Existing_Food Preparation_Natural Gas_Food Prep Other_E3 | F5 | Commercial | Warehouse | Existing | Food Preparation | Natural Gas | Food Prep Other | E3 | RIM BC Ratio | 0 | 0 | 0 | 0 | 0 | 0 | 0 | 0 | 0 | 0 | 0 | 0 | 0 | 0 | 0 | 0 | 0 | 0 | 0 | 0 | 0 | 0 | 0 | 0 | 0 | 0 | 0 | 0 | 0 | 0 | 0 | 0 | 0
F5_Commercial_Warehouse_Existing_Food Preparation_Natural Gas_Food Prep Other_E4 | F5 | Commercial | Warehouse | Existing | Food Preparation | Natural Gas | Food Prep Other | E4 | RIM BC Ratio | 0 | 0 | 0 | 0 | 0 | 0 | 0 | 0 | 0 | 0 | 0 | 0 | 0 | 0 | 0 | 0 | 0 | 0 | 0 | 0 | 0 | 0 | 0 | 0 | 0 | 0 | 0 | 0 | 0 | 0 | 0 | 0 | 0
F5_Commercial_Warehouse_Existing_Food Preparation_Natural Gas_Food Prep Other_E5 | F5 | Commercial | Warehouse | Existing | Food Preparation | Natural Gas | Food Prep Other | E5 | RIM BC Ratio | 0 | 0 | 0 | 0 | 0 | 0 | 0 | 0 | 0 | 0 | 0 | 0 | 0 | 0 | 0 | 0 | 0 | 0 | 0 | 0 | 0 | 0 | 0 | 0 | 0 | 0 | 0 | 0 | 0 | 0 | 0 | 0 | 0
F5_Commercial_Warehouse_Existing_Food Preparation_Natural Gas_Food Prep Other_E6 | F5 | Commercial | Warehouse | Existing | Food Preparation | Natural Gas | Food Prep Other | E6 | RIM BC Ratio | 0 | 0 | 0 | 0 | 0 | 0 | 0 | 0 | 0 | 0 | 0 | 0 | 0 | 0 | 0 | 0 | 0 | 0 | 0 | 0 | 0 | 0 | 0 | 0 | 0 | 0 | 0 | 0 | 0 | 0 | 0 | 0 | 0
F5_Commercial_Warehouse_Existing_Food Preparation_Natural Gas_Food Prep Other_E7 | F5 | Commercial | Warehouse | Existing | Food Preparation | Natural Gas | Food Prep Other | E7 | RIM BC Ratio | 0 | 0 | 0 | 0 | 0 | 0 | 0 | 0 | 0 | 0 | 0 | 0 | 0 | 0 | 0 | 0 | 0 | 0 | 0 | 0 | 0 | 0 | 0 | 0 | 0 | 0 | 0 | 0 | 0 | 0 | 0 | 0 | 0
F5_Commercial_Warehouse_Existing_Food Preparation_Natural Gas_Food Prep Other_E8 | F5 | Commercial | Warehouse | Existing | Food Preparation | Natural Gas | Food Prep Other | E8 | RIM BC Ratio | 0 | 0 | 0 | 0 | 0 | 0 | 0 | 0 | 0 | 0 | 0 | 0 | 0 | 0 | 0 | 0 | 0 | 0 | 0 | 0 | 0 | 0 | 0 | 0 | 0 | 0 | 0 | 0 | 0 | 0 | 0 | 0 | 0
F5_Commercial_Warehouse_Existing_Food Preparation_Natural Gas_Food Prep Other_E9 | F5 | Commercial | Warehouse | Existing | Food Preparation | Natural Gas | Food Prep Other | E9 | RIM BC Ratio | 0 | 0 | 0 | 0 | 0 | 0 | 0 | 0 | 0 | 0 | 0 | 0 | 0 | 0 | 0 | 0 | 0 | 0 | 0 | 0 | 0 | 0 | 0 | 0 | 0 | 0 | 0 | 0 | 0 | 0 | 0 | 0 | 0
F5_Commercial_Warehouse_Existing_Food Preparation_Natural Gas_Food Prep Other_E10 | F5 | Commercial | Warehouse | Existing | Food Preparation | Natural Gas | Food Prep Other | E10 | RIM BC Ratio | 0 | 0 | 0 | 0 | 0 | 0 | 0 | 0 | 0 | 0 | 0 | 0 | 0 | 0 | 0 | 0 | 0 | 0 | 0 | 0 | 0 | 0 | 0 | 0 | 0 | 0 | 0 | 0 | 0 | 0 | 0 | 0 | 0
F0_Commercial_Warehouse_Existing_Miscellaneous_Natural Gas_Pool Heater_E0 | F0 | Commercial | Warehouse | Existing | Miscellaneous | Natural Gas | Pool Heater | E0 | Economic Unit | Standard (EF .78) | Standard (EF .78) | Standard (EF .78) | Standard (EF .78) | Standard (EF .78) | Standard (EF .78) | Standard (EF .78) | Standard (EF .78) | Standard (EF .78) | Standard (EF .78) | Standard (EF .78) | Standard (EF .78) | Standard (EF .78) | Standard (EF .78) | Standard (EF .78) | Standard (EF .78) | Standard (EF .78) | Standard (EF .78) | Standard (EF .78) | Standard (EF .78) | Standard (EF .78) | Standard (EF .78) | Standard (EF .78) | Standard (EF .78) | Standard (EF .78) | Standard (EF .78) | Standard (EF .78) | Standard (EF .78) | Standard (EF .78) | Standard (EF .78) | Standard (EF .78) | Standard (EF .78) | Standard (EF .78)
F1_Commercial_Warehouse_Existing_Miscellaneous_Natural Gas_Pool Heater_E1 | F1 | Commercial | Warehouse | Existing | Miscellaneous | Natural Gas | Pool Heater | E1 | CCE | 0 | 0 | 0 | 0 | 0 | 0 | 0 | 0 | 0 | 0 | 0 | 0 | 0 | 0 | 0 | 0 | 0 | 0 | 0 | 0 | 0 | 0 | 0 | 0 | 0 | 0 | 0 | 0 | 0 | 0 | 0 | 0 | 0
F1_Commercial_Warehouse_Existing_Miscellaneous_Natural Gas_Pool Heater_E2 | F1 | Commercial | Warehouse | Existing | Miscellaneous | Natural Gas | Pool Heater | E2 | CCE | 1.2838 | 1.2838 | 1.2838 | 1.2838 | 1.2838 | 1.2838 | 1.2838 | 1.2838 | 1.2838 | 1.2838 | 1.2838 | 1.2838 | 1.2838 | 1.2838 | 1.2838 | 1.2838 | 1.2838 | 1.2838 | 1.2838 | 1.2838 | 1.2838 | 1.2838 | 1.2838 | 1.2838 | 1.2838 | 1.2838 | 1.2838 | 1.2838 | 1.2838 | 1.2838 | 1.2838 | 1.2838 | 1.2838
F1_Commercial_Warehouse_Existing_Miscellaneous_Natural Gas_Pool Heater_E3 | F1 | Commercial | Warehouse | Existing | Miscellaneous | Natural Gas | Pool Heater | E3 | CCE | 0 | 0 | 0 | 0 | 0 | 0 | 0 | 0 | 0 | 0 | 0 | 0 | 0 | 0 | 0 | 0 | 0 | 0 | 0 | 0 | 0 | 0 | 0 | 0 | 0 | 0 | 0 | 0 | 0 | 0 | 0 | 0 | 0
F1_Commercial_Warehouse_Existing_Miscellaneous_Natural Gas_Pool Heater_E4 | F1 | Commercial | Warehouse | Existing | Miscellaneous | Natural Gas | Pool Heater | E4 | CCE | 0 | 0 | 0 | 0 | 0 | 0 | 0 | 0 | 0 | 0 | 0 | 0 | 0 | 0 | 0 | 0 | 0 | 0 | 0 | 0 | 0 | 0 | 0 | 0 | 0 | 0 | 0 | 0 | 0 | 0 | 0 | 0 | 0
F1_Commercial_Warehouse_Existing_Miscellaneous_Natural Gas_Pool Heater_E5 | F1 | Commercial | Warehouse | Existing | Miscellaneous | Natural Gas | Pool Heater | E5 | CCE | 0 | 0 | 0 | 0 | 0 | 0 | 0 | 0 | 0 | 0 | 0 | 0 | 0 | 0 | 0 | 0 | 0 | 0 | 0 | 0 | 0 | 0 | 0 | 0 | 0 | 0 | 0 | 0 | 0 | 0 | 0 | 0 | 0
F1_Commercial_Warehouse_Existing_Miscellaneous_Natural Gas_Pool Heater_E6 | F1 | Commercial | Warehouse | Existing | Miscellaneous | Natural Gas | Pool Heater | E6 | CCE | 0 | 0 | 0 | 0 | 0 | 0 | 0 | 0 | 0 | 0 | 0 | 0 | 0 | 0 | 0 | 0 | 0 | 0 | 0 | 0 | 0 | 0 | 0 | 0 | 0 | 0 | 0 | 0 | 0 | 0 | 0 | 0 | 0
F1_Commercial_Warehouse_Existing_Miscellaneous_Natural Gas_Pool Heater_E7 | F1 | Commercial | Warehouse | Existing | Miscellaneous | Natural Gas | Pool Heater | E7 | CCE | 0 | 0 | 0 | 0 | 0 | 0 | 0 | 0 | 0 | 0 | 0 | 0 | 0 | 0 | 0 | 0 | 0 | 0 | 0 | 0 | 0 | 0 | 0 | 0 | 0 | 0 | 0 | 0 | 0 | 0 | 0 | 0 | 0
F1_Commercial_Warehouse_Existing_Miscellaneous_Natural Gas_Pool Heater_E8 | F1 | Commercial | Warehouse | Existing | Miscellaneous | Natural Gas | Pool Heater | E8 | CCE | 0 | 0 | 0 | 0 | 0 | 0 | 0 | 0 | 0 | 0 | 0 | 0 | 0 | 0 | 0 | 0 | 0 | 0 | 0 | 0 | 0 | 0 | 0 | 0 | 0 | 0 | 0 | 0 | 0 | 0 | 0 | 0 | 0
F1_Commercial_Warehouse_Existing_Miscellaneous_Natural Gas_Pool Heater_E9 | F1 | Commercial | Warehouse | Existing | Miscellaneous | Natural Gas | Pool Heater | E9 | CCE | 0 | 0 | 0 | 0 | 0 | 0 | 0 | 0 | 0 | 0 | 0 | 0 | 0 | 0 | 0 | 0 | 0 | 0 | 0 | 0 | 0 | 0 | 0 | 0 | 0 | 0 | 0 | 0 | 0 | 0 | 0 | 0 | 0
F1_Commercial_Warehouse_Existing_Miscellaneous_Natural Gas_Pool Heater_E10 | F1 | Commercial | Warehouse | Existing | Miscellaneous | Natural Gas | Pool Heater | E10 | CCE | 0 | 0 | 0 | 0 | 0 | 0 | 0 | 0 | 0 | 0 | 0 | 0 | 0 | 0 | 0 | 0 | 0 | 0 | 0 | 0 | 0 | 0 | 0 | 0 | 0 | 0 | 0 | 0 | 0 | 0 | 0 | 0 | 0
F2_Commercial_Warehouse_Existing_Miscellaneous_Natural Gas_Pool Heater_E1 | F2 | Commercial | Warehouse | Existing | Miscellaneous | Natural Gas | Pool Heater | E1 | TRC BC Ratio | bar: 2019 to 2051
F2_Commercial_Warehouse_Existing_Miscellaneous_Natural Gas_Pool Heater_E2 | F2 | Commercial | Warehouse | Existing | Miscellaneous | Natural Gas | Pool Heater | E2 | TRC BC Ratio | 0 | 0 | 0 | 0 | 0 | 0 | 0 | 0 | 0 | 0 | 0 | 0 | 0 | 0 | 0 | 0 | 0 | 0 | 0 | 0 | 0 | 0 | 0 | 0 | 0 | 0 | 0 | 0 | 0 | 0 | 0 | 0 | 0
F2_Commercial_Warehouse_Existing_Miscellaneous_Natural Gas_Pool Heater_E3 | F2 | Commercial | Warehouse | Existing | Miscellaneous | Natural Gas | Pool Heater | E3 | TRC BC Ratio | 0 | 0 | 0 | 0 | 0 | 0 | 0 | 0 | 0 | 0 | 0 | 0 | 0 | 0 | 0 | 0 | 0 | 0 | 0 | 0 | 0 | 0 | 0 | 0 | 0 | 0 | 0 | 0 | 0 | 0 | 0 | 0 | 0
F2_Commercial_Warehouse_Existing_Miscellaneous_Natural Gas_Pool Heater_E4 | F2 | Commercial | Warehouse | Existing | Miscellaneous | Natural Gas | Pool Heater | E4 | TRC BC Ratio | 0 | 0 | 0 | 0 | 0 | 0 | 0 | 0 | 0 | 0 | 0 | 0 | 0 | 0 | 0 | 0 | 0 | 0 | 0 | 0 | 0 | 0 | 0 | 0 | 0 | 0 | 0 | 0 | 0 | 0 | 0 | 0 | 0
F2_Commercial_Warehouse_Existing_Miscellaneous_Natural Gas_Pool Heater_E5 | F2 | Commercial | Warehouse | Existing | Miscellaneous | Natural Gas | Pool Heater | E5 | TRC BC Ratio | 0 | 0 | 0 | 0 | 0 | 0 | 0 | 0 | 0 | 0 | 0 | 0 | 0 | 0 | 0 | 0 | 0 | 0 | 0 | 0 | 0 | 0 | 0 | 0 | 0 | 0 | 0 | 0 | 0 | 0 | 0 | 0 | 0
F2_Commercial_Warehouse_Existing_Miscellaneous_Natural Gas_Pool Heater_E6 | F2 | Commercial | Warehouse | Existing | Miscellaneous | Natural Gas | Pool Heater | E6 | TRC BC Ratio | 0 | 0 | 0 | 0 | 0 | 0 | 0 | 0 | 0 | 0 | 0 | 0 | 0 | 0 | 0 | 0 | 0 | 0 | 0 | 0 | 0 | 0 | 0 | 0 | 0 | 0 | 0 | 0 | 0 | 0 | 0 | 0 | 0
F2_Commercial_Warehouse_Existing_Miscellaneous_Natural Gas_Pool Heater_E7 | F2 | Commercial | Warehouse | Existing | Miscellaneous | Natural Gas | Pool Heater | E7 | TRC BC Ratio | 0 | 0 | 0 | 0 | 0 | 0 | 0 | 0 | 0 | 0 | 0 | 0 | 0 | 0 | 0 | 0 | 0 | 0 | 0 | 0 | 0 | 0 | 0 | 0 | 0 | 0 | 0 | 0 | 0 | 0 | 0 | 0 | 0
F2_Commercial_Warehouse_Existing_Miscellaneous_Natural Gas_Pool Heater_E8 | F2 | Commercial | Warehouse | Existing | Miscellaneous | Natural Gas | Pool Heater | E8 | TRC BC Ratio | 0 | 0 | 0 | 0 | 0 | 0 | 0 | 0 | 0 | 0 | 0 | 0 | 0 | 0 | 0 | 0 | 0 | 0 | 0 | 0 | 0 | 0 | 0 | 0 | 0 | 0 | 0 | 0 | 0 | 0 | 0 | 0 | 0
F2_Commercial_Warehouse_Existing_Miscellaneous_Natural Gas_Pool Heater_E9 | F2 | Commercial | Warehouse | Existing | Miscellaneous | Natural Gas | Pool Heater | E9 | TRC BC Ratio | 0 | 0 | 0 | 0 | 0 | 0 | 0 | 0 | 0 | 0 | 0 | 0 | 0 | 0 | 0 | 0 | 0 | 0 | 0 | 0 | 0 | 0 | 0 | 0 | 0 | 0 | 0 | 0 | 0 | 0 | 0 | 0 | 0
F2_Commercial_Warehouse_Existing_Miscellaneous_Natural Gas_Pool Heater_E10 | F2 | Commercial | Warehouse | Existing | Miscellaneous | Natural Gas | Pool Heater | E10 | TRC BC Ratio | 0 | 0 | 0 | 0 | 0 | 0 | 0 | 0 | 0 | 0 | 0 | 0 | 0 | 0 | 0 | 0 | 0 | 0 | 0 | 0 | 0 | 0 | 0 | 0 | 0 | 0 | 0 | 0 | 0 | 0 | 0 | 0 | 0
F3_Commercial_Warehouse_Existing_Miscellaneous_Natural Gas_Pool Heater_E1 | F3 | Commercial | Warehouse | Existing | Miscellaneous | Natural Gas | Pool Heater | E1 | PACT BC Ratio | bar: 2019 to 2051
F3_Commercial_Warehouse_Existing_Miscellaneous_Natural Gas_Pool Heater_E2 | F3 | Commercial | Warehouse | Existing | Miscellaneous | Natural Gas | Pool Heater | E2 | PACT BC Ratio | 0 | 0 | 0 | 0 | 0 | 0 | 0 | 0 | 0 | 0 | 0 | 0 | 0 | 0 | 0 | 0 | 0 | 0 | 0 | 0 | 0 | 0 | 0 | 0 | 0 | 0 | 0 | 0 | 0 | 0 | 0 | 0 | 0
F3_Commercial_Warehouse_Existing_Miscellaneous_Natural Gas_Pool Heater_E3 | F3 | Commercial | Warehouse | Existing | Miscellaneous | Natural Gas | Pool Heater | E3 | PACT BC Ratio | 0 | 0 | 0 | 0 | 0 | 0 | 0 | 0 | 0 | 0 | 0 | 0 | 0 | 0 | 0 | 0 | 0 | 0 | 0 | 0 | 0 | 0 | 0 | 0 | 0 | 0 | 0 | 0 | 0 | 0 | 0 | 0 | 0
F3_Commercial_Warehouse_Existing_Miscellaneous_Natural Gas_Pool Heater_E4 | F3 | Commercial | Warehouse | Existing | Miscellaneous | Natural Gas | Pool Heater | E4 | PACT BC Ratio | 0 | 0 | 0 | 0 | 0 | 0 | 0 | 0 | 0 | 0 | 0 | 0 | 0 | 0 | 0 | 0 | 0 | 0 | 0 | 0 | 0 | 0 | 0 | 0 | 0 | 0 | 0 | 0 | 0 | 0 | 0 | 0 | 0
F3_Commercial_Warehouse_Existing_Miscellaneous_Natural Gas_Pool Heater_E5 | F3 | Commercial | Warehouse | Existing | Miscellaneous | Natural Gas | Pool Heater | E5 | PACT BC Ratio | 0 | 0 | 0 | 0 | 0 | 0 | 0 | 0 | 0 | 0 | 0 | 0 | 0 | 0 | 0 | 0 | 0 | 0 | 0 | 0 | 0 | 0 | 0 | 0 | 0 | 0 | 0 | 0 | 0 | 0 | 0 | 0 | 0
F3_Commercial_Warehouse_Existing_Miscellaneous_Natural Gas_Pool Heater_E6 | F3 | Commercial | Warehouse | Existing | Miscellaneous | Natural Gas | Pool Heater | E6 | PACT BC Ratio | 0 | 0 | 0 | 0 | 0 | 0 | 0 | 0 | 0 | 0 | 0 | 0 | 0 | 0 | 0 | 0 | 0 | 0 | 0 | 0 | 0 | 0 | 0 | 0 | 0 | 0 | 0 | 0 | 0 | 0 | 0 | 0 | 0
F3_Commercial_Warehouse_Existing_Miscellaneous_Natural Gas_Pool Heater_E7 | F3 | Commercial | Warehouse | Existing | Miscellaneous | Natural Gas | Pool Heater | E7 | PACT BC Ratio | 0 | 0 | 0 | 0 | 0 | 0 | 0 | 0 | 0 | 0 | 0 | 0 | 0 | 0 | 0 | 0 | 0 | 0 | 0 | 0 | 0 | 0 | 0 | 0 | 0 | 0 | 0 | 0 | 0 | 0 | 0 | 0 | 0
F3_Commercial_Warehouse_Existing_Miscellaneous_Natural Gas_Pool Heater_E8 | F3 | Commercial | Warehouse | Existing | Miscellaneous | Natural Gas | Pool Heater | E8 | PACT BC Ratio | 0 | 0 | 0 | 0 | 0 | 0 | 0 | 0 | 0 | 0 | 0 | 0 | 0 | 0 | 0 | 0 | 0 | 0 | 0 | 0 | 0 | 0 | 0 | 0 | 0 | 0 | 0 | 0 | 0 | 0 | 0 | 0 | 0
F3_Commercial_Warehouse_Existing_Miscellaneous_Natural Gas_Pool Heater_E9 | F3 | Commercial | Warehouse | Existing | Miscellaneous | Natural Gas | Pool Heater | E9 | PACT BC Ratio | 0 | 0 | 0 | 0 | 0 | 0 | 0 | 0 | 0 | 0 | 0 | 0 | 0 | 0 | 0 | 0 | 0 | 0 | 0 | 0 | 0 | 0 | 0 | 0 | 0 | 0 | 0 | 0 | 0 | 0 | 0 | 0 | 0
F3_Commercial_Warehouse_Existing_Miscellaneous_Natural Gas_Pool Heater_E10 | F3 | Commercial | Warehouse | Existing | Miscellaneous | Natural Gas | Pool Heater | E10 | PACT BC Ratio | 0 | 0 | 0 | 0 | 0 | 0 | 0 | 0 | 0 | 0 | 0 | 0 | 0 | 0 | 0 | 0 | 0 | 0 | 0 | 0 | 0 | 0 | 0 | 0 | 0 | 0 | 0 | 0 | 0 | 0 | 0 | 0 | 0
F4_Commercial_Warehouse_Existing_Miscellaneous_Natural Gas_Pool Heater_E1 | F4 | Commercial | Warehouse | Existing | Miscellaneous | Natural Gas | Pool Heater | E1 | RVT BC Ratio | bar: 2019 to 2051
F4_Commercial_Warehouse_Existing_Miscellaneous_Natural Gas_Pool Heater_E2 | F4 | Commercial | Warehouse | Existing | Miscellaneous | Natural Gas | Pool Heater | E2 | RVT BC Ratio | 0.7 | 0.7 | 0.7 | 0.7 | 0.7 | 0.7 | 0.7 | 0.7 | 0.7 | 0.7 | 0.7 | 0.7 | 0.7 | 0.7 | 0.7 | 0.7 | 0.7 | 0.7 | 0.7 | 0.7 | 0.7 | 0.7 | 0.7 | 0.7 | 0.7 | 0.7 | 0.7 | 0.7 | 0.7 | 0.7 | 0.7 | 0.7 | 0.7
F4_Commercial_Warehouse_Existing_Miscellaneous_Natural Gas_Pool Heater_E3 | F4 | Commercial | Warehouse | Existing | Miscellaneous | Natural Gas | Pool Heater | E3 | RVT BC Ratio | 0 | 0 | 0 | 0 | 0 | 0 | 0 | 0 | 0 | 0 | 0 | 0 | 0 | 0 | 0 | 0 | 0 | 0 | 0 | 0 | 0 | 0 | 0 | 0 | 0 | 0 | 0 | 0 | 0 | 0 | 0 | 0 | 0
F4_Commercial_Warehouse_Existing_Miscellaneous_Natural Gas_Pool Heater_E4 | F4 | Commercial | Warehouse | Existing | Miscellaneous | Natural Gas | Pool Heater | E4 | RVT BC Ratio | 0 | 0 | 0 | 0 | 0 | 0 | 0 | 0 | 0 | 0 | 0 | 0 | 0 | 0 | 0 | 0 | 0 | 0 | 0 | 0 | 0 | 0 | 0 | 0 | 0 | 0 | 0 | 0 | 0 | 0 | 0 | 0 | 0
F4_Commercial_Warehouse_Existing_Miscellaneous_Natural Gas_Pool Heater_E5 | F4 | Commercial | Warehouse | Existing | Miscellaneous | Natural Gas | Pool Heater | E5 | RVT BC Ratio | 0 | 0 | 0 | 0 | 0 | 0 | 0 | 0 | 0 | 0 | 0 | 0 | 0 | 0 | 0 | 0 | 0 | 0 | 0 | 0 | 0 | 0 | 0 | 0 | 0 | 0 | 0 | 0 | 0 | 0 | 0 | 0 | 0
F4_Commercial_Warehouse_Existing_Miscellaneous_Natural Gas_Pool Heater_E6 | F4 | Commercial | Warehouse | Existing | Miscellaneous | Natural Gas | Pool Heater | E6 | RVT BC Ratio | 0 | 0 | 0 | 0 | 0 | 0 | 0 | 0 | 0 | 0 | 0 | 0 | 0 | 0 | 0 | 0 | 0 | 0 | 0 | 0 | 0 | 0 | 0 | 0 | 0 | 0 | 0 | 0 | 0 | 0 | 0 | 0 | 0
F4_Commercial_Warehouse_Existing_Miscellaneous_Natural Gas_Pool Heater_E7 | F4 | Commercial | Warehouse | Existing | Miscellaneous | Natural Gas | Pool Heater | E7 | RVT BC Ratio | 0 | 0 | 0 | 0 | 0 | 0 | 0 | 0 | 0 | 0 | 0 | 0 | 0 | 0 | 0 | 0 | 0 | 0 | 0 | 0 | 0 | 0 | 0 | 0 | 0 | 0 | 0 | 0 | 0 | 0 | 0 | 0 | 0
F4_Commercial_Warehouse_Existing_Miscellaneous_Natural Gas_Pool Heater_E8 | F4 | Commercial | Warehouse | Existing | Miscellaneous | Natural Gas | Pool Heater | E8 | RVT BC Ratio | 0 | 0 | 0 | 0 | 0 | 0 | 0 | 0 | 0 | 0 | 0 | 0 | 0 | 0 | 0 | 0 | 0 | 0 | 0 | 0 | 0 | 0 | 0 | 0 | 0 | 0 | 0 | 0 | 0 | 0 | 0 | 0 | 0
F4_Commercial_Warehouse_Existing_Miscellaneous_Natural Gas_Pool Heater_E9 | F4 | Commercial | Warehouse | Existing | Miscellaneous | Natural Gas | Pool Heater | E9 | RVT BC Ratio | 0 | 0 | 0 | 0 | 0 | 0 | 0 | 0 | 0 | 0 | 0 | 0 | 0 | 0 | 0 | 0 | 0 | 0 | 0 | 0 | 0 | 0 | 0 | 0 | 0 | 0 | 0 | 0 | 0 | 0 | 0 | 0 | 0
F4_Commercial_Warehouse_Existing_Miscellaneous_Natural Gas_Pool Heater_E10 | F4 | Commercial | Warehouse | Existing | Miscellaneous | Natural Gas | Pool Heater | E10 | RVT BC Ratio | 0 | 0 | 0 | 0 | 0 | 0 | 0 | 0 | 0 | 0 | 0 | 0 | 0 | 0 | 0 | 0 | 0 | 0 | 0 | 0 | 0 | 0 | 0 | 0 | 0 | 0 | 0 | 0 | 0 | 0 | 0 | 0 | 0
F5_Commercial_Warehouse_Existing_Miscellaneous_Natural Gas_Pool Heater_E1 | F5 | Commercial | Warehouse | Existing | Miscellaneous | Natural Gas | Pool Heater | E1 | RIM BC Ratio | bar: 2019 to 2051
F5_Commercial_Warehouse_Existing_Miscellaneous_Natural Gas_Pool Heater_E2 | F5 | Commercial | Warehouse | Existing | Miscellaneous | Natural Gas | Pool Heater | E2 | RIM BC Ratio | 0 | 0 | 0 | 0 | 0 | 0 | 0 | 0 | 0 | 0 | 0 | 0 | 0 | 0 | 0 | 0 | 0 | 0 | 0 | 0 | 0 | 0 | 0 | 0 | 0 | 0 | 0 | 0 | 0 | 0 | 0 | 0 | 0
F5_Commercial_Warehouse_Existing_Miscellaneous_Natural Gas_Pool Heater_E3 | F5 | Commercial | Warehouse | Existing | Miscellaneous | Natural Gas | Pool Heater | E3 | RIM BC Ratio | 0 | 0 | 0 | 0 | 0 | 0 | 0 | 0 | 0 | 0 | 0 | 0 | 0 | 0 | 0 | 0 | 0 | 0 | 0 | 0 | 0 | 0 | 0 | 0 | 0 | 0 | 0 | 0 | 0 | 0 | 0 | 0 | 0
F5_Commercial_Warehouse_Existing_Miscellaneous_Natural Gas_Pool Heater_E4 | F5 | Commercial | Warehouse | Existing | Miscellaneous | Natural Gas | Pool Heater | E4 | RIM BC Ratio | 0 | 0 | 0 | 0 | 0 | 0 | 0 | 0 | 0 | 0 | 0 | 0 | 0 | 0 | 0 | 0 | 0 | 0 | 0 | 0 | 0 | 0 | 0 | 0 | 0 | 0 | 0 | 0 | 0 | 0 | 0 | 0 | 0
F5_Commercial_Warehouse_Existing_Miscellaneous_Natural Gas_Pool Heater_E5 | F5 | Commercial | Warehouse | Existing | Miscellaneous | Natural Gas | Pool Heater | E5 | RIM BC Ratio | 0 | 0 | 0 | 0 | 0 | 0 | 0 | 0 | 0 | 0 | 0 | 0 | 0 | 0 | 0 | 0 | 0 | 0 | 0 | 0 | 0 | 0 | 0 | 0 | 0 | 0 | 0 | 0 | 0 | 0 | 0 | 0 | 0
F5_Commercial_Warehouse_Existing_Miscellaneous_Natural Gas_Pool Heater_E6 | F5 | Commercial | Warehouse | Existing | Miscellaneous | Natural Gas | Pool Heater | E6 | RIM BC Ratio | 0 | 0 | 0 | 0 | 0 | 0 | 0 | 0 | 0 | 0 | 0 | 0 | 0 | 0 | 0 | 0 | 0 | 0 | 0 | 0 | 0 | 0 | 0 | 0 | 0 | 0 | 0 | 0 | 0 | 0 | 0 | 0 | 0
F5_Commercial_Warehouse_Existing_Miscellaneous_Natural Gas_Pool Heater_E7 | F5 | Commercial | Warehouse | Existing | Miscellaneous | Natural Gas | Pool Heater | E7 | RIM BC Ratio | 0 | 0 | 0 | 0 | 0 | 0 | 0 | 0 | 0 | 0 | 0 | 0 | 0 | 0 | 0 | 0 | 0 | 0 | 0 | 0 | 0 | 0 | 0 | 0 | 0 | 0 | 0 | 0 | 0 | 0 | 0 | 0 | 0
F5_Commercial_Warehouse_Existing_Miscellaneous_Natural Gas_Pool Heater_E8 | F5 | Commercial | Warehouse | Existing | Miscellaneous | Natural Gas | Pool Heater | E8 | RIM BC Ratio | 0 | 0 | 0 | 0 | 0 | 0 | 0 | 0 | 0 | 0 | 0 | 0 | 0 | 0 | 0 | 0 | 0 | 0 | 0 | 0 | 0 | 0 | 0 | 0 | 0 | 0 | 0 | 0 | 0 | 0 | 0 | 0 | 0
F5_Commercial_Warehouse_Existing_Miscellaneous_Natural Gas_Pool Heater_E9 | F5 | Commercial | Warehouse | Existing | Miscellaneous | Natural Gas | Pool Heater | E9 | RIM BC Ratio | 0 | 0 | 0 | 0 | 0 | 0 | 0 | 0 | 0 | 0 | 0 | 0 | 0 | 0 | 0 | 0 | 0 | 0 | 0 | 0 | 0 | 0 | 0 | 0 | 0 | 0 | 0 | 0 | 0 | 0 | 0 | 0 | 0
F5_Commercial_Warehouse_Existing_Miscellaneous_Natural Gas_Pool Heater_E10 | F5 | Commercial | Warehouse | Existing | Miscellaneous | Natural Gas | Pool Heater | E10 | RIM BC Ratio | 0 | 0 | 0 | 0 | 0 | 0 | 0 | 0 | 0 | 0 | 0 | 0 | 0 | 0 | 0 | 0 | 0 | 0 | 0 | 0 | 0 | 0 | 0 | 0 | 0 | 0 | 0 | 0 | 0 | 0 | 0 | 0 | 0
F0_Commercial_Warehouse_Existing_Miscellaneous_Natural Gas_Miscellaneous_E0 | F0 | Commercial | Warehouse | Existing | Miscellaneous | Natural Gas | Miscellaneous | E0 | Economic Unit | Miscellaneous | Miscellaneous | Miscellaneous | Miscellaneous | Miscellaneous | Miscellaneous | Miscellaneous | Miscellaneous | Miscellaneous | Miscellaneous | Miscellaneous | Miscellaneous | Miscellaneous | Miscellaneous | Miscellaneous | Miscellaneous | Miscellaneous | Miscellaneous | Miscellaneous | Miscellaneous | Miscellaneous | Miscellaneous | Miscellaneous | Miscellaneous | Miscellaneous | Miscellaneous | Miscellaneous | Miscellaneous | Miscellaneous | Miscellaneous | Miscellaneous | Miscellaneous | Miscellaneous
F1_Commercial_Warehouse_Existing_Miscellaneous_Natural Gas_Miscellaneous_E1 | F1 | Commercial | Warehouse | Existing | Miscellaneous | Natural Gas | Miscellaneous | E1 | CCE | 0 | 0 | 0 | 0 | 0 | 0 | 0 | 0 | 0 | 0 | 0 | 0 | 0 | 0 | 0 | 0 | 0 | 0 | 0 | 0 | 0 | 0 | 0 | 0 | 0 | 0 | 0 | 0 | 0 | 0 | 0 | 0 | 0
F1_Commercial_Warehouse_Existing_Miscellaneous_Natural Gas_Miscellaneous_E2 | F1 | Commercial | Warehouse | Existing | Miscellaneous | Natural Gas | Miscellaneous | E2 | CCE | 0 | 0 | 0 | 0 | 0 | 0 | 0 | 0 | 0 | 0 | 0 | 0 | 0 | 0 | 0 | 0 | 0 | 0 | 0 | 0 | 0 | 0 | 0 | 0 | 0 | 0 | 0 | 0 | 0 | 0 | 0 | 0 | 0
F1_Commercial_Warehouse_Existing_Miscellaneous_Natural Gas_Miscellaneous_E3 | F1 | Commercial | Warehouse | Existing | Miscellaneous | Natural Gas | Miscellaneous | E3 | CCE | 0 | 0 | 0 | 0 | 0 | 0 | 0 | 0 | 0 | 0 | 0 | 0 | 0 | 0 | 0 | 0 | 0 | 0 | 0 | 0 | 0 | 0 | 0 | 0 | 0 | 0 | 0 | 0 | 0 | 0 | 0 | 0 | 0
F1_Commercial_Warehouse_Existing_Miscellaneous_Natural Gas_Miscellaneous_E4 | F1 | Commercial | Warehouse | Existing | Miscellaneous | Natural Gas | Miscellaneous | E4 | CCE | 0 | 0 | 0 | 0 | 0 | 0 | 0 | 0 | 0 | 0 | 0 | 0 | 0 | 0 | 0 | 0 | 0 | 0 | 0 | 0 | 0 | 0 | 0 | 0 | 0 | 0 | 0 | 0 | 0 | 0 | 0 | 0 | 0
F1_Commercial_Warehouse_Existing_Miscellaneous_Natural Gas_Miscellaneous_E5 | F1 | Commercial | Warehouse | Existing | Miscellaneous | Natural Gas | Miscellaneous | E5 | CCE | 0 | 0 | 0 | 0 | 0 | 0 | 0 | 0 | 0 | 0 | 0 | 0 | 0 | 0 | 0 | 0 | 0 | 0 | 0 | 0 | 0 | 0 | 0 | 0 | 0 | 0 | 0 | 0 | 0 | 0 | 0 | 0 | 0
F1_Commercial_Warehouse_Existing_Miscellaneous_Natural Gas_Miscellaneous_E6 | F1 | Commercial | Warehouse | Existing | Miscellaneous | Natural Gas | Miscellaneous | E6 | CCE | 0 | 0 | 0 | 0 | 0 | 0 | 0 | 0 | 0 | 0 | 0 | 0 | 0 | 0 | 0 | 0 | 0 | 0 | 0 | 0 | 0 | 0 | 0 | 0 | 0 | 0 | 0 | 0 | 0 | 0 | 0 | 0 | 0
F1_Commercial_Warehouse_Existing_Miscellaneous_Natural Gas_Miscellaneous_E7 | F1 | Commercial | Warehouse | Existing | Miscellaneous | Natural Gas | Miscellaneous | E7 | CCE | 0 | 0 | 0 | 0 | 0 | 0 | 0 | 0 | 0 | 0 | 0 | 0 | 0 | 0 | 0 | 0 | 0 | 0 | 0 | 0 | 0 | 0 | 0 | 0 | 0 | 0 | 0 | 0 | 0 | 0 | 0 | 0 | 0
F1_Commercial_Warehouse_Existing_Miscellaneous_Natural Gas_Miscellaneous_E8 | F1 | Commercial | Warehouse | Existing | Miscellaneous | Natural Gas | Miscellaneous | E8 | CCE | 0 | 0 | 0 | 0 | 0 | 0 | 0 | 0 | 0 | 0 | 0 | 0 | 0 | 0 | 0 | 0 | 0 | 0 | 0 | 0 | 0 | 0 | 0 | 0 | 0 | 0 | 0 | 0 | 0 | 0 | 0 | 0 | 0
F1_Commercial_Warehouse_Existing_Miscellaneous_Natural Gas_Miscellaneous_E9 | F1 | Commercial | Warehouse | Existing | Miscellaneous | Natural Gas | Miscellaneous | E9 | CCE | 0 | 0 | 0 | 0 | 0 | 0 | 0 | 0 | 0 | 0 | 0 | 0 | 0 | 0 | 0 | 0 | 0 | 0 | 0 | 0 | 0 | 0 | 0 | 0 | 0 | 0 | 0 | 0 | 0 | 0 | 0 | 0 | 0
F1_Commercial_Warehouse_Existing_Miscellaneous_Natural Gas_Miscellaneous_E10 | F1 | Commercial | Warehouse | Existing | Miscellaneous | Natural Gas | Miscellaneous | E10 | CCE | 0 | 0 | 0 | 0 | 0 | 0 | 0 | 0 | 0 | 0 | 0 | 0 | 0 | 0 | 0 | 0 | 0 | 0 | 0 | 0 | 0 | 0 | 0 | 0 | 0 | 0 | 0 | 0 | 0 | 0 | 0 | 0 | 0
F2_Commercial_Warehouse_Existing_Miscellaneous_Natural Gas_Miscellaneous_E1 | F2 | Commercial | Warehouse | Existing | Miscellaneous | Natural Gas | Miscellaneous | E1 | TRC BC Ratio | bar: 2019 to 2051
F2_Commercial_Warehouse_Existing_Miscellaneous_Natural Gas_Miscellaneous_E2 | F2 | Commercial | Warehouse | Existing | Miscellaneous | Natural Gas | Miscellaneous | E2 | TRC BC Ratio | 0 | 0 | 0 | 0 | 0 | 0 | 0 | 0 | 0 | 0 | 0 | 0 | 0 | 0 | 0 | 0 | 0 | 0 | 0 | 0 | 0 | 0 | 0 | 0 | 0 | 0 | 0 | 0 | 0 | 0 | 0 | 0 | 0
F2_Commercial_Warehouse_Existing_Miscellaneous_Natural Gas_Miscellaneous_E3 | F2 | Commercial | Warehouse | Existing | Miscellaneous | Natural Gas | Miscellaneous | E3 | TRC BC Ratio | 0 | 0 | 0 | 0 | 0 | 0 | 0 | 0 | 0 | 0 | 0 | 0 | 0 | 0 | 0 | 0 | 0 | 0 | 0 | 0 | 0 | 0 | 0 | 0 | 0 | 0 | 0 | 0 | 0 | 0 | 0 | 0 | 0
F2_Commercial_Warehouse_Existing_Miscellaneous_Natural Gas_Miscellaneous_E4 | F2 | Commercial | Warehouse | Existing | Miscellaneous | Natural Gas | Miscellaneous | E4 | TRC BC Ratio | 0 | 0 | 0 | 0 | 0 | 0 | 0 | 0 | 0 | 0 | 0 | 0 | 0 | 0 | 0 | 0 | 0 | 0 | 0 | 0 | 0 | 0 | 0 | 0 | 0 | 0 | 0 | 0 | 0 | 0 | 0 | 0 | 0
F2_Commercial_Warehouse_Existing_Miscellaneous_Natural Gas_Miscellaneous_E5 | F2 | Commercial | Warehouse | Existing | Miscellaneous | Natural Gas | Miscellaneous | E5 | TRC BC Ratio | 0 | 0 | 0 | 0 | 0 | 0 | 0 | 0 | 0 | 0 | 0 | 0 | 0 | 0 | 0 | 0 | 0 | 0 | 0 | 0 | 0 | 0 | 0 | 0 | 0 | 0 | 0 | 0 | 0 | 0 | 0 | 0 | 0
F2_Commercial_Warehouse_Existing_Miscellaneous_Natural Gas_Miscellaneous_E6 | F2 | Commercial | Warehouse | Existing | Miscellaneous | Natural Gas | Miscellaneous | E6 | TRC BC Ratio | 0 | 0 | 0 | 0 | 0 | 0 | 0 | 0 | 0 | 0 | 0 | 0 | 0 | 0 | 0 | 0 | 0 | 0 | 0 | 0 | 0 | 0 | 0 | 0 | 0 | 0 | 0 | 0 | 0 | 0 | 0 | 0 | 0
F2_Commercial_Warehouse_Existing_Miscellaneous_Natural Gas_Miscellaneous_E7 | F2 | Commercial | Warehouse | Existing | Miscellaneous | Natural Gas | Miscellaneous | E7 | TRC BC Ratio | 0 | 0 | 0 | 0 | 0 | 0 | 0 | 0 | 0 | 0 | 0 | 0 | 0 | 0 | 0 | 0 | 0 | 0 | 0 | 0 | 0 | 0 | 0 | 0 | 0 | 0 | 0 | 0 | 0 | 0 | 0 | 0 | 0
F2_Commercial_Warehouse_Existing_Miscellaneous_Natural Gas_Miscellaneous_E8 | F2 | Commercial | Warehouse | Existing | Miscellaneous | Natural Gas | Miscellaneous | E8 | TRC BC Ratio | 0 | 0 | 0 | 0 | 0 | 0 | 0 | 0 | 0 | 0 | 0 | 0 | 0 | 0 | 0 | 0 | 0 | 0 | 0 | 0 | 0 | 0 | 0 | 0 | 0 | 0 | 0 | 0 | 0 | 0 | 0 | 0 | 0
F2_Commercial_Warehouse_Existing_Miscellaneous_Natural Gas_Miscellaneous_E9 | F2 | Commercial | Warehouse | Existing | Miscellaneous | Natural Gas | Miscellaneous | E9 | TRC BC Ratio | 0 | 0 | 0 | 0 | 0 | 0 | 0 | 0 | 0 | 0 | 0 | 0 | 0 | 0 | 0 | 0 | 0 | 0 | 0 | 0 | 0 | 0 | 0 | 0 | 0 | 0 | 0 | 0 | 0 | 0 | 0 | 0 | 0
F2_Commercial_Warehouse_Existing_Miscellaneous_Natural Gas_Miscellaneous_E10 | F2 | Commercial | Warehouse | Existing | Miscellaneous | Natural Gas | Miscellaneous | E10 | TRC BC Ratio | 0 | 0 | 0 | 0 | 0 | 0 | 0 | 0 | 0 | 0 | 0 | 0 | 0 | 0 | 0 | 0 | 0 | 0 | 0 | 0 | 0 | 0 | 0 | 0 | 0 | 0 | 0 | 0 | 0 | 0 | 0 | 0 | 0
F3_Commercial_Warehouse_Existing_Miscellaneous_Natural Gas_Miscellaneous_E1 | F3 | Commercial | Warehouse | Existing | Miscellaneous | Natural Gas | Miscellaneous | E1 | PACT BC Ratio | bar: 2019 to 2051
F3_Commercial_Warehouse_Existing_Miscellaneous_Natural Gas_Miscellaneous_E2 | F3 | Commercial | Warehouse | Existing | Miscellaneous | Natural Gas | Miscellaneous | E2 | PACT BC Ratio | 0 | 0 | 0 | 0 | 0 | 0 | 0 | 0 | 0 | 0 | 0 | 0 | 0 | 0 | 0 | 0 | 0 | 0 | 0 | 0 | 0 | 0 | 0 | 0 | 0 | 0 | 0 | 0 | 0 | 0 | 0 | 0 | 0
F3_Commercial_Warehouse_Existing_Miscellaneous_Natural Gas_Miscellaneous_E3 | F3 | Commercial | Warehouse | Existing | Miscellaneous | Natural Gas | Miscellaneous | E3 | PACT BC Ratio | 0 | 0 | 0 | 0 | 0 | 0 | 0 | 0 | 0 | 0 | 0 | 0 | 0 | 0 | 0 | 0 | 0 | 0 | 0 | 0 | 0 | 0 | 0 | 0 | 0 | 0 | 0 | 0 | 0 | 0 | 0 | 0 | 0
F3_Commercial_Warehouse_Existing_Miscellaneous_Natural Gas_Miscellaneous_E4 | F3 | Commercial | Warehouse | Existing | Miscellaneous | Natural Gas | Miscellaneous | E4 | PACT BC Ratio | 0 | 0 | 0 | 0 | 0 | 0 | 0 | 0 | 0 | 0 | 0 | 0 | 0 | 0 | 0 | 0 | 0 | 0 | 0 | 0 | 0 | 0 | 0 | 0 | 0 | 0 | 0 | 0 | 0 | 0 | 0 | 0 | 0
F3_Commercial_Warehouse_Existing_Miscellaneous_Natural Gas_Miscellaneous_E5 | F3 | Commercial | Warehouse | Existing | Miscellaneous | Natural Gas | Miscellaneous | E5 | PACT BC Ratio | 0 | 0 | 0 | 0 | 0 | 0 | 0 | 0 | 0 | 0 | 0 | 0 | 0 | 0 | 0 | 0 | 0 | 0 | 0 | 0 | 0 | 0 | 0 | 0 | 0 | 0 | 0 | 0 | 0 | 0 | 0 | 0 | 0
F3_Commercial_Warehouse_Existing_Miscellaneous_Natural Gas_Miscellaneous_E6 | F3 | Commercial | Warehouse | Existing | Miscellaneous | Natural Gas | Miscellaneous | E6 | PACT BC Ratio | 0 | 0 | 0 | 0 | 0 | 0 | 0 | 0 | 0 | 0 | 0 | 0 | 0 | 0 | 0 | 0 | 0 | 0 | 0 | 0 | 0 | 0 | 0 | 0 | 0 | 0 | 0 | 0 | 0 | 0 | 0 | 0 | 0
F3_Commercial_Warehouse_Existing_Miscellaneous_Natural Gas_Miscellaneous_E7 | F3 | Commercial | Warehouse | Existing | Miscellaneous | Natural Gas | Miscellaneous | E7 | PACT BC Ratio | 0 | 0 | 0 | 0 | 0 | 0 | 0 | 0 | 0 | 0 | 0 | 0 | 0 | 0 | 0 | 0 | 0 | 0 | 0 | 0 | 0 | 0 | 0 | 0 | 0 | 0 | 0 | 0 | 0 | 0 | 0 | 0 | 0
F3_Commercial_Warehouse_Existing_Miscellaneous_Natural Gas_Miscellaneous_E8 | F3 | Commercial | Warehouse | Existing | Miscellaneous | Natural Gas | Miscellaneous | E8 | PACT BC Ratio | 0 | 0 | 0 | 0 | 0 | 0 | 0 | 0 | 0 | 0 | 0 | 0 | 0 | 0 | 0 | 0 | 0 | 0 | 0 | 0 | 0 | 0 | 0 | 0 | 0 | 0 | 0 | 0 | 0 | 0 | 0 | 0 | 0
F3_Commercial_Warehouse_Existing_Miscellaneous_Natural Gas_Miscellaneous_E9 | F3 | Commercial | Warehouse | Existing | Miscellaneous | Natural Gas | Miscellaneous | E9 | PACT BC Ratio | 0 | 0 | 0 | 0 | 0 | 0 | 0 | 0 | 0 | 0 | 0 | 0 | 0 | 0 | 0 | 0 | 0 | 0 | 0 | 0 | 0 | 0 | 0 | 0 | 0 | 0 | 0 | 0 | 0 | 0 | 0 | 0 | 0
F3_Commercial_Warehouse_Existing_Miscellaneous_Natural Gas_Miscellaneous_E10 | F3 | Commercial | Warehouse | Existing | Miscellaneous | Natural Gas | Miscellaneous | E10 | PACT BC Ratio | 0 | 0 | 0 | 0 | 0 | 0 | 0 | 0 | 0 | 0 | 0 | 0 | 0 | 0 | 0 | 0 | 0 | 0 | 0 | 0 | 0 | 0 | 0 | 0 | 0 | 0 | 0 | 0 | 0 | 0 | 0 | 0 | 0
F4_Commercial_Warehouse_Existing_Miscellaneous_Natural Gas_Miscellaneous_E1 | F4 | Commercial | Warehouse | Existing | Miscellaneous | Natural Gas | Miscellaneous | E1 | RVT BC Ratio | bar: 2019 to 2051
F4_Commercial_Warehouse_Existing_Miscellaneous_Natural Gas_Miscellaneous_E2 | F4 | Commercial | Warehouse | Existing | Miscellaneous | Natural Gas | Miscellaneous | E2 | RVT BC Ratio | 0 | 0 | 0 | 0 | 0 | 0 | 0 | 0 | 0 | 0 | 0 | 0 | 0 | 0 | 0 | 0 | 0 | 0 | 0 | 0 | 0 | 0 | 0 | 0 | 0 | 0 | 0 | 0 | 0 | 0 | 0 | 0 | 0
F4_Commercial_Warehouse_Existing_Miscellaneous_Natural Gas_Miscellaneous_E3 | F4 | Commercial | Warehouse | Existing | Miscellaneous | Natural Gas | Miscellaneous | E3 | RVT BC Ratio | 0 | 0 | 0 | 0 | 0 | 0 | 0 | 0 | 0 | 0 | 0 | 0 | 0 | 0 | 0 | 0 | 0 | 0 | 0 | 0 | 0 | 0 | 0 | 0 | 0 | 0 | 0 | 0 | 0 | 0 | 0 | 0 | 0
F4_Commercial_Warehouse_Existing_Miscellaneous_Natural Gas_Miscellaneous_E4 | F4 | Commercial | Warehouse | Existing | Miscellaneous | Natural Gas | Miscellaneous | E4 | RVT BC Ratio | 0 | 0 | 0 | 0 | 0 | 0 | 0 | 0 | 0 | 0 | 0 | 0 | 0 | 0 | 0 | 0 | 0 | 0 | 0 | 0 | 0 | 0 | 0 | 0 | 0 | 0 | 0 | 0 | 0 | 0 | 0 | 0 | 0
F4_Commercial_Warehouse_Existing_Miscellaneous_Natural Gas_Miscellaneous_E5 | F4 | Commercial | Warehouse | Existing | Miscellaneous | Natural Gas | Miscellaneous | E5 | RVT BC Ratio | 0 | 0 | 0 | 0 | 0 | 0 | 0 | 0 | 0 | 0 | 0 | 0 | 0 | 0 | 0 | 0 | 0 | 0 | 0 | 0 | 0 | 0 | 0 | 0 | 0 | 0 | 0 | 0 | 0 | 0 | 0 | 0 | 0
F4_Commercial_Warehouse_Existing_Miscellaneous_Natural Gas_Miscellaneous_E6 | F4 | Commercial | Warehouse | Existing | Miscellaneous | Natural Gas | Miscellaneous | E6 | RVT BC Ratio | 0 | 0 | 0 | 0 | 0 | 0 | 0 | 0 | 0 | 0 | 0 | 0 | 0 | 0 | 0 | 0 | 0 | 0 | 0 | 0 | 0 | 0 | 0 | 0 | 0 | 0 | 0 | 0 | 0 | 0 | 0 | 0 | 0
F4_Commercial_Warehouse_Existing_Miscellaneous_Natural Gas_Miscellaneous_E7 | F4 | Commercial | Warehouse | Existing | Miscellaneous | Natural Gas | Miscellaneous | E7 | RVT BC Ratio | 0 | 0 | 0 | 0 | 0 | 0 | 0 | 0 | 0 | 0 | 0 | 0 | 0 | 0 | 0 | 0 | 0 | 0 | 0 | 0 | 0 | 0 | 0 | 0 | 0 | 0 | 0 | 0 | 0 | 0 | 0 | 0 | 0
F4_Commercial_Warehouse_Existing_Miscellaneous_Natural Gas_Miscellaneous_E8 | F4 | Commercial | Warehouse | Existing | Miscellaneous | Natural Gas | Miscellaneous | E8 | RVT BC Ratio | 0 | 0 | 0 | 0 | 0 | 0 | 0 | 0 | 0 | 0 | 0 | 0 | 0 | 0 | 0 | 0 | 0 | 0 | 0 | 0 | 0 | 0 | 0 | 0 | 0 | 0 | 0 | 0 | 0 | 0 | 0 | 0 | 0
F4_Commercial_Warehouse_Existing_Miscellaneous_Natural Gas_Miscellaneous_E9 | F4 | Commercial | Warehouse | Existing | Miscellaneous | Natural Gas | Miscellaneous | E9 | RVT BC Ratio | 0 | 0 | 0 | 0 | 0 | 0 | 0 | 0 | 0 | 0 | 0 | 0 | 0 | 0 | 0 | 0 | 0 | 0 | 0 | 0 | 0 | 0 | 0 | 0 | 0 | 0 | 0 | 0 | 0 | 0 | 0 | 0 | 0
F4_Commercial_Warehouse_Existing_Miscellaneous_Natural Gas_Miscellaneous_E10 | F4 | Commercial | Warehouse | Existing | Miscellaneous | Natural Gas | Miscellaneous | E10 | RVT BC Ratio | 0 | 0 | 0 | 0 | 0 | 0 | 0 | 0 | 0 | 0 | 0 | 0 | 0 | 0 | 0 | 0 | 0 | 0 | 0 | 0 | 0 | 0 | 0 | 0 | 0 | 0 | 0 | 0 | 0 | 0 | 0 | 0 | 0
F5_Commercial_Warehouse_Existing_Miscellaneous_Natural Gas_Miscellaneous_E1 | F5 | Commercial | Warehouse | Existing | Miscellaneous | Natural Gas | Miscellaneous | E1 | RIM BC Ratio | bar: 2019 to 2051
F5_Commercial_Warehouse_Existing_Miscellaneous_Natural Gas_Miscellaneous_E2 | F5 | Commercial | Warehouse | Existing | Miscellaneous | Natural Gas | Miscellaneous | E2 | RIM BC Ratio | 0 | 0 | 0 | 0 | 0 | 0 | 0 | 0 | 0 | 0 | 0 | 0 | 0 | 0 | 0 | 0 | 0 | 0 | 0 | 0 | 0 | 0 | 0 | 0 | 0 | 0 | 0 | 0 | 0 | 0 | 0 | 0 | 0
F5_Commercial_Warehouse_Existing_Miscellaneous_Natural Gas_Miscellaneous_E3 | F5 | Commercial | Warehouse | Existing | Miscellaneous | Natural Gas | Miscellaneous | E3 | RIM BC Ratio | 0 | 0 | 0 | 0 | 0 | 0 | 0 | 0 | 0 | 0 | 0 | 0 | 0 | 0 | 0 | 0 | 0 | 0 | 0 | 0 | 0 | 0 | 0 | 0 | 0 | 0 | 0 | 0 | 0 | 0 | 0 | 0 | 0
F5_Commercial_Warehouse_Existing_Miscellaneous_Natural Gas_Miscellaneous_E4 | F5 | Commercial | Warehouse | Existing | Miscellaneous | Natural Gas | Miscellaneous | E4 | RIM BC Ratio | 0 | 0 | 0 | 0 | 0 | 0 | 0 | 0 | 0 | 0 | 0 | 0 | 0 | 0 | 0 | 0 | 0 | 0 | 0 | 0 | 0 | 0 | 0 | 0 | 0 | 0 | 0 | 0 | 0 | 0 | 0 | 0 | 0
F5_Commercial_Warehouse_Existing_Miscellaneous_Natural Gas_Miscellaneous_E5 | F5 | Commercial | Warehouse | Existing | Miscellaneous | Natural Gas | Miscellaneous | E5 | RIM BC Ratio | 0 | 0 | 0 | 0 | 0 | 0 | 0 | 0 | 0 | 0 | 0 | 0 | 0 | 0 | 0 | 0 | 0 | 0 | 0 | 0 | 0 | 0 | 0 | 0 | 0 | 0 | 0 | 0 | 0 | 0 | 0 | 0 | 0
F5_Commercial_Warehouse_Existing_Miscellaneous_Natural Gas_Miscellaneous_E6 | F5 | Commercial | Warehouse | Existing | Miscellaneous | Natural Gas | Miscellaneous | E6 | RIM BC Ratio | 0 | 0 | 0 | 0 | 0 | 0 | 0 | 0 | 0 | 0 | 0 | 0 | 0 | 0 | 0 | 0 | 0 | 0 | 0 | 0 | 0 | 0 | 0 | 0 | 0 | 0 | 0 | 0 | 0 | 0 | 0 | 0 | 0
F5_Commercial_Warehouse_Existing_Miscellaneous_Natural Gas_Miscellaneous_E7 | F5 | Commercial | Warehouse | Existing | Miscellaneous | Natural Gas | Miscellaneous | E7 | RIM BC Ratio | 0 | 0 | 0 | 0 | 0 | 0 | 0 | 0 | 0 | 0 | 0 | 0 | 0 | 0 | 0 | 0 | 0 | 0 | 0 | 0 | 0 | 0 | 0 | 0 | 0 | 0 | 0 | 0 | 0 | 0 | 0 | 0 | 0
F5_Commercial_Warehouse_Existing_Miscellaneous_Natural Gas_Miscellaneous_E8 | F5 | Commercial | Warehouse | Existing | Miscellaneous | Natural Gas | Miscellaneous | E8 | RIM BC Ratio | 0 | 0 | 0 | 0 | 0 | 0 | 0 | 0 | 0 | 0 | 0 | 0 | 0 | 0 | 0 | 0 | 0 | 0 | 0 | 0 | 0 | 0 | 0 | 0 | 0 | 0 | 0 | 0 | 0 | 0 | 0 | 0 | 0
F5_Commercial_Warehouse_Existing_Miscellaneous_Natural Gas_Miscellaneous_E9 | F5 | Commercial | Warehouse | Existing | Miscellaneous | Natural Gas | Miscellaneous | E9 | RIM BC Ratio | 0 | 0 | 0 | 0 | 0 | 0 | 0 | 0 | 0 | 0 | 0 | 0 | 0 | 0 | 0 | 0 | 0 | 0 | 0 | 0 | 0 | 0 | 0 | 0 | 0 | 0 | 0 | 0 | 0 | 0 | 0 | 0 | 0
F5_Commercial_Warehouse_Existing_Miscellaneous_Natural Gas_Miscellaneous_E10 | F5 | Commercial | Warehouse | Existing | Miscellaneous | Natural Gas | Miscellaneous | E10 | RIM BC Ratio | 0 | 0 | 0 | 0 | 0 | 0 | 0 | 0 | 0 | 0 | 0 | 0 | 0 | 0 | 0 | 0 | 0 | 0 | 0 | 0 | 0 | 0 | 0 | 0 | 0 | 0 | 0 | 0 | 0 | 0 | 0 | 0 | 0
F0_Commercial_Warehouse_New_Space Heating_Natural Gas_Furnace_E0 | F0 | Commercial | Warehouse | New | Space Heating | Natural Gas | Furnace | E0 | Economic Unit | AFUE 96% | AFUE 96% | AFUE 96% | AFUE 96% | AFUE 96% | AFUE 96% | AFUE 96% | AFUE 96% | AFUE 96% | AFUE 96% | AFUE 96% | AFUE 96% | AFUE 96% | AFUE 96% | AFUE 96% | AFUE 96% | AFUE 96% | AFUE 96% | AFUE 96% | AFUE 96% | AFUE 96% | AFUE 96% | AFUE 96% | AFUE 96% | AFUE 96% | AFUE 96% | AFUE 96% | AFUE 96% | AFUE 96% | AFUE 96% | AFUE 96% | AFUE 96% | AFUE 96%
F1_Commercial_Warehouse_New_Space Heating_Natural Gas_Furnace_E1 | F1 | Commercial | Warehouse | New | Space Heating | Natural Gas | Furnace | E1 | CCE | 0 | 0 | 0 | 0 | 0 | 0 | 0 | 0 | 0 | 0 | 0 | 0 | 0 | 0 | 0 | 0 | 0 | 0 | 0 | 0 | 0 | 0 | 0 | 0 | 0 | 0 | 0 | 0 | 0 | 0 | 0 | 0 | 0
F1_Commercial_Warehouse_New_Space Heating_Natural Gas_Furnace_E2 | F1 | Commercial | Warehouse | New | Space Heating | Natural Gas | Furnace | E2 | CCE | 0.1916 | 0.1916 | 0.19262 | 0.19365 | 0.1947 | 0.19575 | 0.19681 | 0.19789 | 0.19898 | 0.20008 | 0.20119 | 0.20231 | 0.20345 | 0.2046 | 0.20576 | 0.20694 | 0.20813 | 0.20933 | 0.21055 | 0.21178 | 0.21302 | 0.21428 | 0.21556 | 0.21685 | 0.21816 | 0.21947 | 0.22081 | 0.22217 | 0.22354 | 0.22492 | 0.22633 | 0.22775 | 0.22775
F1_Commercial_Warehouse_New_Space Heating_Natural Gas_Furnace_E3 | F1 | Commercial | Warehouse | New | Space Heating | Natural Gas | Furnace | E3 | CCE | 0.25552 | 0.25552 | 0.25688 | 0.25826 | 0.25965 | 0.26105 | 0.26247 | 0.26391 | 0.26536 | 0.26682 | 0.26831 | 0.26981 | 0.27132 | 0.27285 | 0.27441 | 0.27597 | 0.27756 | 0.27916 | 0.28079 | 0.28243 | 0.28409 | 0.28577 | 0.28747 | 0.28919 | 0.29093 | 0.29269 | 0.29448 | 0.29628 | 0.29811 | 0.29996 | 0.30184 | 0.30374 | 0.30374
F1_Commercial_Warehouse_New_Space Heating_Natural Gas_Furnace_E4 | F1 | Commercial | Warehouse | New | Space Heating | Natural Gas | Furnace | E4 | CCE | 16.117 | 16.117 | 16.2028 | 16.2895 | 16.3771 | 16.4656 | 16.5552 | 16.6457 | 16.7372 | 16.8296 | 16.9232 | 17.0178 | 17.1134 | 17.21 | 17.3079 | 17.4068 | 17.5069 | 17.608 | 17.7105 | 17.8141 | 17.9189 | 18.0246 | 18.1321 | 18.2406 | 18.3505 | 18.4613 | 18.5741 | 18.6879 | 18.8032 | 18.9198 | 19.0382 | 19.1579 | 19.1579
F1_Commercial_Warehouse_New_Space Heating_Natural Gas_Furnace_E5 | F1 | Commercial | Warehouse | New | Space Heating | Natural Gas | Furnace | E5 | CCE | 0 | 0 | 0 | 0 | 0 | 0 | 0 | 0 | 0 | 0 | 0 | 0 | 0 | 0 | 0 | 0 | 0 | 0 | 0 | 0 | 0 | 0 | 0 | 0 | 0 | 0 | 0 | 0 | 0 | 0 | 0 | 0 | 0
F1_Commercial_Warehouse_New_Space Heating_Natural Gas_Furnace_E6 | F1 | Commercial | Warehouse | New | Space Heating | Natural Gas | Furnace | E6 | CCE | 0 | 0 | 0 | 0 | 0 | 0 | 0 | 0 | 0 | 0 | 0 | 0 | 0 | 0 | 0 | 0 | 0 | 0 | 0 | 0 | 0 | 0 | 0 | 0 | 0 | 0 | 0 | 0 | 0 | 0 | 0 | 0 | 0
F1_Commercial_Warehouse_New_Space Heating_Natural Gas_Furnace_E7 | F1 | Commercial | Warehouse | New | Space Heating | Natural Gas | Furnace | E7 | CCE | 0 | 0 | 0 | 0 | 0 | 0 | 0 | 0 | 0 | 0 | 0 | 0 | 0 | 0 | 0 | 0 | 0 | 0 | 0 | 0 | 0 | 0 | 0 | 0 | 0 | 0 | 0 | 0 | 0 | 0 | 0 | 0 | 0
F1_Commercial_Warehouse_New_Space Heating_Natural Gas_Furnace_E8 | F1 | Commercial | Warehouse | New | Space Heating | Natural Gas | Furnace | E8 | CCE | 0 | 0 | 0 | 0 | 0 | 0 | 0 | 0 | 0 | 0 | 0 | 0 | 0 | 0 | 0 | 0 | 0 | 0 | 0 | 0 | 0 | 0 | 0 | 0 | 0 | 0 | 0 | 0 | 0 | 0 | 0 | 0 | 0
F1_Commercial_Warehouse_New_Space Heating_Natural Gas_Furnace_E9 | F1 | Commercial | Warehouse | New | Space Heating | Natural Gas | Furnace | E9 | CCE | 0 | 0 | 0 | 0 | 0 | 0 | 0 | 0 | 0 | 0 | 0 | 0 | 0 | 0 | 0 | 0 | 0 | 0 | 0 | 0 | 0 | 0 | 0 | 0 | 0 | 0 | 0 | 0 | 0 | 0 | 0 | 0 | 0
F1_Commercial_Warehouse_New_Space Heating_Natural Gas_Furnace_E10 | F1 | Commercial | Warehouse | New | Space Heating | Natural Gas | Furnace | E10 | CCE | 0 | 0 | 0 | 0 | 0 | 0 | 0 | 0 | 0 | 0 | 0 | 0 | 0 | 0 | 0 | 0 | 0 | 0 | 0 | 0 | 0 | 0 | 0 | 0 | 0 | 0 | 0 | 0 | 0 | 0 | 0 | 0 | 0
F2_Commercial_Warehouse_New_Space Heating_Natural Gas_Furnace_E1 | F2 | Commercial | Warehouse | New | Space Heating | Natural Gas | Furnace | E1 | TRC BC Ratio | bar: 2019 to 2051
F2_Commercial_Warehouse_New_Space Heating_Natural Gas_Furnace_E2 | F2 | Commercial | Warehouse | New | Space Heating | Natural Gas | Furnace | E2 | TRC BC Ratio | 9.3479 | 9.3562 | 9.3653 | 9.3788 | 9.3982 | 9.4276 | 9.4482 | 9.4641 | 9.4818 | 9.4982 | 9.5095 | 9.5164 | 9.5226 | 9.5282 | 9.5355 | 9.5385 | 9.5437 | 9.5535 | 9.5639 | 9.5761 | 9.5904 | 9.6024 | 9.6117 | 9.6188 | 9.6236 | 9.6249 | 9.6224 | 9.6172 | 9.6132 | 9.6112 | 9.6126 | 9.6132 | 9.6132
F2_Commercial_Warehouse_New_Space Heating_Natural Gas_Furnace_E3 | F2 | Commercial | Warehouse | New | Space Heating | Natural Gas | Furnace | E3 | TRC BC Ratio | 7.0095 | 7.0157 | 7.0225 | 7.0327 | 7.0472 | 7.0692 | 7.0847 | 7.0966 | 7.1099 | 7.1222 | 7.1306 | 7.1358 | 7.1405 | 7.1447 | 7.1502 | 7.1524 | 7.1563 | 7.1637 | 7.1715 | 7.1806 | 7.1913 | 7.2003 | 7.2073 | 7.2126 | 7.2162 | 7.2172 | 7.2153 | 7.2115 | 7.2084 | 7.2069 | 7.208 | 7.2084 | 7.2084
F2_Commercial_Warehouse_New_Space Heating_Natural Gas_Furnace_E4 | F2 | Commercial | Warehouse | New | Space Heating | Natural Gas | Furnace | E4 | TRC BC Ratio | 0.11514 | 0.11525 | 0.11539 | 0.11553 | 0.11568 | 0.11578 | 0.11595 | 0.11615 | 0.11631 | 0.11644 | 0.11656 | 0.11663 | 0.11664 | 0.11662 | 0.11655 | 0.11649 | 0.11641 | 0.1163 | 0.11622 | 0.11614 | 0.11606 | 0.11599 | 0.11593 | 0.11588 | 0.11585 | 0.11585 | 0.11586 | 0.11589 | 0.11592 | 0.11593 | 0.11592 | 0.11592 | 0.11592
F2_Commercial_Warehouse_New_Space Heating_Natural Gas_Furnace_E5 | F2 | Commercial | Warehouse | New | Space Heating | Natural Gas | Furnace | E5 | TRC BC Ratio | 0 | 0 | 0 | 0 | 0 | 0 | 0 | 0 | 0 | 0 | 0 | 0 | 0 | 0 | 0 | 0 | 0 | 0 | 0 | 0 | 0 | 0 | 0 | 0 | 0 | 0 | 0 | 0 | 0 | 0 | 0 | 0 | 0
F2_Commercial_Warehouse_New_Space Heating_Natural Gas_Furnace_E6 | F2 | Commercial | Warehouse | New | Space Heating | Natural Gas | Furnace | E6 | TRC BC Ratio | 0 | 0 | 0 | 0 | 0 | 0 | 0 | 0 | 0 | 0 | 0 | 0 | 0 | 0 | 0 | 0 | 0 | 0 | 0 | 0 | 0 | 0 | 0 | 0 | 0 | 0 | 0 | 0 | 0 | 0 | 0 | 0 | 0
F2_Commercial_Warehouse_New_Space Heating_Natural Gas_Furnace_E7 | F2 | Commercial | Warehouse | New | Space Heating | Natural Gas | Furnace | E7 | TRC BC Ratio | 0 | 0 | 0 | 0 | 0 | 0 | 0 | 0 | 0 | 0 | 0 | 0 | 0 | 0 | 0 | 0 | 0 | 0 | 0 | 0 | 0 | 0 | 0 | 0 | 0 | 0 | 0 | 0 | 0 | 0 | 0 | 0 | 0
F2_Commercial_Warehouse_New_Space Heating_Natural Gas_Furnace_E8 | F2 | Commercial | Warehouse | New | Space Heating | Natural Gas | Furnace | E8 | TRC BC Ratio | 0 | 0 | 0 | 0 | 0 | 0 | 0 | 0 | 0 | 0 | 0 | 0 | 0 | 0 | 0 | 0 | 0 | 0 | 0 | 0 | 0 | 0 | 0 | 0 | 0 | 0 | 0 | 0 | 0 | 0 | 0 | 0 | 0
F2_Commercial_Warehouse_New_Space Heating_Natural Gas_Furnace_E9 | F2 | Commercial | Warehouse | New | Space Heating | Natural Gas | Furnace | E9 | TRC BC Ratio | 0 | 0 | 0 | 0 | 0 | 0 | 0 | 0 | 0 | 0 | 0 | 0 | 0 | 0 | 0 | 0 | 0 | 0 | 0 | 0 | 0 | 0 | 0 | 0 | 0 | 0 | 0 | 0 | 0 | 0 | 0 | 0 | 0
F2_Commercial_Warehouse_New_Space Heating_Natural Gas_Furnace_E10 | F2 | Commercial | Warehouse | New | Space Heating | Natural Gas | Furnace | E10 | TRC BC Ratio | 0 | 0 | 0 | 0 | 0 | 0 | 0 | 0 | 0 | 0 | 0 | 0 | 0 | 0 | 0 | 0 | 0 | 0 | 0 | 0 | 0 | 0 | 0 | 0 | 0 | 0 | 0 | 0 | 0 | 0 | 0 | 0 | 0
F3_Commercial_Warehouse_New_Space Heating_Natural Gas_Furnace_E1 | F3 | Commercial | Warehouse | New | Space Heating | Natural Gas | Furnace | E1 | PACT BC Ratio | bar: 2019 to 2051
F3_Commercial_Warehouse_New_Space Heating_Natural Gas_Furnace_E2 | F3 | Commercial | Warehouse | New | Space Heating | Natural Gas | Furnace | E2 | PACT BC Ratio | 12.4638 | 12.4749 | 12.487 | 12.5051 | 12.5309 | 12.5701 | 12.5976 | 12.6188 | 12.6424 | 12.6642 | 12.6793 | 12.6885 | 12.6968 | 12.7043 | 12.714 | 12.718 | 12.7249 | 12.7381 | 12.7519 | 12.7681 | 12.7872 | 12.8031 | 12.8157 | 12.8251 | 12.8314 | 12.8332 | 12.8299 | 12.823 | 12.8175 | 12.8149 | 12.8168 | 12.8176 | 12.8176
F3_Commercial_Warehouse_New_Space Heating_Natural Gas_Furnace_E3 | F3 | Commercial | Warehouse | New | Space Heating | Natural Gas | Furnace | E3 | PACT BC Ratio | 9.346 | 9.3543 | 9.3634 | 9.3769 | 9.3963 | 9.4257 | 9.4462 | 9.4622 | 9.4799 | 9.4962 | 9.5075 | 9.5145 | 9.5206 | 9.5263 | 9.5336 | 9.5366 | 9.5418 | 9.5516 | 9.562 | 9.5741 | 9.5884 | 9.6004 | 9.6098 | 9.6169 | 9.6216 | 9.623 | 9.6204 | 9.6153 | 9.6112 | 9.6092 | 9.6107 | 9.6112 | 9.6112
F3_Commercial_Warehouse_New_Space Heating_Natural Gas_Furnace_E4 | F3 | Commercial | Warehouse | New | Space Heating | Natural Gas | Furnace | E4 | PACT BC Ratio | 0.15352 | 0.15367 | 0.15385 | 0.15404 | 0.15424 | 0.15437 | 0.1546 | 0.15487 | 0.15508 | 0.15525 | 0.15541 | 0.1555 | 0.15552 | 0.15549 | 0.1554 | 0.15532 | 0.15521 | 0.15507 | 0.15496 | 0.15486 | 0.15475 | 0.15465 | 0.15457 | 0.15451 | 0.15447 | 0.15446 | 0.15448 | 0.15453 | 0.15456 | 0.15458 | 0.15456 | 0.15456 | 0.15456
F3_Commercial_Warehouse_New_Space Heating_Natural Gas_Furnace_E5 | F3 | Commercial | Warehouse | New | Space Heating | Natural Gas | Furnace | E5 | PACT BC Ratio | 0 | 0 | 0 | 0 | 0 | 0 | 0 | 0 | 0 | 0 | 0 | 0 | 0 | 0 | 0 | 0 | 0 | 0 | 0 | 0 | 0 | 0 | 0 | 0 | 0 | 0 | 0 | 0 | 0 | 0 | 0 | 0 | 0
F3_Commercial_Warehouse_New_Space Heating_Natural Gas_Furnace_E6 | F3 | Commercial | Warehouse | New | Space Heating | Natural Gas | Furnace | E6 | PACT BC Ratio | 0 | 0 | 0 | 0 | 0 | 0 | 0 | 0 | 0 | 0 | 0 | 0 | 0 | 0 | 0 | 0 | 0 | 0 | 0 | 0 | 0 | 0 | 0 | 0 | 0 | 0 | 0 | 0 | 0 | 0 | 0 | 0 | 0
F3_Commercial_Warehouse_New_Space Heating_Natural Gas_Furnace_E7 | F3 | Commercial | Warehouse | New | Space Heating | Natural Gas | Furnace | E7 | PACT BC Ratio | 0 | 0 | 0 | 0 | 0 | 0 | 0 | 0 | 0 | 0 | 0 | 0 | 0 | 0 | 0 | 0 | 0 | 0 | 0 | 0 | 0 | 0 | 0 | 0 | 0 | 0 | 0 | 0 | 0 | 0 | 0 | 0 | 0
F3_Commercial_Warehouse_New_Space Heating_Natural Gas_Furnace_E8 | F3 | Commercial | Warehouse | New | Space Heating | Natural Gas | Furnace | E8 | PACT BC Ratio | 0 | 0 | 0 | 0 | 0 | 0 | 0 | 0 | 0 | 0 | 0 | 0 | 0 | 0 | 0 | 0 | 0 | 0 | 0 | 0 | 0 | 0 | 0 | 0 | 0 | 0 | 0 | 0 | 0 | 0 | 0 | 0 | 0
F3_Commercial_Warehouse_New_Space Heating_Natural Gas_Furnace_E9 | F3 | Commercial | Warehouse | New | Space Heating | Natural Gas | Furnace | E9 | PACT BC Ratio | 0 | 0 | 0 | 0 | 0 | 0 | 0 | 0 | 0 | 0 | 0 | 0 | 0 | 0 | 0 | 0 | 0 | 0 | 0 | 0 | 0 | 0 | 0 | 0 | 0 | 0 | 0 | 0 | 0 | 0 | 0 | 0 | 0
F3_Commercial_Warehouse_New_Space Heating_Natural Gas_Furnace_E10 | F3 | Commercial | Warehouse | New | Space Heating | Natural Gas | Furnace | E10 | PACT BC Ratio | 0 | 0 | 0 | 0 | 0 | 0 | 0 | 0 | 0 | 0 | 0 | 0 | 0 | 0 | 0 | 0 | 0 | 0 | 0 | 0 | 0 | 0 | 0 | 0 | 0 | 0 | 0 | 0 | 0 | 0 | 0 | 0 | 0
F4_Commercial_Warehouse_New_Space Heating_Natural Gas_Furnace_E1 | F4 | Commercial | Warehouse | New | Space Heating | Natural Gas | Furnace | E1 | RVT BC Ratio | bar: 2019 to 2051
F4_Commercial_Warehouse_New_Space Heating_Natural Gas_Furnace_E2 | F4 | Commercial | Warehouse | New | Space Heating | Natural Gas | Furnace | E2 | RVT BC Ratio | 14.1392 | 14.1512 | 14.1642 | 14.1838 | 14.2115 | 14.2538 | 14.2834 | 14.3064 | 14.3318 | 14.3553 | 14.3715 | 14.3815 | 14.3904 | 14.3985 | 14.409 | 14.4133 | 14.4208 | 14.4349 | 14.4499 | 14.4673 | 14.4879 | 14.5051 | 14.5186 | 14.5288 | 14.5356 | 14.5375 | 14.5339 | 14.5265 | 14.5206 | 14.5178 | 14.5199 | 14.5207 | 14.5207
F4_Commercial_Warehouse_New_Space Heating_Natural Gas_Furnace_E3 | F4 | Commercial | Warehouse | New | Space Heating | Natural Gas | Furnace | E3 | RVT BC Ratio | 10.7774 | 10.7863 | 10.7961 | 10.8108 | 10.8316 | 10.8633 | 10.8855 | 10.9027 | 10.9218 | 10.9394 | 10.9516 | 10.959 | 10.9657 | 10.9718 | 10.9797 | 10.9829 | 10.9885 | 10.9991 | 11.0103 | 11.0234 | 11.0388 | 11.0517 | 11.0618 | 11.0695 | 11.0746 | 11.076 | 11.0733 | 11.0677 | 11.0634 | 11.0612 | 11.0628 | 11.0634 | 11.0634
F4_Commercial_Warehouse_New_Space Heating_Natural Gas_Furnace_E4 | F4 | Commercial | Warehouse | New | Space Heating | Natural Gas | Furnace | E4 | RVT BC Ratio | 0.86553 | 0.8657 | 0.86589 | 0.8661 | 0.86631 | 0.86645 | 0.8667 | 0.86699 | 0.86722 | 0.8674 | 0.86757 | 0.86767 | 0.8677 | 0.86766 | 0.86756 | 0.86747 | 0.86736 | 0.86721 | 0.86709 | 0.86698 | 0.86686 | 0.86675 | 0.86667 | 0.8666 | 0.86656 | 0.86655 | 0.86657 | 0.86662 | 0.86666 | 0.86667 | 0.86666 | 0.86666 | 0.86666
F4_Commercial_Warehouse_New_Space Heating_Natural Gas_Furnace_E5 | F4 | Commercial | Warehouse | New | Space Heating | Natural Gas | Furnace | E5 | RVT BC Ratio | 0 | 0 | 0 | 0 | 0 | 0 | 0 | 0 | 0 | 0 | 0 | 0 | 0 | 0 | 0 | 0 | 0 | 0 | 0 | 0 | 0 | 0 | 0 | 0 | 0 | 0 | 0 | 0 | 0 | 0 | 0 | 0 | 0
F4_Commercial_Warehouse_New_Space Heating_Natural Gas_Furnace_E6 | F4 | Commercial | Warehouse | New | Space Heating | Natural Gas | Furnace | E6 | RVT BC Ratio | 0 | 0 | 0 | 0 | 0 | 0 | 0 | 0 | 0 | 0 | 0 | 0 | 0 | 0 | 0 | 0 | 0 | 0 | 0 | 0 | 0 | 0 | 0 | 0 | 0 | 0 | 0 | 0 | 0 | 0 | 0 | 0 | 0
F4_Commercial_Warehouse_New_Space Heating_Natural Gas_Furnace_E7 | F4 | Commercial | Warehouse | New | Space Heating | Natural Gas | Furnace | E7 | RVT BC Ratio | 0 | 0 | 0 | 0 | 0 | 0 | 0 | 0 | 0 | 0 | 0 | 0 | 0 | 0 | 0 | 0 | 0 | 0 | 0 | 0 | 0 | 0 | 0 | 0 | 0 | 0 | 0 | 0 | 0 | 0 | 0 | 0 | 0
F4_Commercial_Warehouse_New_Space Heating_Natural Gas_Furnace_E8 | F4 | Commercial | Warehouse | New | Space Heating | Natural Gas | Furnace | E8 | RVT BC Ratio | 0 | 0 | 0 | 0 | 0 | 0 | 0 | 0 | 0 | 0 | 0 | 0 | 0 | 0 | 0 | 0 | 0 | 0 | 0 | 0 | 0 | 0 | 0 | 0 | 0 | 0 | 0 | 0 | 0 | 0 | 0 | 0 | 0
F4_Commercial_Warehouse_New_Space Heating_Natural Gas_Furnace_E9 | F4 | Commercial | Warehouse | New | Space Heating | Natural Gas | Furnace | E9 | RVT BC Ratio | 0 | 0 | 0 | 0 | 0 | 0 | 0 | 0 | 0 | 0 | 0 | 0 | 0 | 0 | 0 | 0 | 0 | 0 | 0 | 0 | 0 | 0 | 0 | 0 | 0 | 0 | 0 | 0 | 0 | 0 | 0 | 0 | 0
F4_Commercial_Warehouse_New_Space Heating_Natural Gas_Furnace_E10 | F4 | Commercial | Warehouse | New | Space Heating | Natural Gas | Furnace | E10 | RVT BC Ratio | 0 | 0 | 0 | 0 | 0 | 0 | 0 | 0 | 0 | 0 | 0 | 0 | 0 | 0 | 0 | 0 | 0 | 0 | 0 | 0 | 0 | 0 | 0 | 0 | 0 | 0 | 0 | 0 | 0 | 0 | 0 | 0 | 0
F5_Commercial_Warehouse_New_Space Heating_Natural Gas_Furnace_E1 | F5 | Commercial | Warehouse | New | Space Heating | Natural Gas | Furnace | E1 | RIM BC Ratio | bar: 2019 to 2051
F5_Commercial_Warehouse_New_Space Heating_Natural Gas_Furnace_E2 | F5 | Commercial | Warehouse | New | Space Heating | Natural Gas | Furnace | E2 | RIM BC Ratio | 0.78229 | 0.78233 | 0.78238 | 0.78245 | 0.78255 | 0.78271 | 0.78281 | 0.78289 | 0.78298 | 0.78307 | 0.78313 | 0.78316 | 0.78319 | 0.78322 | 0.78326 | 0.78327 | 0.7833 | 0.78335 | 0.7834 | 0.78346 | 0.78353 | 0.78359 | 0.78364 | 0.78368 | 0.7837 | 0.78371 | 0.78369 | 0.78367 | 0.78365 | 0.78364 | 0.78365 | 0.78365 | 0.78365
F5_Commercial_Warehouse_New_Space Heating_Natural Gas_Furnace_E3 | F5 | Commercial | Warehouse | New | Space Heating | Natural Gas | Furnace | E3 | RIM BC Ratio | 0.76625 | 0.7663 | 0.76636 | 0.76645 | 0.76658 | 0.76678 | 0.76691 | 0.76702 | 0.76713 | 0.76724 | 0.76732 | 0.76736 | 0.7674 | 0.76744 | 0.76748 | 0.7675 | 0.76754 | 0.7676 | 0.76767 | 0.76775 | 0.76784 | 0.76792 | 0.76797 | 0.76802 | 0.76805 | 0.76806 | 0.76804 | 0.76801 | 0.76798 | 0.76797 | 0.76798 | 0.76798 | 0.76798
F5_Commercial_Warehouse_New_Space Heating_Natural Gas_Furnace_E4 | F5 | Commercial | Warehouse | New | Space Heating | Natural Gas | Furnace | E4 | RIM BC Ratio | 0.12967 | 0.12978 | 0.12991 | 0.13004 | 0.13018 | 0.13028 | 0.13044 | 0.13063 | 0.13078 | 0.13091 | 0.13101 | 0.13108 | 0.1311 | 0.13107 | 0.13101 | 0.13095 | 0.13087 | 0.13078 | 0.1307 | 0.13062 | 0.13055 | 0.13048 | 0.13042 | 0.13038 | 0.13035 | 0.13034 | 0.13036 | 0.13039 | 0.13041 | 0.13042 | 0.13041 | 0.13041 | 0.13041
F5_Commercial_Warehouse_New_Space Heating_Natural Gas_Furnace_E5 | F5 | Commercial | Warehouse | New | Space Heating | Natural Gas | Furnace | E5 | RIM BC Ratio | 0 | 0 | 0 | 0 | 0 | 0 | 0 | 0 | 0 | 0 | 0 | 0 | 0 | 0 | 0 | 0 | 0 | 0 | 0 | 0 | 0 | 0 | 0 | 0 | 0 | 0 | 0 | 0 | 0 | 0 | 0 | 0 | 0
F5_Commercial_Warehouse_New_Space Heating_Natural Gas_Furnace_E6 | F5 | Commercial | Warehouse | New | Space Heating | Natural Gas | Furnace | E6 | RIM BC Ratio | 0 | 0 | 0 | 0 | 0 | 0 | 0 | 0 | 0 | 0 | 0 | 0 | 0 | 0 | 0 | 0 | 0 | 0 | 0 | 0 | 0 | 0 | 0 | 0 | 0 | 0 | 0 | 0 | 0 | 0 | 0 | 0 | 0
F5_Commercial_Warehouse_New_Space Heating_Natural Gas_Furnace_E7 | F5 | Commercial | Warehouse | New | Space Heating | Natural Gas | Furnace | E7 | RIM BC Ratio | 0 | 0 | 0 | 0 | 0 | 0 | 0 | 0 | 0 | 0 | 0 | 0 | 0 | 0 | 0 | 0 | 0 | 0 | 0 | 0 | 0 | 0 | 0 | 0 | 0 | 0 | 0 | 0 | 0 | 0 | 0 | 0 | 0
F5_Commercial_Warehouse_New_Space Heating_Natural Gas_Furnace_E8 | F5 | Commercial | Warehouse | New | Space Heating | Natural Gas | Furnace | E8 | RIM BC Ratio | 0 | 0 | 0 | 0 | 0 | 0 | 0 | 0 | 0 | 0 | 0 | 0 | 0 | 0 | 0 | 0 | 0 | 0 | 0 | 0 | 0 | 0 | 0 | 0 | 0 | 0 | 0 | 0 | 0 | 0 | 0 | 0 | 0
F5_Commercial_Warehouse_New_Space Heating_Natural Gas_Furnace_E9 | F5 | Commercial | Warehouse | New | Space Heating | Natural Gas | Furnace | E9 | RIM BC Ratio | 0 | 0 | 0 | 0 | 0 | 0 | 0 | 0 | 0 | 0 | 0 | 0 | 0 | 0 | 0 | 0 | 0 | 0 | 0 | 0 | 0 | 0 | 0 | 0 | 0 | 0 | 0 | 0 | 0 | 0 | 0 | 0 | 0
F5_Commercial_Warehouse_New_Space Heating_Natural Gas_Furnace_E10 | F5 | Commercial | Warehouse | New | Space Heating | Natural Gas | Furnace | E10 | RIM BC Ratio | 0 | 0 | 0 | 0 | 0 | 0 | 0 | 0 | 0 | 0 | 0 | 0 | 0 | 0 | 0 | 0 | 0 | 0 | 0 | 0 | 0 | 0 | 0 | 0 | 0 | 0 | 0 | 0 | 0 | 0 | 0 | 0 | 0
F0_Commercial_Warehouse_New_Space Heating_Natural Gas_Boiler_E0 | F0 | Commercial | Warehouse | New | Space Heating | Natural Gas | Boiler | E0 | Economic Unit | Convert to NG Air Source Heat Pump | Convert to NG Air Source Heat Pump | Convert to NG Air Source Heat Pump | Convert to NG Air Source Heat Pump | Convert to NG Air Source Heat Pump | Convert to NG Air Source Heat Pump | Convert to NG Air Source Heat Pump | Convert to NG Air Source Heat Pump | Convert to NG Air Source Heat Pump | Convert to NG Air Source Heat Pump | Convert to NG Air Source Heat Pump | Convert to NG Air Source Heat Pump | Convert to NG Air Source Heat Pump | Convert to NG Air Source Heat Pump | Convert to NG Air Source Heat Pump | Convert to NG Air Source Heat Pump | Convert to NG Air Source Heat Pump | Convert to NG Air Source Heat Pump | Convert to NG Air Source Heat Pump | Convert to NG Air Source Heat Pump | Convert to NG Air Source Heat Pump | Convert to NG Air Source Heat Pump | Convert to NG Air Source Heat Pump | Convert to NG Air Source Heat Pump | Convert to NG Air Source Heat Pump | Convert to NG Air Source Heat Pump | Convert to NG Air Source Heat Pump | Convert to NG Air Source Heat Pump | Convert to NG Air Source Heat Pump | Convert to NG Air Source Heat Pump | Convert to NG Air Source Heat Pump | Convert to NG Air Source Heat Pump | Convert to NG Air Source Heat Pump
F1_Commercial_Warehouse_New_Space Heating_Natural Gas_Boiler_E1 | F1 | Commercial | Warehouse | New | Space Heating | Natural Gas | Boiler | E1 | CCE | 0 | 0 | 0 | 0 | 0 | 0 | 0 | 0 | 0 | 0 | 0 | 0 | 0 | 0 | 0 | 0 | 0 | 0 | 0 | 0 | 0 | 0 | 0 | 0 | 0 | 0 | 0 | 0 | 0 | 0 | 0 | 0 | 0
F1_Commercial_Warehouse_New_Space Heating_Natural Gas_Boiler_E2 | F1 | Commercial | Warehouse | New | Space Heating | Natural Gas | Boiler | E2 | CCE | 0.28232 | 0.28232 | 0.28383 | 0.28535 | 0.28688 | 0.28843 | 0.29 | 0.29159 | 0.29319 | 0.29481 | 0.29645 | 0.2981 | 0.29978 | 0.30147 | 0.30319 | 0.30492 | 0.30667 | 0.30844 | 0.31024 | 0.31205 | 0.31389 | 0.31574 | 0.31762 | 0.31952 | 0.32145 | 0.32339 | 0.32537 | 0.32736 | 0.32938 | 0.33142 | 0.3335 | 0.33559 | 0.33559
F1_Commercial_Warehouse_New_Space Heating_Natural Gas_Boiler_E3 | F1 | Commercial | Warehouse | New | Space Heating | Natural Gas | Boiler | E3 | CCE | 0.28507 | 0.28507 | 0.28659 | 0.28812 | 0.28967 | 0.29124 | 0.29282 | 0.29442 | 0.29604 | 0.29767 | 0.29933 | 0.301 | 0.30269 | 0.3044 | 0.30614 | 0.30788 | 0.30965 | 0.31144 | 0.31325 | 0.31509 | 0.31694 | 0.31881 | 0.32071 | 0.32263 | 0.32457 | 0.32654 | 0.32853 | 0.33054 | 0.33258 | 0.33465 | 0.33674 | 0.33886 | 0.33886
F1_Commercial_Warehouse_New_Space Heating_Natural Gas_Boiler_E4 | F1 | Commercial | Warehouse | New | Space Heating | Natural Gas | Boiler | E4 | CCE | 1.4476 | 1.4476 | 1.4553 | 1.4631 | 1.471 | 1.4789 | 1.487 | 1.4951 | 1.5033 | 1.5116 | 1.52 | 1.5285 | 1.5371 | 1.5458 | 1.5546 | 1.5635 | 1.5725 | 1.5815 | 1.5908 | 1.6001 | 1.6095 | 1.619 | 1.6286 | 1.6384 | 1.6482 | 1.6582 | 1.6683 | 1.6785 | 1.6889 | 1.6994 | 1.71 | 1.7208 | 1.7208
F1_Commercial_Warehouse_New_Space Heating_Natural Gas_Boiler_E5 | F1 | Commercial | Warehouse | New | Space Heating | Natural Gas | Boiler | E5 | CCE | 0 | 0 | 0 | 0 | 0 | 0 | 0 | 0 | 0 | 0 | 0 | 0 | 0 | 0 | 0 | 0 | 0 | 0 | 0 | 0 | 0 | 0 | 0 | 0 | 0 | 0 | 0 | 0 | 0 | 0 | 0 | 0 | 0
F1_Commercial_Warehouse_New_Space Heating_Natural Gas_Boiler_E6 | F1 | Commercial | Warehouse | New | Space Heating | Natural Gas | Boiler | E6 | CCE | 0 | 0 | 0 | 0 | 0 | 0 | 0 | 0 | 0 | 0 | 0 | 0 | 0 | 0 | 0 | 0 | 0 | 0 | 0 | 0 | 0 | 0 | 0 | 0 | 0 | 0 | 0 | 0 | 0 | 0 | 0 | 0 | 0
F1_Commercial_Warehouse_New_Space Heating_Natural Gas_Boiler_E7 | F1 | Commercial | Warehouse | New | Space Heating | Natural Gas | Boiler | E7 | CCE | 0 | 0 | 0 | 0 | 0 | 0 | 0 | 0 | 0 | 0 | 0 | 0 | 0 | 0 | 0 | 0 | 0 | 0 | 0 | 0 | 0 | 0 | 0 | 0 | 0 | 0 | 0 | 0 | 0 | 0 | 0 | 0 | 0
F1_Commercial_Warehouse_New_Space Heating_Natural Gas_Boiler_E8 | F1 | Commercial | Warehouse | New | Space Heating | Natural Gas | Boiler | E8 | CCE | 0 | 0 | 0 | 0 | 0 | 0 | 0 | 0 | 0 | 0 | 0 | 0 | 0 | 0 | 0 | 0 | 0 | 0 | 0 | 0 | 0 | 0 | 0 | 0 | 0 | 0 | 0 | 0 | 0 | 0 | 0 | 0 | 0
F1_Commercial_Warehouse_New_Space Heating_Natural Gas_Boiler_E9 | F1 | Commercial | Warehouse | New | Space Heating | Natural Gas | Boiler | E9 | CCE | 0 | 0 | 0 | 0 | 0 | 0 | 0 | 0 | 0 | 0 | 0 | 0 | 0 | 0 | 0 | 0 | 0 | 0 | 0 | 0 | 0 | 0 | 0 | 0 | 0 | 0 | 0 | 0 | 0 | 0 | 0 | 0 | 0
F1_Commercial_Warehouse_New_Space Heating_Natural Gas_Boiler_E10 | F1 | Commercial | Warehouse | New | Space Heating | Natural Gas | Boiler | E10 | CCE | 0 | 0 | 0 | 0 | 0 | 0 | 0 | 0 | 0 | 0 | 0 | 0 | 0 | 0 | 0 | 0 | 0 | 0 | 0 | 0 | 0 | 0 | 0 | 0 | 0 | 0 | 0 | 0 | 0 | 0 | 0 | 0 | 0
F2_Commercial_Warehouse_New_Space Heating_Natural Gas_Boiler_E1 | F2 | Commercial | Warehouse | New | Space Heating | Natural Gas | Boiler | E1 | TRC BC Ratio | bar: 2019 to 2051
F2_Commercial_Warehouse_New_Space Heating_Natural Gas_Boiler_E2 | F2 | Commercial | Warehouse | New | Space Heating | Natural Gas | Boiler | E2 | TRC BC Ratio | 6.3687 | 6.3748 | 6.3815 | 6.3911 | 6.4042 | 6.4238 | 6.4375 | 6.448 | 6.4593 | 6.4697 | 6.4768 | 6.4811 | 6.4852 | 6.4888 | 6.4936 | 6.4955 | 6.4989 | 6.5053 | 6.512 | 6.5199 | 6.5292 | 6.537 | 6.5431 | 6.5477 | 6.5507 | 6.5516 | 6.55 | 6.5466 | 6.544 | 6.5427 | 6.5436 | 6.544 | 6.544
F2_Commercial_Warehouse_New_Space Heating_Natural Gas_Boiler_E3 | F2 | Commercial | Warehouse | New | Space Heating | Natural Gas | Boiler | E3 | TRC BC Ratio | 6.3074 | 6.3134 | 6.32 | 6.3295 | 6.3426 | 6.3619 | 6.3755 | 6.3859 | 6.3971 | 6.4074 | 6.4144 | 6.4187 | 6.4227 | 6.4264 | 6.4311 | 6.433 | 6.4363 | 6.4427 | 6.4493 | 6.4571 | 6.4663 | 6.474 | 6.48 | 6.4846 | 6.4876 | 6.4885 | 6.4869 | 6.4836 | 6.481 | 6.4797 | 6.4806 | 6.481 | 6.481
F2_Commercial_Warehouse_New_Space Heating_Natural Gas_Boiler_E4 | F2 | Commercial | Warehouse | New | Space Heating | Natural Gas | Boiler | E4 | TRC BC Ratio | 1.2641 | 1.2654 | 1.267 | 1.2689 | 1.2712 | 1.274 | 1.2763 | 1.2783 | 1.2801 | 1.2817 | 1.2828 | 1.2835 | 1.2841 | 1.2844 | 1.2847 | 1.2847 | 1.2848 | 1.2852 | 1.2857 | 1.2863 | 1.2871 | 1.2877 | 1.2882 | 1.2886 | 1.2888 | 1.2889 | 1.2888 | 1.2885 | 1.2883 | 1.2882 | 1.2882 | 1.2883 | 1.2883
F2_Commercial_Warehouse_New_Space Heating_Natural Gas_Boiler_E5 | F2 | Commercial | Warehouse | New | Space Heating | Natural Gas | Boiler | E5 | TRC BC Ratio | 0 | 0 | 0 | 0 | 0 | 0 | 0 | 0 | 0 | 0 | 0 | 0 | 0 | 0 | 0 | 0 | 0 | 0 | 0 | 0 | 0 | 0 | 0 | 0 | 0 | 0 | 0 | 0 | 0 | 0 | 0 | 0 | 0
F2_Commercial_Warehouse_New_Space Heating_Natural Gas_Boiler_E6 | F2 | Commercial | Warehouse | New | Space Heating | Natural Gas | Boiler | E6 | TRC BC Ratio | 0 | 0 | 0 | 0 | 0 | 0 | 0 | 0 | 0 | 0 | 0 | 0 | 0 | 0 | 0 | 0 | 0 | 0 | 0 | 0 | 0 | 0 | 0 | 0 | 0 | 0 | 0 | 0 | 0 | 0 | 0 | 0 | 0
F2_Commercial_Warehouse_New_Space Heating_Natural Gas_Boiler_E7 | F2 | Commercial | Warehouse | New | Space Heating | Natural Gas | Boiler | E7 | TRC BC Ratio | 0 | 0 | 0 | 0 | 0 | 0 | 0 | 0 | 0 | 0 | 0 | 0 | 0 | 0 | 0 | 0 | 0 | 0 | 0 | 0 | 0 | 0 | 0 | 0 | 0 | 0 | 0 | 0 | 0 | 0 | 0 | 0 | 0
F2_Commercial_Warehouse_New_Space Heating_Natural Gas_Boiler_E8 | F2 | Commercial | Warehouse | New | Space Heating | Natural Gas | Boiler | E8 | TRC BC Ratio | 0 | 0 | 0 | 0 | 0 | 0 | 0 | 0 | 0 | 0 | 0 | 0 | 0 | 0 | 0 | 0 | 0 | 0 | 0 | 0 | 0 | 0 | 0 | 0 | 0 | 0 | 0 | 0 | 0 | 0 | 0 | 0 | 0
F2_Commercial_Warehouse_New_Space Heating_Natural Gas_Boiler_E9 | F2 | Commercial | Warehouse | New | Space Heating | Natural Gas | Boiler | E9 | TRC BC Ratio | 0 | 0 | 0 | 0 | 0 | 0 | 0 | 0 | 0 | 0 | 0 | 0 | 0 | 0 | 0 | 0 | 0 | 0 | 0 | 0 | 0 | 0 | 0 | 0 | 0 | 0 | 0 | 0 | 0 | 0 | 0 | 0 | 0
F2_Commercial_Warehouse_New_Space Heating_Natural Gas_Boiler_E10 | F2 | Commercial | Warehouse | New | Space Heating | Natural Gas | Boiler | E10 | TRC BC Ratio | 0 | 0 | 0 | 0 | 0 | 0 | 0 | 0 | 0 | 0 | 0 | 0 | 0 | 0 | 0 | 0 | 0 | 0 | 0 | 0 | 0 | 0 | 0 | 0 | 0 | 0 | 0 | 0 | 0 | 0 | 0 | 0 | 0
F3_Commercial_Warehouse_New_Space Heating_Natural Gas_Boiler_E1 | F3 | Commercial | Warehouse | New | Space Heating | Natural Gas | Boiler | E1 | PACT BC Ratio | bar: 2019 to 2051
F3_Commercial_Warehouse_New_Space Heating_Natural Gas_Boiler_E2 | F3 | Commercial | Warehouse | New | Space Heating | Natural Gas | Boiler | E2 | PACT BC Ratio | 8.4917 | 8.4998 | 8.5087 | 8.5214 | 8.539 | 8.5651 | 8.5833 | 8.5973 | 8.6124 | 8.6262 | 8.6357 | 8.6415 | 8.6469 | 8.6518 | 8.6582 | 8.6607 | 8.6652 | 8.6737 | 8.6827 | 8.6932 | 8.7056 | 8.716 | 8.7241 | 8.7302 | 8.7343 | 8.7355 | 8.7333 | 8.7288 | 8.7253 | 8.7236 | 8.7248 | 8.7253 | 8.7253
F3_Commercial_Warehouse_New_Space Heating_Natural Gas_Boiler_E3 | F3 | Commercial | Warehouse | New | Space Heating | Natural Gas | Boiler | E3 | PACT BC Ratio | 8.4099 | 8.4179 | 8.4267 | 8.4394 | 8.4567 | 8.4826 | 8.5007 | 8.5145 | 8.5295 | 8.5432 | 8.5525 | 8.5583 | 8.5636 | 8.5685 | 8.5748 | 8.5773 | 8.5818 | 8.5902 | 8.5991 | 8.6095 | 8.6218 | 8.632 | 8.6401 | 8.6461 | 8.6502 | 8.6513 | 8.6492 | 8.6448 | 8.6413 | 8.6396 | 8.6408 | 8.6413 | 8.6413
F3_Commercial_Warehouse_New_Space Heating_Natural Gas_Boiler_E4 | F3 | Commercial | Warehouse | New | Space Heating | Natural Gas | Boiler | E4 | PACT BC Ratio | 1.6854 | 1.6872 | 1.6893 | 1.6919 | 1.6949 | 1.6987 | 1.7018 | 1.7044 | 1.7068 | 1.7089 | 1.7104 | 1.7114 | 1.7121 | 1.7125 | 1.713 | 1.713 | 1.7131 | 1.7136 | 1.7142 | 1.7151 | 1.7161 | 1.717 | 1.7176 | 1.7181 | 1.7184 | 1.7185 | 1.7183 | 1.718 | 1.7177 | 1.7176 | 1.7177 | 1.7177 | 1.7177
F3_Commercial_Warehouse_New_Space Heating_Natural Gas_Boiler_E5 | F3 | Commercial | Warehouse | New | Space Heating | Natural Gas | Boiler | E5 | PACT BC Ratio | 0 | 0 | 0 | 0 | 0 | 0 | 0 | 0 | 0 | 0 | 0 | 0 | 0 | 0 | 0 | 0 | 0 | 0 | 0 | 0 | 0 | 0 | 0 | 0 | 0 | 0 | 0 | 0 | 0 | 0 | 0 | 0 | 0
F3_Commercial_Warehouse_New_Space Heating_Natural Gas_Boiler_E6 | F3 | Commercial | Warehouse | New | Space Heating | Natural Gas | Boiler | E6 | PACT BC Ratio | 0 | 0 | 0 | 0 | 0 | 0 | 0 | 0 | 0 | 0 | 0 | 0 | 0 | 0 | 0 | 0 | 0 | 0 | 0 | 0 | 0 | 0 | 0 | 0 | 0 | 0 | 0 | 0 | 0 | 0 | 0 | 0 | 0
F3_Commercial_Warehouse_New_Space Heating_Natural Gas_Boiler_E7 | F3 | Commercial | Warehouse | New | Space Heating | Natural Gas | Boiler | E7 | PACT BC Ratio | 0 | 0 | 0 | 0 | 0 | 0 | 0 | 0 | 0 | 0 | 0 | 0 | 0 | 0 | 0 | 0 | 0 | 0 | 0 | 0 | 0 | 0 | 0 | 0 | 0 | 0 | 0 | 0 | 0 | 0 | 0 | 0 | 0
F3_Commercial_Warehouse_New_Space Heating_Natural Gas_Boiler_E8 | F3 | Commercial | Warehouse | New | Space Heating | Natural Gas | Boiler | E8 | PACT BC Ratio | 0 | 0 | 0 | 0 | 0 | 0 | 0 | 0 | 0 | 0 | 0 | 0 | 0 | 0 | 0 | 0 | 0 | 0 | 0 | 0 | 0 | 0 | 0 | 0 | 0 | 0 | 0 | 0 | 0 | 0 | 0 | 0 | 0
F3_Commercial_Warehouse_New_Space Heating_Natural Gas_Boiler_E9 | F3 | Commercial | Warehouse | New | Space Heating | Natural Gas | Boiler | E9 | PACT BC Ratio | 0 | 0 | 0 | 0 | 0 | 0 | 0 | 0 | 0 | 0 | 0 | 0 | 0 | 0 | 0 | 0 | 0 | 0 | 0 | 0 | 0 | 0 | 0 | 0 | 0 | 0 | 0 | 0 | 0 | 0 | 0 | 0 | 0
F3_Commercial_Warehouse_New_Space Heating_Natural Gas_Boiler_E10 | F3 | Commercial | Warehouse | New | Space Heating | Natural Gas | Boiler | E10 | PACT BC Ratio | 0 | 0 | 0 | 0 | 0 | 0 | 0 | 0 | 0 | 0 | 0 | 0 | 0 | 0 | 0 | 0 | 0 | 0 | 0 | 0 | 0 | 0 | 0 | 0 | 0 | 0 | 0 | 0 | 0 | 0 | 0 | 0 | 0
F4_Commercial_Warehouse_New_Space Heating_Natural Gas_Boiler_E1 | F4 | Commercial | Warehouse | New | Space Heating | Natural Gas | Boiler | E1 | RVT BC Ratio | bar: 2019 to 2051
F4_Commercial_Warehouse_New_Space Heating_Natural Gas_Boiler_E2 | F4 | Commercial | Warehouse | New | Space Heating | Natural Gas | Boiler | E2 | RVT BC Ratio | 9.8562 | 9.865 | 9.8745 | 9.8883 | 9.9072 | 9.9354 | 9.955 | 9.9701 | 9.9864 | 10.0013 | 10.0115 | 10.0178 | 10.0236 | 10.0289 | 10.0357 | 10.0385 | 10.0434 | 10.0525 | 10.0622 | 10.0735 | 10.0869 | 10.0981 | 10.1068 | 10.1134 | 10.1178 | 10.1191 | 10.1168 | 10.1119 | 10.1081 | 10.1063 | 10.1076 | 10.1082 | 10.1082
F4_Commercial_Warehouse_New_Space Heating_Natural Gas_Boiler_E3 | F4 | Commercial | Warehouse | New | Space Heating | Natural Gas | Boiler | E3 | RVT BC Ratio | 9.768 | 9.7767 | 9.7862 | 9.7998 | 9.8186 | 9.8464 | 9.8659 | 9.8808 | 9.897 | 9.9117 | 9.9218 | 9.9281 | 9.9338 | 9.939 | 9.9458 | 9.9486 | 9.9534 | 9.9625 | 9.9721 | 9.9833 | 9.9965 | 10.0076 | 10.0162 | 10.0228 | 10.0271 | 10.0284 | 10.0261 | 10.0213 | 10.0175 | 10.0157 | 10.017 | 10.0175 | 10.0175
F4_Commercial_Warehouse_New_Space Heating_Natural Gas_Boiler_E4 | F4 | Commercial | Warehouse | New | Space Heating | Natural Gas | Boiler | E4 | RVT BC Ratio | 2.5173 | 2.5193 | 2.5215 | 2.5243 | 2.5276 | 2.5316 | 2.5349 | 2.5378 | 2.5404 | 2.5426 | 2.5443 | 2.5453 | 2.5461 | 2.5465 | 2.547 | 2.547 | 2.5472 | 2.5477 | 2.5484 | 2.5493 | 2.5504 | 2.5513 | 2.552 | 2.5526 | 2.5529 | 2.553 | 2.5528 | 2.5524 | 2.5521 | 2.552 | 2.5521 | 2.5521 | 2.5521
F4_Commercial_Warehouse_New_Space Heating_Natural Gas_Boiler_E5 | F4 | Commercial | Warehouse | New | Space Heating | Natural Gas | Boiler | E5 | RVT BC Ratio | 0 | 0 | 0 | 0 | 0 | 0 | 0 | 0 | 0 | 0 | 0 | 0 | 0 | 0 | 0 | 0 | 0 | 0 | 0 | 0 | 0 | 0 | 0 | 0 | 0 | 0 | 0 | 0 | 0 | 0 | 0 | 0 | 0
F4_Commercial_Warehouse_New_Space Heating_Natural Gas_Boiler_E6 | F4 | Commercial | Warehouse | New | Space Heating | Natural Gas | Boiler | E6 | RVT BC Ratio | 0 | 0 | 0 | 0 | 0 | 0 | 0 | 0 | 0 | 0 | 0 | 0 | 0 | 0 | 0 | 0 | 0 | 0 | 0 | 0 | 0 | 0 | 0 | 0 | 0 | 0 | 0 | 0 | 0 | 0 | 0 | 0 | 0
F4_Commercial_Warehouse_New_Space Heating_Natural Gas_Boiler_E7 | F4 | Commercial | Warehouse | New | Space Heating | Natural Gas | Boiler | E7 | RVT BC Ratio | 0 | 0 | 0 | 0 | 0 | 0 | 0 | 0 | 0 | 0 | 0 | 0 | 0 | 0 | 0 | 0 | 0 | 0 | 0 | 0 | 0 | 0 | 0 | 0 | 0 | 0 | 0 | 0 | 0 | 0 | 0 | 0 | 0
F4_Commercial_Warehouse_New_Space Heating_Natural Gas_Boiler_E8 | F4 | Commercial | Warehouse | New | Space Heating | Natural Gas | Boiler | E8 | RVT BC Ratio | 0 | 0 | 0 | 0 | 0 | 0 | 0 | 0 | 0 | 0 | 0 | 0 | 0 | 0 | 0 | 0 | 0 | 0 | 0 | 0 | 0 | 0 | 0 | 0 | 0 | 0 | 0 | 0 | 0 | 0 | 0 | 0 | 0
F4_Commercial_Warehouse_New_Space Heating_Natural Gas_Boiler_E9 | F4 | Commercial | Warehouse | New | Space Heating | Natural Gas | Boiler | E9 | RVT BC Ratio | 0 | 0 | 0 | 0 | 0 | 0 | 0 | 0 | 0 | 0 | 0 | 0 | 0 | 0 | 0 | 0 | 0 | 0 | 0 | 0 | 0 | 0 | 0 | 0 | 0 | 0 | 0 | 0 | 0 | 0 | 0 | 0 | 0
F4_Commercial_Warehouse_New_Space Heating_Natural Gas_Boiler_E10 | F4 | Commercial | Warehouse | New | Space Heating | Natural Gas | Boiler | E10 | RVT BC Ratio | 0 | 0 | 0 | 0 | 0 | 0 | 0 | 0 | 0 | 0 | 0 | 0 | 0 | 0 | 0 | 0 | 0 | 0 | 0 | 0 | 0 | 0 | 0 | 0 | 0 | 0 | 0 | 0 | 0 | 0 | 0 | 0 | 0
F5_Commercial_Warehouse_New_Space Heating_Natural Gas_Boiler_E1 | F5 | Commercial | Warehouse | New | Space Heating | Natural Gas | Boiler | E1 | RIM BC Ratio | bar: 2019 to 2051
F5_Commercial_Warehouse_New_Space Heating_Natural Gas_Boiler_E2 | F5 | Commercial | Warehouse | New | Space Heating | Natural Gas | Boiler | E2 | RIM BC Ratio | 0.75998 | 0.76004 | 0.76011 | 0.76022 | 0.76036 | 0.76056 | 0.7607 | 0.76081 | 0.76093 | 0.76104 | 0.76111 | 0.76116 | 0.7612 | 0.76124 | 0.76129 | 0.76131 | 0.76134 | 0.76141 | 0.76148 | 0.76156 | 0.76165 | 0.76173 | 0.76179 | 0.76184 | 0.76187 | 0.76188 | 0.76186 | 0.76183 | 0.7618 | 0.76179 | 0.7618 | 0.7618 | 0.7618
F5_Commercial_Warehouse_New_Space Heating_Natural Gas_Boiler_E3 | F5 | Commercial | Warehouse | New | Space Heating | Natural Gas | Boiler | E3 | RIM BC Ratio | 0.75932 | 0.75938 | 0.75945 | 0.75956 | 0.7597 | 0.75991 | 0.76005 | 0.76016 | 0.76028 | 0.76039 | 0.76046 | 0.76051 | 0.76055 | 0.76059 | 0.76064 | 0.76066 | 0.76069 | 0.76076 | 0.76083 | 0.76091 | 0.76101 | 0.76109 | 0.76115 | 0.7612 | 0.76123 | 0.76124 | 0.76122 | 0.76118 | 0.76116 | 0.76114 | 0.76115 | 0.76116 | 0.76116
F5_Commercial_Warehouse_New_Space Heating_Natural Gas_Boiler_E4 | F5 | Commercial | Warehouse | New | Space Heating | Natural Gas | Boiler | E4 | RIM BC Ratio | 0.55822 | 0.55843 | 0.55865 | 0.55893 | 0.55927 | 0.55967 | 0.56001 | 0.56029 | 0.56055 | 0.56078 | 0.56094 | 0.56104 | 0.56112 | 0.56117 | 0.56121 | 0.56121 | 0.56123 | 0.56128 | 0.56135 | 0.56144 | 0.56155 | 0.56164 | 0.56171 | 0.56176 | 0.5618 | 0.56181 | 0.56179 | 0.56175 | 0.56172 | 0.56171 | 0.56172 | 0.56172 | 0.56172
F5_Commercial_Warehouse_New_Space Heating_Natural Gas_Boiler_E5 | F5 | Commercial | Warehouse | New | Space Heating | Natural Gas | Boiler | E5 | RIM BC Ratio | 0 | 0 | 0 | 0 | 0 | 0 | 0 | 0 | 0 | 0 | 0 | 0 | 0 | 0 | 0 | 0 | 0 | 0 | 0 | 0 | 0 | 0 | 0 | 0 | 0 | 0 | 0 | 0 | 0 | 0 | 0 | 0 | 0
F5_Commercial_Warehouse_New_Space Heating_Natural Gas_Boiler_E6 | F5 | Commercial | Warehouse | New | Space Heating | Natural Gas | Boiler | E6 | RIM BC Ratio | 0 | 0 | 0 | 0 | 0 | 0 | 0 | 0 | 0 | 0 | 0 | 0 | 0 | 0 | 0 | 0 | 0 | 0 | 0 | 0 | 0 | 0 | 0 | 0 | 0 | 0 | 0 | 0 | 0 | 0 | 0 | 0 | 0
F5_Commercial_Warehouse_New_Space Heating_Natural Gas_Boiler_E7 | F5 | Commercial | Warehouse | New | Space Heating | Natural Gas | Boiler | E7 | RIM BC Ratio | 0 | 0 | 0 | 0 | 0 | 0 | 0 | 0 | 0 | 0 | 0 | 0 | 0 | 0 | 0 | 0 | 0 | 0 | 0 | 0 | 0 | 0 | 0 | 0 | 0 | 0 | 0 | 0 | 0 | 0 | 0 | 0 | 0
F5_Commercial_Warehouse_New_Space Heating_Natural Gas_Boiler_E8 | F5 | Commercial | Warehouse | New | Space Heating | Natural Gas | Boiler | E8 | RIM BC Ratio | 0 | 0 | 0 | 0 | 0 | 0 | 0 | 0 | 0 | 0 | 0 | 0 | 0 | 0 | 0 | 0 | 0 | 0 | 0 | 0 | 0 | 0 | 0 | 0 | 0 | 0 | 0 | 0 | 0 | 0 | 0 | 0 | 0
F5_Commercial_Warehouse_New_Space Heating_Natural Gas_Boiler_E9 | F5 | Commercial | Warehouse | New | Space Heating | Natural Gas | Boiler | E9 | RIM BC Ratio | 0 | 0 | 0 | 0 | 0 | 0 | 0 | 0 | 0 | 0 | 0 | 0 | 0 | 0 | 0 | 0 | 0 | 0 | 0 | 0 | 0 | 0 | 0 | 0 | 0 | 0 | 0 | 0 | 0 | 0 | 0 | 0 | 0
F5_Commercial_Warehouse_New_Space Heating_Natural Gas_Boiler_E10 | F5 | Commercial | Warehouse | New | Space Heating | Natural Gas | Boiler | E10 | RIM BC Ratio | 0 | 0 | 0 | 0 | 0 | 0 | 0 | 0 | 0 | 0 | 0 | 0 | 0 | 0 | 0 | 0 | 0 | 0 | 0 | 0 | 0 | 0 | 0 | 0 | 0 | 0 | 0 | 0 | 0 | 0 | 0 | 0 | 0
F0_Commercial_Warehouse_New_Space Heating_Natural Gas_Unit Heater_E0 | F0 | Commercial | Warehouse | New | Space Heating | Natural Gas | Unit Heater | E0 | Economic Unit | Infrared Radiant | Infrared Radiant | Infrared Radiant | Infrared Radiant | Infrared Radiant | Infrared Radiant | Infrared Radiant | Infrared Radiant | Infrared Radiant | Infrared Radiant | Infrared Radiant | Infrared Radiant | Infrared Radiant | Infrared Radiant | Infrared Radiant | Infrared Radiant | Infrared Radiant | Infrared Radiant | Infrared Radiant | Infrared Radiant | Infrared Radiant | Infrared Radiant | Infrared Radiant | Infrared Radiant | Infrared Radiant | Infrared Radiant | Infrared Radiant | Infrared Radiant | Infrared Radiant | Infrared Radiant | Infrared Radiant | Infrared Radiant | Infrared Radiant
F1_Commercial_Warehouse_New_Space Heating_Natural Gas_Unit Heater_E1 | F1 | Commercial | Warehouse | New | Space Heating | Natural Gas | Unit Heater | E1 | CCE | 0 | 0 | 0 | 0 | 0 | 0 | 0 | 0 | 0 | 0 | 0 | 0 | 0 | 0 | 0 | 0 | 0 | 0 | 0 | 0 | 0 | 0 | 0 | 0 | 0 | 0 | 0 | 0 | 0 | 0 | 0 | 0 | 0
F1_Commercial_Warehouse_New_Space Heating_Natural Gas_Unit Heater_E2 | F1 | Commercial | Warehouse | New | Space Heating | Natural Gas | Unit Heater | E2 | CCE | 1.2484 | 1.2484 | 1.255 | 1.2617 | 1.2685 | 1.2754 | 1.2823 | 1.2893 | 1.2964 | 1.3036 | 1.3108 | 1.3181 | 1.3256 | 1.333 | 1.3406 | 1.3483 | 1.356 | 1.3639 | 1.3718 | 1.3798 | 1.3879 | 1.3961 | 1.4045 | 1.4129 | 1.4214 | 1.43 | 1.4387 | 1.4475 | 1.4564 | 1.4655 | 1.4746 | 1.4839 | 1.4839
F1_Commercial_Warehouse_New_Space Heating_Natural Gas_Unit Heater_E3 | F1 | Commercial | Warehouse | New | Space Heating | Natural Gas | Unit Heater | E3 | CCE | 0.12436 | 0.12436 | 0.12503 | 0.12569 | 0.12637 | 0.12705 | 0.12775 | 0.12844 | 0.12915 | 0.12986 | 0.13058 | 0.13131 | 0.13205 | 0.1328 | 0.13355 | 0.13432 | 0.13509 | 0.13587 | 0.13666 | 0.13746 | 0.13827 | 0.13908 | 0.13991 | 0.14075 | 0.1416 | 0.14245 | 0.14332 | 0.1442 | 0.14509 | 0.14599 | 0.1469 | 0.14783 | 0.14783
F1_Commercial_Warehouse_New_Space Heating_Natural Gas_Unit Heater_E4 | F1 | Commercial | Warehouse | New | Space Heating | Natural Gas | Unit Heater | E4 | CCE | 0 | 0 | 0 | 0 | 0 | 0 | 0 | 0 | 0 | 0 | 0 | 0 | 0 | 0 | 0 | 0 | 0 | 0 | 0 | 0 | 0 | 0 | 0 | 0 | 0 | 0 | 0 | 0 | 0 | 0 | 0 | 0 | 0
F1_Commercial_Warehouse_New_Space Heating_Natural Gas_Unit Heater_E5 | F1 | Commercial | Warehouse | New | Space Heating | Natural Gas | Unit Heater | E5 | CCE | 0 | 0 | 0 | 0 | 0 | 0 | 0 | 0 | 0 | 0 | 0 | 0 | 0 | 0 | 0 | 0 | 0 | 0 | 0 | 0 | 0 | 0 | 0 | 0 | 0 | 0 | 0 | 0 | 0 | 0 | 0 | 0 | 0
F1_Commercial_Warehouse_New_Space Heating_Natural Gas_Unit Heater_E6 | F1 | Commercial | Warehouse | New | Space Heating | Natural Gas | Unit Heater | E6 | CCE | 0 | 0 | 0 | 0 | 0 | 0 | 0 | 0 | 0 | 0 | 0 | 0 | 0 | 0 | 0 | 0 | 0 | 0 | 0 | 0 | 0 | 0 | 0 | 0 | 0 | 0 | 0 | 0 | 0 | 0 | 0 | 0 | 0
F1_Commercial_Warehouse_New_Space Heating_Natural Gas_Unit Heater_E7 | F1 | Commercial | Warehouse | New | Space Heating | Natural Gas | Unit Heater | E7 | CCE | 0 | 0 | 0 | 0 | 0 | 0 | 0 | 0 | 0 | 0 | 0 | 0 | 0 | 0 | 0 | 0 | 0 | 0 | 0 | 0 | 0 | 0 | 0 | 0 | 0 | 0 | 0 | 0 | 0 | 0 | 0 | 0 | 0
F1_Commercial_Warehouse_New_Space Heating_Natural Gas_Unit Heater_E8 | F1 | Commercial | Warehouse | New | Space Heating | Natural Gas | Unit Heater | E8 | CCE | 0 | 0 | 0 | 0 | 0 | 0 | 0 | 0 | 0 | 0 | 0 | 0 | 0 | 0 | 0 | 0 | 0 | 0 | 0 | 0 | 0 | 0 | 0 | 0 | 0 | 0 | 0 | 0 | 0 | 0 | 0 | 0 | 0
F1_Commercial_Warehouse_New_Space Heating_Natural Gas_Unit Heater_E9 | F1 | Commercial | Warehouse | New | Space Heating | Natural Gas | Unit Heater | E9 | CCE | 0 | 0 | 0 | 0 | 0 | 0 | 0 | 0 | 0 | 0 | 0 | 0 | 0 | 0 | 0 | 0 | 0 | 0 | 0 | 0 | 0 | 0 | 0 | 0 | 0 | 0 | 0 | 0 | 0 | 0 | 0 | 0 | 0
F1_Commercial_Warehouse_New_Space Heating_Natural Gas_Unit Heater_E10 | F1 | Commercial | Warehouse | New | Space Heating | Natural Gas | Unit Heater | E10 | CCE | 0 | 0 | 0 | 0 | 0 | 0 | 0 | 0 | 0 | 0 | 0 | 0 | 0 | 0 | 0 | 0 | 0 | 0 | 0 | 0 | 0 | 0 | 0 | 0 | 0 | 0 | 0 | 0 | 0 | 0 | 0 | 0 | 0
F2_Commercial_Warehouse_New_Space Heating_Natural Gas_Unit Heater_E1 | F2 | Commercial | Warehouse | New | Space Heating | Natural Gas | Unit Heater | E1 | TRC BC Ratio | bar: 2019 to 2051
F2_Commercial_Warehouse_New_Space Heating_Natural Gas_Unit Heater_E2 | F2 | Commercial | Warehouse | New | Space Heating | Natural Gas | Unit Heater | E2 | TRC BC Ratio | 1.4316 | 1.4333 | 1.4351 | 1.4377 | 1.4415 | 1.4475 | 1.451 | 1.4531 | 1.4557 | 1.4579 | 1.4592 | 1.4598 | 1.4607 | 1.4619 | 1.4637 | 1.4647 | 1.4663 | 1.4689 | 1.4715 | 1.4743 | 1.4776 | 1.4804 | 1.4826 | 1.4843 | 1.4854 | 1.4857 | 1.4852 | 1.4839 | 1.483 | 1.4825 | 1.4828 | 1.483 | 1.483
F2_Commercial_Warehouse_New_Space Heating_Natural Gas_Unit Heater_E3 | F2 | Commercial | Warehouse | New | Space Heating | Natural Gas | Unit Heater | E3 | TRC BC Ratio | 14.4795 | 14.5162 | 14.5616 | 14.6219 | 14.6976 | 14.8103 | 14.8618 | 14.8723 | 14.8808 | 14.8782 | 14.8554 | 14.8297 | 14.8204 | 14.8293 | 14.8623 | 14.8883 | 14.9269 | 14.9846 | 15.0378 | 15.0922 | 15.1509 | 15.2019 | 15.2426 | 15.2734 | 15.2939 | 15.2998 | 15.2889 | 15.2664 | 15.2487 | 15.2402 | 15.2464 | 15.2488 | 15.2488
F2_Commercial_Warehouse_New_Space Heating_Natural Gas_Unit Heater_E4 | F2 | Commercial | Warehouse | New | Space Heating | Natural Gas | Unit Heater | E4 | TRC BC Ratio | 0 | 0 | 0 | 0 | 0 | 0 | 0 | 0 | 0 | 0 | 0 | 0 | 0 | 0 | 0 | 0 | 0 | 0 | 0 | 0 | 0 | 0 | 0 | 0 | 0 | 0 | 0 | 0 | 0 | 0 | 0 | 0 | 0
F2_Commercial_Warehouse_New_Space Heating_Natural Gas_Unit Heater_E5 | F2 | Commercial | Warehouse | New | Space Heating | Natural Gas | Unit Heater | E5 | TRC BC Ratio | 0 | 0 | 0 | 0 | 0 | 0 | 0 | 0 | 0 | 0 | 0 | 0 | 0 | 0 | 0 | 0 | 0 | 0 | 0 | 0 | 0 | 0 | 0 | 0 | 0 | 0 | 0 | 0 | 0 | 0 | 0 | 0 | 0
F2_Commercial_Warehouse_New_Space Heating_Natural Gas_Unit Heater_E6 | F2 | Commercial | Warehouse | New | Space Heating | Natural Gas | Unit Heater | E6 | TRC BC Ratio | 0 | 0 | 0 | 0 | 0 | 0 | 0 | 0 | 0 | 0 | 0 | 0 | 0 | 0 | 0 | 0 | 0 | 0 | 0 | 0 | 0 | 0 | 0 | 0 | 0 | 0 | 0 | 0 | 0 | 0 | 0 | 0 | 0
F2_Commercial_Warehouse_New_Space Heating_Natural Gas_Unit Heater_E7 | F2 | Commercial | Warehouse | New | Space Heating | Natural Gas | Unit Heater | E7 | TRC BC Ratio | 0 | 0 | 0 | 0 | 0 | 0 | 0 | 0 | 0 | 0 | 0 | 0 | 0 | 0 | 0 | 0 | 0 | 0 | 0 | 0 | 0 | 0 | 0 | 0 | 0 | 0 | 0 | 0 | 0 | 0 | 0 | 0 | 0
F2_Commercial_Warehouse_New_Space Heating_Natural Gas_Unit Heater_E8 | F2 | Commercial | Warehouse | New | Space Heating | Natural Gas | Unit Heater | E8 | TRC BC Ratio | 0 | 0 | 0 | 0 | 0 | 0 | 0 | 0 | 0 | 0 | 0 | 0 | 0 | 0 | 0 | 0 | 0 | 0 | 0 | 0 | 0 | 0 | 0 | 0 | 0 | 0 | 0 | 0 | 0 | 0 | 0 | 0 | 0
F2_Commercial_Warehouse_New_Space Heating_Natural Gas_Unit Heater_E9 | F2 | Commercial | Warehouse | New | Space Heating | Natural Gas | Unit Heater | E9 | TRC BC Ratio | 0 | 0 | 0 | 0 | 0 | 0 | 0 | 0 | 0 | 0 | 0 | 0 | 0 | 0 | 0 | 0 | 0 | 0 | 0 | 0 | 0 | 0 | 0 | 0 | 0 | 0 | 0 | 0 | 0 | 0 | 0 | 0 | 0
F2_Commercial_Warehouse_New_Space Heating_Natural Gas_Unit Heater_E10 | F2 | Commercial | Warehouse | New | Space Heating | Natural Gas | Unit Heater | E10 | TRC BC Ratio | 0 | 0 | 0 | 0 | 0 | 0 | 0 | 0 | 0 | 0 | 0 | 0 | 0 | 0 | 0 | 0 | 0 | 0 | 0 | 0 | 0 | 0 | 0 | 0 | 0 | 0 | 0 | 0 | 0 | 0 | 0 | 0 | 0
F3_Commercial_Warehouse_New_Space Heating_Natural Gas_Unit Heater_E1 | F3 | Commercial | Warehouse | New | Space Heating | Natural Gas | Unit Heater | E1 | PACT BC Ratio | bar: 2019 to 2051
F3_Commercial_Warehouse_New_Space Heating_Natural Gas_Unit Heater_E2 | F3 | Commercial | Warehouse | New | Space Heating | Natural Gas | Unit Heater | E2 | PACT BC Ratio | 1.9089 | 1.911 | 1.9134 | 1.917 | 1.922 | 1.93 | 1.9346 | 1.9375 | 1.9409 | 1.9439 | 1.9456 | 1.9464 | 1.9476 | 1.9492 | 1.9516 | 1.953 | 1.9551 | 1.9585 | 1.9619 | 1.9658 | 1.9702 | 1.9739 | 1.9769 | 1.9791 | 1.9806 | 1.981 | 1.9802 | 1.9786 | 1.9773 | 1.9767 | 1.9771 | 1.9773 | 1.9773
F3_Commercial_Warehouse_New_Space Heating_Natural Gas_Unit Heater_E3 | F3 | Commercial | Warehouse | New | Space Heating | Natural Gas | Unit Heater | E3 | PACT BC Ratio | 19.306 | 19.355 | 19.4154 | 19.4958 | 19.5967 | 19.747 | 19.8157 | 19.8297 | 19.8411 | 19.8377 | 19.8073 | 19.773 | 19.7606 | 19.7724 | 19.8164 | 19.851 | 19.9026 | 19.9794 | 20.0504 | 20.1229 | 20.2012 | 20.2691 | 20.3234 | 20.3645 | 20.3919 | 20.3998 | 20.3852 | 20.3553 | 20.3317 | 20.3202 | 20.3286 | 20.3318 | 20.3318
F3_Commercial_Warehouse_New_Space Heating_Natural Gas_Unit Heater_E4 | F3 | Commercial | Warehouse | New | Space Heating | Natural Gas | Unit Heater | E4 | PACT BC Ratio | 0 | 0 | 0 | 0 | 0 | 0 | 0 | 0 | 0 | 0 | 0 | 0 | 0 | 0 | 0 | 0 | 0 | 0 | 0 | 0 | 0 | 0 | 0 | 0 | 0 | 0 | 0 | 0 | 0 | 0 | 0 | 0 | 0
F3_Commercial_Warehouse_New_Space Heating_Natural Gas_Unit Heater_E5 | F3 | Commercial | Warehouse | New | Space Heating | Natural Gas | Unit Heater | E5 | PACT BC Ratio | 0 | 0 | 0 | 0 | 0 | 0 | 0 | 0 | 0 | 0 | 0 | 0 | 0 | 0 | 0 | 0 | 0 | 0 | 0 | 0 | 0 | 0 | 0 | 0 | 0 | 0 | 0 | 0 | 0 | 0 | 0 | 0 | 0
F3_Commercial_Warehouse_New_Space Heating_Natural Gas_Unit Heater_E6 | F3 | Commercial | Warehouse | New | Space Heating | Natural Gas | Unit Heater | E6 | PACT BC Ratio | 0 | 0 | 0 | 0 | 0 | 0 | 0 | 0 | 0 | 0 | 0 | 0 | 0 | 0 | 0 | 0 | 0 | 0 | 0 | 0 | 0 | 0 | 0 | 0 | 0 | 0 | 0 | 0 | 0 | 0 | 0 | 0 | 0
F3_Commercial_Warehouse_New_Space Heating_Natural Gas_Unit Heater_E7 | F3 | Commercial | Warehouse | New | Space Heating | Natural Gas | Unit Heater | E7 | PACT BC Ratio | 0 | 0 | 0 | 0 | 0 | 0 | 0 | 0 | 0 | 0 | 0 | 0 | 0 | 0 | 0 | 0 | 0 | 0 | 0 | 0 | 0 | 0 | 0 | 0 | 0 | 0 | 0 | 0 | 0 | 0 | 0 | 0 | 0
F3_Commercial_Warehouse_New_Space Heating_Natural Gas_Unit Heater_E8 | F3 | Commercial | Warehouse | New | Space Heating | Natural Gas | Unit Heater | E8 | PACT BC Ratio | 0 | 0 | 0 | 0 | 0 | 0 | 0 | 0 | 0 | 0 | 0 | 0 | 0 | 0 | 0 | 0 | 0 | 0 | 0 | 0 | 0 | 0 | 0 | 0 | 0 | 0 | 0 | 0 | 0 | 0 | 0 | 0 | 0
F3_Commercial_Warehouse_New_Space Heating_Natural Gas_Unit Heater_E9 | F3 | Commercial | Warehouse | New | Space Heating | Natural Gas | Unit Heater | E9 | PACT BC Ratio | 0 | 0 | 0 | 0 | 0 | 0 | 0 | 0 | 0 | 0 | 0 | 0 | 0 | 0 | 0 | 0 | 0 | 0 | 0 | 0 | 0 | 0 | 0 | 0 | 0 | 0 | 0 | 0 | 0 | 0 | 0 | 0 | 0
F3_Commercial_Warehouse_New_Space Heating_Natural Gas_Unit Heater_E10 | F3 | Commercial | Warehouse | New | Space Heating | Natural Gas | Unit Heater | E10 | PACT BC Ratio | 0 | 0 | 0 | 0 | 0 | 0 | 0 | 0 | 0 | 0 | 0 | 0 | 0 | 0 | 0 | 0 | 0 | 0 | 0 | 0 | 0 | 0 | 0 | 0 | 0 | 0 | 0 | 0 | 0 | 0 | 0 | 0 | 0
F4_Commercial_Warehouse_New_Space Heating_Natural Gas_Unit Heater_E1 | F4 | Commercial | Warehouse | New | Space Heating | Natural Gas | Unit Heater | E1 | RVT BC Ratio | bar: 2019 to 2051
F4_Commercial_Warehouse_New_Space Heating_Natural Gas_Unit Heater_E2 | F4 | Commercial | Warehouse | New | Space Heating | Natural Gas | Unit Heater | E2 | RVT BC Ratio | 2.7582 | 2.7606 | 2.7631 | 2.767 | 2.7724 | 2.781 | 2.786 | 2.7891 | 2.7928 | 2.796 | 2.7979 | 2.7988 | 2.8 | 2.8017 | 2.8044 | 2.8058 | 2.8081 | 2.8118 | 2.8155 | 2.8196 | 2.8244 | 2.8284 | 2.8316 | 2.834 | 2.8356 | 2.836 | 2.8352 | 2.8334 | 2.832 | 2.8314 | 2.8319 | 2.832 | 2.832
F4_Commercial_Warehouse_New_Space Heating_Natural Gas_Unit Heater_E3 | F4 | Commercial | Warehouse | New | Space Heating | Natural Gas | Unit Heater | E3 | RVT BC Ratio | 21.5169 | 21.5696 | 21.6348 | 21.7215 | 21.8304 | 21.9924 | 22.0664 | 22.0815 | 22.0938 | 22.0901 | 22.0573 | 22.0204 | 22.007 | 22.0198 | 22.0672 | 22.1045 | 22.1601 | 22.243 | 22.3196 | 22.3977 | 22.4821 | 22.5554 | 22.6139 | 22.6582 | 22.6877 | 22.6962 | 22.6806 | 22.6482 | 22.6228 | 22.6104 | 22.6194 | 22.6229 | 22.6229
F4_Commercial_Warehouse_New_Space Heating_Natural Gas_Unit Heater_E4 | F4 | Commercial | Warehouse | New | Space Heating | Natural Gas | Unit Heater | E4 | RVT BC Ratio | 0 | 0 | 0 | 0 | 0 | 0 | 0 | 0 | 0 | 0 | 0 | 0 | 0 | 0 | 0 | 0 | 0 | 0 | 0 | 0 | 0 | 0 | 0 | 0 | 0 | 0 | 0 | 0 | 0 | 0 | 0 | 0 | 0
F4_Commercial_Warehouse_New_Space Heating_Natural Gas_Unit Heater_E5 | F4 | Commercial | Warehouse | New | Space Heating | Natural Gas | Unit Heater | E5 | RVT BC Ratio | 0 | 0 | 0 | 0 | 0 | 0 | 0 | 0 | 0 | 0 | 0 | 0 | 0 | 0 | 0 | 0 | 0 | 0 | 0 | 0 | 0 | 0 | 0 | 0 | 0 | 0 | 0 | 0 | 0 | 0 | 0 | 0 | 0
F4_Commercial_Warehouse_New_Space Heating_Natural Gas_Unit Heater_E6 | F4 | Commercial | Warehouse | New | Space Heating | Natural Gas | Unit Heater | E6 | RVT BC Ratio | 0 | 0 | 0 | 0 | 0 | 0 | 0 | 0 | 0 | 0 | 0 | 0 | 0 | 0 | 0 | 0 | 0 | 0 | 0 | 0 | 0 | 0 | 0 | 0 | 0 | 0 | 0 | 0 | 0 | 0 | 0 | 0 | 0
F4_Commercial_Warehouse_New_Space Heating_Natural Gas_Unit Heater_E7 | F4 | Commercial | Warehouse | New | Space Heating | Natural Gas | Unit Heater | E7 | RVT BC Ratio | 0 | 0 | 0 | 0 | 0 | 0 | 0 | 0 | 0 | 0 | 0 | 0 | 0 | 0 | 0 | 0 | 0 | 0 | 0 | 0 | 0 | 0 | 0 | 0 | 0 | 0 | 0 | 0 | 0 | 0 | 0 | 0 | 0
F4_Commercial_Warehouse_New_Space Heating_Natural Gas_Unit Heater_E8 | F4 | Commercial | Warehouse | New | Space Heating | Natural Gas | Unit Heater | E8 | RVT BC Ratio | 0 | 0 | 0 | 0 | 0 | 0 | 0 | 0 | 0 | 0 | 0 | 0 | 0 | 0 | 0 | 0 | 0 | 0 | 0 | 0 | 0 | 0 | 0 | 0 | 0 | 0 | 0 | 0 | 0 | 0 | 0 | 0 | 0
F4_Commercial_Warehouse_New_Space Heating_Natural Gas_Unit Heater_E9 | F4 | Commercial | Warehouse | New | Space Heating | Natural Gas | Unit Heater | E9 | RVT BC Ratio | 0 | 0 | 0 | 0 | 0 | 0 | 0 | 0 | 0 | 0 | 0 | 0 | 0 | 0 | 0 | 0 | 0 | 0 | 0 | 0 | 0 | 0 | 0 | 0 | 0 | 0 | 0 | 0 | 0 | 0 | 0 | 0 | 0
F4_Commercial_Warehouse_New_Space Heating_Natural Gas_Unit Heater_E10 | F4 | Commercial | Warehouse | New | Space Heating | Natural Gas | Unit Heater | E10 | RVT BC Ratio | 0 | 0 | 0 | 0 | 0 | 0 | 0 | 0 | 0 | 0 | 0 | 0 | 0 | 0 | 0 | 0 | 0 | 0 | 0 | 0 | 0 | 0 | 0 | 0 | 0 | 0 | 0 | 0 | 0 | 0 | 0 | 0 | 0
F5_Commercial_Warehouse_New_Space Heating_Natural Gas_Unit Heater_E1 | F5 | Commercial | Warehouse | New | Space Heating | Natural Gas | Unit Heater | E1 | RIM BC Ratio | bar: 2019 to 2051
F5_Commercial_Warehouse_New_Space Heating_Natural Gas_Unit Heater_E2 | F5 | Commercial | Warehouse | New | Space Heating | Natural Gas | Unit Heater | E2 | RIM BC Ratio | 0.58074 | 0.58094 | 0.58116 | 0.58149 | 0.58195 | 0.58268 | 0.58311 | 0.58337 | 0.58367 | 0.58394 | 0.5841 | 0.58417 | 0.58428 | 0.58442 | 0.58464 | 0.58476 | 0.58495 | 0.58526 | 0.58556 | 0.5859 | 0.58629 | 0.58662 | 0.58688 | 0.58708 | 0.58721 | 0.58725 | 0.58718 | 0.58703 | 0.58692 | 0.58687 | 0.58691 | 0.58692 | 0.58692
F5_Commercial_Warehouse_New_Space Heating_Natural Gas_Unit Heater_E3 | F5 | Commercial | Warehouse | New | Space Heating | Natural Gas | Unit Heater | E3 | RIM BC Ratio | 0.80009 | 0.80017 | 0.80027 | 0.80041 | 0.80058 | 0.80083 | 0.80094 | 0.80096 | 0.80098 | 0.80098 | 0.80093 | 0.80087 | 0.80085 | 0.80087 | 0.80094 | 0.801 | 0.80108 | 0.80121 | 0.80132 | 0.80144 | 0.80156 | 0.80167 | 0.80175 | 0.80182 | 0.80186 | 0.80187 | 0.80185 | 0.8018 | 0.80176 | 0.80175 | 0.80176 | 0.80176 | 0.80176
F5_Commercial_Warehouse_New_Space Heating_Natural Gas_Unit Heater_E4 | F5 | Commercial | Warehouse | New | Space Heating | Natural Gas | Unit Heater | E4 | RIM BC Ratio | 0 | 0 | 0 | 0 | 0 | 0 | 0 | 0 | 0 | 0 | 0 | 0 | 0 | 0 | 0 | 0 | 0 | 0 | 0 | 0 | 0 | 0 | 0 | 0 | 0 | 0 | 0 | 0 | 0 | 0 | 0 | 0 | 0
F5_Commercial_Warehouse_New_Space Heating_Natural Gas_Unit Heater_E5 | F5 | Commercial | Warehouse | New | Space Heating | Natural Gas | Unit Heater | E5 | RIM BC Ratio | 0 | 0 | 0 | 0 | 0 | 0 | 0 | 0 | 0 | 0 | 0 | 0 | 0 | 0 | 0 | 0 | 0 | 0 | 0 | 0 | 0 | 0 | 0 | 0 | 0 | 0 | 0 | 0 | 0 | 0 | 0 | 0 | 0
F5_Commercial_Warehouse_New_Space Heating_Natural Gas_Unit Heater_E6 | F5 | Commercial | Warehouse | New | Space Heating | Natural Gas | Unit Heater | E6 | RIM BC Ratio | 0 | 0 | 0 | 0 | 0 | 0 | 0 | 0 | 0 | 0 | 0 | 0 | 0 | 0 | 0 | 0 | 0 | 0 | 0 | 0 | 0 | 0 | 0 | 0 | 0 | 0 | 0 | 0 | 0 | 0 | 0 | 0 | 0
F5_Commercial_Warehouse_New_Space Heating_Natural Gas_Unit Heater_E7 | F5 | Commercial | Warehouse | New | Space Heating | Natural Gas | Unit Heater | E7 | RIM BC Ratio | 0 | 0 | 0 | 0 | 0 | 0 | 0 | 0 | 0 | 0 | 0 | 0 | 0 | 0 | 0 | 0 | 0 | 0 | 0 | 0 | 0 | 0 | 0 | 0 | 0 | 0 | 0 | 0 | 0 | 0 | 0 | 0 | 0
F5_Commercial_Warehouse_New_Space Heating_Natural Gas_Unit Heater_E8 | F5 | Commercial | Warehouse | New | Space Heating | Natural Gas | Unit Heater | E8 | RIM BC Ratio | 0 | 0 | 0 | 0 | 0 | 0 | 0 | 0 | 0 | 0 | 0 | 0 | 0 | 0 | 0 | 0 | 0 | 0 | 0 | 0 | 0 | 0 | 0 | 0 | 0 | 0 | 0 | 0 | 0 | 0 | 0 | 0 | 0
F5_Commercial_Warehouse_New_Space Heating_Natural Gas_Unit Heater_E9 | F5 | Commercial | Warehouse | New | Space Heating | Natural Gas | Unit Heater | E9 | RIM BC Ratio | 0 | 0 | 0 | 0 | 0 | 0 | 0 | 0 | 0 | 0 | 0 | 0 | 0 | 0 | 0 | 0 | 0 | 0 | 0 | 0 | 0 | 0 | 0 | 0 | 0 | 0 | 0 | 0 | 0 | 0 | 0 | 0 | 0
F5_Commercial_Warehouse_New_Space Heating_Natural Gas_Unit Heater_E10 | F5 | Commercial | Warehouse | New | Space Heating | Natural Gas | Unit Heater | E10 | RIM BC Ratio | 0 | 0 | 0 | 0 | 0 | 0 | 0 | 0 | 0 | 0 | 0 | 0 | 0 | 0 | 0 | 0 | 0 | 0 | 0 | 0 | 0 | 0 | 0 | 0 | 0 | 0 | 0 | 0 | 0 | 0 | 0 | 0 | 0
F0_Commercial_Warehouse_New_Water Heating_Natural Gas_Water Heater_E0 | F0 | Commercial | Warehouse | New | Water Heating | Natural Gas | Water Heater | E0 | Economic Unit | Gas-Fired Absorption HPWH | Gas-Fired Absorption HPWH | Gas-Fired Absorption HPWH | Gas-Fired Absorption HPWH | Gas-Fired Absorption HPWH | Gas-Fired Absorption HPWH | Gas-Fired Absorption HPWH | Gas-Fired Absorption HPWH | Gas-Fired Absorption HPWH | Gas-Fired Absorption HPWH | Gas-Fired Absorption HPWH | Gas-Fired Absorption HPWH | Gas-Fired Absorption HPWH | Gas-Fired Absorption HPWH | Gas-Fired Absorption HPWH | Gas-Fired Absorption HPWH | Gas-Fired Absorption HPWH | Gas-Fired Absorption HPWH | Gas-Fired Absorption HPWH | Gas-Fired Absorption HPWH | Gas-Fired Absorption HPWH | Gas-Fired Absorption HPWH | Gas-Fired Absorption HPWH | Gas-Fired Absorption HPWH | Gas-Fired Absorption HPWH | Gas-Fired Absorption HPWH | Gas-Fired Absorption HPWH | Gas-Fired Absorption HPWH | Gas-Fired Absorption HPWH | Gas-Fired Absorption HPWH | Gas-Fired Absorption HPWH | Gas-Fired Absorption HPWH | Gas-Fired Absorption HPWH
F1_Commercial_Warehouse_New_Water Heating_Natural Gas_Water Heater_E1 | F1 | Commercial | Warehouse | New | Water Heating | Natural Gas | Water Heater | E1 | CCE | 0 | 0 | 0 | 0 | 0 | 0 | 0 | 0 | 0 | 0 | 0 | 0 | 0 | 0 | 0 | 0 | 0 | 0 | 0 | 0 | 0 | 0 | 0 | 0 | 0 | 0 | 0 | 0 | 0 | 0 | 0 | 0 | 0
F1_Commercial_Warehouse_New_Water Heating_Natural Gas_Water Heater_E2 | F1 | Commercial | Warehouse | New | Water Heating | Natural Gas | Water Heater | E2 | CCE | -0.0028117 | -0.0028117 | -0.0028117 | -0.0028117 | -0.0028117 | -0.0028117 | -0.0028117 | -0.0028117 | -0.0028117 | -0.0028117 | -0.0028117 | -0.0028117 | -0.0028117 | -0.0028117 | -0.0028117 | -0.0028117 | -0.0028117 | -0.0028117 | -0.0028117 | -0.0028117 | -0.0028117 | -0.0028117 | -0.0028117 | -0.0028117 | -0.0028117 | -0.0028117 | -0.0028117 | -0.0028117 | -0.0028117 | -0.0028117 | -0.0028117 | -0.0028117 | -0.0028117
F1_Commercial_Warehouse_New_Water Heating_Natural Gas_Water Heater_E3 | F1 | Commercial | Warehouse | New | Water Heating | Natural Gas | Water Heater | E3 | CCE | 0.024504 | 0.024504 | 0.024504 | 0.024504 | 0.024504 | 0.024504 | 0.024504 | 0.024504 | 0.024504 | 0.024504 | 0.024504 | 0.024504 | 0.024504 | 0.024504 | 0.024504 | 0.024504 | 0.024504 | 0.024504 | 0.024504 | 0.024504 | 0.024504 | 0.024504 | 0.024504 | 0.024504 | 0.024504 | 0.024504 | 0.024504 | 0.024504 | 0.024504 | 0.024504 | 0.024504 | 0.024504 | 0.024504
F1_Commercial_Warehouse_New_Water Heating_Natural Gas_Water Heater_E4 | F1 | Commercial | Warehouse | New | Water Heating | Natural Gas | Water Heater | E4 | CCE | 0.030147 | 0.030147 | 0.030147 | 0.030147 | 0.030147 | 0.030147 | 0.030147 | 0.030147 | 0.030147 | 0.030147 | 0.030147 | 0.030147 | 0.030147 | 0.030147 | 0.030147 | 0.030147 | 0.030147 | 0.030147 | 0.030147 | 0.030147 | 0.030147 | 0.030147 | 0.030147 | 0.030147 | 0.030147 | 0.030147 | 0.030147 | 0.030147 | 0.030147 | 0.030147 | 0.030147 | 0.030147 | 0.030147
F1_Commercial_Warehouse_New_Water Heating_Natural Gas_Water Heater_E5 | F1 | Commercial | Warehouse | New | Water Heating | Natural Gas | Water Heater | E5 | CCE | 0.044915 | 0.044915 | 0.044915 | 0.044915 | 0.044915 | 0.044915 | 0.044915 | 0.044915 | 0.044915 | 0.044915 | 0.044915 | 0.044915 | 0.044915 | 0.044915 | 0.044915 | 0.044915 | 0.044915 | 0.044915 | 0.044915 | 0.044915 | 0.044915 | 0.044915 | 0.044915 | 0.044915 | 0.044915 | 0.044915 | 0.044915 | 0.044915 | 0.044915 | 0.044915 | 0.044915 | 0.044915 | 0.044915
F1_Commercial_Warehouse_New_Water Heating_Natural Gas_Water Heater_E6 | F1 | Commercial | Warehouse | New | Water Heating | Natural Gas | Water Heater | E6 | CCE | -0.080754 | -0.080754 | -0.080754 | -0.080754 | -0.080754 | -0.080754 | -0.080754 | -0.080754 | -0.080754 | -0.080754 | -0.080754 | -0.080754 | -0.080754 | -0.080754 | -0.080754 | -0.080754 | -0.080754 | -0.080754 | -0.080754 | -0.080754 | -0.080754 | -0.080754 | -0.080754 | -0.080754 | -0.080754 | -0.080754 | -0.080754 | -0.080754 | -0.080754 | -0.080754 | -0.080754 | -0.080754 | -0.080754
F1_Commercial_Warehouse_New_Water Heating_Natural Gas_Water Heater_E7 | F1 | Commercial | Warehouse | New | Water Heating | Natural Gas | Water Heater | E7 | CCE | 0.069621 | 0.069621 | 0.069621 | 0.069621 | 0.069621 | 0.069621 | 0.069621 | 0.069621 | 0.069621 | 0.069621 | 0.069621 | 0.069621 | 0.069621 | 0.069621 | 0.069621 | 0.069621 | 0.069621 | 0.069621 | 0.069621 | 0.069621 | 0.069621 | 0.069621 | 0.069621 | 0.069621 | 0.069621 | 0.069621 | 0.069621 | 0.069621 | 0.069621 | 0.069621 | 0.069621 | 0.069621 | 0.069621
F1_Commercial_Warehouse_New_Water Heating_Natural Gas_Water Heater_E8 | F1 | Commercial | Warehouse | New | Water Heating | Natural Gas | Water Heater | E8 | CCE | 0 | 0 | 0 | 0 | 0 | 0 | 0 | 0 | 0 | 0 | 0 | 0 | 0 | 0 | 0 | 0 | 0 | 0 | 0 | 0 | 0 | 0 | 0 | 0 | 0 | 0 | 0 | 0 | 0 | 0 | 0 | 0 | 0
F1_Commercial_Warehouse_New_Water Heating_Natural Gas_Water Heater_E9 | F1 | Commercial | Warehouse | New | Water Heating | Natural Gas | Water Heater | E9 | CCE | 0 | 0 | 0 | 0 | 0 | 0 | 0 | 0 | 0 | 0 | 0 | 0 | 0 | 0 | 0 | 0 | 0 | 0 | 0 | 0 | 0 | 0 | 0 | 0 | 0 | 0 | 0 | 0 | 0 | 0 | 0 | 0 | 0
F1_Commercial_Warehouse_New_Water Heating_Natural Gas_Water Heater_E10 | F1 | Commercial | Warehouse | New | Water Heating | Natural Gas | Water Heater | E10 | CCE | 0 | 0 | 0 | 0 | 0 | 0 | 0 | 0 | 0 | 0 | 0 | 0 | 0 | 0 | 0 | 0 | 0 | 0 | 0 | 0 | 0 | 0 | 0 | 0 | 0 | 0 | 0 | 0 | 0 | 0 | 0 | 0 | 0
F2_Commercial_Warehouse_New_Water Heating_Natural Gas_Water Heater_E1 | F2 | Commercial | Warehouse | New | Water Heating | Natural Gas | Water Heater | E1 | TRC BC Ratio | bar: 2019 to 2051
F2_Commercial_Warehouse_New_Water Heating_Natural Gas_Water Heater_E2 | F2 | Commercial | Warehouse | New | Water Heating | Natural Gas | Water Heater | E2 | TRC BC Ratio | bar: 2019 to 2051
F2_Commercial_Warehouse_New_Water Heating_Natural Gas_Water Heater_E3 | F2 | Commercial | Warehouse | New | Water Heating | Natural Gas | Water Heater | E3 | TRC BC Ratio | 43.842 | 44.2426 | 44.7193 | 45.2726 | 45.918 | 46.6821 | 47.2996 | 47.8809 | 48.455 | 49.0319 | 49.5588 | 50.0215 | 50.4867 | 50.978 | 51.5449 | 52.1076 | 52.7279 | 53.4121 | 54.137 | 54.8847 | 55.6489 | 56.366 | 57.0233 | 57.6222 | 58.1511 | 58.6015 | 58.918 | 59.1509 | 59.3516 | 59.5225 | 59.692 | 59.7686 | 59.7686
F2_Commercial_Warehouse_New_Water Heating_Natural Gas_Water Heater_E4 | F2 | Commercial | Warehouse | New | Water Heating | Natural Gas | Water Heater | E4 | TRC BC Ratio | 35.6355 | 35.9611 | 36.3486 | 36.7983 | 37.3229 | 37.9439 | 38.4459 | 38.9184 | 39.385 | 39.8539 | 40.2822 | 40.6582 | 41.0364 | 41.4357 | 41.8965 | 42.3539 | 42.8581 | 43.4142 | 44.0034 | 44.6112 | 45.2323 | 45.8152 | 46.3494 | 46.8362 | 47.2662 | 47.6322 | 47.8895 | 48.0788 | 48.2419 | 48.3808 | 48.5187 | 48.5808 | 48.5808
F2_Commercial_Warehouse_New_Water Heating_Natural Gas_Water Heater_E5 | F2 | Commercial | Warehouse | New | Water Heating | Natural Gas | Water Heater | E5 | TRC BC Ratio | 23.9189 | 24.1374 | 24.3975 | 24.6993 | 25.0515 | 25.4683 | 25.8052 | 26.1224 | 26.4356 | 26.7503 | 27.0378 | 27.2902 | 27.544 | 27.812 | 28.1214 | 28.4283 | 28.7668 | 29.14 | 29.5355 | 29.9434 | 30.3604 | 30.7516 | 31.1102 | 31.4369 | 31.7255 | 31.9712 | 32.1439 | 32.2709 | 32.3804 | 32.4737 | 32.5662 | 32.6079 | 32.6079
F2_Commercial_Warehouse_New_Water Heating_Natural Gas_Water Heater_E6 | F2 | Commercial | Warehouse | New | Water Heating | Natural Gas | Water Heater | E6 | TRC BC Ratio | bar: 2019 to 2051
F2_Commercial_Warehouse_New_Water Heating_Natural Gas_Water Heater_E7 | F2 | Commercial | Warehouse | New | Water Heating | Natural Gas | Water Heater | E7 | TRC BC Ratio | 14.6847 | 14.7872 | 14.9498 | 15.1735 | 15.4563 | 15.8005 | 16.0579 | 16.2862 | 16.4879 | 16.6706 | 16.8074 | 16.8944 | 16.9786 | 17.0841 | 17.2494 | 17.4307 | 17.6577 | 17.9383 | 18.2577 | 18.6019 | 18.9677 | 19.3167 | 19.6465 | 19.9646 | 20.2538 | 20.5 | 20.6731 | 20.8004 | 20.9102 | 21.0036 | 21.0963 | 21.1381 | 21.1381
F2_Commercial_Warehouse_New_Water Heating_Natural Gas_Water Heater_E8 | F2 | Commercial | Warehouse | New | Water Heating | Natural Gas | Water Heater | E8 | TRC BC Ratio | 0 | 0 | 0 | 0 | 0 | 0 | 0 | 0 | 0 | 0 | 0 | 0 | 0 | 0 | 0 | 0 | 0 | 0 | 0 | 0 | 0 | 0 | 0 | 0 | 0 | 0 | 0 | 0 | 0 | 0 | 0 | 0 | 0
F2_Commercial_Warehouse_New_Water Heating_Natural Gas_Water Heater_E9 | F2 | Commercial | Warehouse | New | Water Heating | Natural Gas | Water Heater | E9 | TRC BC Ratio | 0 | 0 | 0 | 0 | 0 | 0 | 0 | 0 | 0 | 0 | 0 | 0 | 0 | 0 | 0 | 0 | 0 | 0 | 0 | 0 | 0 | 0 | 0 | 0 | 0 | 0 | 0 | 0 | 0 | 0 | 0 | 0 | 0
F2_Commercial_Warehouse_New_Water Heating_Natural Gas_Water Heater_E10 | F2 | Commercial | Warehouse | New | Water Heating | Natural Gas | Water Heater | E10 | TRC BC Ratio | 0 | 0 | 0 | 0 | 0 | 0 | 0 | 0 | 0 | 0 | 0 | 0 | 0 | 0 | 0 | 0 | 0 | 0 | 0 | 0 | 0 | 0 | 0 | 0 | 0 | 0 | 0 | 0 | 0 | 0 | 0 | 0 | 0
F3_Commercial_Warehouse_New_Water Heating_Natural Gas_Water Heater_E1 | F3 | Commercial | Warehouse | New | Water Heating | Natural Gas | Water Heater | E1 | PACT BC Ratio | bar: 2019 to 2051
F3_Commercial_Warehouse_New_Water Heating_Natural Gas_Water Heater_E2 | F3 | Commercial | Warehouse | New | Water Heating | Natural Gas | Water Heater | E2 | PACT BC Ratio | bar: 2019 to 2051
F3_Commercial_Warehouse_New_Water Heating_Natural Gas_Water Heater_E3 | F3 | Commercial | Warehouse | New | Water Heating | Natural Gas | Water Heater | E3 | PACT BC Ratio | 58.456 | 58.9902 | 59.6258 | 60.3634 | 61.224 | 62.2428 | 63.0662 | 63.8412 | 64.6066 | 65.3759 | 66.0783 | 66.6953 | 67.3156 | 67.9707 | 68.7266 | 69.4768 | 70.3039 | 71.2162 | 72.1827 | 73.1796 | 74.1985 | 75.1547 | 76.031 | 76.8296 | 77.5349 | 78.1353 | 78.5573 | 78.8679 | 79.1354 | 79.3633 | 79.5894 | 79.6914 | 79.6914
F3_Commercial_Warehouse_New_Water Heating_Natural Gas_Water Heater_E4 | F3 | Commercial | Warehouse | New | Water Heating | Natural Gas | Water Heater | E4 | PACT BC Ratio | 47.514 | 47.9482 | 48.4648 | 49.0644 | 49.7638 | 50.5919 | 51.2612 | 51.8912 | 52.5133 | 53.1385 | 53.7095 | 54.211 | 54.7152 | 55.2476 | 55.8621 | 56.4719 | 57.1441 | 57.8856 | 58.6712 | 59.4816 | 60.3098 | 61.0869 | 61.7992 | 62.4483 | 63.0216 | 63.5096 | 63.8526 | 64.1051 | 64.3226 | 64.5078 | 64.6915 | 64.7745 | 64.7745
F3_Commercial_Warehouse_New_Water Heating_Natural Gas_Water Heater_E5 | F3 | Commercial | Warehouse | New | Water Heating | Natural Gas | Water Heater | E5 | PACT BC Ratio | 31.8918 | 32.1833 | 32.53 | 32.9325 | 33.402 | 33.9578 | 34.407 | 34.8298 | 35.2474 | 35.6671 | 36.0503 | 36.3869 | 36.7253 | 37.0827 | 37.4951 | 37.9045 | 38.3557 | 38.8534 | 39.3807 | 39.9246 | 40.4805 | 41.0021 | 41.4802 | 41.9159 | 42.3007 | 42.6282 | 42.8585 | 43.0279 | 43.1739 | 43.2982 | 43.4216 | 43.4772 | 43.4772
F3_Commercial_Warehouse_New_Water Heating_Natural Gas_Water Heater_E6 | F3 | Commercial | Warehouse | New | Water Heating | Natural Gas | Water Heater | E6 | PACT BC Ratio | bar: 2019 to 2051
F3_Commercial_Warehouse_New_Water Heating_Natural Gas_Water Heater_E7 | F3 | Commercial | Warehouse | New | Water Heating | Natural Gas | Water Heater | E7 | PACT BC Ratio | 19.5795 | 19.7163 | 19.9331 | 20.2314 | 20.6084 | 21.0673 | 21.4105 | 21.7149 | 21.9839 | 22.2275 | 22.4099 | 22.5258 | 22.6381 | 22.7788 | 22.9992 | 23.241 | 23.5436 | 23.9177 | 24.3436 | 24.8026 | 25.2903 | 25.7557 | 26.1953 | 26.6195 | 27.0051 | 27.3334 | 27.5641 | 27.7339 | 27.8802 | 28.0048 | 28.1284 | 28.1842 | 28.1842
F3_Commercial_Warehouse_New_Water Heating_Natural Gas_Water Heater_E8 | F3 | Commercial | Warehouse | New | Water Heating | Natural Gas | Water Heater | E8 | PACT BC Ratio | 0 | 0 | 0 | 0 | 0 | 0 | 0 | 0 | 0 | 0 | 0 | 0 | 0 | 0 | 0 | 0 | 0 | 0 | 0 | 0 | 0 | 0 | 0 | 0 | 0 | 0 | 0 | 0 | 0 | 0 | 0 | 0 | 0
F3_Commercial_Warehouse_New_Water Heating_Natural Gas_Water Heater_E9 | F3 | Commercial | Warehouse | New | Water Heating | Natural Gas | Water Heater | E9 | PACT BC Ratio | 0 | 0 | 0 | 0 | 0 | 0 | 0 | 0 | 0 | 0 | 0 | 0 | 0 | 0 | 0 | 0 | 0 | 0 | 0 | 0 | 0 | 0 | 0 | 0 | 0 | 0 | 0 | 0 | 0 | 0 | 0 | 0 | 0
F3_Commercial_Warehouse_New_Water Heating_Natural Gas_Water Heater_E10 | F3 | Commercial | Warehouse | New | Water Heating | Natural Gas | Water Heater | E10 | PACT BC Ratio | 0 | 0 | 0 | 0 | 0 | 0 | 0 | 0 | 0 | 0 | 0 | 0 | 0 | 0 | 0 | 0 | 0 | 0 | 0 | 0 | 0 | 0 | 0 | 0 | 0 | 0 | 0 | 0 | 0 | 0 | 0 | 0 | 0
F4_Commercial_Warehouse_New_Water Heating_Natural Gas_Water Heater_E1 | F4 | Commercial | Warehouse | New | Water Heating | Natural Gas | Water Heater | E1 | RVT BC Ratio | bar: 2019 to 2051
F4_Commercial_Warehouse_New_Water Heating_Natural Gas_Water Heater_E2 | F4 | Commercial | Warehouse | New | Water Heating | Natural Gas | Water Heater | E2 | RVT BC Ratio | bar: 2019 to 2051
F4_Commercial_Warehouse_New_Water Heating_Natural Gas_Water Heater_E3 | F4 | Commercial | Warehouse | New | Water Heating | Natural Gas | Water Heater | E3 | RVT BC Ratio | 63.7307 | 64.3067 | 64.992 | 65.7874 | 66.7153 | 67.8138 | 68.7016 | 69.5373 | 70.3626 | 71.1921 | 71.9495 | 72.6148 | 73.2836 | 73.9899 | 74.805 | 75.614 | 76.5058 | 77.4894 | 78.5316 | 79.6065 | 80.7052 | 81.7362 | 82.6811 | 83.5421 | 84.3026 | 84.95 | 85.4051 | 85.74 | 86.0285 | 86.2741 | 86.5179 | 86.628 | 86.628
F4_Commercial_Warehouse_New_Water Heating_Natural Gas_Water Heater_E4 | F4 | Commercial | Warehouse | New | Water Heating | Natural Gas | Water Heater | E4 | RVT BC Ratio | 51.9323 | 52.4005 | 52.9576 | 53.6041 | 54.3583 | 55.2512 | 55.9728 | 56.6521 | 57.3229 | 57.9971 | 58.6128 | 59.1535 | 59.6971 | 60.2713 | 60.9338 | 61.5913 | 62.3162 | 63.1157 | 63.9628 | 64.8365 | 65.7295 | 66.5675 | 67.3356 | 68.0354 | 68.6536 | 69.1798 | 69.5497 | 69.8218 | 70.0564 | 70.256 | 70.4542 | 70.5436 | 70.5436
F4_Commercial_Warehouse_New_Water Heating_Natural Gas_Water Heater_E5 | F4 | Commercial | Warehouse | New | Water Heating | Natural Gas | Water Heater | E5 | RVT BC Ratio | 35.0876 | 35.4019 | 35.7758 | 36.2097 | 36.7159 | 37.3152 | 37.7996 | 38.2556 | 38.7058 | 39.1583 | 39.5716 | 39.9345 | 40.2994 | 40.6848 | 41.1295 | 41.5708 | 42.0573 | 42.594 | 43.1626 | 43.749 | 44.3484 | 44.9109 | 45.4264 | 45.8962 | 46.3111 | 46.6643 | 46.9125 | 47.0952 | 47.2526 | 47.3867 | 47.5197 | 47.5797 | 47.5797
F4_Commercial_Warehouse_New_Water Heating_Natural Gas_Water Heater_E6 | F4 | Commercial | Warehouse | New | Water Heating | Natural Gas | Water Heater | E6 | RVT BC Ratio | bar: 2019 to 2051
F4_Commercial_Warehouse_New_Water Heating_Natural Gas_Water Heater_E7 | F4 | Commercial | Warehouse | New | Water Heating | Natural Gas | Water Heater | E7 | RVT BC Ratio | 21.8118 | 21.9593 | 22.193 | 22.5146 | 22.9212 | 23.416 | 23.7861 | 24.1143 | 24.4044 | 24.667 | 24.8636 | 24.9887 | 25.1097 | 25.2614 | 25.499 | 25.7598 | 26.0861 | 26.4895 | 26.9487 | 27.4436 | 27.9694 | 28.4713 | 28.9453 | 29.4027 | 29.8185 | 30.1724 | 30.4212 | 30.6043 | 30.7621 | 30.8964 | 31.0297 | 31.0898 | 31.0898
F4_Commercial_Warehouse_New_Water Heating_Natural Gas_Water Heater_E8 | F4 | Commercial | Warehouse | New | Water Heating | Natural Gas | Water Heater | E8 | RVT BC Ratio | 0 | 0 | 0 | 0 | 0 | 0 | 0 | 0 | 0 | 0 | 0 | 0 | 0 | 0 | 0 | 0 | 0 | 0 | 0 | 0 | 0 | 0 | 0 | 0 | 0 | 0 | 0 | 0 | 0 | 0 | 0 | 0 | 0
F4_Commercial_Warehouse_New_Water Heating_Natural Gas_Water Heater_E9 | F4 | Commercial | Warehouse | New | Water Heating | Natural Gas | Water Heater | E9 | RVT BC Ratio | 0 | 0 | 0 | 0 | 0 | 0 | 0 | 0 | 0 | 0 | 0 | 0 | 0 | 0 | 0 | 0 | 0 | 0 | 0 | 0 | 0 | 0 | 0 | 0 | 0 | 0 | 0 | 0 | 0 | 0 | 0 | 0 | 0
F4_Commercial_Warehouse_New_Water Heating_Natural Gas_Water Heater_E10 | F4 | Commercial | Warehouse | New | Water Heating | Natural Gas | Water Heater | E10 | RVT BC Ratio | 0 | 0 | 0 | 0 | 0 | 0 | 0 | 0 | 0 | 0 | 0 | 0 | 0 | 0 | 0 | 0 | 0 | 0 | 0 | 0 | 0 | 0 | 0 | 0 | 0 | 0 | 0 | 0 | 0 | 0 | 0 | 0 | 0
F5_Commercial_Warehouse_New_Water Heating_Natural Gas_Water Heater_E1 | F5 | Commercial | Warehouse | New | Water Heating | Natural Gas | Water Heater | E1 | RIM BC Ratio | bar: 2019 to 2051
F5_Commercial_Warehouse_New_Water Heating_Natural Gas_Water Heater_E2 | F5 | Commercial | Warehouse | New | Water Heating | Natural Gas | Water Heater | E2 | RIM BC Ratio | bar: 2019 to 2051
F5_Commercial_Warehouse_New_Water Heating_Natural Gas_Water Heater_E3 | F5 | Commercial | Warehouse | New | Water Heating | Natural Gas | Water Heater | E3 | RIM BC Ratio | 0.82293 | 0.82303 | 0.82316 | 0.8233 | 0.82345 | 0.82363 | 0.82378 | 0.82391 | 0.82403 | 0.82416 | 0.82427 | 0.82436 | 0.82446 | 0.82455 | 0.82466 | 0.82477 | 0.82489 | 0.82501 | 0.82514 | 0.82527 | 0.82539 | 0.82551 | 0.82562 | 0.82571 | 0.82579 | 0.82586 | 0.8259 | 0.82594 | 0.82597 | 0.82599 | 0.82602 | 0.82603 | 0.82603
F5_Commercial_Warehouse_New_Water Heating_Natural Gas_Water Heater_E4 | F5 | Commercial | Warehouse | New | Water Heating | Natural Gas | Water Heater | E4 | RIM BC Ratio | 0.82027 | 0.8204 | 0.82055 | 0.82072 | 0.82091 | 0.82113 | 0.82131 | 0.82147 | 0.82162 | 0.82177 | 0.82191 | 0.82202 | 0.82214 | 0.82226 | 0.82239 | 0.82252 | 0.82266 | 0.82281 | 0.82297 | 0.82313 | 0.82329 | 0.82343 | 0.82356 | 0.82367 | 0.82377 | 0.82385 | 0.82391 | 0.82395 | 0.82399 | 0.82402 | 0.82405 | 0.82406 | 0.82406
F5_Commercial_Warehouse_New_Water Heating_Natural Gas_Water Heater_E5 | F5 | Commercial | Warehouse | New | Water Heating | Natural Gas | Water Heater | E5 | RIM BC Ratio | 0.81339 | 0.81358 | 0.8138 | 0.81405 | 0.81433 | 0.81466 | 0.81491 | 0.81514 | 0.81537 | 0.81559 | 0.81579 | 0.81596 | 0.81613 | 0.81631 | 0.8165 | 0.8167 | 0.8169 | 0.81713 | 0.81736 | 0.81759 | 0.81782 | 0.81803 | 0.81821 | 0.81838 | 0.81853 | 0.81865 | 0.81873 | 0.8188 | 0.81885 | 0.81889 | 0.81894 | 0.81896 | 0.81896
F5_Commercial_Warehouse_New_Water Heating_Natural Gas_Water Heater_E6 | F5 | Commercial | Warehouse | New | Water Heating | Natural Gas | Water Heater | E6 | RIM BC Ratio | bar: 2019 to 2051
F5_Commercial_Warehouse_New_Water Heating_Natural Gas_Water Heater_E7 | F5 | Commercial | Warehouse | New | Water Heating | Natural Gas | Water Heater | E7 | RIM BC Ratio | 0.80055 | 0.80078 | 0.80113 | 0.80161 | 0.80219 | 0.80287 | 0.80336 | 0.80378 | 0.80415 | 0.80447 | 0.80471 | 0.80486 | 0.805 | 0.80518 | 0.80545 | 0.80574 | 0.8061 | 0.80653 | 0.80701 | 0.8075 | 0.80801 | 0.80848 | 0.8089 | 0.8093 | 0.80965 | 0.80995 | 0.81015 | 0.81029 | 0.81042 | 0.81052 | 0.81062 | 0.81067 | 0.81067
F5_Commercial_Warehouse_New_Water Heating_Natural Gas_Water Heater_E8 | F5 | Commercial | Warehouse | New | Water Heating | Natural Gas | Water Heater | E8 | RIM BC Ratio | 0 | 0 | 0 | 0 | 0 | 0 | 0 | 0 | 0 | 0 | 0 | 0 | 0 | 0 | 0 | 0 | 0 | 0 | 0 | 0 | 0 | 0 | 0 | 0 | 0 | 0 | 0 | 0 | 0 | 0 | 0 | 0 | 0
F5_Commercial_Warehouse_New_Water Heating_Natural Gas_Water Heater_E9 | F5 | Commercial | Warehouse | New | Water Heating | Natural Gas | Water Heater | E9 | RIM BC Ratio | 0 | 0 | 0 | 0 | 0 | 0 | 0 | 0 | 0 | 0 | 0 | 0 | 0 | 0 | 0 | 0 | 0 | 0 | 0 | 0 | 0 | 0 | 0 | 0 | 0 | 0 | 0 | 0 | 0 | 0 | 0 | 0 | 0
F5_Commercial_Warehouse_New_Water Heating_Natural Gas_Water Heater_E10 | F5 | Commercial | Warehouse | New | Water Heating | Natural Gas | Water Heater | E10 | RIM BC Ratio | 0 | 0 | 0 | 0 | 0 | 0 | 0 | 0 | 0 | 0 | 0 | 0 | 0 | 0 | 0 | 0 | 0 | 0 | 0 | 0 | 0 | 0 | 0 | 0 | 0 | 0 | 0 | 0 | 0 | 0 | 0 | 0 | 0
F0_Commercial_Warehouse_New_Food Preparation_Natural Gas_Oven_E0 | F0 | Commercial | Warehouse | New | Food Preparation | Natural Gas | Oven | E0 | Economic Unit | ENERGY STAR (>44% Baking Efficiency) | ENERGY STAR (>44% Baking Efficiency) | ENERGY STAR (>44% Baking Efficiency) | ENERGY STAR (>44% Baking Efficiency) | ENERGY STAR (>44% Baking Efficiency) | ENERGY STAR (>44% Baking Efficiency) | ENERGY STAR (>44% Baking Efficiency) | ENERGY STAR (>44% Baking Efficiency) | ENERGY STAR (>44% Baking Efficiency) | ENERGY STAR (>44% Baking Efficiency) | ENERGY STAR (>44% Baking Efficiency) | ENERGY STAR (>44% Baking Efficiency) | ENERGY STAR (>44% Baking Efficiency) | ENERGY STAR (>44% Baking Efficiency) | ENERGY STAR (>44% Baking Efficiency) | ENERGY STAR (>44% Baking Efficiency) | ENERGY STAR (>44% Baking Efficiency) | ENERGY STAR (>44% Baking Efficiency) | ENERGY STAR (>44% Baking Efficiency) | ENERGY STAR (>44% Baking Efficiency) | ENERGY STAR (>44% Baking Efficiency) | ENERGY STAR (>44% Baking Efficiency) | ENERGY STAR (>44% Baking Efficiency) | ENERGY STAR (>44% Baking Efficiency) | ENERGY STAR (>44% Baking Efficiency) | ENERGY STAR (>44% Baking Efficiency) | ENERGY STAR (>44% Baking Efficiency) | ENERGY STAR (>44% Baking Efficiency) | ENERGY STAR (>44% Baking Efficiency) | ENERGY STAR (>44% Baking Efficiency) | ENERGY STAR (>44% Baking Efficiency) | ENERGY STAR (>44% Baking Efficiency) | ENERGY STAR (>44% Baking Efficiency)
F1_Commercial_Warehouse_New_Food Preparation_Natural Gas_Oven_E1 | F1 | Commercial | Warehouse | New | Food Preparation | Natural Gas | Oven | E1 | CCE | 0 | 0 | 0 | 0 | 0 | 0 | 0 | 0 | 0 | 0 | 0 | 0 | 0 | 0 | 0 | 0 | 0 | 0 | 0 | 0 | 0 | 0 | 0 | 0 | 0 | 0 | 0 | 0 | 0 | 0 | 0 | 0 | 0
F1_Commercial_Warehouse_New_Food Preparation_Natural Gas_Oven_E2 | F1 | Commercial | Warehouse | New | Food Preparation | Natural Gas | Oven | E2 | CCE | 0.52905 | 0.52905 | 0.52905 | 0.52905 | 0.52905 | 0.52905 | 0.52905 | 0.52905 | 0.52905 | 0.52905 | 0.52905 | 0.52905 | 0.52905 | 0.52905 | 0.52905 | 0.52905 | 0.52905 | 0.52905 | 0.52905 | 0.52905 | 0.52905 | 0.52905 | 0.52905 | 0.52905 | 0.52905 | 0.52905 | 0.52905 | 0.52905 | 0.52905 | 0.52905 | 0.52905 | 0.52905 | 0.52905
F1_Commercial_Warehouse_New_Food Preparation_Natural Gas_Oven_E3 | F1 | Commercial | Warehouse | New | Food Preparation | Natural Gas | Oven | E3 | CCE | 0 | 0 | 0 | 0 | 0 | 0 | 0 | 0 | 0 | 0 | 0 | 0 | 0 | 0 | 0 | 0 | 0 | 0 | 0 | 0 | 0 | 0 | 0 | 0 | 0 | 0 | 0 | 0 | 0 | 0 | 0 | 0 | 0
F1_Commercial_Warehouse_New_Food Preparation_Natural Gas_Oven_E4 | F1 | Commercial | Warehouse | New | Food Preparation | Natural Gas | Oven | E4 | CCE | 0 | 0 | 0 | 0 | 0 | 0 | 0 | 0 | 0 | 0 | 0 | 0 | 0 | 0 | 0 | 0 | 0 | 0 | 0 | 0 | 0 | 0 | 0 | 0 | 0 | 0 | 0 | 0 | 0 | 0 | 0 | 0 | 0
F1_Commercial_Warehouse_New_Food Preparation_Natural Gas_Oven_E5 | F1 | Commercial | Warehouse | New | Food Preparation | Natural Gas | Oven | E5 | CCE | 0 | 0 | 0 | 0 | 0 | 0 | 0 | 0 | 0 | 0 | 0 | 0 | 0 | 0 | 0 | 0 | 0 | 0 | 0 | 0 | 0 | 0 | 0 | 0 | 0 | 0 | 0 | 0 | 0 | 0 | 0 | 0 | 0
F1_Commercial_Warehouse_New_Food Preparation_Natural Gas_Oven_E6 | F1 | Commercial | Warehouse | New | Food Preparation | Natural Gas | Oven | E6 | CCE | 0 | 0 | 0 | 0 | 0 | 0 | 0 | 0 | 0 | 0 | 0 | 0 | 0 | 0 | 0 | 0 | 0 | 0 | 0 | 0 | 0 | 0 | 0 | 0 | 0 | 0 | 0 | 0 | 0 | 0 | 0 | 0 | 0
F1_Commercial_Warehouse_New_Food Preparation_Natural Gas_Oven_E7 | F1 | Commercial | Warehouse | New | Food Preparation | Natural Gas | Oven | E7 | CCE | 0 | 0 | 0 | 0 | 0 | 0 | 0 | 0 | 0 | 0 | 0 | 0 | 0 | 0 | 0 | 0 | 0 | 0 | 0 | 0 | 0 | 0 | 0 | 0 | 0 | 0 | 0 | 0 | 0 | 0 | 0 | 0 | 0
F1_Commercial_Warehouse_New_Food Preparation_Natural Gas_Oven_E8 | F1 | Commercial | Warehouse | New | Food Preparation | Natural Gas | Oven | E8 | CCE | 0 | 0 | 0 | 0 | 0 | 0 | 0 | 0 | 0 | 0 | 0 | 0 | 0 | 0 | 0 | 0 | 0 | 0 | 0 | 0 | 0 | 0 | 0 | 0 | 0 | 0 | 0 | 0 | 0 | 0 | 0 | 0 | 0
F1_Commercial_Warehouse_New_Food Preparation_Natural Gas_Oven_E9 | F1 | Commercial | Warehouse | New | Food Preparation | Natural Gas | Oven | E9 | CCE | 0 | 0 | 0 | 0 | 0 | 0 | 0 | 0 | 0 | 0 | 0 | 0 | 0 | 0 | 0 | 0 | 0 | 0 | 0 | 0 | 0 | 0 | 0 | 0 | 0 | 0 | 0 | 0 | 0 | 0 | 0 | 0 | 0
F1_Commercial_Warehouse_New_Food Preparation_Natural Gas_Oven_E10 | F1 | Commercial | Warehouse | New | Food Preparation | Natural Gas | Oven | E10 | CCE | 0 | 0 | 0 | 0 | 0 | 0 | 0 | 0 | 0 | 0 | 0 | 0 | 0 | 0 | 0 | 0 | 0 | 0 | 0 | 0 | 0 | 0 | 0 | 0 | 0 | 0 | 0 | 0 | 0 | 0 | 0 | 0 | 0
F2_Commercial_Warehouse_New_Food Preparation_Natural Gas_Oven_E1 | F2 | Commercial | Warehouse | New | Food Preparation | Natural Gas | Oven | E1 | TRC BC Ratio | bar: 2019 to 2051
F2_Commercial_Warehouse_New_Food Preparation_Natural Gas_Oven_E2 | F2 | Commercial | Warehouse | New | Food Preparation | Natural Gas | Oven | E2 | TRC BC Ratio | 2.6596 | 2.6798 | 2.7025 | 2.7274 | 2.7558 | 2.7887 | 2.8153 | 2.8409 | 2.8669 | 2.8939 | 2.9197 | 2.9434 | 2.9676 | 2.9931 | 3.0212 | 3.0486 | 3.0777 | 3.1085 | 3.1406 | 3.1733 | 3.2062 | 3.2371 | 3.2649 | 3.2895 | 3.3108 | 3.3291 | 3.3418 | 3.3512 | 3.3594 | 3.3664 | 3.3733 | 3.3764 | 3.3764
F2_Commercial_Warehouse_New_Food Preparation_Natural Gas_Oven_E3 | F2 | Commercial | Warehouse | New | Food Preparation | Natural Gas | Oven | E3 | TRC BC Ratio | 0 | 0 | 0 | 0 | 0 | 0 | 0 | 0 | 0 | 0 | 0 | 0 | 0 | 0 | 0 | 0 | 0 | 0 | 0 | 0 | 0 | 0 | 0 | 0 | 0 | 0 | 0 | 0 | 0 | 0 | 0 | 0 | 0
F2_Commercial_Warehouse_New_Food Preparation_Natural Gas_Oven_E4 | F2 | Commercial | Warehouse | New | Food Preparation | Natural Gas | Oven | E4 | TRC BC Ratio | 0 | 0 | 0 | 0 | 0 | 0 | 0 | 0 | 0 | 0 | 0 | 0 | 0 | 0 | 0 | 0 | 0 | 0 | 0 | 0 | 0 | 0 | 0 | 0 | 0 | 0 | 0 | 0 | 0 | 0 | 0 | 0 | 0
F2_Commercial_Warehouse_New_Food Preparation_Natural Gas_Oven_E5 | F2 | Commercial | Warehouse | New | Food Preparation | Natural Gas | Oven | E5 | TRC BC Ratio | 0 | 0 | 0 | 0 | 0 | 0 | 0 | 0 | 0 | 0 | 0 | 0 | 0 | 0 | 0 | 0 | 0 | 0 | 0 | 0 | 0 | 0 | 0 | 0 | 0 | 0 | 0 | 0 | 0 | 0 | 0 | 0 | 0
F2_Commercial_Warehouse_New_Food Preparation_Natural Gas_Oven_E6 | F2 | Commercial | Warehouse | New | Food Preparation | Natural Gas | Oven | E6 | TRC BC Ratio | 0 | 0 | 0 | 0 | 0 | 0 | 0 | 0 | 0 | 0 | 0 | 0 | 0 | 0 | 0 | 0 | 0 | 0 | 0 | 0 | 0 | 0 | 0 | 0 | 0 | 0 | 0 | 0 | 0 | 0 | 0 | 0 | 0
F2_Commercial_Warehouse_New_Food Preparation_Natural Gas_Oven_E7 | F2 | Commercial | Warehouse | New | Food Preparation | Natural Gas | Oven | E7 | TRC BC Ratio | 0 | 0 | 0 | 0 | 0 | 0 | 0 | 0 | 0 | 0 | 0 | 0 | 0 | 0 | 0 | 0 | 0 | 0 | 0 | 0 | 0 | 0 | 0 | 0 | 0 | 0 | 0 | 0 | 0 | 0 | 0 | 0 | 0
F2_Commercial_Warehouse_New_Food Preparation_Natural Gas_Oven_E8 | F2 | Commercial | Warehouse | New | Food Preparation | Natural Gas | Oven | E8 | TRC BC Ratio | 0 | 0 | 0 | 0 | 0 | 0 | 0 | 0 | 0 | 0 | 0 | 0 | 0 | 0 | 0 | 0 | 0 | 0 | 0 | 0 | 0 | 0 | 0 | 0 | 0 | 0 | 0 | 0 | 0 | 0 | 0 | 0 | 0
F2_Commercial_Warehouse_New_Food Preparation_Natural Gas_Oven_E9 | F2 | Commercial | Warehouse | New | Food Preparation | Natural Gas | Oven | E9 | TRC BC Ratio | 0 | 0 | 0 | 0 | 0 | 0 | 0 | 0 | 0 | 0 | 0 | 0 | 0 | 0 | 0 | 0 | 0 | 0 | 0 | 0 | 0 | 0 | 0 | 0 | 0 | 0 | 0 | 0 | 0 | 0 | 0 | 0 | 0
F2_Commercial_Warehouse_New_Food Preparation_Natural Gas_Oven_E10 | F2 | Commercial | Warehouse | New | Food Preparation | Natural Gas | Oven | E10 | TRC BC Ratio | 0 | 0 | 0 | 0 | 0 | 0 | 0 | 0 | 0 | 0 | 0 | 0 | 0 | 0 | 0 | 0 | 0 | 0 | 0 | 0 | 0 | 0 | 0 | 0 | 0 | 0 | 0 | 0 | 0 | 0 | 0 | 0 | 0
F3_Commercial_Warehouse_New_Food Preparation_Natural Gas_Oven_E1 | F3 | Commercial | Warehouse | New | Food Preparation | Natural Gas | Oven | E1 | PACT BC Ratio | bar: 2019 to 2051
F3_Commercial_Warehouse_New_Food Preparation_Natural Gas_Oven_E2 | F3 | Commercial | Warehouse | New | Food Preparation | Natural Gas | Oven | E2 | PACT BC Ratio | 3.5461 | 3.5731 | 3.6033 | 3.6366 | 3.6744 | 3.7182 | 3.7538 | 3.7879 | 3.8225 | 3.8586 | 3.893 | 3.9245 | 3.9568 | 3.9908 | 4.0282 | 4.0648 | 4.1037 | 4.1447 | 4.1874 | 4.2311 | 4.275 | 4.3161 | 4.3532 | 4.386 | 4.4144 | 4.4388 | 4.4557 | 4.4683 | 4.4792 | 4.4885 | 4.4978 | 4.5018 | 4.5018
F3_Commercial_Warehouse_New_Food Preparation_Natural Gas_Oven_E3 | F3 | Commercial | Warehouse | New | Food Preparation | Natural Gas | Oven | E3 | PACT BC Ratio | 0 | 0 | 0 | 0 | 0 | 0 | 0 | 0 | 0 | 0 | 0 | 0 | 0 | 0 | 0 | 0 | 0 | 0 | 0 | 0 | 0 | 0 | 0 | 0 | 0 | 0 | 0 | 0 | 0 | 0 | 0 | 0 | 0
F3_Commercial_Warehouse_New_Food Preparation_Natural Gas_Oven_E4 | F3 | Commercial | Warehouse | New | Food Preparation | Natural Gas | Oven | E4 | PACT BC Ratio | 0 | 0 | 0 | 0 | 0 | 0 | 0 | 0 | 0 | 0 | 0 | 0 | 0 | 0 | 0 | 0 | 0 | 0 | 0 | 0 | 0 | 0 | 0 | 0 | 0 | 0 | 0 | 0 | 0 | 0 | 0 | 0 | 0
F3_Commercial_Warehouse_New_Food Preparation_Natural Gas_Oven_E5 | F3 | Commercial | Warehouse | New | Food Preparation | Natural Gas | Oven | E5 | PACT BC Ratio | 0 | 0 | 0 | 0 | 0 | 0 | 0 | 0 | 0 | 0 | 0 | 0 | 0 | 0 | 0 | 0 | 0 | 0 | 0 | 0 | 0 | 0 | 0 | 0 | 0 | 0 | 0 | 0 | 0 | 0 | 0 | 0 | 0
F3_Commercial_Warehouse_New_Food Preparation_Natural Gas_Oven_E6 | F3 | Commercial | Warehouse | New | Food Preparation | Natural Gas | Oven | E6 | PACT BC Ratio | 0 | 0 | 0 | 0 | 0 | 0 | 0 | 0 | 0 | 0 | 0 | 0 | 0 | 0 | 0 | 0 | 0 | 0 | 0 | 0 | 0 | 0 | 0 | 0 | 0 | 0 | 0 | 0 | 0 | 0 | 0 | 0 | 0
F3_Commercial_Warehouse_New_Food Preparation_Natural Gas_Oven_E7 | F3 | Commercial | Warehouse | New | Food Preparation | Natural Gas | Oven | E7 | PACT BC Ratio | 0 | 0 | 0 | 0 | 0 | 0 | 0 | 0 | 0 | 0 | 0 | 0 | 0 | 0 | 0 | 0 | 0 | 0 | 0 | 0 | 0 | 0 | 0 | 0 | 0 | 0 | 0 | 0 | 0 | 0 | 0 | 0 | 0
F3_Commercial_Warehouse_New_Food Preparation_Natural Gas_Oven_E8 | F3 | Commercial | Warehouse | New | Food Preparation | Natural Gas | Oven | E8 | PACT BC Ratio | 0 | 0 | 0 | 0 | 0 | 0 | 0 | 0 | 0 | 0 | 0 | 0 | 0 | 0 | 0 | 0 | 0 | 0 | 0 | 0 | 0 | 0 | 0 | 0 | 0 | 0 | 0 | 0 | 0 | 0 | 0 | 0 | 0
F3_Commercial_Warehouse_New_Food Preparation_Natural Gas_Oven_E9 | F3 | Commercial | Warehouse | New | Food Preparation | Natural Gas | Oven | E9 | PACT BC Ratio | 0 | 0 | 0 | 0 | 0 | 0 | 0 | 0 | 0 | 0 | 0 | 0 | 0 | 0 | 0 | 0 | 0 | 0 | 0 | 0 | 0 | 0 | 0 | 0 | 0 | 0 | 0 | 0 | 0 | 0 | 0 | 0 | 0
F3_Commercial_Warehouse_New_Food Preparation_Natural Gas_Oven_E10 | F3 | Commercial | Warehouse | New | Food Preparation | Natural Gas | Oven | E10 | PACT BC Ratio | 0 | 0 | 0 | 0 | 0 | 0 | 0 | 0 | 0 | 0 | 0 | 0 | 0 | 0 | 0 | 0 | 0 | 0 | 0 | 0 | 0 | 0 | 0 | 0 | 0 | 0 | 0 | 0 | 0 | 0 | 0 | 0 | 0
F4_Commercial_Warehouse_New_Food Preparation_Natural Gas_Oven_E1 | F4 | Commercial | Warehouse | New | Food Preparation | Natural Gas | Oven | E1 | RVT BC Ratio | bar: 2019 to 2051
F4_Commercial_Warehouse_New_Food Preparation_Natural Gas_Oven_E2 | F4 | Commercial | Warehouse | New | Food Preparation | Natural Gas | Oven | E2 | RVT BC Ratio | 4.5236 | 4.5528 | 4.5853 | 4.6211 | 4.662 | 4.7092 | 4.7475 | 4.7843 | 4.8216 | 4.8605 | 4.8976 | 4.9317 | 4.9665 | 5.0031 | 5.0435 | 5.0829 | 5.1248 | 5.169 | 5.2151 | 5.2622 | 5.3095 | 5.3539 | 5.3939 | 5.4293 | 5.4599 | 5.4862 | 5.5044 | 5.518 | 5.5298 | 5.5398 | 5.5498 | 5.5542 | 5.5542
F4_Commercial_Warehouse_New_Food Preparation_Natural Gas_Oven_E3 | F4 | Commercial | Warehouse | New | Food Preparation | Natural Gas | Oven | E3 | RVT BC Ratio | 0 | 0 | 0 | 0 | 0 | 0 | 0 | 0 | 0 | 0 | 0 | 0 | 0 | 0 | 0 | 0 | 0 | 0 | 0 | 0 | 0 | 0 | 0 | 0 | 0 | 0 | 0 | 0 | 0 | 0 | 0 | 0 | 0
F4_Commercial_Warehouse_New_Food Preparation_Natural Gas_Oven_E4 | F4 | Commercial | Warehouse | New | Food Preparation | Natural Gas | Oven | E4 | RVT BC Ratio | 0 | 0 | 0 | 0 | 0 | 0 | 0 | 0 | 0 | 0 | 0 | 0 | 0 | 0 | 0 | 0 | 0 | 0 | 0 | 0 | 0 | 0 | 0 | 0 | 0 | 0 | 0 | 0 | 0 | 0 | 0 | 0 | 0
F4_Commercial_Warehouse_New_Food Preparation_Natural Gas_Oven_E5 | F4 | Commercial | Warehouse | New | Food Preparation | Natural Gas | Oven | E5 | RVT BC Ratio | 0 | 0 | 0 | 0 | 0 | 0 | 0 | 0 | 0 | 0 | 0 | 0 | 0 | 0 | 0 | 0 | 0 | 0 | 0 | 0 | 0 | 0 | 0 | 0 | 0 | 0 | 0 | 0 | 0 | 0 | 0 | 0 | 0
F4_Commercial_Warehouse_New_Food Preparation_Natural Gas_Oven_E6 | F4 | Commercial | Warehouse | New | Food Preparation | Natural Gas | Oven | E6 | RVT BC Ratio | 0 | 0 | 0 | 0 | 0 | 0 | 0 | 0 | 0 | 0 | 0 | 0 | 0 | 0 | 0 | 0 | 0 | 0 | 0 | 0 | 0 | 0 | 0 | 0 | 0 | 0 | 0 | 0 | 0 | 0 | 0 | 0 | 0
F4_Commercial_Warehouse_New_Food Preparation_Natural Gas_Oven_E7 | F4 | Commercial | Warehouse | New | Food Preparation | Natural Gas | Oven | E7 | RVT BC Ratio | 0 | 0 | 0 | 0 | 0 | 0 | 0 | 0 | 0 | 0 | 0 | 0 | 0 | 0 | 0 | 0 | 0 | 0 | 0 | 0 | 0 | 0 | 0 | 0 | 0 | 0 | 0 | 0 | 0 | 0 | 0 | 0 | 0
F4_Commercial_Warehouse_New_Food Preparation_Natural Gas_Oven_E8 | F4 | Commercial | Warehouse | New | Food Preparation | Natural Gas | Oven | E8 | RVT BC Ratio | 0 | 0 | 0 | 0 | 0 | 0 | 0 | 0 | 0 | 0 | 0 | 0 | 0 | 0 | 0 | 0 | 0 | 0 | 0 | 0 | 0 | 0 | 0 | 0 | 0 | 0 | 0 | 0 | 0 | 0 | 0 | 0 | 0
F4_Commercial_Warehouse_New_Food Preparation_Natural Gas_Oven_E9 | F4 | Commercial | Warehouse | New | Food Preparation | Natural Gas | Oven | E9 | RVT BC Ratio | 0 | 0 | 0 | 0 | 0 | 0 | 0 | 0 | 0 | 0 | 0 | 0 | 0 | 0 | 0 | 0 | 0 | 0 | 0 | 0 | 0 | 0 | 0 | 0 | 0 | 0 | 0 | 0 | 0 | 0 | 0 | 0 | 0
F4_Commercial_Warehouse_New_Food Preparation_Natural Gas_Oven_E10 | F4 | Commercial | Warehouse | New | Food Preparation | Natural Gas | Oven | E10 | RVT BC Ratio | 0 | 0 | 0 | 0 | 0 | 0 | 0 | 0 | 0 | 0 | 0 | 0 | 0 | 0 | 0 | 0 | 0 | 0 | 0 | 0 | 0 | 0 | 0 | 0 | 0 | 0 | 0 | 0 | 0 | 0 | 0 | 0 | 0
F5_Commercial_Warehouse_New_Food Preparation_Natural Gas_Oven_E1 | F5 | Commercial | Warehouse | New | Food Preparation | Natural Gas | Oven | E1 | RIM BC Ratio | bar: 2019 to 2051
F5_Commercial_Warehouse_New_Food Preparation_Natural Gas_Oven_E2 | F5 | Commercial | Warehouse | New | Food Preparation | Natural Gas | Oven | E2 | RIM BC Ratio | 0.67565 | 0.67662 | 0.6777 | 0.67886 | 0.68017 | 0.68166 | 0.68284 | 0.68396 | 0.68508 | 0.68623 | 0.68731 | 0.68829 | 0.68928 | 0.6903 | 0.69141 | 0.69248 | 0.6936 | 0.69476 | 0.69595 | 0.69715 | 0.69833 | 0.69942 | 0.70039 | 0.70123 | 0.70195 | 0.70257 | 0.70299 | 0.7033 | 0.70357 | 0.7038 | 0.70403 | 0.70413 | 0.70413
F5_Commercial_Warehouse_New_Food Preparation_Natural Gas_Oven_E3 | F5 | Commercial | Warehouse | New | Food Preparation | Natural Gas | Oven | E3 | RIM BC Ratio | 0 | 0 | 0 | 0 | 0 | 0 | 0 | 0 | 0 | 0 | 0 | 0 | 0 | 0 | 0 | 0 | 0 | 0 | 0 | 0 | 0 | 0 | 0 | 0 | 0 | 0 | 0 | 0 | 0 | 0 | 0 | 0 | 0
F5_Commercial_Warehouse_New_Food Preparation_Natural Gas_Oven_E4 | F5 | Commercial | Warehouse | New | Food Preparation | Natural Gas | Oven | E4 | RIM BC Ratio | 0 | 0 | 0 | 0 | 0 | 0 | 0 | 0 | 0 | 0 | 0 | 0 | 0 | 0 | 0 | 0 | 0 | 0 | 0 | 0 | 0 | 0 | 0 | 0 | 0 | 0 | 0 | 0 | 0 | 0 | 0 | 0 | 0
F5_Commercial_Warehouse_New_Food Preparation_Natural Gas_Oven_E5 | F5 | Commercial | Warehouse | New | Food Preparation | Natural Gas | Oven | E5 | RIM BC Ratio | 0 | 0 | 0 | 0 | 0 | 0 | 0 | 0 | 0 | 0 | 0 | 0 | 0 | 0 | 0 | 0 | 0 | 0 | 0 | 0 | 0 | 0 | 0 | 0 | 0 | 0 | 0 | 0 | 0 | 0 | 0 | 0 | 0
F5_Commercial_Warehouse_New_Food Preparation_Natural Gas_Oven_E6 | F5 | Commercial | Warehouse | New | Food Preparation | Natural Gas | Oven | E6 | RIM BC Ratio | 0 | 0 | 0 | 0 | 0 | 0 | 0 | 0 | 0 | 0 | 0 | 0 | 0 | 0 | 0 | 0 | 0 | 0 | 0 | 0 | 0 | 0 | 0 | 0 | 0 | 0 | 0 | 0 | 0 | 0 | 0 | 0 | 0
F5_Commercial_Warehouse_New_Food Preparation_Natural Gas_Oven_E7 | F5 | Commercial | Warehouse | New | Food Preparation | Natural Gas | Oven | E7 | RIM BC Ratio | 0 | 0 | 0 | 0 | 0 | 0 | 0 | 0 | 0 | 0 | 0 | 0 | 0 | 0 | 0 | 0 | 0 | 0 | 0 | 0 | 0 | 0 | 0 | 0 | 0 | 0 | 0 | 0 | 0 | 0 | 0 | 0 | 0
F5_Commercial_Warehouse_New_Food Preparation_Natural Gas_Oven_E8 | F5 | Commercial | Warehouse | New | Food Preparation | Natural Gas | Oven | E8 | RIM BC Ratio | 0 | 0 | 0 | 0 | 0 | 0 | 0 | 0 | 0 | 0 | 0 | 0 | 0 | 0 | 0 | 0 | 0 | 0 | 0 | 0 | 0 | 0 | 0 | 0 | 0 | 0 | 0 | 0 | 0 | 0 | 0 | 0 | 0
F5_Commercial_Warehouse_New_Food Preparation_Natural Gas_Oven_E9 | F5 | Commercial | Warehouse | New | Food Preparation | Natural Gas | Oven | E9 | RIM BC Ratio | 0 | 0 | 0 | 0 | 0 | 0 | 0 | 0 | 0 | 0 | 0 | 0 | 0 | 0 | 0 | 0 | 0 | 0 | 0 | 0 | 0 | 0 | 0 | 0 | 0 | 0 | 0 | 0 | 0 | 0 | 0 | 0 | 0
F5_Commercial_Warehouse_New_Food Preparation_Natural Gas_Oven_E10 | F5 | Commercial | Warehouse | New | Food Preparation | Natural Gas | Oven | E10 | RIM BC Ratio | 0 | 0 | 0 | 0 | 0 | 0 | 0 | 0 | 0 | 0 | 0 | 0 | 0 | 0 | 0 | 0 | 0 | 0 | 0 | 0 | 0 | 0 | 0 | 0 | 0 | 0 | 0 | 0 | 0 | 0 | 0 | 0 | 0
F0_Commercial_Warehouse_New_Food Preparation_Natural Gas_Conveyor Oven_E0 | F0 | Commercial | Warehouse | New | Food Preparation | Natural Gas | Conveyor Oven | E0 | Economic Unit | Efficient (>44% Baking Efficiency) | Efficient (>44% Baking Efficiency) | Efficient (>44% Baking Efficiency) | Efficient (>44% Baking Efficiency) | Efficient (>44% Baking Efficiency) | Efficient (>44% Baking Efficiency) | Efficient (>44% Baking Efficiency) | Efficient (>44% Baking Efficiency) | Efficient (>44% Baking Efficiency) | Efficient (>44% Baking Efficiency) | Efficient (>44% Baking Efficiency) | Efficient (>44% Baking Efficiency) | Efficient (>44% Baking Efficiency) | Efficient (>44% Baking Efficiency) | Efficient (>44% Baking Efficiency) | Efficient (>44% Baking Efficiency) | Efficient (>44% Baking Efficiency) | Efficient (>44% Baking Efficiency) | Efficient (>44% Baking Efficiency) | Efficient (>44% Baking Efficiency) | Efficient (>44% Baking Efficiency) | Efficient (>44% Baking Efficiency) | Efficient (>44% Baking Efficiency) | Efficient (>44% Baking Efficiency) | Efficient (>44% Baking Efficiency) | Efficient (>44% Baking Efficiency) | Efficient (>44% Baking Efficiency) | Efficient (>44% Baking Efficiency) | Efficient (>44% Baking Efficiency) | Efficient (>44% Baking Efficiency) | Efficient (>44% Baking Efficiency) | Efficient (>44% Baking Efficiency) | Efficient (>44% Baking Efficiency)
F1_Commercial_Warehouse_New_Food Preparation_Natural Gas_Conveyor Oven_E1 | F1 | Commercial | Warehouse | New | Food Preparation | Natural Gas | Conveyor Oven | E1 | CCE | 0 | 0 | 0 | 0 | 0 | 0 | 0 | 0 | 0 | 0 | 0 | 0 | 0 | 0 | 0 | 0 | 0 | 0 | 0 | 0 | 0 | 0 | 0 | 0 | 0 | 0 | 0 | 0 | 0 | 0 | 0 | 0 | 0
F1_Commercial_Warehouse_New_Food Preparation_Natural Gas_Conveyor Oven_E2 | F1 | Commercial | Warehouse | New | Food Preparation | Natural Gas | Conveyor Oven | E2 | CCE | 0.35475 | 0.35475 | 0.35475 | 0.35475 | 0.35475 | 0.35475 | 0.35475 | 0.35475 | 0.35475 | 0.35475 | 0.35475 | 0.35475 | 0.35475 | 0.35475 | 0.35475 | 0.35475 | 0.35475 | 0.35475 | 0.35475 | 0.35475 | 0.35475 | 0.35475 | 0.35475 | 0.35475 | 0.35475 | 0.35475 | 0.35475 | 0.35475 | 0.35475 | 0.35475 | 0.35475 | 0.35475 | 0.35475
F1_Commercial_Warehouse_New_Food Preparation_Natural Gas_Conveyor Oven_E3 | F1 | Commercial | Warehouse | New | Food Preparation | Natural Gas | Conveyor Oven | E3 | CCE | 0 | 0 | 0 | 0 | 0 | 0 | 0 | 0 | 0 | 0 | 0 | 0 | 0 | 0 | 0 | 0 | 0 | 0 | 0 | 0 | 0 | 0 | 0 | 0 | 0 | 0 | 0 | 0 | 0 | 0 | 0 | 0 | 0
F1_Commercial_Warehouse_New_Food Preparation_Natural Gas_Conveyor Oven_E4 | F1 | Commercial | Warehouse | New | Food Preparation | Natural Gas | Conveyor Oven | E4 | CCE | 0 | 0 | 0 | 0 | 0 | 0 | 0 | 0 | 0 | 0 | 0 | 0 | 0 | 0 | 0 | 0 | 0 | 0 | 0 | 0 | 0 | 0 | 0 | 0 | 0 | 0 | 0 | 0 | 0 | 0 | 0 | 0 | 0
F1_Commercial_Warehouse_New_Food Preparation_Natural Gas_Conveyor Oven_E5 | F1 | Commercial | Warehouse | New | Food Preparation | Natural Gas | Conveyor Oven | E5 | CCE | 0 | 0 | 0 | 0 | 0 | 0 | 0 | 0 | 0 | 0 | 0 | 0 | 0 | 0 | 0 | 0 | 0 | 0 | 0 | 0 | 0 | 0 | 0 | 0 | 0 | 0 | 0 | 0 | 0 | 0 | 0 | 0 | 0
F1_Commercial_Warehouse_New_Food Preparation_Natural Gas_Conveyor Oven_E6 | F1 | Commercial | Warehouse | New | Food Preparation | Natural Gas | Conveyor Oven | E6 | CCE | 0 | 0 | 0 | 0 | 0 | 0 | 0 | 0 | 0 | 0 | 0 | 0 | 0 | 0 | 0 | 0 | 0 | 0 | 0 | 0 | 0 | 0 | 0 | 0 | 0 | 0 | 0 | 0 | 0 | 0 | 0 | 0 | 0
F1_Commercial_Warehouse_New_Food Preparation_Natural Gas_Conveyor Oven_E7 | F1 | Commercial | Warehouse | New | Food Preparation | Natural Gas | Conveyor Oven | E7 | CCE | 0 | 0 | 0 | 0 | 0 | 0 | 0 | 0 | 0 | 0 | 0 | 0 | 0 | 0 | 0 | 0 | 0 | 0 | 0 | 0 | 0 | 0 | 0 | 0 | 0 | 0 | 0 | 0 | 0 | 0 | 0 | 0 | 0
F1_Commercial_Warehouse_New_Food Preparation_Natural Gas_Conveyor Oven_E8 | F1 | Commercial | Warehouse | New | Food Preparation | Natural Gas | Conveyor Oven | E8 | CCE | 0 | 0 | 0 | 0 | 0 | 0 | 0 | 0 | 0 | 0 | 0 | 0 | 0 | 0 | 0 | 0 | 0 | 0 | 0 | 0 | 0 | 0 | 0 | 0 | 0 | 0 | 0 | 0 | 0 | 0 | 0 | 0 | 0
F1_Commercial_Warehouse_New_Food Preparation_Natural Gas_Conveyor Oven_E9 | F1 | Commercial | Warehouse | New | Food Preparation | Natural Gas | Conveyor Oven | E9 | CCE | 0 | 0 | 0 | 0 | 0 | 0 | 0 | 0 | 0 | 0 | 0 | 0 | 0 | 0 | 0 | 0 | 0 | 0 | 0 | 0 | 0 | 0 | 0 | 0 | 0 | 0 | 0 | 0 | 0 | 0 | 0 | 0 | 0
F1_Commercial_Warehouse_New_Food Preparation_Natural Gas_Conveyor Oven_E10 | F1 | Commercial | Warehouse | New | Food Preparation | Natural Gas | Conveyor Oven | E10 | CCE | 0 | 0 | 0 | 0 | 0 | 0 | 0 | 0 | 0 | 0 | 0 | 0 | 0 | 0 | 0 | 0 | 0 | 0 | 0 | 0 | 0 | 0 | 0 | 0 | 0 | 0 | 0 | 0 | 0 | 0 | 0 | 0 | 0
F2_Commercial_Warehouse_New_Food Preparation_Natural Gas_Conveyor Oven_E1 | F2 | Commercial | Warehouse | New | Food Preparation | Natural Gas | Conveyor Oven | E1 | TRC BC Ratio | bar: 2019 to 2051
F2_Commercial_Warehouse_New_Food Preparation_Natural Gas_Conveyor Oven_E2 | F2 | Commercial | Warehouse | New | Food Preparation | Natural Gas | Conveyor Oven | E2 | TRC BC Ratio | 4.0477 | 4.0772 | 4.1092 | 4.1444 | 4.1846 | 4.2312 | 4.2722 | 4.3136 | 4.3565 | 4.4011 | 4.4439 | 4.4835 | 4.5223 | 4.561 | 4.6015 | 4.64 | 4.6797 | 4.7203 | 4.7612 | 4.8019 | 4.8418 | 4.8782 | 4.9108 | 4.9395 | 4.9644 | 4.9858 | 5.0006 | 5.0116 | 5.0212 | 5.0293 | 5.0374 | 5.041 | 5.041
F2_Commercial_Warehouse_New_Food Preparation_Natural Gas_Conveyor Oven_E3 | F2 | Commercial | Warehouse | New | Food Preparation | Natural Gas | Conveyor Oven | E3 | TRC BC Ratio | 0 | 0 | 0 | 0 | 0 | 0 | 0 | 0 | 0 | 0 | 0 | 0 | 0 | 0 | 0 | 0 | 0 | 0 | 0 | 0 | 0 | 0 | 0 | 0 | 0 | 0 | 0 | 0 | 0 | 0 | 0 | 0 | 0
F2_Commercial_Warehouse_New_Food Preparation_Natural Gas_Conveyor Oven_E4 | F2 | Commercial | Warehouse | New | Food Preparation | Natural Gas | Conveyor Oven | E4 | TRC BC Ratio | 0 | 0 | 0 | 0 | 0 | 0 | 0 | 0 | 0 | 0 | 0 | 0 | 0 | 0 | 0 | 0 | 0 | 0 | 0 | 0 | 0 | 0 | 0 | 0 | 0 | 0 | 0 | 0 | 0 | 0 | 0 | 0 | 0
F2_Commercial_Warehouse_New_Food Preparation_Natural Gas_Conveyor Oven_E5 | F2 | Commercial | Warehouse | New | Food Preparation | Natural Gas | Conveyor Oven | E5 | TRC BC Ratio | 0 | 0 | 0 | 0 | 0 | 0 | 0 | 0 | 0 | 0 | 0 | 0 | 0 | 0 | 0 | 0 | 0 | 0 | 0 | 0 | 0 | 0 | 0 | 0 | 0 | 0 | 0 | 0 | 0 | 0 | 0 | 0 | 0
F2_Commercial_Warehouse_New_Food Preparation_Natural Gas_Conveyor Oven_E6 | F2 | Commercial | Warehouse | New | Food Preparation | Natural Gas | Conveyor Oven | E6 | TRC BC Ratio | 0 | 0 | 0 | 0 | 0 | 0 | 0 | 0 | 0 | 0 | 0 | 0 | 0 | 0 | 0 | 0 | 0 | 0 | 0 | 0 | 0 | 0 | 0 | 0 | 0 | 0 | 0 | 0 | 0 | 0 | 0 | 0 | 0
F2_Commercial_Warehouse_New_Food Preparation_Natural Gas_Conveyor Oven_E7 | F2 | Commercial | Warehouse | New | Food Preparation | Natural Gas | Conveyor Oven | E7 | TRC BC Ratio | 0 | 0 | 0 | 0 | 0 | 0 | 0 | 0 | 0 | 0 | 0 | 0 | 0 | 0 | 0 | 0 | 0 | 0 | 0 | 0 | 0 | 0 | 0 | 0 | 0 | 0 | 0 | 0 | 0 | 0 | 0 | 0 | 0
F2_Commercial_Warehouse_New_Food Preparation_Natural Gas_Conveyor Oven_E8 | F2 | Commercial | Warehouse | New | Food Preparation | Natural Gas | Conveyor Oven | E8 | TRC BC Ratio | 0 | 0 | 0 | 0 | 0 | 0 | 0 | 0 | 0 | 0 | 0 | 0 | 0 | 0 | 0 | 0 | 0 | 0 | 0 | 0 | 0 | 0 | 0 | 0 | 0 | 0 | 0 | 0 | 0 | 0 | 0 | 0 | 0
F2_Commercial_Warehouse_New_Food Preparation_Natural Gas_Conveyor Oven_E9 | F2 | Commercial | Warehouse | New | Food Preparation | Natural Gas | Conveyor Oven | E9 | TRC BC Ratio | 0 | 0 | 0 | 0 | 0 | 0 | 0 | 0 | 0 | 0 | 0 | 0 | 0 | 0 | 0 | 0 | 0 | 0 | 0 | 0 | 0 | 0 | 0 | 0 | 0 | 0 | 0 | 0 | 0 | 0 | 0 | 0 | 0
F2_Commercial_Warehouse_New_Food Preparation_Natural Gas_Conveyor Oven_E10 | F2 | Commercial | Warehouse | New | Food Preparation | Natural Gas | Conveyor Oven | E10 | TRC BC Ratio | 0 | 0 | 0 | 0 | 0 | 0 | 0 | 0 | 0 | 0 | 0 | 0 | 0 | 0 | 0 | 0 | 0 | 0 | 0 | 0 | 0 | 0 | 0 | 0 | 0 | 0 | 0 | 0 | 0 | 0 | 0 | 0 | 0
F3_Commercial_Warehouse_New_Food Preparation_Natural Gas_Conveyor Oven_E1 | F3 | Commercial | Warehouse | New | Food Preparation | Natural Gas | Conveyor Oven | E1 | PACT BC Ratio | bar: 2019 to 2051
F3_Commercial_Warehouse_New_Food Preparation_Natural Gas_Conveyor Oven_E2 | F3 | Commercial | Warehouse | New | Food Preparation | Natural Gas | Conveyor Oven | E2 | PACT BC Ratio | 5.397 | 5.4363 | 5.479 | 5.5258 | 5.5794 | 5.6416 | 5.6963 | 5.7515 | 5.8086 | 5.8681 | 5.9253 | 5.978 | 6.0297 | 6.0814 | 6.1353 | 6.1867 | 6.2396 | 6.2937 | 6.3483 | 6.4025 | 6.4557 | 6.5043 | 6.5477 | 6.586 | 6.6192 | 6.6477 | 6.6674 | 6.6822 | 6.6949 | 6.7058 | 6.7166 | 6.7213 | 6.7213
F3_Commercial_Warehouse_New_Food Preparation_Natural Gas_Conveyor Oven_E3 | F3 | Commercial | Warehouse | New | Food Preparation | Natural Gas | Conveyor Oven | E3 | PACT BC Ratio | 0 | 0 | 0 | 0 | 0 | 0 | 0 | 0 | 0 | 0 | 0 | 0 | 0 | 0 | 0 | 0 | 0 | 0 | 0 | 0 | 0 | 0 | 0 | 0 | 0 | 0 | 0 | 0 | 0 | 0 | 0 | 0 | 0
F3_Commercial_Warehouse_New_Food Preparation_Natural Gas_Conveyor Oven_E4 | F3 | Commercial | Warehouse | New | Food Preparation | Natural Gas | Conveyor Oven | E4 | PACT BC Ratio | 0 | 0 | 0 | 0 | 0 | 0 | 0 | 0 | 0 | 0 | 0 | 0 | 0 | 0 | 0 | 0 | 0 | 0 | 0 | 0 | 0 | 0 | 0 | 0 | 0 | 0 | 0 | 0 | 0 | 0 | 0 | 0 | 0
F3_Commercial_Warehouse_New_Food Preparation_Natural Gas_Conveyor Oven_E5 | F3 | Commercial | Warehouse | New | Food Preparation | Natural Gas | Conveyor Oven | E5 | PACT BC Ratio | 0 | 0 | 0 | 0 | 0 | 0 | 0 | 0 | 0 | 0 | 0 | 0 | 0 | 0 | 0 | 0 | 0 | 0 | 0 | 0 | 0 | 0 | 0 | 0 | 0 | 0 | 0 | 0 | 0 | 0 | 0 | 0 | 0
F3_Commercial_Warehouse_New_Food Preparation_Natural Gas_Conveyor Oven_E6 | F3 | Commercial | Warehouse | New | Food Preparation | Natural Gas | Conveyor Oven | E6 | PACT BC Ratio | 0 | 0 | 0 | 0 | 0 | 0 | 0 | 0 | 0 | 0 | 0 | 0 | 0 | 0 | 0 | 0 | 0 | 0 | 0 | 0 | 0 | 0 | 0 | 0 | 0 | 0 | 0 | 0 | 0 | 0 | 0 | 0 | 0
F3_Commercial_Warehouse_New_Food Preparation_Natural Gas_Conveyor Oven_E7 | F3 | Commercial | Warehouse | New | Food Preparation | Natural Gas | Conveyor Oven | E7 | PACT BC Ratio | 0 | 0 | 0 | 0 | 0 | 0 | 0 | 0 | 0 | 0 | 0 | 0 | 0 | 0 | 0 | 0 | 0 | 0 | 0 | 0 | 0 | 0 | 0 | 0 | 0 | 0 | 0 | 0 | 0 | 0 | 0 | 0 | 0
F3_Commercial_Warehouse_New_Food Preparation_Natural Gas_Conveyor Oven_E8 | F3 | Commercial | Warehouse | New | Food Preparation | Natural Gas | Conveyor Oven | E8 | PACT BC Ratio | 0 | 0 | 0 | 0 | 0 | 0 | 0 | 0 | 0 | 0 | 0 | 0 | 0 | 0 | 0 | 0 | 0 | 0 | 0 | 0 | 0 | 0 | 0 | 0 | 0 | 0 | 0 | 0 | 0 | 0 | 0 | 0 | 0
F3_Commercial_Warehouse_New_Food Preparation_Natural Gas_Conveyor Oven_E9 | F3 | Commercial | Warehouse | New | Food Preparation | Natural Gas | Conveyor Oven | E9 | PACT BC Ratio | 0 | 0 | 0 | 0 | 0 | 0 | 0 | 0 | 0 | 0 | 0 | 0 | 0 | 0 | 0 | 0 | 0 | 0 | 0 | 0 | 0 | 0 | 0 | 0 | 0 | 0 | 0 | 0 | 0 | 0 | 0 | 0 | 0
F3_Commercial_Warehouse_New_Food Preparation_Natural Gas_Conveyor Oven_E10 | F3 | Commercial | Warehouse | New | Food Preparation | Natural Gas | Conveyor Oven | E10 | PACT BC Ratio | 0 | 0 | 0 | 0 | 0 | 0 | 0 | 0 | 0 | 0 | 0 | 0 | 0 | 0 | 0 | 0 | 0 | 0 | 0 | 0 | 0 | 0 | 0 | 0 | 0 | 0 | 0 | 0 | 0 | 0 | 0 | 0 | 0
F4_Commercial_Warehouse_New_Food Preparation_Natural Gas_Conveyor Oven_E1 | F4 | Commercial | Warehouse | New | Food Preparation | Natural Gas | Conveyor Oven | E1 | RVT BC Ratio | bar: 2019 to 2051
F4_Commercial_Warehouse_New_Food Preparation_Natural Gas_Conveyor Oven_E2 | F4 | Commercial | Warehouse | New | Food Preparation | Natural Gas | Conveyor Oven | E2 | RVT BC Ratio | 6.5193 | 6.5617 | 6.6078 | 6.6583 | 6.7161 | 6.7831 | 6.8421 | 6.9016 | 6.9632 | 7.0273 | 7.089 | 7.1459 | 7.2016 | 7.2573 | 7.3154 | 7.3708 | 7.4279 | 7.4863 | 7.5451 | 7.6035 | 7.6609 | 7.7133 | 7.7601 | 7.8014 | 7.8372 | 7.8679 | 7.8892 | 7.9051 | 7.9188 | 7.9306 | 7.9422 | 7.9473 | 7.9473
F4_Commercial_Warehouse_New_Food Preparation_Natural Gas_Conveyor Oven_E3 | F4 | Commercial | Warehouse | New | Food Preparation | Natural Gas | Conveyor Oven | E3 | RVT BC Ratio | 0 | 0 | 0 | 0 | 0 | 0 | 0 | 0 | 0 | 0 | 0 | 0 | 0 | 0 | 0 | 0 | 0 | 0 | 0 | 0 | 0 | 0 | 0 | 0 | 0 | 0 | 0 | 0 | 0 | 0 | 0 | 0 | 0
F4_Commercial_Warehouse_New_Food Preparation_Natural Gas_Conveyor Oven_E4 | F4 | Commercial | Warehouse | New | Food Preparation | Natural Gas | Conveyor Oven | E4 | RVT BC Ratio | 0 | 0 | 0 | 0 | 0 | 0 | 0 | 0 | 0 | 0 | 0 | 0 | 0 | 0 | 0 | 0 | 0 | 0 | 0 | 0 | 0 | 0 | 0 | 0 | 0 | 0 | 0 | 0 | 0 | 0 | 0 | 0 | 0
F4_Commercial_Warehouse_New_Food Preparation_Natural Gas_Conveyor Oven_E5 | F4 | Commercial | Warehouse | New | Food Preparation | Natural Gas | Conveyor Oven | E5 | RVT BC Ratio | 0 | 0 | 0 | 0 | 0 | 0 | 0 | 0 | 0 | 0 | 0 | 0 | 0 | 0 | 0 | 0 | 0 | 0 | 0 | 0 | 0 | 0 | 0 | 0 | 0 | 0 | 0 | 0 | 0 | 0 | 0 | 0 | 0
F4_Commercial_Warehouse_New_Food Preparation_Natural Gas_Conveyor Oven_E6 | F4 | Commercial | Warehouse | New | Food Preparation | Natural Gas | Conveyor Oven | E6 | RVT BC Ratio | 0 | 0 | 0 | 0 | 0 | 0 | 0 | 0 | 0 | 0 | 0 | 0 | 0 | 0 | 0 | 0 | 0 | 0 | 0 | 0 | 0 | 0 | 0 | 0 | 0 | 0 | 0 | 0 | 0 | 0 | 0 | 0 | 0
F4_Commercial_Warehouse_New_Food Preparation_Natural Gas_Conveyor Oven_E7 | F4 | Commercial | Warehouse | New | Food Preparation | Natural Gas | Conveyor Oven | E7 | RVT BC Ratio | 0 | 0 | 0 | 0 | 0 | 0 | 0 | 0 | 0 | 0 | 0 | 0 | 0 | 0 | 0 | 0 | 0 | 0 | 0 | 0 | 0 | 0 | 0 | 0 | 0 | 0 | 0 | 0 | 0 | 0 | 0 | 0 | 0
F4_Commercial_Warehouse_New_Food Preparation_Natural Gas_Conveyor Oven_E8 | F4 | Commercial | Warehouse | New | Food Preparation | Natural Gas | Conveyor Oven | E8 | RVT BC Ratio | 0 | 0 | 0 | 0 | 0 | 0 | 0 | 0 | 0 | 0 | 0 | 0 | 0 | 0 | 0 | 0 | 0 | 0 | 0 | 0 | 0 | 0 | 0 | 0 | 0 | 0 | 0 | 0 | 0 | 0 | 0 | 0 | 0
F4_Commercial_Warehouse_New_Food Preparation_Natural Gas_Conveyor Oven_E9 | F4 | Commercial | Warehouse | New | Food Preparation | Natural Gas | Conveyor Oven | E9 | RVT BC Ratio | 0 | 0 | 0 | 0 | 0 | 0 | 0 | 0 | 0 | 0 | 0 | 0 | 0 | 0 | 0 | 0 | 0 | 0 | 0 | 0 | 0 | 0 | 0 | 0 | 0 | 0 | 0 | 0 | 0 | 0 | 0 | 0 | 0
F4_Commercial_Warehouse_New_Food Preparation_Natural Gas_Conveyor Oven_E10 | F4 | Commercial | Warehouse | New | Food Preparation | Natural Gas | Conveyor Oven | E10 | RVT BC Ratio | 0 | 0 | 0 | 0 | 0 | 0 | 0 | 0 | 0 | 0 | 0 | 0 | 0 | 0 | 0 | 0 | 0 | 0 | 0 | 0 | 0 | 0 | 0 | 0 | 0 | 0 | 0 | 0 | 0 | 0 | 0 | 0 | 0
F5_Commercial_Warehouse_New_Food Preparation_Natural Gas_Conveyor Oven_E1 | F5 | Commercial | Warehouse | New | Food Preparation | Natural Gas | Conveyor Oven | E1 | RIM BC Ratio | bar: 2019 to 2051
F5_Commercial_Warehouse_New_Food Preparation_Natural Gas_Conveyor Oven_E2 | F5 | Commercial | Warehouse | New | Food Preparation | Natural Gas | Conveyor Oven | E2 | RIM BC Ratio | 0.72288 | 0.72358 | 0.72433 | 0.72515 | 0.72606 | 0.7271 | 0.728 | 0.7289 | 0.72981 | 0.73074 | 0.73162 | 0.73242 | 0.73319 | 0.73394 | 0.73472 | 0.73545 | 0.7362 | 0.73694 | 0.73769 | 0.73841 | 0.73912 | 0.73975 | 0.74031 | 0.74079 | 0.74121 | 0.74157 | 0.74181 | 0.742 | 0.74215 | 0.74229 | 0.74242 | 0.74248 | 0.74248
F5_Commercial_Warehouse_New_Food Preparation_Natural Gas_Conveyor Oven_E3 | F5 | Commercial | Warehouse | New | Food Preparation | Natural Gas | Conveyor Oven | E3 | RIM BC Ratio | 0 | 0 | 0 | 0 | 0 | 0 | 0 | 0 | 0 | 0 | 0 | 0 | 0 | 0 | 0 | 0 | 0 | 0 | 0 | 0 | 0 | 0 | 0 | 0 | 0 | 0 | 0 | 0 | 0 | 0 | 0 | 0 | 0
F5_Commercial_Warehouse_New_Food Preparation_Natural Gas_Conveyor Oven_E4 | F5 | Commercial | Warehouse | New | Food Preparation | Natural Gas | Conveyor Oven | E4 | RIM BC Ratio | 0 | 0 | 0 | 0 | 0 | 0 | 0 | 0 | 0 | 0 | 0 | 0 | 0 | 0 | 0 | 0 | 0 | 0 | 0 | 0 | 0 | 0 | 0 | 0 | 0 | 0 | 0 | 0 | 0 | 0 | 0 | 0 | 0
F5_Commercial_Warehouse_New_Food Preparation_Natural Gas_Conveyor Oven_E5 | F5 | Commercial | Warehouse | New | Food Preparation | Natural Gas | Conveyor Oven | E5 | RIM BC Ratio | 0 | 0 | 0 | 0 | 0 | 0 | 0 | 0 | 0 | 0 | 0 | 0 | 0 | 0 | 0 | 0 | 0 | 0 | 0 | 0 | 0 | 0 | 0 | 0 | 0 | 0 | 0 | 0 | 0 | 0 | 0 | 0 | 0
F5_Commercial_Warehouse_New_Food Preparation_Natural Gas_Conveyor Oven_E6 | F5 | Commercial | Warehouse | New | Food Preparation | Natural Gas | Conveyor Oven | E6 | RIM BC Ratio | 0 | 0 | 0 | 0 | 0 | 0 | 0 | 0 | 0 | 0 | 0 | 0 | 0 | 0 | 0 | 0 | 0 | 0 | 0 | 0 | 0 | 0 | 0 | 0 | 0 | 0 | 0 | 0 | 0 | 0 | 0 | 0 | 0
F5_Commercial_Warehouse_New_Food Preparation_Natural Gas_Conveyor Oven_E7 | F5 | Commercial | Warehouse | New | Food Preparation | Natural Gas | Conveyor Oven | E7 | RIM BC Ratio | 0 | 0 | 0 | 0 | 0 | 0 | 0 | 0 | 0 | 0 | 0 | 0 | 0 | 0 | 0 | 0 | 0 | 0 | 0 | 0 | 0 | 0 | 0 | 0 | 0 | 0 | 0 | 0 | 0 | 0 | 0 | 0 | 0
F5_Commercial_Warehouse_New_Food Preparation_Natural Gas_Conveyor Oven_E8 | F5 | Commercial | Warehouse | New | Food Preparation | Natural Gas | Conveyor Oven | E8 | RIM BC Ratio | 0 | 0 | 0 | 0 | 0 | 0 | 0 | 0 | 0 | 0 | 0 | 0 | 0 | 0 | 0 | 0 | 0 | 0 | 0 | 0 | 0 | 0 | 0 | 0 | 0 | 0 | 0 | 0 | 0 | 0 | 0 | 0 | 0
F5_Commercial_Warehouse_New_Food Preparation_Natural Gas_Conveyor Oven_E9 | F5 | Commercial | Warehouse | New | Food Preparation | Natural Gas | Conveyor Oven | E9 | RIM BC Ratio | 0 | 0 | 0 | 0 | 0 | 0 | 0 | 0 | 0 | 0 | 0 | 0 | 0 | 0 | 0 | 0 | 0 | 0 | 0 | 0 | 0 | 0 | 0 | 0 | 0 | 0 | 0 | 0 | 0 | 0 | 0 | 0 | 0
F5_Commercial_Warehouse_New_Food Preparation_Natural Gas_Conveyor Oven_E10 | F5 | Commercial | Warehouse | New | Food Preparation | Natural Gas | Conveyor Oven | E10 | RIM BC Ratio | 0 | 0 | 0 | 0 | 0 | 0 | 0 | 0 | 0 | 0 | 0 | 0 | 0 | 0 | 0 | 0 | 0 | 0 | 0 | 0 | 0 | 0 | 0 | 0 | 0 | 0 | 0 | 0 | 0 | 0 | 0 | 0 | 0
F0_Commercial_Warehouse_New_Food Preparation_Natural Gas_Double Rack Oven_E0 | F0 | Commercial | Warehouse | New | Food Preparation | Natural Gas | Double Rack Oven | E0 | Economic Unit | FTSC Qualified (>50% Cooking Efficiency) | FTSC Qualified (>50% Cooking Efficiency) | FTSC Qualified (>50% Cooking Efficiency) | FTSC Qualified (>50% Cooking Efficiency) | FTSC Qualified (>50% Cooking Efficiency) | FTSC Qualified (>50% Cooking Efficiency) | FTSC Qualified (>50% Cooking Efficiency) | FTSC Qualified (>50% Cooking Efficiency) | FTSC Qualified (>50% Cooking Efficiency) | FTSC Qualified (>50% Cooking Efficiency) | FTSC Qualified (>50% Cooking Efficiency) | FTSC Qualified (>50% Cooking Efficiency) | FTSC Qualified (>50% Cooking Efficiency) | FTSC Qualified (>50% Cooking Efficiency) | FTSC Qualified (>50% Cooking Efficiency) | FTSC Qualified (>50% Cooking Efficiency) | FTSC Qualified (>50% Cooking Efficiency) | FTSC Qualified (>50% Cooking Efficiency) | FTSC Qualified (>50% Cooking Efficiency) | FTSC Qualified (>50% Cooking Efficiency) | FTSC Qualified (>50% Cooking Efficiency) | FTSC Qualified (>50% Cooking Efficiency) | FTSC Qualified (>50% Cooking Efficiency) | FTSC Qualified (>50% Cooking Efficiency) | FTSC Qualified (>50% Cooking Efficiency) | FTSC Qualified (>50% Cooking Efficiency) | FTSC Qualified (>50% Cooking Efficiency) | FTSC Qualified (>50% Cooking Efficiency) | FTSC Qualified (>50% Cooking Efficiency) | FTSC Qualified (>50% Cooking Efficiency) | FTSC Qualified (>50% Cooking Efficiency) | FTSC Qualified (>50% Cooking Efficiency) | FTSC Qualified (>50% Cooking Efficiency)
F1_Commercial_Warehouse_New_Food Preparation_Natural Gas_Double Rack Oven_E1 | F1 | Commercial | Warehouse | New | Food Preparation | Natural Gas | Double Rack Oven | E1 | CCE | 0 | 0 | 0 | 0 | 0 | 0 | 0 | 0 | 0 | 0 | 0 | 0 | 0 | 0 | 0 | 0 | 0 | 0 | 0 | 0 | 0 | 0 | 0 | 0 | 0 | 0 | 0 | 0 | 0 | 0 | 0 | 0 | 0
F1_Commercial_Warehouse_New_Food Preparation_Natural Gas_Double Rack Oven_E2 | F1 | Commercial | Warehouse | New | Food Preparation | Natural Gas | Double Rack Oven | E2 | CCE | 0.29688 | 0.29688 | 0.29688 | 0.29688 | 0.29688 | 0.29688 | 0.29688 | 0.29688 | 0.29688 | 0.29688 | 0.29688 | 0.29688 | 0.29688 | 0.29688 | 0.29688 | 0.29688 | 0.29688 | 0.29688 | 0.29688 | 0.29688 | 0.29688 | 0.29688 | 0.29688 | 0.29688 | 0.29688 | 0.29688 | 0.29688 | 0.29688 | 0.29688 | 0.29688 | 0.29688 | 0.29688 | 0.29688
F1_Commercial_Warehouse_New_Food Preparation_Natural Gas_Double Rack Oven_E3 | F1 | Commercial | Warehouse | New | Food Preparation | Natural Gas | Double Rack Oven | E3 | CCE | 0 | 0 | 0 | 0 | 0 | 0 | 0 | 0 | 0 | 0 | 0 | 0 | 0 | 0 | 0 | 0 | 0 | 0 | 0 | 0 | 0 | 0 | 0 | 0 | 0 | 0 | 0 | 0 | 0 | 0 | 0 | 0 | 0
F1_Commercial_Warehouse_New_Food Preparation_Natural Gas_Double Rack Oven_E4 | F1 | Commercial | Warehouse | New | Food Preparation | Natural Gas | Double Rack Oven | E4 | CCE | 0 | 0 | 0 | 0 | 0 | 0 | 0 | 0 | 0 | 0 | 0 | 0 | 0 | 0 | 0 | 0 | 0 | 0 | 0 | 0 | 0 | 0 | 0 | 0 | 0 | 0 | 0 | 0 | 0 | 0 | 0 | 0 | 0
F1_Commercial_Warehouse_New_Food Preparation_Natural Gas_Double Rack Oven_E5 | F1 | Commercial | Warehouse | New | Food Preparation | Natural Gas | Double Rack Oven | E5 | CCE | 0 | 0 | 0 | 0 | 0 | 0 | 0 | 0 | 0 | 0 | 0 | 0 | 0 | 0 | 0 | 0 | 0 | 0 | 0 | 0 | 0 | 0 | 0 | 0 | 0 | 0 | 0 | 0 | 0 | 0 | 0 | 0 | 0
F1_Commercial_Warehouse_New_Food Preparation_Natural Gas_Double Rack Oven_E6 | F1 | Commercial | Warehouse | New | Food Preparation | Natural Gas | Double Rack Oven | E6 | CCE | 0 | 0 | 0 | 0 | 0 | 0 | 0 | 0 | 0 | 0 | 0 | 0 | 0 | 0 | 0 | 0 | 0 | 0 | 0 | 0 | 0 | 0 | 0 | 0 | 0 | 0 | 0 | 0 | 0 | 0 | 0 | 0 | 0
F1_Commercial_Warehouse_New_Food Preparation_Natural Gas_Double Rack Oven_E7 | F1 | Commercial | Warehouse | New | Food Preparation | Natural Gas | Double Rack Oven | E7 | CCE | 0 | 0 | 0 | 0 | 0 | 0 | 0 | 0 | 0 | 0 | 0 | 0 | 0 | 0 | 0 | 0 | 0 | 0 | 0 | 0 | 0 | 0 | 0 | 0 | 0 | 0 | 0 | 0 | 0 | 0 | 0 | 0 | 0
F1_Commercial_Warehouse_New_Food Preparation_Natural Gas_Double Rack Oven_E8 | F1 | Commercial | Warehouse | New | Food Preparation | Natural Gas | Double Rack Oven | E8 | CCE | 0 | 0 | 0 | 0 | 0 | 0 | 0 | 0 | 0 | 0 | 0 | 0 | 0 | 0 | 0 | 0 | 0 | 0 | 0 | 0 | 0 | 0 | 0 | 0 | 0 | 0 | 0 | 0 | 0 | 0 | 0 | 0 | 0
F1_Commercial_Warehouse_New_Food Preparation_Natural Gas_Double Rack Oven_E9 | F1 | Commercial | Warehouse | New | Food Preparation | Natural Gas | Double Rack Oven | E9 | CCE | 0 | 0 | 0 | 0 | 0 | 0 | 0 | 0 | 0 | 0 | 0 | 0 | 0 | 0 | 0 | 0 | 0 | 0 | 0 | 0 | 0 | 0 | 0 | 0 | 0 | 0 | 0 | 0 | 0 | 0 | 0 | 0 | 0
F1_Commercial_Warehouse_New_Food Preparation_Natural Gas_Double Rack Oven_E10 | F1 | Commercial | Warehouse | New | Food Preparation | Natural Gas | Double Rack Oven | E10 | CCE | 0 | 0 | 0 | 0 | 0 | 0 | 0 | 0 | 0 | 0 | 0 | 0 | 0 | 0 | 0 | 0 | 0 | 0 | 0 | 0 | 0 | 0 | 0 | 0 | 0 | 0 | 0 | 0 | 0 | 0 | 0 | 0 | 0
F2_Commercial_Warehouse_New_Food Preparation_Natural Gas_Double Rack Oven_E1 | F2 | Commercial | Warehouse | New | Food Preparation | Natural Gas | Double Rack Oven | E1 | TRC BC Ratio | bar: 2019 to 2051
F2_Commercial_Warehouse_New_Food Preparation_Natural Gas_Double Rack Oven_E2 | F2 | Commercial | Warehouse | New | Food Preparation | Natural Gas | Double Rack Oven | E2 | TRC BC Ratio | 4.7395 | 4.7756 | 4.816 | 4.8604 | 4.911 | 4.9696 | 5.017 | 5.0626 | 5.1089 | 5.1571 | 5.2031 | 5.2453 | 5.2885 | 5.3338 | 5.3838 | 5.4328 | 5.4847 | 5.5395 | 5.5966 | 5.655 | 5.7136 | 5.7686 | 5.8182 | 5.8621 | 5.9 | 5.9326 | 5.9552 | 5.9721 | 5.9866 | 5.9991 | 6.0114 | 6.0169 | 6.0169
F2_Commercial_Warehouse_New_Food Preparation_Natural Gas_Double Rack Oven_E3 | F2 | Commercial | Warehouse | New | Food Preparation | Natural Gas | Double Rack Oven | E3 | TRC BC Ratio | 0 | 0 | 0 | 0 | 0 | 0 | 0 | 0 | 0 | 0 | 0 | 0 | 0 | 0 | 0 | 0 | 0 | 0 | 0 | 0 | 0 | 0 | 0 | 0 | 0 | 0 | 0 | 0 | 0 | 0 | 0 | 0 | 0
F2_Commercial_Warehouse_New_Food Preparation_Natural Gas_Double Rack Oven_E4 | F2 | Commercial | Warehouse | New | Food Preparation | Natural Gas | Double Rack Oven | E4 | TRC BC Ratio | 0 | 0 | 0 | 0 | 0 | 0 | 0 | 0 | 0 | 0 | 0 | 0 | 0 | 0 | 0 | 0 | 0 | 0 | 0 | 0 | 0 | 0 | 0 | 0 | 0 | 0 | 0 | 0 | 0 | 0 | 0 | 0 | 0
F2_Commercial_Warehouse_New_Food Preparation_Natural Gas_Double Rack Oven_E5 | F2 | Commercial | Warehouse | New | Food Preparation | Natural Gas | Double Rack Oven | E5 | TRC BC Ratio | 0 | 0 | 0 | 0 | 0 | 0 | 0 | 0 | 0 | 0 | 0 | 0 | 0 | 0 | 0 | 0 | 0 | 0 | 0 | 0 | 0 | 0 | 0 | 0 | 0 | 0 | 0 | 0 | 0 | 0 | 0 | 0 | 0
F2_Commercial_Warehouse_New_Food Preparation_Natural Gas_Double Rack Oven_E6 | F2 | Commercial | Warehouse | New | Food Preparation | Natural Gas | Double Rack Oven | E6 | TRC BC Ratio | 0 | 0 | 0 | 0 | 0 | 0 | 0 | 0 | 0 | 0 | 0 | 0 | 0 | 0 | 0 | 0 | 0 | 0 | 0 | 0 | 0 | 0 | 0 | 0 | 0 | 0 | 0 | 0 | 0 | 0 | 0 | 0 | 0
F2_Commercial_Warehouse_New_Food Preparation_Natural Gas_Double Rack Oven_E7 | F2 | Commercial | Warehouse | New | Food Preparation | Natural Gas | Double Rack Oven | E7 | TRC BC Ratio | 0 | 0 | 0 | 0 | 0 | 0 | 0 | 0 | 0 | 0 | 0 | 0 | 0 | 0 | 0 | 0 | 0 | 0 | 0 | 0 | 0 | 0 | 0 | 0 | 0 | 0 | 0 | 0 | 0 | 0 | 0 | 0 | 0
F2_Commercial_Warehouse_New_Food Preparation_Natural Gas_Double Rack Oven_E8 | F2 | Commercial | Warehouse | New | Food Preparation | Natural Gas | Double Rack Oven | E8 | TRC BC Ratio | 0 | 0 | 0 | 0 | 0 | 0 | 0 | 0 | 0 | 0 | 0 | 0 | 0 | 0 | 0 | 0 | 0 | 0 | 0 | 0 | 0 | 0 | 0 | 0 | 0 | 0 | 0 | 0 | 0 | 0 | 0 | 0 | 0
F2_Commercial_Warehouse_New_Food Preparation_Natural Gas_Double Rack Oven_E9 | F2 | Commercial | Warehouse | New | Food Preparation | Natural Gas | Double Rack Oven | E9 | TRC BC Ratio | 0 | 0 | 0 | 0 | 0 | 0 | 0 | 0 | 0 | 0 | 0 | 0 | 0 | 0 | 0 | 0 | 0 | 0 | 0 | 0 | 0 | 0 | 0 | 0 | 0 | 0 | 0 | 0 | 0 | 0 | 0 | 0 | 0
F2_Commercial_Warehouse_New_Food Preparation_Natural Gas_Double Rack Oven_E10 | F2 | Commercial | Warehouse | New | Food Preparation | Natural Gas | Double Rack Oven | E10 | TRC BC Ratio | 0 | 0 | 0 | 0 | 0 | 0 | 0 | 0 | 0 | 0 | 0 | 0 | 0 | 0 | 0 | 0 | 0 | 0 | 0 | 0 | 0 | 0 | 0 | 0 | 0 | 0 | 0 | 0 | 0 | 0 | 0 | 0 | 0
F3_Commercial_Warehouse_New_Food Preparation_Natural Gas_Double Rack Oven_E1 | F3 | Commercial | Warehouse | New | Food Preparation | Natural Gas | Double Rack Oven | E1 | PACT BC Ratio | bar: 2019 to 2051
F3_Commercial_Warehouse_New_Food Preparation_Natural Gas_Double Rack Oven_E2 | F3 | Commercial | Warehouse | New | Food Preparation | Natural Gas | Double Rack Oven | E2 | PACT BC Ratio | 6.3193 | 6.3675 | 6.4213 | 6.4805 | 6.548 | 6.6261 | 6.6894 | 6.7502 | 6.8119 | 6.8761 | 6.9374 | 6.9937 | 7.0513 | 7.1117 | 7.1784 | 7.2437 | 7.3129 | 7.386 | 7.4622 | 7.5399 | 7.6182 | 7.6915 | 7.7576 | 7.8161 | 7.8667 | 7.9101 | 7.9403 | 7.9627 | 7.9822 | 7.9988 | 8.0152 | 8.0225 | 8.0225
F3_Commercial_Warehouse_New_Food Preparation_Natural Gas_Double Rack Oven_E3 | F3 | Commercial | Warehouse | New | Food Preparation | Natural Gas | Double Rack Oven | E3 | PACT BC Ratio | 0 | 0 | 0 | 0 | 0 | 0 | 0 | 0 | 0 | 0 | 0 | 0 | 0 | 0 | 0 | 0 | 0 | 0 | 0 | 0 | 0 | 0 | 0 | 0 | 0 | 0 | 0 | 0 | 0 | 0 | 0 | 0 | 0
F3_Commercial_Warehouse_New_Food Preparation_Natural Gas_Double Rack Oven_E4 | F3 | Commercial | Warehouse | New | Food Preparation | Natural Gas | Double Rack Oven | E4 | PACT BC Ratio | 0 | 0 | 0 | 0 | 0 | 0 | 0 | 0 | 0 | 0 | 0 | 0 | 0 | 0 | 0 | 0 | 0 | 0 | 0 | 0 | 0 | 0 | 0 | 0 | 0 | 0 | 0 | 0 | 0 | 0 | 0 | 0 | 0
F3_Commercial_Warehouse_New_Food Preparation_Natural Gas_Double Rack Oven_E5 | F3 | Commercial | Warehouse | New | Food Preparation | Natural Gas | Double Rack Oven | E5 | PACT BC Ratio | 0 | 0 | 0 | 0 | 0 | 0 | 0 | 0 | 0 | 0 | 0 | 0 | 0 | 0 | 0 | 0 | 0 | 0 | 0 | 0 | 0 | 0 | 0 | 0 | 0 | 0 | 0 | 0 | 0 | 0 | 0 | 0 | 0
F3_Commercial_Warehouse_New_Food Preparation_Natural Gas_Double Rack Oven_E6 | F3 | Commercial | Warehouse | New | Food Preparation | Natural Gas | Double Rack Oven | E6 | PACT BC Ratio | 0 | 0 | 0 | 0 | 0 | 0 | 0 | 0 | 0 | 0 | 0 | 0 | 0 | 0 | 0 | 0 | 0 | 0 | 0 | 0 | 0 | 0 | 0 | 0 | 0 | 0 | 0 | 0 | 0 | 0 | 0 | 0 | 0
F3_Commercial_Warehouse_New_Food Preparation_Natural Gas_Double Rack Oven_E7 | F3 | Commercial | Warehouse | New | Food Preparation | Natural Gas | Double Rack Oven | E7 | PACT BC Ratio | 0 | 0 | 0 | 0 | 0 | 0 | 0 | 0 | 0 | 0 | 0 | 0 | 0 | 0 | 0 | 0 | 0 | 0 | 0 | 0 | 0 | 0 | 0 | 0 | 0 | 0 | 0 | 0 | 0 | 0 | 0 | 0 | 0
F3_Commercial_Warehouse_New_Food Preparation_Natural Gas_Double Rack Oven_E8 | F3 | Commercial | Warehouse | New | Food Preparation | Natural Gas | Double Rack Oven | E8 | PACT BC Ratio | 0 | 0 | 0 | 0 | 0 | 0 | 0 | 0 | 0 | 0 | 0 | 0 | 0 | 0 | 0 | 0 | 0 | 0 | 0 | 0 | 0 | 0 | 0 | 0 | 0 | 0 | 0 | 0 | 0 | 0 | 0 | 0 | 0
F3_Commercial_Warehouse_New_Food Preparation_Natural Gas_Double Rack Oven_E9 | F3 | Commercial | Warehouse | New | Food Preparation | Natural Gas | Double Rack Oven | E9 | PACT BC Ratio | 0 | 0 | 0 | 0 | 0 | 0 | 0 | 0 | 0 | 0 | 0 | 0 | 0 | 0 | 0 | 0 | 0 | 0 | 0 | 0 | 0 | 0 | 0 | 0 | 0 | 0 | 0 | 0 | 0 | 0 | 0 | 0 | 0
F3_Commercial_Warehouse_New_Food Preparation_Natural Gas_Double Rack Oven_E10 | F3 | Commercial | Warehouse | New | Food Preparation | Natural Gas | Double Rack Oven | E10 | PACT BC Ratio | 0 | 0 | 0 | 0 | 0 | 0 | 0 | 0 | 0 | 0 | 0 | 0 | 0 | 0 | 0 | 0 | 0 | 0 | 0 | 0 | 0 | 0 | 0 | 0 | 0 | 0 | 0 | 0 | 0 | 0 | 0 | 0 | 0
F4_Commercial_Warehouse_New_Food Preparation_Natural Gas_Double Rack Oven_E1 | F4 | Commercial | Warehouse | New | Food Preparation | Natural Gas | Double Rack Oven | E1 | RVT BC Ratio | bar: 2019 to 2051
F4_Commercial_Warehouse_New_Food Preparation_Natural Gas_Double Rack Oven_E2 | F4 | Commercial | Warehouse | New | Food Preparation | Natural Gas | Double Rack Oven | E2 | RVT BC Ratio | 7.5139 | 7.5658 | 7.6238 | 7.6877 | 7.7604 | 7.8446 | 7.9129 | 7.9784 | 8.045 | 8.1143 | 8.1804 | 8.241 | 8.3031 | 8.3683 | 8.4402 | 8.5106 | 8.5852 | 8.664 | 8.7461 | 8.83 | 8.9144 | 8.9934 | 9.0647 | 9.1278 | 9.1823 | 9.2292 | 9.2617 | 9.2859 | 9.3069 | 9.3248 | 9.3425 | 9.3503 | 9.3503
F4_Commercial_Warehouse_New_Food Preparation_Natural Gas_Double Rack Oven_E3 | F4 | Commercial | Warehouse | New | Food Preparation | Natural Gas | Double Rack Oven | E3 | RVT BC Ratio | 0 | 0 | 0 | 0 | 0 | 0 | 0 | 0 | 0 | 0 | 0 | 0 | 0 | 0 | 0 | 0 | 0 | 0 | 0 | 0 | 0 | 0 | 0 | 0 | 0 | 0 | 0 | 0 | 0 | 0 | 0 | 0 | 0
F4_Commercial_Warehouse_New_Food Preparation_Natural Gas_Double Rack Oven_E4 | F4 | Commercial | Warehouse | New | Food Preparation | Natural Gas | Double Rack Oven | E4 | RVT BC Ratio | 0 | 0 | 0 | 0 | 0 | 0 | 0 | 0 | 0 | 0 | 0 | 0 | 0 | 0 | 0 | 0 | 0 | 0 | 0 | 0 | 0 | 0 | 0 | 0 | 0 | 0 | 0 | 0 | 0 | 0 | 0 | 0 | 0
F4_Commercial_Warehouse_New_Food Preparation_Natural Gas_Double Rack Oven_E5 | F4 | Commercial | Warehouse | New | Food Preparation | Natural Gas | Double Rack Oven | E5 | RVT BC Ratio | 0 | 0 | 0 | 0 | 0 | 0 | 0 | 0 | 0 | 0 | 0 | 0 | 0 | 0 | 0 | 0 | 0 | 0 | 0 | 0 | 0 | 0 | 0 | 0 | 0 | 0 | 0 | 0 | 0 | 0 | 0 | 0 | 0
F4_Commercial_Warehouse_New_Food Preparation_Natural Gas_Double Rack Oven_E6 | F4 | Commercial | Warehouse | New | Food Preparation | Natural Gas | Double Rack Oven | E6 | RVT BC Ratio | 0 | 0 | 0 | 0 | 0 | 0 | 0 | 0 | 0 | 0 | 0 | 0 | 0 | 0 | 0 | 0 | 0 | 0 | 0 | 0 | 0 | 0 | 0 | 0 | 0 | 0 | 0 | 0 | 0 | 0 | 0 | 0 | 0
F4_Commercial_Warehouse_New_Food Preparation_Natural Gas_Double Rack Oven_E7 | F4 | Commercial | Warehouse | New | Food Preparation | Natural Gas | Double Rack Oven | E7 | RVT BC Ratio | 0 | 0 | 0 | 0 | 0 | 0 | 0 | 0 | 0 | 0 | 0 | 0 | 0 | 0 | 0 | 0 | 0 | 0 | 0 | 0 | 0 | 0 | 0 | 0 | 0 | 0 | 0 | 0 | 0 | 0 | 0 | 0 | 0
F4_Commercial_Warehouse_New_Food Preparation_Natural Gas_Double Rack Oven_E8 | F4 | Commercial | Warehouse | New | Food Preparation | Natural Gas | Double Rack Oven | E8 | RVT BC Ratio | 0 | 0 | 0 | 0 | 0 | 0 | 0 | 0 | 0 | 0 | 0 | 0 | 0 | 0 | 0 | 0 | 0 | 0 | 0 | 0 | 0 | 0 | 0 | 0 | 0 | 0 | 0 | 0 | 0 | 0 | 0 | 0 | 0
F4_Commercial_Warehouse_New_Food Preparation_Natural Gas_Double Rack Oven_E9 | F4 | Commercial | Warehouse | New | Food Preparation | Natural Gas | Double Rack Oven | E9 | RVT BC Ratio | 0 | 0 | 0 | 0 | 0 | 0 | 0 | 0 | 0 | 0 | 0 | 0 | 0 | 0 | 0 | 0 | 0 | 0 | 0 | 0 | 0 | 0 | 0 | 0 | 0 | 0 | 0 | 0 | 0 | 0 | 0 | 0 | 0
F4_Commercial_Warehouse_New_Food Preparation_Natural Gas_Double Rack Oven_E10 | F4 | Commercial | Warehouse | New | Food Preparation | Natural Gas | Double Rack Oven | E10 | RVT BC Ratio | 0 | 0 | 0 | 0 | 0 | 0 | 0 | 0 | 0 | 0 | 0 | 0 | 0 | 0 | 0 | 0 | 0 | 0 | 0 | 0 | 0 | 0 | 0 | 0 | 0 | 0 | 0 | 0 | 0 | 0 | 0 | 0 | 0
F5_Commercial_Warehouse_New_Food Preparation_Natural Gas_Double Rack Oven_E1 | F5 | Commercial | Warehouse | New | Food Preparation | Natural Gas | Double Rack Oven | E1 | RIM BC Ratio | bar: 2019 to 2051
F5_Commercial_Warehouse_New_Food Preparation_Natural Gas_Double Rack Oven_E2 | F5 | Commercial | Warehouse | New | Food Preparation | Natural Gas | Double Rack Oven | E2 | RIM BC Ratio | 0.73729 | 0.73795 | 0.73866 | 0.73944 | 0.74031 | 0.7413 | 0.74208 | 0.74283 | 0.74357 | 0.74433 | 0.74504 | 0.74568 | 0.74633 | 0.74701 | 0.74774 | 0.74844 | 0.74917 | 0.74993 | 0.75071 | 0.75149 | 0.75226 | 0.75297 | 0.7536 | 0.75414 | 0.75461 | 0.75501 | 0.75528 | 0.75549 | 0.75566 | 0.75581 | 0.75596 | 0.75602 | 0.75602
F5_Commercial_Warehouse_New_Food Preparation_Natural Gas_Double Rack Oven_E3 | F5 | Commercial | Warehouse | New | Food Preparation | Natural Gas | Double Rack Oven | E3 | RIM BC Ratio | 0 | 0 | 0 | 0 | 0 | 0 | 0 | 0 | 0 | 0 | 0 | 0 | 0 | 0 | 0 | 0 | 0 | 0 | 0 | 0 | 0 | 0 | 0 | 0 | 0 | 0 | 0 | 0 | 0 | 0 | 0 | 0 | 0
F5_Commercial_Warehouse_New_Food Preparation_Natural Gas_Double Rack Oven_E4 | F5 | Commercial | Warehouse | New | Food Preparation | Natural Gas | Double Rack Oven | E4 | RIM BC Ratio | 0 | 0 | 0 | 0 | 0 | 0 | 0 | 0 | 0 | 0 | 0 | 0 | 0 | 0 | 0 | 0 | 0 | 0 | 0 | 0 | 0 | 0 | 0 | 0 | 0 | 0 | 0 | 0 | 0 | 0 | 0 | 0 | 0
F5_Commercial_Warehouse_New_Food Preparation_Natural Gas_Double Rack Oven_E5 | F5 | Commercial | Warehouse | New | Food Preparation | Natural Gas | Double Rack Oven | E5 | RIM BC Ratio | 0 | 0 | 0 | 0 | 0 | 0 | 0 | 0 | 0 | 0 | 0 | 0 | 0 | 0 | 0 | 0 | 0 | 0 | 0 | 0 | 0 | 0 | 0 | 0 | 0 | 0 | 0 | 0 | 0 | 0 | 0 | 0 | 0
F5_Commercial_Warehouse_New_Food Preparation_Natural Gas_Double Rack Oven_E6 | F5 | Commercial | Warehouse | New | Food Preparation | Natural Gas | Double Rack Oven | E6 | RIM BC Ratio | 0 | 0 | 0 | 0 | 0 | 0 | 0 | 0 | 0 | 0 | 0 | 0 | 0 | 0 | 0 | 0 | 0 | 0 | 0 | 0 | 0 | 0 | 0 | 0 | 0 | 0 | 0 | 0 | 0 | 0 | 0 | 0 | 0
F5_Commercial_Warehouse_New_Food Preparation_Natural Gas_Double Rack Oven_E7 | F5 | Commercial | Warehouse | New | Food Preparation | Natural Gas | Double Rack Oven | E7 | RIM BC Ratio | 0 | 0 | 0 | 0 | 0 | 0 | 0 | 0 | 0 | 0 | 0 | 0 | 0 | 0 | 0 | 0 | 0 | 0 | 0 | 0 | 0 | 0 | 0 | 0 | 0 | 0 | 0 | 0 | 0 | 0 | 0 | 0 | 0
F5_Commercial_Warehouse_New_Food Preparation_Natural Gas_Double Rack Oven_E8 | F5 | Commercial | Warehouse | New | Food Preparation | Natural Gas | Double Rack Oven | E8 | RIM BC Ratio | 0 | 0 | 0 | 0 | 0 | 0 | 0 | 0 | 0 | 0 | 0 | 0 | 0 | 0 | 0 | 0 | 0 | 0 | 0 | 0 | 0 | 0 | 0 | 0 | 0 | 0 | 0 | 0 | 0 | 0 | 0 | 0 | 0
F5_Commercial_Warehouse_New_Food Preparation_Natural Gas_Double Rack Oven_E9 | F5 | Commercial | Warehouse | New | Food Preparation | Natural Gas | Double Rack Oven | E9 | RIM BC Ratio | 0 | 0 | 0 | 0 | 0 | 0 | 0 | 0 | 0 | 0 | 0 | 0 | 0 | 0 | 0 | 0 | 0 | 0 | 0 | 0 | 0 | 0 | 0 | 0 | 0 | 0 | 0 | 0 | 0 | 0 | 0 | 0 | 0
F5_Commercial_Warehouse_New_Food Preparation_Natural Gas_Double Rack Oven_E10 | F5 | Commercial | Warehouse | New | Food Preparation | Natural Gas | Double Rack Oven | E10 | RIM BC Ratio | 0 | 0 | 0 | 0 | 0 | 0 | 0 | 0 | 0 | 0 | 0 | 0 | 0 | 0 | 0 | 0 | 0 | 0 | 0 | 0 | 0 | 0 | 0 | 0 | 0 | 0 | 0 | 0 | 0 | 0 | 0 | 0 | 0
F0_Commercial_Warehouse_New_Food Preparation_Natural Gas_Fryer_E0 | F0 | Commercial | Warehouse | New | Food Preparation | Natural Gas | Fryer | E0 | Economic Unit | ENERGY STAR | ENERGY STAR | ENERGY STAR | ENERGY STAR | ENERGY STAR | ENERGY STAR | ENERGY STAR | ENERGY STAR | ENERGY STAR | ENERGY STAR | ENERGY STAR | ENERGY STAR | ENERGY STAR | ENERGY STAR | ENERGY STAR | ENERGY STAR | ENERGY STAR | ENERGY STAR | ENERGY STAR | ENERGY STAR | ENERGY STAR | ENERGY STAR | ENERGY STAR | ENERGY STAR | ENERGY STAR | ENERGY STAR | ENERGY STAR | ENERGY STAR | ENERGY STAR | ENERGY STAR | ENERGY STAR | ENERGY STAR | ENERGY STAR
F1_Commercial_Warehouse_New_Food Preparation_Natural Gas_Fryer_E1 | F1 | Commercial | Warehouse | New | Food Preparation | Natural Gas | Fryer | E1 | CCE | 0 | 0 | 0 | 0 | 0 | 0 | 0 | 0 | 0 | 0 | 0 | 0 | 0 | 0 | 0 | 0 | 0 | 0 | 0 | 0 | 0 | 0 | 0 | 0 | 0 | 0 | 0 | 0 | 0 | 0 | 0 | 0 | 0
F1_Commercial_Warehouse_New_Food Preparation_Natural Gas_Fryer_E2 | F1 | Commercial | Warehouse | New | Food Preparation | Natural Gas | Fryer | E2 | CCE | 0.52081 | 0.52081 | 0.52081 | 0 | 0 | 0 | 0 | 0 | 0 | 0 | 0 | 0 | 0 | 0 | 0 | 0 | 0 | 0 | 0 | 0 | 0 | 0 | 0 | 0 | 0 | 0 | 0 | 0 | 0 | 0 | 0 | 0 | 0
F1_Commercial_Warehouse_New_Food Preparation_Natural Gas_Fryer_E3 | F1 | Commercial | Warehouse | New | Food Preparation | Natural Gas | Fryer | E3 | CCE | 0 | 0 | 0 | 0 | 0 | 0 | 0 | 0 | 0 | 0 | 0 | 0 | 0 | 0 | 0 | 0 | 0 | 0 | 0 | 0 | 0 | 0 | 0 | 0 | 0 | 0 | 0 | 0 | 0 | 0 | 0 | 0 | 0
F1_Commercial_Warehouse_New_Food Preparation_Natural Gas_Fryer_E4 | F1 | Commercial | Warehouse | New | Food Preparation | Natural Gas | Fryer | E4 | CCE | 0 | 0 | 0 | 0 | 0 | 0 | 0 | 0 | 0 | 0 | 0 | 0 | 0 | 0 | 0 | 0 | 0 | 0 | 0 | 0 | 0 | 0 | 0 | 0 | 0 | 0 | 0 | 0 | 0 | 0 | 0 | 0 | 0
F1_Commercial_Warehouse_New_Food Preparation_Natural Gas_Fryer_E5 | F1 | Commercial | Warehouse | New | Food Preparation | Natural Gas | Fryer | E5 | CCE | 0 | 0 | 0 | 0 | 0 | 0 | 0 | 0 | 0 | 0 | 0 | 0 | 0 | 0 | 0 | 0 | 0 | 0 | 0 | 0 | 0 | 0 | 0 | 0 | 0 | 0 | 0 | 0 | 0 | 0 | 0 | 0 | 0
F1_Commercial_Warehouse_New_Food Preparation_Natural Gas_Fryer_E6 | F1 | Commercial | Warehouse | New | Food Preparation | Natural Gas | Fryer | E6 | CCE | 0 | 0 | 0 | 0 | 0 | 0 | 0 | 0 | 0 | 0 | 0 | 0 | 0 | 0 | 0 | 0 | 0 | 0 | 0 | 0 | 0 | 0 | 0 | 0 | 0 | 0 | 0 | 0 | 0 | 0 | 0 | 0 | 0
F1_Commercial_Warehouse_New_Food Preparation_Natural Gas_Fryer_E7 | F1 | Commercial | Warehouse | New | Food Preparation | Natural Gas | Fryer | E7 | CCE | 0 | 0 | 0 | 0 | 0 | 0 | 0 | 0 | 0 | 0 | 0 | 0 | 0 | 0 | 0 | 0 | 0 | 0 | 0 | 0 | 0 | 0 | 0 | 0 | 0 | 0 | 0 | 0 | 0 | 0 | 0 | 0 | 0
F1_Commercial_Warehouse_New_Food Preparation_Natural Gas_Fryer_E8 | F1 | Commercial | Warehouse | New | Food Preparation | Natural Gas | Fryer | E8 | CCE | 0 | 0 | 0 | 0 | 0 | 0 | 0 | 0 | 0 | 0 | 0 | 0 | 0 | 0 | 0 | 0 | 0 | 0 | 0 | 0 | 0 | 0 | 0 | 0 | 0 | 0 | 0 | 0 | 0 | 0 | 0 | 0 | 0
F1_Commercial_Warehouse_New_Food Preparation_Natural Gas_Fryer_E9 | F1 | Commercial | Warehouse | New | Food Preparation | Natural Gas | Fryer | E9 | CCE | 0 | 0 | 0 | 0 | 0 | 0 | 0 | 0 | 0 | 0 | 0 | 0 | 0 | 0 | 0 | 0 | 0 | 0 | 0 | 0 | 0 | 0 | 0 | 0 | 0 | 0 | 0 | 0 | 0 | 0 | 0 | 0 | 0
F1_Commercial_Warehouse_New_Food Preparation_Natural Gas_Fryer_E10 | F1 | Commercial | Warehouse | New | Food Preparation | Natural Gas | Fryer | E10 | CCE | 0 | 0 | 0 | 0 | 0 | 0 | 0 | 0 | 0 | 0 | 0 | 0 | 0 | 0 | 0 | 0 | 0 | 0 | 0 | 0 | 0 | 0 | 0 | 0 | 0 | 0 | 0 | 0 | 0 | 0 | 0 | 0 | 0
F2_Commercial_Warehouse_New_Food Preparation_Natural Gas_Fryer_E1 | F2 | Commercial | Warehouse | New | Food Preparation | Natural Gas | Fryer | E1 | TRC BC Ratio | 1 | 1 | 1 | 0 | 0 | 0 | 0 | 0 | 0 | 0 | 0 | 0 | 0 | 0 | 0 | 0 | 0 | 0 | 0 | 0 | 0 | 0 | 0 | 0 | 0 | 0 | 0 | 0 | 0 | 0 | 0 | 0 | 0
F2_Commercial_Warehouse_New_Food Preparation_Natural Gas_Fryer_E2 | F2 | Commercial | Warehouse | New | Food Preparation | Natural Gas | Fryer | E2 | TRC BC Ratio | 2.6303 | 2.6385 | 2.6536 | 1 | 1 | 1 | 1 | 1 | 1 | 1 | 1 | 1 | 1 | 1 | 1 | 1 | 1 | 1 | 1 | 1 | 1 | 1 | 1 | 1 | 1 | 1 | 1 | 1 | 1 | 1 | 1 | 1 | 1
F2_Commercial_Warehouse_New_Food Preparation_Natural Gas_Fryer_E3 | F2 | Commercial | Warehouse | New | Food Preparation | Natural Gas | Fryer | E3 | TRC BC Ratio | 0 | 0 | 0 | 0 | 0 | 0 | 0 | 0 | 0 | 0 | 0 | 0 | 0 | 0 | 0 | 0 | 0 | 0 | 0 | 0 | 0 | 0 | 0 | 0 | 0 | 0 | 0 | 0 | 0 | 0 | 0 | 0 | 0
F2_Commercial_Warehouse_New_Food Preparation_Natural Gas_Fryer_E4 | F2 | Commercial | Warehouse | New | Food Preparation | Natural Gas | Fryer | E4 | TRC BC Ratio | 0 | 0 | 0 | 0 | 0 | 0 | 0 | 0 | 0 | 0 | 0 | 0 | 0 | 0 | 0 | 0 | 0 | 0 | 0 | 0 | 0 | 0 | 0 | 0 | 0 | 0 | 0 | 0 | 0 | 0 | 0 | 0 | 0
F2_Commercial_Warehouse_New_Food Preparation_Natural Gas_Fryer_E5 | F2 | Commercial | Warehouse | New | Food Preparation | Natural Gas | Fryer | E5 | TRC BC Ratio | 0 | 0 | 0 | 0 | 0 | 0 | 0 | 0 | 0 | 0 | 0 | 0 | 0 | 0 | 0 | 0 | 0 | 0 | 0 | 0 | 0 | 0 | 0 | 0 | 0 | 0 | 0 | 0 | 0 | 0 | 0 | 0 | 0
F2_Commercial_Warehouse_New_Food Preparation_Natural Gas_Fryer_E6 | F2 | Commercial | Warehouse | New | Food Preparation | Natural Gas | Fryer | E6 | TRC BC Ratio | 0 | 0 | 0 | 0 | 0 | 0 | 0 | 0 | 0 | 0 | 0 | 0 | 0 | 0 | 0 | 0 | 0 | 0 | 0 | 0 | 0 | 0 | 0 | 0 | 0 | 0 | 0 | 0 | 0 | 0 | 0 | 0 | 0
F2_Commercial_Warehouse_New_Food Preparation_Natural Gas_Fryer_E7 | F2 | Commercial | Warehouse | New | Food Preparation | Natural Gas | Fryer | E7 | TRC BC Ratio | 0 | 0 | 0 | 0 | 0 | 0 | 0 | 0 | 0 | 0 | 0 | 0 | 0 | 0 | 0 | 0 | 0 | 0 | 0 | 0 | 0 | 0 | 0 | 0 | 0 | 0 | 0 | 0 | 0 | 0 | 0 | 0 | 0
F2_Commercial_Warehouse_New_Food Preparation_Natural Gas_Fryer_E8 | F2 | Commercial | Warehouse | New | Food Preparation | Natural Gas | Fryer | E8 | TRC BC Ratio | 0 | 0 | 0 | 0 | 0 | 0 | 0 | 0 | 0 | 0 | 0 | 0 | 0 | 0 | 0 | 0 | 0 | 0 | 0 | 0 | 0 | 0 | 0 | 0 | 0 | 0 | 0 | 0 | 0 | 0 | 0 | 0 | 0
F2_Commercial_Warehouse_New_Food Preparation_Natural Gas_Fryer_E9 | F2 | Commercial | Warehouse | New | Food Preparation | Natural Gas | Fryer | E9 | TRC BC Ratio | 0 | 0 | 0 | 0 | 0 | 0 | 0 | 0 | 0 | 0 | 0 | 0 | 0 | 0 | 0 | 0 | 0 | 0 | 0 | 0 | 0 | 0 | 0 | 0 | 0 | 0 | 0 | 0 | 0 | 0 | 0 | 0 | 0
F2_Commercial_Warehouse_New_Food Preparation_Natural Gas_Fryer_E10 | F2 | Commercial | Warehouse | New | Food Preparation | Natural Gas | Fryer | E10 | TRC BC Ratio | 0 | 0 | 0 | 0 | 0 | 0 | 0 | 0 | 0 | 0 | 0 | 0 | 0 | 0 | 0 | 0 | 0 | 0 | 0 | 0 | 0 | 0 | 0 | 0 | 0 | 0 | 0 | 0 | 0 | 0 | 0 | 0 | 0
F3_Commercial_Warehouse_New_Food Preparation_Natural Gas_Fryer_E1 | F3 | Commercial | Warehouse | New | Food Preparation | Natural Gas | Fryer | E1 | PACT BC Ratio | 1 | 1 | 1 | 0 | 0 | 0 | 0 | 0 | 0 | 0 | 0 | 0 | 0 | 0 | 0 | 0 | 0 | 0 | 0 | 0 | 0 | 0 | 0 | 0 | 0 | 0 | 0 | 0 | 0 | 0 | 0 | 0 | 0
F3_Commercial_Warehouse_New_Food Preparation_Natural Gas_Fryer_E2 | F3 | Commercial | Warehouse | New | Food Preparation | Natural Gas | Fryer | E2 | PACT BC Ratio | 3.5071 | 3.518 | 3.5381 | 1 | 1 | 1 | 1 | 1 | 1 | 1 | 1 | 1 | 1 | 1 | 1 | 1 | 1 | 1 | 1 | 1 | 1 | 1 | 1 | 1 | 1 | 1 | 1 | 1 | 1 | 1 | 1 | 1 | 1
F3_Commercial_Warehouse_New_Food Preparation_Natural Gas_Fryer_E3 | F3 | Commercial | Warehouse | New | Food Preparation | Natural Gas | Fryer | E3 | PACT BC Ratio | 0 | 0 | 0 | 0 | 0 | 0 | 0 | 0 | 0 | 0 | 0 | 0 | 0 | 0 | 0 | 0 | 0 | 0 | 0 | 0 | 0 | 0 | 0 | 0 | 0 | 0 | 0 | 0 | 0 | 0 | 0 | 0 | 0
F3_Commercial_Warehouse_New_Food Preparation_Natural Gas_Fryer_E4 | F3 | Commercial | Warehouse | New | Food Preparation | Natural Gas | Fryer | E4 | PACT BC Ratio | 0 | 0 | 0 | 0 | 0 | 0 | 0 | 0 | 0 | 0 | 0 | 0 | 0 | 0 | 0 | 0 | 0 | 0 | 0 | 0 | 0 | 0 | 0 | 0 | 0 | 0 | 0 | 0 | 0 | 0 | 0 | 0 | 0
F3_Commercial_Warehouse_New_Food Preparation_Natural Gas_Fryer_E5 | F3 | Commercial | Warehouse | New | Food Preparation | Natural Gas | Fryer | E5 | PACT BC Ratio | 0 | 0 | 0 | 0 | 0 | 0 | 0 | 0 | 0 | 0 | 0 | 0 | 0 | 0 | 0 | 0 | 0 | 0 | 0 | 0 | 0 | 0 | 0 | 0 | 0 | 0 | 0 | 0 | 0 | 0 | 0 | 0 | 0
F3_Commercial_Warehouse_New_Food Preparation_Natural Gas_Fryer_E6 | F3 | Commercial | Warehouse | New | Food Preparation | Natural Gas | Fryer | E6 | PACT BC Ratio | 0 | 0 | 0 | 0 | 0 | 0 | 0 | 0 | 0 | 0 | 0 | 0 | 0 | 0 | 0 | 0 | 0 | 0 | 0 | 0 | 0 | 0 | 0 | 0 | 0 | 0 | 0 | 0 | 0 | 0 | 0 | 0 | 0
F3_Commercial_Warehouse_New_Food Preparation_Natural Gas_Fryer_E7 | F3 | Commercial | Warehouse | New | Food Preparation | Natural Gas | Fryer | E7 | PACT BC Ratio | 0 | 0 | 0 | 0 | 0 | 0 | 0 | 0 | 0 | 0 | 0 | 0 | 0 | 0 | 0 | 0 | 0 | 0 | 0 | 0 | 0 | 0 | 0 | 0 | 0 | 0 | 0 | 0 | 0 | 0 | 0 | 0 | 0
F3_Commercial_Warehouse_New_Food Preparation_Natural Gas_Fryer_E8 | F3 | Commercial | Warehouse | New | Food Preparation | Natural Gas | Fryer | E8 | PACT BC Ratio | 0 | 0 | 0 | 0 | 0 | 0 | 0 | 0 | 0 | 0 | 0 | 0 | 0 | 0 | 0 | 0 | 0 | 0 | 0 | 0 | 0 | 0 | 0 | 0 | 0 | 0 | 0 | 0 | 0 | 0 | 0 | 0 | 0
F3_Commercial_Warehouse_New_Food Preparation_Natural Gas_Fryer_E9 | F3 | Commercial | Warehouse | New | Food Preparation | Natural Gas | Fryer | E9 | PACT BC Ratio | 0 | 0 | 0 | 0 | 0 | 0 | 0 | 0 | 0 | 0 | 0 | 0 | 0 | 0 | 0 | 0 | 0 | 0 | 0 | 0 | 0 | 0 | 0 | 0 | 0 | 0 | 0 | 0 | 0 | 0 | 0 | 0 | 0
F3_Commercial_Warehouse_New_Food Preparation_Natural Gas_Fryer_E10 | F3 | Commercial | Warehouse | New | Food Preparation | Natural Gas | Fryer | E10 | PACT BC Ratio | 0 | 0 | 0 | 0 | 0 | 0 | 0 | 0 | 0 | 0 | 0 | 0 | 0 | 0 | 0 | 0 | 0 | 0 | 0 | 0 | 0 | 0 | 0 | 0 | 0 | 0 | 0 | 0 | 0 | 0 | 0 | 0 | 0
F4_Commercial_Warehouse_New_Food Preparation_Natural Gas_Fryer_E1 | F4 | Commercial | Warehouse | New | Food Preparation | Natural Gas | Fryer | E1 | RVT BC Ratio | 1 | 1 | 1 | 0 | 0 | 0 | 0 | 0 | 0 | 0 | 0 | 0 | 0 | 0 | 0 | 0 | 0 | 0 | 0 | 0 | 0 | 0 | 0 | 0 | 0 | 0 | 0 | 0 | 0 | 0 | 0 | 0 | 0
F4_Commercial_Warehouse_New_Food Preparation_Natural Gas_Fryer_E2 | F4 | Commercial | Warehouse | New | Food Preparation | Natural Gas | Fryer | E2 | RVT BC Ratio | 4.4816 | 4.4933 | 4.515 | 1 | 1 | 1 | 1 | 1 | 1 | 1 | 1 | 1 | 1 | 1 | 1 | 1 | 1 | 1 | 1 | 1 | 1 | 1 | 1 | 1 | 1 | 1 | 1 | 1 | 1 | 1 | 1 | 1 | 1
F4_Commercial_Warehouse_New_Food Preparation_Natural Gas_Fryer_E3 | F4 | Commercial | Warehouse | New | Food Preparation | Natural Gas | Fryer | E3 | RVT BC Ratio | 0 | 0 | 0 | 0 | 0 | 0 | 0 | 0 | 0 | 0 | 0 | 0 | 0 | 0 | 0 | 0 | 0 | 0 | 0 | 0 | 0 | 0 | 0 | 0 | 0 | 0 | 0 | 0 | 0 | 0 | 0 | 0 | 0
F4_Commercial_Warehouse_New_Food Preparation_Natural Gas_Fryer_E4 | F4 | Commercial | Warehouse | New | Food Preparation | Natural Gas | Fryer | E4 | RVT BC Ratio | 0 | 0 | 0 | 0 | 0 | 0 | 0 | 0 | 0 | 0 | 0 | 0 | 0 | 0 | 0 | 0 | 0 | 0 | 0 | 0 | 0 | 0 | 0 | 0 | 0 | 0 | 0 | 0 | 0 | 0 | 0 | 0 | 0
F4_Commercial_Warehouse_New_Food Preparation_Natural Gas_Fryer_E5 | F4 | Commercial | Warehouse | New | Food Preparation | Natural Gas | Fryer | E5 | RVT BC Ratio | 0 | 0 | 0 | 0 | 0 | 0 | 0 | 0 | 0 | 0 | 0 | 0 | 0 | 0 | 0 | 0 | 0 | 0 | 0 | 0 | 0 | 0 | 0 | 0 | 0 | 0 | 0 | 0 | 0 | 0 | 0 | 0 | 0
F4_Commercial_Warehouse_New_Food Preparation_Natural Gas_Fryer_E6 | F4 | Commercial | Warehouse | New | Food Preparation | Natural Gas | Fryer | E6 | RVT BC Ratio | 0 | 0 | 0 | 0 | 0 | 0 | 0 | 0 | 0 | 0 | 0 | 0 | 0 | 0 | 0 | 0 | 0 | 0 | 0 | 0 | 0 | 0 | 0 | 0 | 0 | 0 | 0 | 0 | 0 | 0 | 0 | 0 | 0
F4_Commercial_Warehouse_New_Food Preparation_Natural Gas_Fryer_E7 | F4 | Commercial | Warehouse | New | Food Preparation | Natural Gas | Fryer | E7 | RVT BC Ratio | 0 | 0 | 0 | 0 | 0 | 0 | 0 | 0 | 0 | 0 | 0 | 0 | 0 | 0 | 0 | 0 | 0 | 0 | 0 | 0 | 0 | 0 | 0 | 0 | 0 | 0 | 0 | 0 | 0 | 0 | 0 | 0 | 0
F4_Commercial_Warehouse_New_Food Preparation_Natural Gas_Fryer_E8 | F4 | Commercial | Warehouse | New | Food Preparation | Natural Gas | Fryer | E8 | RVT BC Ratio | 0 | 0 | 0 | 0 | 0 | 0 | 0 | 0 | 0 | 0 | 0 | 0 | 0 | 0 | 0 | 0 | 0 | 0 | 0 | 0 | 0 | 0 | 0 | 0 | 0 | 0 | 0 | 0 | 0 | 0 | 0 | 0 | 0
F4_Commercial_Warehouse_New_Food Preparation_Natural Gas_Fryer_E9 | F4 | Commercial | Warehouse | New | Food Preparation | Natural Gas | Fryer | E9 | RVT BC Ratio | 0 | 0 | 0 | 0 | 0 | 0 | 0 | 0 | 0 | 0 | 0 | 0 | 0 | 0 | 0 | 0 | 0 | 0 | 0 | 0 | 0 | 0 | 0 | 0 | 0 | 0 | 0 | 0 | 0 | 0 | 0 | 0 | 0
F4_Commercial_Warehouse_New_Food Preparation_Natural Gas_Fryer_E10 | F4 | Commercial | Warehouse | New | Food Preparation | Natural Gas | Fryer | E10 | RVT BC Ratio | 0 | 0 | 0 | 0 | 0 | 0 | 0 | 0 | 0 | 0 | 0 | 0 | 0 | 0 | 0 | 0 | 0 | 0 | 0 | 0 | 0 | 0 | 0 | 0 | 0 | 0 | 0 | 0 | 0 | 0 | 0 | 0 | 0
F5_Commercial_Warehouse_New_Food Preparation_Natural Gas_Fryer_E1 | F5 | Commercial | Warehouse | New | Food Preparation | Natural Gas | Fryer | E1 | RIM BC Ratio | 1 | 1 | 1 | 0 | 0 | 0 | 0 | 0 | 0 | 0 | 0 | 0 | 0 | 0 | 0 | 0 | 0 | 0 | 0 | 0 | 0 | 0 | 0 | 0 | 0 | 0 | 0 | 0 | 0 | 0 | 0 | 0 | 0
F5_Commercial_Warehouse_New_Food Preparation_Natural Gas_Fryer_E2 | F5 | Commercial | Warehouse | New | Food Preparation | Natural Gas | Fryer | E2 | RIM BC Ratio | 0.67422 | 0.67462 | 0.67536 | 1 | 1 | 1 | 1 | 1 | 1 | 1 | 1 | 1 | 1 | 1 | 1 | 1 | 1 | 1 | 1 | 1 | 1 | 1 | 1 | 1 | 1 | 1 | 1 | 1 | 1 | 1 | 1 | 1 | 1
F5_Commercial_Warehouse_New_Food Preparation_Natural Gas_Fryer_E3 | F5 | Commercial | Warehouse | New | Food Preparation | Natural Gas | Fryer | E3 | RIM BC Ratio | 0 | 0 | 0 | 0 | 0 | 0 | 0 | 0 | 0 | 0 | 0 | 0 | 0 | 0 | 0 | 0 | 0 | 0 | 0 | 0 | 0 | 0 | 0 | 0 | 0 | 0 | 0 | 0 | 0 | 0 | 0 | 0 | 0
F5_Commercial_Warehouse_New_Food Preparation_Natural Gas_Fryer_E4 | F5 | Commercial | Warehouse | New | Food Preparation | Natural Gas | Fryer | E4 | RIM BC Ratio | 0 | 0 | 0 | 0 | 0 | 0 | 0 | 0 | 0 | 0 | 0 | 0 | 0 | 0 | 0 | 0 | 0 | 0 | 0 | 0 | 0 | 0 | 0 | 0 | 0 | 0 | 0 | 0 | 0 | 0 | 0 | 0 | 0
F5_Commercial_Warehouse_New_Food Preparation_Natural Gas_Fryer_E5 | F5 | Commercial | Warehouse | New | Food Preparation | Natural Gas | Fryer | E5 | RIM BC Ratio | 0 | 0 | 0 | 0 | 0 | 0 | 0 | 0 | 0 | 0 | 0 | 0 | 0 | 0 | 0 | 0 | 0 | 0 | 0 | 0 | 0 | 0 | 0 | 0 | 0 | 0 | 0 | 0 | 0 | 0 | 0 | 0 | 0
F5_Commercial_Warehouse_New_Food Preparation_Natural Gas_Fryer_E6 | F5 | Commercial | Warehouse | New | Food Preparation | Natural Gas | Fryer | E6 | RIM BC Ratio | 0 | 0 | 0 | 0 | 0 | 0 | 0 | 0 | 0 | 0 | 0 | 0 | 0 | 0 | 0 | 0 | 0 | 0 | 0 | 0 | 0 | 0 | 0 | 0 | 0 | 0 | 0 | 0 | 0 | 0 | 0 | 0 | 0
F5_Commercial_Warehouse_New_Food Preparation_Natural Gas_Fryer_E7 | F5 | Commercial | Warehouse | New | Food Preparation | Natural Gas | Fryer | E7 | RIM BC Ratio | 0 | 0 | 0 | 0 | 0 | 0 | 0 | 0 | 0 | 0 | 0 | 0 | 0 | 0 | 0 | 0 | 0 | 0 | 0 | 0 | 0 | 0 | 0 | 0 | 0 | 0 | 0 | 0 | 0 | 0 | 0 | 0 | 0
F5_Commercial_Warehouse_New_Food Preparation_Natural Gas_Fryer_E8 | F5 | Commercial | Warehouse | New | Food Preparation | Natural Gas | Fryer | E8 | RIM BC Ratio | 0 | 0 | 0 | 0 | 0 | 0 | 0 | 0 | 0 | 0 | 0 | 0 | 0 | 0 | 0 | 0 | 0 | 0 | 0 | 0 | 0 | 0 | 0 | 0 | 0 | 0 | 0 | 0 | 0 | 0 | 0 | 0 | 0
F5_Commercial_Warehouse_New_Food Preparation_Natural Gas_Fryer_E9 | F5 | Commercial | Warehouse | New | Food Preparation | Natural Gas | Fryer | E9 | RIM BC Ratio | 0 | 0 | 0 | 0 | 0 | 0 | 0 | 0 | 0 | 0 | 0 | 0 | 0 | 0 | 0 | 0 | 0 | 0 | 0 | 0 | 0 | 0 | 0 | 0 | 0 | 0 | 0 | 0 | 0 | 0 | 0 | 0 | 0
F5_Commercial_Warehouse_New_Food Preparation_Natural Gas_Fryer_E10 | F5 | Commercial | Warehouse | New | Food Preparation | Natural Gas | Fryer | E10 | RIM BC Ratio | 0 | 0 | 0 | 0 | 0 | 0 | 0 | 0 | 0 | 0 | 0 | 0 | 0 | 0 | 0 | 0 | 0 | 0 | 0 | 0 | 0 | 0 | 0 | 0 | 0 | 0 | 0 | 0 | 0 | 0 | 0 | 0 | 0
F0_Commercial_Warehouse_New_Food Preparation_Natural Gas_Broiler_E0 | F0 | Commercial | Warehouse | New | Food Preparation | Natural Gas | Broiler | E0 | Economic Unit | Infrared Burners | Infrared Burners | Infrared Burners | Infrared Burners | Infrared Burners | Infrared Burners | Infrared Burners | Infrared Burners | Infrared Burners | Infrared Burners | Infrared Burners | Infrared Burners | Infrared Burners | Infrared Burners | Infrared Burners | Infrared Burners | Infrared Burners | Infrared Burners | Infrared Burners | Infrared Burners | Infrared Burners | Infrared Burners | Infrared Burners | Infrared Burners | Infrared Burners | Infrared Burners | Infrared Burners | Infrared Burners | Infrared Burners | Infrared Burners | Infrared Burners | Infrared Burners | Infrared Burners
F1_Commercial_Warehouse_New_Food Preparation_Natural Gas_Broiler_E1 | F1 | Commercial | Warehouse | New | Food Preparation | Natural Gas | Broiler | E1 | CCE | 0 | 0 | 0 | 0 | 0 | 0 | 0 | 0 | 0 | 0 | 0 | 0 | 0 | 0 | 0 | 0 | 0 | 0 | 0 | 0 | 0 | 0 | 0 | 0 | 0 | 0 | 0 | 0 | 0 | 0 | 0 | 0 | 0
F1_Commercial_Warehouse_New_Food Preparation_Natural Gas_Broiler_E2 | F1 | Commercial | Warehouse | New | Food Preparation | Natural Gas | Broiler | E2 | CCE | 0.62853 | 0.62853 | 0.62853 | 0.62853 | 0.62853 | 0.62853 | 0.62853 | 0.62853 | 0.62853 | 0.62853 | 0.62853 | 0.62853 | 0.62853 | 0.62853 | 0.62853 | 0.62853 | 0.62853 | 0.62853 | 0.62853 | 0.62853 | 0.62853 | 0.62853 | 0.62853 | 0.62853 | 0.62853 | 0.62853 | 0.62853 | 0.62853 | 0.62853 | 0.62853 | 0.62853 | 0.62853 | 0.62853
F1_Commercial_Warehouse_New_Food Preparation_Natural Gas_Broiler_E3 | F1 | Commercial | Warehouse | New | Food Preparation | Natural Gas | Broiler | E3 | CCE | 0 | 0 | 0 | 0 | 0 | 0 | 0 | 0 | 0 | 0 | 0 | 0 | 0 | 0 | 0 | 0 | 0 | 0 | 0 | 0 | 0 | 0 | 0 | 0 | 0 | 0 | 0 | 0 | 0 | 0 | 0 | 0 | 0
F1_Commercial_Warehouse_New_Food Preparation_Natural Gas_Broiler_E4 | F1 | Commercial | Warehouse | New | Food Preparation | Natural Gas | Broiler | E4 | CCE | 0 | 0 | 0 | 0 | 0 | 0 | 0 | 0 | 0 | 0 | 0 | 0 | 0 | 0 | 0 | 0 | 0 | 0 | 0 | 0 | 0 | 0 | 0 | 0 | 0 | 0 | 0 | 0 | 0 | 0 | 0 | 0 | 0
F1_Commercial_Warehouse_New_Food Preparation_Natural Gas_Broiler_E5 | F1 | Commercial | Warehouse | New | Food Preparation | Natural Gas | Broiler | E5 | CCE | 0 | 0 | 0 | 0 | 0 | 0 | 0 | 0 | 0 | 0 | 0 | 0 | 0 | 0 | 0 | 0 | 0 | 0 | 0 | 0 | 0 | 0 | 0 | 0 | 0 | 0 | 0 | 0 | 0 | 0 | 0 | 0 | 0
F1_Commercial_Warehouse_New_Food Preparation_Natural Gas_Broiler_E6 | F1 | Commercial | Warehouse | New | Food Preparation | Natural Gas | Broiler | E6 | CCE | 0 | 0 | 0 | 0 | 0 | 0 | 0 | 0 | 0 | 0 | 0 | 0 | 0 | 0 | 0 | 0 | 0 | 0 | 0 | 0 | 0 | 0 | 0 | 0 | 0 | 0 | 0 | 0 | 0 | 0 | 0 | 0 | 0
F1_Commercial_Warehouse_New_Food Preparation_Natural Gas_Broiler_E7 | F1 | Commercial | Warehouse | New | Food Preparation | Natural Gas | Broiler | E7 | CCE | 0 | 0 | 0 | 0 | 0 | 0 | 0 | 0 | 0 | 0 | 0 | 0 | 0 | 0 | 0 | 0 | 0 | 0 | 0 | 0 | 0 | 0 | 0 | 0 | 0 | 0 | 0 | 0 | 0 | 0 | 0 | 0 | 0
F1_Commercial_Warehouse_New_Food Preparation_Natural Gas_Broiler_E8 | F1 | Commercial | Warehouse | New | Food Preparation | Natural Gas | Broiler | E8 | CCE | 0 | 0 | 0 | 0 | 0 | 0 | 0 | 0 | 0 | 0 | 0 | 0 | 0 | 0 | 0 | 0 | 0 | 0 | 0 | 0 | 0 | 0 | 0 | 0 | 0 | 0 | 0 | 0 | 0 | 0 | 0 | 0 | 0
F1_Commercial_Warehouse_New_Food Preparation_Natural Gas_Broiler_E9 | F1 | Commercial | Warehouse | New | Food Preparation | Natural Gas | Broiler | E9 | CCE | 0 | 0 | 0 | 0 | 0 | 0 | 0 | 0 | 0 | 0 | 0 | 0 | 0 | 0 | 0 | 0 | 0 | 0 | 0 | 0 | 0 | 0 | 0 | 0 | 0 | 0 | 0 | 0 | 0 | 0 | 0 | 0 | 0
F1_Commercial_Warehouse_New_Food Preparation_Natural Gas_Broiler_E10 | F1 | Commercial | Warehouse | New | Food Preparation | Natural Gas | Broiler | E10 | CCE | 0 | 0 | 0 | 0 | 0 | 0 | 0 | 0 | 0 | 0 | 0 | 0 | 0 | 0 | 0 | 0 | 0 | 0 | 0 | 0 | 0 | 0 | 0 | 0 | 0 | 0 | 0 | 0 | 0 | 0 | 0 | 0 | 0
F2_Commercial_Warehouse_New_Food Preparation_Natural Gas_Broiler_E1 | F2 | Commercial | Warehouse | New | Food Preparation | Natural Gas | Broiler | E1 | TRC BC Ratio | bar: 2019 to 2051
F2_Commercial_Warehouse_New_Food Preparation_Natural Gas_Broiler_E2 | F2 | Commercial | Warehouse | New | Food Preparation | Natural Gas | Broiler | E2 | TRC BC Ratio | 2.2386 | 2.2557 | 2.2748 | 2.2957 | 2.3196 | 2.3473 | 2.3697 | 2.3913 | 2.4131 | 2.4359 | 2.4576 | 2.4775 | 2.4979 | 2.5193 | 2.543 | 2.5661 | 2.5906 | 2.6165 | 2.6435 | 2.671 | 2.6988 | 2.7247 | 2.7482 | 2.7689 | 2.7868 | 2.8022 | 2.8129 | 2.8208 | 2.8277 | 2.8336 | 2.8394 | 2.842 | 2.842
F2_Commercial_Warehouse_New_Food Preparation_Natural Gas_Broiler_E3 | F2 | Commercial | Warehouse | New | Food Preparation | Natural Gas | Broiler | E3 | TRC BC Ratio | 0 | 0 | 0 | 0 | 0 | 0 | 0 | 0 | 0 | 0 | 0 | 0 | 0 | 0 | 0 | 0 | 0 | 0 | 0 | 0 | 0 | 0 | 0 | 0 | 0 | 0 | 0 | 0 | 0 | 0 | 0 | 0 | 0
F2_Commercial_Warehouse_New_Food Preparation_Natural Gas_Broiler_E4 | F2 | Commercial | Warehouse | New | Food Preparation | Natural Gas | Broiler | E4 | TRC BC Ratio | 0 | 0 | 0 | 0 | 0 | 0 | 0 | 0 | 0 | 0 | 0 | 0 | 0 | 0 | 0 | 0 | 0 | 0 | 0 | 0 | 0 | 0 | 0 | 0 | 0 | 0 | 0 | 0 | 0 | 0 | 0 | 0 | 0
F2_Commercial_Warehouse_New_Food Preparation_Natural Gas_Broiler_E5 | F2 | Commercial | Warehouse | New | Food Preparation | Natural Gas | Broiler | E5 | TRC BC Ratio | 0 | 0 | 0 | 0 | 0 | 0 | 0 | 0 | 0 | 0 | 0 | 0 | 0 | 0 | 0 | 0 | 0 | 0 | 0 | 0 | 0 | 0 | 0 | 0 | 0 | 0 | 0 | 0 | 0 | 0 | 0 | 0 | 0
F2_Commercial_Warehouse_New_Food Preparation_Natural Gas_Broiler_E6 | F2 | Commercial | Warehouse | New | Food Preparation | Natural Gas | Broiler | E6 | TRC BC Ratio | 0 | 0 | 0 | 0 | 0 | 0 | 0 | 0 | 0 | 0 | 0 | 0 | 0 | 0 | 0 | 0 | 0 | 0 | 0 | 0 | 0 | 0 | 0 | 0 | 0 | 0 | 0 | 0 | 0 | 0 | 0 | 0 | 0
F2_Commercial_Warehouse_New_Food Preparation_Natural Gas_Broiler_E7 | F2 | Commercial | Warehouse | New | Food Preparation | Natural Gas | Broiler | E7 | TRC BC Ratio | 0 | 0 | 0 | 0 | 0 | 0 | 0 | 0 | 0 | 0 | 0 | 0 | 0 | 0 | 0 | 0 | 0 | 0 | 0 | 0 | 0 | 0 | 0 | 0 | 0 | 0 | 0 | 0 | 0 | 0 | 0 | 0 | 0
F2_Commercial_Warehouse_New_Food Preparation_Natural Gas_Broiler_E8 | F2 | Commercial | Warehouse | New | Food Preparation | Natural Gas | Broiler | E8 | TRC BC Ratio | 0 | 0 | 0 | 0 | 0 | 0 | 0 | 0 | 0 | 0 | 0 | 0 | 0 | 0 | 0 | 0 | 0 | 0 | 0 | 0 | 0 | 0 | 0 | 0 | 0 | 0 | 0 | 0 | 0 | 0 | 0 | 0 | 0
F2_Commercial_Warehouse_New_Food Preparation_Natural Gas_Broiler_E9 | F2 | Commercial | Warehouse | New | Food Preparation | Natural Gas | Broiler | E9 | TRC BC Ratio | 0 | 0 | 0 | 0 | 0 | 0 | 0 | 0 | 0 | 0 | 0 | 0 | 0 | 0 | 0 | 0 | 0 | 0 | 0 | 0 | 0 | 0 | 0 | 0 | 0 | 0 | 0 | 0 | 0 | 0 | 0 | 0 | 0
F2_Commercial_Warehouse_New_Food Preparation_Natural Gas_Broiler_E10 | F2 | Commercial | Warehouse | New | Food Preparation | Natural Gas | Broiler | E10 | TRC BC Ratio | 0 | 0 | 0 | 0 | 0 | 0 | 0 | 0 | 0 | 0 | 0 | 0 | 0 | 0 | 0 | 0 | 0 | 0 | 0 | 0 | 0 | 0 | 0 | 0 | 0 | 0 | 0 | 0 | 0 | 0 | 0 | 0 | 0
F3_Commercial_Warehouse_New_Food Preparation_Natural Gas_Broiler_E1 | F3 | Commercial | Warehouse | New | Food Preparation | Natural Gas | Broiler | E1 | PACT BC Ratio | bar: 2019 to 2051
F3_Commercial_Warehouse_New_Food Preparation_Natural Gas_Broiler_E2 | F3 | Commercial | Warehouse | New | Food Preparation | Natural Gas | Broiler | E2 | PACT BC Ratio | 2.9849 | 3.0076 | 3.033 | 3.061 | 3.0929 | 3.1297 | 3.1596 | 3.1884 | 3.2175 | 3.2479 | 3.2768 | 3.3034 | 3.3306 | 3.3591 | 3.3906 | 3.4215 | 3.4542 | 3.4887 | 3.5247 | 3.5614 | 3.5983 | 3.633 | 3.6642 | 3.6918 | 3.7157 | 3.7363 | 3.7505 | 3.7611 | 3.7703 | 3.7781 | 3.7859 | 3.7893 | 3.7893
F3_Commercial_Warehouse_New_Food Preparation_Natural Gas_Broiler_E3 | F3 | Commercial | Warehouse | New | Food Preparation | Natural Gas | Broiler | E3 | PACT BC Ratio | 0 | 0 | 0 | 0 | 0 | 0 | 0 | 0 | 0 | 0 | 0 | 0 | 0 | 0 | 0 | 0 | 0 | 0 | 0 | 0 | 0 | 0 | 0 | 0 | 0 | 0 | 0 | 0 | 0 | 0 | 0 | 0 | 0
F3_Commercial_Warehouse_New_Food Preparation_Natural Gas_Broiler_E4 | F3 | Commercial | Warehouse | New | Food Preparation | Natural Gas | Broiler | E4 | PACT BC Ratio | 0 | 0 | 0 | 0 | 0 | 0 | 0 | 0 | 0 | 0 | 0 | 0 | 0 | 0 | 0 | 0 | 0 | 0 | 0 | 0 | 0 | 0 | 0 | 0 | 0 | 0 | 0 | 0 | 0 | 0 | 0 | 0 | 0
F3_Commercial_Warehouse_New_Food Preparation_Natural Gas_Broiler_E5 | F3 | Commercial | Warehouse | New | Food Preparation | Natural Gas | Broiler | E5 | PACT BC Ratio | 0 | 0 | 0 | 0 | 0 | 0 | 0 | 0 | 0 | 0 | 0 | 0 | 0 | 0 | 0 | 0 | 0 | 0 | 0 | 0 | 0 | 0 | 0 | 0 | 0 | 0 | 0 | 0 | 0 | 0 | 0 | 0 | 0
F3_Commercial_Warehouse_New_Food Preparation_Natural Gas_Broiler_E6 | F3 | Commercial | Warehouse | New | Food Preparation | Natural Gas | Broiler | E6 | PACT BC Ratio | 0 | 0 | 0 | 0 | 0 | 0 | 0 | 0 | 0 | 0 | 0 | 0 | 0 | 0 | 0 | 0 | 0 | 0 | 0 | 0 | 0 | 0 | 0 | 0 | 0 | 0 | 0 | 0 | 0 | 0 | 0 | 0 | 0
F3_Commercial_Warehouse_New_Food Preparation_Natural Gas_Broiler_E7 | F3 | Commercial | Warehouse | New | Food Preparation | Natural Gas | Broiler | E7 | PACT BC Ratio | 0 | 0 | 0 | 0 | 0 | 0 | 0 | 0 | 0 | 0 | 0 | 0 | 0 | 0 | 0 | 0 | 0 | 0 | 0 | 0 | 0 | 0 | 0 | 0 | 0 | 0 | 0 | 0 | 0 | 0 | 0 | 0 | 0
F3_Commercial_Warehouse_New_Food Preparation_Natural Gas_Broiler_E8 | F3 | Commercial | Warehouse | New | Food Preparation | Natural Gas | Broiler | E8 | PACT BC Ratio | 0 | 0 | 0 | 0 | 0 | 0 | 0 | 0 | 0 | 0 | 0 | 0 | 0 | 0 | 0 | 0 | 0 | 0 | 0 | 0 | 0 | 0 | 0 | 0 | 0 | 0 | 0 | 0 | 0 | 0 | 0 | 0 | 0
F3_Commercial_Warehouse_New_Food Preparation_Natural Gas_Broiler_E9 | F3 | Commercial | Warehouse | New | Food Preparation | Natural Gas | Broiler | E9 | PACT BC Ratio | 0 | 0 | 0 | 0 | 0 | 0 | 0 | 0 | 0 | 0 | 0 | 0 | 0 | 0 | 0 | 0 | 0 | 0 | 0 | 0 | 0 | 0 | 0 | 0 | 0 | 0 | 0 | 0 | 0 | 0 | 0 | 0 | 0
F3_Commercial_Warehouse_New_Food Preparation_Natural Gas_Broiler_E10 | F3 | Commercial | Warehouse | New | Food Preparation | Natural Gas | Broiler | E10 | PACT BC Ratio | 0 | 0 | 0 | 0 | 0 | 0 | 0 | 0 | 0 | 0 | 0 | 0 | 0 | 0 | 0 | 0 | 0 | 0 | 0 | 0 | 0 | 0 | 0 | 0 | 0 | 0 | 0 | 0 | 0 | 0 | 0 | 0 | 0
F4_Commercial_Warehouse_New_Food Preparation_Natural Gas_Broiler_E1 | F4 | Commercial | Warehouse | New | Food Preparation | Natural Gas | Broiler | E1 | RVT BC Ratio | bar: 2019 to 2051
F4_Commercial_Warehouse_New_Food Preparation_Natural Gas_Broiler_E2 | F4 | Commercial | Warehouse | New | Food Preparation | Natural Gas | Broiler | E2 | RVT BC Ratio | 3.9184 | 3.943 | 3.9704 | 4.0005 | 4.0349 | 4.0747 | 4.1069 | 4.1379 | 4.1693 | 4.202 | 4.2332 | 4.2619 | 4.2912 | 4.322 | 4.356 | 4.3892 | 4.4245 | 4.4617 | 4.5005 | 4.5401 | 4.5799 | 4.6173 | 4.651 | 4.6808 | 4.7065 | 4.7286 | 4.744 | 4.7554 | 4.7653 | 4.7738 | 4.7822 | 4.7859 | 4.7859
F4_Commercial_Warehouse_New_Food Preparation_Natural Gas_Broiler_E3 | F4 | Commercial | Warehouse | New | Food Preparation | Natural Gas | Broiler | E3 | RVT BC Ratio | 0 | 0 | 0 | 0 | 0 | 0 | 0 | 0 | 0 | 0 | 0 | 0 | 0 | 0 | 0 | 0 | 0 | 0 | 0 | 0 | 0 | 0 | 0 | 0 | 0 | 0 | 0 | 0 | 0 | 0 | 0 | 0 | 0
F4_Commercial_Warehouse_New_Food Preparation_Natural Gas_Broiler_E4 | F4 | Commercial | Warehouse | New | Food Preparation | Natural Gas | Broiler | E4 | RVT BC Ratio | 0 | 0 | 0 | 0 | 0 | 0 | 0 | 0 | 0 | 0 | 0 | 0 | 0 | 0 | 0 | 0 | 0 | 0 | 0 | 0 | 0 | 0 | 0 | 0 | 0 | 0 | 0 | 0 | 0 | 0 | 0 | 0 | 0
F4_Commercial_Warehouse_New_Food Preparation_Natural Gas_Broiler_E5 | F4 | Commercial | Warehouse | New | Food Preparation | Natural Gas | Broiler | E5 | RVT BC Ratio | 0 | 0 | 0 | 0 | 0 | 0 | 0 | 0 | 0 | 0 | 0 | 0 | 0 | 0 | 0 | 0 | 0 | 0 | 0 | 0 | 0 | 0 | 0 | 0 | 0 | 0 | 0 | 0 | 0 | 0 | 0 | 0 | 0
F4_Commercial_Warehouse_New_Food Preparation_Natural Gas_Broiler_E6 | F4 | Commercial | Warehouse | New | Food Preparation | Natural Gas | Broiler | E6 | RVT BC Ratio | 0 | 0 | 0 | 0 | 0 | 0 | 0 | 0 | 0 | 0 | 0 | 0 | 0 | 0 | 0 | 0 | 0 | 0 | 0 | 0 | 0 | 0 | 0 | 0 | 0 | 0 | 0 | 0 | 0 | 0 | 0 | 0 | 0
F4_Commercial_Warehouse_New_Food Preparation_Natural Gas_Broiler_E7 | F4 | Commercial | Warehouse | New | Food Preparation | Natural Gas | Broiler | E7 | RVT BC Ratio | 0 | 0 | 0 | 0 | 0 | 0 | 0 | 0 | 0 | 0 | 0 | 0 | 0 | 0 | 0 | 0 | 0 | 0 | 0 | 0 | 0 | 0 | 0 | 0 | 0 | 0 | 0 | 0 | 0 | 0 | 0 | 0 | 0
F4_Commercial_Warehouse_New_Food Preparation_Natural Gas_Broiler_E8 | F4 | Commercial | Warehouse | New | Food Preparation | Natural Gas | Broiler | E8 | RVT BC Ratio | 0 | 0 | 0 | 0 | 0 | 0 | 0 | 0 | 0 | 0 | 0 | 0 | 0 | 0 | 0 | 0 | 0 | 0 | 0 | 0 | 0 | 0 | 0 | 0 | 0 | 0 | 0 | 0 | 0 | 0 | 0 | 0 | 0
F4_Commercial_Warehouse_New_Food Preparation_Natural Gas_Broiler_E9 | F4 | Commercial | Warehouse | New | Food Preparation | Natural Gas | Broiler | E9 | RVT BC Ratio | 0 | 0 | 0 | 0 | 0 | 0 | 0 | 0 | 0 | 0 | 0 | 0 | 0 | 0 | 0 | 0 | 0 | 0 | 0 | 0 | 0 | 0 | 0 | 0 | 0 | 0 | 0 | 0 | 0 | 0 | 0 | 0 | 0
F4_Commercial_Warehouse_New_Food Preparation_Natural Gas_Broiler_E10 | F4 | Commercial | Warehouse | New | Food Preparation | Natural Gas | Broiler | E10 | RVT BC Ratio | 0 | 0 | 0 | 0 | 0 | 0 | 0 | 0 | 0 | 0 | 0 | 0 | 0 | 0 | 0 | 0 | 0 | 0 | 0 | 0 | 0 | 0 | 0 | 0 | 0 | 0 | 0 | 0 | 0 | 0 | 0 | 0 | 0
F5_Commercial_Warehouse_New_Food Preparation_Natural Gas_Broiler_E1 | F5 | Commercial | Warehouse | New | Food Preparation | Natural Gas | Broiler | E1 | RIM BC Ratio | bar: 2019 to 2051
F5_Commercial_Warehouse_New_Food Preparation_Natural Gas_Broiler_E2 | F5 | Commercial | Warehouse | New | Food Preparation | Natural Gas | Broiler | E2 | RIM BC Ratio | 0.65228 | 0.65336 | 0.65455 | 0.65584 | 0.65729 | 0.65894 | 0.66026 | 0.6615 | 0.66275 | 0.66403 | 0.66523 | 0.66632 | 0.66742 | 0.66856 | 0.6698 | 0.67099 | 0.67224 | 0.67353 | 0.67486 | 0.6762 | 0.67752 | 0.67874 | 0.67982 | 0.68077 | 0.68157 | 0.68226 | 0.68274 | 0.68309 | 0.68339 | 0.68365 | 0.6839 | 0.68401 | 0.68401
F5_Commercial_Warehouse_New_Food Preparation_Natural Gas_Broiler_E3 | F5 | Commercial | Warehouse | New | Food Preparation | Natural Gas | Broiler | E3 | RIM BC Ratio | 0 | 0 | 0 | 0 | 0 | 0 | 0 | 0 | 0 | 0 | 0 | 0 | 0 | 0 | 0 | 0 | 0 | 0 | 0 | 0 | 0 | 0 | 0 | 0 | 0 | 0 | 0 | 0 | 0 | 0 | 0 | 0 | 0
F5_Commercial_Warehouse_New_Food Preparation_Natural Gas_Broiler_E4 | F5 | Commercial | Warehouse | New | Food Preparation | Natural Gas | Broiler | E4 | RIM BC Ratio | 0 | 0 | 0 | 0 | 0 | 0 | 0 | 0 | 0 | 0 | 0 | 0 | 0 | 0 | 0 | 0 | 0 | 0 | 0 | 0 | 0 | 0 | 0 | 0 | 0 | 0 | 0 | 0 | 0 | 0 | 0 | 0 | 0
F5_Commercial_Warehouse_New_Food Preparation_Natural Gas_Broiler_E5 | F5 | Commercial | Warehouse | New | Food Preparation | Natural Gas | Broiler | E5 | RIM BC Ratio | 0 | 0 | 0 | 0 | 0 | 0 | 0 | 0 | 0 | 0 | 0 | 0 | 0 | 0 | 0 | 0 | 0 | 0 | 0 | 0 | 0 | 0 | 0 | 0 | 0 | 0 | 0 | 0 | 0 | 0 | 0 | 0 | 0
F5_Commercial_Warehouse_New_Food Preparation_Natural Gas_Broiler_E6 | F5 | Commercial | Warehouse | New | Food Preparation | Natural Gas | Broiler | E6 | RIM BC Ratio | 0 | 0 | 0 | 0 | 0 | 0 | 0 | 0 | 0 | 0 | 0 | 0 | 0 | 0 | 0 | 0 | 0 | 0 | 0 | 0 | 0 | 0 | 0 | 0 | 0 | 0 | 0 | 0 | 0 | 0 | 0 | 0 | 0
F5_Commercial_Warehouse_New_Food Preparation_Natural Gas_Broiler_E7 | F5 | Commercial | Warehouse | New | Food Preparation | Natural Gas | Broiler | E7 | RIM BC Ratio | 0 | 0 | 0 | 0 | 0 | 0 | 0 | 0 | 0 | 0 | 0 | 0 | 0 | 0 | 0 | 0 | 0 | 0 | 0 | 0 | 0 | 0 | 0 | 0 | 0 | 0 | 0 | 0 | 0 | 0 | 0 | 0 | 0
F5_Commercial_Warehouse_New_Food Preparation_Natural Gas_Broiler_E8 | F5 | Commercial | Warehouse | New | Food Preparation | Natural Gas | Broiler | E8 | RIM BC Ratio | 0 | 0 | 0 | 0 | 0 | 0 | 0 | 0 | 0 | 0 | 0 | 0 | 0 | 0 | 0 | 0 | 0 | 0 | 0 | 0 | 0 | 0 | 0 | 0 | 0 | 0 | 0 | 0 | 0 | 0 | 0 | 0 | 0
F5_Commercial_Warehouse_New_Food Preparation_Natural Gas_Broiler_E9 | F5 | Commercial | Warehouse | New | Food Preparation | Natural Gas | Broiler | E9 | RIM BC Ratio | 0 | 0 | 0 | 0 | 0 | 0 | 0 | 0 | 0 | 0 | 0 | 0 | 0 | 0 | 0 | 0 | 0 | 0 | 0 | 0 | 0 | 0 | 0 | 0 | 0 | 0 | 0 | 0 | 0 | 0 | 0 | 0 | 0
F5_Commercial_Warehouse_New_Food Preparation_Natural Gas_Broiler_E10 | F5 | Commercial | Warehouse | New | Food Preparation | Natural Gas | Broiler | E10 | RIM BC Ratio | 0 | 0 | 0 | 0 | 0 | 0 | 0 | 0 | 0 | 0 | 0 | 0 | 0 | 0 | 0 | 0 | 0 | 0 | 0 | 0 | 0 | 0 | 0 | 0 | 0 | 0 | 0 | 0 | 0 | 0 | 0 | 0 | 0
F0_Commercial_Warehouse_New_Food Preparation_Natural Gas_Griddle_E0 | F0 | Commercial | Warehouse | New | Food Preparation | Natural Gas | Griddle | E0 | Economic Unit | Standard | Standard | Standard | Standard | Standard | Standard | Standard | Standard | Standard | Standard | Standard | Standard | Standard | Standard | Standard | Standard | Standard | Standard | Standard | Standard | Standard | Standard | Standard | Standard | Standard | Standard | ENERGY STAR | ENERGY STAR | ENERGY STAR | ENERGY STAR | ENERGY STAR | ENERGY STAR | ENERGY STAR
F1_Commercial_Warehouse_New_Food Preparation_Natural Gas_Griddle_E1 | F1 | Commercial | Warehouse | New | Food Preparation | Natural Gas | Griddle | E1 | CCE | 0 | 0 | 0 | 0 | 0 | 0 | 0 | 0 | 0 | 0 | 0 | 0 | 0 | 0 | 0 | 0 | 0 | 0 | 0 | 0 | 0 | 0 | 0 | 0 | 0 | 0 | 0 | 0 | 0 | 0 | 0 | 0 | 0
F1_Commercial_Warehouse_New_Food Preparation_Natural Gas_Griddle_E2 | F1 | Commercial | Warehouse | New | Food Preparation | Natural Gas | Griddle | E2 | CCE | 1.768 | 1.768 | 1.768 | 1.768 | 1.768 | 1.768 | 1.768 | 1.768 | 1.768 | 1.768 | 1.768 | 1.768 | 1.768 | 1.768 | 1.768 | 1.768 | 1.768 | 1.768 | 1.768 | 1.768 | 1.768 | 1.768 | 1.768 | 1.768 | 1.768 | 1.768 | 1.768 | 1.768 | 1.768 | 1.768 | 1.768 | 1.768 | 1.768
F1_Commercial_Warehouse_New_Food Preparation_Natural Gas_Griddle_E3 | F1 | Commercial | Warehouse | New | Food Preparation | Natural Gas | Griddle | E3 | CCE | 0 | 0 | 0 | 0 | 0 | 0 | 0 | 0 | 0 | 0 | 0 | 0 | 0 | 0 | 0 | 0 | 0 | 0 | 0 | 0 | 0 | 0 | 0 | 0 | 0 | 0 | 0 | 0 | 0 | 0 | 0 | 0 | 0
F1_Commercial_Warehouse_New_Food Preparation_Natural Gas_Griddle_E4 | F1 | Commercial | Warehouse | New | Food Preparation | Natural Gas | Griddle | E4 | CCE | 0 | 0 | 0 | 0 | 0 | 0 | 0 | 0 | 0 | 0 | 0 | 0 | 0 | 0 | 0 | 0 | 0 | 0 | 0 | 0 | 0 | 0 | 0 | 0 | 0 | 0 | 0 | 0 | 0 | 0 | 0 | 0 | 0
F1_Commercial_Warehouse_New_Food Preparation_Natural Gas_Griddle_E5 | F1 | Commercial | Warehouse | New | Food Preparation | Natural Gas | Griddle | E5 | CCE | 0 | 0 | 0 | 0 | 0 | 0 | 0 | 0 | 0 | 0 | 0 | 0 | 0 | 0 | 0 | 0 | 0 | 0 | 0 | 0 | 0 | 0 | 0 | 0 | 0 | 0 | 0 | 0 | 0 | 0 | 0 | 0 | 0
F1_Commercial_Warehouse_New_Food Preparation_Natural Gas_Griddle_E6 | F1 | Commercial | Warehouse | New | Food Preparation | Natural Gas | Griddle | E6 | CCE | 0 | 0 | 0 | 0 | 0 | 0 | 0 | 0 | 0 | 0 | 0 | 0 | 0 | 0 | 0 | 0 | 0 | 0 | 0 | 0 | 0 | 0 | 0 | 0 | 0 | 0 | 0 | 0 | 0 | 0 | 0 | 0 | 0
F1_Commercial_Warehouse_New_Food Preparation_Natural Gas_Griddle_E7 | F1 | Commercial | Warehouse | New | Food Preparation | Natural Gas | Griddle | E7 | CCE | 0 | 0 | 0 | 0 | 0 | 0 | 0 | 0 | 0 | 0 | 0 | 0 | 0 | 0 | 0 | 0 | 0 | 0 | 0 | 0 | 0 | 0 | 0 | 0 | 0 | 0 | 0 | 0 | 0 | 0 | 0 | 0 | 0
F1_Commercial_Warehouse_New_Food Preparation_Natural Gas_Griddle_E8 | F1 | Commercial | Warehouse | New | Food Preparation | Natural Gas | Griddle | E8 | CCE | 0 | 0 | 0 | 0 | 0 | 0 | 0 | 0 | 0 | 0 | 0 | 0 | 0 | 0 | 0 | 0 | 0 | 0 | 0 | 0 | 0 | 0 | 0 | 0 | 0 | 0 | 0 | 0 | 0 | 0 | 0 | 0 | 0
F1_Commercial_Warehouse_New_Food Preparation_Natural Gas_Griddle_E9 | F1 | Commercial | Warehouse | New | Food Preparation | Natural Gas | Griddle | E9 | CCE | 0 | 0 | 0 | 0 | 0 | 0 | 0 | 0 | 0 | 0 | 0 | 0 | 0 | 0 | 0 | 0 | 0 | 0 | 0 | 0 | 0 | 0 | 0 | 0 | 0 | 0 | 0 | 0 | 0 | 0 | 0 | 0 | 0
F1_Commercial_Warehouse_New_Food Preparation_Natural Gas_Griddle_E10 | F1 | Commercial | Warehouse | New | Food Preparation | Natural Gas | Griddle | E10 | CCE | 0 | 0 | 0 | 0 | 0 | 0 | 0 | 0 | 0 | 0 | 0 | 0 | 0 | 0 | 0 | 0 | 0 | 0 | 0 | 0 | 0 | 0 | 0 | 0 | 0 | 0 | 0 | 0 | 0 | 0 | 0 | 0 | 0
F2_Commercial_Warehouse_New_Food Preparation_Natural Gas_Griddle_E1 | F2 | Commercial | Warehouse | New | Food Preparation | Natural Gas | Griddle | E1 | TRC BC Ratio | bar: 2019 to 2051
F2_Commercial_Warehouse_New_Food Preparation_Natural Gas_Griddle_E2 | F2 | Commercial | Warehouse | New | Food Preparation | Natural Gas | Griddle | E2 | TRC BC Ratio | 0.79587 | 0.80193 | 0.80871 | 0.81616 | 0.82466 | 0.8345 | 0.84247 | 0.85013 | 0.8579 | 0.86599 | 0.87371 | 0.8808 | 0.88805 | 0.89566 | 0.90406 | 0.91228 | 0.921 | 0.9302 | 0.9398 | 0.94959 | 0.95944 | 0.96867 | 0.97701 | 0.98437 | 0.99074 | 0.99622 | 1 | 1.0028 | 1.0053 | 1.0074 | 1.0094 | 1.0104 | 1.0104
F2_Commercial_Warehouse_New_Food Preparation_Natural Gas_Griddle_E3 | F2 | Commercial | Warehouse | New | Food Preparation | Natural Gas | Griddle | E3 | TRC BC Ratio | 0 | 0 | 0 | 0 | 0 | 0 | 0 | 0 | 0 | 0 | 0 | 0 | 0 | 0 | 0 | 0 | 0 | 0 | 0 | 0 | 0 | 0 | 0 | 0 | 0 | 0 | 0 | 0 | 0 | 0 | 0 | 0 | 0
F2_Commercial_Warehouse_New_Food Preparation_Natural Gas_Griddle_E4 | F2 | Commercial | Warehouse | New | Food Preparation | Natural Gas | Griddle | E4 | TRC BC Ratio | 0 | 0 | 0 | 0 | 0 | 0 | 0 | 0 | 0 | 0 | 0 | 0 | 0 | 0 | 0 | 0 | 0 | 0 | 0 | 0 | 0 | 0 | 0 | 0 | 0 | 0 | 0 | 0 | 0 | 0 | 0 | 0 | 0
F2_Commercial_Warehouse_New_Food Preparation_Natural Gas_Griddle_E5 | F2 | Commercial | Warehouse | New | Food Preparation | Natural Gas | Griddle | E5 | TRC BC Ratio | 0 | 0 | 0 | 0 | 0 | 0 | 0 | 0 | 0 | 0 | 0 | 0 | 0 | 0 | 0 | 0 | 0 | 0 | 0 | 0 | 0 | 0 | 0 | 0 | 0 | 0 | 0 | 0 | 0 | 0 | 0 | 0 | 0
F2_Commercial_Warehouse_New_Food Preparation_Natural Gas_Griddle_E6 | F2 | Commercial | Warehouse | New | Food Preparation | Natural Gas | Griddle | E6 | TRC BC Ratio | 0 | 0 | 0 | 0 | 0 | 0 | 0 | 0 | 0 | 0 | 0 | 0 | 0 | 0 | 0 | 0 | 0 | 0 | 0 | 0 | 0 | 0 | 0 | 0 | 0 | 0 | 0 | 0 | 0 | 0 | 0 | 0 | 0
F2_Commercial_Warehouse_New_Food Preparation_Natural Gas_Griddle_E7 | F2 | Commercial | Warehouse | New | Food Preparation | Natural Gas | Griddle | E7 | TRC BC Ratio | 0 | 0 | 0 | 0 | 0 | 0 | 0 | 0 | 0 | 0 | 0 | 0 | 0 | 0 | 0 | 0 | 0 | 0 | 0 | 0 | 0 | 0 | 0 | 0 | 0 | 0 | 0 | 0 | 0 | 0 | 0 | 0 | 0
F2_Commercial_Warehouse_New_Food Preparation_Natural Gas_Griddle_E8 | F2 | Commercial | Warehouse | New | Food Preparation | Natural Gas | Griddle | E8 | TRC BC Ratio | 0 | 0 | 0 | 0 | 0 | 0 | 0 | 0 | 0 | 0 | 0 | 0 | 0 | 0 | 0 | 0 | 0 | 0 | 0 | 0 | 0 | 0 | 0 | 0 | 0 | 0 | 0 | 0 | 0 | 0 | 0 | 0 | 0
F2_Commercial_Warehouse_New_Food Preparation_Natural Gas_Griddle_E9 | F2 | Commercial | Warehouse | New | Food Preparation | Natural Gas | Griddle | E9 | TRC BC Ratio | 0 | 0 | 0 | 0 | 0 | 0 | 0 | 0 | 0 | 0 | 0 | 0 | 0 | 0 | 0 | 0 | 0 | 0 | 0 | 0 | 0 | 0 | 0 | 0 | 0 | 0 | 0 | 0 | 0 | 0 | 0 | 0 | 0
F2_Commercial_Warehouse_New_Food Preparation_Natural Gas_Griddle_E10 | F2 | Commercial | Warehouse | New | Food Preparation | Natural Gas | Griddle | E10 | TRC BC Ratio | 0 | 0 | 0 | 0 | 0 | 0 | 0 | 0 | 0 | 0 | 0 | 0 | 0 | 0 | 0 | 0 | 0 | 0 | 0 | 0 | 0 | 0 | 0 | 0 | 0 | 0 | 0 | 0 | 0 | 0 | 0 | 0 | 0
F3_Commercial_Warehouse_New_Food Preparation_Natural Gas_Griddle_E1 | F3 | Commercial | Warehouse | New | Food Preparation | Natural Gas | Griddle | E1 | PACT BC Ratio | bar: 2019 to 2051
F3_Commercial_Warehouse_New_Food Preparation_Natural Gas_Griddle_E2 | F3 | Commercial | Warehouse | New | Food Preparation | Natural Gas | Griddle | E2 | PACT BC Ratio | 1.0612 | 1.0692 | 1.0783 | 1.0882 | 1.0996 | 1.1127 | 1.1233 | 1.1335 | 1.1439 | 1.1547 | 1.1649 | 1.1744 | 1.1841 | 1.1942 | 1.2054 | 1.2164 | 1.228 | 1.2403 | 1.2531 | 1.2661 | 1.2793 | 1.2916 | 1.3027 | 1.3125 | 1.321 | 1.3283 | 1.3333 | 1.3371 | 1.3404 | 1.3432 | 1.3459 | 1.3472 | 1.3472
F3_Commercial_Warehouse_New_Food Preparation_Natural Gas_Griddle_E3 | F3 | Commercial | Warehouse | New | Food Preparation | Natural Gas | Griddle | E3 | PACT BC Ratio | 0 | 0 | 0 | 0 | 0 | 0 | 0 | 0 | 0 | 0 | 0 | 0 | 0 | 0 | 0 | 0 | 0 | 0 | 0 | 0 | 0 | 0 | 0 | 0 | 0 | 0 | 0 | 0 | 0 | 0 | 0 | 0 | 0
F3_Commercial_Warehouse_New_Food Preparation_Natural Gas_Griddle_E4 | F3 | Commercial | Warehouse | New | Food Preparation | Natural Gas | Griddle | E4 | PACT BC Ratio | 0 | 0 | 0 | 0 | 0 | 0 | 0 | 0 | 0 | 0 | 0 | 0 | 0 | 0 | 0 | 0 | 0 | 0 | 0 | 0 | 0 | 0 | 0 | 0 | 0 | 0 | 0 | 0 | 0 | 0 | 0 | 0 | 0
F3_Commercial_Warehouse_New_Food Preparation_Natural Gas_Griddle_E5 | F3 | Commercial | Warehouse | New | Food Preparation | Natural Gas | Griddle | E5 | PACT BC Ratio | 0 | 0 | 0 | 0 | 0 | 0 | 0 | 0 | 0 | 0 | 0 | 0 | 0 | 0 | 0 | 0 | 0 | 0 | 0 | 0 | 0 | 0 | 0 | 0 | 0 | 0 | 0 | 0 | 0 | 0 | 0 | 0 | 0
F3_Commercial_Warehouse_New_Food Preparation_Natural Gas_Griddle_E6 | F3 | Commercial | Warehouse | New | Food Preparation | Natural Gas | Griddle | E6 | PACT BC Ratio | 0 | 0 | 0 | 0 | 0 | 0 | 0 | 0 | 0 | 0 | 0 | 0 | 0 | 0 | 0 | 0 | 0 | 0 | 0 | 0 | 0 | 0 | 0 | 0 | 0 | 0 | 0 | 0 | 0 | 0 | 0 | 0 | 0
F3_Commercial_Warehouse_New_Food Preparation_Natural Gas_Griddle_E7 | F3 | Commercial | Warehouse | New | Food Preparation | Natural Gas | Griddle | E7 | PACT BC Ratio | 0 | 0 | 0 | 0 | 0 | 0 | 0 | 0 | 0 | 0 | 0 | 0 | 0 | 0 | 0 | 0 | 0 | 0 | 0 | 0 | 0 | 0 | 0 | 0 | 0 | 0 | 0 | 0 | 0 | 0 | 0 | 0 | 0
F3_Commercial_Warehouse_New_Food Preparation_Natural Gas_Griddle_E8 | F3 | Commercial | Warehouse | New | Food Preparation | Natural Gas | Griddle | E8 | PACT BC Ratio | 0 | 0 | 0 | 0 | 0 | 0 | 0 | 0 | 0 | 0 | 0 | 0 | 0 | 0 | 0 | 0 | 0 | 0 | 0 | 0 | 0 | 0 | 0 | 0 | 0 | 0 | 0 | 0 | 0 | 0 | 0 | 0 | 0
F3_Commercial_Warehouse_New_Food Preparation_Natural Gas_Griddle_E9 | F3 | Commercial | Warehouse | New | Food Preparation | Natural Gas | Griddle | E9 | PACT BC Ratio | 0 | 0 | 0 | 0 | 0 | 0 | 0 | 0 | 0 | 0 | 0 | 0 | 0 | 0 | 0 | 0 | 0 | 0 | 0 | 0 | 0 | 0 | 0 | 0 | 0 | 0 | 0 | 0 | 0 | 0 | 0 | 0 | 0
F3_Commercial_Warehouse_New_Food Preparation_Natural Gas_Griddle_E10 | F3 | Commercial | Warehouse | New | Food Preparation | Natural Gas | Griddle | E10 | PACT BC Ratio | 0 | 0 | 0 | 0 | 0 | 0 | 0 | 0 | 0 | 0 | 0 | 0 | 0 | 0 | 0 | 0 | 0 | 0 | 0 | 0 | 0 | 0 | 0 | 0 | 0 | 0 | 0 | 0 | 0 | 0 | 0 | 0 | 0
F4_Commercial_Warehouse_New_Food Preparation_Natural Gas_Griddle_E1 | F4 | Commercial | Warehouse | New | Food Preparation | Natural Gas | Griddle | E1 | RVT BC Ratio | bar: 2019 to 2051
F4_Commercial_Warehouse_New_Food Preparation_Natural Gas_Griddle_E2 | F4 | Commercial | Warehouse | New | Food Preparation | Natural Gas | Griddle | E2 | RVT BC Ratio | 1.8442 | 1.8529 | 1.8627 | 1.8734 | 1.8856 | 1.8997 | 1.9112 | 1.9222 | 1.9334 | 1.945 | 1.9561 | 1.9663 | 1.9767 | 1.9877 | 1.9998 | 2.0116 | 2.0241 | 2.0373 | 2.0511 | 2.0652 | 2.0794 | 2.0926 | 2.1046 | 2.1152 | 2.1244 | 2.1322 | 2.1377 | 2.1418 | 2.1453 | 2.1483 | 2.1513 | 2.1526 | 2.1526
F4_Commercial_Warehouse_New_Food Preparation_Natural Gas_Griddle_E3 | F4 | Commercial | Warehouse | New | Food Preparation | Natural Gas | Griddle | E3 | RVT BC Ratio | 0 | 0 | 0 | 0 | 0 | 0 | 0 | 0 | 0 | 0 | 0 | 0 | 0 | 0 | 0 | 0 | 0 | 0 | 0 | 0 | 0 | 0 | 0 | 0 | 0 | 0 | 0 | 0 | 0 | 0 | 0 | 0 | 0
F4_Commercial_Warehouse_New_Food Preparation_Natural Gas_Griddle_E4 | F4 | Commercial | Warehouse | New | Food Preparation | Natural Gas | Griddle | E4 | RVT BC Ratio | 0 | 0 | 0 | 0 | 0 | 0 | 0 | 0 | 0 | 0 | 0 | 0 | 0 | 0 | 0 | 0 | 0 | 0 | 0 | 0 | 0 | 0 | 0 | 0 | 0 | 0 | 0 | 0 | 0 | 0 | 0 | 0 | 0
F4_Commercial_Warehouse_New_Food Preparation_Natural Gas_Griddle_E5 | F4 | Commercial | Warehouse | New | Food Preparation | Natural Gas | Griddle | E5 | RVT BC Ratio | 0 | 0 | 0 | 0 | 0 | 0 | 0 | 0 | 0 | 0 | 0 | 0 | 0 | 0 | 0 | 0 | 0 | 0 | 0 | 0 | 0 | 0 | 0 | 0 | 0 | 0 | 0 | 0 | 0 | 0 | 0 | 0 | 0
F4_Commercial_Warehouse_New_Food Preparation_Natural Gas_Griddle_E6 | F4 | Commercial | Warehouse | New | Food Preparation | Natural Gas | Griddle | E6 | RVT BC Ratio | 0 | 0 | 0 | 0 | 0 | 0 | 0 | 0 | 0 | 0 | 0 | 0 | 0 | 0 | 0 | 0 | 0 | 0 | 0 | 0 | 0 | 0 | 0 | 0 | 0 | 0 | 0 | 0 | 0 | 0 | 0 | 0 | 0
F4_Commercial_Warehouse_New_Food Preparation_Natural Gas_Griddle_E7 | F4 | Commercial | Warehouse | New | Food Preparation | Natural Gas | Griddle | E7 | RVT BC Ratio | 0 | 0 | 0 | 0 | 0 | 0 | 0 | 0 | 0 | 0 | 0 | 0 | 0 | 0 | 0 | 0 | 0 | 0 | 0 | 0 | 0 | 0 | 0 | 0 | 0 | 0 | 0 | 0 | 0 | 0 | 0 | 0 | 0
F4_Commercial_Warehouse_New_Food Preparation_Natural Gas_Griddle_E8 | F4 | Commercial | Warehouse | New | Food Preparation | Natural Gas | Griddle | E8 | RVT BC Ratio | 0 | 0 | 0 | 0 | 0 | 0 | 0 | 0 | 0 | 0 | 0 | 0 | 0 | 0 | 0 | 0 | 0 | 0 | 0 | 0 | 0 | 0 | 0 | 0 | 0 | 0 | 0 | 0 | 0 | 0 | 0 | 0 | 0
F4_Commercial_Warehouse_New_Food Preparation_Natural Gas_Griddle_E9 | F4 | Commercial | Warehouse | New | Food Preparation | Natural Gas | Griddle | E9 | RVT BC Ratio | 0 | 0 | 0 | 0 | 0 | 0 | 0 | 0 | 0 | 0 | 0 | 0 | 0 | 0 | 0 | 0 | 0 | 0 | 0 | 0 | 0 | 0 | 0 | 0 | 0 | 0 | 0 | 0 | 0 | 0 | 0 | 0 | 0
F4_Commercial_Warehouse_New_Food Preparation_Natural Gas_Griddle_E10 | F4 | Commercial | Warehouse | New | Food Preparation | Natural Gas | Griddle | E10 | RVT BC Ratio | 0 | 0 | 0 | 0 | 0 | 0 | 0 | 0 | 0 | 0 | 0 | 0 | 0 | 0 | 0 | 0 | 0 | 0 | 0 | 0 | 0 | 0 | 0 | 0 | 0 | 0 | 0 | 0 | 0 | 0 | 0 | 0 | 0
F5_Commercial_Warehouse_New_Food Preparation_Natural Gas_Griddle_E1 | F5 | Commercial | Warehouse | New | Food Preparation | Natural Gas | Griddle | E1 | RIM BC Ratio | bar: 2019 to 2051
F5_Commercial_Warehouse_New_Food Preparation_Natural Gas_Griddle_E2 | F5 | Commercial | Warehouse | New | Food Preparation | Natural Gas | Griddle | E2 | RIM BC Ratio | 0.46719 | 0.46876 | 0.47048 | 0.47237 | 0.47449 | 0.47691 | 0.47886 | 0.4807 | 0.48256 | 0.48447 | 0.48627 | 0.48791 | 0.48957 | 0.4913 | 0.49318 | 0.49501 | 0.49692 | 0.49892 | 0.50097 | 0.50305 | 0.50511 | 0.50702 | 0.50872 | 0.51021 | 0.51149 | 0.51258 | 0.51333 | 0.51389 | 0.51437 | 0.51478 | 0.51519 | 0.51537 | 0.51537
F5_Commercial_Warehouse_New_Food Preparation_Natural Gas_Griddle_E3 | F5 | Commercial | Warehouse | New | Food Preparation | Natural Gas | Griddle | E3 | RIM BC Ratio | 0 | 0 | 0 | 0 | 0 | 0 | 0 | 0 | 0 | 0 | 0 | 0 | 0 | 0 | 0 | 0 | 0 | 0 | 0 | 0 | 0 | 0 | 0 | 0 | 0 | 0 | 0 | 0 | 0 | 0 | 0 | 0 | 0
F5_Commercial_Warehouse_New_Food Preparation_Natural Gas_Griddle_E4 | F5 | Commercial | Warehouse | New | Food Preparation | Natural Gas | Griddle | E4 | RIM BC Ratio | 0 | 0 | 0 | 0 | 0 | 0 | 0 | 0 | 0 | 0 | 0 | 0 | 0 | 0 | 0 | 0 | 0 | 0 | 0 | 0 | 0 | 0 | 0 | 0 | 0 | 0 | 0 | 0 | 0 | 0 | 0 | 0 | 0
F5_Commercial_Warehouse_New_Food Preparation_Natural Gas_Griddle_E5 | F5 | Commercial | Warehouse | New | Food Preparation | Natural Gas | Griddle | E5 | RIM BC Ratio | 0 | 0 | 0 | 0 | 0 | 0 | 0 | 0 | 0 | 0 | 0 | 0 | 0 | 0 | 0 | 0 | 0 | 0 | 0 | 0 | 0 | 0 | 0 | 0 | 0 | 0 | 0 | 0 | 0 | 0 | 0 | 0 | 0
F5_Commercial_Warehouse_New_Food Preparation_Natural Gas_Griddle_E6 | F5 | Commercial | Warehouse | New | Food Preparation | Natural Gas | Griddle | E6 | RIM BC Ratio | 0 | 0 | 0 | 0 | 0 | 0 | 0 | 0 | 0 | 0 | 0 | 0 | 0 | 0 | 0 | 0 | 0 | 0 | 0 | 0 | 0 | 0 | 0 | 0 | 0 | 0 | 0 | 0 | 0 | 0 | 0 | 0 | 0
F5_Commercial_Warehouse_New_Food Preparation_Natural Gas_Griddle_E7 | F5 | Commercial | Warehouse | New | Food Preparation | Natural Gas | Griddle | E7 | RIM BC Ratio | 0 | 0 | 0 | 0 | 0 | 0 | 0 | 0 | 0 | 0 | 0 | 0 | 0 | 0 | 0 | 0 | 0 | 0 | 0 | 0 | 0 | 0 | 0 | 0 | 0 | 0 | 0 | 0 | 0 | 0 | 0 | 0 | 0
F5_Commercial_Warehouse_New_Food Preparation_Natural Gas_Griddle_E8 | F5 | Commercial | Warehouse | New | Food Preparation | Natural Gas | Griddle | E8 | RIM BC Ratio | 0 | 0 | 0 | 0 | 0 | 0 | 0 | 0 | 0 | 0 | 0 | 0 | 0 | 0 | 0 | 0 | 0 | 0 | 0 | 0 | 0 | 0 | 0 | 0 | 0 | 0 | 0 | 0 | 0 | 0 | 0 | 0 | 0
F5_Commercial_Warehouse_New_Food Preparation_Natural Gas_Griddle_E9 | F5 | Commercial | Warehouse | New | Food Preparation | Natural Gas | Griddle | E9 | RIM BC Ratio | 0 | 0 | 0 | 0 | 0 | 0 | 0 | 0 | 0 | 0 | 0 | 0 | 0 | 0 | 0 | 0 | 0 | 0 | 0 | 0 | 0 | 0 | 0 | 0 | 0 | 0 | 0 | 0 | 0 | 0 | 0 | 0 | 0
F5_Commercial_Warehouse_New_Food Preparation_Natural Gas_Griddle_E10 | F5 | Commercial | Warehouse | New | Food Preparation | Natural Gas | Griddle | E10 | RIM BC Ratio | 0 | 0 | 0 | 0 | 0 | 0 | 0 | 0 | 0 | 0 | 0 | 0 | 0 | 0 | 0 | 0 | 0 | 0 | 0 | 0 | 0 | 0 | 0 | 0 | 0 | 0 | 0 | 0 | 0 | 0 | 0 | 0 | 0
F0_Commercial_Warehouse_New_Food Preparation_Natural Gas_Range_E0 | F0 | Commercial | Warehouse | New | Food Preparation | Natural Gas | Range | E0 | Economic Unit | High Efficiency | High Efficiency | High Efficiency | High Efficiency | High Efficiency | High Efficiency | High Efficiency | High Efficiency | High Efficiency | High Efficiency | High Efficiency | High Efficiency | High Efficiency | High Efficiency | High Efficiency | High Efficiency | High Efficiency | High Efficiency | High Efficiency | High Efficiency | High Efficiency | High Efficiency | High Efficiency | High Efficiency | High Efficiency | High Efficiency | High Efficiency | High Efficiency | High Efficiency | High Efficiency | High Efficiency | High Efficiency | High Efficiency
F1_Commercial_Warehouse_New_Food Preparation_Natural Gas_Range_E1 | F1 | Commercial | Warehouse | New | Food Preparation | Natural Gas | Range | E1 | CCE | 0 | 0 | 0 | 0 | 0 | 0 | 0 | 0 | 0 | 0 | 0 | 0 | 0 | 0 | 0 | 0 | 0 | 0 | 0 | 0 | 0 | 0 | 0 | 0 | 0 | 0 | 0 | 0 | 0 | 0 | 0 | 0 | 0
F1_Commercial_Warehouse_New_Food Preparation_Natural Gas_Range_E2 | F1 | Commercial | Warehouse | New | Food Preparation | Natural Gas | Range | E2 | CCE | 0.00052644 | 0.00052644 | 0.00052644 | 0.00052644 | 0.00052644 | 0.00052644 | 0.00052644 | 0.00052644 | 0.00052644 | 0.00052644 | 0.00052644 | 0.00052644 | 0.00052644 | 0.00052644 | 0.00052644 | 0.00052644 | 0.00052644 | 0.00052644 | 0.00052644 | 0.00052644 | 0.00052644 | 0.00052644 | 0.00052644 | 0.00052644 | 0.00052644 | 0.00052644 | 0.00052644 | 0.00052644 | 0.00052644 | 0.00052644 | 0.00052644 | 0.00052644 | 0.00052644
F1_Commercial_Warehouse_New_Food Preparation_Natural Gas_Range_E3 | F1 | Commercial | Warehouse | New | Food Preparation | Natural Gas | Range | E3 | CCE | 0 | 0 | 0 | 0 | 0 | 0 | 0 | 0 | 0 | 0 | 0 | 0 | 0 | 0 | 0 | 0 | 0 | 0 | 0 | 0 | 0 | 0 | 0 | 0 | 0 | 0 | 0 | 0 | 0 | 0 | 0 | 0 | 0
F1_Commercial_Warehouse_New_Food Preparation_Natural Gas_Range_E4 | F1 | Commercial | Warehouse | New | Food Preparation | Natural Gas | Range | E4 | CCE | 0 | 0 | 0 | 0 | 0 | 0 | 0 | 0 | 0 | 0 | 0 | 0 | 0 | 0 | 0 | 0 | 0 | 0 | 0 | 0 | 0 | 0 | 0 | 0 | 0 | 0 | 0 | 0 | 0 | 0 | 0 | 0 | 0
F1_Commercial_Warehouse_New_Food Preparation_Natural Gas_Range_E5 | F1 | Commercial | Warehouse | New | Food Preparation | Natural Gas | Range | E5 | CCE | 0 | 0 | 0 | 0 | 0 | 0 | 0 | 0 | 0 | 0 | 0 | 0 | 0 | 0 | 0 | 0 | 0 | 0 | 0 | 0 | 0 | 0 | 0 | 0 | 0 | 0 | 0 | 0 | 0 | 0 | 0 | 0 | 0
F1_Commercial_Warehouse_New_Food Preparation_Natural Gas_Range_E6 | F1 | Commercial | Warehouse | New | Food Preparation | Natural Gas | Range | E6 | CCE | 0 | 0 | 0 | 0 | 0 | 0 | 0 | 0 | 0 | 0 | 0 | 0 | 0 | 0 | 0 | 0 | 0 | 0 | 0 | 0 | 0 | 0 | 0 | 0 | 0 | 0 | 0 | 0 | 0 | 0 | 0 | 0 | 0
F1_Commercial_Warehouse_New_Food Preparation_Natural Gas_Range_E7 | F1 | Commercial | Warehouse | New | Food Preparation | Natural Gas | Range | E7 | CCE | 0 | 0 | 0 | 0 | 0 | 0 | 0 | 0 | 0 | 0 | 0 | 0 | 0 | 0 | 0 | 0 | 0 | 0 | 0 | 0 | 0 | 0 | 0 | 0 | 0 | 0 | 0 | 0 | 0 | 0 | 0 | 0 | 0
F1_Commercial_Warehouse_New_Food Preparation_Natural Gas_Range_E8 | F1 | Commercial | Warehouse | New | Food Preparation | Natural Gas | Range | E8 | CCE | 0 | 0 | 0 | 0 | 0 | 0 | 0 | 0 | 0 | 0 | 0 | 0 | 0 | 0 | 0 | 0 | 0 | 0 | 0 | 0 | 0 | 0 | 0 | 0 | 0 | 0 | 0 | 0 | 0 | 0 | 0 | 0 | 0
F1_Commercial_Warehouse_New_Food Preparation_Natural Gas_Range_E9 | F1 | Commercial | Warehouse | New | Food Preparation | Natural Gas | Range | E9 | CCE | 0 | 0 | 0 | 0 | 0 | 0 | 0 | 0 | 0 | 0 | 0 | 0 | 0 | 0 | 0 | 0 | 0 | 0 | 0 | 0 | 0 | 0 | 0 | 0 | 0 | 0 | 0 | 0 | 0 | 0 | 0 | 0 | 0
F1_Commercial_Warehouse_New_Food Preparation_Natural Gas_Range_E10 | F1 | Commercial | Warehouse | New | Food Preparation | Natural Gas | Range | E10 | CCE | 0 | 0 | 0 | 0 | 0 | 0 | 0 | 0 | 0 | 0 | 0 | 0 | 0 | 0 | 0 | 0 | 0 | 0 | 0 | 0 | 0 | 0 | 0 | 0 | 0 | 0 | 0 | 0 | 0 | 0 | 0 | 0 | 0
F2_Commercial_Warehouse_New_Food Preparation_Natural Gas_Range_E1 | F2 | Commercial | Warehouse | New | Food Preparation | Natural Gas | Range | E1 | TRC BC Ratio | bar: 2019 to 2051
F2_Commercial_Warehouse_New_Food Preparation_Natural Gas_Range_E2 | F2 | Commercial | Warehouse | New | Food Preparation | Natural Gas | Range | E2 | TRC BC Ratio | 2647.7231 | 2666.33 | 2688.4832 | 2714.1962 | 2744.4245 | 2779.83 | 2808.1783 | 2835.1894 | 2861.7342 | 2888.6003 | 2913.2148 | 2934.7489 | 2956.3968 | 2979.3351 | 3005.7993 | 3032.2609 | 3061.4725 | 3093.4023 | 3127.3907 | 3162.4699 | 3198.1505 | 3231.6304 | 3262.246 | 3290.1881 | 3314.7734 | 3335.911 | 3350.568 | 3361.4829 | 3370.9376 | 3379.0123 | 3387.0032 | 3390.5371 | 3390.5371
F2_Commercial_Warehouse_New_Food Preparation_Natural Gas_Range_E3 | F2 | Commercial | Warehouse | New | Food Preparation | Natural Gas | Range | E3 | TRC BC Ratio | 0 | 0 | 0 | 0 | 0 | 0 | 0 | 0 | 0 | 0 | 0 | 0 | 0 | 0 | 0 | 0 | 0 | 0 | 0 | 0 | 0 | 0 | 0 | 0 | 0 | 0 | 0 | 0 | 0 | 0 | 0 | 0 | 0
F2_Commercial_Warehouse_New_Food Preparation_Natural Gas_Range_E4 | F2 | Commercial | Warehouse | New | Food Preparation | Natural Gas | Range | E4 | TRC BC Ratio | 0 | 0 | 0 | 0 | 0 | 0 | 0 | 0 | 0 | 0 | 0 | 0 | 0 | 0 | 0 | 0 | 0 | 0 | 0 | 0 | 0 | 0 | 0 | 0 | 0 | 0 | 0 | 0 | 0 | 0 | 0 | 0 | 0
F2_Commercial_Warehouse_New_Food Preparation_Natural Gas_Range_E5 | F2 | Commercial | Warehouse | New | Food Preparation | Natural Gas | Range | E5 | TRC BC Ratio | 0 | 0 | 0 | 0 | 0 | 0 | 0 | 0 | 0 | 0 | 0 | 0 | 0 | 0 | 0 | 0 | 0 | 0 | 0 | 0 | 0 | 0 | 0 | 0 | 0 | 0 | 0 | 0 | 0 | 0 | 0 | 0 | 0
F2_Commercial_Warehouse_New_Food Preparation_Natural Gas_Range_E6 | F2 | Commercial | Warehouse | New | Food Preparation | Natural Gas | Range | E6 | TRC BC Ratio | 0 | 0 | 0 | 0 | 0 | 0 | 0 | 0 | 0 | 0 | 0 | 0 | 0 | 0 | 0 | 0 | 0 | 0 | 0 | 0 | 0 | 0 | 0 | 0 | 0 | 0 | 0 | 0 | 0 | 0 | 0 | 0 | 0
F2_Commercial_Warehouse_New_Food Preparation_Natural Gas_Range_E7 | F2 | Commercial | Warehouse | New | Food Preparation | Natural Gas | Range | E7 | TRC BC Ratio | 0 | 0 | 0 | 0 | 0 | 0 | 0 | 0 | 0 | 0 | 0 | 0 | 0 | 0 | 0 | 0 | 0 | 0 | 0 | 0 | 0 | 0 | 0 | 0 | 0 | 0 | 0 | 0 | 0 | 0 | 0 | 0 | 0
F2_Commercial_Warehouse_New_Food Preparation_Natural Gas_Range_E8 | F2 | Commercial | Warehouse | New | Food Preparation | Natural Gas | Range | E8 | TRC BC Ratio | 0 | 0 | 0 | 0 | 0 | 0 | 0 | 0 | 0 | 0 | 0 | 0 | 0 | 0 | 0 | 0 | 0 | 0 | 0 | 0 | 0 | 0 | 0 | 0 | 0 | 0 | 0 | 0 | 0 | 0 | 0 | 0 | 0
F2_Commercial_Warehouse_New_Food Preparation_Natural Gas_Range_E9 | F2 | Commercial | Warehouse | New | Food Preparation | Natural Gas | Range | E9 | TRC BC Ratio | 0 | 0 | 0 | 0 | 0 | 0 | 0 | 0 | 0 | 0 | 0 | 0 | 0 | 0 | 0 | 0 | 0 | 0 | 0 | 0 | 0 | 0 | 0 | 0 | 0 | 0 | 0 | 0 | 0 | 0 | 0 | 0 | 0
F2_Commercial_Warehouse_New_Food Preparation_Natural Gas_Range_E10 | F2 | Commercial | Warehouse | New | Food Preparation | Natural Gas | Range | E10 | TRC BC Ratio | 0 | 0 | 0 | 0 | 0 | 0 | 0 | 0 | 0 | 0 | 0 | 0 | 0 | 0 | 0 | 0 | 0 | 0 | 0 | 0 | 0 | 0 | 0 | 0 | 0 | 0 | 0 | 0 | 0 | 0 | 0 | 0 | 0
F3_Commercial_Warehouse_New_Food Preparation_Natural Gas_Range_E1 | F3 | Commercial | Warehouse | New | Food Preparation | Natural Gas | Range | E1 | PACT BC Ratio | bar: 2019 to 2051
F3_Commercial_Warehouse_New_Food Preparation_Natural Gas_Range_E2 | F3 | Commercial | Warehouse | New | Food Preparation | Natural Gas | Range | E2 | PACT BC Ratio | 3530.2974 | 3555.1067 | 3584.6443 | 3618.9282 | 3659.2327 | 3706.44 | 3744.2377 | 3780.2525 | 3815.6456 | 3851.4671 | 3884.2865 | 3912.9985 | 3941.8625 | 3972.4468 | 4007.7324 | 4043.0145 | 4081.9633 | 4124.5364 | 4169.8543 | 4216.6265 | 4264.2006 | 4308.8405 | 4349.6613 | 4386.9175 | 4419.6979 | 4447.8813 | 4467.424 | 4481.9772 | 4494.5834 | 4505.3498 | 4516.0042 | 4520.7161 | 4520.7161
F3_Commercial_Warehouse_New_Food Preparation_Natural Gas_Range_E3 | F3 | Commercial | Warehouse | New | Food Preparation | Natural Gas | Range | E3 | PACT BC Ratio | 0 | 0 | 0 | 0 | 0 | 0 | 0 | 0 | 0 | 0 | 0 | 0 | 0 | 0 | 0 | 0 | 0 | 0 | 0 | 0 | 0 | 0 | 0 | 0 | 0 | 0 | 0 | 0 | 0 | 0 | 0 | 0 | 0
F3_Commercial_Warehouse_New_Food Preparation_Natural Gas_Range_E4 | F3 | Commercial | Warehouse | New | Food Preparation | Natural Gas | Range | E4 | PACT BC Ratio | 0 | 0 | 0 | 0 | 0 | 0 | 0 | 0 | 0 | 0 | 0 | 0 | 0 | 0 | 0 | 0 | 0 | 0 | 0 | 0 | 0 | 0 | 0 | 0 | 0 | 0 | 0 | 0 | 0 | 0 | 0 | 0 | 0
F3_Commercial_Warehouse_New_Food Preparation_Natural Gas_Range_E5 | F3 | Commercial | Warehouse | New | Food Preparation | Natural Gas | Range | E5 | PACT BC Ratio | 0 | 0 | 0 | 0 | 0 | 0 | 0 | 0 | 0 | 0 | 0 | 0 | 0 | 0 | 0 | 0 | 0 | 0 | 0 | 0 | 0 | 0 | 0 | 0 | 0 | 0 | 0 | 0 | 0 | 0 | 0 | 0 | 0
F3_Commercial_Warehouse_New_Food Preparation_Natural Gas_Range_E6 | F3 | Commercial | Warehouse | New | Food Preparation | Natural Gas | Range | E6 | PACT BC Ratio | 0 | 0 | 0 | 0 | 0 | 0 | 0 | 0 | 0 | 0 | 0 | 0 | 0 | 0 | 0 | 0 | 0 | 0 | 0 | 0 | 0 | 0 | 0 | 0 | 0 | 0 | 0 | 0 | 0 | 0 | 0 | 0 | 0
F3_Commercial_Warehouse_New_Food Preparation_Natural Gas_Range_E7 | F3 | Commercial | Warehouse | New | Food Preparation | Natural Gas | Range | E7 | PACT BC Ratio | 0 | 0 | 0 | 0 | 0 | 0 | 0 | 0 | 0 | 0 | 0 | 0 | 0 | 0 | 0 | 0 | 0 | 0 | 0 | 0 | 0 | 0 | 0 | 0 | 0 | 0 | 0 | 0 | 0 | 0 | 0 | 0 | 0
F3_Commercial_Warehouse_New_Food Preparation_Natural Gas_Range_E8 | F3 | Commercial | Warehouse | New | Food Preparation | Natural Gas | Range | E8 | PACT BC Ratio | 0 | 0 | 0 | 0 | 0 | 0 | 0 | 0 | 0 | 0 | 0 | 0 | 0 | 0 | 0 | 0 | 0 | 0 | 0 | 0 | 0 | 0 | 0 | 0 | 0 | 0 | 0 | 0 | 0 | 0 | 0 | 0 | 0
F3_Commercial_Warehouse_New_Food Preparation_Natural Gas_Range_E9 | F3 | Commercial | Warehouse | New | Food Preparation | Natural Gas | Range | E9 | PACT BC Ratio | 0 | 0 | 0 | 0 | 0 | 0 | 0 | 0 | 0 | 0 | 0 | 0 | 0 | 0 | 0 | 0 | 0 | 0 | 0 | 0 | 0 | 0 | 0 | 0 | 0 | 0 | 0 | 0 | 0 | 0 | 0 | 0 | 0
F3_Commercial_Warehouse_New_Food Preparation_Natural Gas_Range_E10 | F3 | Commercial | Warehouse | New | Food Preparation | Natural Gas | Range | E10 | PACT BC Ratio | 0 | 0 | 0 | 0 | 0 | 0 | 0 | 0 | 0 | 0 | 0 | 0 | 0 | 0 | 0 | 0 | 0 | 0 | 0 | 0 | 0 | 0 | 0 | 0 | 0 | 0 | 0 | 0 | 0 | 0 | 0 | 0 | 0
F4_Commercial_Warehouse_New_Food Preparation_Natural Gas_Range_E1 | F4 | Commercial | Warehouse | New | Food Preparation | Natural Gas | Range | E1 | RVT BC Ratio | bar: 2019 to 2051
F4_Commercial_Warehouse_New_Food Preparation_Natural Gas_Range_E2 | F4 | Commercial | Warehouse | New | Food Preparation | Natural Gas | Range | E2 | RVT BC Ratio | 3807.2736 | 3834.0244 | 3865.8736 | 3902.8406 | 3946.2991 | 3997.2009 | 4037.9565 | 4076.7898 | 4114.9527 | 4153.5775 | 4188.9653 | 4219.9244 | 4251.0471 | 4284.025 | 4322.072 | 4360.1152 | 4402.1121 | 4448.0169 | 4496.8813 | 4547.3138 | 4598.611 | 4646.7444 | 4690.7598 | 4730.9316 | 4766.2773 | 4796.6664 | 4817.7384 | 4833.4305 | 4847.0233 | 4858.6322 | 4870.1205 | 4875.2011 | 4875.2011
F4_Commercial_Warehouse_New_Food Preparation_Natural Gas_Range_E3 | F4 | Commercial | Warehouse | New | Food Preparation | Natural Gas | Range | E3 | RVT BC Ratio | 0 | 0 | 0 | 0 | 0 | 0 | 0 | 0 | 0 | 0 | 0 | 0 | 0 | 0 | 0 | 0 | 0 | 0 | 0 | 0 | 0 | 0 | 0 | 0 | 0 | 0 | 0 | 0 | 0 | 0 | 0 | 0 | 0
F4_Commercial_Warehouse_New_Food Preparation_Natural Gas_Range_E4 | F4 | Commercial | Warehouse | New | Food Preparation | Natural Gas | Range | E4 | RVT BC Ratio | 0 | 0 | 0 | 0 | 0 | 0 | 0 | 0 | 0 | 0 | 0 | 0 | 0 | 0 | 0 | 0 | 0 | 0 | 0 | 0 | 0 | 0 | 0 | 0 | 0 | 0 | 0 | 0 | 0 | 0 | 0 | 0 | 0
F4_Commercial_Warehouse_New_Food Preparation_Natural Gas_Range_E5 | F4 | Commercial | Warehouse | New | Food Preparation | Natural Gas | Range | E5 | RVT BC Ratio | 0 | 0 | 0 | 0 | 0 | 0 | 0 | 0 | 0 | 0 | 0 | 0 | 0 | 0 | 0 | 0 | 0 | 0 | 0 | 0 | 0 | 0 | 0 | 0 | 0 | 0 | 0 | 0 | 0 | 0 | 0 | 0 | 0
F4_Commercial_Warehouse_New_Food Preparation_Natural Gas_Range_E6 | F4 | Commercial | Warehouse | New | Food Preparation | Natural Gas | Range | E6 | RVT BC Ratio | 0 | 0 | 0 | 0 | 0 | 0 | 0 | 0 | 0 | 0 | 0 | 0 | 0 | 0 | 0 | 0 | 0 | 0 | 0 | 0 | 0 | 0 | 0 | 0 | 0 | 0 | 0 | 0 | 0 | 0 | 0 | 0 | 0
F4_Commercial_Warehouse_New_Food Preparation_Natural Gas_Range_E7 | F4 | Commercial | Warehouse | New | Food Preparation | Natural Gas | Range | E7 | RVT BC Ratio | 0 | 0 | 0 | 0 | 0 | 0 | 0 | 0 | 0 | 0 | 0 | 0 | 0 | 0 | 0 | 0 | 0 | 0 | 0 | 0 | 0 | 0 | 0 | 0 | 0 | 0 | 0 | 0 | 0 | 0 | 0 | 0 | 0
F4_Commercial_Warehouse_New_Food Preparation_Natural Gas_Range_E8 | F4 | Commercial | Warehouse | New | Food Preparation | Natural Gas | Range | E8 | RVT BC Ratio | 0 | 0 | 0 | 0 | 0 | 0 | 0 | 0 | 0 | 0 | 0 | 0 | 0 | 0 | 0 | 0 | 0 | 0 | 0 | 0 | 0 | 0 | 0 | 0 | 0 | 0 | 0 | 0 | 0 | 0 | 0 | 0 | 0
F4_Commercial_Warehouse_New_Food Preparation_Natural Gas_Range_E9 | F4 | Commercial | Warehouse | New | Food Preparation | Natural Gas | Range | E9 | RVT BC Ratio | 0 | 0 | 0 | 0 | 0 | 0 | 0 | 0 | 0 | 0 | 0 | 0 | 0 | 0 | 0 | 0 | 0 | 0 | 0 | 0 | 0 | 0 | 0 | 0 | 0 | 0 | 0 | 0 | 0 | 0 | 0 | 0 | 0
F4_Commercial_Warehouse_New_Food Preparation_Natural Gas_Range_E10 | F4 | Commercial | Warehouse | New | Food Preparation | Natural Gas | Range | E10 | RVT BC Ratio | 0 | 0 | 0 | 0 | 0 | 0 | 0 | 0 | 0 | 0 | 0 | 0 | 0 | 0 | 0 | 0 | 0 | 0 | 0 | 0 | 0 | 0 | 0 | 0 | 0 | 0 | 0 | 0 | 0 | 0 | 0 | 0 | 0
F5_Commercial_Warehouse_New_Food Preparation_Natural Gas_Range_E1 | F5 | Commercial | Warehouse | New | Food Preparation | Natural Gas | Range | E1 | RIM BC Ratio | bar: 2019 to 2051
F5_Commercial_Warehouse_New_Food Preparation_Natural Gas_Range_E2 | F5 | Commercial | Warehouse | New | Food Preparation | Natural Gas | Range | E2 | RIM BC Ratio | 0.83448 | 0.83448 | 0.83448 | 0.83449 | 0.83449 | 0.83449 | 0.83449 | 0.83449 | 0.8345 | 0.8345 | 0.8345 | 0.8345 | 0.8345 | 0.8345 | 0.83451 | 0.83451 | 0.83451 | 0.83451 | 0.83451 | 0.83451 | 0.83452 | 0.83452 | 0.83452 | 0.83452 | 0.83452 | 0.83452 | 0.83452 | 0.83452 | 0.83452 | 0.83452 | 0.83452 | 0.83453 | 0.83453
F5_Commercial_Warehouse_New_Food Preparation_Natural Gas_Range_E3 | F5 | Commercial | Warehouse | New | Food Preparation | Natural Gas | Range | E3 | RIM BC Ratio | 0 | 0 | 0 | 0 | 0 | 0 | 0 | 0 | 0 | 0 | 0 | 0 | 0 | 0 | 0 | 0 | 0 | 0 | 0 | 0 | 0 | 0 | 0 | 0 | 0 | 0 | 0 | 0 | 0 | 0 | 0 | 0 | 0
F5_Commercial_Warehouse_New_Food Preparation_Natural Gas_Range_E4 | F5 | Commercial | Warehouse | New | Food Preparation | Natural Gas | Range | E4 | RIM BC Ratio | 0 | 0 | 0 | 0 | 0 | 0 | 0 | 0 | 0 | 0 | 0 | 0 | 0 | 0 | 0 | 0 | 0 | 0 | 0 | 0 | 0 | 0 | 0 | 0 | 0 | 0 | 0 | 0 | 0 | 0 | 0 | 0 | 0
F5_Commercial_Warehouse_New_Food Preparation_Natural Gas_Range_E5 | F5 | Commercial | Warehouse | New | Food Preparation | Natural Gas | Range | E5 | RIM BC Ratio | 0 | 0 | 0 | 0 | 0 | 0 | 0 | 0 | 0 | 0 | 0 | 0 | 0 | 0 | 0 | 0 | 0 | 0 | 0 | 0 | 0 | 0 | 0 | 0 | 0 | 0 | 0 | 0 | 0 | 0 | 0 | 0 | 0
F5_Commercial_Warehouse_New_Food Preparation_Natural Gas_Range_E6 | F5 | Commercial | Warehouse | New | Food Preparation | Natural Gas | Range | E6 | RIM BC Ratio | 0 | 0 | 0 | 0 | 0 | 0 | 0 | 0 | 0 | 0 | 0 | 0 | 0 | 0 | 0 | 0 | 0 | 0 | 0 | 0 | 0 | 0 | 0 | 0 | 0 | 0 | 0 | 0 | 0 | 0 | 0 | 0 | 0
F5_Commercial_Warehouse_New_Food Preparation_Natural Gas_Range_E7 | F5 | Commercial | Warehouse | New | Food Preparation | Natural Gas | Range | E7 | RIM BC Ratio | 0 | 0 | 0 | 0 | 0 | 0 | 0 | 0 | 0 | 0 | 0 | 0 | 0 | 0 | 0 | 0 | 0 | 0 | 0 | 0 | 0 | 0 | 0 | 0 | 0 | 0 | 0 | 0 | 0 | 0 | 0 | 0 | 0
F5_Commercial_Warehouse_New_Food Preparation_Natural Gas_Range_E8 | F5 | Commercial | Warehouse | New | Food Preparation | Natural Gas | Range | E8 | RIM BC Ratio | 0 | 0 | 0 | 0 | 0 | 0 | 0 | 0 | 0 | 0 | 0 | 0 | 0 | 0 | 0 | 0 | 0 | 0 | 0 | 0 | 0 | 0 | 0 | 0 | 0 | 0 | 0 | 0 | 0 | 0 | 0 | 0 | 0
F5_Commercial_Warehouse_New_Food Preparation_Natural Gas_Range_E9 | F5 | Commercial | Warehouse | New | Food Preparation | Natural Gas | Range | E9 | RIM BC Ratio | 0 | 0 | 0 | 0 | 0 | 0 | 0 | 0 | 0 | 0 | 0 | 0 | 0 | 0 | 0 | 0 | 0 | 0 | 0 | 0 | 0 | 0 | 0 | 0 | 0 | 0 | 0 | 0 | 0 | 0 | 0 | 0 | 0
F5_Commercial_Warehouse_New_Food Preparation_Natural Gas_Range_E10 | F5 | Commercial | Warehouse | New | Food Preparation | Natural Gas | Range | E10 | RIM BC Ratio | 0 | 0 | 0 | 0 | 0 | 0 | 0 | 0 | 0 | 0 | 0 | 0 | 0 | 0 | 0 | 0 | 0 | 0 | 0 | 0 | 0 | 0 | 0 | 0 | 0 | 0 | 0 | 0 | 0 | 0 | 0 | 0 | 0
F0_Commercial_Warehouse_New_Food Preparation_Natural Gas_Steamer_E0 | F0 | Commercial | Warehouse | New | Food Preparation | Natural Gas | Steamer | E0 | Economic Unit | ENERGY STAR | ENERGY STAR | ENERGY STAR | ENERGY STAR | ENERGY STAR | ENERGY STAR | ENERGY STAR | ENERGY STAR | ENERGY STAR | ENERGY STAR | ENERGY STAR | ENERGY STAR | ENERGY STAR | ENERGY STAR | ENERGY STAR | ENERGY STAR | ENERGY STAR | ENERGY STAR | ENERGY STAR | ENERGY STAR | ENERGY STAR | ENERGY STAR | ENERGY STAR | ENERGY STAR | ENERGY STAR | ENERGY STAR | ENERGY STAR | ENERGY STAR | ENERGY STAR | ENERGY STAR | ENERGY STAR | ENERGY STAR | ENERGY STAR
F1_Commercial_Warehouse_New_Food Preparation_Natural Gas_Steamer_E1 | F1 | Commercial | Warehouse | New | Food Preparation | Natural Gas | Steamer | E1 | CCE | 0 | 0 | 0 | 0 | 0 | 0 | 0 | 0 | 0 | 0 | 0 | 0 | 0 | 0 | 0 | 0 | 0 | 0 | 0 | 0 | 0 | 0 | 0 | 0 | 0 | 0 | 0 | 0 | 0 | 0 | 0 | 0 | 0
F1_Commercial_Warehouse_New_Food Preparation_Natural Gas_Steamer_E2 | F1 | Commercial | Warehouse | New | Food Preparation | Natural Gas | Steamer | E2 | CCE | 0.38542 | 0.38542 | 0.38542 | 0 | 0 | 0 | 0 | 0 | 0 | 0 | 0 | 0 | 0 | 0 | 0 | 0 | 0 | 0 | 0 | 0 | 0 | 0 | 0 | 0 | 0 | 0 | 0 | 0 | 0 | 0 | 0 | 0 | 0
F1_Commercial_Warehouse_New_Food Preparation_Natural Gas_Steamer_E3 | F1 | Commercial | Warehouse | New | Food Preparation | Natural Gas | Steamer | E3 | CCE | 0 | 0 | 0 | 0 | 0 | 0 | 0 | 0 | 0 | 0 | 0 | 0 | 0 | 0 | 0 | 0 | 0 | 0 | 0 | 0 | 0 | 0 | 0 | 0 | 0 | 0 | 0 | 0 | 0 | 0 | 0 | 0 | 0
F1_Commercial_Warehouse_New_Food Preparation_Natural Gas_Steamer_E4 | F1 | Commercial | Warehouse | New | Food Preparation | Natural Gas | Steamer | E4 | CCE | 0 | 0 | 0 | 0 | 0 | 0 | 0 | 0 | 0 | 0 | 0 | 0 | 0 | 0 | 0 | 0 | 0 | 0 | 0 | 0 | 0 | 0 | 0 | 0 | 0 | 0 | 0 | 0 | 0 | 0 | 0 | 0 | 0
F1_Commercial_Warehouse_New_Food Preparation_Natural Gas_Steamer_E5 | F1 | Commercial | Warehouse | New | Food Preparation | Natural Gas | Steamer | E5 | CCE | 0 | 0 | 0 | 0 | 0 | 0 | 0 | 0 | 0 | 0 | 0 | 0 | 0 | 0 | 0 | 0 | 0 | 0 | 0 | 0 | 0 | 0 | 0 | 0 | 0 | 0 | 0 | 0 | 0 | 0 | 0 | 0 | 0
F1_Commercial_Warehouse_New_Food Preparation_Natural Gas_Steamer_E6 | F1 | Commercial | Warehouse | New | Food Preparation | Natural Gas | Steamer | E6 | CCE | 0 | 0 | 0 | 0 | 0 | 0 | 0 | 0 | 0 | 0 | 0 | 0 | 0 | 0 | 0 | 0 | 0 | 0 | 0 | 0 | 0 | 0 | 0 | 0 | 0 | 0 | 0 | 0 | 0 | 0 | 0 | 0 | 0
F1_Commercial_Warehouse_New_Food Preparation_Natural Gas_Steamer_E7 | F1 | Commercial | Warehouse | New | Food Preparation | Natural Gas | Steamer | E7 | CCE | 0 | 0 | 0 | 0 | 0 | 0 | 0 | 0 | 0 | 0 | 0 | 0 | 0 | 0 | 0 | 0 | 0 | 0 | 0 | 0 | 0 | 0 | 0 | 0 | 0 | 0 | 0 | 0 | 0 | 0 | 0 | 0 | 0
F1_Commercial_Warehouse_New_Food Preparation_Natural Gas_Steamer_E8 | F1 | Commercial | Warehouse | New | Food Preparation | Natural Gas | Steamer | E8 | CCE | 0 | 0 | 0 | 0 | 0 | 0 | 0 | 0 | 0 | 0 | 0 | 0 | 0 | 0 | 0 | 0 | 0 | 0 | 0 | 0 | 0 | 0 | 0 | 0 | 0 | 0 | 0 | 0 | 0 | 0 | 0 | 0 | 0
F1_Commercial_Warehouse_New_Food Preparation_Natural Gas_Steamer_E9 | F1 | Commercial | Warehouse | New | Food Preparation | Natural Gas | Steamer | E9 | CCE | 0 | 0 | 0 | 0 | 0 | 0 | 0 | 0 | 0 | 0 | 0 | 0 | 0 | 0 | 0 | 0 | 0 | 0 | 0 | 0 | 0 | 0 | 0 | 0 | 0 | 0 | 0 | 0 | 0 | 0 | 0 | 0 | 0
F1_Commercial_Warehouse_New_Food Preparation_Natural Gas_Steamer_E10 | F1 | Commercial | Warehouse | New | Food Preparation | Natural Gas | Steamer | E10 | CCE | 0 | 0 | 0 | 0 | 0 | 0 | 0 | 0 | 0 | 0 | 0 | 0 | 0 | 0 | 0 | 0 | 0 | 0 | 0 | 0 | 0 | 0 | 0 | 0 | 0 | 0 | 0 | 0 | 0 | 0 | 0 | 0 | 0
F2_Commercial_Warehouse_New_Food Preparation_Natural Gas_Steamer_E1 | F2 | Commercial | Warehouse | New | Food Preparation | Natural Gas | Steamer | E1 | TRC BC Ratio | 1 | 1 | 1 | 0 | 0 | 0 | 0 | 0 | 0 | 0 | 0 | 0 | 0 | 0 | 0 | 0 | 0 | 0 | 0 | 0 | 0 | 0 | 0 | 0 | 0 | 0 | 0 | 0 | 0 | 0 | 0 | 0 | 0
F2_Commercial_Warehouse_New_Food Preparation_Natural Gas_Steamer_E2 | F2 | Commercial | Warehouse | New | Food Preparation | Natural Gas | Steamer | E2 | TRC BC Ratio | 3.6298 | 3.6563 | 3.6864 | 1 | 1 | 1 | 1 | 1 | 1 | 1 | 1 | 1 | 1 | 1 | 1 | 1 | 1 | 1 | 1 | 1 | 1 | 1 | 1 | 1 | 1 | 1 | 1 | 1 | 1 | 1 | 1 | 1 | 1
F2_Commercial_Warehouse_New_Food Preparation_Natural Gas_Steamer_E3 | F2 | Commercial | Warehouse | New | Food Preparation | Natural Gas | Steamer | E3 | TRC BC Ratio | 0 | 0 | 0 | 0 | 0 | 0 | 0 | 0 | 0 | 0 | 0 | 0 | 0 | 0 | 0 | 0 | 0 | 0 | 0 | 0 | 0 | 0 | 0 | 0 | 0 | 0 | 0 | 0 | 0 | 0 | 0 | 0 | 0
F2_Commercial_Warehouse_New_Food Preparation_Natural Gas_Steamer_E4 | F2 | Commercial | Warehouse | New | Food Preparation | Natural Gas | Steamer | E4 | TRC BC Ratio | 0 | 0 | 0 | 0 | 0 | 0 | 0 | 0 | 0 | 0 | 0 | 0 | 0 | 0 | 0 | 0 | 0 | 0 | 0 | 0 | 0 | 0 | 0 | 0 | 0 | 0 | 0 | 0 | 0 | 0 | 0 | 0 | 0
F2_Commercial_Warehouse_New_Food Preparation_Natural Gas_Steamer_E5 | F2 | Commercial | Warehouse | New | Food Preparation | Natural Gas | Steamer | E5 | TRC BC Ratio | 0 | 0 | 0 | 0 | 0 | 0 | 0 | 0 | 0 | 0 | 0 | 0 | 0 | 0 | 0 | 0 | 0 | 0 | 0 | 0 | 0 | 0 | 0 | 0 | 0 | 0 | 0 | 0 | 0 | 0 | 0 | 0 | 0
F2_Commercial_Warehouse_New_Food Preparation_Natural Gas_Steamer_E6 | F2 | Commercial | Warehouse | New | Food Preparation | Natural Gas | Steamer | E6 | TRC BC Ratio | 0 | 0 | 0 | 0 | 0 | 0 | 0 | 0 | 0 | 0 | 0 | 0 | 0 | 0 | 0 | 0 | 0 | 0 | 0 | 0 | 0 | 0 | 0 | 0 | 0 | 0 | 0 | 0 | 0 | 0 | 0 | 0 | 0
F2_Commercial_Warehouse_New_Food Preparation_Natural Gas_Steamer_E7 | F2 | Commercial | Warehouse | New | Food Preparation | Natural Gas | Steamer | E7 | TRC BC Ratio | 0 | 0 | 0 | 0 | 0 | 0 | 0 | 0 | 0 | 0 | 0 | 0 | 0 | 0 | 0 | 0 | 0 | 0 | 0 | 0 | 0 | 0 | 0 | 0 | 0 | 0 | 0 | 0 | 0 | 0 | 0 | 0 | 0
F2_Commercial_Warehouse_New_Food Preparation_Natural Gas_Steamer_E8 | F2 | Commercial | Warehouse | New | Food Preparation | Natural Gas | Steamer | E8 | TRC BC Ratio | 0 | 0 | 0 | 0 | 0 | 0 | 0 | 0 | 0 | 0 | 0 | 0 | 0 | 0 | 0 | 0 | 0 | 0 | 0 | 0 | 0 | 0 | 0 | 0 | 0 | 0 | 0 | 0 | 0 | 0 | 0 | 0 | 0
F2_Commercial_Warehouse_New_Food Preparation_Natural Gas_Steamer_E9 | F2 | Commercial | Warehouse | New | Food Preparation | Natural Gas | Steamer | E9 | TRC BC Ratio | 0 | 0 | 0 | 0 | 0 | 0 | 0 | 0 | 0 | 0 | 0 | 0 | 0 | 0 | 0 | 0 | 0 | 0 | 0 | 0 | 0 | 0 | 0 | 0 | 0 | 0 | 0 | 0 | 0 | 0 | 0 | 0 | 0
F2_Commercial_Warehouse_New_Food Preparation_Natural Gas_Steamer_E10 | F2 | Commercial | Warehouse | New | Food Preparation | Natural Gas | Steamer | E10 | TRC BC Ratio | 0 | 0 | 0 | 0 | 0 | 0 | 0 | 0 | 0 | 0 | 0 | 0 | 0 | 0 | 0 | 0 | 0 | 0 | 0 | 0 | 0 | 0 | 0 | 0 | 0 | 0 | 0 | 0 | 0 | 0 | 0 | 0 | 0
F3_Commercial_Warehouse_New_Food Preparation_Natural Gas_Steamer_E1 | F3 | Commercial | Warehouse | New | Food Preparation | Natural Gas | Steamer | E1 | PACT BC Ratio | 1 | 1 | 1 | 0 | 0 | 0 | 0 | 0 | 0 | 0 | 0 | 0 | 0 | 0 | 0 | 0 | 0 | 0 | 0 | 0 | 0 | 0 | 0 | 0 | 0 | 0 | 0 | 0 | 0 | 0 | 0 | 0 | 0
F3_Commercial_Warehouse_New_Food Preparation_Natural Gas_Steamer_E2 | F3 | Commercial | Warehouse | New | Food Preparation | Natural Gas | Steamer | E2 | PACT BC Ratio | 4.8398 | 4.875 | 4.9151 | 1 | 1 | 1 | 1 | 1 | 1 | 1 | 1 | 1 | 1 | 1 | 1 | 1 | 1 | 1 | 1 | 1 | 1 | 1 | 1 | 1 | 1 | 1 | 1 | 1 | 1 | 1 | 1 | 1 | 1
F3_Commercial_Warehouse_New_Food Preparation_Natural Gas_Steamer_E3 | F3 | Commercial | Warehouse | New | Food Preparation | Natural Gas | Steamer | E3 | PACT BC Ratio | 0 | 0 | 0 | 0 | 0 | 0 | 0 | 0 | 0 | 0 | 0 | 0 | 0 | 0 | 0 | 0 | 0 | 0 | 0 | 0 | 0 | 0 | 0 | 0 | 0 | 0 | 0 | 0 | 0 | 0 | 0 | 0 | 0
F3_Commercial_Warehouse_New_Food Preparation_Natural Gas_Steamer_E4 | F3 | Commercial | Warehouse | New | Food Preparation | Natural Gas | Steamer | E4 | PACT BC Ratio | 0 | 0 | 0 | 0 | 0 | 0 | 0 | 0 | 0 | 0 | 0 | 0 | 0 | 0 | 0 | 0 | 0 | 0 | 0 | 0 | 0 | 0 | 0 | 0 | 0 | 0 | 0 | 0 | 0 | 0 | 0 | 0 | 0
F3_Commercial_Warehouse_New_Food Preparation_Natural Gas_Steamer_E5 | F3 | Commercial | Warehouse | New | Food Preparation | Natural Gas | Steamer | E5 | PACT BC Ratio | 0 | 0 | 0 | 0 | 0 | 0 | 0 | 0 | 0 | 0 | 0 | 0 | 0 | 0 | 0 | 0 | 0 | 0 | 0 | 0 | 0 | 0 | 0 | 0 | 0 | 0 | 0 | 0 | 0 | 0 | 0 | 0 | 0
F3_Commercial_Warehouse_New_Food Preparation_Natural Gas_Steamer_E6 | F3 | Commercial | Warehouse | New | Food Preparation | Natural Gas | Steamer | E6 | PACT BC Ratio | 0 | 0 | 0 | 0 | 0 | 0 | 0 | 0 | 0 | 0 | 0 | 0 | 0 | 0 | 0 | 0 | 0 | 0 | 0 | 0 | 0 | 0 | 0 | 0 | 0 | 0 | 0 | 0 | 0 | 0 | 0 | 0 | 0
F3_Commercial_Warehouse_New_Food Preparation_Natural Gas_Steamer_E7 | F3 | Commercial | Warehouse | New | Food Preparation | Natural Gas | Steamer | E7 | PACT BC Ratio | 0 | 0 | 0 | 0 | 0 | 0 | 0 | 0 | 0 | 0 | 0 | 0 | 0 | 0 | 0 | 0 | 0 | 0 | 0 | 0 | 0 | 0 | 0 | 0 | 0 | 0 | 0 | 0 | 0 | 0 | 0 | 0 | 0
F3_Commercial_Warehouse_New_Food Preparation_Natural Gas_Steamer_E8 | F3 | Commercial | Warehouse | New | Food Preparation | Natural Gas | Steamer | E8 | PACT BC Ratio | 0 | 0 | 0 | 0 | 0 | 0 | 0 | 0 | 0 | 0 | 0 | 0 | 0 | 0 | 0 | 0 | 0 | 0 | 0 | 0 | 0 | 0 | 0 | 0 | 0 | 0 | 0 | 0 | 0 | 0 | 0 | 0 | 0
F3_Commercial_Warehouse_New_Food Preparation_Natural Gas_Steamer_E9 | F3 | Commercial | Warehouse | New | Food Preparation | Natural Gas | Steamer | E9 | PACT BC Ratio | 0 | 0 | 0 | 0 | 0 | 0 | 0 | 0 | 0 | 0 | 0 | 0 | 0 | 0 | 0 | 0 | 0 | 0 | 0 | 0 | 0 | 0 | 0 | 0 | 0 | 0 | 0 | 0 | 0 | 0 | 0 | 0 | 0
F3_Commercial_Warehouse_New_Food Preparation_Natural Gas_Steamer_E10 | F3 | Commercial | Warehouse | New | Food Preparation | Natural Gas | Steamer | E10 | PACT BC Ratio | 0 | 0 | 0 | 0 | 0 | 0 | 0 | 0 | 0 | 0 | 0 | 0 | 0 | 0 | 0 | 0 | 0 | 0 | 0 | 0 | 0 | 0 | 0 | 0 | 0 | 0 | 0 | 0 | 0 | 0 | 0 | 0 | 0
F4_Commercial_Warehouse_New_Food Preparation_Natural Gas_Steamer_E1 | F4 | Commercial | Warehouse | New | Food Preparation | Natural Gas | Steamer | E1 | RVT BC Ratio | 1 | 1 | 1 | 0 | 0 | 0 | 0 | 0 | 0 | 0 | 0 | 0 | 0 | 0 | 0 | 0 | 0 | 0 | 0 | 0 | 0 | 0 | 0 | 0 | 0 | 0 | 0 | 0 | 0 | 0 | 0 | 0 | 0
F4_Commercial_Warehouse_New_Food Preparation_Natural Gas_Steamer_E2 | F4 | Commercial | Warehouse | New | Food Preparation | Natural Gas | Steamer | E2 | RVT BC Ratio | 5.9186 | 5.9566 | 5.9998 | 1 | 1 | 1 | 1 | 1 | 1 | 1 | 1 | 1 | 1 | 1 | 1 | 1 | 1 | 1 | 1 | 1 | 1 | 1 | 1 | 1 | 1 | 1 | 1 | 1 | 1 | 1 | 1 | 1 | 1
F4_Commercial_Warehouse_New_Food Preparation_Natural Gas_Steamer_E3 | F4 | Commercial | Warehouse | New | Food Preparation | Natural Gas | Steamer | E3 | RVT BC Ratio | 0 | 0 | 0 | 0 | 0 | 0 | 0 | 0 | 0 | 0 | 0 | 0 | 0 | 0 | 0 | 0 | 0 | 0 | 0 | 0 | 0 | 0 | 0 | 0 | 0 | 0 | 0 | 0 | 0 | 0 | 0 | 0 | 0
F4_Commercial_Warehouse_New_Food Preparation_Natural Gas_Steamer_E4 | F4 | Commercial | Warehouse | New | Food Preparation | Natural Gas | Steamer | E4 | RVT BC Ratio | 0 | 0 | 0 | 0 | 0 | 0 | 0 | 0 | 0 | 0 | 0 | 0 | 0 | 0 | 0 | 0 | 0 | 0 | 0 | 0 | 0 | 0 | 0 | 0 | 0 | 0 | 0 | 0 | 0 | 0 | 0 | 0 | 0
F4_Commercial_Warehouse_New_Food Preparation_Natural Gas_Steamer_E5 | F4 | Commercial | Warehouse | New | Food Preparation | Natural Gas | Steamer | E5 | RVT BC Ratio | 0 | 0 | 0 | 0 | 0 | 0 | 0 | 0 | 0 | 0 | 0 | 0 | 0 | 0 | 0 | 0 | 0 | 0 | 0 | 0 | 0 | 0 | 0 | 0 | 0 | 0 | 0 | 0 | 0 | 0 | 0 | 0 | 0
F4_Commercial_Warehouse_New_Food Preparation_Natural Gas_Steamer_E6 | F4 | Commercial | Warehouse | New | Food Preparation | Natural Gas | Steamer | E6 | RVT BC Ratio | 0 | 0 | 0 | 0 | 0 | 0 | 0 | 0 | 0 | 0 | 0 | 0 | 0 | 0 | 0 | 0 | 0 | 0 | 0 | 0 | 0 | 0 | 0 | 0 | 0 | 0 | 0 | 0 | 0 | 0 | 0 | 0 | 0
F4_Commercial_Warehouse_New_Food Preparation_Natural Gas_Steamer_E7 | F4 | Commercial | Warehouse | New | Food Preparation | Natural Gas | Steamer | E7 | RVT BC Ratio | 0 | 0 | 0 | 0 | 0 | 0 | 0 | 0 | 0 | 0 | 0 | 0 | 0 | 0 | 0 | 0 | 0 | 0 | 0 | 0 | 0 | 0 | 0 | 0 | 0 | 0 | 0 | 0 | 0 | 0 | 0 | 0 | 0
F4_Commercial_Warehouse_New_Food Preparation_Natural Gas_Steamer_E8 | F4 | Commercial | Warehouse | New | Food Preparation | Natural Gas | Steamer | E8 | RVT BC Ratio | 0 | 0 | 0 | 0 | 0 | 0 | 0 | 0 | 0 | 0 | 0 | 0 | 0 | 0 | 0 | 0 | 0 | 0 | 0 | 0 | 0 | 0 | 0 | 0 | 0 | 0 | 0 | 0 | 0 | 0 | 0 | 0 | 0
F4_Commercial_Warehouse_New_Food Preparation_Natural Gas_Steamer_E9 | F4 | Commercial | Warehouse | New | Food Preparation | Natural Gas | Steamer | E9 | RVT BC Ratio | 0 | 0 | 0 | 0 | 0 | 0 | 0 | 0 | 0 | 0 | 0 | 0 | 0 | 0 | 0 | 0 | 0 | 0 | 0 | 0 | 0 | 0 | 0 | 0 | 0 | 0 | 0 | 0 | 0 | 0 | 0 | 0 | 0
F4_Commercial_Warehouse_New_Food Preparation_Natural Gas_Steamer_E10 | F4 | Commercial | Warehouse | New | Food Preparation | Natural Gas | Steamer | E10 | RVT BC Ratio | 0 | 0 | 0 | 0 | 0 | 0 | 0 | 0 | 0 | 0 | 0 | 0 | 0 | 0 | 0 | 0 | 0 | 0 | 0 | 0 | 0 | 0 | 0 | 0 | 0 | 0 | 0 | 0 | 0 | 0 | 0 | 0 | 0
F5_Commercial_Warehouse_New_Food Preparation_Natural Gas_Steamer_E1 | F5 | Commercial | Warehouse | New | Food Preparation | Natural Gas | Steamer | E1 | RIM BC Ratio | 1 | 1 | 1 | 0 | 0 | 0 | 0 | 0 | 0 | 0 | 0 | 0 | 0 | 0 | 0 | 0 | 0 | 0 | 0 | 0 | 0 | 0 | 0 | 0 | 0 | 0 | 0 | 0 | 0 | 0 | 0 | 0 | 0
F5_Commercial_Warehouse_New_Food Preparation_Natural Gas_Steamer_E2 | F5 | Commercial | Warehouse | New | Food Preparation | Natural Gas | Steamer | E2 | RIM BC Ratio | 0.7119 | 0.71266 | 0.71351 | 1 | 1 | 1 | 1 | 1 | 1 | 1 | 1 | 1 | 1 | 1 | 1 | 1 | 1 | 1 | 1 | 1 | 1 | 1 | 1 | 1 | 1 | 1 | 1 | 1 | 1 | 1 | 1 | 1 | 1
F5_Commercial_Warehouse_New_Food Preparation_Natural Gas_Steamer_E3 | F5 | Commercial | Warehouse | New | Food Preparation | Natural Gas | Steamer | E3 | RIM BC Ratio | 0 | 0 | 0 | 0 | 0 | 0 | 0 | 0 | 0 | 0 | 0 | 0 | 0 | 0 | 0 | 0 | 0 | 0 | 0 | 0 | 0 | 0 | 0 | 0 | 0 | 0 | 0 | 0 | 0 | 0 | 0 | 0 | 0
F5_Commercial_Warehouse_New_Food Preparation_Natural Gas_Steamer_E4 | F5 | Commercial | Warehouse | New | Food Preparation | Natural Gas | Steamer | E4 | RIM BC Ratio | 0 | 0 | 0 | 0 | 0 | 0 | 0 | 0 | 0 | 0 | 0 | 0 | 0 | 0 | 0 | 0 | 0 | 0 | 0 | 0 | 0 | 0 | 0 | 0 | 0 | 0 | 0 | 0 | 0 | 0 | 0 | 0 | 0
F5_Commercial_Warehouse_New_Food Preparation_Natural Gas_Steamer_E5 | F5 | Commercial | Warehouse | New | Food Preparation | Natural Gas | Steamer | E5 | RIM BC Ratio | 0 | 0 | 0 | 0 | 0 | 0 | 0 | 0 | 0 | 0 | 0 | 0 | 0 | 0 | 0 | 0 | 0 | 0 | 0 | 0 | 0 | 0 | 0 | 0 | 0 | 0 | 0 | 0 | 0 | 0 | 0 | 0 | 0
F5_Commercial_Warehouse_New_Food Preparation_Natural Gas_Steamer_E6 | F5 | Commercial | Warehouse | New | Food Preparation | Natural Gas | Steamer | E6 | RIM BC Ratio | 0 | 0 | 0 | 0 | 0 | 0 | 0 | 0 | 0 | 0 | 0 | 0 | 0 | 0 | 0 | 0 | 0 | 0 | 0 | 0 | 0 | 0 | 0 | 0 | 0 | 0 | 0 | 0 | 0 | 0 | 0 | 0 | 0
F5_Commercial_Warehouse_New_Food Preparation_Natural Gas_Steamer_E7 | F5 | Commercial | Warehouse | New | Food Preparation | Natural Gas | Steamer | E7 | RIM BC Ratio | 0 | 0 | 0 | 0 | 0 | 0 | 0 | 0 | 0 | 0 | 0 | 0 | 0 | 0 | 0 | 0 | 0 | 0 | 0 | 0 | 0 | 0 | 0 | 0 | 0 | 0 | 0 | 0 | 0 | 0 | 0 | 0 | 0
F5_Commercial_Warehouse_New_Food Preparation_Natural Gas_Steamer_E8 | F5 | Commercial | Warehouse | New | Food Preparation | Natural Gas | Steamer | E8 | RIM BC Ratio | 0 | 0 | 0 | 0 | 0 | 0 | 0 | 0 | 0 | 0 | 0 | 0 | 0 | 0 | 0 | 0 | 0 | 0 | 0 | 0 | 0 | 0 | 0 | 0 | 0 | 0 | 0 | 0 | 0 | 0 | 0 | 0 | 0
F5_Commercial_Warehouse_New_Food Preparation_Natural Gas_Steamer_E9 | F5 | Commercial | Warehouse | New | Food Preparation | Natural Gas | Steamer | E9 | RIM BC Ratio | 0 | 0 | 0 | 0 | 0 | 0 | 0 | 0 | 0 | 0 | 0 | 0 | 0 | 0 | 0 | 0 | 0 | 0 | 0 | 0 | 0 | 0 | 0 | 0 | 0 | 0 | 0 | 0 | 0 | 0 | 0 | 0 | 0
F5_Commercial_Warehouse_New_Food Preparation_Natural Gas_Steamer_E10 | F5 | Commercial | Warehouse | New | Food Preparation | Natural Gas | Steamer | E10 | RIM BC Ratio | 0 | 0 | 0 | 0 | 0 | 0 | 0 | 0 | 0 | 0 | 0 | 0 | 0 | 0 | 0 | 0 | 0 | 0 | 0 | 0 | 0 | 0 | 0 | 0 | 0 | 0 | 0 | 0 | 0 | 0 | 0 | 0 | 0
F0_Commercial_Warehouse_New_Food Preparation_Natural Gas_Food Prep Other_E0 | F0 | Commercial | Warehouse | New | Food Preparation | Natural Gas | Food Prep Other | E0 | Economic Unit | Standard | Standard | Standard | Standard | Standard | Standard | Standard | Standard | Standard | Standard | Standard | Standard | Standard | Standard | Standard | Standard | Standard | Standard | Standard | Standard | Standard | Standard | Standard | Standard | Standard | Standard | Standard | Standard | Standard | Standard | Standard | Standard | Standard
F1_Commercial_Warehouse_New_Food Preparation_Natural Gas_Food Prep Other_E1 | F1 | Commercial | Warehouse | New | Food Preparation | Natural Gas | Food Prep Other | E1 | CCE | 0 | 0 | 0 | 0 | 0 | 0 | 0 | 0 | 0 | 0 | 0 | 0 | 0 | 0 | 0 | 0 | 0 | 0 | 0 | 0 | 0 | 0 | 0 | 0 | 0 | 0 | 0 | 0 | 0 | 0 | 0 | 0 | 0
F1_Commercial_Warehouse_New_Food Preparation_Natural Gas_Food Prep Other_E2 | F1 | Commercial | Warehouse | New | Food Preparation | Natural Gas | Food Prep Other | E2 | CCE | #DIV/0! | #DIV/0! | #DIV/0! | #DIV/0! | #DIV/0! | #DIV/0! | #DIV/0! | #DIV/0! | #DIV/0! | #DIV/0! | #DIV/0! | #DIV/0! | #DIV/0! | #DIV/0! | #DIV/0! | #DIV/0! | #DIV/0! | #DIV/0! | #DIV/0! | #DIV/0! | #DIV/0! | #DIV/0! | #DIV/0! | #DIV/0! | #DIV/0! | #DIV/0! | #DIV/0! | #DIV/0! | #DIV/0! | #DIV/0! | #DIV/0! | #DIV/0! | #DIV/0!
F1_Commercial_Warehouse_New_Food Preparation_Natural Gas_Food Prep Other_E3 | F1 | Commercial | Warehouse | New | Food Preparation | Natural Gas | Food Prep Other | E3 | CCE | 0 | 0 | 0 | 0 | 0 | 0 | 0 | 0 | 0 | 0 | 0 | 0 | 0 | 0 | 0 | 0 | 0 | 0 | 0 | 0 | 0 | 0 | 0 | 0 | 0 | 0 | 0 | 0 | 0 | 0 | 0 | 0 | 0
F1_Commercial_Warehouse_New_Food Preparation_Natural Gas_Food Prep Other_E4 | F1 | Commercial | Warehouse | New | Food Preparation | Natural Gas | Food Prep Other | E4 | CCE | 0 | 0 | 0 | 0 | 0 | 0 | 0 | 0 | 0 | 0 | 0 | 0 | 0 | 0 | 0 | 0 | 0 | 0 | 0 | 0 | 0 | 0 | 0 | 0 | 0 | 0 | 0 | 0 | 0 | 0 | 0 | 0 | 0
F1_Commercial_Warehouse_New_Food Preparation_Natural Gas_Food Prep Other_E5 | F1 | Commercial | Warehouse | New | Food Preparation | Natural Gas | Food Prep Other | E5 | CCE | 0 | 0 | 0 | 0 | 0 | 0 | 0 | 0 | 0 | 0 | 0 | 0 | 0 | 0 | 0 | 0 | 0 | 0 | 0 | 0 | 0 | 0 | 0 | 0 | 0 | 0 | 0 | 0 | 0 | 0 | 0 | 0 | 0
F1_Commercial_Warehouse_New_Food Preparation_Natural Gas_Food Prep Other_E6 | F1 | Commercial | Warehouse | New | Food Preparation | Natural Gas | Food Prep Other | E6 | CCE | 0 | 0 | 0 | 0 | 0 | 0 | 0 | 0 | 0 | 0 | 0 | 0 | 0 | 0 | 0 | 0 | 0 | 0 | 0 | 0 | 0 | 0 | 0 | 0 | 0 | 0 | 0 | 0 | 0 | 0 | 0 | 0 | 0
F1_Commercial_Warehouse_New_Food Preparation_Natural Gas_Food Prep Other_E7 | F1 | Commercial | Warehouse | New | Food Preparation | Natural Gas | Food Prep Other | E7 | CCE | 0 | 0 | 0 | 0 | 0 | 0 | 0 | 0 | 0 | 0 | 0 | 0 | 0 | 0 | 0 | 0 | 0 | 0 | 0 | 0 | 0 | 0 | 0 | 0 | 0 | 0 | 0 | 0 | 0 | 0 | 0 | 0 | 0
F1_Commercial_Warehouse_New_Food Preparation_Natural Gas_Food Prep Other_E8 | F1 | Commercial | Warehouse | New | Food Preparation | Natural Gas | Food Prep Other | E8 | CCE | 0 | 0 | 0 | 0 | 0 | 0 | 0 | 0 | 0 | 0 | 0 | 0 | 0 | 0 | 0 | 0 | 0 | 0 | 0 | 0 | 0 | 0 | 0 | 0 | 0 | 0 | 0 | 0 | 0 | 0 | 0 | 0 | 0
F1_Commercial_Warehouse_New_Food Preparation_Natural Gas_Food Prep Other_E9 | F1 | Commercial | Warehouse | New | Food Preparation | Natural Gas | Food Prep Other | E9 | CCE | 0 | 0 | 0 | 0 | 0 | 0 | 0 | 0 | 0 | 0 | 0 | 0 | 0 | 0 | 0 | 0 | 0 | 0 | 0 | 0 | 0 | 0 | 0 | 0 | 0 | 0 | 0 | 0 | 0 | 0 | 0 | 0 | 0
F1_Commercial_Warehouse_New_Food Preparation_Natural Gas_Food Prep Other_E10 | F1 | Commercial | Warehouse | New | Food Preparation | Natural Gas | Food Prep Other | E10 | CCE | 0 | 0 | 0 | 0 | 0 | 0 | 0 | 0 | 0 | 0 | 0 | 0 | 0 | 0 | 0 | 0 | 0 | 0 | 0 | 0 | 0 | 0 | 0 | 0 | 0 | 0 | 0 | 0 | 0 | 0 | 0 | 0 | 0
F2_Commercial_Warehouse_New_Food Preparation_Natural Gas_Food Prep Other_E1 | F2 | Commercial | Warehouse | New | Food Preparation | Natural Gas | Food Prep Other | E1 | TRC BC Ratio | bar: 2019 to 2051
F2_Commercial_Warehouse_New_Food Preparation_Natural Gas_Food Prep Other_E2 | F2 | Commercial | Warehouse | New | Food Preparation | Natural Gas | Food Prep Other | E2 | TRC BC Ratio | 0 | 0 | 0 | 0 | 0 | 0 | 0 | 0 | 0 | 0 | 0 | 0 | 0 | 0 | 0 | 0 | 0 | 0 | 0 | 0 | 0 | 0 | 0 | 0 | 0 | 0 | 0 | 0 | 0 | 0 | 0 | 0 | 0
F2_Commercial_Warehouse_New_Food Preparation_Natural Gas_Food Prep Other_E3 | F2 | Commercial | Warehouse | New | Food Preparation | Natural Gas | Food Prep Other | E3 | TRC BC Ratio | 0 | 0 | 0 | 0 | 0 | 0 | 0 | 0 | 0 | 0 | 0 | 0 | 0 | 0 | 0 | 0 | 0 | 0 | 0 | 0 | 0 | 0 | 0 | 0 | 0 | 0 | 0 | 0 | 0 | 0 | 0 | 0 | 0
F2_Commercial_Warehouse_New_Food Preparation_Natural Gas_Food Prep Other_E4 | F2 | Commercial | Warehouse | New | Food Preparation | Natural Gas | Food Prep Other | E4 | TRC BC Ratio | 0 | 0 | 0 | 0 | 0 | 0 | 0 | 0 | 0 | 0 | 0 | 0 | 0 | 0 | 0 | 0 | 0 | 0 | 0 | 0 | 0 | 0 | 0 | 0 | 0 | 0 | 0 | 0 | 0 | 0 | 0 | 0 | 0
F2_Commercial_Warehouse_New_Food Preparation_Natural Gas_Food Prep Other_E5 | F2 | Commercial | Warehouse | New | Food Preparation | Natural Gas | Food Prep Other | E5 | TRC BC Ratio | 0 | 0 | 0 | 0 | 0 | 0 | 0 | 0 | 0 | 0 | 0 | 0 | 0 | 0 | 0 | 0 | 0 | 0 | 0 | 0 | 0 | 0 | 0 | 0 | 0 | 0 | 0 | 0 | 0 | 0 | 0 | 0 | 0
F2_Commercial_Warehouse_New_Food Preparation_Natural Gas_Food Prep Other_E6 | F2 | Commercial | Warehouse | New | Food Preparation | Natural Gas | Food Prep Other | E6 | TRC BC Ratio | 0 | 0 | 0 | 0 | 0 | 0 | 0 | 0 | 0 | 0 | 0 | 0 | 0 | 0 | 0 | 0 | 0 | 0 | 0 | 0 | 0 | 0 | 0 | 0 | 0 | 0 | 0 | 0 | 0 | 0 | 0 | 0 | 0
F2_Commercial_Warehouse_New_Food Preparation_Natural Gas_Food Prep Other_E7 | F2 | Commercial | Warehouse | New | Food Preparation | Natural Gas | Food Prep Other | E7 | TRC BC Ratio | 0 | 0 | 0 | 0 | 0 | 0 | 0 | 0 | 0 | 0 | 0 | 0 | 0 | 0 | 0 | 0 | 0 | 0 | 0 | 0 | 0 | 0 | 0 | 0 | 0 | 0 | 0 | 0 | 0 | 0 | 0 | 0 | 0
F2_Commercial_Warehouse_New_Food Preparation_Natural Gas_Food Prep Other_E8 | F2 | Commercial | Warehouse | New | Food Preparation | Natural Gas | Food Prep Other | E8 | TRC BC Ratio | 0 | 0 | 0 | 0 | 0 | 0 | 0 | 0 | 0 | 0 | 0 | 0 | 0 | 0 | 0 | 0 | 0 | 0 | 0 | 0 | 0 | 0 | 0 | 0 | 0 | 0 | 0 | 0 | 0 | 0 | 0 | 0 | 0
F2_Commercial_Warehouse_New_Food Preparation_Natural Gas_Food Prep Other_E9 | F2 | Commercial | Warehouse | New | Food Preparation | Natural Gas | Food Prep Other | E9 | TRC BC Ratio | 0 | 0 | 0 | 0 | 0 | 0 | 0 | 0 | 0 | 0 | 0 | 0 | 0 | 0 | 0 | 0 | 0 | 0 | 0 | 0 | 0 | 0 | 0 | 0 | 0 | 0 | 0 | 0 | 0 | 0 | 0 | 0 | 0
F2_Commercial_Warehouse_New_Food Preparation_Natural Gas_Food Prep Other_E10 | F2 | Commercial | Warehouse | New | Food Preparation | Natural Gas | Food Prep Other | E10 | TRC BC Ratio | 0 | 0 | 0 | 0 | 0 | 0 | 0 | 0 | 0 | 0 | 0 | 0 | 0 | 0 | 0 | 0 | 0 | 0 | 0 | 0 | 0 | 0 | 0 | 0 | 0 | 0 | 0 | 0 | 0 | 0 | 0 | 0 | 0
F3_Commercial_Warehouse_New_Food Preparation_Natural Gas_Food Prep Other_E1 | F3 | Commercial | Warehouse | New | Food Preparation | Natural Gas | Food Prep Other | E1 | PACT BC Ratio | bar: 2019 to 2051
F3_Commercial_Warehouse_New_Food Preparation_Natural Gas_Food Prep Other_E2 | F3 | Commercial | Warehouse | New | Food Preparation | Natural Gas | Food Prep Other | E2 | PACT BC Ratio | 0 | 0 | 0 | 0 | 0 | 0 | 0 | 0 | 0 | 0 | 0 | 0 | 0 | 0 | 0 | 0 | 0 | 0 | 0 | 0 | 0 | 0 | 0 | 0 | 0 | 0 | 0 | 0 | 0 | 0 | 0 | 0 | 0
F3_Commercial_Warehouse_New_Food Preparation_Natural Gas_Food Prep Other_E3 | F3 | Commercial | Warehouse | New | Food Preparation | Natural Gas | Food Prep Other | E3 | PACT BC Ratio | 0 | 0 | 0 | 0 | 0 | 0 | 0 | 0 | 0 | 0 | 0 | 0 | 0 | 0 | 0 | 0 | 0 | 0 | 0 | 0 | 0 | 0 | 0 | 0 | 0 | 0 | 0 | 0 | 0 | 0 | 0 | 0 | 0
F3_Commercial_Warehouse_New_Food Preparation_Natural Gas_Food Prep Other_E4 | F3 | Commercial | Warehouse | New | Food Preparation | Natural Gas | Food Prep Other | E4 | PACT BC Ratio | 0 | 0 | 0 | 0 | 0 | 0 | 0 | 0 | 0 | 0 | 0 | 0 | 0 | 0 | 0 | 0 | 0 | 0 | 0 | 0 | 0 | 0 | 0 | 0 | 0 | 0 | 0 | 0 | 0 | 0 | 0 | 0 | 0
F3_Commercial_Warehouse_New_Food Preparation_Natural Gas_Food Prep Other_E5 | F3 | Commercial | Warehouse | New | Food Preparation | Natural Gas | Food Prep Other | E5 | PACT BC Ratio | 0 | 0 | 0 | 0 | 0 | 0 | 0 | 0 | 0 | 0 | 0 | 0 | 0 | 0 | 0 | 0 | 0 | 0 | 0 | 0 | 0 | 0 | 0 | 0 | 0 | 0 | 0 | 0 | 0 | 0 | 0 | 0 | 0
F3_Commercial_Warehouse_New_Food Preparation_Natural Gas_Food Prep Other_E6 | F3 | Commercial | Warehouse | New | Food Preparation | Natural Gas | Food Prep Other | E6 | PACT BC Ratio | 0 | 0 | 0 | 0 | 0 | 0 | 0 | 0 | 0 | 0 | 0 | 0 | 0 | 0 | 0 | 0 | 0 | 0 | 0 | 0 | 0 | 0 | 0 | 0 | 0 | 0 | 0 | 0 | 0 | 0 | 0 | 0 | 0
F3_Commercial_Warehouse_New_Food Preparation_Natural Gas_Food Prep Other_E7 | F3 | Commercial | Warehouse | New | Food Preparation | Natural Gas | Food Prep Other | E7 | PACT BC Ratio | 0 | 0 | 0 | 0 | 0 | 0 | 0 | 0 | 0 | 0 | 0 | 0 | 0 | 0 | 0 | 0 | 0 | 0 | 0 | 0 | 0 | 0 | 0 | 0 | 0 | 0 | 0 | 0 | 0 | 0 | 0 | 0 | 0
F3_Commercial_Warehouse_New_Food Preparation_Natural Gas_Food Prep Other_E8 | F3 | Commercial | Warehouse | New | Food Preparation | Natural Gas | Food Prep Other | E8 | PACT BC Ratio | 0 | 0 | 0 | 0 | 0 | 0 | 0 | 0 | 0 | 0 | 0 | 0 | 0 | 0 | 0 | 0 | 0 | 0 | 0 | 0 | 0 | 0 | 0 | 0 | 0 | 0 | 0 | 0 | 0 | 0 | 0 | 0 | 0
F3_Commercial_Warehouse_New_Food Preparation_Natural Gas_Food Prep Other_E9 | F3 | Commercial | Warehouse | New | Food Preparation | Natural Gas | Food Prep Other | E9 | PACT BC Ratio | 0 | 0 | 0 | 0 | 0 | 0 | 0 | 0 | 0 | 0 | 0 | 0 | 0 | 0 | 0 | 0 | 0 | 0 | 0 | 0 | 0 | 0 | 0 | 0 | 0 | 0 | 0 | 0 | 0 | 0 | 0 | 0 | 0
F3_Commercial_Warehouse_New_Food Preparation_Natural Gas_Food Prep Other_E10 | F3 | Commercial | Warehouse | New | Food Preparation | Natural Gas | Food Prep Other | E10 | PACT BC Ratio | 0 | 0 | 0 | 0 | 0 | 0 | 0 | 0 | 0 | 0 | 0 | 0 | 0 | 0 | 0 | 0 | 0 | 0 | 0 | 0 | 0 | 0 | 0 | 0 | 0 | 0 | 0 | 0 | 0 | 0 | 0 | 0 | 0
F4_Commercial_Warehouse_New_Food Preparation_Natural Gas_Food Prep Other_E1 | F4 | Commercial | Warehouse | New | Food Preparation | Natural Gas | Food Prep Other | E1 | RVT BC Ratio | bar: 2019 to 2051
F4_Commercial_Warehouse_New_Food Preparation_Natural Gas_Food Prep Other_E2 | F4 | Commercial | Warehouse | New | Food Preparation | Natural Gas | Food Prep Other | E2 | RVT BC Ratio | 0.7 | 0.7 | 0.7 | 0.7 | 0.7 | 0.7 | 0.7 | 0.7 | 0.7 | 0.7 | 0.7 | 0.7 | 0.7 | 0.7 | 0.7 | 0.7 | 0.7 | 0.7 | 0.7 | 0.7 | 0.7 | 0.7 | 0.7 | 0.7 | 0.7 | 0.7 | 0.7 | 0.7 | 0.7 | 0.7 | 0.7 | 0.7 | 0.7
F4_Commercial_Warehouse_New_Food Preparation_Natural Gas_Food Prep Other_E3 | F4 | Commercial | Warehouse | New | Food Preparation | Natural Gas | Food Prep Other | E3 | RVT BC Ratio | 0 | 0 | 0 | 0 | 0 | 0 | 0 | 0 | 0 | 0 | 0 | 0 | 0 | 0 | 0 | 0 | 0 | 0 | 0 | 0 | 0 | 0 | 0 | 0 | 0 | 0 | 0 | 0 | 0 | 0 | 0 | 0 | 0
F4_Commercial_Warehouse_New_Food Preparation_Natural Gas_Food Prep Other_E4 | F4 | Commercial | Warehouse | New | Food Preparation | Natural Gas | Food Prep Other | E4 | RVT BC Ratio | 0 | 0 | 0 | 0 | 0 | 0 | 0 | 0 | 0 | 0 | 0 | 0 | 0 | 0 | 0 | 0 | 0 | 0 | 0 | 0 | 0 | 0 | 0 | 0 | 0 | 0 | 0 | 0 | 0 | 0 | 0 | 0 | 0
F4_Commercial_Warehouse_New_Food Preparation_Natural Gas_Food Prep Other_E5 | F4 | Commercial | Warehouse | New | Food Preparation | Natural Gas | Food Prep Other | E5 | RVT BC Ratio | 0 | 0 | 0 | 0 | 0 | 0 | 0 | 0 | 0 | 0 | 0 | 0 | 0 | 0 | 0 | 0 | 0 | 0 | 0 | 0 | 0 | 0 | 0 | 0 | 0 | 0 | 0 | 0 | 0 | 0 | 0 | 0 | 0
F4_Commercial_Warehouse_New_Food Preparation_Natural Gas_Food Prep Other_E6 | F4 | Commercial | Warehouse | New | Food Preparation | Natural Gas | Food Prep Other | E6 | RVT BC Ratio | 0 | 0 | 0 | 0 | 0 | 0 | 0 | 0 | 0 | 0 | 0 | 0 | 0 | 0 | 0 | 0 | 0 | 0 | 0 | 0 | 0 | 0 | 0 | 0 | 0 | 0 | 0 | 0 | 0 | 0 | 0 | 0 | 0
F4_Commercial_Warehouse_New_Food Preparation_Natural Gas_Food Prep Other_E7 | F4 | Commercial | Warehouse | New | Food Preparation | Natural Gas | Food Prep Other | E7 | RVT BC Ratio | 0 | 0 | 0 | 0 | 0 | 0 | 0 | 0 | 0 | 0 | 0 | 0 | 0 | 0 | 0 | 0 | 0 | 0 | 0 | 0 | 0 | 0 | 0 | 0 | 0 | 0 | 0 | 0 | 0 | 0 | 0 | 0 | 0
F4_Commercial_Warehouse_New_Food Preparation_Natural Gas_Food Prep Other_E8 | F4 | Commercial | Warehouse | New | Food Preparation | Natural Gas | Food Prep Other | E8 | RVT BC Ratio | 0 | 0 | 0 | 0 | 0 | 0 | 0 | 0 | 0 | 0 | 0 | 0 | 0 | 0 | 0 | 0 | 0 | 0 | 0 | 0 | 0 | 0 | 0 | 0 | 0 | 0 | 0 | 0 | 0 | 0 | 0 | 0 | 0
F4_Commercial_Warehouse_New_Food Preparation_Natural Gas_Food Prep Other_E9 | F4 | Commercial | Warehouse | New | Food Preparation | Natural Gas | Food Prep Other | E9 | RVT BC Ratio | 0 | 0 | 0 | 0 | 0 | 0 | 0 | 0 | 0 | 0 | 0 | 0 | 0 | 0 | 0 | 0 | 0 | 0 | 0 | 0 | 0 | 0 | 0 | 0 | 0 | 0 | 0 | 0 | 0 | 0 | 0 | 0 | 0
F4_Commercial_Warehouse_New_Food Preparation_Natural Gas_Food Prep Other_E10 | F4 | Commercial | Warehouse | New | Food Preparation | Natural Gas | Food Prep Other | E10 | RVT BC Ratio | 0 | 0 | 0 | 0 | 0 | 0 | 0 | 0 | 0 | 0 | 0 | 0 | 0 | 0 | 0 | 0 | 0 | 0 | 0 | 0 | 0 | 0 | 0 | 0 | 0 | 0 | 0 | 0 | 0 | 0 | 0 | 0 | 0
F5_Commercial_Warehouse_New_Food Preparation_Natural Gas_Food Prep Other_E1 | F5 | Commercial | Warehouse | New | Food Preparation | Natural Gas | Food Prep Other | E1 | RIM BC Ratio | bar: 2019 to 2051
F5_Commercial_Warehouse_New_Food Preparation_Natural Gas_Food Prep Other_E2 | F5 | Commercial | Warehouse | New | Food Preparation | Natural Gas | Food Prep Other | E2 | RIM BC Ratio | 0 | 0 | 0 | 0 | 0 | 0 | 0 | 0 | 0 | 0 | 0 | 0 | 0 | 0 | 0 | 0 | 0 | 0 | 0 | 0 | 0 | 0 | 0 | 0 | 0 | 0 | 0 | 0 | 0 | 0 | 0 | 0 | 0
F5_Commercial_Warehouse_New_Food Preparation_Natural Gas_Food Prep Other_E3 | F5 | Commercial | Warehouse | New | Food Preparation | Natural Gas | Food Prep Other | E3 | RIM BC Ratio | 0 | 0 | 0 | 0 | 0 | 0 | 0 | 0 | 0 | 0 | 0 | 0 | 0 | 0 | 0 | 0 | 0 | 0 | 0 | 0 | 0 | 0 | 0 | 0 | 0 | 0 | 0 | 0 | 0 | 0 | 0 | 0 | 0
F5_Commercial_Warehouse_New_Food Preparation_Natural Gas_Food Prep Other_E4 | F5 | Commercial | Warehouse | New | Food Preparation | Natural Gas | Food Prep Other | E4 | RIM BC Ratio | 0 | 0 | 0 | 0 | 0 | 0 | 0 | 0 | 0 | 0 | 0 | 0 | 0 | 0 | 0 | 0 | 0 | 0 | 0 | 0 | 0 | 0 | 0 | 0 | 0 | 0 | 0 | 0 | 0 | 0 | 0 | 0 | 0
F5_Commercial_Warehouse_New_Food Preparation_Natural Gas_Food Prep Other_E5 | F5 | Commercial | Warehouse | New | Food Preparation | Natural Gas | Food Prep Other | E5 | RIM BC Ratio | 0 | 0 | 0 | 0 | 0 | 0 | 0 | 0 | 0 | 0 | 0 | 0 | 0 | 0 | 0 | 0 | 0 | 0 | 0 | 0 | 0 | 0 | 0 | 0 | 0 | 0 | 0 | 0 | 0 | 0 | 0 | 0 | 0
F5_Commercial_Warehouse_New_Food Preparation_Natural Gas_Food Prep Other_E6 | F5 | Commercial | Warehouse | New | Food Preparation | Natural Gas | Food Prep Other | E6 | RIM BC Ratio | 0 | 0 | 0 | 0 | 0 | 0 | 0 | 0 | 0 | 0 | 0 | 0 | 0 | 0 | 0 | 0 | 0 | 0 | 0 | 0 | 0 | 0 | 0 | 0 | 0 | 0 | 0 | 0 | 0 | 0 | 0 | 0 | 0
F5_Commercial_Warehouse_New_Food Preparation_Natural Gas_Food Prep Other_E7 | F5 | Commercial | Warehouse | New | Food Preparation | Natural Gas | Food Prep Other | E7 | RIM BC Ratio | 0 | 0 | 0 | 0 | 0 | 0 | 0 | 0 | 0 | 0 | 0 | 0 | 0 | 0 | 0 | 0 | 0 | 0 | 0 | 0 | 0 | 0 | 0 | 0 | 0 | 0 | 0 | 0 | 0 | 0 | 0 | 0 | 0
F5_Commercial_Warehouse_New_Food Preparation_Natural Gas_Food Prep Other_E8 | F5 | Commercial | Warehouse | New | Food Preparation | Natural Gas | Food Prep Other | E8 | RIM BC Ratio | 0 | 0 | 0 | 0 | 0 | 0 | 0 | 0 | 0 | 0 | 0 | 0 | 0 | 0 | 0 | 0 | 0 | 0 | 0 | 0 | 0 | 0 | 0 | 0 | 0 | 0 | 0 | 0 | 0 | 0 | 0 | 0 | 0
F5_Commercial_Warehouse_New_Food Preparation_Natural Gas_Food Prep Other_E9 | F5 | Commercial | Warehouse | New | Food Preparation | Natural Gas | Food Prep Other | E9 | RIM BC Ratio | 0 | 0 | 0 | 0 | 0 | 0 | 0 | 0 | 0 | 0 | 0 | 0 | 0 | 0 | 0 | 0 | 0 | 0 | 0 | 0 | 0 | 0 | 0 | 0 | 0 | 0 | 0 | 0 | 0 | 0 | 0 | 0 | 0
F5_Commercial_Warehouse_New_Food Preparation_Natural Gas_Food Prep Other_E10 | F5 | Commercial | Warehouse | New | Food Preparation | Natural Gas | Food Prep Other | E10 | RIM BC Ratio | 0 | 0 | 0 | 0 | 0 | 0 | 0 | 0 | 0 | 0 | 0 | 0 | 0 | 0 | 0 | 0 | 0 | 0 | 0 | 0 | 0 | 0 | 0 | 0 | 0 | 0 | 0 | 0 | 0 | 0 | 0 | 0 | 0
F0_Commercial_Warehouse_New_Miscellaneous_Natural Gas_Pool Heater_E0 | F0 | Commercial | Warehouse | New | Miscellaneous | Natural Gas | Pool Heater | E0 | Economic Unit | Standard (EF .78) | Standard (EF .78) | Standard (EF .78) | Standard (EF .78) | Standard (EF .78) | Standard (EF .78) | Standard (EF .78) | Standard (EF .78) | Standard (EF .78) | Standard (EF .78) | Standard (EF .78) | Standard (EF .78) | Standard (EF .78) | Standard (EF .78) | Standard (EF .78) | Standard (EF .78) | Standard (EF .78) | Standard (EF .78) | Standard (EF .78) | Standard (EF .78) | Standard (EF .78) | Standard (EF .78) | Standard (EF .78) | Standard (EF .78) | Standard (EF .78) | Standard (EF .78) | Standard (EF .78) | Standard (EF .78) | Standard (EF .78) | Standard (EF .78) | Standard (EF .78) | Standard (EF .78) | Standard (EF .78)
F1_Commercial_Warehouse_New_Miscellaneous_Natural Gas_Pool Heater_E1 | F1 | Commercial | Warehouse | New | Miscellaneous | Natural Gas | Pool Heater | E1 | CCE | 0 | 0 | 0 | 0 | 0 | 0 | 0 | 0 | 0 | 0 | 0 | 0 | 0 | 0 | 0 | 0 | 0 | 0 | 0 | 0 | 0 | 0 | 0 | 0 | 0 | 0 | 0 | 0 | 0 | 0 | 0 | 0 | 0
F1_Commercial_Warehouse_New_Miscellaneous_Natural Gas_Pool Heater_E2 | F1 | Commercial | Warehouse | New | Miscellaneous | Natural Gas | Pool Heater | E2 | CCE | 1.2838 | 1.2838 | 1.2838 | 1.2838 | 1.2838 | 1.2838 | 1.2838 | 1.2838 | 1.2838 | 1.2838 | 1.2838 | 1.2838 | 1.2838 | 1.2838 | 1.2838 | 1.2838 | 1.2838 | 1.2838 | 1.2838 | 1.2838 | 1.2838 | 1.2838 | 1.2838 | 1.2838 | 1.2838 | 1.2838 | 1.2838 | 1.2838 | 1.2838 | 1.2838 | 1.2838 | 1.2838 | 1.2838
F1_Commercial_Warehouse_New_Miscellaneous_Natural Gas_Pool Heater_E3 | F1 | Commercial | Warehouse | New | Miscellaneous | Natural Gas | Pool Heater | E3 | CCE | 0 | 0 | 0 | 0 | 0 | 0 | 0 | 0 | 0 | 0 | 0 | 0 | 0 | 0 | 0 | 0 | 0 | 0 | 0 | 0 | 0 | 0 | 0 | 0 | 0 | 0 | 0 | 0 | 0 | 0 | 0 | 0 | 0
F1_Commercial_Warehouse_New_Miscellaneous_Natural Gas_Pool Heater_E4 | F1 | Commercial | Warehouse | New | Miscellaneous | Natural Gas | Pool Heater | E4 | CCE | 0 | 0 | 0 | 0 | 0 | 0 | 0 | 0 | 0 | 0 | 0 | 0 | 0 | 0 | 0 | 0 | 0 | 0 | 0 | 0 | 0 | 0 | 0 | 0 | 0 | 0 | 0 | 0 | 0 | 0 | 0 | 0 | 0
F1_Commercial_Warehouse_New_Miscellaneous_Natural Gas_Pool Heater_E5 | F1 | Commercial | Warehouse | New | Miscellaneous | Natural Gas | Pool Heater | E5 | CCE | 0 | 0 | 0 | 0 | 0 | 0 | 0 | 0 | 0 | 0 | 0 | 0 | 0 | 0 | 0 | 0 | 0 | 0 | 0 | 0 | 0 | 0 | 0 | 0 | 0 | 0 | 0 | 0 | 0 | 0 | 0 | 0 | 0
F1_Commercial_Warehouse_New_Miscellaneous_Natural Gas_Pool Heater_E6 | F1 | Commercial | Warehouse | New | Miscellaneous | Natural Gas | Pool Heater | E6 | CCE | 0 | 0 | 0 | 0 | 0 | 0 | 0 | 0 | 0 | 0 | 0 | 0 | 0 | 0 | 0 | 0 | 0 | 0 | 0 | 0 | 0 | 0 | 0 | 0 | 0 | 0 | 0 | 0 | 0 | 0 | 0 | 0 | 0
F1_Commercial_Warehouse_New_Miscellaneous_Natural Gas_Pool Heater_E7 | F1 | Commercial | Warehouse | New | Miscellaneous | Natural Gas | Pool Heater | E7 | CCE | 0 | 0 | 0 | 0 | 0 | 0 | 0 | 0 | 0 | 0 | 0 | 0 | 0 | 0 | 0 | 0 | 0 | 0 | 0 | 0 | 0 | 0 | 0 | 0 | 0 | 0 | 0 | 0 | 0 | 0 | 0 | 0 | 0
F1_Commercial_Warehouse_New_Miscellaneous_Natural Gas_Pool Heater_E8 | F1 | Commercial | Warehouse | New | Miscellaneous | Natural Gas | Pool Heater | E8 | CCE | 0 | 0 | 0 | 0 | 0 | 0 | 0 | 0 | 0 | 0 | 0 | 0 | 0 | 0 | 0 | 0 | 0 | 0 | 0 | 0 | 0 | 0 | 0 | 0 | 0 | 0 | 0 | 0 | 0 | 0 | 0 | 0 | 0
F1_Commercial_Warehouse_New_Miscellaneous_Natural Gas_Pool Heater_E9 | F1 | Commercial | Warehouse | New | Miscellaneous | Natural Gas | Pool Heater | E9 | CCE | 0 | 0 | 0 | 0 | 0 | 0 | 0 | 0 | 0 | 0 | 0 | 0 | 0 | 0 | 0 | 0 | 0 | 0 | 0 | 0 | 0 | 0 | 0 | 0 | 0 | 0 | 0 | 0 | 0 | 0 | 0 | 0 | 0
F1_Commercial_Warehouse_New_Miscellaneous_Natural Gas_Pool Heater_E10 | F1 | Commercial | Warehouse | New | Miscellaneous | Natural Gas | Pool Heater | E10 | CCE | 0 | 0 | 0 | 0 | 0 | 0 | 0 | 0 | 0 | 0 | 0 | 0 | 0 | 0 | 0 | 0 | 0 | 0 | 0 | 0 | 0 | 0 | 0 | 0 | 0 | 0 | 0 | 0 | 0 | 0 | 0 | 0 | 0
F2_Commercial_Warehouse_New_Miscellaneous_Natural Gas_Pool Heater_E1 | F2 | Commercial | Warehouse | New | Miscellaneous | Natural Gas | Pool Heater | E1 | TRC BC Ratio | bar: 2019 to 2051
F2_Commercial_Warehouse_New_Miscellaneous_Natural Gas_Pool Heater_E2 | F2 | Commercial | Warehouse | New | Miscellaneous | Natural Gas | Pool Heater | E2 | TRC BC Ratio | 0 | 0 | 0 | 0 | 0 | 0 | 0 | 0 | 0 | 0 | 0 | 0 | 0 | 0 | 0 | 0 | 0 | 0 | 0 | 0 | 0 | 0 | 0 | 0 | 0 | 0 | 0 | 0 | 0 | 0 | 0 | 0 | 0
F2_Commercial_Warehouse_New_Miscellaneous_Natural Gas_Pool Heater_E3 | F2 | Commercial | Warehouse | New | Miscellaneous | Natural Gas | Pool Heater | E3 | TRC BC Ratio | 0 | 0 | 0 | 0 | 0 | 0 | 0 | 0 | 0 | 0 | 0 | 0 | 0 | 0 | 0 | 0 | 0 | 0 | 0 | 0 | 0 | 0 | 0 | 0 | 0 | 0 | 0 | 0 | 0 | 0 | 0 | 0 | 0
F2_Commercial_Warehouse_New_Miscellaneous_Natural Gas_Pool Heater_E4 | F2 | Commercial | Warehouse | New | Miscellaneous | Natural Gas | Pool Heater | E4 | TRC BC Ratio | 0 | 0 | 0 | 0 | 0 | 0 | 0 | 0 | 0 | 0 | 0 | 0 | 0 | 0 | 0 | 0 | 0 | 0 | 0 | 0 | 0 | 0 | 0 | 0 | 0 | 0 | 0 | 0 | 0 | 0 | 0 | 0 | 0
F2_Commercial_Warehouse_New_Miscellaneous_Natural Gas_Pool Heater_E5 | F2 | Commercial | Warehouse | New | Miscellaneous | Natural Gas | Pool Heater | E5 | TRC BC Ratio | 0 | 0 | 0 | 0 | 0 | 0 | 0 | 0 | 0 | 0 | 0 | 0 | 0 | 0 | 0 | 0 | 0 | 0 | 0 | 0 | 0 | 0 | 0 | 0 | 0 | 0 | 0 | 0 | 0 | 0 | 0 | 0 | 0
F2_Commercial_Warehouse_New_Miscellaneous_Natural Gas_Pool Heater_E6 | F2 | Commercial | Warehouse | New | Miscellaneous | Natural Gas | Pool Heater | E6 | TRC BC Ratio | 0 | 0 | 0 | 0 | 0 | 0 | 0 | 0 | 0 | 0 | 0 | 0 | 0 | 0 | 0 | 0 | 0 | 0 | 0 | 0 | 0 | 0 | 0 | 0 | 0 | 0 | 0 | 0 | 0 | 0 | 0 | 0 | 0
F2_Commercial_Warehouse_New_Miscellaneous_Natural Gas_Pool Heater_E7 | F2 | Commercial | Warehouse | New | Miscellaneous | Natural Gas | Pool Heater | E7 | TRC BC Ratio | 0 | 0 | 0 | 0 | 0 | 0 | 0 | 0 | 0 | 0 | 0 | 0 | 0 | 0 | 0 | 0 | 0 | 0 | 0 | 0 | 0 | 0 | 0 | 0 | 0 | 0 | 0 | 0 | 0 | 0 | 0 | 0 | 0
F2_Commercial_Warehouse_New_Miscellaneous_Natural Gas_Pool Heater_E8 | F2 | Commercial | Warehouse | New | Miscellaneous | Natural Gas | Pool Heater | E8 | TRC BC Ratio | 0 | 0 | 0 | 0 | 0 | 0 | 0 | 0 | 0 | 0 | 0 | 0 | 0 | 0 | 0 | 0 | 0 | 0 | 0 | 0 | 0 | 0 | 0 | 0 | 0 | 0 | 0 | 0 | 0 | 0 | 0 | 0 | 0
F2_Commercial_Warehouse_New_Miscellaneous_Natural Gas_Pool Heater_E9 | F2 | Commercial | Warehouse | New | Miscellaneous | Natural Gas | Pool Heater | E9 | TRC BC Ratio | 0 | 0 | 0 | 0 | 0 | 0 | 0 | 0 | 0 | 0 | 0 | 0 | 0 | 0 | 0 | 0 | 0 | 0 | 0 | 0 | 0 | 0 | 0 | 0 | 0 | 0 | 0 | 0 | 0 | 0 | 0 | 0 | 0
F2_Commercial_Warehouse_New_Miscellaneous_Natural Gas_Pool Heater_E10 | F2 | Commercial | Warehouse | New | Miscellaneous | Natural Gas | Pool Heater | E10 | TRC BC Ratio | 0 | 0 | 0 | 0 | 0 | 0 | 0 | 0 | 0 | 0 | 0 | 0 | 0 | 0 | 0 | 0 | 0 | 0 | 0 | 0 | 0 | 0 | 0 | 0 | 0 | 0 | 0 | 0 | 0 | 0 | 0 | 0 | 0
F3_Commercial_Warehouse_New_Miscellaneous_Natural Gas_Pool Heater_E1 | F3 | Commercial | Warehouse | New | Miscellaneous | Natural Gas | Pool Heater | E1 | PACT BC Ratio | bar: 2019 to 2051
F3_Commercial_Warehouse_New_Miscellaneous_Natural Gas_Pool Heater_E2 | F3 | Commercial | Warehouse | New | Miscellaneous | Natural Gas | Pool Heater | E2 | PACT BC Ratio | 0 | 0 | 0 | 0 | 0 | 0 | 0 | 0 | 0 | 0 | 0 | 0 | 0 | 0 | 0 | 0 | 0 | 0 | 0 | 0 | 0 | 0 | 0 | 0 | 0 | 0 | 0 | 0 | 0 | 0 | 0 | 0 | 0
F3_Commercial_Warehouse_New_Miscellaneous_Natural Gas_Pool Heater_E3 | F3 | Commercial | Warehouse | New | Miscellaneous | Natural Gas | Pool Heater | E3 | PACT BC Ratio | 0 | 0 | 0 | 0 | 0 | 0 | 0 | 0 | 0 | 0 | 0 | 0 | 0 | 0 | 0 | 0 | 0 | 0 | 0 | 0 | 0 | 0 | 0 | 0 | 0 | 0 | 0 | 0 | 0 | 0 | 0 | 0 | 0
F3_Commercial_Warehouse_New_Miscellaneous_Natural Gas_Pool Heater_E4 | F3 | Commercial | Warehouse | New | Miscellaneous | Natural Gas | Pool Heater | E4 | PACT BC Ratio | 0 | 0 | 0 | 0 | 0 | 0 | 0 | 0 | 0 | 0 | 0 | 0 | 0 | 0 | 0 | 0 | 0 | 0 | 0 | 0 | 0 | 0 | 0 | 0 | 0 | 0 | 0 | 0 | 0 | 0 | 0 | 0 | 0
F3_Commercial_Warehouse_New_Miscellaneous_Natural Gas_Pool Heater_E5 | F3 | Commercial | Warehouse | New | Miscellaneous | Natural Gas | Pool Heater | E5 | PACT BC Ratio | 0 | 0 | 0 | 0 | 0 | 0 | 0 | 0 | 0 | 0 | 0 | 0 | 0 | 0 | 0 | 0 | 0 | 0 | 0 | 0 | 0 | 0 | 0 | 0 | 0 | 0 | 0 | 0 | 0 | 0 | 0 | 0 | 0
F3_Commercial_Warehouse_New_Miscellaneous_Natural Gas_Pool Heater_E6 | F3 | Commercial | Warehouse | New | Miscellaneous | Natural Gas | Pool Heater | E6 | PACT BC Ratio | 0 | 0 | 0 | 0 | 0 | 0 | 0 | 0 | 0 | 0 | 0 | 0 | 0 | 0 | 0 | 0 | 0 | 0 | 0 | 0 | 0 | 0 | 0 | 0 | 0 | 0 | 0 | 0 | 0 | 0 | 0 | 0 | 0
F3_Commercial_Warehouse_New_Miscellaneous_Natural Gas_Pool Heater_E7 | F3 | Commercial | Warehouse | New | Miscellaneous | Natural Gas | Pool Heater | E7 | PACT BC Ratio | 0 | 0 | 0 | 0 | 0 | 0 | 0 | 0 | 0 | 0 | 0 | 0 | 0 | 0 | 0 | 0 | 0 | 0 | 0 | 0 | 0 | 0 | 0 | 0 | 0 | 0 | 0 | 0 | 0 | 0 | 0 | 0 | 0
F3_Commercial_Warehouse_New_Miscellaneous_Natural Gas_Pool Heater_E8 | F3 | Commercial | Warehouse | New | Miscellaneous | Natural Gas | Pool Heater | E8 | PACT BC Ratio | 0 | 0 | 0 | 0 | 0 | 0 | 0 | 0 | 0 | 0 | 0 | 0 | 0 | 0 | 0 | 0 | 0 | 0 | 0 | 0 | 0 | 0 | 0 | 0 | 0 | 0 | 0 | 0 | 0 | 0 | 0 | 0 | 0
F3_Commercial_Warehouse_New_Miscellaneous_Natural Gas_Pool Heater_E9 | F3 | Commercial | Warehouse | New | Miscellaneous | Natural Gas | Pool Heater | E9 | PACT BC Ratio | 0 | 0 | 0 | 0 | 0 | 0 | 0 | 0 | 0 | 0 | 0 | 0 | 0 | 0 | 0 | 0 | 0 | 0 | 0 | 0 | 0 | 0 | 0 | 0 | 0 | 0 | 0 | 0 | 0 | 0 | 0 | 0 | 0
F3_Commercial_Warehouse_New_Miscellaneous_Natural Gas_Pool Heater_E10 | F3 | Commercial | Warehouse | New | Miscellaneous | Natural Gas | Pool Heater | E10 | PACT BC Ratio | 0 | 0 | 0 | 0 | 0 | 0 | 0 | 0 | 0 | 0 | 0 | 0 | 0 | 0 | 0 | 0 | 0 | 0 | 0 | 0 | 0 | 0 | 0 | 0 | 0 | 0 | 0 | 0 | 0 | 0 | 0 | 0 | 0
F4_Commercial_Warehouse_New_Miscellaneous_Natural Gas_Pool Heater_E1 | F4 | Commercial | Warehouse | New | Miscellaneous | Natural Gas | Pool Heater | E1 | RVT BC Ratio | bar: 2019 to 2051
F4_Commercial_Warehouse_New_Miscellaneous_Natural Gas_Pool Heater_E2 | F4 | Commercial | Warehouse | New | Miscellaneous | Natural Gas | Pool Heater | E2 | RVT BC Ratio | 0.7 | 0.7 | 0.7 | 0.7 | 0.7 | 0.7 | 0.7 | 0.7 | 0.7 | 0.7 | 0.7 | 0.7 | 0.7 | 0.7 | 0.7 | 0.7 | 0.7 | 0.7 | 0.7 | 0.7 | 0.7 | 0.7 | 0.7 | 0.7 | 0.7 | 0.7 | 0.7 | 0.7 | 0.7 | 0.7 | 0.7 | 0.7 | 0.7
F4_Commercial_Warehouse_New_Miscellaneous_Natural Gas_Pool Heater_E3 | F4 | Commercial | Warehouse | New | Miscellaneous | Natural Gas | Pool Heater | E3 | RVT BC Ratio | 0 | 0 | 0 | 0 | 0 | 0 | 0 | 0 | 0 | 0 | 0 | 0 | 0 | 0 | 0 | 0 | 0 | 0 | 0 | 0 | 0 | 0 | 0 | 0 | 0 | 0 | 0 | 0 | 0 | 0 | 0 | 0 | 0
F4_Commercial_Warehouse_New_Miscellaneous_Natural Gas_Pool Heater_E4 | F4 | Commercial | Warehouse | New | Miscellaneous | Natural Gas | Pool Heater | E4 | RVT BC Ratio | 0 | 0 | 0 | 0 | 0 | 0 | 0 | 0 | 0 | 0 | 0 | 0 | 0 | 0 | 0 | 0 | 0 | 0 | 0 | 0 | 0 | 0 | 0 | 0 | 0 | 0 | 0 | 0 | 0 | 0 | 0 | 0 | 0
F4_Commercial_Warehouse_New_Miscellaneous_Natural Gas_Pool Heater_E5 | F4 | Commercial | Warehouse | New | Miscellaneous | Natural Gas | Pool Heater | E5 | RVT BC Ratio | 0 | 0 | 0 | 0 | 0 | 0 | 0 | 0 | 0 | 0 | 0 | 0 | 0 | 0 | 0 | 0 | 0 | 0 | 0 | 0 | 0 | 0 | 0 | 0 | 0 | 0 | 0 | 0 | 0 | 0 | 0 | 0 | 0
F4_Commercial_Warehouse_New_Miscellaneous_Natural Gas_Pool Heater_E6 | F4 | Commercial | Warehouse | New | Miscellaneous | Natural Gas | Pool Heater | E6 | RVT BC Ratio | 0 | 0 | 0 | 0 | 0 | 0 | 0 | 0 | 0 | 0 | 0 | 0 | 0 | 0 | 0 | 0 | 0 | 0 | 0 | 0 | 0 | 0 | 0 | 0 | 0 | 0 | 0 | 0 | 0 | 0 | 0 | 0 | 0
F4_Commercial_Warehouse_New_Miscellaneous_Natural Gas_Pool Heater_E7 | F4 | Commercial | Warehouse | New | Miscellaneous | Natural Gas | Pool Heater | E7 | RVT BC Ratio | 0 | 0 | 0 | 0 | 0 | 0 | 0 | 0 | 0 | 0 | 0 | 0 | 0 | 0 | 0 | 0 | 0 | 0 | 0 | 0 | 0 | 0 | 0 | 0 | 0 | 0 | 0 | 0 | 0 | 0 | 0 | 0 | 0
F4_Commercial_Warehouse_New_Miscellaneous_Natural Gas_Pool Heater_E8 | F4 | Commercial | Warehouse | New | Miscellaneous | Natural Gas | Pool Heater | E8 | RVT BC Ratio | 0 | 0 | 0 | 0 | 0 | 0 | 0 | 0 | 0 | 0 | 0 | 0 | 0 | 0 | 0 | 0 | 0 | 0 | 0 | 0 | 0 | 0 | 0 | 0 | 0 | 0 | 0 | 0 | 0 | 0 | 0 | 0 | 0
F4_Commercial_Warehouse_New_Miscellaneous_Natural Gas_Pool Heater_E9 | F4 | Commercial | Warehouse | New | Miscellaneous | Natural Gas | Pool Heater | E9 | RVT BC Ratio | 0 | 0 | 0 | 0 | 0 | 0 | 0 | 0 | 0 | 0 | 0 | 0 | 0 | 0 | 0 | 0 | 0 | 0 | 0 | 0 | 0 | 0 | 0 | 0 | 0 | 0 | 0 | 0 | 0 | 0 | 0 | 0 | 0
F4_Commercial_Warehouse_New_Miscellaneous_Natural Gas_Pool Heater_E10 | F4 | Commercial | Warehouse | New | Miscellaneous | Natural Gas | Pool Heater | E10 | RVT BC Ratio | 0 | 0 | 0 | 0 | 0 | 0 | 0 | 0 | 0 | 0 | 0 | 0 | 0 | 0 | 0 | 0 | 0 | 0 | 0 | 0 | 0 | 0 | 0 | 0 | 0 | 0 | 0 | 0 | 0 | 0 | 0 | 0 | 0
F5_Commercial_Warehouse_New_Miscellaneous_Natural Gas_Pool Heater_E1 | F5 | Commercial | Warehouse | New | Miscellaneous | Natural Gas | Pool Heater | E1 | RIM BC Ratio | bar: 2019 to 2051
F5_Commercial_Warehouse_New_Miscellaneous_Natural Gas_Pool Heater_E2 | F5 | Commercial | Warehouse | New | Miscellaneous | Natural Gas | Pool Heater | E2 | RIM BC Ratio | 0 | 0 | 0 | 0 | 0 | 0 | 0 | 0 | 0 | 0 | 0 | 0 | 0 | 0 | 0 | 0 | 0 | 0 | 0 | 0 | 0 | 0 | 0 | 0 | 0 | 0 | 0 | 0 | 0 | 0 | 0 | 0 | 0
F5_Commercial_Warehouse_New_Miscellaneous_Natural Gas_Pool Heater_E3 | F5 | Commercial | Warehouse | New | Miscellaneous | Natural Gas | Pool Heater | E3 | RIM BC Ratio | 0 | 0 | 0 | 0 | 0 | 0 | 0 | 0 | 0 | 0 | 0 | 0 | 0 | 0 | 0 | 0 | 0 | 0 | 0 | 0 | 0 | 0 | 0 | 0 | 0 | 0 | 0 | 0 | 0 | 0 | 0 | 0 | 0
F5_Commercial_Warehouse_New_Miscellaneous_Natural Gas_Pool Heater_E4 | F5 | Commercial | Warehouse | New | Miscellaneous | Natural Gas | Pool Heater | E4 | RIM BC Ratio | 0 | 0 | 0 | 0 | 0 | 0 | 0 | 0 | 0 | 0 | 0 | 0 | 0 | 0 | 0 | 0 | 0 | 0 | 0 | 0 | 0 | 0 | 0 | 0 | 0 | 0 | 0 | 0 | 0 | 0 | 0 | 0 | 0
F5_Commercial_Warehouse_New_Miscellaneous_Natural Gas_Pool Heater_E5 | F5 | Commercial | Warehouse | New | Miscellaneous | Natural Gas | Pool Heater | E5 | RIM BC Ratio | 0 | 0 | 0 | 0 | 0 | 0 | 0 | 0 | 0 | 0 | 0 | 0 | 0 | 0 | 0 | 0 | 0 | 0 | 0 | 0 | 0 | 0 | 0 | 0 | 0 | 0 | 0 | 0 | 0 | 0 | 0 | 0 | 0
F5_Commercial_Warehouse_New_Miscellaneous_Natural Gas_Pool Heater_E6 | F5 | Commercial | Warehouse | New | Miscellaneous | Natural Gas | Pool Heater | E6 | RIM BC Ratio | 0 | 0 | 0 | 0 | 0 | 0 | 0 | 0 | 0 | 0 | 0 | 0 | 0 | 0 | 0 | 0 | 0 | 0 | 0 | 0 | 0 | 0 | 0 | 0 | 0 | 0 | 0 | 0 | 0 | 0 | 0 | 0 | 0
F5_Commercial_Warehouse_New_Miscellaneous_Natural Gas_Pool Heater_E7 | F5 | Commercial | Warehouse | New | Miscellaneous | Natural Gas | Pool Heater | E7 | RIM BC Ratio | 0 | 0 | 0 | 0 | 0 | 0 | 0 | 0 | 0 | 0 | 0 | 0 | 0 | 0 | 0 | 0 | 0 | 0 | 0 | 0 | 0 | 0 | 0 | 0 | 0 | 0 | 0 | 0 | 0 | 0 | 0 | 0 | 0
F5_Commercial_Warehouse_New_Miscellaneous_Natural Gas_Pool Heater_E8 | F5 | Commercial | Warehouse | New | Miscellaneous | Natural Gas | Pool Heater | E8 | RIM BC Ratio | 0 | 0 | 0 | 0 | 0 | 0 | 0 | 0 | 0 | 0 | 0 | 0 | 0 | 0 | 0 | 0 | 0 | 0 | 0 | 0 | 0 | 0 | 0 | 0 | 0 | 0 | 0 | 0 | 0 | 0 | 0 | 0 | 0
F5_Commercial_Warehouse_New_Miscellaneous_Natural Gas_Pool Heater_E9 | F5 | Commercial | Warehouse | New | Miscellaneous | Natural Gas | Pool Heater | E9 | RIM BC Ratio | 0 | 0 | 0 | 0 | 0 | 0 | 0 | 0 | 0 | 0 | 0 | 0 | 0 | 0 | 0 | 0 | 0 | 0 | 0 | 0 | 0 | 0 | 0 | 0 | 0 | 0 | 0 | 0 | 0 | 0 | 0 | 0 | 0
F5_Commercial_Warehouse_New_Miscellaneous_Natural Gas_Pool Heater_E10 | F5 | Commercial | Warehouse | New | Miscellaneous | Natural Gas | Pool Heater | E10 | RIM BC Ratio | 0 | 0 | 0 | 0 | 0 | 0 | 0 | 0 | 0 | 0 | 0 | 0 | 0 | 0 | 0 | 0 | 0 | 0 | 0 | 0 | 0 | 0 | 0 | 0 | 0 | 0 | 0 | 0 | 0 | 0 | 0 | 0 | 0
F0_Commercial_Warehouse_New_Miscellaneous_Natural Gas_Miscellaneous_E0 | F0 | Commercial | Warehouse | New | Miscellaneous | Natural Gas | Miscellaneous | E0 | Economic Unit | Miscellaneous | Miscellaneous | Miscellaneous | Miscellaneous | Miscellaneous | Miscellaneous | Miscellaneous | Miscellaneous | Miscellaneous | Miscellaneous | Miscellaneous | Miscellaneous | Miscellaneous | Miscellaneous | Miscellaneous | Miscellaneous | Miscellaneous | Miscellaneous | Miscellaneous | Miscellaneous | Miscellaneous | Miscellaneous | Miscellaneous | Miscellaneous | Miscellaneous | Miscellaneous | Miscellaneous | Miscellaneous | Miscellaneous | Miscellaneous | Miscellaneous | Miscellaneous | Miscellaneous
F1_Commercial_Warehouse_New_Miscellaneous_Natural Gas_Miscellaneous_E1 | F1 | Commercial | Warehouse | New | Miscellaneous | Natural Gas | Miscellaneous | E1 | CCE | 0 | 0 | 0 | 0 | 0 | 0 | 0 | 0 | 0 | 0 | 0 | 0 | 0 | 0 | 0 | 0 | 0 | 0 | 0 | 0 | 0 | 0 | 0 | 0 | 0 | 0 | 0 | 0 | 0 | 0 | 0 | 0 | 0
F1_Commercial_Warehouse_New_Miscellaneous_Natural Gas_Miscellaneous_E2 | F1 | Commercial | Warehouse | New | Miscellaneous | Natural Gas | Miscellaneous | E2 | CCE | 0 | 0 | 0 | 0 | 0 | 0 | 0 | 0 | 0 | 0 | 0 | 0 | 0 | 0 | 0 | 0 | 0 | 0 | 0 | 0 | 0 | 0 | 0 | 0 | 0 | 0 | 0 | 0 | 0 | 0 | 0 | 0 | 0
F1_Commercial_Warehouse_New_Miscellaneous_Natural Gas_Miscellaneous_E3 | F1 | Commercial | Warehouse | New | Miscellaneous | Natural Gas | Miscellaneous | E3 | CCE | 0 | 0 | 0 | 0 | 0 | 0 | 0 | 0 | 0 | 0 | 0 | 0 | 0 | 0 | 0 | 0 | 0 | 0 | 0 | 0 | 0 | 0 | 0 | 0 | 0 | 0 | 0 | 0 | 0 | 0 | 0 | 0 | 0
F1_Commercial_Warehouse_New_Miscellaneous_Natural Gas_Miscellaneous_E4 | F1 | Commercial | Warehouse | New | Miscellaneous | Natural Gas | Miscellaneous | E4 | CCE | 0 | 0 | 0 | 0 | 0 | 0 | 0 | 0 | 0 | 0 | 0 | 0 | 0 | 0 | 0 | 0 | 0 | 0 | 0 | 0 | 0 | 0 | 0 | 0 | 0 | 0 | 0 | 0 | 0 | 0 | 0 | 0 | 0
F1_Commercial_Warehouse_New_Miscellaneous_Natural Gas_Miscellaneous_E5 | F1 | Commercial | Warehouse | New | Miscellaneous | Natural Gas | Miscellaneous | E5 | CCE | 0 | 0 | 0 | 0 | 0 | 0 | 0 | 0 | 0 | 0 | 0 | 0 | 0 | 0 | 0 | 0 | 0 | 0 | 0 | 0 | 0 | 0 | 0 | 0 | 0 | 0 | 0 | 0 | 0 | 0 | 0 | 0 | 0
F1_Commercial_Warehouse_New_Miscellaneous_Natural Gas_Miscellaneous_E6 | F1 | Commercial | Warehouse | New | Miscellaneous | Natural Gas | Miscellaneous | E6 | CCE | 0 | 0 | 0 | 0 | 0 | 0 | 0 | 0 | 0 | 0 | 0 | 0 | 0 | 0 | 0 | 0 | 0 | 0 | 0 | 0 | 0 | 0 | 0 | 0 | 0 | 0 | 0 | 0 | 0 | 0 | 0 | 0 | 0
F1_Commercial_Warehouse_New_Miscellaneous_Natural Gas_Miscellaneous_E7 | F1 | Commercial | Warehouse | New | Miscellaneous | Natural Gas | Miscellaneous | E7 | CCE | 0 | 0 | 0 | 0 | 0 | 0 | 0 | 0 | 0 | 0 | 0 | 0 | 0 | 0 | 0 | 0 | 0 | 0 | 0 | 0 | 0 | 0 | 0 | 0 | 0 | 0 | 0 | 0 | 0 | 0 | 0 | 0 | 0
F1_Commercial_Warehouse_New_Miscellaneous_Natural Gas_Miscellaneous_E8 | F1 | Commercial | Warehouse | New | Miscellaneous | Natural Gas | Miscellaneous | E8 | CCE | 0 | 0 | 0 | 0 | 0 | 0 | 0 | 0 | 0 | 0 | 0 | 0 | 0 | 0 | 0 | 0 | 0 | 0 | 0 | 0 | 0 | 0 | 0 | 0 | 0 | 0 | 0 | 0 | 0 | 0 | 0 | 0 | 0
F1_Commercial_Warehouse_New_Miscellaneous_Natural Gas_Miscellaneous_E9 | F1 | Commercial | Warehouse | New | Miscellaneous | Natural Gas | Miscellaneous | E9 | CCE | 0 | 0 | 0 | 0 | 0 | 0 | 0 | 0 | 0 | 0 | 0 | 0 | 0 | 0 | 0 | 0 | 0 | 0 | 0 | 0 | 0 | 0 | 0 | 0 | 0 | 0 | 0 | 0 | 0 | 0 | 0 | 0 | 0
F1_Commercial_Warehouse_New_Miscellaneous_Natural Gas_Miscellaneous_E10 | F1 | Commercial | Warehouse | New | Miscellaneous | Natural Gas | Miscellaneous | E10 | CCE | 0 | 0 | 0 | 0 | 0 | 0 | 0 | 0 | 0 | 0 | 0 | 0 | 0 | 0 | 0 | 0 | 0 | 0 | 0 | 0 | 0 | 0 | 0 | 0 | 0 | 0 | 0 | 0 | 0 | 0 | 0 | 0 | 0
F2_Commercial_Warehouse_New_Miscellaneous_Natural Gas_Miscellaneous_E1 | F2 | Commercial | Warehouse | New | Miscellaneous | Natural Gas | Miscellaneous | E1 | TRC BC Ratio | bar: 2019 to 2051
F2_Commercial_Warehouse_New_Miscellaneous_Natural Gas_Miscellaneous_E2 | F2 | Commercial | Warehouse | New | Miscellaneous | Natural Gas | Miscellaneous | E2 | TRC BC Ratio | 0 | 0 | 0 | 0 | 0 | 0 | 0 | 0 | 0 | 0 | 0 | 0 | 0 | 0 | 0 | 0 | 0 | 0 | 0 | 0 | 0 | 0 | 0 | 0 | 0 | 0 | 0 | 0 | 0 | 0 | 0 | 0 | 0
F2_Commercial_Warehouse_New_Miscellaneous_Natural Gas_Miscellaneous_E3 | F2 | Commercial | Warehouse | New | Miscellaneous | Natural Gas | Miscellaneous | E3 | TRC BC Ratio | 0 | 0 | 0 | 0 | 0 | 0 | 0 | 0 | 0 | 0 | 0 | 0 | 0 | 0 | 0 | 0 | 0 | 0 | 0 | 0 | 0 | 0 | 0 | 0 | 0 | 0 | 0 | 0 | 0 | 0 | 0 | 0 | 0
F2_Commercial_Warehouse_New_Miscellaneous_Natural Gas_Miscellaneous_E4 | F2 | Commercial | Warehouse | New | Miscellaneous | Natural Gas | Miscellaneous | E4 | TRC BC Ratio | 0 | 0 | 0 | 0 | 0 | 0 | 0 | 0 | 0 | 0 | 0 | 0 | 0 | 0 | 0 | 0 | 0 | 0 | 0 | 0 | 0 | 0 | 0 | 0 | 0 | 0 | 0 | 0 | 0 | 0 | 0 | 0 | 0
F2_Commercial_Warehouse_New_Miscellaneous_Natural Gas_Miscellaneous_E5 | F2 | Commercial | Warehouse | New | Miscellaneous | Natural Gas | Miscellaneous | E5 | TRC BC Ratio | 0 | 0 | 0 | 0 | 0 | 0 | 0 | 0 | 0 | 0 | 0 | 0 | 0 | 0 | 0 | 0 | 0 | 0 | 0 | 0 | 0 | 0 | 0 | 0 | 0 | 0 | 0 | 0 | 0 | 0 | 0 | 0 | 0
F2_Commercial_Warehouse_New_Miscellaneous_Natural Gas_Miscellaneous_E6 | F2 | Commercial | Warehouse | New | Miscellaneous | Natural Gas | Miscellaneous | E6 | TRC BC Ratio | 0 | 0 | 0 | 0 | 0 | 0 | 0 | 0 | 0 | 0 | 0 | 0 | 0 | 0 | 0 | 0 | 0 | 0 | 0 | 0 | 0 | 0 | 0 | 0 | 0 | 0 | 0 | 0 | 0 | 0 | 0 | 0 | 0
F2_Commercial_Warehouse_New_Miscellaneous_Natural Gas_Miscellaneous_E7 | F2 | Commercial | Warehouse | New | Miscellaneous | Natural Gas | Miscellaneous | E7 | TRC BC Ratio | 0 | 0 | 0 | 0 | 0 | 0 | 0 | 0 | 0 | 0 | 0 | 0 | 0 | 0 | 0 | 0 | 0 | 0 | 0 | 0 | 0 | 0 | 0 | 0 | 0 | 0 | 0 | 0 | 0 | 0 | 0 | 0 | 0
F2_Commercial_Warehouse_New_Miscellaneous_Natural Gas_Miscellaneous_E8 | F2 | Commercial | Warehouse | New | Miscellaneous | Natural Gas | Miscellaneous | E8 | TRC BC Ratio | 0 | 0 | 0 | 0 | 0 | 0 | 0 | 0 | 0 | 0 | 0 | 0 | 0 | 0 | 0 | 0 | 0 | 0 | 0 | 0 | 0 | 0 | 0 | 0 | 0 | 0 | 0 | 0 | 0 | 0 | 0 | 0 | 0
F2_Commercial_Warehouse_New_Miscellaneous_Natural Gas_Miscellaneous_E9 | F2 | Commercial | Warehouse | New | Miscellaneous | Natural Gas | Miscellaneous | E9 | TRC BC Ratio | 0 | 0 | 0 | 0 | 0 | 0 | 0 | 0 | 0 | 0 | 0 | 0 | 0 | 0 | 0 | 0 | 0 | 0 | 0 | 0 | 0 | 0 | 0 | 0 | 0 | 0 | 0 | 0 | 0 | 0 | 0 | 0 | 0
F2_Commercial_Warehouse_New_Miscellaneous_Natural Gas_Miscellaneous_E10 | F2 | Commercial | Warehouse | New | Miscellaneous | Natural Gas | Miscellaneous | E10 | TRC BC Ratio | 0 | 0 | 0 | 0 | 0 | 0 | 0 | 0 | 0 | 0 | 0 | 0 | 0 | 0 | 0 | 0 | 0 | 0 | 0 | 0 | 0 | 0 | 0 | 0 | 0 | 0 | 0 | 0 | 0 | 0 | 0 | 0 | 0
F3_Commercial_Warehouse_New_Miscellaneous_Natural Gas_Miscellaneous_E1 | F3 | Commercial | Warehouse | New | Miscellaneous | Natural Gas | Miscellaneous | E1 | PACT BC Ratio | bar: 2019 to 2051
F3_Commercial_Warehouse_New_Miscellaneous_Natural Gas_Miscellaneous_E2 | F3 | Commercial | Warehouse | New | Miscellaneous | Natural Gas | Miscellaneous | E2 | PACT BC Ratio | 0 | 0 | 0 | 0 | 0 | 0 | 0 | 0 | 0 | 0 | 0 | 0 | 0 | 0 | 0 | 0 | 0 | 0 | 0 | 0 | 0 | 0 | 0 | 0 | 0 | 0 | 0 | 0 | 0 | 0 | 0 | 0 | 0
F3_Commercial_Warehouse_New_Miscellaneous_Natural Gas_Miscellaneous_E3 | F3 | Commercial | Warehouse | New | Miscellaneous | Natural Gas | Miscellaneous | E3 | PACT BC Ratio | 0 | 0 | 0 | 0 | 0 | 0 | 0 | 0 | 0 | 0 | 0 | 0 | 0 | 0 | 0 | 0 | 0 | 0 | 0 | 0 | 0 | 0 | 0 | 0 | 0 | 0 | 0 | 0 | 0 | 0 | 0 | 0 | 0
F3_Commercial_Warehouse_New_Miscellaneous_Natural Gas_Miscellaneous_E4 | F3 | Commercial | Warehouse | New | Miscellaneous | Natural Gas | Miscellaneous | E4 | PACT BC Ratio | 0 | 0 | 0 | 0 | 0 | 0 | 0 | 0 | 0 | 0 | 0 | 0 | 0 | 0 | 0 | 0 | 0 | 0 | 0 | 0 | 0 | 0 | 0 | 0 | 0 | 0 | 0 | 0 | 0 | 0 | 0 | 0 | 0
F3_Commercial_Warehouse_New_Miscellaneous_Natural Gas_Miscellaneous_E5 | F3 | Commercial | Warehouse | New | Miscellaneous | Natural Gas | Miscellaneous | E5 | PACT BC Ratio | 0 | 0 | 0 | 0 | 0 | 0 | 0 | 0 | 0 | 0 | 0 | 0 | 0 | 0 | 0 | 0 | 0 | 0 | 0 | 0 | 0 | 0 | 0 | 0 | 0 | 0 | 0 | 0 | 0 | 0 | 0 | 0 | 0
F3_Commercial_Warehouse_New_Miscellaneous_Natural Gas_Miscellaneous_E6 | F3 | Commercial | Warehouse | New | Miscellaneous | Natural Gas | Miscellaneous | E6 | PACT BC Ratio | 0 | 0 | 0 | 0 | 0 | 0 | 0 | 0 | 0 | 0 | 0 | 0 | 0 | 0 | 0 | 0 | 0 | 0 | 0 | 0 | 0 | 0 | 0 | 0 | 0 | 0 | 0 | 0 | 0 | 0 | 0 | 0 | 0
F3_Commercial_Warehouse_New_Miscellaneous_Natural Gas_Miscellaneous_E7 | F3 | Commercial | Warehouse | New | Miscellaneous | Natural Gas | Miscellaneous | E7 | PACT BC Ratio | 0 | 0 | 0 | 0 | 0 | 0 | 0 | 0 | 0 | 0 | 0 | 0 | 0 | 0 | 0 | 0 | 0 | 0 | 0 | 0 | 0 | 0 | 0 | 0 | 0 | 0 | 0 | 0 | 0 | 0 | 0 | 0 | 0
F3_Commercial_Warehouse_New_Miscellaneous_Natural Gas_Miscellaneous_E8 | F3 | Commercial | Warehouse | New | Miscellaneous | Natural Gas | Miscellaneous | E8 | PACT BC Ratio | 0 | 0 | 0 | 0 | 0 | 0 | 0 | 0 | 0 | 0 | 0 | 0 | 0 | 0 | 0 | 0 | 0 | 0 | 0 | 0 | 0 | 0 | 0 | 0 | 0 | 0 | 0 | 0 | 0 | 0 | 0 | 0 | 0
F3_Commercial_Warehouse_New_Miscellaneous_Natural Gas_Miscellaneous_E9 | F3 | Commercial | Warehouse | New | Miscellaneous | Natural Gas | Miscellaneous | E9 | PACT BC Ratio | 0 | 0 | 0 | 0 | 0 | 0 | 0 | 0 | 0 | 0 | 0 | 0 | 0 | 0 | 0 | 0 | 0 | 0 | 0 | 0 | 0 | 0 | 0 | 0 | 0 | 0 | 0 | 0 | 0 | 0 | 0 | 0 | 0
F3_Commercial_Warehouse_New_Miscellaneous_Natural Gas_Miscellaneous_E10 | F3 | Commercial | Warehouse | New | Miscellaneous | Natural Gas | Miscellaneous | E10 | PACT BC Ratio | 0 | 0 | 0 | 0 | 0 | 0 | 0 | 0 | 0 | 0 | 0 | 0 | 0 | 0 | 0 | 0 | 0 | 0 | 0 | 0 | 0 | 0 | 0 | 0 | 0 | 0 | 0 | 0 | 0 | 0 | 0 | 0 | 0
F4_Commercial_Warehouse_New_Miscellaneous_Natural Gas_Miscellaneous_E1 | F4 | Commercial | Warehouse | New | Miscellaneous | Natural Gas | Miscellaneous | E1 | RVT BC Ratio | bar: 2019 to 2051
F4_Commercial_Warehouse_New_Miscellaneous_Natural Gas_Miscellaneous_E2 | F4 | Commercial | Warehouse | New | Miscellaneous | Natural Gas | Miscellaneous | E2 | RVT BC Ratio | 0 | 0 | 0 | 0 | 0 | 0 | 0 | 0 | 0 | 0 | 0 | 0 | 0 | 0 | 0 | 0 | 0 | 0 | 0 | 0 | 0 | 0 | 0 | 0 | 0 | 0 | 0 | 0 | 0 | 0 | 0 | 0 | 0
F4_Commercial_Warehouse_New_Miscellaneous_Natural Gas_Miscellaneous_E3 | F4 | Commercial | Warehouse | New | Miscellaneous | Natural Gas | Miscellaneous | E3 | RVT BC Ratio | 0 | 0 | 0 | 0 | 0 | 0 | 0 | 0 | 0 | 0 | 0 | 0 | 0 | 0 | 0 | 0 | 0 | 0 | 0 | 0 | 0 | 0 | 0 | 0 | 0 | 0 | 0 | 0 | 0 | 0 | 0 | 0 | 0
F4_Commercial_Warehouse_New_Miscellaneous_Natural Gas_Miscellaneous_E4 | F4 | Commercial | Warehouse | New | Miscellaneous | Natural Gas | Miscellaneous | E4 | RVT BC Ratio | 0 | 0 | 0 | 0 | 0 | 0 | 0 | 0 | 0 | 0 | 0 | 0 | 0 | 0 | 0 | 0 | 0 | 0 | 0 | 0 | 0 | 0 | 0 | 0 | 0 | 0 | 0 | 0 | 0 | 0 | 0 | 0 | 0
F4_Commercial_Warehouse_New_Miscellaneous_Natural Gas_Miscellaneous_E5 | F4 | Commercial | Warehouse | New | Miscellaneous | Natural Gas | Miscellaneous | E5 | RVT BC Ratio | 0 | 0 | 0 | 0 | 0 | 0 | 0 | 0 | 0 | 0 | 0 | 0 | 0 | 0 | 0 | 0 | 0 | 0 | 0 | 0 | 0 | 0 | 0 | 0 | 0 | 0 | 0 | 0 | 0 | 0 | 0 | 0 | 0
F4_Commercial_Warehouse_New_Miscellaneous_Natural Gas_Miscellaneous_E6 | F4 | Commercial | Warehouse | New | Miscellaneous | Natural Gas | Miscellaneous | E6 | RVT BC Ratio | 0 | 0 | 0 | 0 | 0 | 0 | 0 | 0 | 0 | 0 | 0 | 0 | 0 | 0 | 0 | 0 | 0 | 0 | 0 | 0 | 0 | 0 | 0 | 0 | 0 | 0 | 0 | 0 | 0 | 0 | 0 | 0 | 0
F4_Commercial_Warehouse_New_Miscellaneous_Natural Gas_Miscellaneous_E7 | F4 | Commercial | Warehouse | New | Miscellaneous | Natural Gas | Miscellaneous | E7 | RVT BC Ratio | 0 | 0 | 0 | 0 | 0 | 0 | 0 | 0 | 0 | 0 | 0 | 0 | 0 | 0 | 0 | 0 | 0 | 0 | 0 | 0 | 0 | 0 | 0 | 0 | 0 | 0 | 0 | 0 | 0 | 0 | 0 | 0 | 0
F4_Commercial_Warehouse_New_Miscellaneous_Natural Gas_Miscellaneous_E8 | F4 | Commercial | Warehouse | New | Miscellaneous | Natural Gas | Miscellaneous | E8 | RVT BC Ratio | 0 | 0 | 0 | 0 | 0 | 0 | 0 | 0 | 0 | 0 | 0 | 0 | 0 | 0 | 0 | 0 | 0 | 0 | 0 | 0 | 0 | 0 | 0 | 0 | 0 | 0 | 0 | 0 | 0 | 0 | 0 | 0 | 0
F4_Commercial_Warehouse_New_Miscellaneous_Natural Gas_Miscellaneous_E9 | F4 | Commercial | Warehouse | New | Miscellaneous | Natural Gas | Miscellaneous | E9 | RVT BC Ratio | 0 | 0 | 0 | 0 | 0 | 0 | 0 | 0 | 0 | 0 | 0 | 0 | 0 | 0 | 0 | 0 | 0 | 0 | 0 | 0 | 0 | 0 | 0 | 0 | 0 | 0 | 0 | 0 | 0 | 0 | 0 | 0 | 0
F4_Commercial_Warehouse_New_Miscellaneous_Natural Gas_Miscellaneous_E10 | F4 | Commercial | Warehouse | New | Miscellaneous | Natural Gas | Miscellaneous | E10 | RVT BC Ratio | 0 | 0 | 0 | 0 | 0 | 0 | 0 | 0 | 0 | 0 | 0 | 0 | 0 | 0 | 0 | 0 | 0 | 0 | 0 | 0 | 0 | 0 | 0 | 0 | 0 | 0 | 0 | 0 | 0 | 0 | 0 | 0 | 0
F5_Commercial_Warehouse_New_Miscellaneous_Natural Gas_Miscellaneous_E1 | F5 | Commercial | Warehouse | New | Miscellaneous | Natural Gas | Miscellaneous | E1 | RIM BC Ratio | bar: 2019 to 2051
F5_Commercial_Warehouse_New_Miscellaneous_Natural Gas_Miscellaneous_E2 | F5 | Commercial | Warehouse | New | Miscellaneous | Natural Gas | Miscellaneous | E2 | RIM BC Ratio | 0 | 0 | 0 | 0 | 0 | 0 | 0 | 0 | 0 | 0 | 0 | 0 | 0 | 0 | 0 | 0 | 0 | 0 | 0 | 0 | 0 | 0 | 0 | 0 | 0 | 0 | 0 | 0 | 0 | 0 | 0 | 0 | 0
F5_Commercial_Warehouse_New_Miscellaneous_Natural Gas_Miscellaneous_E3 | F5 | Commercial | Warehouse | New | Miscellaneous | Natural Gas | Miscellaneous | E3 | RIM BC Ratio | 0 | 0 | 0 | 0 | 0 | 0 | 0 | 0 | 0 | 0 | 0 | 0 | 0 | 0 | 0 | 0 | 0 | 0 | 0 | 0 | 0 | 0 | 0 | 0 | 0 | 0 | 0 | 0 | 0 | 0 | 0 | 0 | 0
F5_Commercial_Warehouse_New_Miscellaneous_Natural Gas_Miscellaneous_E4 | F5 | Commercial | Warehouse | New | Miscellaneous | Natural Gas | Miscellaneous | E4 | RIM BC Ratio | 0 | 0 | 0 | 0 | 0 | 0 | 0 | 0 | 0 | 0 | 0 | 0 | 0 | 0 | 0 | 0 | 0 | 0 | 0 | 0 | 0 | 0 | 0 | 0 | 0 | 0 | 0 | 0 | 0 | 0 | 0 | 0 | 0
F5_Commercial_Warehouse_New_Miscellaneous_Natural Gas_Miscellaneous_E5 | F5 | Commercial | Warehouse | New | Miscellaneous | Natural Gas | Miscellaneous | E5 | RIM BC Ratio | 0 | 0 | 0 | 0 | 0 | 0 | 0 | 0 | 0 | 0 | 0 | 0 | 0 | 0 | 0 | 0 | 0 | 0 | 0 | 0 | 0 | 0 | 0 | 0 | 0 | 0 | 0 | 0 | 0 | 0 | 0 | 0 | 0
F5_Commercial_Warehouse_New_Miscellaneous_Natural Gas_Miscellaneous_E6 | F5 | Commercial | Warehouse | New | Miscellaneous | Natural Gas | Miscellaneous | E6 | RIM BC Ratio | 0 | 0 | 0 | 0 | 0 | 0 | 0 | 0 | 0 | 0 | 0 | 0 | 0 | 0 | 0 | 0 | 0 | 0 | 0 | 0 | 0 | 0 | 0 | 0 | 0 | 0 | 0 | 0 | 0 | 0 | 0 | 0 | 0
F5_Commercial_Warehouse_New_Miscellaneous_Natural Gas_Miscellaneous_E7 | F5 | Commercial | Warehouse | New | Miscellaneous | Natural Gas | Miscellaneous | E7 | RIM BC Ratio | 0 | 0 | 0 | 0 | 0 | 0 | 0 | 0 | 0 | 0 | 0 | 0 | 0 | 0 | 0 | 0 | 0 | 0 | 0 | 0 | 0 | 0 | 0 | 0 | 0 | 0 | 0 | 0 | 0 | 0 | 0 | 0 | 0
F5_Commercial_Warehouse_New_Miscellaneous_Natural Gas_Miscellaneous_E8 | F5 | Commercial | Warehouse | New | Miscellaneous | Natural Gas | Miscellaneous | E8 | RIM BC Ratio | 0 | 0 | 0 | 0 | 0 | 0 | 0 | 0 | 0 | 0 | 0 | 0 | 0 | 0 | 0 | 0 | 0 | 0 | 0 | 0 | 0 | 0 | 0 | 0 | 0 | 0 | 0 | 0 | 0 | 0 | 0 | 0 | 0
F5_Commercial_Warehouse_New_Miscellaneous_Natural Gas_Miscellaneous_E9 | F5 | Commercial | Warehouse | New | Miscellaneous | Natural Gas | Miscellaneous | E9 | RIM BC Ratio | 0 | 0 | 0 | 0 | 0 | 0 | 0 | 0 | 0 | 0 | 0 | 0 | 0 | 0 | 0 | 0 | 0 | 0 | 0 | 0 | 0 | 0 | 0 | 0 | 0 | 0 | 0 | 0 | 0 | 0 | 0 | 0 | 0
F5_Commercial_Warehouse_New_Miscellaneous_Natural Gas_Miscellaneous_E10 | F5 | Commercial | Warehouse | New | Miscellaneous | Natural Gas | Miscellaneous | E10 | RIM BC Ratio | 0 | 0 | 0 | 0 | 0 | 0 | 0 | 0 | 0 | 0 | 0 | 0 | 0 | 0 | 0 | 0 | 0 | 0 | 0 | 0 | 0 | 0 | 0 | 0 | 0 | 0 | 0 | 0 | 0 | 0 | 0 | 0 | 0
F0_Commercial_Miscellaneous_Existing_Space Heating_Natural Gas_Furnace_E0 | F0 | Commercial | Miscellaneous | Existing | Space Heating | Natural Gas | Furnace | E0 | Economic Unit | AFUE 80% (Standard) | AFUE 80% (Standard) | AFUE 80% (Standard) | AFUE 80% (Standard) | AFUE 80% (Standard) | AFUE 80% (Standard) | AFUE 80% (Standard) | AFUE 80% (Standard) | AFUE 80% (Standard) | AFUE 80% (Standard) | AFUE 80% (Standard) | AFUE 80% (Standard) | AFUE 80% (Standard) | AFUE 80% (Standard) | AFUE 80% (Standard) | AFUE 80% (Standard) | AFUE 80% (Standard) | AFUE 80% (Standard) | AFUE 80% (Standard) | AFUE 80% (Standard) | AFUE 80% (Standard) | AFUE 80% (Standard) | AFUE 80% (Standard) | AFUE 80% (Standard) | AFUE 80% (Standard) | AFUE 80% (Standard) | AFUE 80% (Standard) | AFUE 80% (Standard) | AFUE 80% (Standard) | AFUE 80% (Standard) | AFUE 80% (Standard) | AFUE 80% (Standard) | AFUE 80% (Standard)
F1_Commercial_Miscellaneous_Existing_Space Heating_Natural Gas_Furnace_E1 | F1 | Commercial | Miscellaneous | Existing | Space Heating | Natural Gas | Furnace | E1 | CCE | 0 | 0 | 0 | 0 | 0 | 0 | 0 | 0 | 0 | 0 | 0 | 0 | 0 | 0 | 0 | 0 | 0 | 0 | 0 | 0 | 0 | 0 | 0 | 0 | 0 | 0 | 0 | 0 | 0 | 0 | 0 | 0 | 0
F1_Commercial_Miscellaneous_Existing_Space Heating_Natural Gas_Furnace_E2 | F1 | Commercial | Miscellaneous | Existing | Space Heating | Natural Gas | Furnace | E2 | CCE | 2.2271 | 2.2271 | 2.239 | 2.251 | 2.2631 | 2.2753 | 2.2877 | 2.3002 | 2.3128 | 2.3256 | 2.3386 | 2.3516 | 2.3648 | 2.3782 | 2.3917 | 2.4054 | 2.4192 | 2.4332 | 2.4473 | 2.4617 | 2.4761 | 2.4908 | 2.5056 | 2.5206 | 2.5358 | 2.5511 | 2.5667 | 2.5824 | 2.5983 | 2.6145 | 2.6308 | 2.6474 | 2.6474
F1_Commercial_Miscellaneous_Existing_Space Heating_Natural Gas_Furnace_E3 | F1 | Commercial | Miscellaneous | Existing | Space Heating | Natural Gas | Furnace | E3 | CCE | 2.9695 | 2.9695 | 2.9853 | 3.0013 | 3.0175 | 3.0338 | 3.0503 | 3.0669 | 3.0838 | 3.1008 | 3.1181 | 3.1355 | 3.1531 | 3.1709 | 3.189 | 3.2072 | 3.2256 | 3.2442 | 3.2631 | 3.2822 | 3.3015 | 3.321 | 3.3408 | 3.3608 | 3.381 | 3.4015 | 3.4222 | 3.4432 | 3.4645 | 3.4859 | 3.5078 | 3.5298 | 3.5298
F1_Commercial_Miscellaneous_Existing_Space Heating_Natural Gas_Furnace_E4 | F1 | Commercial | Miscellaneous | Existing | Space Heating | Natural Gas | Furnace | E4 | CCE | 81.1803 | 81.1803 | 81.6127 | 82.0493 | 82.4906 | 82.9362 | 83.3876 | 83.8434 | 84.3042 | 84.7697 | 85.2412 | 85.7176 | 86.1993 | 86.6859 | 87.1791 | 87.6773 | 88.1812 | 88.6904 | 89.2066 | 89.7284 | 90.2564 | 90.789 | 91.3301 | 91.8767 | 92.4302 | 92.9887 | 93.5566 | 94.13 | 94.7108 | 95.2981 | 95.8943 | 96.4972 | 96.4972
F1_Commercial_Miscellaneous_Existing_Space Heating_Natural Gas_Furnace_E5 | F1 | Commercial | Miscellaneous | Existing | Space Heating | Natural Gas | Furnace | E5 | CCE | 0 | 0 | 0 | 0 | 0 | 0 | 0 | 0 | 0 | 0 | 0 | 0 | 0 | 0 | 0 | 0 | 0 | 0 | 0 | 0 | 0 | 0 | 0 | 0 | 0 | 0 | 0 | 0 | 0 | 0 | 0 | 0 | 0
F1_Commercial_Miscellaneous_Existing_Space Heating_Natural Gas_Furnace_E6 | F1 | Commercial | Miscellaneous | Existing | Space Heating | Natural Gas | Furnace | E6 | CCE | 0 | 0 | 0 | 0 | 0 | 0 | 0 | 0 | 0 | 0 | 0 | 0 | 0 | 0 | 0 | 0 | 0 | 0 | 0 | 0 | 0 | 0 | 0 | 0 | 0 | 0 | 0 | 0 | 0 | 0 | 0 | 0 | 0
F1_Commercial_Miscellaneous_Existing_Space Heating_Natural Gas_Furnace_E7 | F1 | Commercial | Miscellaneous | Existing | Space Heating | Natural Gas | Furnace | E7 | CCE | 0 | 0 | 0 | 0 | 0 | 0 | 0 | 0 | 0 | 0 | 0 | 0 | 0 | 0 | 0 | 0 | 0 | 0 | 0 | 0 | 0 | 0 | 0 | 0 | 0 | 0 | 0 | 0 | 0 | 0 | 0 | 0 | 0
F1_Commercial_Miscellaneous_Existing_Space Heating_Natural Gas_Furnace_E8 | F1 | Commercial | Miscellaneous | Existing | Space Heating | Natural Gas | Furnace | E8 | CCE | 0 | 0 | 0 | 0 | 0 | 0 | 0 | 0 | 0 | 0 | 0 | 0 | 0 | 0 | 0 | 0 | 0 | 0 | 0 | 0 | 0 | 0 | 0 | 0 | 0 | 0 | 0 | 0 | 0 | 0 | 0 | 0 | 0
F1_Commercial_Miscellaneous_Existing_Space Heating_Natural Gas_Furnace_E9 | F1 | Commercial | Miscellaneous | Existing | Space Heating | Natural Gas | Furnace | E9 | CCE | 0 | 0 | 0 | 0 | 0 | 0 | 0 | 0 | 0 | 0 | 0 | 0 | 0 | 0 | 0 | 0 | 0 | 0 | 0 | 0 | 0 | 0 | 0 | 0 | 0 | 0 | 0 | 0 | 0 | 0 | 0 | 0 | 0
F1_Commercial_Miscellaneous_Existing_Space Heating_Natural Gas_Furnace_E10 | F1 | Commercial | Miscellaneous | Existing | Space Heating | Natural Gas | Furnace | E10 | CCE | 0 | 0 | 0 | 0 | 0 | 0 | 0 | 0 | 0 | 0 | 0 | 0 | 0 | 0 | 0 | 0 | 0 | 0 | 0 | 0 | 0 | 0 | 0 | 0 | 0 | 0 | 0 | 0 | 0 | 0 | 0 | 0 | 0
F2_Commercial_Miscellaneous_Existing_Space Heating_Natural Gas_Furnace_E1 | F2 | Commercial | Miscellaneous | Existing | Space Heating | Natural Gas | Furnace | E1 | TRC BC Ratio | bar: 2019 to 2051
F2_Commercial_Miscellaneous_Existing_Space Heating_Natural Gas_Furnace_E2 | F2 | Commercial | Miscellaneous | Existing | Space Heating | Natural Gas | Furnace | E2 | TRC BC Ratio | 0.80421 | 0.80492 | 0.8057 | 0.80687 | 0.80853 | 0.81106 | 0.81284 | 0.81421 | 0.81573 | 0.81714 | 0.81811 | 0.81871 | 0.81924 | 0.81972 | 0.82035 | 0.82061 | 0.82105 | 0.8219 | 0.8228 | 0.82384 | 0.82507 | 0.8261 | 0.82691 | 0.82752 | 0.82792 | 0.82804 | 0.82783 | 0.82738 | 0.82703 | 0.82686 | 0.82698 | 0.82703 | 0.82703
F2_Commercial_Miscellaneous_Existing_Space Heating_Natural Gas_Furnace_E3 | F2 | Commercial | Miscellaneous | Existing | Space Heating | Natural Gas | Furnace | E3 | TRC BC Ratio | 0.60316 | 0.60369 | 0.60428 | 0.60515 | 0.6064 | 0.6083 | 0.60963 | 0.61066 | 0.6118 | 0.61285 | 0.61358 | 0.61403 | 0.61443 | 0.61479 | 0.61526 | 0.61546 | 0.61579 | 0.61643 | 0.6171 | 0.61788 | 0.6188 | 0.61958 | 0.62018 | 0.62064 | 0.62094 | 0.62103 | 0.62087 | 0.62054 | 0.62027 | 0.62015 | 0.62024 | 0.62027 | 0.62027
F2_Commercial_Miscellaneous_Existing_Space Heating_Natural Gas_Furnace_E4 | F2 | Commercial | Miscellaneous | Existing | Space Heating | Natural Gas | Furnace | E4 | TRC BC Ratio | 0.022318 | 0.022338 | 0.022362 | 0.022393 | 0.022433 | 0.022486 | 0.02253 | 0.022569 | 0.022607 | 0.022642 | 0.022667 | 0.022683 | 0.022694 | 0.022701 | 0.022709 | 0.02271 | 0.022713 | 0.022722 | 0.022733 | 0.022748 | 0.022766 | 0.02278 | 0.022791 | 0.0228 | 0.022806 | 0.022807 | 0.022804 | 0.022798 | 0.022793 | 0.022791 | 0.022792 | 0.022793 | 0.022793
F2_Commercial_Miscellaneous_Existing_Space Heating_Natural Gas_Furnace_E5 | F2 | Commercial | Miscellaneous | Existing | Space Heating | Natural Gas | Furnace | E5 | TRC BC Ratio | 0 | 0 | 0 | 0 | 0 | 0 | 0 | 0 | 0 | 0 | 0 | 0 | 0 | 0 | 0 | 0 | 0 | 0 | 0 | 0 | 0 | 0 | 0 | 0 | 0 | 0 | 0 | 0 | 0 | 0 | 0 | 0 | 0
F2_Commercial_Miscellaneous_Existing_Space Heating_Natural Gas_Furnace_E6 | F2 | Commercial | Miscellaneous | Existing | Space Heating | Natural Gas | Furnace | E6 | TRC BC Ratio | 0 | 0 | 0 | 0 | 0 | 0 | 0 | 0 | 0 | 0 | 0 | 0 | 0 | 0 | 0 | 0 | 0 | 0 | 0 | 0 | 0 | 0 | 0 | 0 | 0 | 0 | 0 | 0 | 0 | 0 | 0 | 0 | 0
F2_Commercial_Miscellaneous_Existing_Space Heating_Natural Gas_Furnace_E7 | F2 | Commercial | Miscellaneous | Existing | Space Heating | Natural Gas | Furnace | E7 | TRC BC Ratio | 0 | 0 | 0 | 0 | 0 | 0 | 0 | 0 | 0 | 0 | 0 | 0 | 0 | 0 | 0 | 0 | 0 | 0 | 0 | 0 | 0 | 0 | 0 | 0 | 0 | 0 | 0 | 0 | 0 | 0 | 0 | 0 | 0
F2_Commercial_Miscellaneous_Existing_Space Heating_Natural Gas_Furnace_E8 | F2 | Commercial | Miscellaneous | Existing | Space Heating | Natural Gas | Furnace | E8 | TRC BC Ratio | 0 | 0 | 0 | 0 | 0 | 0 | 0 | 0 | 0 | 0 | 0 | 0 | 0 | 0 | 0 | 0 | 0 | 0 | 0 | 0 | 0 | 0 | 0 | 0 | 0 | 0 | 0 | 0 | 0 | 0 | 0 | 0 | 0
F2_Commercial_Miscellaneous_Existing_Space Heating_Natural Gas_Furnace_E9 | F2 | Commercial | Miscellaneous | Existing | Space Heating | Natural Gas | Furnace | E9 | TRC BC Ratio | 0 | 0 | 0 | 0 | 0 | 0 | 0 | 0 | 0 | 0 | 0 | 0 | 0 | 0 | 0 | 0 | 0 | 0 | 0 | 0 | 0 | 0 | 0 | 0 | 0 | 0 | 0 | 0 | 0 | 0 | 0 | 0 | 0
F2_Commercial_Miscellaneous_Existing_Space Heating_Natural Gas_Furnace_E10 | F2 | Commercial | Miscellaneous | Existing | Space Heating | Natural Gas | Furnace | E10 | TRC BC Ratio | 0 | 0 | 0 | 0 | 0 | 0 | 0 | 0 | 0 | 0 | 0 | 0 | 0 | 0 | 0 | 0 | 0 | 0 | 0 | 0 | 0 | 0 | 0 | 0 | 0 | 0 | 0 | 0 | 0 | 0 | 0 | 0 | 0
F3_Commercial_Miscellaneous_Existing_Space Heating_Natural Gas_Furnace_E1 | F3 | Commercial | Miscellaneous | Existing | Space Heating | Natural Gas | Furnace | E1 | PACT BC Ratio | bar: 2019 to 2051
F3_Commercial_Miscellaneous_Existing_Space Heating_Natural Gas_Furnace_E2 | F3 | Commercial | Miscellaneous | Existing | Space Heating | Natural Gas | Furnace | E2 | PACT BC Ratio | 1.0723 | 1.0732 | 1.0743 | 1.0758 | 1.078 | 1.0814 | 1.0838 | 1.0856 | 1.0876 | 1.0895 | 1.0908 | 1.0916 | 1.0923 | 1.093 | 1.0938 | 1.0941 | 1.0947 | 1.0959 | 1.0971 | 1.0985 | 1.1001 | 1.1015 | 1.1025 | 1.1034 | 1.1039 | 1.1041 | 1.1038 | 1.1032 | 1.1027 | 1.1025 | 1.1026 | 1.1027 | 1.1027
F3_Commercial_Miscellaneous_Existing_Space Heating_Natural Gas_Furnace_E3 | F3 | Commercial | Miscellaneous | Existing | Space Heating | Natural Gas | Furnace | E3 | PACT BC Ratio | 0.80421 | 0.80492 | 0.8057 | 0.80687 | 0.80853 | 0.81106 | 0.81284 | 0.81421 | 0.81573 | 0.81714 | 0.81811 | 0.81871 | 0.81924 | 0.81972 | 0.82035 | 0.82061 | 0.82105 | 0.8219 | 0.8228 | 0.82384 | 0.82507 | 0.8261 | 0.82691 | 0.82752 | 0.82792 | 0.82804 | 0.82783 | 0.82738 | 0.82703 | 0.82686 | 0.82698 | 0.82703 | 0.82703
F3_Commercial_Miscellaneous_Existing_Space Heating_Natural Gas_Furnace_E4 | F3 | Commercial | Miscellaneous | Existing | Space Heating | Natural Gas | Furnace | E4 | PACT BC Ratio | 0.029757 | 0.029784 | 0.029816 | 0.029857 | 0.02991 | 0.029982 | 0.030041 | 0.030092 | 0.030143 | 0.030189 | 0.030223 | 0.030244 | 0.030258 | 0.030268 | 0.030278 | 0.030279 | 0.030284 | 0.030296 | 0.030311 | 0.03033 | 0.030354 | 0.030374 | 0.030389 | 0.0304 | 0.030408 | 0.03041 | 0.030406 | 0.030397 | 0.030391 | 0.030388 | 0.03039 | 0.030391 | 0.030391
F3_Commercial_Miscellaneous_Existing_Space Heating_Natural Gas_Furnace_E5 | F3 | Commercial | Miscellaneous | Existing | Space Heating | Natural Gas | Furnace | E5 | PACT BC Ratio | 0 | 0 | 0 | 0 | 0 | 0 | 0 | 0 | 0 | 0 | 0 | 0 | 0 | 0 | 0 | 0 | 0 | 0 | 0 | 0 | 0 | 0 | 0 | 0 | 0 | 0 | 0 | 0 | 0 | 0 | 0 | 0 | 0
F3_Commercial_Miscellaneous_Existing_Space Heating_Natural Gas_Furnace_E6 | F3 | Commercial | Miscellaneous | Existing | Space Heating | Natural Gas | Furnace | E6 | PACT BC Ratio | 0 | 0 | 0 | 0 | 0 | 0 | 0 | 0 | 0 | 0 | 0 | 0 | 0 | 0 | 0 | 0 | 0 | 0 | 0 | 0 | 0 | 0 | 0 | 0 | 0 | 0 | 0 | 0 | 0 | 0 | 0 | 0 | 0
F3_Commercial_Miscellaneous_Existing_Space Heating_Natural Gas_Furnace_E7 | F3 | Commercial | Miscellaneous | Existing | Space Heating | Natural Gas | Furnace | E7 | PACT BC Ratio | 0 | 0 | 0 | 0 | 0 | 0 | 0 | 0 | 0 | 0 | 0 | 0 | 0 | 0 | 0 | 0 | 0 | 0 | 0 | 0 | 0 | 0 | 0 | 0 | 0 | 0 | 0 | 0 | 0 | 0 | 0 | 0 | 0
F3_Commercial_Miscellaneous_Existing_Space Heating_Natural Gas_Furnace_E8 | F3 | Commercial | Miscellaneous | Existing | Space Heating | Natural Gas | Furnace | E8 | PACT BC Ratio | 0 | 0 | 0 | 0 | 0 | 0 | 0 | 0 | 0 | 0 | 0 | 0 | 0 | 0 | 0 | 0 | 0 | 0 | 0 | 0 | 0 | 0 | 0 | 0 | 0 | 0 | 0 | 0 | 0 | 0 | 0 | 0 | 0
F3_Commercial_Miscellaneous_Existing_Space Heating_Natural Gas_Furnace_E9 | F3 | Commercial | Miscellaneous | Existing | Space Heating | Natural Gas | Furnace | E9 | PACT BC Ratio | 0 | 0 | 0 | 0 | 0 | 0 | 0 | 0 | 0 | 0 | 0 | 0 | 0 | 0 | 0 | 0 | 0 | 0 | 0 | 0 | 0 | 0 | 0 | 0 | 0 | 0 | 0 | 0 | 0 | 0 | 0 | 0 | 0
F3_Commercial_Miscellaneous_Existing_Space Heating_Natural Gas_Furnace_E10 | F3 | Commercial | Miscellaneous | Existing | Space Heating | Natural Gas | Furnace | E10 | PACT BC Ratio | 0 | 0 | 0 | 0 | 0 | 0 | 0 | 0 | 0 | 0 | 0 | 0 | 0 | 0 | 0 | 0 | 0 | 0 | 0 | 0 | 0 | 0 | 0 | 0 | 0 | 0 | 0 | 0 | 0 | 0 | 0 | 0 | 0
F4_Commercial_Miscellaneous_Existing_Space Heating_Natural Gas_Furnace_E1 | F4 | Commercial | Miscellaneous | Existing | Space Heating | Natural Gas | Furnace | E1 | RVT BC Ratio | bar: 2019 to 2051
F4_Commercial_Miscellaneous_Existing_Space Heating_Natural Gas_Furnace_E2 | F4 | Commercial | Miscellaneous | Existing | Space Heating | Natural Gas | Furnace | E2 | RVT BC Ratio | 1.8562 | 1.8572 | 1.8583 | 1.86 | 1.8624 | 1.8661 | 1.8686 | 1.8706 | 1.8728 | 1.8748 | 1.8762 | 1.877 | 1.8778 | 1.8785 | 1.8794 | 1.8798 | 1.8804 | 1.8816 | 1.8829 | 1.8844 | 1.8862 | 1.8877 | 1.8888 | 1.8897 | 1.8903 | 1.8905 | 1.8901 | 1.8895 | 1.889 | 1.8888 | 1.8889 | 1.889 | 1.889
F4_Commercial_Miscellaneous_Existing_Space Heating_Natural Gas_Furnace_E3 | F4 | Commercial | Miscellaneous | Existing | Space Heating | Natural Gas | Furnace | E3 | RVT BC Ratio | 1.5671 | 1.5679 | 1.5688 | 1.57 | 1.5718 | 1.5745 | 1.5764 | 1.5779 | 1.5796 | 1.5811 | 1.5821 | 1.5828 | 1.5834 | 1.5839 | 1.5846 | 1.5848 | 1.5853 | 1.5862 | 1.5872 | 1.5883 | 1.5896 | 1.5908 | 1.5916 | 1.5923 | 1.5927 | 1.5928 | 1.5926 | 1.5921 | 1.5918 | 1.5916 | 1.5917 | 1.5918 | 1.5918
F4_Commercial_Miscellaneous_Existing_Space Heating_Natural Gas_Furnace_E4 | F4 | Commercial | Miscellaneous | Existing | Space Heating | Natural Gas | Furnace | E4 | RVT BC Ratio | 0.73209 | 0.73212 | 0.73215 | 0.73219 | 0.73225 | 0.73233 | 0.73239 | 0.73245 | 0.7325 | 0.73255 | 0.73259 | 0.73261 | 0.73263 | 0.73264 | 0.73265 | 0.73265 | 0.73265 | 0.73267 | 0.73268 | 0.7327 | 0.73273 | 0.73275 | 0.73277 | 0.73278 | 0.73279 | 0.73279 | 0.73279 | 0.73278 | 0.73277 | 0.73277 | 0.73277 | 0.73277 | 0.73277
F4_Commercial_Miscellaneous_Existing_Space Heating_Natural Gas_Furnace_E5 | F4 | Commercial | Miscellaneous | Existing | Space Heating | Natural Gas | Furnace | E5 | RVT BC Ratio | 0 | 0 | 0 | 0 | 0 | 0 | 0 | 0 | 0 | 0 | 0 | 0 | 0 | 0 | 0 | 0 | 0 | 0 | 0 | 0 | 0 | 0 | 0 | 0 | 0 | 0 | 0 | 0 | 0 | 0 | 0 | 0 | 0
F4_Commercial_Miscellaneous_Existing_Space Heating_Natural Gas_Furnace_E6 | F4 | Commercial | Miscellaneous | Existing | Space Heating | Natural Gas | Furnace | E6 | RVT BC Ratio | 0 | 0 | 0 | 0 | 0 | 0 | 0 | 0 | 0 | 0 | 0 | 0 | 0 | 0 | 0 | 0 | 0 | 0 | 0 | 0 | 0 | 0 | 0 | 0 | 0 | 0 | 0 | 0 | 0 | 0 | 0 | 0 | 0
F4_Commercial_Miscellaneous_Existing_Space Heating_Natural Gas_Furnace_E7 | F4 | Commercial | Miscellaneous | Existing | Space Heating | Natural Gas | Furnace | E7 | RVT BC Ratio | 0 | 0 | 0 | 0 | 0 | 0 | 0 | 0 | 0 | 0 | 0 | 0 | 0 | 0 | 0 | 0 | 0 | 0 | 0 | 0 | 0 | 0 | 0 | 0 | 0 | 0 | 0 | 0 | 0 | 0 | 0 | 0 | 0
F4_Commercial_Miscellaneous_Existing_Space Heating_Natural Gas_Furnace_E8 | F4 | Commercial | Miscellaneous | Existing | Space Heating | Natural Gas | Furnace | E8 | RVT BC Ratio | 0 | 0 | 0 | 0 | 0 | 0 | 0 | 0 | 0 | 0 | 0 | 0 | 0 | 0 | 0 | 0 | 0 | 0 | 0 | 0 | 0 | 0 | 0 | 0 | 0 | 0 | 0 | 0 | 0 | 0 | 0 | 0 | 0
F4_Commercial_Miscellaneous_Existing_Space Heating_Natural Gas_Furnace_E9 | F4 | Commercial | Miscellaneous | Existing | Space Heating | Natural Gas | Furnace | E9 | RVT BC Ratio | 0 | 0 | 0 | 0 | 0 | 0 | 0 | 0 | 0 | 0 | 0 | 0 | 0 | 0 | 0 | 0 | 0 | 0 | 0 | 0 | 0 | 0 | 0 | 0 | 0 | 0 | 0 | 0 | 0 | 0 | 0 | 0 | 0
F4_Commercial_Miscellaneous_Existing_Space Heating_Natural Gas_Furnace_E10 | F4 | Commercial | Miscellaneous | Existing | Space Heating | Natural Gas | Furnace | E10 | RVT BC Ratio | 0 | 0 | 0 | 0 | 0 | 0 | 0 | 0 | 0 | 0 | 0 | 0 | 0 | 0 | 0 | 0 | 0 | 0 | 0 | 0 | 0 | 0 | 0 | 0 | 0 | 0 | 0 | 0 | 0 | 0 | 0 | 0 | 0
F5_Commercial_Miscellaneous_Existing_Space Heating_Natural Gas_Furnace_E1 | F5 | Commercial | Miscellaneous | Existing | Space Heating | Natural Gas | Furnace | E1 | RIM BC Ratio | bar: 2019 to 2051
F5_Commercial_Miscellaneous_Existing_Space Heating_Natural Gas_Furnace_E2 | F5 | Commercial | Miscellaneous | Existing | Space Heating | Natural Gas | Furnace | E2 | RIM BC Ratio | 0.46934 | 0.46952 | 0.46972 | 0.47002 | 0.47044 | 0.47108 | 0.47153 | 0.47187 | 0.47226 | 0.47261 | 0.47285 | 0.473 | 0.47314 | 0.47326 | 0.47342 | 0.47348 | 0.47359 | 0.4738 | 0.47403 | 0.47428 | 0.47459 | 0.47485 | 0.47505 | 0.4752 | 0.4753 | 0.47533 | 0.47527 | 0.47516 | 0.47508 | 0.47503 | 0.47507 | 0.47508 | 0.47508
F5_Commercial_Miscellaneous_Existing_Space Heating_Natural Gas_Furnace_E3 | F5 | Commercial | Miscellaneous | Existing | Space Heating | Natural Gas | Furnace | E3 | RIM BC Ratio | 0.40958 | 0.40977 | 0.40997 | 0.41027 | 0.4107 | 0.41135 | 0.41181 | 0.41216 | 0.41255 | 0.41291 | 0.41316 | 0.41331 | 0.41344 | 0.41357 | 0.41373 | 0.41379 | 0.41391 | 0.41412 | 0.41435 | 0.41461 | 0.41492 | 0.41518 | 0.41539 | 0.41554 | 0.41564 | 0.41567 | 0.41562 | 0.41551 | 0.41542 | 0.41538 | 0.41541 | 0.41542 | 0.41542
F5_Commercial_Miscellaneous_Existing_Space Heating_Natural Gas_Furnace_E4 | F5 | Commercial | Miscellaneous | Existing | Space Heating | Natural Gas | Furnace | E4 | RIM BC Ratio | 0.028733 | 0.028758 | 0.028787 | 0.028826 | 0.028876 | 0.028942 | 0.028997 | 0.029044 | 0.029092 | 0.029135 | 0.029167 | 0.029186 | 0.0292 | 0.029209 | 0.029218 | 0.029219 | 0.029223 | 0.029235 | 0.029249 | 0.029267 | 0.029289 | 0.029307 | 0.029321 | 0.029332 | 0.029339 | 0.029341 | 0.029337 | 0.029329 | 0.029323 | 0.02932 | 0.029322 | 0.029323 | 0.029323
F5_Commercial_Miscellaneous_Existing_Space Heating_Natural Gas_Furnace_E5 | F5 | Commercial | Miscellaneous | Existing | Space Heating | Natural Gas | Furnace | E5 | RIM BC Ratio | 0 | 0 | 0 | 0 | 0 | 0 | 0 | 0 | 0 | 0 | 0 | 0 | 0 | 0 | 0 | 0 | 0 | 0 | 0 | 0 | 0 | 0 | 0 | 0 | 0 | 0 | 0 | 0 | 0 | 0 | 0 | 0 | 0
F5_Commercial_Miscellaneous_Existing_Space Heating_Natural Gas_Furnace_E6 | F5 | Commercial | Miscellaneous | Existing | Space Heating | Natural Gas | Furnace | E6 | RIM BC Ratio | 0 | 0 | 0 | 0 | 0 | 0 | 0 | 0 | 0 | 0 | 0 | 0 | 0 | 0 | 0 | 0 | 0 | 0 | 0 | 0 | 0 | 0 | 0 | 0 | 0 | 0 | 0 | 0 | 0 | 0 | 0 | 0 | 0
F5_Commercial_Miscellaneous_Existing_Space Heating_Natural Gas_Furnace_E7 | F5 | Commercial | Miscellaneous | Existing | Space Heating | Natural Gas | Furnace | E7 | RIM BC Ratio | 0 | 0 | 0 | 0 | 0 | 0 | 0 | 0 | 0 | 0 | 0 | 0 | 0 | 0 | 0 | 0 | 0 | 0 | 0 | 0 | 0 | 0 | 0 | 0 | 0 | 0 | 0 | 0 | 0 | 0 | 0 | 0 | 0
F5_Commercial_Miscellaneous_Existing_Space Heating_Natural Gas_Furnace_E8 | F5 | Commercial | Miscellaneous | Existing | Space Heating | Natural Gas | Furnace | E8 | RIM BC Ratio | 0 | 0 | 0 | 0 | 0 | 0 | 0 | 0 | 0 | 0 | 0 | 0 | 0 | 0 | 0 | 0 | 0 | 0 | 0 | 0 | 0 | 0 | 0 | 0 | 0 | 0 | 0 | 0 | 0 | 0 | 0 | 0 | 0
F5_Commercial_Miscellaneous_Existing_Space Heating_Natural Gas_Furnace_E9 | F5 | Commercial | Miscellaneous | Existing | Space Heating | Natural Gas | Furnace | E9 | RIM BC Ratio | 0 | 0 | 0 | 0 | 0 | 0 | 0 | 0 | 0 | 0 | 0 | 0 | 0 | 0 | 0 | 0 | 0 | 0 | 0 | 0 | 0 | 0 | 0 | 0 | 0 | 0 | 0 | 0 | 0 | 0 | 0 | 0 | 0
F5_Commercial_Miscellaneous_Existing_Space Heating_Natural Gas_Furnace_E10 | F5 | Commercial | Miscellaneous | Existing | Space Heating | Natural Gas | Furnace | E10 | RIM BC Ratio | 0 | 0 | 0 | 0 | 0 | 0 | 0 | 0 | 0 | 0 | 0 | 0 | 0 | 0 | 0 | 0 | 0 | 0 | 0 | 0 | 0 | 0 | 0 | 0 | 0 | 0 | 0 | 0 | 0 | 0 | 0 | 0 | 0
F0_Commercial_Miscellaneous_Existing_Space Heating_Natural Gas_Boiler_E0 | F0 | Commercial | Miscellaneous | Existing | Space Heating | Natural Gas | Boiler | E0 | Economic Unit | AFUE 80% (Standard) | AFUE 80% (Standard) | AFUE 80% (Standard) | AFUE 80% (Standard) | AFUE 80% (Standard) | AFUE 80% (Standard) | AFUE 80% (Standard) | AFUE 80% (Standard) | AFUE 80% (Standard) | AFUE 80% (Standard) | AFUE 80% (Standard) | AFUE 80% (Standard) | AFUE 80% (Standard) | AFUE 80% (Standard) | AFUE 80% (Standard) | AFUE 80% (Standard) | AFUE 80% (Standard) | AFUE 80% (Standard) | AFUE 80% (Standard) | AFUE 80% (Standard) | AFUE 80% (Standard) | AFUE 80% (Standard) | AFUE 80% (Standard) | AFUE 80% (Standard) | AFUE 80% (Standard) | AFUE 80% (Standard) | AFUE 80% (Standard) | AFUE 80% (Standard) | AFUE 80% (Standard) | AFUE 80% (Standard) | AFUE 80% (Standard) | AFUE 80% (Standard) | AFUE 80% (Standard)
F1_Commercial_Miscellaneous_Existing_Space Heating_Natural Gas_Boiler_E1 | F1 | Commercial | Miscellaneous | Existing | Space Heating | Natural Gas | Boiler | E1 | CCE | 0 | 0 | 0 | 0 | 0 | 0 | 0 | 0 | 0 | 0 | 0 | 0 | 0 | 0 | 0 | 0 | 0 | 0 | 0 | 0 | 0 | 0 | 0 | 0 | 0 | 0 | 0 | 0 | 0 | 0 | 0 | 0 | 0
F1_Commercial_Miscellaneous_Existing_Space Heating_Natural Gas_Boiler_E2 | F1 | Commercial | Miscellaneous | Existing | Space Heating | Natural Gas | Boiler | E2 | CCE | 3.2809 | 3.2809 | 3.2984 | 3.316 | 3.3339 | 3.3519 | 3.3701 | 3.3885 | 3.4072 | 3.426 | 3.445 | 3.4643 | 3.4837 | 3.5034 | 3.5233 | 3.5435 | 3.5639 | 3.5844 | 3.6053 | 3.6264 | 3.6477 | 3.6692 | 3.6911 | 3.7132 | 3.7356 | 3.7581 | 3.7811 | 3.8043 | 3.8277 | 3.8515 | 3.8756 | 3.8999 | 3.8999
F1_Commercial_Miscellaneous_Existing_Space Heating_Natural Gas_Boiler_E3 | F1 | Commercial | Miscellaneous | Existing | Space Heating | Natural Gas | Boiler | E3 | CCE | 3.3128 | 3.3128 | 3.3305 | 3.3483 | 3.3663 | 3.3845 | 3.4029 | 3.4215 | 3.4403 | 3.4593 | 3.4785 | 3.498 | 3.5176 | 3.5375 | 3.5576 | 3.5779 | 3.5985 | 3.6193 | 3.6404 | 3.6616 | 3.6832 | 3.7049 | 3.727 | 3.7493 | 3.7719 | 3.7947 | 3.8179 | 3.8413 | 3.865 | 3.8889 | 3.9133 | 3.9379 | 3.9379
F1_Commercial_Miscellaneous_Existing_Space Heating_Natural Gas_Boiler_E4 | F1 | Commercial | Miscellaneous | Existing | Space Heating | Natural Gas | Boiler | E4 | CCE | 16.8229 | 16.8229 | 16.9125 | 17.003 | 17.0945 | 17.1868 | 17.2804 | 17.3748 | 17.4703 | 17.5668 | 17.6645 | 17.7632 | 17.863 | 17.9639 | 18.0661 | 18.1693 | 18.2737 | 18.3792 | 18.4862 | 18.5944 | 18.7038 | 18.8141 | 18.9263 | 19.0396 | 19.1542 | 19.27 | 19.3877 | 19.5065 | 19.6269 | 19.7486 | 19.8721 | 19.9971 | 19.9971
F1_Commercial_Miscellaneous_Existing_Space Heating_Natural Gas_Boiler_E5 | F1 | Commercial | Miscellaneous | Existing | Space Heating | Natural Gas | Boiler | E5 | CCE | 0 | 0 | 0 | 0 | 0 | 0 | 0 | 0 | 0 | 0 | 0 | 0 | 0 | 0 | 0 | 0 | 0 | 0 | 0 | 0 | 0 | 0 | 0 | 0 | 0 | 0 | 0 | 0 | 0 | 0 | 0 | 0 | 0
F1_Commercial_Miscellaneous_Existing_Space Heating_Natural Gas_Boiler_E6 | F1 | Commercial | Miscellaneous | Existing | Space Heating | Natural Gas | Boiler | E6 | CCE | 0 | 0 | 0 | 0 | 0 | 0 | 0 | 0 | 0 | 0 | 0 | 0 | 0 | 0 | 0 | 0 | 0 | 0 | 0 | 0 | 0 | 0 | 0 | 0 | 0 | 0 | 0 | 0 | 0 | 0 | 0 | 0 | 0
F1_Commercial_Miscellaneous_Existing_Space Heating_Natural Gas_Boiler_E7 | F1 | Commercial | Miscellaneous | Existing | Space Heating | Natural Gas | Boiler | E7 | CCE | 0 | 0 | 0 | 0 | 0 | 0 | 0 | 0 | 0 | 0 | 0 | 0 | 0 | 0 | 0 | 0 | 0 | 0 | 0 | 0 | 0 | 0 | 0 | 0 | 0 | 0 | 0 | 0 | 0 | 0 | 0 | 0 | 0
F1_Commercial_Miscellaneous_Existing_Space Heating_Natural Gas_Boiler_E8 | F1 | Commercial | Miscellaneous | Existing | Space Heating | Natural Gas | Boiler | E8 | CCE | 0 | 0 | 0 | 0 | 0 | 0 | 0 | 0 | 0 | 0 | 0 | 0 | 0 | 0 | 0 | 0 | 0 | 0 | 0 | 0 | 0 | 0 | 0 | 0 | 0 | 0 | 0 | 0 | 0 | 0 | 0 | 0 | 0
F1_Commercial_Miscellaneous_Existing_Space Heating_Natural Gas_Boiler_E9 | F1 | Commercial | Miscellaneous | Existing | Space Heating | Natural Gas | Boiler | E9 | CCE | 0 | 0 | 0 | 0 | 0 | 0 | 0 | 0 | 0 | 0 | 0 | 0 | 0 | 0 | 0 | 0 | 0 | 0 | 0 | 0 | 0 | 0 | 0 | 0 | 0 | 0 | 0 | 0 | 0 | 0 | 0 | 0 | 0
F1_Commercial_Miscellaneous_Existing_Space Heating_Natural Gas_Boiler_E10 | F1 | Commercial | Miscellaneous | Existing | Space Heating | Natural Gas | Boiler | E10 | CCE | 0 | 0 | 0 | 0 | 0 | 0 | 0 | 0 | 0 | 0 | 0 | 0 | 0 | 0 | 0 | 0 | 0 | 0 | 0 | 0 | 0 | 0 | 0 | 0 | 0 | 0 | 0 | 0 | 0 | 0 | 0 | 0 | 0
F2_Commercial_Miscellaneous_Existing_Space Heating_Natural Gas_Boiler_E1 | F2 | Commercial | Miscellaneous | Existing | Space Heating | Natural Gas | Boiler | E1 | TRC BC Ratio | bar: 2019 to 2051
F2_Commercial_Miscellaneous_Existing_Space Heating_Natural Gas_Boiler_E2 | F2 | Commercial | Miscellaneous | Existing | Space Heating | Natural Gas | Boiler | E2 | TRC BC Ratio | 0.54803 | 0.54856 | 0.54913 | 0.54996 | 0.55109 | 0.55277 | 0.55395 | 0.55485 | 0.55583 | 0.55672 | 0.55733 | 0.55771 | 0.55805 | 0.55837 | 0.55878 | 0.55895 | 0.55924 | 0.55979 | 0.56037 | 0.56104 | 0.56184 | 0.56251 | 0.56303 | 0.56343 | 0.56369 | 0.56377 | 0.56363 | 0.56334 | 0.56311 | 0.563 | 0.56308 | 0.56312 | 0.56312
F2_Commercial_Miscellaneous_Existing_Space Heating_Natural Gas_Boiler_E3 | F2 | Commercial | Miscellaneous | Existing | Space Heating | Natural Gas | Boiler | E3 | TRC BC Ratio | 0.54276 | 0.54328 | 0.54384 | 0.54466 | 0.54578 | 0.54745 | 0.54862 | 0.54951 | 0.55048 | 0.55136 | 0.55196 | 0.55234 | 0.55268 | 0.55299 | 0.5534 | 0.55356 | 0.55385 | 0.55439 | 0.55497 | 0.55564 | 0.55643 | 0.55709 | 0.55761 | 0.558 | 0.55827 | 0.55834 | 0.5582 | 0.55792 | 0.55769 | 0.55758 | 0.55766 | 0.55769 | 0.55769
F2_Commercial_Miscellaneous_Existing_Space Heating_Natural Gas_Boiler_E4 | F2 | Commercial | Miscellaneous | Existing | Space Heating | Natural Gas | Boiler | E4 | TRC BC Ratio | 0.10877 | 0.10889 | 0.10903 | 0.10919 | 0.10939 | 0.10963 | 0.10983 | 0.11 | 0.11016 | 0.11029 | 0.11039 | 0.11045 | 0.11049 | 0.11052 | 0.11055 | 0.11055 | 0.11056 | 0.11059 | 0.11063 | 0.11069 | 0.11075 | 0.11081 | 0.11085 | 0.11088 | 0.1109 | 0.11091 | 0.1109 | 0.11088 | 0.11086 | 0.11085 | 0.11085 | 0.11086 | 0.11086
F2_Commercial_Miscellaneous_Existing_Space Heating_Natural Gas_Boiler_E5 | F2 | Commercial | Miscellaneous | Existing | Space Heating | Natural Gas | Boiler | E5 | TRC BC Ratio | 0 | 0 | 0 | 0 | 0 | 0 | 0 | 0 | 0 | 0 | 0 | 0 | 0 | 0 | 0 | 0 | 0 | 0 | 0 | 0 | 0 | 0 | 0 | 0 | 0 | 0 | 0 | 0 | 0 | 0 | 0 | 0 | 0
F2_Commercial_Miscellaneous_Existing_Space Heating_Natural Gas_Boiler_E6 | F2 | Commercial | Miscellaneous | Existing | Space Heating | Natural Gas | Boiler | E6 | TRC BC Ratio | 0 | 0 | 0 | 0 | 0 | 0 | 0 | 0 | 0 | 0 | 0 | 0 | 0 | 0 | 0 | 0 | 0 | 0 | 0 | 0 | 0 | 0 | 0 | 0 | 0 | 0 | 0 | 0 | 0 | 0 | 0 | 0 | 0
F2_Commercial_Miscellaneous_Existing_Space Heating_Natural Gas_Boiler_E7 | F2 | Commercial | Miscellaneous | Existing | Space Heating | Natural Gas | Boiler | E7 | TRC BC Ratio | 0 | 0 | 0 | 0 | 0 | 0 | 0 | 0 | 0 | 0 | 0 | 0 | 0 | 0 | 0 | 0 | 0 | 0 | 0 | 0 | 0 | 0 | 0 | 0 | 0 | 0 | 0 | 0 | 0 | 0 | 0 | 0 | 0
F2_Commercial_Miscellaneous_Existing_Space Heating_Natural Gas_Boiler_E8 | F2 | Commercial | Miscellaneous | Existing | Space Heating | Natural Gas | Boiler | E8 | TRC BC Ratio | 0 | 0 | 0 | 0 | 0 | 0 | 0 | 0 | 0 | 0 | 0 | 0 | 0 | 0 | 0 | 0 | 0 | 0 | 0 | 0 | 0 | 0 | 0 | 0 | 0 | 0 | 0 | 0 | 0 | 0 | 0 | 0 | 0
F2_Commercial_Miscellaneous_Existing_Space Heating_Natural Gas_Boiler_E9 | F2 | Commercial | Miscellaneous | Existing | Space Heating | Natural Gas | Boiler | E9 | TRC BC Ratio | 0 | 0 | 0 | 0 | 0 | 0 | 0 | 0 | 0 | 0 | 0 | 0 | 0 | 0 | 0 | 0 | 0 | 0 | 0 | 0 | 0 | 0 | 0 | 0 | 0 | 0 | 0 | 0 | 0 | 0 | 0 | 0 | 0
F2_Commercial_Miscellaneous_Existing_Space Heating_Natural Gas_Boiler_E10 | F2 | Commercial | Miscellaneous | Existing | Space Heating | Natural Gas | Boiler | E10 | TRC BC Ratio | 0 | 0 | 0 | 0 | 0 | 0 | 0 | 0 | 0 | 0 | 0 | 0 | 0 | 0 | 0 | 0 | 0 | 0 | 0 | 0 | 0 | 0 | 0 | 0 | 0 | 0 | 0 | 0 | 0 | 0 | 0 | 0 | 0
F3_Commercial_Miscellaneous_Existing_Space Heating_Natural Gas_Boiler_E1 | F3 | Commercial | Miscellaneous | Existing | Space Heating | Natural Gas | Boiler | E1 | PACT BC Ratio | bar: 2019 to 2051
F3_Commercial_Miscellaneous_Existing_Space Heating_Natural Gas_Boiler_E2 | F3 | Commercial | Miscellaneous | Existing | Space Heating | Natural Gas | Boiler | E2 | PACT BC Ratio | 0.73071 | 0.73141 | 0.73218 | 0.73327 | 0.73479 | 0.73703 | 0.7386 | 0.7398 | 0.74111 | 0.74229 | 0.74311 | 0.74361 | 0.74407 | 0.74449 | 0.74504 | 0.74526 | 0.74565 | 0.74638 | 0.74715 | 0.74806 | 0.74912 | 0.75002 | 0.75071 | 0.75124 | 0.75159 | 0.75169 | 0.75151 | 0.75112 | 0.75082 | 0.75067 | 0.75078 | 0.75082 | 0.75082
F3_Commercial_Miscellaneous_Existing_Space Heating_Natural Gas_Boiler_E3 | F3 | Commercial | Miscellaneous | Existing | Space Heating | Natural Gas | Boiler | E3 | PACT BC Ratio | 0.72368 | 0.72437 | 0.72513 | 0.72621 | 0.72771 | 0.72993 | 0.73149 | 0.73268 | 0.73397 | 0.73515 | 0.73595 | 0.73645 | 0.7369 | 0.73732 | 0.73786 | 0.73808 | 0.73847 | 0.73919 | 0.73996 | 0.74085 | 0.74191 | 0.74279 | 0.74348 | 0.74401 | 0.74435 | 0.74445 | 0.74427 | 0.74389 | 0.74359 | 0.74344 | 0.74355 | 0.74359 | 0.74359
F3_Commercial_Miscellaneous_Existing_Space Heating_Natural Gas_Boiler_E4 | F3 | Commercial | Miscellaneous | Existing | Space Heating | Natural Gas | Boiler | E4 | PACT BC Ratio | 0.14503 | 0.14519 | 0.14537 | 0.14559 | 0.14585 | 0.14617 | 0.14644 | 0.14666 | 0.14687 | 0.14705 | 0.14718 | 0.14727 | 0.14732 | 0.14736 | 0.1474 | 0.1474 | 0.14741 | 0.14746 | 0.14751 | 0.14758 | 0.14767 | 0.14774 | 0.1478 | 0.14784 | 0.14787 | 0.14788 | 0.14787 | 0.14783 | 0.14781 | 0.1478 | 0.14781 | 0.14781 | 0.14781
F3_Commercial_Miscellaneous_Existing_Space Heating_Natural Gas_Boiler_E5 | F3 | Commercial | Miscellaneous | Existing | Space Heating | Natural Gas | Boiler | E5 | PACT BC Ratio | 0 | 0 | 0 | 0 | 0 | 0 | 0 | 0 | 0 | 0 | 0 | 0 | 0 | 0 | 0 | 0 | 0 | 0 | 0 | 0 | 0 | 0 | 0 | 0 | 0 | 0 | 0 | 0 | 0 | 0 | 0 | 0 | 0
F3_Commercial_Miscellaneous_Existing_Space Heating_Natural Gas_Boiler_E6 | F3 | Commercial | Miscellaneous | Existing | Space Heating | Natural Gas | Boiler | E6 | PACT BC Ratio | 0 | 0 | 0 | 0 | 0 | 0 | 0 | 0 | 0 | 0 | 0 | 0 | 0 | 0 | 0 | 0 | 0 | 0 | 0 | 0 | 0 | 0 | 0 | 0 | 0 | 0 | 0 | 0 | 0 | 0 | 0 | 0 | 0
F3_Commercial_Miscellaneous_Existing_Space Heating_Natural Gas_Boiler_E7 | F3 | Commercial | Miscellaneous | Existing | Space Heating | Natural Gas | Boiler | E7 | PACT BC Ratio | 0 | 0 | 0 | 0 | 0 | 0 | 0 | 0 | 0 | 0 | 0 | 0 | 0 | 0 | 0 | 0 | 0 | 0 | 0 | 0 | 0 | 0 | 0 | 0 | 0 | 0 | 0 | 0 | 0 | 0 | 0 | 0 | 0
F3_Commercial_Miscellaneous_Existing_Space Heating_Natural Gas_Boiler_E8 | F3 | Commercial | Miscellaneous | Existing | Space Heating | Natural Gas | Boiler | E8 | PACT BC Ratio | 0 | 0 | 0 | 0 | 0 | 0 | 0 | 0 | 0 | 0 | 0 | 0 | 0 | 0 | 0 | 0 | 0 | 0 | 0 | 0 | 0 | 0 | 0 | 0 | 0 | 0 | 0 | 0 | 0 | 0 | 0 | 0 | 0
F3_Commercial_Miscellaneous_Existing_Space Heating_Natural Gas_Boiler_E9 | F3 | Commercial | Miscellaneous | Existing | Space Heating | Natural Gas | Boiler | E9 | PACT BC Ratio | 0 | 0 | 0 | 0 | 0 | 0 | 0 | 0 | 0 | 0 | 0 | 0 | 0 | 0 | 0 | 0 | 0 | 0 | 0 | 0 | 0 | 0 | 0 | 0 | 0 | 0 | 0 | 0 | 0 | 0 | 0 | 0 | 0
F3_Commercial_Miscellaneous_Existing_Space Heating_Natural Gas_Boiler_E10 | F3 | Commercial | Miscellaneous | Existing | Space Heating | Natural Gas | Boiler | E10 | PACT BC Ratio | 0 | 0 | 0 | 0 | 0 | 0 | 0 | 0 | 0 | 0 | 0 | 0 | 0 | 0 | 0 | 0 | 0 | 0 | 0 | 0 | 0 | 0 | 0 | 0 | 0 | 0 | 0 | 0 | 0 | 0 | 0 | 0 | 0
F4_Commercial_Miscellaneous_Existing_Space Heating_Natural Gas_Boiler_E1 | F4 | Commercial | Miscellaneous | Existing | Space Heating | Natural Gas | Boiler | E1 | RVT BC Ratio | bar: 2019 to 2051
F4_Commercial_Miscellaneous_Existing_Space Heating_Natural Gas_Boiler_E2 | F4 | Commercial | Miscellaneous | Existing | Space Heating | Natural Gas | Boiler | E2 | RVT BC Ratio | 1.4879 | 1.4887 | 1.4895 | 1.4907 | 1.4923 | 1.4947 | 1.4964 | 1.4977 | 1.4991 | 1.5004 | 1.5013 | 1.5018 | 1.5023 | 1.5028 | 1.5033 | 1.5036 | 1.504 | 1.5048 | 1.5056 | 1.5066 | 1.5077 | 1.5087 | 1.5095 | 1.51 | 1.5104 | 1.5105 | 1.5103 | 1.5099 | 1.5096 | 1.5094 | 1.5095 | 1.5096 | 1.5096
F4_Commercial_Miscellaneous_Existing_Space Heating_Natural Gas_Boiler_E3 | F4 | Commercial | Miscellaneous | Existing | Space Heating | Natural Gas | Boiler | E3 | RVT BC Ratio | 1.4803 | 1.4811 | 1.4819 | 1.483 | 1.4847 | 1.4871 | 1.4887 | 1.49 | 1.4914 | 1.4927 | 1.4935 | 1.4941 | 1.4946 | 1.495 | 1.4956 | 1.4958 | 1.4963 | 1.497 | 1.4979 | 1.4988 | 1.5 | 1.5009 | 1.5017 | 1.5022 | 1.5026 | 1.5027 | 1.5025 | 1.5021 | 1.5018 | 1.5016 | 1.5017 | 1.5018 | 1.5018
F4_Commercial_Miscellaneous_Existing_Space Heating_Natural Gas_Boiler_E4 | F4 | Commercial | Miscellaneous | Existing | Space Heating | Natural Gas | Boiler | E4 | RVT BC Ratio | 0.85638 | 0.85655 | 0.85674 | 0.85698 | 0.85726 | 0.85761 | 0.8579 | 0.85814 | 0.85837 | 0.85856 | 0.8587 | 0.85879 | 0.85885 | 0.8589 | 0.85894 | 0.85894 | 0.85895 | 0.85899 | 0.85905 | 0.85913 | 0.85923 | 0.85931 | 0.85937 | 0.85941 | 0.85944 | 0.85945 | 0.85944 | 0.8594 | 0.85938 | 0.85936 | 0.85937 | 0.85938 | 0.85938
F4_Commercial_Miscellaneous_Existing_Space Heating_Natural Gas_Boiler_E5 | F4 | Commercial | Miscellaneous | Existing | Space Heating | Natural Gas | Boiler | E5 | RVT BC Ratio | 0 | 0 | 0 | 0 | 0 | 0 | 0 | 0 | 0 | 0 | 0 | 0 | 0 | 0 | 0 | 0 | 0 | 0 | 0 | 0 | 0 | 0 | 0 | 0 | 0 | 0 | 0 | 0 | 0 | 0 | 0 | 0 | 0
F4_Commercial_Miscellaneous_Existing_Space Heating_Natural Gas_Boiler_E6 | F4 | Commercial | Miscellaneous | Existing | Space Heating | Natural Gas | Boiler | E6 | RVT BC Ratio | 0 | 0 | 0 | 0 | 0 | 0 | 0 | 0 | 0 | 0 | 0 | 0 | 0 | 0 | 0 | 0 | 0 | 0 | 0 | 0 | 0 | 0 | 0 | 0 | 0 | 0 | 0 | 0 | 0 | 0 | 0 | 0 | 0
F4_Commercial_Miscellaneous_Existing_Space Heating_Natural Gas_Boiler_E7 | F4 | Commercial | Miscellaneous | Existing | Space Heating | Natural Gas | Boiler | E7 | RVT BC Ratio | 0 | 0 | 0 | 0 | 0 | 0 | 0 | 0 | 0 | 0 | 0 | 0 | 0 | 0 | 0 | 0 | 0 | 0 | 0 | 0 | 0 | 0 | 0 | 0 | 0 | 0 | 0 | 0 | 0 | 0 | 0 | 0 | 0
F4_Commercial_Miscellaneous_Existing_Space Heating_Natural Gas_Boiler_E8 | F4 | Commercial | Miscellaneous | Existing | Space Heating | Natural Gas | Boiler | E8 | RVT BC Ratio | 0 | 0 | 0 | 0 | 0 | 0 | 0 | 0 | 0 | 0 | 0 | 0 | 0 | 0 | 0 | 0 | 0 | 0 | 0 | 0 | 0 | 0 | 0 | 0 | 0 | 0 | 0 | 0 | 0 | 0 | 0 | 0 | 0
F4_Commercial_Miscellaneous_Existing_Space Heating_Natural Gas_Boiler_E9 | F4 | Commercial | Miscellaneous | Existing | Space Heating | Natural Gas | Boiler | E9 | RVT BC Ratio | 0 | 0 | 0 | 0 | 0 | 0 | 0 | 0 | 0 | 0 | 0 | 0 | 0 | 0 | 0 | 0 | 0 | 0 | 0 | 0 | 0 | 0 | 0 | 0 | 0 | 0 | 0 | 0 | 0 | 0 | 0 | 0 | 0
F4_Commercial_Miscellaneous_Existing_Space Heating_Natural Gas_Boiler_E10 | F4 | Commercial | Miscellaneous | Existing | Space Heating | Natural Gas | Boiler | E10 | RVT BC Ratio | 0 | 0 | 0 | 0 | 0 | 0 | 0 | 0 | 0 | 0 | 0 | 0 | 0 | 0 | 0 | 0 | 0 | 0 | 0 | 0 | 0 | 0 | 0 | 0 | 0 | 0 | 0 | 0 | 0 | 0 | 0 | 0 | 0
F5_Commercial_Miscellaneous_Existing_Space Heating_Natural Gas_Boiler_E1 | F5 | Commercial | Miscellaneous | Existing | Space Heating | Natural Gas | Boiler | E1 | RIM BC Ratio | bar: 2019 to 2051
F5_Commercial_Miscellaneous_Existing_Space Heating_Natural Gas_Boiler_E2 | F5 | Commercial | Miscellaneous | Existing | Space Heating | Natural Gas | Boiler | E2 | RIM BC Ratio | 0.38962 | 0.38982 | 0.39004 | 0.39035 | 0.39078 | 0.39141 | 0.39185 | 0.39219 | 0.39256 | 0.39289 | 0.39312 | 0.39326 | 0.39339 | 0.39351 | 0.39366 | 0.39372 | 0.39383 | 0.39403 | 0.39425 | 0.3945 | 0.3948 | 0.39504 | 0.39524 | 0.39538 | 0.39548 | 0.39551 | 0.39546 | 0.39535 | 0.39527 | 0.39522 | 0.39525 | 0.39527 | 0.39527
F5_Commercial_Miscellaneous_Existing_Space Heating_Natural Gas_Boiler_E3 | F5 | Commercial | Miscellaneous | Existing | Space Heating | Natural Gas | Boiler | E3 | RIM BC Ratio | 0.38761 | 0.38781 | 0.38803 | 0.38834 | 0.38877 | 0.3894 | 0.38984 | 0.39018 | 0.39055 | 0.39088 | 0.39111 | 0.39125 | 0.39138 | 0.39149 | 0.39165 | 0.39171 | 0.39182 | 0.39202 | 0.39224 | 0.39249 | 0.39278 | 0.39303 | 0.39322 | 0.39337 | 0.39347 | 0.39349 | 0.39344 | 0.39334 | 0.39325 | 0.39321 | 0.39324 | 0.39325 | 0.39325
F5_Commercial_Miscellaneous_Existing_Space Heating_Natural Gas_Boiler_E4 | F5 | Commercial | Miscellaneous | Existing | Space Heating | Natural Gas | Boiler | E4 | RIM BC Ratio | 0.12356 | 0.12368 | 0.12381 | 0.12397 | 0.12416 | 0.12439 | 0.12458 | 0.12474 | 0.1249 | 0.12503 | 0.12512 | 0.12518 | 0.12522 | 0.12525 | 0.12528 | 0.12528 | 0.12529 | 0.12532 | 0.12536 | 0.12541 | 0.12547 | 0.12553 | 0.12557 | 0.1256 | 0.12562 | 0.12562 | 0.12561 | 0.12559 | 0.12557 | 0.12556 | 0.12557 | 0.12557 | 0.12557
F5_Commercial_Miscellaneous_Existing_Space Heating_Natural Gas_Boiler_E5 | F5 | Commercial | Miscellaneous | Existing | Space Heating | Natural Gas | Boiler | E5 | RIM BC Ratio | 0 | 0 | 0 | 0 | 0 | 0 | 0 | 0 | 0 | 0 | 0 | 0 | 0 | 0 | 0 | 0 | 0 | 0 | 0 | 0 | 0 | 0 | 0 | 0 | 0 | 0 | 0 | 0 | 0 | 0 | 0 | 0 | 0
F5_Commercial_Miscellaneous_Existing_Space Heating_Natural Gas_Boiler_E6 | F5 | Commercial | Miscellaneous | Existing | Space Heating | Natural Gas | Boiler | E6 | RIM BC Ratio | 0 | 0 | 0 | 0 | 0 | 0 | 0 | 0 | 0 | 0 | 0 | 0 | 0 | 0 | 0 | 0 | 0 | 0 | 0 | 0 | 0 | 0 | 0 | 0 | 0 | 0 | 0 | 0 | 0 | 0 | 0 | 0 | 0
F5_Commercial_Miscellaneous_Existing_Space Heating_Natural Gas_Boiler_E7 | F5 | Commercial | Miscellaneous | Existing | Space Heating | Natural Gas | Boiler | E7 | RIM BC Ratio | 0 | 0 | 0 | 0 | 0 | 0 | 0 | 0 | 0 | 0 | 0 | 0 | 0 | 0 | 0 | 0 | 0 | 0 | 0 | 0 | 0 | 0 | 0 | 0 | 0 | 0 | 0 | 0 | 0 | 0 | 0 | 0 | 0
F5_Commercial_Miscellaneous_Existing_Space Heating_Natural Gas_Boiler_E8 | F5 | Commercial | Miscellaneous | Existing | Space Heating | Natural Gas | Boiler | E8 | RIM BC Ratio | 0 | 0 | 0 | 0 | 0 | 0 | 0 | 0 | 0 | 0 | 0 | 0 | 0 | 0 | 0 | 0 | 0 | 0 | 0 | 0 | 0 | 0 | 0 | 0 | 0 | 0 | 0 | 0 | 0 | 0 | 0 | 0 | 0
F5_Commercial_Miscellaneous_Existing_Space Heating_Natural Gas_Boiler_E9 | F5 | Commercial | Miscellaneous | Existing | Space Heating | Natural Gas | Boiler | E9 | RIM BC Ratio | 0 | 0 | 0 | 0 | 0 | 0 | 0 | 0 | 0 | 0 | 0 | 0 | 0 | 0 | 0 | 0 | 0 | 0 | 0 | 0 | 0 | 0 | 0 | 0 | 0 | 0 | 0 | 0 | 0 | 0 | 0 | 0 | 0
F5_Commercial_Miscellaneous_Existing_Space Heating_Natural Gas_Boiler_E10 | F5 | Commercial | Miscellaneous | Existing | Space Heating | Natural Gas | Boiler | E10 | RIM BC Ratio | 0 | 0 | 0 | 0 | 0 | 0 | 0 | 0 | 0 | 0 | 0 | 0 | 0 | 0 | 0 | 0 | 0 | 0 | 0 | 0 | 0 | 0 | 0 | 0 | 0 | 0 | 0 | 0 | 0 | 0 | 0 | 0 | 0
F0_Commercial_Miscellaneous_Existing_Space Heating_Natural Gas_Unit Heater_E0 | F0 | Commercial | Miscellaneous | Existing | Space Heating | Natural Gas | Unit Heater | E0 | Economic Unit | Infrared Radiant | Infrared Radiant | Infrared Radiant | Infrared Radiant | Infrared Radiant | Infrared Radiant | Infrared Radiant | Infrared Radiant | Infrared Radiant | Infrared Radiant | Infrared Radiant | Infrared Radiant | Infrared Radiant | Infrared Radiant | Infrared Radiant | Infrared Radiant | Infrared Radiant | Infrared Radiant | Infrared Radiant | Infrared Radiant | Infrared Radiant | Infrared Radiant | Infrared Radiant | Infrared Radiant | Infrared Radiant | Infrared Radiant | Infrared Radiant | Infrared Radiant | Infrared Radiant | Infrared Radiant | Infrared Radiant | Infrared Radiant | Infrared Radiant
F1_Commercial_Miscellaneous_Existing_Space Heating_Natural Gas_Unit Heater_E1 | F1 | Commercial | Miscellaneous | Existing | Space Heating | Natural Gas | Unit Heater | E1 | CCE | 0 | 0 | 0 | 0 | 0 | 0 | 0 | 0 | 0 | 0 | 0 | 0 | 0 | 0 | 0 | 0 | 0 | 0 | 0 | 0 | 0 | 0 | 0 | 0 | 0 | 0 | 0 | 0 | 0 | 0 | 0 | 0 | 0
F1_Commercial_Miscellaneous_Existing_Space Heating_Natural Gas_Unit Heater_E2 | F1 | Commercial | Miscellaneous | Existing | Space Heating | Natural Gas | Unit Heater | E2 | CCE | 1.2484 | 1.2484 | 1.255 | 1.2617 | 1.2685 | 1.2754 | 1.2823 | 1.2893 | 1.2964 | 1.3036 | 1.3108 | 1.3181 | 1.3256 | 1.333 | 1.3406 | 1.3483 | 1.356 | 1.3639 | 1.3718 | 1.3798 | 1.3879 | 1.3961 | 1.4045 | 1.4129 | 1.4214 | 1.43 | 1.4387 | 1.4475 | 1.4564 | 1.4655 | 1.4746 | 1.4839 | 1.4839
F1_Commercial_Miscellaneous_Existing_Space Heating_Natural Gas_Unit Heater_E3 | F1 | Commercial | Miscellaneous | Existing | Space Heating | Natural Gas | Unit Heater | E3 | CCE | 0.12436 | 0.12436 | 0.12503 | 0.12569 | 0.12637 | 0.12705 | 0.12775 | 0.12844 | 0.12915 | 0.12986 | 0.13058 | 0.13131 | 0.13205 | 0.1328 | 0.13355 | 0.13432 | 0.13509 | 0.13587 | 0.13666 | 0.13746 | 0.13827 | 0.13908 | 0.13991 | 0.14075 | 0.1416 | 0.14245 | 0.14332 | 0.1442 | 0.14509 | 0.14599 | 0.1469 | 0.14783 | 0.14783
F1_Commercial_Miscellaneous_Existing_Space Heating_Natural Gas_Unit Heater_E4 | F1 | Commercial | Miscellaneous | Existing | Space Heating | Natural Gas | Unit Heater | E4 | CCE | 0 | 0 | 0 | 0 | 0 | 0 | 0 | 0 | 0 | 0 | 0 | 0 | 0 | 0 | 0 | 0 | 0 | 0 | 0 | 0 | 0 | 0 | 0 | 0 | 0 | 0 | 0 | 0 | 0 | 0 | 0 | 0 | 0
F1_Commercial_Miscellaneous_Existing_Space Heating_Natural Gas_Unit Heater_E5 | F1 | Commercial | Miscellaneous | Existing | Space Heating | Natural Gas | Unit Heater | E5 | CCE | 0 | 0 | 0 | 0 | 0 | 0 | 0 | 0 | 0 | 0 | 0 | 0 | 0 | 0 | 0 | 0 | 0 | 0 | 0 | 0 | 0 | 0 | 0 | 0 | 0 | 0 | 0 | 0 | 0 | 0 | 0 | 0 | 0
F1_Commercial_Miscellaneous_Existing_Space Heating_Natural Gas_Unit Heater_E6 | F1 | Commercial | Miscellaneous | Existing | Space Heating | Natural Gas | Unit Heater | E6 | CCE | 0 | 0 | 0 | 0 | 0 | 0 | 0 | 0 | 0 | 0 | 0 | 0 | 0 | 0 | 0 | 0 | 0 | 0 | 0 | 0 | 0 | 0 | 0 | 0 | 0 | 0 | 0 | 0 | 0 | 0 | 0 | 0 | 0
F1_Commercial_Miscellaneous_Existing_Space Heating_Natural Gas_Unit Heater_E7 | F1 | Commercial | Miscellaneous | Existing | Space Heating | Natural Gas | Unit Heater | E7 | CCE | 0 | 0 | 0 | 0 | 0 | 0 | 0 | 0 | 0 | 0 | 0 | 0 | 0 | 0 | 0 | 0 | 0 | 0 | 0 | 0 | 0 | 0 | 0 | 0 | 0 | 0 | 0 | 0 | 0 | 0 | 0 | 0 | 0
F1_Commercial_Miscellaneous_Existing_Space Heating_Natural Gas_Unit Heater_E8 | F1 | Commercial | Miscellaneous | Existing | Space Heating | Natural Gas | Unit Heater | E8 | CCE | 0 | 0 | 0 | 0 | 0 | 0 | 0 | 0 | 0 | 0 | 0 | 0 | 0 | 0 | 0 | 0 | 0 | 0 | 0 | 0 | 0 | 0 | 0 | 0 | 0 | 0 | 0 | 0 | 0 | 0 | 0 | 0 | 0
F1_Commercial_Miscellaneous_Existing_Space Heating_Natural Gas_Unit Heater_E9 | F1 | Commercial | Miscellaneous | Existing | Space Heating | Natural Gas | Unit Heater | E9 | CCE | 0 | 0 | 0 | 0 | 0 | 0 | 0 | 0 | 0 | 0 | 0 | 0 | 0 | 0 | 0 | 0 | 0 | 0 | 0 | 0 | 0 | 0 | 0 | 0 | 0 | 0 | 0 | 0 | 0 | 0 | 0 | 0 | 0
F1_Commercial_Miscellaneous_Existing_Space Heating_Natural Gas_Unit Heater_E10 | F1 | Commercial | Miscellaneous | Existing | Space Heating | Natural Gas | Unit Heater | E10 | CCE | 0 | 0 | 0 | 0 | 0 | 0 | 0 | 0 | 0 | 0 | 0 | 0 | 0 | 0 | 0 | 0 | 0 | 0 | 0 | 0 | 0 | 0 | 0 | 0 | 0 | 0 | 0 | 0 | 0 | 0 | 0 | 0 | 0
F2_Commercial_Miscellaneous_Existing_Space Heating_Natural Gas_Unit Heater_E1 | F2 | Commercial | Miscellaneous | Existing | Space Heating | Natural Gas | Unit Heater | E1 | TRC BC Ratio | bar: 2019 to 2051
F2_Commercial_Miscellaneous_Existing_Space Heating_Natural Gas_Unit Heater_E2 | F2 | Commercial | Miscellaneous | Existing | Space Heating | Natural Gas | Unit Heater | E2 | TRC BC Ratio | 1.4316 | 1.4333 | 1.4351 | 1.4377 | 1.4415 | 1.4475 | 1.451 | 1.4531 | 1.4557 | 1.4579 | 1.4592 | 1.4598 | 1.4607 | 1.4619 | 1.4637 | 1.4647 | 1.4663 | 1.4689 | 1.4715 | 1.4743 | 1.4776 | 1.4804 | 1.4826 | 1.4843 | 1.4854 | 1.4857 | 1.4852 | 1.4839 | 1.483 | 1.4825 | 1.4828 | 1.483 | 1.483
F2_Commercial_Miscellaneous_Existing_Space Heating_Natural Gas_Unit Heater_E3 | F2 | Commercial | Miscellaneous | Existing | Space Heating | Natural Gas | Unit Heater | E3 | TRC BC Ratio | 14.4795 | 14.5162 | 14.5616 | 14.6219 | 14.6976 | 14.8103 | 14.8618 | 14.8723 | 14.8808 | 14.8782 | 14.8554 | 14.8297 | 14.8204 | 14.8293 | 14.8623 | 14.8883 | 14.9269 | 14.9846 | 15.0378 | 15.0922 | 15.1509 | 15.2019 | 15.2426 | 15.2734 | 15.2939 | 15.2998 | 15.2889 | 15.2664 | 15.2487 | 15.2402 | 15.2464 | 15.2488 | 15.2488
F2_Commercial_Miscellaneous_Existing_Space Heating_Natural Gas_Unit Heater_E4 | F2 | Commercial | Miscellaneous | Existing | Space Heating | Natural Gas | Unit Heater | E4 | TRC BC Ratio | 0 | 0 | 0 | 0 | 0 | 0 | 0 | 0 | 0 | 0 | 0 | 0 | 0 | 0 | 0 | 0 | 0 | 0 | 0 | 0 | 0 | 0 | 0 | 0 | 0 | 0 | 0 | 0 | 0 | 0 | 0 | 0 | 0
F2_Commercial_Miscellaneous_Existing_Space Heating_Natural Gas_Unit Heater_E5 | F2 | Commercial | Miscellaneous | Existing | Space Heating | Natural Gas | Unit Heater | E5 | TRC BC Ratio | 0 | 0 | 0 | 0 | 0 | 0 | 0 | 0 | 0 | 0 | 0 | 0 | 0 | 0 | 0 | 0 | 0 | 0 | 0 | 0 | 0 | 0 | 0 | 0 | 0 | 0 | 0 | 0 | 0 | 0 | 0 | 0 | 0
F2_Commercial_Miscellaneous_Existing_Space Heating_Natural Gas_Unit Heater_E6 | F2 | Commercial | Miscellaneous | Existing | Space Heating | Natural Gas | Unit Heater | E6 | TRC BC Ratio | 0 | 0 | 0 | 0 | 0 | 0 | 0 | 0 | 0 | 0 | 0 | 0 | 0 | 0 | 0 | 0 | 0 | 0 | 0 | 0 | 0 | 0 | 0 | 0 | 0 | 0 | 0 | 0 | 0 | 0 | 0 | 0 | 0
F2_Commercial_Miscellaneous_Existing_Space Heating_Natural Gas_Unit Heater_E7 | F2 | Commercial | Miscellaneous | Existing | Space Heating | Natural Gas | Unit Heater | E7 | TRC BC Ratio | 0 | 0 | 0 | 0 | 0 | 0 | 0 | 0 | 0 | 0 | 0 | 0 | 0 | 0 | 0 | 0 | 0 | 0 | 0 | 0 | 0 | 0 | 0 | 0 | 0 | 0 | 0 | 0 | 0 | 0 | 0 | 0 | 0
F2_Commercial_Miscellaneous_Existing_Space Heating_Natural Gas_Unit Heater_E8 | F2 | Commercial | Miscellaneous | Existing | Space Heating | Natural Gas | Unit Heater | E8 | TRC BC Ratio | 0 | 0 | 0 | 0 | 0 | 0 | 0 | 0 | 0 | 0 | 0 | 0 | 0 | 0 | 0 | 0 | 0 | 0 | 0 | 0 | 0 | 0 | 0 | 0 | 0 | 0 | 0 | 0 | 0 | 0 | 0 | 0 | 0
F2_Commercial_Miscellaneous_Existing_Space Heating_Natural Gas_Unit Heater_E9 | F2 | Commercial | Miscellaneous | Existing | Space Heating | Natural Gas | Unit Heater | E9 | TRC BC Ratio | 0 | 0 | 0 | 0 | 0 | 0 | 0 | 0 | 0 | 0 | 0 | 0 | 0 | 0 | 0 | 0 | 0 | 0 | 0 | 0 | 0 | 0 | 0 | 0 | 0 | 0 | 0 | 0 | 0 | 0 | 0 | 0 | 0
F2_Commercial_Miscellaneous_Existing_Space Heating_Natural Gas_Unit Heater_E10 | F2 | Commercial | Miscellaneous | Existing | Space Heating | Natural Gas | Unit Heater | E10 | TRC BC Ratio | 0 | 0 | 0 | 0 | 0 | 0 | 0 | 0 | 0 | 0 | 0 | 0 | 0 | 0 | 0 | 0 | 0 | 0 | 0 | 0 | 0 | 0 | 0 | 0 | 0 | 0 | 0 | 0 | 0 | 0 | 0 | 0 | 0
F3_Commercial_Miscellaneous_Existing_Space Heating_Natural Gas_Unit Heater_E1 | F3 | Commercial | Miscellaneous | Existing | Space Heating | Natural Gas | Unit Heater | E1 | PACT BC Ratio | bar: 2019 to 2051
F3_Commercial_Miscellaneous_Existing_Space Heating_Natural Gas_Unit Heater_E2 | F3 | Commercial | Miscellaneous | Existing | Space Heating | Natural Gas | Unit Heater | E2 | PACT BC Ratio | 1.9089 | 1.911 | 1.9134 | 1.917 | 1.922 | 1.93 | 1.9346 | 1.9375 | 1.9409 | 1.9439 | 1.9456 | 1.9464 | 1.9476 | 1.9492 | 1.9516 | 1.953 | 1.9551 | 1.9585 | 1.9619 | 1.9658 | 1.9702 | 1.9739 | 1.9769 | 1.9791 | 1.9806 | 1.981 | 1.9802 | 1.9786 | 1.9773 | 1.9767 | 1.9771 | 1.9773 | 1.9773
F3_Commercial_Miscellaneous_Existing_Space Heating_Natural Gas_Unit Heater_E3 | F3 | Commercial | Miscellaneous | Existing | Space Heating | Natural Gas | Unit Heater | E3 | PACT BC Ratio | 19.306 | 19.355 | 19.4154 | 19.4958 | 19.5967 | 19.747 | 19.8157 | 19.8297 | 19.8411 | 19.8377 | 19.8073 | 19.773 | 19.7606 | 19.7724 | 19.8164 | 19.851 | 19.9026 | 19.9794 | 20.0504 | 20.1229 | 20.2012 | 20.2691 | 20.3234 | 20.3645 | 20.3919 | 20.3998 | 20.3852 | 20.3553 | 20.3317 | 20.3202 | 20.3286 | 20.3318 | 20.3318
F3_Commercial_Miscellaneous_Existing_Space Heating_Natural Gas_Unit Heater_E4 | F3 | Commercial | Miscellaneous | Existing | Space Heating | Natural Gas | Unit Heater | E4 | PACT BC Ratio | 0 | 0 | 0 | 0 | 0 | 0 | 0 | 0 | 0 | 0 | 0 | 0 | 0 | 0 | 0 | 0 | 0 | 0 | 0 | 0 | 0 | 0 | 0 | 0 | 0 | 0 | 0 | 0 | 0 | 0 | 0 | 0 | 0
F3_Commercial_Miscellaneous_Existing_Space Heating_Natural Gas_Unit Heater_E5 | F3 | Commercial | Miscellaneous | Existing | Space Heating | Natural Gas | Unit Heater | E5 | PACT BC Ratio | 0 | 0 | 0 | 0 | 0 | 0 | 0 | 0 | 0 | 0 | 0 | 0 | 0 | 0 | 0 | 0 | 0 | 0 | 0 | 0 | 0 | 0 | 0 | 0 | 0 | 0 | 0 | 0 | 0 | 0 | 0 | 0 | 0
F3_Commercial_Miscellaneous_Existing_Space Heating_Natural Gas_Unit Heater_E6 | F3 | Commercial | Miscellaneous | Existing | Space Heating | Natural Gas | Unit Heater | E6 | PACT BC Ratio | 0 | 0 | 0 | 0 | 0 | 0 | 0 | 0 | 0 | 0 | 0 | 0 | 0 | 0 | 0 | 0 | 0 | 0 | 0 | 0 | 0 | 0 | 0 | 0 | 0 | 0 | 0 | 0 | 0 | 0 | 0 | 0 | 0
F3_Commercial_Miscellaneous_Existing_Space Heating_Natural Gas_Unit Heater_E7 | F3 | Commercial | Miscellaneous | Existing | Space Heating | Natural Gas | Unit Heater | E7 | PACT BC Ratio | 0 | 0 | 0 | 0 | 0 | 0 | 0 | 0 | 0 | 0 | 0 | 0 | 0 | 0 | 0 | 0 | 0 | 0 | 0 | 0 | 0 | 0 | 0 | 0 | 0 | 0 | 0 | 0 | 0 | 0 | 0 | 0 | 0
F3_Commercial_Miscellaneous_Existing_Space Heating_Natural Gas_Unit Heater_E8 | F3 | Commercial | Miscellaneous | Existing | Space Heating | Natural Gas | Unit Heater | E8 | PACT BC Ratio | 0 | 0 | 0 | 0 | 0 | 0 | 0 | 0 | 0 | 0 | 0 | 0 | 0 | 0 | 0 | 0 | 0 | 0 | 0 | 0 | 0 | 0 | 0 | 0 | 0 | 0 | 0 | 0 | 0 | 0 | 0 | 0 | 0
F3_Commercial_Miscellaneous_Existing_Space Heating_Natural Gas_Unit Heater_E9 | F3 | Commercial | Miscellaneous | Existing | Space Heating | Natural Gas | Unit Heater | E9 | PACT BC Ratio | 0 | 0 | 0 | 0 | 0 | 0 | 0 | 0 | 0 | 0 | 0 | 0 | 0 | 0 | 0 | 0 | 0 | 0 | 0 | 0 | 0 | 0 | 0 | 0 | 0 | 0 | 0 | 0 | 0 | 0 | 0 | 0 | 0
F3_Commercial_Miscellaneous_Existing_Space Heating_Natural Gas_Unit Heater_E10 | F3 | Commercial | Miscellaneous | Existing | Space Heating | Natural Gas | Unit Heater | E10 | PACT BC Ratio | 0 | 0 | 0 | 0 | 0 | 0 | 0 | 0 | 0 | 0 | 0 | 0 | 0 | 0 | 0 | 0 | 0 | 0 | 0 | 0 | 0 | 0 | 0 | 0 | 0 | 0 | 0 | 0 | 0 | 0 | 0 | 0 | 0
F4_Commercial_Miscellaneous_Existing_Space Heating_Natural Gas_Unit Heater_E1 | F4 | Commercial | Miscellaneous | Existing | Space Heating | Natural Gas | Unit Heater | E1 | RVT BC Ratio | bar: 2019 to 2051
F4_Commercial_Miscellaneous_Existing_Space Heating_Natural Gas_Unit Heater_E2 | F4 | Commercial | Miscellaneous | Existing | Space Heating | Natural Gas | Unit Heater | E2 | RVT BC Ratio | 2.7582 | 2.7606 | 2.7631 | 2.767 | 2.7724 | 2.781 | 2.786 | 2.7891 | 2.7928 | 2.796 | 2.7979 | 2.7988 | 2.8 | 2.8017 | 2.8044 | 2.8058 | 2.8081 | 2.8118 | 2.8155 | 2.8196 | 2.8244 | 2.8284 | 2.8316 | 2.834 | 2.8356 | 2.836 | 2.8352 | 2.8334 | 2.832 | 2.8314 | 2.8319 | 2.832 | 2.832
F4_Commercial_Miscellaneous_Existing_Space Heating_Natural Gas_Unit Heater_E3 | F4 | Commercial | Miscellaneous | Existing | Space Heating | Natural Gas | Unit Heater | E3 | RVT BC Ratio | 21.5169 | 21.5696 | 21.6348 | 21.7215 | 21.8304 | 21.9924 | 22.0664 | 22.0815 | 22.0938 | 22.0901 | 22.0573 | 22.0204 | 22.007 | 22.0198 | 22.0672 | 22.1045 | 22.1601 | 22.243 | 22.3196 | 22.3977 | 22.4821 | 22.5554 | 22.6139 | 22.6582 | 22.6877 | 22.6962 | 22.6806 | 22.6482 | 22.6228 | 22.6104 | 22.6194 | 22.6229 | 22.6229
F4_Commercial_Miscellaneous_Existing_Space Heating_Natural Gas_Unit Heater_E4 | F4 | Commercial | Miscellaneous | Existing | Space Heating | Natural Gas | Unit Heater | E4 | RVT BC Ratio | 0 | 0 | 0 | 0 | 0 | 0 | 0 | 0 | 0 | 0 | 0 | 0 | 0 | 0 | 0 | 0 | 0 | 0 | 0 | 0 | 0 | 0 | 0 | 0 | 0 | 0 | 0 | 0 | 0 | 0 | 0 | 0 | 0
F4_Commercial_Miscellaneous_Existing_Space Heating_Natural Gas_Unit Heater_E5 | F4 | Commercial | Miscellaneous | Existing | Space Heating | Natural Gas | Unit Heater | E5 | RVT BC Ratio | 0 | 0 | 0 | 0 | 0 | 0 | 0 | 0 | 0 | 0 | 0 | 0 | 0 | 0 | 0 | 0 | 0 | 0 | 0 | 0 | 0 | 0 | 0 | 0 | 0 | 0 | 0 | 0 | 0 | 0 | 0 | 0 | 0
F4_Commercial_Miscellaneous_Existing_Space Heating_Natural Gas_Unit Heater_E6 | F4 | Commercial | Miscellaneous | Existing | Space Heating | Natural Gas | Unit Heater | E6 | RVT BC Ratio | 0 | 0 | 0 | 0 | 0 | 0 | 0 | 0 | 0 | 0 | 0 | 0 | 0 | 0 | 0 | 0 | 0 | 0 | 0 | 0 | 0 | 0 | 0 | 0 | 0 | 0 | 0 | 0 | 0 | 0 | 0 | 0 | 0
F4_Commercial_Miscellaneous_Existing_Space Heating_Natural Gas_Unit Heater_E7 | F4 | Commercial | Miscellaneous | Existing | Space Heating | Natural Gas | Unit Heater | E7 | RVT BC Ratio | 0 | 0 | 0 | 0 | 0 | 0 | 0 | 0 | 0 | 0 | 0 | 0 | 0 | 0 | 0 | 0 | 0 | 0 | 0 | 0 | 0 | 0 | 0 | 0 | 0 | 0 | 0 | 0 | 0 | 0 | 0 | 0 | 0
F4_Commercial_Miscellaneous_Existing_Space Heating_Natural Gas_Unit Heater_E8 | F4 | Commercial | Miscellaneous | Existing | Space Heating | Natural Gas | Unit Heater | E8 | RVT BC Ratio | 0 | 0 | 0 | 0 | 0 | 0 | 0 | 0 | 0 | 0 | 0 | 0 | 0 | 0 | 0 | 0 | 0 | 0 | 0 | 0 | 0 | 0 | 0 | 0 | 0 | 0 | 0 | 0 | 0 | 0 | 0 | 0 | 0
F4_Commercial_Miscellaneous_Existing_Space Heating_Natural Gas_Unit Heater_E9 | F4 | Commercial | Miscellaneous | Existing | Space Heating | Natural Gas | Unit Heater | E9 | RVT BC Ratio | 0 | 0 | 0 | 0 | 0 | 0 | 0 | 0 | 0 | 0 | 0 | 0 | 0 | 0 | 0 | 0 | 0 | 0 | 0 | 0 | 0 | 0 | 0 | 0 | 0 | 0 | 0 | 0 | 0 | 0 | 0 | 0 | 0
F4_Commercial_Miscellaneous_Existing_Space Heating_Natural Gas_Unit Heater_E10 | F4 | Commercial | Miscellaneous | Existing | Space Heating | Natural Gas | Unit Heater | E10 | RVT BC Ratio | 0 | 0 | 0 | 0 | 0 | 0 | 0 | 0 | 0 | 0 | 0 | 0 | 0 | 0 | 0 | 0 | 0 | 0 | 0 | 0 | 0 | 0 | 0 | 0 | 0 | 0 | 0 | 0 | 0 | 0 | 0 | 0 | 0
F5_Commercial_Miscellaneous_Existing_Space Heating_Natural Gas_Unit Heater_E1 | F5 | Commercial | Miscellaneous | Existing | Space Heating | Natural Gas | Unit Heater | E1 | RIM BC Ratio | bar: 2019 to 2051
F5_Commercial_Miscellaneous_Existing_Space Heating_Natural Gas_Unit Heater_E2 | F5 | Commercial | Miscellaneous | Existing | Space Heating | Natural Gas | Unit Heater | E2 | RIM BC Ratio | 0.58074 | 0.58094 | 0.58116 | 0.58149 | 0.58195 | 0.58268 | 0.58311 | 0.58337 | 0.58367 | 0.58394 | 0.5841 | 0.58417 | 0.58428 | 0.58442 | 0.58464 | 0.58476 | 0.58495 | 0.58526 | 0.58556 | 0.5859 | 0.58629 | 0.58662 | 0.58688 | 0.58708 | 0.58721 | 0.58725 | 0.58718 | 0.58703 | 0.58692 | 0.58687 | 0.58691 | 0.58692 | 0.58692
F5_Commercial_Miscellaneous_Existing_Space Heating_Natural Gas_Unit Heater_E3 | F5 | Commercial | Miscellaneous | Existing | Space Heating | Natural Gas | Unit Heater | E3 | RIM BC Ratio | 0.80009 | 0.80017 | 0.80027 | 0.80041 | 0.80058 | 0.80083 | 0.80094 | 0.80096 | 0.80098 | 0.80098 | 0.80093 | 0.80087 | 0.80085 | 0.80087 | 0.80094 | 0.801 | 0.80108 | 0.80121 | 0.80132 | 0.80144 | 0.80156 | 0.80167 | 0.80175 | 0.80182 | 0.80186 | 0.80187 | 0.80185 | 0.8018 | 0.80176 | 0.80175 | 0.80176 | 0.80176 | 0.80176
F5_Commercial_Miscellaneous_Existing_Space Heating_Natural Gas_Unit Heater_E4 | F5 | Commercial | Miscellaneous | Existing | Space Heating | Natural Gas | Unit Heater | E4 | RIM BC Ratio | 0 | 0 | 0 | 0 | 0 | 0 | 0 | 0 | 0 | 0 | 0 | 0 | 0 | 0 | 0 | 0 | 0 | 0 | 0 | 0 | 0 | 0 | 0 | 0 | 0 | 0 | 0 | 0 | 0 | 0 | 0 | 0 | 0
F5_Commercial_Miscellaneous_Existing_Space Heating_Natural Gas_Unit Heater_E5 | F5 | Commercial | Miscellaneous | Existing | Space Heating | Natural Gas | Unit Heater | E5 | RIM BC Ratio | 0 | 0 | 0 | 0 | 0 | 0 | 0 | 0 | 0 | 0 | 0 | 0 | 0 | 0 | 0 | 0 | 0 | 0 | 0 | 0 | 0 | 0 | 0 | 0 | 0 | 0 | 0 | 0 | 0 | 0 | 0 | 0 | 0
F5_Commercial_Miscellaneous_Existing_Space Heating_Natural Gas_Unit Heater_E6 | F5 | Commercial | Miscellaneous | Existing | Space Heating | Natural Gas | Unit Heater | E6 | RIM BC Ratio | 0 | 0 | 0 | 0 | 0 | 0 | 0 | 0 | 0 | 0 | 0 | 0 | 0 | 0 | 0 | 0 | 0 | 0 | 0 | 0 | 0 | 0 | 0 | 0 | 0 | 0 | 0 | 0 | 0 | 0 | 0 | 0 | 0
F5_Commercial_Miscellaneous_Existing_Space Heating_Natural Gas_Unit Heater_E7 | F5 | Commercial | Miscellaneous | Existing | Space Heating | Natural Gas | Unit Heater | E7 | RIM BC Ratio | 0 | 0 | 0 | 0 | 0 | 0 | 0 | 0 | 0 | 0 | 0 | 0 | 0 | 0 | 0 | 0 | 0 | 0 | 0 | 0 | 0 | 0 | 0 | 0 | 0 | 0 | 0 | 0 | 0 | 0 | 0 | 0 | 0
F5_Commercial_Miscellaneous_Existing_Space Heating_Natural Gas_Unit Heater_E8 | F5 | Commercial | Miscellaneous | Existing | Space Heating | Natural Gas | Unit Heater | E8 | RIM BC Ratio | 0 | 0 | 0 | 0 | 0 | 0 | 0 | 0 | 0 | 0 | 0 | 0 | 0 | 0 | 0 | 0 | 0 | 0 | 0 | 0 | 0 | 0 | 0 | 0 | 0 | 0 | 0 | 0 | 0 | 0 | 0 | 0 | 0
F5_Commercial_Miscellaneous_Existing_Space Heating_Natural Gas_Unit Heater_E9 | F5 | Commercial | Miscellaneous | Existing | Space Heating | Natural Gas | Unit Heater | E9 | RIM BC Ratio | 0 | 0 | 0 | 0 | 0 | 0 | 0 | 0 | 0 | 0 | 0 | 0 | 0 | 0 | 0 | 0 | 0 | 0 | 0 | 0 | 0 | 0 | 0 | 0 | 0 | 0 | 0 | 0 | 0 | 0 | 0 | 0 | 0
F5_Commercial_Miscellaneous_Existing_Space Heating_Natural Gas_Unit Heater_E10 | F5 | Commercial | Miscellaneous | Existing | Space Heating | Natural Gas | Unit Heater | E10 | RIM BC Ratio | 0 | 0 | 0 | 0 | 0 | 0 | 0 | 0 | 0 | 0 | 0 | 0 | 0 | 0 | 0 | 0 | 0 | 0 | 0 | 0 | 0 | 0 | 0 | 0 | 0 | 0 | 0 | 0 | 0 | 0 | 0 | 0 | 0
F0_Commercial_Miscellaneous_Existing_Water Heating_Natural Gas_Water Heater_E0 | F0 | Commercial | Miscellaneous | Existing | Water Heating | Natural Gas | Water Heater | E0 | Economic Unit | Gas-Fired Absorption HPWH | Gas-Fired Absorption HPWH | Gas-Fired Absorption HPWH | Gas-Fired Absorption HPWH | Gas-Fired Absorption HPWH | Gas-Fired Absorption HPWH | Gas-Fired Absorption HPWH | Gas-Fired Absorption HPWH | Gas-Fired Absorption HPWH | Gas-Fired Absorption HPWH | Gas-Fired Absorption HPWH | Gas-Fired Absorption HPWH | Gas-Fired Absorption HPWH | Gas-Fired Absorption HPWH | Gas-Fired Absorption HPWH | Gas-Fired Absorption HPWH | Gas-Fired Absorption HPWH | Gas-Fired Absorption HPWH | Gas-Fired Absorption HPWH | Gas-Fired Absorption HPWH | Gas-Fired Absorption HPWH | Gas-Fired Absorption HPWH | Gas-Fired Absorption HPWH | Gas-Fired Absorption HPWH | Gas-Fired Absorption HPWH | Gas-Fired Absorption HPWH | Gas-Fired Absorption HPWH | Gas-Fired Absorption HPWH | Gas-Fired Absorption HPWH | Gas-Fired Absorption HPWH | Gas-Fired Absorption HPWH | Gas-Fired Absorption HPWH | Gas-Fired Absorption HPWH
F1_Commercial_Miscellaneous_Existing_Water Heating_Natural Gas_Water Heater_E1 | F1 | Commercial | Miscellaneous | Existing | Water Heating | Natural Gas | Water Heater | E1 | CCE | 0 | 0 | 0 | 0 | 0 | 0 | 0 | 0 | 0 | 0 | 0 | 0 | 0 | 0 | 0 | 0 | 0 | 0 | 0 | 0 | 0 | 0 | 0 | 0 | 0 | 0 | 0 | 0 | 0 | 0 | 0 | 0 | 0
F1_Commercial_Miscellaneous_Existing_Water Heating_Natural Gas_Water Heater_E2 | F1 | Commercial | Miscellaneous | Existing | Water Heating | Natural Gas | Water Heater | E2 | CCE | -0.0037492 | -0.0037492 | -0.0037492 | -0.0037492 | -0.0037492 | -0.0037492 | -0.0037492 | -0.0037492 | -0.0037492 | -0.0037492 | -0.0037492 | -0.0037492 | -0.0037492 | -0.0037492 | -0.0037492 | -0.0037492 | -0.0037492 | -0.0037492 | -0.0037492 | -0.0037492 | -0.0037492 | -0.0037492 | -0.0037492 | -0.0037492 | -0.0037492 | -0.0037492 | -0.0037492 | -0.0037492 | -0.0037492 | -0.0037492 | -0.0037492 | -0.0037492 | -0.0037492
F1_Commercial_Miscellaneous_Existing_Water Heating_Natural Gas_Water Heater_E3 | F1 | Commercial | Miscellaneous | Existing | Water Heating | Natural Gas | Water Heater | E3 | CCE | 0.032675 | 0.032675 | 0.032675 | 0.032675 | 0.032675 | 0.032675 | 0.032675 | 0.032675 | 0.032675 | 0.032675 | 0.032675 | 0.032675 | 0.032675 | 0.032675 | 0.032675 | 0.032675 | 0.032675 | 0.032675 | 0.032675 | 0.032675 | 0.032675 | 0.032675 | 0.032675 | 0.032675 | 0.032675 | 0.032675 | 0.032675 | 0.032675 | 0.032675 | 0.032675 | 0.032675 | 0.032675 | 0.032675
F1_Commercial_Miscellaneous_Existing_Water Heating_Natural Gas_Water Heater_E4 | F1 | Commercial | Miscellaneous | Existing | Water Heating | Natural Gas | Water Heater | E4 | CCE | 0.0402 | 0.0402 | 0.0402 | 0.0402 | 0.0402 | 0.0402 | 0.0402 | 0.0402 | 0.0402 | 0.0402 | 0.0402 | 0.0402 | 0.0402 | 0.0402 | 0.0402 | 0.0402 | 0.0402 | 0.0402 | 0.0402 | 0.0402 | 0.0402 | 0.0402 | 0.0402 | 0.0402 | 0.0402 | 0.0402 | 0.0402 | 0.0402 | 0.0402 | 0.0402 | 0.0402 | 0.0402 | 0.0402
F1_Commercial_Miscellaneous_Existing_Water Heating_Natural Gas_Water Heater_E5 | F1 | Commercial | Miscellaneous | Existing | Water Heating | Natural Gas | Water Heater | E5 | CCE | 0.059892 | 0.059892 | 0.059892 | 0.059892 | 0.059892 | 0.059892 | 0.059892 | 0.059892 | 0.059892 | 0.059892 | 0.059892 | 0.059892 | 0.059892 | 0.059892 | 0.059892 | 0.059892 | 0.059892 | 0.059892 | 0.059892 | 0.059892 | 0.059892 | 0.059892 | 0.059892 | 0.059892 | 0.059892 | 0.059892 | 0.059892 | 0.059892 | 0.059892 | 0.059892 | 0.059892 | 0.059892 | 0.059892
F1_Commercial_Miscellaneous_Existing_Water Heating_Natural Gas_Water Heater_E6 | F1 | Commercial | Miscellaneous | Existing | Water Heating | Natural Gas | Water Heater | E6 | CCE | -0.10768 | -0.10768 | -0.10768 | -0.10768 | -0.10768 | -0.10768 | -0.10768 | -0.10768 | -0.10768 | -0.10768 | -0.10768 | -0.10768 | -0.10768 | -0.10768 | -0.10768 | -0.10768 | -0.10768 | -0.10768 | -0.10768 | -0.10768 | -0.10768 | -0.10768 | -0.10768 | -0.10768 | -0.10768 | -0.10768 | -0.10768 | -0.10768 | -0.10768 | -0.10768 | -0.10768 | -0.10768 | -0.10768
F1_Commercial_Miscellaneous_Existing_Water Heating_Natural Gas_Water Heater_E7 | F1 | Commercial | Miscellaneous | Existing | Water Heating | Natural Gas | Water Heater | E7 | CCE | 0.092837 | 0.092837 | 0.092837 | 0.092837 | 0.092837 | 0.092837 | 0.092837 | 0.092837 | 0.092837 | 0.092837 | 0.092837 | 0.092837 | 0.092837 | 0.092837 | 0.092837 | 0.092837 | 0.092837 | 0.092837 | 0.092837 | 0.092837 | 0.092837 | 0.092837 | 0.092837 | 0.092837 | 0.092837 | 0.092837 | 0.092837 | 0.092837 | 0.092837 | 0.092837 | 0.092837 | 0.092837 | 0.092837
F1_Commercial_Miscellaneous_Existing_Water Heating_Natural Gas_Water Heater_E8 | F1 | Commercial | Miscellaneous | Existing | Water Heating | Natural Gas | Water Heater | E8 | CCE | 0 | 0 | 0 | 0 | 0 | 0 | 0 | 0 | 0 | 0 | 0 | 0 | 0 | 0 | 0 | 0 | 0 | 0 | 0 | 0 | 0 | 0 | 0 | 0 | 0 | 0 | 0 | 0 | 0 | 0 | 0 | 0 | 0
F1_Commercial_Miscellaneous_Existing_Water Heating_Natural Gas_Water Heater_E9 | F1 | Commercial | Miscellaneous | Existing | Water Heating | Natural Gas | Water Heater | E9 | CCE | 0 | 0 | 0 | 0 | 0 | 0 | 0 | 0 | 0 | 0 | 0 | 0 | 0 | 0 | 0 | 0 | 0 | 0 | 0 | 0 | 0 | 0 | 0 | 0 | 0 | 0 | 0 | 0 | 0 | 0 | 0 | 0 | 0
F1_Commercial_Miscellaneous_Existing_Water Heating_Natural Gas_Water Heater_E10 | F1 | Commercial | Miscellaneous | Existing | Water Heating | Natural Gas | Water Heater | E10 | CCE | 0 | 0 | 0 | 0 | 0 | 0 | 0 | 0 | 0 | 0 | 0 | 0 | 0 | 0 | 0 | 0 | 0 | 0 | 0 | 0 | 0 | 0 | 0 | 0 | 0 | 0 | 0 | 0 | 0 | 0 | 0 | 0 | 0
F2_Commercial_Miscellaneous_Existing_Water Heating_Natural Gas_Water Heater_E1 | F2 | Commercial | Miscellaneous | Existing | Water Heating | Natural Gas | Water Heater | E1 | TRC BC Ratio | bar: 2019 to 2051
F2_Commercial_Miscellaneous_Existing_Water Heating_Natural Gas_Water Heater_E2 | F2 | Commercial | Miscellaneous | Existing | Water Heating | Natural Gas | Water Heater | E2 | TRC BC Ratio | bar: 2019 to 2051
F2_Commercial_Miscellaneous_Existing_Water Heating_Natural Gas_Water Heater_E3 | F2 | Commercial | Miscellaneous | Existing | Water Heating | Natural Gas | Water Heater | E3 | TRC BC Ratio | 32.8787 | 33.1791 | 33.5366 | 33.9515 | 34.4355 | 35.0085 | 35.4717 | 35.9076 | 36.3381 | 36.7708 | 37.1659 | 37.5129 | 37.8618 | 38.2302 | 38.6554 | 39.0774 | 39.5425 | 40.0556 | 40.5993 | 41.16 | 41.7331 | 42.2709 | 42.7638 | 43.2129 | 43.6096 | 43.9473 | 44.1847 | 44.3594 | 44.5099 | 44.638 | 44.7652 | 44.8226 | 44.8226
F2_Commercial_Miscellaneous_Existing_Water Heating_Natural Gas_Water Heater_E4 | F2 | Commercial | Miscellaneous | Existing | Water Heating | Natural Gas | Water Heater | E4 | TRC BC Ratio | 26.7243 | 26.9685 | 27.2591 | 27.5963 | 27.9898 | 28.4555 | 28.8319 | 29.1863 | 29.5362 | 29.8879 | 30.209 | 30.4911 | 30.7746 | 31.0741 | 31.4197 | 31.7627 | 32.1408 | 32.5579 | 32.9997 | 33.4555 | 33.9213 | 34.3585 | 34.7591 | 35.1242 | 35.4466 | 35.7211 | 35.914 | 36.056 | 36.1783 | 36.2825 | 36.3859 | 36.4325 | 36.4325
F2_Commercial_Miscellaneous_Existing_Water Heating_Natural Gas_Water Heater_E5 | F2 | Commercial | Miscellaneous | Existing | Water Heating | Natural Gas | Water Heater | E5 | TRC BC Ratio | 17.9376 | 18.1015 | 18.2966 | 18.5229 | 18.787 | 19.0996 | 19.3523 | 19.5901 | 19.825 | 20.061 | 20.2766 | 20.4659 | 20.6562 | 20.8572 | 21.0892 | 21.3194 | 21.5732 | 21.8531 | 22.1497 | 22.4556 | 22.7683 | 23.0617 | 23.3306 | 23.5757 | 23.7921 | 23.9763 | 24.1058 | 24.2011 | 24.2832 | 24.3531 | 24.4225 | 24.4538 | 24.4538
F2_Commercial_Miscellaneous_Existing_Water Heating_Natural Gas_Water Heater_E6 | F2 | Commercial | Miscellaneous | Existing | Water Heating | Natural Gas | Water Heater | E6 | TRC BC Ratio | bar: 2019 to 2051
F2_Commercial_Miscellaneous_Existing_Water Heating_Natural Gas_Water Heater_E7 | F2 | Commercial | Miscellaneous | Existing | Water Heating | Natural Gas | Water Heater | E7 | TRC BC Ratio | 11.0125 | 11.0895 | 11.2114 | 11.3792 | 11.5912 | 11.8494 | 12.0424 | 12.2136 | 12.3649 | 12.5019 | 12.6045 | 12.6697 | 12.7328 | 12.812 | 12.9359 | 13.0719 | 13.2422 | 13.4526 | 13.6921 | 13.9503 | 14.2245 | 14.4863 | 14.7336 | 14.9722 | 15.1891 | 15.3737 | 15.5035 | 15.599 | 15.6813 | 15.7513 | 15.8209 | 15.8522 | 15.8522
F2_Commercial_Miscellaneous_Existing_Water Heating_Natural Gas_Water Heater_E8 | F2 | Commercial | Miscellaneous | Existing | Water Heating | Natural Gas | Water Heater | E8 | TRC BC Ratio | 0 | 0 | 0 | 0 | 0 | 0 | 0 | 0 | 0 | 0 | 0 | 0 | 0 | 0 | 0 | 0 | 0 | 0 | 0 | 0 | 0 | 0 | 0 | 0 | 0 | 0 | 0 | 0 | 0 | 0 | 0 | 0 | 0
F2_Commercial_Miscellaneous_Existing_Water Heating_Natural Gas_Water Heater_E9 | F2 | Commercial | Miscellaneous | Existing | Water Heating | Natural Gas | Water Heater | E9 | TRC BC Ratio | 0 | 0 | 0 | 0 | 0 | 0 | 0 | 0 | 0 | 0 | 0 | 0 | 0 | 0 | 0 | 0 | 0 | 0 | 0 | 0 | 0 | 0 | 0 | 0 | 0 | 0 | 0 | 0 | 0 | 0 | 0 | 0 | 0
F2_Commercial_Miscellaneous_Existing_Water Heating_Natural Gas_Water Heater_E10 | F2 | Commercial | Miscellaneous | Existing | Water Heating | Natural Gas | Water Heater | E10 | TRC BC Ratio | 0 | 0 | 0 | 0 | 0 | 0 | 0 | 0 | 0 | 0 | 0 | 0 | 0 | 0 | 0 | 0 | 0 | 0 | 0 | 0 | 0 | 0 | 0 | 0 | 0 | 0 | 0 | 0 | 0 | 0 | 0 | 0 | 0
F3_Commercial_Miscellaneous_Existing_Water Heating_Natural Gas_Water Heater_E1 | F3 | Commercial | Miscellaneous | Existing | Water Heating | Natural Gas | Water Heater | E1 | PACT BC Ratio | bar: 2019 to 2051
F3_Commercial_Miscellaneous_Existing_Water Heating_Natural Gas_Water Heater_E2 | F3 | Commercial | Miscellaneous | Existing | Water Heating | Natural Gas | Water Heater | E2 | PACT BC Ratio | bar: 2019 to 2051
F3_Commercial_Miscellaneous_Existing_Water Heating_Natural Gas_Water Heater_E3 | F3 | Commercial | Miscellaneous | Existing | Water Heating | Natural Gas | Water Heater | E3 | PACT BC Ratio | 43.8382 | 44.2388 | 44.7155 | 45.2687 | 45.914 | 46.678 | 47.2956 | 47.8768 | 48.4508 | 49.0277 | 49.5545 | 50.0172 | 50.4823 | 50.9736 | 51.5405 | 52.1032 | 52.7234 | 53.4075 | 54.1324 | 54.88 | 55.6441 | 56.3612 | 57.0184 | 57.6172 | 58.1461 | 58.5964 | 58.9129 | 59.1458 | 59.3465 | 59.5173 | 59.6869 | 59.7634 | 59.7634
F3_Commercial_Miscellaneous_Existing_Water Heating_Natural Gas_Water Heater_E4 | F3 | Commercial | Miscellaneous | Existing | Water Heating | Natural Gas | Water Heater | E4 | PACT BC Ratio | 35.6324 | 35.958 | 36.3455 | 36.7951 | 37.3197 | 37.9407 | 38.4426 | 38.915 | 39.3816 | 39.8505 | 40.2787 | 40.6547 | 41.0329 | 41.4322 | 41.8929 | 42.3503 | 42.8544 | 43.4105 | 43.9997 | 44.6073 | 45.2284 | 45.8113 | 46.3455 | 46.8322 | 47.2621 | 47.6281 | 47.8854 | 48.0747 | 48.2378 | 48.3767 | 48.5145 | 48.5767 | 48.5767
F3_Commercial_Miscellaneous_Existing_Water Heating_Natural Gas_Water Heater_E5 | F3 | Commercial | Miscellaneous | Existing | Water Heating | Natural Gas | Water Heater | E5 | PACT BC Ratio | 23.9168 | 24.1354 | 24.3954 | 24.6972 | 25.0493 | 25.4661 | 25.803 | 26.1201 | 26.4333 | 26.748 | 27.0354 | 27.2878 | 27.5416 | 27.8097 | 28.1189 | 28.4259 | 28.7643 | 29.1375 | 29.533 | 29.9409 | 30.3578 | 30.749 | 31.1075 | 31.4342 | 31.7228 | 31.9684 | 32.1411 | 32.2682 | 32.3776 | 32.4709 | 32.5634 | 32.6051 | 32.6051
F3_Commercial_Miscellaneous_Existing_Water Heating_Natural Gas_Water Heater_E6 | F3 | Commercial | Miscellaneous | Existing | Water Heating | Natural Gas | Water Heater | E6 | PACT BC Ratio | bar: 2019 to 2051
F3_Commercial_Miscellaneous_Existing_Water Heating_Natural Gas_Water Heater_E7 | F3 | Commercial | Miscellaneous | Existing | Water Heating | Natural Gas | Water Heater | E7 | PACT BC Ratio | 14.6834 | 14.786 | 14.9485 | 15.1722 | 15.455 | 15.7991 | 16.0565 | 16.2848 | 16.4865 | 16.6692 | 16.806 | 16.8929 | 16.9771 | 17.0826 | 17.2479 | 17.4292 | 17.6562 | 17.9368 | 18.2561 | 18.6003 | 18.9661 | 19.3151 | 19.6448 | 19.9629 | 20.2521 | 20.4983 | 20.6713 | 20.7986 | 20.9084 | 21.0018 | 21.0945 | 21.1363 | 21.1363
F3_Commercial_Miscellaneous_Existing_Water Heating_Natural Gas_Water Heater_E8 | F3 | Commercial | Miscellaneous | Existing | Water Heating | Natural Gas | Water Heater | E8 | PACT BC Ratio | 0 | 0 | 0 | 0 | 0 | 0 | 0 | 0 | 0 | 0 | 0 | 0 | 0 | 0 | 0 | 0 | 0 | 0 | 0 | 0 | 0 | 0 | 0 | 0 | 0 | 0 | 0 | 0 | 0 | 0 | 0 | 0 | 0
F3_Commercial_Miscellaneous_Existing_Water Heating_Natural Gas_Water Heater_E9 | F3 | Commercial | Miscellaneous | Existing | Water Heating | Natural Gas | Water Heater | E9 | PACT BC Ratio | 0 | 0 | 0 | 0 | 0 | 0 | 0 | 0 | 0 | 0 | 0 | 0 | 0 | 0 | 0 | 0 | 0 | 0 | 0 | 0 | 0 | 0 | 0 | 0 | 0 | 0 | 0 | 0 | 0 | 0 | 0 | 0 | 0
F3_Commercial_Miscellaneous_Existing_Water Heating_Natural Gas_Water Heater_E10 | F3 | Commercial | Miscellaneous | Existing | Water Heating | Natural Gas | Water Heater | E10 | PACT BC Ratio | 0 | 0 | 0 | 0 | 0 | 0 | 0 | 0 | 0 | 0 | 0 | 0 | 0 | 0 | 0 | 0 | 0 | 0 | 0 | 0 | 0 | 0 | 0 | 0 | 0 | 0 | 0 | 0 | 0 | 0 | 0 | 0 | 0
F4_Commercial_Miscellaneous_Existing_Water Heating_Natural Gas_Water Heater_E1 | F4 | Commercial | Miscellaneous | Existing | Water Heating | Natural Gas | Water Heater | E1 | RVT BC Ratio | bar: 2019 to 2051
F4_Commercial_Miscellaneous_Existing_Water Heating_Natural Gas_Water Heater_E2 | F4 | Commercial | Miscellaneous | Existing | Water Heating | Natural Gas | Water Heater | E2 | RVT BC Ratio | bar: 2019 to 2051
F4_Commercial_Miscellaneous_Existing_Water Heating_Natural Gas_Water Heater_E3 | F4 | Commercial | Miscellaneous | Existing | Water Heating | Natural Gas | Water Heater | E3 | RVT BC Ratio | 47.9689 | 48.4009 | 48.9148 | 49.5113 | 50.2072 | 51.031 | 51.6968 | 52.3236 | 52.9425 | 53.5645 | 54.1326 | 54.6314 | 55.133 | 55.6627 | 56.274 | 56.8807 | 57.5494 | 58.2871 | 59.0687 | 59.8748 | 60.6988 | 61.4719 | 62.1805 | 62.8263 | 63.3966 | 63.8821 | 64.2234 | 64.4745 | 64.6909 | 64.8751 | 65.0579 | 65.1404 | 65.1404
F4_Commercial_Miscellaneous_Existing_Water Heating_Natural Gas_Water Heater_E4 | F4 | Commercial | Miscellaneous | Existing | Water Heating | Natural Gas | Water Heater | E4 | RVT BC Ratio | 39.121 | 39.4721 | 39.8898 | 40.3747 | 40.9403 | 41.6099 | 42.1511 | 42.6605 | 43.1635 | 43.6691 | 44.1309 | 44.5363 | 44.944 | 45.3746 | 45.8714 | 46.3646 | 46.9081 | 47.5077 | 48.143 | 48.7982 | 49.468 | 50.0964 | 50.6724 | 51.1972 | 51.6608 | 52.0554 | 52.3328 | 52.5369 | 52.7128 | 52.8625 | 53.0112 | 53.0782 | 53.0782
F4_Commercial_Miscellaneous_Existing_Water Heating_Natural Gas_Water Heater_E5 | F4 | Commercial | Miscellaneous | Existing | Water Heating | Natural Gas | Water Heater | E5 | RVT BC Ratio | 26.4885 | 26.7242 | 27.0046 | 27.33 | 27.7096 | 28.1591 | 28.5223 | 28.8642 | 29.2019 | 29.5413 | 29.8512 | 30.1234 | 30.397 | 30.686 | 31.0195 | 31.3505 | 31.7153 | 32.1178 | 32.5442 | 32.984 | 33.4335 | 33.8553 | 34.2419 | 34.5942 | 34.9054 | 35.1702 | 35.3564 | 35.4934 | 35.6115 | 35.712 | 35.8117 | 35.8567 | 35.8567
F4_Commercial_Miscellaneous_Existing_Water Heating_Natural Gas_Water Heater_E6 | F4 | Commercial | Miscellaneous | Existing | Water Heating | Natural Gas | Water Heater | E6 | RVT BC Ratio | bar: 2019 to 2051
F4_Commercial_Miscellaneous_Existing_Water Heating_Natural Gas_Water Heater_E7 | F4 | Commercial | Miscellaneous | Existing | Water Heating | Natural Gas | Water Heater | E7 | RVT BC Ratio | 16.5325 | 16.6431 | 16.8184 | 17.0596 | 17.3644 | 17.7356 | 18.0131 | 18.2592 | 18.4767 | 18.6737 | 18.8212 | 18.915 | 19.0057 | 19.1195 | 19.2977 | 19.4932 | 19.738 | 20.0405 | 20.3848 | 20.756 | 21.1503 | 21.5266 | 21.8822 | 22.2252 | 22.537 | 22.8024 | 22.989 | 23.1263 | 23.2446 | 23.3454 | 23.4453 | 23.4904 | 23.4904
F4_Commercial_Miscellaneous_Existing_Water Heating_Natural Gas_Water Heater_E8 | F4 | Commercial | Miscellaneous | Existing | Water Heating | Natural Gas | Water Heater | E8 | RVT BC Ratio | 0 | 0 | 0 | 0 | 0 | 0 | 0 | 0 | 0 | 0 | 0 | 0 | 0 | 0 | 0 | 0 | 0 | 0 | 0 | 0 | 0 | 0 | 0 | 0 | 0 | 0 | 0 | 0 | 0 | 0 | 0 | 0 | 0
F4_Commercial_Miscellaneous_Existing_Water Heating_Natural Gas_Water Heater_E9 | F4 | Commercial | Miscellaneous | Existing | Water Heating | Natural Gas | Water Heater | E9 | RVT BC Ratio | 0 | 0 | 0 | 0 | 0 | 0 | 0 | 0 | 0 | 0 | 0 | 0 | 0 | 0 | 0 | 0 | 0 | 0 | 0 | 0 | 0 | 0 | 0 | 0 | 0 | 0 | 0 | 0 | 0 | 0 | 0 | 0 | 0
F4_Commercial_Miscellaneous_Existing_Water Heating_Natural Gas_Water Heater_E10 | F4 | Commercial | Miscellaneous | Existing | Water Heating | Natural Gas | Water Heater | E10 | RVT BC Ratio | 0 | 0 | 0 | 0 | 0 | 0 | 0 | 0 | 0 | 0 | 0 | 0 | 0 | 0 | 0 | 0 | 0 | 0 | 0 | 0 | 0 | 0 | 0 | 0 | 0 | 0 | 0 | 0 | 0 | 0 | 0 | 0 | 0
F5_Commercial_Miscellaneous_Existing_Water Heating_Natural Gas_Water Heater_E1 | F5 | Commercial | Miscellaneous | Existing | Water Heating | Natural Gas | Water Heater | E1 | RIM BC Ratio | bar: 2019 to 2051
F5_Commercial_Miscellaneous_Existing_Water Heating_Natural Gas_Water Heater_E2 | F5 | Commercial | Miscellaneous | Existing | Water Heating | Natural Gas | Water Heater | E2 | RIM BC Ratio | bar: 2019 to 2051
F5_Commercial_Miscellaneous_Existing_Water Heating_Natural Gas_Water Heater_E3 | F5 | Commercial | Miscellaneous | Existing | Water Heating | Natural Gas | Water Heater | E3 | RIM BC Ratio | 0.81908 | 0.81922 | 0.81938 | 0.81957 | 0.81978 | 0.82002 | 0.8202 | 0.82038 | 0.82054 | 0.82071 | 0.82085 | 0.82098 | 0.8211 | 0.82123 | 0.82138 | 0.82152 | 0.82167 | 0.82184 | 0.822 | 0.82217 | 0.82234 | 0.8225 | 0.82264 | 0.82276 | 0.82287 | 0.82296 | 0.82302 | 0.82306 | 0.8231 | 0.82314 | 0.82317 | 0.82318 | 0.82318
F5_Commercial_Miscellaneous_Existing_Water Heating_Natural Gas_Water Heater_E4 | F5 | Commercial | Miscellaneous | Existing | Water Heating | Natural Gas | Water Heater | E4 | RIM BC Ratio | 0.81557 | 0.81574 | 0.81594 | 0.81616 | 0.81642 | 0.81671 | 0.81694 | 0.81715 | 0.81736 | 0.81756 | 0.81773 | 0.81789 | 0.81804 | 0.8182 | 0.81837 | 0.81855 | 0.81873 | 0.81893 | 0.81914 | 0.81935 | 0.81955 | 0.81974 | 0.81991 | 0.82006 | 0.82019 | 0.8203 | 0.82038 | 0.82043 | 0.82048 | 0.82052 | 0.82056 | 0.82058 | 0.82058
F5_Commercial_Miscellaneous_Existing_Water Heating_Natural Gas_Water Heater_E5 | F5 | Commercial | Miscellaneous | Existing | Water Heating | Natural Gas | Water Heater | E5 | RIM BC Ratio | 0.80653 | 0.80678 | 0.80707 | 0.80739 | 0.80776 | 0.80819 | 0.80852 | 0.80883 | 0.80913 | 0.80942 | 0.80968 | 0.80991 | 0.81013 | 0.81036 | 0.81062 | 0.81087 | 0.81114 | 0.81143 | 0.81174 | 0.81204 | 0.81234 | 0.81262 | 0.81287 | 0.81309 | 0.81328 | 0.81344 | 0.81355 | 0.81363 | 0.8137 | 0.81376 | 0.81382 | 0.81385 | 0.81385
F5_Commercial_Miscellaneous_Existing_Water Heating_Natural Gas_Water Heater_E6 | F5 | Commercial | Miscellaneous | Existing | Water Heating | Natural Gas | Water Heater | E6 | RIM BC Ratio | bar: 2019 to 2051
F5_Commercial_Miscellaneous_Existing_Water Heating_Natural Gas_Water Heater_E7 | F5 | Commercial | Miscellaneous | Existing | Water Heating | Natural Gas | Water Heater | E7 | RIM BC Ratio | 0.78978 | 0.79008 | 0.79054 | 0.79115 | 0.79191 | 0.7928 | 0.79343 | 0.79398 | 0.79446 | 0.79488 | 0.79519 | 0.79538 | 0.79557 | 0.7958 | 0.79615 | 0.79653 | 0.797 | 0.79756 | 0.79819 | 0.79883 | 0.79949 | 0.8001 | 0.80066 | 0.80118 | 0.80164 | 0.80202 | 0.80228 | 0.80247 | 0.80264 | 0.80277 | 0.80291 | 0.80297 | 0.80297
F5_Commercial_Miscellaneous_Existing_Water Heating_Natural Gas_Water Heater_E8 | F5 | Commercial | Miscellaneous | Existing | Water Heating | Natural Gas | Water Heater | E8 | RIM BC Ratio | 0 | 0 | 0 | 0 | 0 | 0 | 0 | 0 | 0 | 0 | 0 | 0 | 0 | 0 | 0 | 0 | 0 | 0 | 0 | 0 | 0 | 0 | 0 | 0 | 0 | 0 | 0 | 0 | 0 | 0 | 0 | 0 | 0
F5_Commercial_Miscellaneous_Existing_Water Heating_Natural Gas_Water Heater_E9 | F5 | Commercial | Miscellaneous | Existing | Water Heating | Natural Gas | Water Heater | E9 | RIM BC Ratio | 0 | 0 | 0 | 0 | 0 | 0 | 0 | 0 | 0 | 0 | 0 | 0 | 0 | 0 | 0 | 0 | 0 | 0 | 0 | 0 | 0 | 0 | 0 | 0 | 0 | 0 | 0 | 0 | 0 | 0 | 0 | 0 | 0
F5_Commercial_Miscellaneous_Existing_Water Heating_Natural Gas_Water Heater_E10 | F5 | Commercial | Miscellaneous | Existing | Water Heating | Natural Gas | Water Heater | E10 | RIM BC Ratio | 0 | 0 | 0 | 0 | 0 | 0 | 0 | 0 | 0 | 0 | 0 | 0 | 0 | 0 | 0 | 0 | 0 | 0 | 0 | 0 | 0 | 0 | 0 | 0 | 0 | 0 | 0 | 0 | 0 | 0 | 0 | 0 | 0
F0_Commercial_Miscellaneous_Existing_Food Preparation_Natural Gas_Oven_E0 | F0 | Commercial | Miscellaneous | Existing | Food Preparation | Natural Gas | Oven | E0 | Economic Unit | ENERGY STAR (>44% Baking Efficiency) | ENERGY STAR (>44% Baking Efficiency) | ENERGY STAR (>44% Baking Efficiency) | ENERGY STAR (>44% Baking Efficiency) | ENERGY STAR (>44% Baking Efficiency) | ENERGY STAR (>44% Baking Efficiency) | ENERGY STAR (>44% Baking Efficiency) | ENERGY STAR (>44% Baking Efficiency) | ENERGY STAR (>44% Baking Efficiency) | ENERGY STAR (>44% Baking Efficiency) | ENERGY STAR (>44% Baking Efficiency) | ENERGY STAR (>44% Baking Efficiency) | ENERGY STAR (>44% Baking Efficiency) | ENERGY STAR (>44% Baking Efficiency) | ENERGY STAR (>44% Baking Efficiency) | ENERGY STAR (>44% Baking Efficiency) | ENERGY STAR (>44% Baking Efficiency) | ENERGY STAR (>44% Baking Efficiency) | ENERGY STAR (>44% Baking Efficiency) | ENERGY STAR (>44% Baking Efficiency) | ENERGY STAR (>44% Baking Efficiency) | ENERGY STAR (>44% Baking Efficiency) | ENERGY STAR (>44% Baking Efficiency) | ENERGY STAR (>44% Baking Efficiency) | ENERGY STAR (>44% Baking Efficiency) | ENERGY STAR (>44% Baking Efficiency) | ENERGY STAR (>44% Baking Efficiency) | ENERGY STAR (>44% Baking Efficiency) | ENERGY STAR (>44% Baking Efficiency) | ENERGY STAR (>44% Baking Efficiency) | ENERGY STAR (>44% Baking Efficiency) | ENERGY STAR (>44% Baking Efficiency) | ENERGY STAR (>44% Baking Efficiency)
F1_Commercial_Miscellaneous_Existing_Food Preparation_Natural Gas_Oven_E1 | F1 | Commercial | Miscellaneous | Existing | Food Preparation | Natural Gas | Oven | E1 | CCE | 0 | 0 | 0 | 0 | 0 | 0 | 0 | 0 | 0 | 0 | 0 | 0 | 0 | 0 | 0 | 0 | 0 | 0 | 0 | 0 | 0 | 0 | 0 | 0 | 0 | 0 | 0 | 0 | 0 | 0 | 0 | 0 | 0
F1_Commercial_Miscellaneous_Existing_Food Preparation_Natural Gas_Oven_E2 | F1 | Commercial | Miscellaneous | Existing | Food Preparation | Natural Gas | Oven | E2 | CCE | 0.52905 | 0.52905 | 0.52905 | 0.52905 | 0.52905 | 0.52905 | 0.52905 | 0.52905 | 0.52905 | 0.52905 | 0.52905 | 0.52905 | 0.52905 | 0.52905 | 0.52905 | 0.52905 | 0.52905 | 0.52905 | 0.52905 | 0.52905 | 0.52905 | 0.52905 | 0.52905 | 0.52905 | 0.52905 | 0.52905 | 0.52905 | 0.52905 | 0.52905 | 0.52905 | 0.52905 | 0.52905 | 0.52905
F1_Commercial_Miscellaneous_Existing_Food Preparation_Natural Gas_Oven_E3 | F1 | Commercial | Miscellaneous | Existing | Food Preparation | Natural Gas | Oven | E3 | CCE | 0 | 0 | 0 | 0 | 0 | 0 | 0 | 0 | 0 | 0 | 0 | 0 | 0 | 0 | 0 | 0 | 0 | 0 | 0 | 0 | 0 | 0 | 0 | 0 | 0 | 0 | 0 | 0 | 0 | 0 | 0 | 0 | 0
F1_Commercial_Miscellaneous_Existing_Food Preparation_Natural Gas_Oven_E4 | F1 | Commercial | Miscellaneous | Existing | Food Preparation | Natural Gas | Oven | E4 | CCE | 0 | 0 | 0 | 0 | 0 | 0 | 0 | 0 | 0 | 0 | 0 | 0 | 0 | 0 | 0 | 0 | 0 | 0 | 0 | 0 | 0 | 0 | 0 | 0 | 0 | 0 | 0 | 0 | 0 | 0 | 0 | 0 | 0
F1_Commercial_Miscellaneous_Existing_Food Preparation_Natural Gas_Oven_E5 | F1 | Commercial | Miscellaneous | Existing | Food Preparation | Natural Gas | Oven | E5 | CCE | 0 | 0 | 0 | 0 | 0 | 0 | 0 | 0 | 0 | 0 | 0 | 0 | 0 | 0 | 0 | 0 | 0 | 0 | 0 | 0 | 0 | 0 | 0 | 0 | 0 | 0 | 0 | 0 | 0 | 0 | 0 | 0 | 0
F1_Commercial_Miscellaneous_Existing_Food Preparation_Natural Gas_Oven_E6 | F1 | Commercial | Miscellaneous | Existing | Food Preparation | Natural Gas | Oven | E6 | CCE | 0 | 0 | 0 | 0 | 0 | 0 | 0 | 0 | 0 | 0 | 0 | 0 | 0 | 0 | 0 | 0 | 0 | 0 | 0 | 0 | 0 | 0 | 0 | 0 | 0 | 0 | 0 | 0 | 0 | 0 | 0 | 0 | 0
F1_Commercial_Miscellaneous_Existing_Food Preparation_Natural Gas_Oven_E7 | F1 | Commercial | Miscellaneous | Existing | Food Preparation | Natural Gas | Oven | E7 | CCE | 0 | 0 | 0 | 0 | 0 | 0 | 0 | 0 | 0 | 0 | 0 | 0 | 0 | 0 | 0 | 0 | 0 | 0 | 0 | 0 | 0 | 0 | 0 | 0 | 0 | 0 | 0 | 0 | 0 | 0 | 0 | 0 | 0
F1_Commercial_Miscellaneous_Existing_Food Preparation_Natural Gas_Oven_E8 | F1 | Commercial | Miscellaneous | Existing | Food Preparation | Natural Gas | Oven | E8 | CCE | 0 | 0 | 0 | 0 | 0 | 0 | 0 | 0 | 0 | 0 | 0 | 0 | 0 | 0 | 0 | 0 | 0 | 0 | 0 | 0 | 0 | 0 | 0 | 0 | 0 | 0 | 0 | 0 | 0 | 0 | 0 | 0 | 0
F1_Commercial_Miscellaneous_Existing_Food Preparation_Natural Gas_Oven_E9 | F1 | Commercial | Miscellaneous | Existing | Food Preparation | Natural Gas | Oven | E9 | CCE | 0 | 0 | 0 | 0 | 0 | 0 | 0 | 0 | 0 | 0 | 0 | 0 | 0 | 0 | 0 | 0 | 0 | 0 | 0 | 0 | 0 | 0 | 0 | 0 | 0 | 0 | 0 | 0 | 0 | 0 | 0 | 0 | 0
F1_Commercial_Miscellaneous_Existing_Food Preparation_Natural Gas_Oven_E10 | F1 | Commercial | Miscellaneous | Existing | Food Preparation | Natural Gas | Oven | E10 | CCE | 0 | 0 | 0 | 0 | 0 | 0 | 0 | 0 | 0 | 0 | 0 | 0 | 0 | 0 | 0 | 0 | 0 | 0 | 0 | 0 | 0 | 0 | 0 | 0 | 0 | 0 | 0 | 0 | 0 | 0 | 0 | 0 | 0
F2_Commercial_Miscellaneous_Existing_Food Preparation_Natural Gas_Oven_E1 | F2 | Commercial | Miscellaneous | Existing | Food Preparation | Natural Gas | Oven | E1 | TRC BC Ratio | bar: 2019 to 2051
F2_Commercial_Miscellaneous_Existing_Food Preparation_Natural Gas_Oven_E2 | F2 | Commercial | Miscellaneous | Existing | Food Preparation | Natural Gas | Oven | E2 | TRC BC Ratio | 2.6596 | 2.6798 | 2.7025 | 2.7274 | 2.7558 | 2.7887 | 2.8153 | 2.8409 | 2.8669 | 2.8939 | 2.9197 | 2.9434 | 2.9676 | 2.9931 | 3.0212 | 3.0486 | 3.0777 | 3.1085 | 3.1406 | 3.1733 | 3.2062 | 3.2371 | 3.2649 | 3.2895 | 3.3108 | 3.3291 | 3.3418 | 3.3512 | 3.3594 | 3.3664 | 3.3733 | 3.3764 | 3.3764
F2_Commercial_Miscellaneous_Existing_Food Preparation_Natural Gas_Oven_E3 | F2 | Commercial | Miscellaneous | Existing | Food Preparation | Natural Gas | Oven | E3 | TRC BC Ratio | 0 | 0 | 0 | 0 | 0 | 0 | 0 | 0 | 0 | 0 | 0 | 0 | 0 | 0 | 0 | 0 | 0 | 0 | 0 | 0 | 0 | 0 | 0 | 0 | 0 | 0 | 0 | 0 | 0 | 0 | 0 | 0 | 0
F2_Commercial_Miscellaneous_Existing_Food Preparation_Natural Gas_Oven_E4 | F2 | Commercial | Miscellaneous | Existing | Food Preparation | Natural Gas | Oven | E4 | TRC BC Ratio | 0 | 0 | 0 | 0 | 0 | 0 | 0 | 0 | 0 | 0 | 0 | 0 | 0 | 0 | 0 | 0 | 0 | 0 | 0 | 0 | 0 | 0 | 0 | 0 | 0 | 0 | 0 | 0 | 0 | 0 | 0 | 0 | 0
F2_Commercial_Miscellaneous_Existing_Food Preparation_Natural Gas_Oven_E5 | F2 | Commercial | Miscellaneous | Existing | Food Preparation | Natural Gas | Oven | E5 | TRC BC Ratio | 0 | 0 | 0 | 0 | 0 | 0 | 0 | 0 | 0 | 0 | 0 | 0 | 0 | 0 | 0 | 0 | 0 | 0 | 0 | 0 | 0 | 0 | 0 | 0 | 0 | 0 | 0 | 0 | 0 | 0 | 0 | 0 | 0
F2_Commercial_Miscellaneous_Existing_Food Preparation_Natural Gas_Oven_E6 | F2 | Commercial | Miscellaneous | Existing | Food Preparation | Natural Gas | Oven | E6 | TRC BC Ratio | 0 | 0 | 0 | 0 | 0 | 0 | 0 | 0 | 0 | 0 | 0 | 0 | 0 | 0 | 0 | 0 | 0 | 0 | 0 | 0 | 0 | 0 | 0 | 0 | 0 | 0 | 0 | 0 | 0 | 0 | 0 | 0 | 0
F2_Commercial_Miscellaneous_Existing_Food Preparation_Natural Gas_Oven_E7 | F2 | Commercial | Miscellaneous | Existing | Food Preparation | Natural Gas | Oven | E7 | TRC BC Ratio | 0 | 0 | 0 | 0 | 0 | 0 | 0 | 0 | 0 | 0 | 0 | 0 | 0 | 0 | 0 | 0 | 0 | 0 | 0 | 0 | 0 | 0 | 0 | 0 | 0 | 0 | 0 | 0 | 0 | 0 | 0 | 0 | 0
F2_Commercial_Miscellaneous_Existing_Food Preparation_Natural Gas_Oven_E8 | F2 | Commercial | Miscellaneous | Existing | Food Preparation | Natural Gas | Oven | E8 | TRC BC Ratio | 0 | 0 | 0 | 0 | 0 | 0 | 0 | 0 | 0 | 0 | 0 | 0 | 0 | 0 | 0 | 0 | 0 | 0 | 0 | 0 | 0 | 0 | 0 | 0 | 0 | 0 | 0 | 0 | 0 | 0 | 0 | 0 | 0
F2_Commercial_Miscellaneous_Existing_Food Preparation_Natural Gas_Oven_E9 | F2 | Commercial | Miscellaneous | Existing | Food Preparation | Natural Gas | Oven | E9 | TRC BC Ratio | 0 | 0 | 0 | 0 | 0 | 0 | 0 | 0 | 0 | 0 | 0 | 0 | 0 | 0 | 0 | 0 | 0 | 0 | 0 | 0 | 0 | 0 | 0 | 0 | 0 | 0 | 0 | 0 | 0 | 0 | 0 | 0 | 0
F2_Commercial_Miscellaneous_Existing_Food Preparation_Natural Gas_Oven_E10 | F2 | Commercial | Miscellaneous | Existing | Food Preparation | Natural Gas | Oven | E10 | TRC BC Ratio | 0 | 0 | 0 | 0 | 0 | 0 | 0 | 0 | 0 | 0 | 0 | 0 | 0 | 0 | 0 | 0 | 0 | 0 | 0 | 0 | 0 | 0 | 0 | 0 | 0 | 0 | 0 | 0 | 0 | 0 | 0 | 0 | 0
F3_Commercial_Miscellaneous_Existing_Food Preparation_Natural Gas_Oven_E1 | F3 | Commercial | Miscellaneous | Existing | Food Preparation | Natural Gas | Oven | E1 | PACT BC Ratio | bar: 2019 to 2051
F3_Commercial_Miscellaneous_Existing_Food Preparation_Natural Gas_Oven_E2 | F3 | Commercial | Miscellaneous | Existing | Food Preparation | Natural Gas | Oven | E2 | PACT BC Ratio | 3.5461 | 3.5731 | 3.6033 | 3.6366 | 3.6744 | 3.7182 | 3.7538 | 3.7879 | 3.8225 | 3.8586 | 3.893 | 3.9245 | 3.9568 | 3.9908 | 4.0282 | 4.0648 | 4.1037 | 4.1447 | 4.1874 | 4.2311 | 4.275 | 4.3161 | 4.3532 | 4.386 | 4.4144 | 4.4388 | 4.4557 | 4.4683 | 4.4792 | 4.4885 | 4.4978 | 4.5018 | 4.5018
F3_Commercial_Miscellaneous_Existing_Food Preparation_Natural Gas_Oven_E3 | F3 | Commercial | Miscellaneous | Existing | Food Preparation | Natural Gas | Oven | E3 | PACT BC Ratio | 0 | 0 | 0 | 0 | 0 | 0 | 0 | 0 | 0 | 0 | 0 | 0 | 0 | 0 | 0 | 0 | 0 | 0 | 0 | 0 | 0 | 0 | 0 | 0 | 0 | 0 | 0 | 0 | 0 | 0 | 0 | 0 | 0
F3_Commercial_Miscellaneous_Existing_Food Preparation_Natural Gas_Oven_E4 | F3 | Commercial | Miscellaneous | Existing | Food Preparation | Natural Gas | Oven | E4 | PACT BC Ratio | 0 | 0 | 0 | 0 | 0 | 0 | 0 | 0 | 0 | 0 | 0 | 0 | 0 | 0 | 0 | 0 | 0 | 0 | 0 | 0 | 0 | 0 | 0 | 0 | 0 | 0 | 0 | 0 | 0 | 0 | 0 | 0 | 0
F3_Commercial_Miscellaneous_Existing_Food Preparation_Natural Gas_Oven_E5 | F3 | Commercial | Miscellaneous | Existing | Food Preparation | Natural Gas | Oven | E5 | PACT BC Ratio | 0 | 0 | 0 | 0 | 0 | 0 | 0 | 0 | 0 | 0 | 0 | 0 | 0 | 0 | 0 | 0 | 0 | 0 | 0 | 0 | 0 | 0 | 0 | 0 | 0 | 0 | 0 | 0 | 0 | 0 | 0 | 0 | 0
F3_Commercial_Miscellaneous_Existing_Food Preparation_Natural Gas_Oven_E6 | F3 | Commercial | Miscellaneous | Existing | Food Preparation | Natural Gas | Oven | E6 | PACT BC Ratio | 0 | 0 | 0 | 0 | 0 | 0 | 0 | 0 | 0 | 0 | 0 | 0 | 0 | 0 | 0 | 0 | 0 | 0 | 0 | 0 | 0 | 0 | 0 | 0 | 0 | 0 | 0 | 0 | 0 | 0 | 0 | 0 | 0
F3_Commercial_Miscellaneous_Existing_Food Preparation_Natural Gas_Oven_E7 | F3 | Commercial | Miscellaneous | Existing | Food Preparation | Natural Gas | Oven | E7 | PACT BC Ratio | 0 | 0 | 0 | 0 | 0 | 0 | 0 | 0 | 0 | 0 | 0 | 0 | 0 | 0 | 0 | 0 | 0 | 0 | 0 | 0 | 0 | 0 | 0 | 0 | 0 | 0 | 0 | 0 | 0 | 0 | 0 | 0 | 0
F3_Commercial_Miscellaneous_Existing_Food Preparation_Natural Gas_Oven_E8 | F3 | Commercial | Miscellaneous | Existing | Food Preparation | Natural Gas | Oven | E8 | PACT BC Ratio | 0 | 0 | 0 | 0 | 0 | 0 | 0 | 0 | 0 | 0 | 0 | 0 | 0 | 0 | 0 | 0 | 0 | 0 | 0 | 0 | 0 | 0 | 0 | 0 | 0 | 0 | 0 | 0 | 0 | 0 | 0 | 0 | 0
F3_Commercial_Miscellaneous_Existing_Food Preparation_Natural Gas_Oven_E9 | F3 | Commercial | Miscellaneous | Existing | Food Preparation | Natural Gas | Oven | E9 | PACT BC Ratio | 0 | 0 | 0 | 0 | 0 | 0 | 0 | 0 | 0 | 0 | 0 | 0 | 0 | 0 | 0 | 0 | 0 | 0 | 0 | 0 | 0 | 0 | 0 | 0 | 0 | 0 | 0 | 0 | 0 | 0 | 0 | 0 | 0
F3_Commercial_Miscellaneous_Existing_Food Preparation_Natural Gas_Oven_E10 | F3 | Commercial | Miscellaneous | Existing | Food Preparation | Natural Gas | Oven | E10 | PACT BC Ratio | 0 | 0 | 0 | 0 | 0 | 0 | 0 | 0 | 0 | 0 | 0 | 0 | 0 | 0 | 0 | 0 | 0 | 0 | 0 | 0 | 0 | 0 | 0 | 0 | 0 | 0 | 0 | 0 | 0 | 0 | 0 | 0 | 0
F4_Commercial_Miscellaneous_Existing_Food Preparation_Natural Gas_Oven_E1 | F4 | Commercial | Miscellaneous | Existing | Food Preparation | Natural Gas | Oven | E1 | RVT BC Ratio | bar: 2019 to 2051
F4_Commercial_Miscellaneous_Existing_Food Preparation_Natural Gas_Oven_E2 | F4 | Commercial | Miscellaneous | Existing | Food Preparation | Natural Gas | Oven | E2 | RVT BC Ratio | 4.5236 | 4.5528 | 4.5853 | 4.6211 | 4.662 | 4.7092 | 4.7475 | 4.7843 | 4.8216 | 4.8605 | 4.8976 | 4.9317 | 4.9665 | 5.0031 | 5.0435 | 5.0829 | 5.1248 | 5.169 | 5.2151 | 5.2622 | 5.3095 | 5.3539 | 5.3939 | 5.4293 | 5.4599 | 5.4862 | 5.5044 | 5.518 | 5.5298 | 5.5398 | 5.5498 | 5.5542 | 5.5542
F4_Commercial_Miscellaneous_Existing_Food Preparation_Natural Gas_Oven_E3 | F4 | Commercial | Miscellaneous | Existing | Food Preparation | Natural Gas | Oven | E3 | RVT BC Ratio | 0 | 0 | 0 | 0 | 0 | 0 | 0 | 0 | 0 | 0 | 0 | 0 | 0 | 0 | 0 | 0 | 0 | 0 | 0 | 0 | 0 | 0 | 0 | 0 | 0 | 0 | 0 | 0 | 0 | 0 | 0 | 0 | 0
F4_Commercial_Miscellaneous_Existing_Food Preparation_Natural Gas_Oven_E4 | F4 | Commercial | Miscellaneous | Existing | Food Preparation | Natural Gas | Oven | E4 | RVT BC Ratio | 0 | 0 | 0 | 0 | 0 | 0 | 0 | 0 | 0 | 0 | 0 | 0 | 0 | 0 | 0 | 0 | 0 | 0 | 0 | 0 | 0 | 0 | 0 | 0 | 0 | 0 | 0 | 0 | 0 | 0 | 0 | 0 | 0
F4_Commercial_Miscellaneous_Existing_Food Preparation_Natural Gas_Oven_E5 | F4 | Commercial | Miscellaneous | Existing | Food Preparation | Natural Gas | Oven | E5 | RVT BC Ratio | 0 | 0 | 0 | 0 | 0 | 0 | 0 | 0 | 0 | 0 | 0 | 0 | 0 | 0 | 0 | 0 | 0 | 0 | 0 | 0 | 0 | 0 | 0 | 0 | 0 | 0 | 0 | 0 | 0 | 0 | 0 | 0 | 0
F4_Commercial_Miscellaneous_Existing_Food Preparation_Natural Gas_Oven_E6 | F4 | Commercial | Miscellaneous | Existing | Food Preparation | Natural Gas | Oven | E6 | RVT BC Ratio | 0 | 0 | 0 | 0 | 0 | 0 | 0 | 0 | 0 | 0 | 0 | 0 | 0 | 0 | 0 | 0 | 0 | 0 | 0 | 0 | 0 | 0 | 0 | 0 | 0 | 0 | 0 | 0 | 0 | 0 | 0 | 0 | 0
F4_Commercial_Miscellaneous_Existing_Food Preparation_Natural Gas_Oven_E7 | F4 | Commercial | Miscellaneous | Existing | Food Preparation | Natural Gas | Oven | E7 | RVT BC Ratio | 0 | 0 | 0 | 0 | 0 | 0 | 0 | 0 | 0 | 0 | 0 | 0 | 0 | 0 | 0 | 0 | 0 | 0 | 0 | 0 | 0 | 0 | 0 | 0 | 0 | 0 | 0 | 0 | 0 | 0 | 0 | 0 | 0
F4_Commercial_Miscellaneous_Existing_Food Preparation_Natural Gas_Oven_E8 | F4 | Commercial | Miscellaneous | Existing | Food Preparation | Natural Gas | Oven | E8 | RVT BC Ratio | 0 | 0 | 0 | 0 | 0 | 0 | 0 | 0 | 0 | 0 | 0 | 0 | 0 | 0 | 0 | 0 | 0 | 0 | 0 | 0 | 0 | 0 | 0 | 0 | 0 | 0 | 0 | 0 | 0 | 0 | 0 | 0 | 0
F4_Commercial_Miscellaneous_Existing_Food Preparation_Natural Gas_Oven_E9 | F4 | Commercial | Miscellaneous | Existing | Food Preparation | Natural Gas | Oven | E9 | RVT BC Ratio | 0 | 0 | 0 | 0 | 0 | 0 | 0 | 0 | 0 | 0 | 0 | 0 | 0 | 0 | 0 | 0 | 0 | 0 | 0 | 0 | 0 | 0 | 0 | 0 | 0 | 0 | 0 | 0 | 0 | 0 | 0 | 0 | 0
F4_Commercial_Miscellaneous_Existing_Food Preparation_Natural Gas_Oven_E10 | F4 | Commercial | Miscellaneous | Existing | Food Preparation | Natural Gas | Oven | E10 | RVT BC Ratio | 0 | 0 | 0 | 0 | 0 | 0 | 0 | 0 | 0 | 0 | 0 | 0 | 0 | 0 | 0 | 0 | 0 | 0 | 0 | 0 | 0 | 0 | 0 | 0 | 0 | 0 | 0 | 0 | 0 | 0 | 0 | 0 | 0
F5_Commercial_Miscellaneous_Existing_Food Preparation_Natural Gas_Oven_E1 | F5 | Commercial | Miscellaneous | Existing | Food Preparation | Natural Gas | Oven | E1 | RIM BC Ratio | bar: 2019 to 2051
F5_Commercial_Miscellaneous_Existing_Food Preparation_Natural Gas_Oven_E2 | F5 | Commercial | Miscellaneous | Existing | Food Preparation | Natural Gas | Oven | E2 | RIM BC Ratio | 0.67565 | 0.67662 | 0.6777 | 0.67886 | 0.68017 | 0.68166 | 0.68284 | 0.68396 | 0.68508 | 0.68623 | 0.68731 | 0.68829 | 0.68928 | 0.6903 | 0.69141 | 0.69248 | 0.6936 | 0.69476 | 0.69595 | 0.69715 | 0.69833 | 0.69942 | 0.70039 | 0.70123 | 0.70195 | 0.70257 | 0.70299 | 0.7033 | 0.70357 | 0.7038 | 0.70403 | 0.70413 | 0.70413
F5_Commercial_Miscellaneous_Existing_Food Preparation_Natural Gas_Oven_E3 | F5 | Commercial | Miscellaneous | Existing | Food Preparation | Natural Gas | Oven | E3 | RIM BC Ratio | 0 | 0 | 0 | 0 | 0 | 0 | 0 | 0 | 0 | 0 | 0 | 0 | 0 | 0 | 0 | 0 | 0 | 0 | 0 | 0 | 0 | 0 | 0 | 0 | 0 | 0 | 0 | 0 | 0 | 0 | 0 | 0 | 0
F5_Commercial_Miscellaneous_Existing_Food Preparation_Natural Gas_Oven_E4 | F5 | Commercial | Miscellaneous | Existing | Food Preparation | Natural Gas | Oven | E4 | RIM BC Ratio | 0 | 0 | 0 | 0 | 0 | 0 | 0 | 0 | 0 | 0 | 0 | 0 | 0 | 0 | 0 | 0 | 0 | 0 | 0 | 0 | 0 | 0 | 0 | 0 | 0 | 0 | 0 | 0 | 0 | 0 | 0 | 0 | 0
F5_Commercial_Miscellaneous_Existing_Food Preparation_Natural Gas_Oven_E5 | F5 | Commercial | Miscellaneous | Existing | Food Preparation | Natural Gas | Oven | E5 | RIM BC Ratio | 0 | 0 | 0 | 0 | 0 | 0 | 0 | 0 | 0 | 0 | 0 | 0 | 0 | 0 | 0 | 0 | 0 | 0 | 0 | 0 | 0 | 0 | 0 | 0 | 0 | 0 | 0 | 0 | 0 | 0 | 0 | 0 | 0
F5_Commercial_Miscellaneous_Existing_Food Preparation_Natural Gas_Oven_E6 | F5 | Commercial | Miscellaneous | Existing | Food Preparation | Natural Gas | Oven | E6 | RIM BC Ratio | 0 | 0 | 0 | 0 | 0 | 0 | 0 | 0 | 0 | 0 | 0 | 0 | 0 | 0 | 0 | 0 | 0 | 0 | 0 | 0 | 0 | 0 | 0 | 0 | 0 | 0 | 0 | 0 | 0 | 0 | 0 | 0 | 0
F5_Commercial_Miscellaneous_Existing_Food Preparation_Natural Gas_Oven_E7 | F5 | Commercial | Miscellaneous | Existing | Food Preparation | Natural Gas | Oven | E7 | RIM BC Ratio | 0 | 0 | 0 | 0 | 0 | 0 | 0 | 0 | 0 | 0 | 0 | 0 | 0 | 0 | 0 | 0 | 0 | 0 | 0 | 0 | 0 | 0 | 0 | 0 | 0 | 0 | 0 | 0 | 0 | 0 | 0 | 0 | 0
F5_Commercial_Miscellaneous_Existing_Food Preparation_Natural Gas_Oven_E8 | F5 | Commercial | Miscellaneous | Existing | Food Preparation | Natural Gas | Oven | E8 | RIM BC Ratio | 0 | 0 | 0 | 0 | 0 | 0 | 0 | 0 | 0 | 0 | 0 | 0 | 0 | 0 | 0 | 0 | 0 | 0 | 0 | 0 | 0 | 0 | 0 | 0 | 0 | 0 | 0 | 0 | 0 | 0 | 0 | 0 | 0
F5_Commercial_Miscellaneous_Existing_Food Preparation_Natural Gas_Oven_E9 | F5 | Commercial | Miscellaneous | Existing | Food Preparation | Natural Gas | Oven | E9 | RIM BC Ratio | 0 | 0 | 0 | 0 | 0 | 0 | 0 | 0 | 0 | 0 | 0 | 0 | 0 | 0 | 0 | 0 | 0 | 0 | 0 | 0 | 0 | 0 | 0 | 0 | 0 | 0 | 0 | 0 | 0 | 0 | 0 | 0 | 0
F5_Commercial_Miscellaneous_Existing_Food Preparation_Natural Gas_Oven_E10 | F5 | Commercial | Miscellaneous | Existing | Food Preparation | Natural Gas | Oven | E10 | RIM BC Ratio | 0 | 0 | 0 | 0 | 0 | 0 | 0 | 0 | 0 | 0 | 0 | 0 | 0 | 0 | 0 | 0 | 0 | 0 | 0 | 0 | 0 | 0 | 0 | 0 | 0 | 0 | 0 | 0 | 0 | 0 | 0 | 0 | 0
F0_Commercial_Miscellaneous_Existing_Food Preparation_Natural Gas_Conveyor Oven_E0 | F0 | Commercial | Miscellaneous | Existing | Food Preparation | Natural Gas | Conveyor Oven | E0 | Economic Unit | Efficient (>44% Baking Efficiency) | Efficient (>44% Baking Efficiency) | Efficient (>44% Baking Efficiency) | Efficient (>44% Baking Efficiency) | Efficient (>44% Baking Efficiency) | Efficient (>44% Baking Efficiency) | Efficient (>44% Baking Efficiency) | Efficient (>44% Baking Efficiency) | Efficient (>44% Baking Efficiency) | Efficient (>44% Baking Efficiency) | Efficient (>44% Baking Efficiency) | Efficient (>44% Baking Efficiency) | Efficient (>44% Baking Efficiency) | Efficient (>44% Baking Efficiency) | Efficient (>44% Baking Efficiency) | Efficient (>44% Baking Efficiency) | Efficient (>44% Baking Efficiency) | Efficient (>44% Baking Efficiency) | Efficient (>44% Baking Efficiency) | Efficient (>44% Baking Efficiency) | Efficient (>44% Baking Efficiency) | Efficient (>44% Baking Efficiency) | Efficient (>44% Baking Efficiency) | Efficient (>44% Baking Efficiency) | Efficient (>44% Baking Efficiency) | Efficient (>44% Baking Efficiency) | Efficient (>44% Baking Efficiency) | Efficient (>44% Baking Efficiency) | Efficient (>44% Baking Efficiency) | Efficient (>44% Baking Efficiency) | Efficient (>44% Baking Efficiency) | Efficient (>44% Baking Efficiency) | Efficient (>44% Baking Efficiency)
F1_Commercial_Miscellaneous_Existing_Food Preparation_Natural Gas_Conveyor Oven_E1 | F1 | Commercial | Miscellaneous | Existing | Food Preparation | Natural Gas | Conveyor Oven | E1 | CCE | 0 | 0 | 0 | 0 | 0 | 0 | 0 | 0 | 0 | 0 | 0 | 0 | 0 | 0 | 0 | 0 | 0 | 0 | 0 | 0 | 0 | 0 | 0 | 0 | 0 | 0 | 0 | 0 | 0 | 0 | 0 | 0 | 0
F1_Commercial_Miscellaneous_Existing_Food Preparation_Natural Gas_Conveyor Oven_E2 | F1 | Commercial | Miscellaneous | Existing | Food Preparation | Natural Gas | Conveyor Oven | E2 | CCE | 0.35475 | 0.35475 | 0.35475 | 0.35475 | 0.35475 | 0.35475 | 0.35475 | 0.35475 | 0.35475 | 0.35475 | 0.35475 | 0.35475 | 0.35475 | 0.35475 | 0.35475 | 0.35475 | 0.35475 | 0.35475 | 0.35475 | 0.35475 | 0.35475 | 0.35475 | 0.35475 | 0.35475 | 0.35475 | 0.35475 | 0.35475 | 0.35475 | 0.35475 | 0.35475 | 0.35475 | 0.35475 | 0.35475
F1_Commercial_Miscellaneous_Existing_Food Preparation_Natural Gas_Conveyor Oven_E3 | F1 | Commercial | Miscellaneous | Existing | Food Preparation | Natural Gas | Conveyor Oven | E3 | CCE | 0 | 0 | 0 | 0 | 0 | 0 | 0 | 0 | 0 | 0 | 0 | 0 | 0 | 0 | 0 | 0 | 0 | 0 | 0 | 0 | 0 | 0 | 0 | 0 | 0 | 0 | 0 | 0 | 0 | 0 | 0 | 0 | 0
F1_Commercial_Miscellaneous_Existing_Food Preparation_Natural Gas_Conveyor Oven_E4 | F1 | Commercial | Miscellaneous | Existing | Food Preparation | Natural Gas | Conveyor Oven | E4 | CCE | 0 | 0 | 0 | 0 | 0 | 0 | 0 | 0 | 0 | 0 | 0 | 0 | 0 | 0 | 0 | 0 | 0 | 0 | 0 | 0 | 0 | 0 | 0 | 0 | 0 | 0 | 0 | 0 | 0 | 0 | 0 | 0 | 0
F1_Commercial_Miscellaneous_Existing_Food Preparation_Natural Gas_Conveyor Oven_E5 | F1 | Commercial | Miscellaneous | Existing | Food Preparation | Natural Gas | Conveyor Oven | E5 | CCE | 0 | 0 | 0 | 0 | 0 | 0 | 0 | 0 | 0 | 0 | 0 | 0 | 0 | 0 | 0 | 0 | 0 | 0 | 0 | 0 | 0 | 0 | 0 | 0 | 0 | 0 | 0 | 0 | 0 | 0 | 0 | 0 | 0
F1_Commercial_Miscellaneous_Existing_Food Preparation_Natural Gas_Conveyor Oven_E6 | F1 | Commercial | Miscellaneous | Existing | Food Preparation | Natural Gas | Conveyor Oven | E6 | CCE | 0 | 0 | 0 | 0 | 0 | 0 | 0 | 0 | 0 | 0 | 0 | 0 | 0 | 0 | 0 | 0 | 0 | 0 | 0 | 0 | 0 | 0 | 0 | 0 | 0 | 0 | 0 | 0 | 0 | 0 | 0 | 0 | 0
F1_Commercial_Miscellaneous_Existing_Food Preparation_Natural Gas_Conveyor Oven_E7 | F1 | Commercial | Miscellaneous | Existing | Food Preparation | Natural Gas | Conveyor Oven | E7 | CCE | 0 | 0 | 0 | 0 | 0 | 0 | 0 | 0 | 0 | 0 | 0 | 0 | 0 | 0 | 0 | 0 | 0 | 0 | 0 | 0 | 0 | 0 | 0 | 0 | 0 | 0 | 0 | 0 | 0 | 0 | 0 | 0 | 0
F1_Commercial_Miscellaneous_Existing_Food Preparation_Natural Gas_Conveyor Oven_E8 | F1 | Commercial | Miscellaneous | Existing | Food Preparation | Natural Gas | Conveyor Oven | E8 | CCE | 0 | 0 | 0 | 0 | 0 | 0 | 0 | 0 | 0 | 0 | 0 | 0 | 0 | 0 | 0 | 0 | 0 | 0 | 0 | 0 | 0 | 0 | 0 | 0 | 0 | 0 | 0 | 0 | 0 | 0 | 0 | 0 | 0
F1_Commercial_Miscellaneous_Existing_Food Preparation_Natural Gas_Conveyor Oven_E9 | F1 | Commercial | Miscellaneous | Existing | Food Preparation | Natural Gas | Conveyor Oven | E9 | CCE | 0 | 0 | 0 | 0 | 0 | 0 | 0 | 0 | 0 | 0 | 0 | 0 | 0 | 0 | 0 | 0 | 0 | 0 | 0 | 0 | 0 | 0 | 0 | 0 | 0 | 0 | 0 | 0 | 0 | 0 | 0 | 0 | 0
F1_Commercial_Miscellaneous_Existing_Food Preparation_Natural Gas_Conveyor Oven_E10 | F1 | Commercial | Miscellaneous | Existing | Food Preparation | Natural Gas | Conveyor Oven | E10 | CCE | 0 | 0 | 0 | 0 | 0 | 0 | 0 | 0 | 0 | 0 | 0 | 0 | 0 | 0 | 0 | 0 | 0 | 0 | 0 | 0 | 0 | 0 | 0 | 0 | 0 | 0 | 0 | 0 | 0 | 0 | 0 | 0 | 0
F2_Commercial_Miscellaneous_Existing_Food Preparation_Natural Gas_Conveyor Oven_E1 | F2 | Commercial | Miscellaneous | Existing | Food Preparation | Natural Gas | Conveyor Oven | E1 | TRC BC Ratio | bar: 2019 to 2051
F2_Commercial_Miscellaneous_Existing_Food Preparation_Natural Gas_Conveyor Oven_E2 | F2 | Commercial | Miscellaneous | Existing | Food Preparation | Natural Gas | Conveyor Oven | E2 | TRC BC Ratio | 4.0477 | 4.0772 | 4.1092 | 4.1444 | 4.1846 | 4.2312 | 4.2722 | 4.3136 | 4.3565 | 4.4011 | 4.4439 | 4.4835 | 4.5223 | 4.561 | 4.6015 | 4.64 | 4.6797 | 4.7203 | 4.7612 | 4.8019 | 4.8418 | 4.8782 | 4.9108 | 4.9395 | 4.9644 | 4.9858 | 5.0006 | 5.0116 | 5.0212 | 5.0293 | 5.0374 | 5.041 | 5.041
F2_Commercial_Miscellaneous_Existing_Food Preparation_Natural Gas_Conveyor Oven_E3 | F2 | Commercial | Miscellaneous | Existing | Food Preparation | Natural Gas | Conveyor Oven | E3 | TRC BC Ratio | 0 | 0 | 0 | 0 | 0 | 0 | 0 | 0 | 0 | 0 | 0 | 0 | 0 | 0 | 0 | 0 | 0 | 0 | 0 | 0 | 0 | 0 | 0 | 0 | 0 | 0 | 0 | 0 | 0 | 0 | 0 | 0 | 0
F2_Commercial_Miscellaneous_Existing_Food Preparation_Natural Gas_Conveyor Oven_E4 | F2 | Commercial | Miscellaneous | Existing | Food Preparation | Natural Gas | Conveyor Oven | E4 | TRC BC Ratio | 0 | 0 | 0 | 0 | 0 | 0 | 0 | 0 | 0 | 0 | 0 | 0 | 0 | 0 | 0 | 0 | 0 | 0 | 0 | 0 | 0 | 0 | 0 | 0 | 0 | 0 | 0 | 0 | 0 | 0 | 0 | 0 | 0
F2_Commercial_Miscellaneous_Existing_Food Preparation_Natural Gas_Conveyor Oven_E5 | F2 | Commercial | Miscellaneous | Existing | Food Preparation | Natural Gas | Conveyor Oven | E5 | TRC BC Ratio | 0 | 0 | 0 | 0 | 0 | 0 | 0 | 0 | 0 | 0 | 0 | 0 | 0 | 0 | 0 | 0 | 0 | 0 | 0 | 0 | 0 | 0 | 0 | 0 | 0 | 0 | 0 | 0 | 0 | 0 | 0 | 0 | 0
F2_Commercial_Miscellaneous_Existing_Food Preparation_Natural Gas_Conveyor Oven_E6 | F2 | Commercial | Miscellaneous | Existing | Food Preparation | Natural Gas | Conveyor Oven | E6 | TRC BC Ratio | 0 | 0 | 0 | 0 | 0 | 0 | 0 | 0 | 0 | 0 | 0 | 0 | 0 | 0 | 0 | 0 | 0 | 0 | 0 | 0 | 0 | 0 | 0 | 0 | 0 | 0 | 0 | 0 | 0 | 0 | 0 | 0 | 0
F2_Commercial_Miscellaneous_Existing_Food Preparation_Natural Gas_Conveyor Oven_E7 | F2 | Commercial | Miscellaneous | Existing | Food Preparation | Natural Gas | Conveyor Oven | E7 | TRC BC Ratio | 0 | 0 | 0 | 0 | 0 | 0 | 0 | 0 | 0 | 0 | 0 | 0 | 0 | 0 | 0 | 0 | 0 | 0 | 0 | 0 | 0 | 0 | 0 | 0 | 0 | 0 | 0 | 0 | 0 | 0 | 0 | 0 | 0
F2_Commercial_Miscellaneous_Existing_Food Preparation_Natural Gas_Conveyor Oven_E8 | F2 | Commercial | Miscellaneous | Existing | Food Preparation | Natural Gas | Conveyor Oven | E8 | TRC BC Ratio | 0 | 0 | 0 | 0 | 0 | 0 | 0 | 0 | 0 | 0 | 0 | 0 | 0 | 0 | 0 | 0 | 0 | 0 | 0 | 0 | 0 | 0 | 0 | 0 | 0 | 0 | 0 | 0 | 0 | 0 | 0 | 0 | 0
F2_Commercial_Miscellaneous_Existing_Food Preparation_Natural Gas_Conveyor Oven_E9 | F2 | Commercial | Miscellaneous | Existing | Food Preparation | Natural Gas | Conveyor Oven | E9 | TRC BC Ratio | 0 | 0 | 0 | 0 | 0 | 0 | 0 | 0 | 0 | 0 | 0 | 0 | 0 | 0 | 0 | 0 | 0 | 0 | 0 | 0 | 0 | 0 | 0 | 0 | 0 | 0 | 0 | 0 | 0 | 0 | 0 | 0 | 0
F2_Commercial_Miscellaneous_Existing_Food Preparation_Natural Gas_Conveyor Oven_E10 | F2 | Commercial | Miscellaneous | Existing | Food Preparation | Natural Gas | Conveyor Oven | E10 | TRC BC Ratio | 0 | 0 | 0 | 0 | 0 | 0 | 0 | 0 | 0 | 0 | 0 | 0 | 0 | 0 | 0 | 0 | 0 | 0 | 0 | 0 | 0 | 0 | 0 | 0 | 0 | 0 | 0 | 0 | 0 | 0 | 0 | 0 | 0
F3_Commercial_Miscellaneous_Existing_Food Preparation_Natural Gas_Conveyor Oven_E1 | F3 | Commercial | Miscellaneous | Existing | Food Preparation | Natural Gas | Conveyor Oven | E1 | PACT BC Ratio | bar: 2019 to 2051
F3_Commercial_Miscellaneous_Existing_Food Preparation_Natural Gas_Conveyor Oven_E2 | F3 | Commercial | Miscellaneous | Existing | Food Preparation | Natural Gas | Conveyor Oven | E2 | PACT BC Ratio | 5.397 | 5.4363 | 5.479 | 5.5258 | 5.5794 | 5.6416 | 5.6963 | 5.7515 | 5.8086 | 5.8681 | 5.9253 | 5.978 | 6.0297 | 6.0814 | 6.1353 | 6.1867 | 6.2396 | 6.2937 | 6.3483 | 6.4025 | 6.4557 | 6.5043 | 6.5477 | 6.586 | 6.6192 | 6.6477 | 6.6674 | 6.6822 | 6.6949 | 6.7058 | 6.7166 | 6.7213 | 6.7213
F3_Commercial_Miscellaneous_Existing_Food Preparation_Natural Gas_Conveyor Oven_E3 | F3 | Commercial | Miscellaneous | Existing | Food Preparation | Natural Gas | Conveyor Oven | E3 | PACT BC Ratio | 0 | 0 | 0 | 0 | 0 | 0 | 0 | 0 | 0 | 0 | 0 | 0 | 0 | 0 | 0 | 0 | 0 | 0 | 0 | 0 | 0 | 0 | 0 | 0 | 0 | 0 | 0 | 0 | 0 | 0 | 0 | 0 | 0
F3_Commercial_Miscellaneous_Existing_Food Preparation_Natural Gas_Conveyor Oven_E4 | F3 | Commercial | Miscellaneous | Existing | Food Preparation | Natural Gas | Conveyor Oven | E4 | PACT BC Ratio | 0 | 0 | 0 | 0 | 0 | 0 | 0 | 0 | 0 | 0 | 0 | 0 | 0 | 0 | 0 | 0 | 0 | 0 | 0 | 0 | 0 | 0 | 0 | 0 | 0 | 0 | 0 | 0 | 0 | 0 | 0 | 0 | 0
F3_Commercial_Miscellaneous_Existing_Food Preparation_Natural Gas_Conveyor Oven_E5 | F3 | Commercial | Miscellaneous | Existing | Food Preparation | Natural Gas | Conveyor Oven | E5 | PACT BC Ratio | 0 | 0 | 0 | 0 | 0 | 0 | 0 | 0 | 0 | 0 | 0 | 0 | 0 | 0 | 0 | 0 | 0 | 0 | 0 | 0 | 0 | 0 | 0 | 0 | 0 | 0 | 0 | 0 | 0 | 0 | 0 | 0 | 0
F3_Commercial_Miscellaneous_Existing_Food Preparation_Natural Gas_Conveyor Oven_E6 | F3 | Commercial | Miscellaneous | Existing | Food Preparation | Natural Gas | Conveyor Oven | E6 | PACT BC Ratio | 0 | 0 | 0 | 0 | 0 | 0 | 0 | 0 | 0 | 0 | 0 | 0 | 0 | 0 | 0 | 0 | 0 | 0 | 0 | 0 | 0 | 0 | 0 | 0 | 0 | 0 | 0 | 0 | 0 | 0 | 0 | 0 | 0
F3_Commercial_Miscellaneous_Existing_Food Preparation_Natural Gas_Conveyor Oven_E7 | F3 | Commercial | Miscellaneous | Existing | Food Preparation | Natural Gas | Conveyor Oven | E7 | PACT BC Ratio | 0 | 0 | 0 | 0 | 0 | 0 | 0 | 0 | 0 | 0 | 0 | 0 | 0 | 0 | 0 | 0 | 0 | 0 | 0 | 0 | 0 | 0 | 0 | 0 | 0 | 0 | 0 | 0 | 0 | 0 | 0 | 0 | 0
F3_Commercial_Miscellaneous_Existing_Food Preparation_Natural Gas_Conveyor Oven_E8 | F3 | Commercial | Miscellaneous | Existing | Food Preparation | Natural Gas | Conveyor Oven | E8 | PACT BC Ratio | 0 | 0 | 0 | 0 | 0 | 0 | 0 | 0 | 0 | 0 | 0 | 0 | 0 | 0 | 0 | 0 | 0 | 0 | 0 | 0 | 0 | 0 | 0 | 0 | 0 | 0 | 0 | 0 | 0 | 0 | 0 | 0 | 0
F3_Commercial_Miscellaneous_Existing_Food Preparation_Natural Gas_Conveyor Oven_E9 | F3 | Commercial | Miscellaneous | Existing | Food Preparation | Natural Gas | Conveyor Oven | E9 | PACT BC Ratio | 0 | 0 | 0 | 0 | 0 | 0 | 0 | 0 | 0 | 0 | 0 | 0 | 0 | 0 | 0 | 0 | 0 | 0 | 0 | 0 | 0 | 0 | 0 | 0 | 0 | 0 | 0 | 0 | 0 | 0 | 0 | 0 | 0
F3_Commercial_Miscellaneous_Existing_Food Preparation_Natural Gas_Conveyor Oven_E10 | F3 | Commercial | Miscellaneous | Existing | Food Preparation | Natural Gas | Conveyor Oven | E10 | PACT BC Ratio | 0 | 0 | 0 | 0 | 0 | 0 | 0 | 0 | 0 | 0 | 0 | 0 | 0 | 0 | 0 | 0 | 0 | 0 | 0 | 0 | 0 | 0 | 0 | 0 | 0 | 0 | 0 | 0 | 0 | 0 | 0 | 0 | 0
F4_Commercial_Miscellaneous_Existing_Food Preparation_Natural Gas_Conveyor Oven_E1 | F4 | Commercial | Miscellaneous | Existing | Food Preparation | Natural Gas | Conveyor Oven | E1 | RVT BC Ratio | bar: 2019 to 2051
F4_Commercial_Miscellaneous_Existing_Food Preparation_Natural Gas_Conveyor Oven_E2 | F4 | Commercial | Miscellaneous | Existing | Food Preparation | Natural Gas | Conveyor Oven | E2 | RVT BC Ratio | 6.5193 | 6.5617 | 6.6078 | 6.6583 | 6.7161 | 6.7831 | 6.8421 | 6.9016 | 6.9632 | 7.0273 | 7.089 | 7.1459 | 7.2016 | 7.2573 | 7.3154 | 7.3708 | 7.4279 | 7.4863 | 7.5451 | 7.6035 | 7.6609 | 7.7133 | 7.7601 | 7.8014 | 7.8372 | 7.8679 | 7.8892 | 7.9051 | 7.9188 | 7.9306 | 7.9422 | 7.9473 | 7.9473
F4_Commercial_Miscellaneous_Existing_Food Preparation_Natural Gas_Conveyor Oven_E3 | F4 | Commercial | Miscellaneous | Existing | Food Preparation | Natural Gas | Conveyor Oven | E3 | RVT BC Ratio | 0 | 0 | 0 | 0 | 0 | 0 | 0 | 0 | 0 | 0 | 0 | 0 | 0 | 0 | 0 | 0 | 0 | 0 | 0 | 0 | 0 | 0 | 0 | 0 | 0 | 0 | 0 | 0 | 0 | 0 | 0 | 0 | 0
F4_Commercial_Miscellaneous_Existing_Food Preparation_Natural Gas_Conveyor Oven_E4 | F4 | Commercial | Miscellaneous | Existing | Food Preparation | Natural Gas | Conveyor Oven | E4 | RVT BC Ratio | 0 | 0 | 0 | 0 | 0 | 0 | 0 | 0 | 0 | 0 | 0 | 0 | 0 | 0 | 0 | 0 | 0 | 0 | 0 | 0 | 0 | 0 | 0 | 0 | 0 | 0 | 0 | 0 | 0 | 0 | 0 | 0 | 0
F4_Commercial_Miscellaneous_Existing_Food Preparation_Natural Gas_Conveyor Oven_E5 | F4 | Commercial | Miscellaneous | Existing | Food Preparation | Natural Gas | Conveyor Oven | E5 | RVT BC Ratio | 0 | 0 | 0 | 0 | 0 | 0 | 0 | 0 | 0 | 0 | 0 | 0 | 0 | 0 | 0 | 0 | 0 | 0 | 0 | 0 | 0 | 0 | 0 | 0 | 0 | 0 | 0 | 0 | 0 | 0 | 0 | 0 | 0
F4_Commercial_Miscellaneous_Existing_Food Preparation_Natural Gas_Conveyor Oven_E6 | F4 | Commercial | Miscellaneous | Existing | Food Preparation | Natural Gas | Conveyor Oven | E6 | RVT BC Ratio | 0 | 0 | 0 | 0 | 0 | 0 | 0 | 0 | 0 | 0 | 0 | 0 | 0 | 0 | 0 | 0 | 0 | 0 | 0 | 0 | 0 | 0 | 0 | 0 | 0 | 0 | 0 | 0 | 0 | 0 | 0 | 0 | 0
F4_Commercial_Miscellaneous_Existing_Food Preparation_Natural Gas_Conveyor Oven_E7 | F4 | Commercial | Miscellaneous | Existing | Food Preparation | Natural Gas | Conveyor Oven | E7 | RVT BC Ratio | 0 | 0 | 0 | 0 | 0 | 0 | 0 | 0 | 0 | 0 | 0 | 0 | 0 | 0 | 0 | 0 | 0 | 0 | 0 | 0 | 0 | 0 | 0 | 0 | 0 | 0 | 0 | 0 | 0 | 0 | 0 | 0 | 0
F4_Commercial_Miscellaneous_Existing_Food Preparation_Natural Gas_Conveyor Oven_E8 | F4 | Commercial | Miscellaneous | Existing | Food Preparation | Natural Gas | Conveyor Oven | E8 | RVT BC Ratio | 0 | 0 | 0 | 0 | 0 | 0 | 0 | 0 | 0 | 0 | 0 | 0 | 0 | 0 | 0 | 0 | 0 | 0 | 0 | 0 | 0 | 0 | 0 | 0 | 0 | 0 | 0 | 0 | 0 | 0 | 0 | 0 | 0
F4_Commercial_Miscellaneous_Existing_Food Preparation_Natural Gas_Conveyor Oven_E9 | F4 | Commercial | Miscellaneous | Existing | Food Preparation | Natural Gas | Conveyor Oven | E9 | RVT BC Ratio | 0 | 0 | 0 | 0 | 0 | 0 | 0 | 0 | 0 | 0 | 0 | 0 | 0 | 0 | 0 | 0 | 0 | 0 | 0 | 0 | 0 | 0 | 0 | 0 | 0 | 0 | 0 | 0 | 0 | 0 | 0 | 0 | 0
F4_Commercial_Miscellaneous_Existing_Food Preparation_Natural Gas_Conveyor Oven_E10 | F4 | Commercial | Miscellaneous | Existing | Food Preparation | Natural Gas | Conveyor Oven | E10 | RVT BC Ratio | 0 | 0 | 0 | 0 | 0 | 0 | 0 | 0 | 0 | 0 | 0 | 0 | 0 | 0 | 0 | 0 | 0 | 0 | 0 | 0 | 0 | 0 | 0 | 0 | 0 | 0 | 0 | 0 | 0 | 0 | 0 | 0 | 0
F5_Commercial_Miscellaneous_Existing_Food Preparation_Natural Gas_Conveyor Oven_E1 | F5 | Commercial | Miscellaneous | Existing | Food Preparation | Natural Gas | Conveyor Oven | E1 | RIM BC Ratio | bar: 2019 to 2051
F5_Commercial_Miscellaneous_Existing_Food Preparation_Natural Gas_Conveyor Oven_E2 | F5 | Commercial | Miscellaneous | Existing | Food Preparation | Natural Gas | Conveyor Oven | E2 | RIM BC Ratio | 0.72288 | 0.72358 | 0.72433 | 0.72515 | 0.72606 | 0.7271 | 0.728 | 0.7289 | 0.72981 | 0.73074 | 0.73162 | 0.73242 | 0.73319 | 0.73394 | 0.73472 | 0.73545 | 0.7362 | 0.73694 | 0.73769 | 0.73841 | 0.73912 | 0.73975 | 0.74031 | 0.74079 | 0.74121 | 0.74157 | 0.74181 | 0.742 | 0.74215 | 0.74229 | 0.74242 | 0.74248 | 0.74248
F5_Commercial_Miscellaneous_Existing_Food Preparation_Natural Gas_Conveyor Oven_E3 | F5 | Commercial | Miscellaneous | Existing | Food Preparation | Natural Gas | Conveyor Oven | E3 | RIM BC Ratio | 0 | 0 | 0 | 0 | 0 | 0 | 0 | 0 | 0 | 0 | 0 | 0 | 0 | 0 | 0 | 0 | 0 | 0 | 0 | 0 | 0 | 0 | 0 | 0 | 0 | 0 | 0 | 0 | 0 | 0 | 0 | 0 | 0
F5_Commercial_Miscellaneous_Existing_Food Preparation_Natural Gas_Conveyor Oven_E4 | F5 | Commercial | Miscellaneous | Existing | Food Preparation | Natural Gas | Conveyor Oven | E4 | RIM BC Ratio | 0 | 0 | 0 | 0 | 0 | 0 | 0 | 0 | 0 | 0 | 0 | 0 | 0 | 0 | 0 | 0 | 0 | 0 | 0 | 0 | 0 | 0 | 0 | 0 | 0 | 0 | 0 | 0 | 0 | 0 | 0 | 0 | 0
F5_Commercial_Miscellaneous_Existing_Food Preparation_Natural Gas_Conveyor Oven_E5 | F5 | Commercial | Miscellaneous | Existing | Food Preparation | Natural Gas | Conveyor Oven | E5 | RIM BC Ratio | 0 | 0 | 0 | 0 | 0 | 0 | 0 | 0 | 0 | 0 | 0 | 0 | 0 | 0 | 0 | 0 | 0 | 0 | 0 | 0 | 0 | 0 | 0 | 0 | 0 | 0 | 0 | 0 | 0 | 0 | 0 | 0 | 0
F5_Commercial_Miscellaneous_Existing_Food Preparation_Natural Gas_Conveyor Oven_E6 | F5 | Commercial | Miscellaneous | Existing | Food Preparation | Natural Gas | Conveyor Oven | E6 | RIM BC Ratio | 0 | 0 | 0 | 0 | 0 | 0 | 0 | 0 | 0 | 0 | 0 | 0 | 0 | 0 | 0 | 0 | 0 | 0 | 0 | 0 | 0 | 0 | 0 | 0 | 0 | 0 | 0 | 0 | 0 | 0 | 0 | 0 | 0
F5_Commercial_Miscellaneous_Existing_Food Preparation_Natural Gas_Conveyor Oven_E7 | F5 | Commercial | Miscellaneous | Existing | Food Preparation | Natural Gas | Conveyor Oven | E7 | RIM BC Ratio | 0 | 0 | 0 | 0 | 0 | 0 | 0 | 0 | 0 | 0 | 0 | 0 | 0 | 0 | 0 | 0 | 0 | 0 | 0 | 0 | 0 | 0 | 0 | 0 | 0 | 0 | 0 | 0 | 0 | 0 | 0 | 0 | 0
F5_Commercial_Miscellaneous_Existing_Food Preparation_Natural Gas_Conveyor Oven_E8 | F5 | Commercial | Miscellaneous | Existing | Food Preparation | Natural Gas | Conveyor Oven | E8 | RIM BC Ratio | 0 | 0 | 0 | 0 | 0 | 0 | 0 | 0 | 0 | 0 | 0 | 0 | 0 | 0 | 0 | 0 | 0 | 0 | 0 | 0 | 0 | 0 | 0 | 0 | 0 | 0 | 0 | 0 | 0 | 0 | 0 | 0 | 0
F5_Commercial_Miscellaneous_Existing_Food Preparation_Natural Gas_Conveyor Oven_E9 | F5 | Commercial | Miscellaneous | Existing | Food Preparation | Natural Gas | Conveyor Oven | E9 | RIM BC Ratio | 0 | 0 | 0 | 0 | 0 | 0 | 0 | 0 | 0 | 0 | 0 | 0 | 0 | 0 | 0 | 0 | 0 | 0 | 0 | 0 | 0 | 0 | 0 | 0 | 0 | 0 | 0 | 0 | 0 | 0 | 0 | 0 | 0
F5_Commercial_Miscellaneous_Existing_Food Preparation_Natural Gas_Conveyor Oven_E10 | F5 | Commercial | Miscellaneous | Existing | Food Preparation | Natural Gas | Conveyor Oven | E10 | RIM BC Ratio | 0 | 0 | 0 | 0 | 0 | 0 | 0 | 0 | 0 | 0 | 0 | 0 | 0 | 0 | 0 | 0 | 0 | 0 | 0 | 0 | 0 | 0 | 0 | 0 | 0 | 0 | 0 | 0 | 0 | 0 | 0 | 0 | 0
F0_Commercial_Miscellaneous_Existing_Food Preparation_Natural Gas_Double Rack Oven_E0 | F0 | Commercial | Miscellaneous | Existing | Food Preparation | Natural Gas | Double Rack Oven | E0 | Economic Unit | FTSC Qualified (>50% Cooking Efficiency) | FTSC Qualified (>50% Cooking Efficiency) | FTSC Qualified (>50% Cooking Efficiency) | FTSC Qualified (>50% Cooking Efficiency) | FTSC Qualified (>50% Cooking Efficiency) | FTSC Qualified (>50% Cooking Efficiency) | FTSC Qualified (>50% Cooking Efficiency) | FTSC Qualified (>50% Cooking Efficiency) | FTSC Qualified (>50% Cooking Efficiency) | FTSC Qualified (>50% Cooking Efficiency) | FTSC Qualified (>50% Cooking Efficiency) | FTSC Qualified (>50% Cooking Efficiency) | FTSC Qualified (>50% Cooking Efficiency) | FTSC Qualified (>50% Cooking Efficiency) | FTSC Qualified (>50% Cooking Efficiency) | FTSC Qualified (>50% Cooking Efficiency) | FTSC Qualified (>50% Cooking Efficiency) | FTSC Qualified (>50% Cooking Efficiency) | FTSC Qualified (>50% Cooking Efficiency) | FTSC Qualified (>50% Cooking Efficiency) | FTSC Qualified (>50% Cooking Efficiency) | FTSC Qualified (>50% Cooking Efficiency) | FTSC Qualified (>50% Cooking Efficiency) | FTSC Qualified (>50% Cooking Efficiency) | FTSC Qualified (>50% Cooking Efficiency) | FTSC Qualified (>50% Cooking Efficiency) | FTSC Qualified (>50% Cooking Efficiency) | FTSC Qualified (>50% Cooking Efficiency) | FTSC Qualified (>50% Cooking Efficiency) | FTSC Qualified (>50% Cooking Efficiency) | FTSC Qualified (>50% Cooking Efficiency) | FTSC Qualified (>50% Cooking Efficiency) | FTSC Qualified (>50% Cooking Efficiency)
F1_Commercial_Miscellaneous_Existing_Food Preparation_Natural Gas_Double Rack Oven_E1 | F1 | Commercial | Miscellaneous | Existing | Food Preparation | Natural Gas | Double Rack Oven | E1 | CCE | 0 | 0 | 0 | 0 | 0 | 0 | 0 | 0 | 0 | 0 | 0 | 0 | 0 | 0 | 0 | 0 | 0 | 0 | 0 | 0 | 0 | 0 | 0 | 0 | 0 | 0 | 0 | 0 | 0 | 0 | 0 | 0 | 0
F1_Commercial_Miscellaneous_Existing_Food Preparation_Natural Gas_Double Rack Oven_E2 | F1 | Commercial | Miscellaneous | Existing | Food Preparation | Natural Gas | Double Rack Oven | E2 | CCE | 0.29688 | 0.29688 | 0.29688 | 0.29688 | 0.29688 | 0.29688 | 0.29688 | 0.29688 | 0.29688 | 0.29688 | 0.29688 | 0.29688 | 0.29688 | 0.29688 | 0.29688 | 0.29688 | 0.29688 | 0.29688 | 0.29688 | 0.29688 | 0.29688 | 0.29688 | 0.29688 | 0.29688 | 0.29688 | 0.29688 | 0.29688 | 0.29688 | 0.29688 | 0.29688 | 0.29688 | 0.29688 | 0.29688
F1_Commercial_Miscellaneous_Existing_Food Preparation_Natural Gas_Double Rack Oven_E3 | F1 | Commercial | Miscellaneous | Existing | Food Preparation | Natural Gas | Double Rack Oven | E3 | CCE | 0 | 0 | 0 | 0 | 0 | 0 | 0 | 0 | 0 | 0 | 0 | 0 | 0 | 0 | 0 | 0 | 0 | 0 | 0 | 0 | 0 | 0 | 0 | 0 | 0 | 0 | 0 | 0 | 0 | 0 | 0 | 0 | 0
F1_Commercial_Miscellaneous_Existing_Food Preparation_Natural Gas_Double Rack Oven_E4 | F1 | Commercial | Miscellaneous | Existing | Food Preparation | Natural Gas | Double Rack Oven | E4 | CCE | 0 | 0 | 0 | 0 | 0 | 0 | 0 | 0 | 0 | 0 | 0 | 0 | 0 | 0 | 0 | 0 | 0 | 0 | 0 | 0 | 0 | 0 | 0 | 0 | 0 | 0 | 0 | 0 | 0 | 0 | 0 | 0 | 0
F1_Commercial_Miscellaneous_Existing_Food Preparation_Natural Gas_Double Rack Oven_E5 | F1 | Commercial | Miscellaneous | Existing | Food Preparation | Natural Gas | Double Rack Oven | E5 | CCE | 0 | 0 | 0 | 0 | 0 | 0 | 0 | 0 | 0 | 0 | 0 | 0 | 0 | 0 | 0 | 0 | 0 | 0 | 0 | 0 | 0 | 0 | 0 | 0 | 0 | 0 | 0 | 0 | 0 | 0 | 0 | 0 | 0
F1_Commercial_Miscellaneous_Existing_Food Preparation_Natural Gas_Double Rack Oven_E6 | F1 | Commercial | Miscellaneous | Existing | Food Preparation | Natural Gas | Double Rack Oven | E6 | CCE | 0 | 0 | 0 | 0 | 0 | 0 | 0 | 0 | 0 | 0 | 0 | 0 | 0 | 0 | 0 | 0 | 0 | 0 | 0 | 0 | 0 | 0 | 0 | 0 | 0 | 0 | 0 | 0 | 0 | 0 | 0 | 0 | 0
F1_Commercial_Miscellaneous_Existing_Food Preparation_Natural Gas_Double Rack Oven_E7 | F1 | Commercial | Miscellaneous | Existing | Food Preparation | Natural Gas | Double Rack Oven | E7 | CCE | 0 | 0 | 0 | 0 | 0 | 0 | 0 | 0 | 0 | 0 | 0 | 0 | 0 | 0 | 0 | 0 | 0 | 0 | 0 | 0 | 0 | 0 | 0 | 0 | 0 | 0 | 0 | 0 | 0 | 0 | 0 | 0 | 0
F1_Commercial_Miscellaneous_Existing_Food Preparation_Natural Gas_Double Rack Oven_E8 | F1 | Commercial | Miscellaneous | Existing | Food Preparation | Natural Gas | Double Rack Oven | E8 | CCE | 0 | 0 | 0 | 0 | 0 | 0 | 0 | 0 | 0 | 0 | 0 | 0 | 0 | 0 | 0 | 0 | 0 | 0 | 0 | 0 | 0 | 0 | 0 | 0 | 0 | 0 | 0 | 0 | 0 | 0 | 0 | 0 | 0
F1_Commercial_Miscellaneous_Existing_Food Preparation_Natural Gas_Double Rack Oven_E9 | F1 | Commercial | Miscellaneous | Existing | Food Preparation | Natural Gas | Double Rack Oven | E9 | CCE | 0 | 0 | 0 | 0 | 0 | 0 | 0 | 0 | 0 | 0 | 0 | 0 | 0 | 0 | 0 | 0 | 0 | 0 | 0 | 0 | 0 | 0 | 0 | 0 | 0 | 0 | 0 | 0 | 0 | 0 | 0 | 0 | 0
F1_Commercial_Miscellaneous_Existing_Food Preparation_Natural Gas_Double Rack Oven_E10 | F1 | Commercial | Miscellaneous | Existing | Food Preparation | Natural Gas | Double Rack Oven | E10 | CCE | 0 | 0 | 0 | 0 | 0 | 0 | 0 | 0 | 0 | 0 | 0 | 0 | 0 | 0 | 0 | 0 | 0 | 0 | 0 | 0 | 0 | 0 | 0 | 0 | 0 | 0 | 0 | 0 | 0 | 0 | 0 | 0 | 0
F2_Commercial_Miscellaneous_Existing_Food Preparation_Natural Gas_Double Rack Oven_E1 | F2 | Commercial | Miscellaneous | Existing | Food Preparation | Natural Gas | Double Rack Oven | E1 | TRC BC Ratio | bar: 2019 to 2051
F2_Commercial_Miscellaneous_Existing_Food Preparation_Natural Gas_Double Rack Oven_E2 | F2 | Commercial | Miscellaneous | Existing | Food Preparation | Natural Gas | Double Rack Oven | E2 | TRC BC Ratio | 4.7395 | 4.7756 | 4.816 | 4.8604 | 4.911 | 4.9696 | 5.017 | 5.0626 | 5.1089 | 5.1571 | 5.2031 | 5.2453 | 5.2885 | 5.3338 | 5.3838 | 5.4328 | 5.4847 | 5.5395 | 5.5966 | 5.655 | 5.7136 | 5.7686 | 5.8182 | 5.8621 | 5.9 | 5.9326 | 5.9552 | 5.9721 | 5.9866 | 5.9991 | 6.0114 | 6.0169 | 6.0169
F2_Commercial_Miscellaneous_Existing_Food Preparation_Natural Gas_Double Rack Oven_E3 | F2 | Commercial | Miscellaneous | Existing | Food Preparation | Natural Gas | Double Rack Oven | E3 | TRC BC Ratio | 0 | 0 | 0 | 0 | 0 | 0 | 0 | 0 | 0 | 0 | 0 | 0 | 0 | 0 | 0 | 0 | 0 | 0 | 0 | 0 | 0 | 0 | 0 | 0 | 0 | 0 | 0 | 0 | 0 | 0 | 0 | 0 | 0
F2_Commercial_Miscellaneous_Existing_Food Preparation_Natural Gas_Double Rack Oven_E4 | F2 | Commercial | Miscellaneous | Existing | Food Preparation | Natural Gas | Double Rack Oven | E4 | TRC BC Ratio | 0 | 0 | 0 | 0 | 0 | 0 | 0 | 0 | 0 | 0 | 0 | 0 | 0 | 0 | 0 | 0 | 0 | 0 | 0 | 0 | 0 | 0 | 0 | 0 | 0 | 0 | 0 | 0 | 0 | 0 | 0 | 0 | 0
F2_Commercial_Miscellaneous_Existing_Food Preparation_Natural Gas_Double Rack Oven_E5 | F2 | Commercial | Miscellaneous | Existing | Food Preparation | Natural Gas | Double Rack Oven | E5 | TRC BC Ratio | 0 | 0 | 0 | 0 | 0 | 0 | 0 | 0 | 0 | 0 | 0 | 0 | 0 | 0 | 0 | 0 | 0 | 0 | 0 | 0 | 0 | 0 | 0 | 0 | 0 | 0 | 0 | 0 | 0 | 0 | 0 | 0 | 0
F2_Commercial_Miscellaneous_Existing_Food Preparation_Natural Gas_Double Rack Oven_E6 | F2 | Commercial | Miscellaneous | Existing | Food Preparation | Natural Gas | Double Rack Oven | E6 | TRC BC Ratio | 0 | 0 | 0 | 0 | 0 | 0 | 0 | 0 | 0 | 0 | 0 | 0 | 0 | 0 | 0 | 0 | 0 | 0 | 0 | 0 | 0 | 0 | 0 | 0 | 0 | 0 | 0 | 0 | 0 | 0 | 0 | 0 | 0
F2_Commercial_Miscellaneous_Existing_Food Preparation_Natural Gas_Double Rack Oven_E7 | F2 | Commercial | Miscellaneous | Existing | Food Preparation | Natural Gas | Double Rack Oven | E7 | TRC BC Ratio | 0 | 0 | 0 | 0 | 0 | 0 | 0 | 0 | 0 | 0 | 0 | 0 | 0 | 0 | 0 | 0 | 0 | 0 | 0 | 0 | 0 | 0 | 0 | 0 | 0 | 0 | 0 | 0 | 0 | 0 | 0 | 0 | 0
F2_Commercial_Miscellaneous_Existing_Food Preparation_Natural Gas_Double Rack Oven_E8 | F2 | Commercial | Miscellaneous | Existing | Food Preparation | Natural Gas | Double Rack Oven | E8 | TRC BC Ratio | 0 | 0 | 0 | 0 | 0 | 0 | 0 | 0 | 0 | 0 | 0 | 0 | 0 | 0 | 0 | 0 | 0 | 0 | 0 | 0 | 0 | 0 | 0 | 0 | 0 | 0 | 0 | 0 | 0 | 0 | 0 | 0 | 0
F2_Commercial_Miscellaneous_Existing_Food Preparation_Natural Gas_Double Rack Oven_E9 | F2 | Commercial | Miscellaneous | Existing | Food Preparation | Natural Gas | Double Rack Oven | E9 | TRC BC Ratio | 0 | 0 | 0 | 0 | 0 | 0 | 0 | 0 | 0 | 0 | 0 | 0 | 0 | 0 | 0 | 0 | 0 | 0 | 0 | 0 | 0 | 0 | 0 | 0 | 0 | 0 | 0 | 0 | 0 | 0 | 0 | 0 | 0
F2_Commercial_Miscellaneous_Existing_Food Preparation_Natural Gas_Double Rack Oven_E10 | F2 | Commercial | Miscellaneous | Existing | Food Preparation | Natural Gas | Double Rack Oven | E10 | TRC BC Ratio | 0 | 0 | 0 | 0 | 0 | 0 | 0 | 0 | 0 | 0 | 0 | 0 | 0 | 0 | 0 | 0 | 0 | 0 | 0 | 0 | 0 | 0 | 0 | 0 | 0 | 0 | 0 | 0 | 0 | 0 | 0 | 0 | 0
F3_Commercial_Miscellaneous_Existing_Food Preparation_Natural Gas_Double Rack Oven_E1 | F3 | Commercial | Miscellaneous | Existing | Food Preparation | Natural Gas | Double Rack Oven | E1 | PACT BC Ratio | bar: 2019 to 2051
F3_Commercial_Miscellaneous_Existing_Food Preparation_Natural Gas_Double Rack Oven_E2 | F3 | Commercial | Miscellaneous | Existing | Food Preparation | Natural Gas | Double Rack Oven | E2 | PACT BC Ratio | 6.3193 | 6.3675 | 6.4213 | 6.4805 | 6.548 | 6.6261 | 6.6894 | 6.7502 | 6.8119 | 6.8761 | 6.9374 | 6.9937 | 7.0513 | 7.1117 | 7.1784 | 7.2437 | 7.3129 | 7.386 | 7.4622 | 7.5399 | 7.6182 | 7.6915 | 7.7576 | 7.8161 | 7.8667 | 7.9101 | 7.9403 | 7.9627 | 7.9822 | 7.9988 | 8.0152 | 8.0225 | 8.0225
F3_Commercial_Miscellaneous_Existing_Food Preparation_Natural Gas_Double Rack Oven_E3 | F3 | Commercial | Miscellaneous | Existing | Food Preparation | Natural Gas | Double Rack Oven | E3 | PACT BC Ratio | 0 | 0 | 0 | 0 | 0 | 0 | 0 | 0 | 0 | 0 | 0 | 0 | 0 | 0 | 0 | 0 | 0 | 0 | 0 | 0 | 0 | 0 | 0 | 0 | 0 | 0 | 0 | 0 | 0 | 0 | 0 | 0 | 0
F3_Commercial_Miscellaneous_Existing_Food Preparation_Natural Gas_Double Rack Oven_E4 | F3 | Commercial | Miscellaneous | Existing | Food Preparation | Natural Gas | Double Rack Oven | E4 | PACT BC Ratio | 0 | 0 | 0 | 0 | 0 | 0 | 0 | 0 | 0 | 0 | 0 | 0 | 0 | 0 | 0 | 0 | 0 | 0 | 0 | 0 | 0 | 0 | 0 | 0 | 0 | 0 | 0 | 0 | 0 | 0 | 0 | 0 | 0
F3_Commercial_Miscellaneous_Existing_Food Preparation_Natural Gas_Double Rack Oven_E5 | F3 | Commercial | Miscellaneous | Existing | Food Preparation | Natural Gas | Double Rack Oven | E5 | PACT BC Ratio | 0 | 0 | 0 | 0 | 0 | 0 | 0 | 0 | 0 | 0 | 0 | 0 | 0 | 0 | 0 | 0 | 0 | 0 | 0 | 0 | 0 | 0 | 0 | 0 | 0 | 0 | 0 | 0 | 0 | 0 | 0 | 0 | 0
F3_Commercial_Miscellaneous_Existing_Food Preparation_Natural Gas_Double Rack Oven_E6 | F3 | Commercial | Miscellaneous | Existing | Food Preparation | Natural Gas | Double Rack Oven | E6 | PACT BC Ratio | 0 | 0 | 0 | 0 | 0 | 0 | 0 | 0 | 0 | 0 | 0 | 0 | 0 | 0 | 0 | 0 | 0 | 0 | 0 | 0 | 0 | 0 | 0 | 0 | 0 | 0 | 0 | 0 | 0 | 0 | 0 | 0 | 0
F3_Commercial_Miscellaneous_Existing_Food Preparation_Natural Gas_Double Rack Oven_E7 | F3 | Commercial | Miscellaneous | Existing | Food Preparation | Natural Gas | Double Rack Oven | E7 | PACT BC Ratio | 0 | 0 | 0 | 0 | 0 | 0 | 0 | 0 | 0 | 0 | 0 | 0 | 0 | 0 | 0 | 0 | 0 | 0 | 0 | 0 | 0 | 0 | 0 | 0 | 0 | 0 | 0 | 0 | 0 | 0 | 0 | 0 | 0
F3_Commercial_Miscellaneous_Existing_Food Preparation_Natural Gas_Double Rack Oven_E8 | F3 | Commercial | Miscellaneous | Existing | Food Preparation | Natural Gas | Double Rack Oven | E8 | PACT BC Ratio | 0 | 0 | 0 | 0 | 0 | 0 | 0 | 0 | 0 | 0 | 0 | 0 | 0 | 0 | 0 | 0 | 0 | 0 | 0 | 0 | 0 | 0 | 0 | 0 | 0 | 0 | 0 | 0 | 0 | 0 | 0 | 0 | 0
F3_Commercial_Miscellaneous_Existing_Food Preparation_Natural Gas_Double Rack Oven_E9 | F3 | Commercial | Miscellaneous | Existing | Food Preparation | Natural Gas | Double Rack Oven | E9 | PACT BC Ratio | 0 | 0 | 0 | 0 | 0 | 0 | 0 | 0 | 0 | 0 | 0 | 0 | 0 | 0 | 0 | 0 | 0 | 0 | 0 | 0 | 0 | 0 | 0 | 0 | 0 | 0 | 0 | 0 | 0 | 0 | 0 | 0 | 0
F3_Commercial_Miscellaneous_Existing_Food Preparation_Natural Gas_Double Rack Oven_E10 | F3 | Commercial | Miscellaneous | Existing | Food Preparation | Natural Gas | Double Rack Oven | E10 | PACT BC Ratio | 0 | 0 | 0 | 0 | 0 | 0 | 0 | 0 | 0 | 0 | 0 | 0 | 0 | 0 | 0 | 0 | 0 | 0 | 0 | 0 | 0 | 0 | 0 | 0 | 0 | 0 | 0 | 0 | 0 | 0 | 0 | 0 | 0
F4_Commercial_Miscellaneous_Existing_Food Preparation_Natural Gas_Double Rack Oven_E1 | F4 | Commercial | Miscellaneous | Existing | Food Preparation | Natural Gas | Double Rack Oven | E1 | RVT BC Ratio | bar: 2019 to 2051
F4_Commercial_Miscellaneous_Existing_Food Preparation_Natural Gas_Double Rack Oven_E2 | F4 | Commercial | Miscellaneous | Existing | Food Preparation | Natural Gas | Double Rack Oven | E2 | RVT BC Ratio | 7.5139 | 7.5658 | 7.6238 | 7.6877 | 7.7604 | 7.8446 | 7.9129 | 7.9784 | 8.045 | 8.1143 | 8.1804 | 8.241 | 8.3031 | 8.3683 | 8.4402 | 8.5106 | 8.5852 | 8.664 | 8.7461 | 8.83 | 8.9144 | 8.9934 | 9.0647 | 9.1278 | 9.1823 | 9.2292 | 9.2617 | 9.2859 | 9.3069 | 9.3248 | 9.3425 | 9.3503 | 9.3503
F4_Commercial_Miscellaneous_Existing_Food Preparation_Natural Gas_Double Rack Oven_E3 | F4 | Commercial | Miscellaneous | Existing | Food Preparation | Natural Gas | Double Rack Oven | E3 | RVT BC Ratio | 0 | 0 | 0 | 0 | 0 | 0 | 0 | 0 | 0 | 0 | 0 | 0 | 0 | 0 | 0 | 0 | 0 | 0 | 0 | 0 | 0 | 0 | 0 | 0 | 0 | 0 | 0 | 0 | 0 | 0 | 0 | 0 | 0
F4_Commercial_Miscellaneous_Existing_Food Preparation_Natural Gas_Double Rack Oven_E4 | F4 | Commercial | Miscellaneous | Existing | Food Preparation | Natural Gas | Double Rack Oven | E4 | RVT BC Ratio | 0 | 0 | 0 | 0 | 0 | 0 | 0 | 0 | 0 | 0 | 0 | 0 | 0 | 0 | 0 | 0 | 0 | 0 | 0 | 0 | 0 | 0 | 0 | 0 | 0 | 0 | 0 | 0 | 0 | 0 | 0 | 0 | 0
F4_Commercial_Miscellaneous_Existing_Food Preparation_Natural Gas_Double Rack Oven_E5 | F4 | Commercial | Miscellaneous | Existing | Food Preparation | Natural Gas | Double Rack Oven | E5 | RVT BC Ratio | 0 | 0 | 0 | 0 | 0 | 0 | 0 | 0 | 0 | 0 | 0 | 0 | 0 | 0 | 0 | 0 | 0 | 0 | 0 | 0 | 0 | 0 | 0 | 0 | 0 | 0 | 0 | 0 | 0 | 0 | 0 | 0 | 0
F4_Commercial_Miscellaneous_Existing_Food Preparation_Natural Gas_Double Rack Oven_E6 | F4 | Commercial | Miscellaneous | Existing | Food Preparation | Natural Gas | Double Rack Oven | E6 | RVT BC Ratio | 0 | 0 | 0 | 0 | 0 | 0 | 0 | 0 | 0 | 0 | 0 | 0 | 0 | 0 | 0 | 0 | 0 | 0 | 0 | 0 | 0 | 0 | 0 | 0 | 0 | 0 | 0 | 0 | 0 | 0 | 0 | 0 | 0
F4_Commercial_Miscellaneous_Existing_Food Preparation_Natural Gas_Double Rack Oven_E7 | F4 | Commercial | Miscellaneous | Existing | Food Preparation | Natural Gas | Double Rack Oven | E7 | RVT BC Ratio | 0 | 0 | 0 | 0 | 0 | 0 | 0 | 0 | 0 | 0 | 0 | 0 | 0 | 0 | 0 | 0 | 0 | 0 | 0 | 0 | 0 | 0 | 0 | 0 | 0 | 0 | 0 | 0 | 0 | 0 | 0 | 0 | 0
F4_Commercial_Miscellaneous_Existing_Food Preparation_Natural Gas_Double Rack Oven_E8 | F4 | Commercial | Miscellaneous | Existing | Food Preparation | Natural Gas | Double Rack Oven | E8 | RVT BC Ratio | 0 | 0 | 0 | 0 | 0 | 0 | 0 | 0 | 0 | 0 | 0 | 0 | 0 | 0 | 0 | 0 | 0 | 0 | 0 | 0 | 0 | 0 | 0 | 0 | 0 | 0 | 0 | 0 | 0 | 0 | 0 | 0 | 0
F4_Commercial_Miscellaneous_Existing_Food Preparation_Natural Gas_Double Rack Oven_E9 | F4 | Commercial | Miscellaneous | Existing | Food Preparation | Natural Gas | Double Rack Oven | E9 | RVT BC Ratio | 0 | 0 | 0 | 0 | 0 | 0 | 0 | 0 | 0 | 0 | 0 | 0 | 0 | 0 | 0 | 0 | 0 | 0 | 0 | 0 | 0 | 0 | 0 | 0 | 0 | 0 | 0 | 0 | 0 | 0 | 0 | 0 | 0
F4_Commercial_Miscellaneous_Existing_Food Preparation_Natural Gas_Double Rack Oven_E10 | F4 | Commercial | Miscellaneous | Existing | Food Preparation | Natural Gas | Double Rack Oven | E10 | RVT BC Ratio | 0 | 0 | 0 | 0 | 0 | 0 | 0 | 0 | 0 | 0 | 0 | 0 | 0 | 0 | 0 | 0 | 0 | 0 | 0 | 0 | 0 | 0 | 0 | 0 | 0 | 0 | 0 | 0 | 0 | 0 | 0 | 0 | 0
F5_Commercial_Miscellaneous_Existing_Food Preparation_Natural Gas_Double Rack Oven_E1 | F5 | Commercial | Miscellaneous | Existing | Food Preparation | Natural Gas | Double Rack Oven | E1 | RIM BC Ratio | bar: 2019 to 2051
F5_Commercial_Miscellaneous_Existing_Food Preparation_Natural Gas_Double Rack Oven_E2 | F5 | Commercial | Miscellaneous | Existing | Food Preparation | Natural Gas | Double Rack Oven | E2 | RIM BC Ratio | 0.73729 | 0.73795 | 0.73866 | 0.73944 | 0.74031 | 0.7413 | 0.74208 | 0.74283 | 0.74357 | 0.74433 | 0.74504 | 0.74568 | 0.74633 | 0.74701 | 0.74774 | 0.74844 | 0.74917 | 0.74993 | 0.75071 | 0.75149 | 0.75226 | 0.75297 | 0.7536 | 0.75414 | 0.75461 | 0.75501 | 0.75528 | 0.75549 | 0.75566 | 0.75581 | 0.75596 | 0.75602 | 0.75602
F5_Commercial_Miscellaneous_Existing_Food Preparation_Natural Gas_Double Rack Oven_E3 | F5 | Commercial | Miscellaneous | Existing | Food Preparation | Natural Gas | Double Rack Oven | E3 | RIM BC Ratio | 0 | 0 | 0 | 0 | 0 | 0 | 0 | 0 | 0 | 0 | 0 | 0 | 0 | 0 | 0 | 0 | 0 | 0 | 0 | 0 | 0 | 0 | 0 | 0 | 0 | 0 | 0 | 0 | 0 | 0 | 0 | 0 | 0
F5_Commercial_Miscellaneous_Existing_Food Preparation_Natural Gas_Double Rack Oven_E4 | F5 | Commercial | Miscellaneous | Existing | Food Preparation | Natural Gas | Double Rack Oven | E4 | RIM BC Ratio | 0 | 0 | 0 | 0 | 0 | 0 | 0 | 0 | 0 | 0 | 0 | 0 | 0 | 0 | 0 | 0 | 0 | 0 | 0 | 0 | 0 | 0 | 0 | 0 | 0 | 0 | 0 | 0 | 0 | 0 | 0 | 0 | 0
F5_Commercial_Miscellaneous_Existing_Food Preparation_Natural Gas_Double Rack Oven_E5 | F5 | Commercial | Miscellaneous | Existing | Food Preparation | Natural Gas | Double Rack Oven | E5 | RIM BC Ratio | 0 | 0 | 0 | 0 | 0 | 0 | 0 | 0 | 0 | 0 | 0 | 0 | 0 | 0 | 0 | 0 | 0 | 0 | 0 | 0 | 0 | 0 | 0 | 0 | 0 | 0 | 0 | 0 | 0 | 0 | 0 | 0 | 0
F5_Commercial_Miscellaneous_Existing_Food Preparation_Natural Gas_Double Rack Oven_E6 | F5 | Commercial | Miscellaneous | Existing | Food Preparation | Natural Gas | Double Rack Oven | E6 | RIM BC Ratio | 0 | 0 | 0 | 0 | 0 | 0 | 0 | 0 | 0 | 0 | 0 | 0 | 0 | 0 | 0 | 0 | 0 | 0 | 0 | 0 | 0 | 0 | 0 | 0 | 0 | 0 | 0 | 0 | 0 | 0 | 0 | 0 | 0
F5_Commercial_Miscellaneous_Existing_Food Preparation_Natural Gas_Double Rack Oven_E7 | F5 | Commercial | Miscellaneous | Existing | Food Preparation | Natural Gas | Double Rack Oven | E7 | RIM BC Ratio | 0 | 0 | 0 | 0 | 0 | 0 | 0 | 0 | 0 | 0 | 0 | 0 | 0 | 0 | 0 | 0 | 0 | 0 | 0 | 0 | 0 | 0 | 0 | 0 | 0 | 0 | 0 | 0 | 0 | 0 | 0 | 0 | 0
F5_Commercial_Miscellaneous_Existing_Food Preparation_Natural Gas_Double Rack Oven_E8 | F5 | Commercial | Miscellaneous | Existing | Food Preparation | Natural Gas | Double Rack Oven | E8 | RIM BC Ratio | 0 | 0 | 0 | 0 | 0 | 0 | 0 | 0 | 0 | 0 | 0 | 0 | 0 | 0 | 0 | 0 | 0 | 0 | 0 | 0 | 0 | 0 | 0 | 0 | 0 | 0 | 0 | 0 | 0 | 0 | 0 | 0 | 0
F5_Commercial_Miscellaneous_Existing_Food Preparation_Natural Gas_Double Rack Oven_E9 | F5 | Commercial | Miscellaneous | Existing | Food Preparation | Natural Gas | Double Rack Oven | E9 | RIM BC Ratio | 0 | 0 | 0 | 0 | 0 | 0 | 0 | 0 | 0 | 0 | 0 | 0 | 0 | 0 | 0 | 0 | 0 | 0 | 0 | 0 | 0 | 0 | 0 | 0 | 0 | 0 | 0 | 0 | 0 | 0 | 0 | 0 | 0
F5_Commercial_Miscellaneous_Existing_Food Preparation_Natural Gas_Double Rack Oven_E10 | F5 | Commercial | Miscellaneous | Existing | Food Preparation | Natural Gas | Double Rack Oven | E10 | RIM BC Ratio | 0 | 0 | 0 | 0 | 0 | 0 | 0 | 0 | 0 | 0 | 0 | 0 | 0 | 0 | 0 | 0 | 0 | 0 | 0 | 0 | 0 | 0 | 0 | 0 | 0 | 0 | 0 | 0 | 0 | 0 | 0 | 0 | 0
F0_Commercial_Miscellaneous_Existing_Food Preparation_Natural Gas_Fryer_E0 | F0 | Commercial | Miscellaneous | Existing | Food Preparation | Natural Gas | Fryer | E0 | Economic Unit | ENERGY STAR | ENERGY STAR | ENERGY STAR | ENERGY STAR | ENERGY STAR | ENERGY STAR | ENERGY STAR | ENERGY STAR | ENERGY STAR | ENERGY STAR | ENERGY STAR | ENERGY STAR | ENERGY STAR | ENERGY STAR | ENERGY STAR | ENERGY STAR | ENERGY STAR | ENERGY STAR | ENERGY STAR | ENERGY STAR | ENERGY STAR | ENERGY STAR | ENERGY STAR | ENERGY STAR | ENERGY STAR | ENERGY STAR | ENERGY STAR | ENERGY STAR | ENERGY STAR | ENERGY STAR | ENERGY STAR | ENERGY STAR | ENERGY STAR
F1_Commercial_Miscellaneous_Existing_Food Preparation_Natural Gas_Fryer_E1 | F1 | Commercial | Miscellaneous | Existing | Food Preparation | Natural Gas | Fryer | E1 | CCE | 0 | 0 | 0 | 0 | 0 | 0 | 0 | 0 | 0 | 0 | 0 | 0 | 0 | 0 | 0 | 0 | 0 | 0 | 0 | 0 | 0 | 0 | 0 | 0 | 0 | 0 | 0 | 0 | 0 | 0 | 0 | 0 | 0
F1_Commercial_Miscellaneous_Existing_Food Preparation_Natural Gas_Fryer_E2 | F1 | Commercial | Miscellaneous | Existing | Food Preparation | Natural Gas | Fryer | E2 | CCE | 0.52081 | 0.52081 | 0.52081 | 0 | 0 | 0 | 0 | 0 | 0 | 0 | 0 | 0 | 0 | 0 | 0 | 0 | 0 | 0 | 0 | 0 | 0 | 0 | 0 | 0 | 0 | 0 | 0 | 0 | 0 | 0 | 0 | 0 | 0
F1_Commercial_Miscellaneous_Existing_Food Preparation_Natural Gas_Fryer_E3 | F1 | Commercial | Miscellaneous | Existing | Food Preparation | Natural Gas | Fryer | E3 | CCE | 0 | 0 | 0 | 0 | 0 | 0 | 0 | 0 | 0 | 0 | 0 | 0 | 0 | 0 | 0 | 0 | 0 | 0 | 0 | 0 | 0 | 0 | 0 | 0 | 0 | 0 | 0 | 0 | 0 | 0 | 0 | 0 | 0
F1_Commercial_Miscellaneous_Existing_Food Preparation_Natural Gas_Fryer_E4 | F1 | Commercial | Miscellaneous | Existing | Food Preparation | Natural Gas | Fryer | E4 | CCE | 0 | 0 | 0 | 0 | 0 | 0 | 0 | 0 | 0 | 0 | 0 | 0 | 0 | 0 | 0 | 0 | 0 | 0 | 0 | 0 | 0 | 0 | 0 | 0 | 0 | 0 | 0 | 0 | 0 | 0 | 0 | 0 | 0
F1_Commercial_Miscellaneous_Existing_Food Preparation_Natural Gas_Fryer_E5 | F1 | Commercial | Miscellaneous | Existing | Food Preparation | Natural Gas | Fryer | E5 | CCE | 0 | 0 | 0 | 0 | 0 | 0 | 0 | 0 | 0 | 0 | 0 | 0 | 0 | 0 | 0 | 0 | 0 | 0 | 0 | 0 | 0 | 0 | 0 | 0 | 0 | 0 | 0 | 0 | 0 | 0 | 0 | 0 | 0
F1_Commercial_Miscellaneous_Existing_Food Preparation_Natural Gas_Fryer_E6 | F1 | Commercial | Miscellaneous | Existing | Food Preparation | Natural Gas | Fryer | E6 | CCE | 0 | 0 | 0 | 0 | 0 | 0 | 0 | 0 | 0 | 0 | 0 | 0 | 0 | 0 | 0 | 0 | 0 | 0 | 0 | 0 | 0 | 0 | 0 | 0 | 0 | 0 | 0 | 0 | 0 | 0 | 0 | 0 | 0
F1_Commercial_Miscellaneous_Existing_Food Preparation_Natural Gas_Fryer_E7 | F1 | Commercial | Miscellaneous | Existing | Food Preparation | Natural Gas | Fryer | E7 | CCE | 0 | 0 | 0 | 0 | 0 | 0 | 0 | 0 | 0 | 0 | 0 | 0 | 0 | 0 | 0 | 0 | 0 | 0 | 0 | 0 | 0 | 0 | 0 | 0 | 0 | 0 | 0 | 0 | 0 | 0 | 0 | 0 | 0
F1_Commercial_Miscellaneous_Existing_Food Preparation_Natural Gas_Fryer_E8 | F1 | Commercial | Miscellaneous | Existing | Food Preparation | Natural Gas | Fryer | E8 | CCE | 0 | 0 | 0 | 0 | 0 | 0 | 0 | 0 | 0 | 0 | 0 | 0 | 0 | 0 | 0 | 0 | 0 | 0 | 0 | 0 | 0 | 0 | 0 | 0 | 0 | 0 | 0 | 0 | 0 | 0 | 0 | 0 | 0
F1_Commercial_Miscellaneous_Existing_Food Preparation_Natural Gas_Fryer_E9 | F1 | Commercial | Miscellaneous | Existing | Food Preparation | Natural Gas | Fryer | E9 | CCE | 0 | 0 | 0 | 0 | 0 | 0 | 0 | 0 | 0 | 0 | 0 | 0 | 0 | 0 | 0 | 0 | 0 | 0 | 0 | 0 | 0 | 0 | 0 | 0 | 0 | 0 | 0 | 0 | 0 | 0 | 0 | 0 | 0
F1_Commercial_Miscellaneous_Existing_Food Preparation_Natural Gas_Fryer_E10 | F1 | Commercial | Miscellaneous | Existing | Food Preparation | Natural Gas | Fryer | E10 | CCE | 0 | 0 | 0 | 0 | 0 | 0 | 0 | 0 | 0 | 0 | 0 | 0 | 0 | 0 | 0 | 0 | 0 | 0 | 0 | 0 | 0 | 0 | 0 | 0 | 0 | 0 | 0 | 0 | 0 | 0 | 0 | 0 | 0
F2_Commercial_Miscellaneous_Existing_Food Preparation_Natural Gas_Fryer_E1 | F2 | Commercial | Miscellaneous | Existing | Food Preparation | Natural Gas | Fryer | E1 | TRC BC Ratio | 1 | 1 | 1 | 0 | 0 | 0 | 0 | 0 | 0 | 0 | 0 | 0 | 0 | 0 | 0 | 0 | 0 | 0 | 0 | 0 | 0 | 0 | 0 | 0 | 0 | 0 | 0 | 0 | 0 | 0 | 0 | 0 | 0
F2_Commercial_Miscellaneous_Existing_Food Preparation_Natural Gas_Fryer_E2 | F2 | Commercial | Miscellaneous | Existing | Food Preparation | Natural Gas | Fryer | E2 | TRC BC Ratio | 2.6303 | 2.6385 | 2.6536 | 1 | 1 | 1 | 1 | 1 | 1 | 1 | 1 | 1 | 1 | 1 | 1 | 1 | 1 | 1 | 1 | 1 | 1 | 1 | 1 | 1 | 1 | 1 | 1 | 1 | 1 | 1 | 1 | 1 | 1
F2_Commercial_Miscellaneous_Existing_Food Preparation_Natural Gas_Fryer_E3 | F2 | Commercial | Miscellaneous | Existing | Food Preparation | Natural Gas | Fryer | E3 | TRC BC Ratio | 0 | 0 | 0 | 0 | 0 | 0 | 0 | 0 | 0 | 0 | 0 | 0 | 0 | 0 | 0 | 0 | 0 | 0 | 0 | 0 | 0 | 0 | 0 | 0 | 0 | 0 | 0 | 0 | 0 | 0 | 0 | 0 | 0
F2_Commercial_Miscellaneous_Existing_Food Preparation_Natural Gas_Fryer_E4 | F2 | Commercial | Miscellaneous | Existing | Food Preparation | Natural Gas | Fryer | E4 | TRC BC Ratio | 0 | 0 | 0 | 0 | 0 | 0 | 0 | 0 | 0 | 0 | 0 | 0 | 0 | 0 | 0 | 0 | 0 | 0 | 0 | 0 | 0 | 0 | 0 | 0 | 0 | 0 | 0 | 0 | 0 | 0 | 0 | 0 | 0
F2_Commercial_Miscellaneous_Existing_Food Preparation_Natural Gas_Fryer_E5 | F2 | Commercial | Miscellaneous | Existing | Food Preparation | Natural Gas | Fryer | E5 | TRC BC Ratio | 0 | 0 | 0 | 0 | 0 | 0 | 0 | 0 | 0 | 0 | 0 | 0 | 0 | 0 | 0 | 0 | 0 | 0 | 0 | 0 | 0 | 0 | 0 | 0 | 0 | 0 | 0 | 0 | 0 | 0 | 0 | 0 | 0
F2_Commercial_Miscellaneous_Existing_Food Preparation_Natural Gas_Fryer_E6 | F2 | Commercial | Miscellaneous | Existing | Food Preparation | Natural Gas | Fryer | E6 | TRC BC Ratio | 0 | 0 | 0 | 0 | 0 | 0 | 0 | 0 | 0 | 0 | 0 | 0 | 0 | 0 | 0 | 0 | 0 | 0 | 0 | 0 | 0 | 0 | 0 | 0 | 0 | 0 | 0 | 0 | 0 | 0 | 0 | 0 | 0
F2_Commercial_Miscellaneous_Existing_Food Preparation_Natural Gas_Fryer_E7 | F2 | Commercial | Miscellaneous | Existing | Food Preparation | Natural Gas | Fryer | E7 | TRC BC Ratio | 0 | 0 | 0 | 0 | 0 | 0 | 0 | 0 | 0 | 0 | 0 | 0 | 0 | 0 | 0 | 0 | 0 | 0 | 0 | 0 | 0 | 0 | 0 | 0 | 0 | 0 | 0 | 0 | 0 | 0 | 0 | 0 | 0
F2_Commercial_Miscellaneous_Existing_Food Preparation_Natural Gas_Fryer_E8 | F2 | Commercial | Miscellaneous | Existing | Food Preparation | Natural Gas | Fryer | E8 | TRC BC Ratio | 0 | 0 | 0 | 0 | 0 | 0 | 0 | 0 | 0 | 0 | 0 | 0 | 0 | 0 | 0 | 0 | 0 | 0 | 0 | 0 | 0 | 0 | 0 | 0 | 0 | 0 | 0 | 0 | 0 | 0 | 0 | 0 | 0
F2_Commercial_Miscellaneous_Existing_Food Preparation_Natural Gas_Fryer_E9 | F2 | Commercial | Miscellaneous | Existing | Food Preparation | Natural Gas | Fryer | E9 | TRC BC Ratio | 0 | 0 | 0 | 0 | 0 | 0 | 0 | 0 | 0 | 0 | 0 | 0 | 0 | 0 | 0 | 0 | 0 | 0 | 0 | 0 | 0 | 0 | 0 | 0 | 0 | 0 | 0 | 0 | 0 | 0 | 0 | 0 | 0
F2_Commercial_Miscellaneous_Existing_Food Preparation_Natural Gas_Fryer_E10 | F2 | Commercial | Miscellaneous | Existing | Food Preparation | Natural Gas | Fryer | E10 | TRC BC Ratio | 0 | 0 | 0 | 0 | 0 | 0 | 0 | 0 | 0 | 0 | 0 | 0 | 0 | 0 | 0 | 0 | 0 | 0 | 0 | 0 | 0 | 0 | 0 | 0 | 0 | 0 | 0 | 0 | 0 | 0 | 0 | 0 | 0
F3_Commercial_Miscellaneous_Existing_Food Preparation_Natural Gas_Fryer_E1 | F3 | Commercial | Miscellaneous | Existing | Food Preparation | Natural Gas | Fryer | E1 | PACT BC Ratio | 1 | 1 | 1 | 0 | 0 | 0 | 0 | 0 | 0 | 0 | 0 | 0 | 0 | 0 | 0 | 0 | 0 | 0 | 0 | 0 | 0 | 0 | 0 | 0 | 0 | 0 | 0 | 0 | 0 | 0 | 0 | 0 | 0
F3_Commercial_Miscellaneous_Existing_Food Preparation_Natural Gas_Fryer_E2 | F3 | Commercial | Miscellaneous | Existing | Food Preparation | Natural Gas | Fryer | E2 | PACT BC Ratio | 3.5071 | 3.518 | 3.5381 | 1 | 1 | 1 | 1 | 1 | 1 | 1 | 1 | 1 | 1 | 1 | 1 | 1 | 1 | 1 | 1 | 1 | 1 | 1 | 1 | 1 | 1 | 1 | 1 | 1 | 1 | 1 | 1 | 1 | 1
F3_Commercial_Miscellaneous_Existing_Food Preparation_Natural Gas_Fryer_E3 | F3 | Commercial | Miscellaneous | Existing | Food Preparation | Natural Gas | Fryer | E3 | PACT BC Ratio | 0 | 0 | 0 | 0 | 0 | 0 | 0 | 0 | 0 | 0 | 0 | 0 | 0 | 0 | 0 | 0 | 0 | 0 | 0 | 0 | 0 | 0 | 0 | 0 | 0 | 0 | 0 | 0 | 0 | 0 | 0 | 0 | 0
F3_Commercial_Miscellaneous_Existing_Food Preparation_Natural Gas_Fryer_E4 | F3 | Commercial | Miscellaneous | Existing | Food Preparation | Natural Gas | Fryer | E4 | PACT BC Ratio | 0 | 0 | 0 | 0 | 0 | 0 | 0 | 0 | 0 | 0 | 0 | 0 | 0 | 0 | 0 | 0 | 0 | 0 | 0 | 0 | 0 | 0 | 0 | 0 | 0 | 0 | 0 | 0 | 0 | 0 | 0 | 0 | 0
F3_Commercial_Miscellaneous_Existing_Food Preparation_Natural Gas_Fryer_E5 | F3 | Commercial | Miscellaneous | Existing | Food Preparation | Natural Gas | Fryer | E5 | PACT BC Ratio | 0 | 0 | 0 | 0 | 0 | 0 | 0 | 0 | 0 | 0 | 0 | 0 | 0 | 0 | 0 | 0 | 0 | 0 | 0 | 0 | 0 | 0 | 0 | 0 | 0 | 0 | 0 | 0 | 0 | 0 | 0 | 0 | 0
F3_Commercial_Miscellaneous_Existing_Food Preparation_Natural Gas_Fryer_E6 | F3 | Commercial | Miscellaneous | Existing | Food Preparation | Natural Gas | Fryer | E6 | PACT BC Ratio | 0 | 0 | 0 | 0 | 0 | 0 | 0 | 0 | 0 | 0 | 0 | 0 | 0 | 0 | 0 | 0 | 0 | 0 | 0 | 0 | 0 | 0 | 0 | 0 | 0 | 0 | 0 | 0 | 0 | 0 | 0 | 0 | 0
F3_Commercial_Miscellaneous_Existing_Food Preparation_Natural Gas_Fryer_E7 | F3 | Commercial | Miscellaneous | Existing | Food Preparation | Natural Gas | Fryer | E7 | PACT BC Ratio | 0 | 0 | 0 | 0 | 0 | 0 | 0 | 0 | 0 | 0 | 0 | 0 | 0 | 0 | 0 | 0 | 0 | 0 | 0 | 0 | 0 | 0 | 0 | 0 | 0 | 0 | 0 | 0 | 0 | 0 | 0 | 0 | 0
F3_Commercial_Miscellaneous_Existing_Food Preparation_Natural Gas_Fryer_E8 | F3 | Commercial | Miscellaneous | Existing | Food Preparation | Natural Gas | Fryer | E8 | PACT BC Ratio | 0 | 0 | 0 | 0 | 0 | 0 | 0 | 0 | 0 | 0 | 0 | 0 | 0 | 0 | 0 | 0 | 0 | 0 | 0 | 0 | 0 | 0 | 0 | 0 | 0 | 0 | 0 | 0 | 0 | 0 | 0 | 0 | 0
F3_Commercial_Miscellaneous_Existing_Food Preparation_Natural Gas_Fryer_E9 | F3 | Commercial | Miscellaneous | Existing | Food Preparation | Natural Gas | Fryer | E9 | PACT BC Ratio | 0 | 0 | 0 | 0 | 0 | 0 | 0 | 0 | 0 | 0 | 0 | 0 | 0 | 0 | 0 | 0 | 0 | 0 | 0 | 0 | 0 | 0 | 0 | 0 | 0 | 0 | 0 | 0 | 0 | 0 | 0 | 0 | 0
F3_Commercial_Miscellaneous_Existing_Food Preparation_Natural Gas_Fryer_E10 | F3 | Commercial | Miscellaneous | Existing | Food Preparation | Natural Gas | Fryer | E10 | PACT BC Ratio | 0 | 0 | 0 | 0 | 0 | 0 | 0 | 0 | 0 | 0 | 0 | 0 | 0 | 0 | 0 | 0 | 0 | 0 | 0 | 0 | 0 | 0 | 0 | 0 | 0 | 0 | 0 | 0 | 0 | 0 | 0 | 0 | 0
F4_Commercial_Miscellaneous_Existing_Food Preparation_Natural Gas_Fryer_E1 | F4 | Commercial | Miscellaneous | Existing | Food Preparation | Natural Gas | Fryer | E1 | RVT BC Ratio | 1 | 1 | 1 | 0 | 0 | 0 | 0 | 0 | 0 | 0 | 0 | 0 | 0 | 0 | 0 | 0 | 0 | 0 | 0 | 0 | 0 | 0 | 0 | 0 | 0 | 0 | 0 | 0 | 0 | 0 | 0 | 0 | 0
F4_Commercial_Miscellaneous_Existing_Food Preparation_Natural Gas_Fryer_E2 | F4 | Commercial | Miscellaneous | Existing | Food Preparation | Natural Gas | Fryer | E2 | RVT BC Ratio | 4.4816 | 4.4933 | 4.515 | 1 | 1 | 1 | 1 | 1 | 1 | 1 | 1 | 1 | 1 | 1 | 1 | 1 | 1 | 1 | 1 | 1 | 1 | 1 | 1 | 1 | 1 | 1 | 1 | 1 | 1 | 1 | 1 | 1 | 1
F4_Commercial_Miscellaneous_Existing_Food Preparation_Natural Gas_Fryer_E3 | F4 | Commercial | Miscellaneous | Existing | Food Preparation | Natural Gas | Fryer | E3 | RVT BC Ratio | 0 | 0 | 0 | 0 | 0 | 0 | 0 | 0 | 0 | 0 | 0 | 0 | 0 | 0 | 0 | 0 | 0 | 0 | 0 | 0 | 0 | 0 | 0 | 0 | 0 | 0 | 0 | 0 | 0 | 0 | 0 | 0 | 0
F4_Commercial_Miscellaneous_Existing_Food Preparation_Natural Gas_Fryer_E4 | F4 | Commercial | Miscellaneous | Existing | Food Preparation | Natural Gas | Fryer | E4 | RVT BC Ratio | 0 | 0 | 0 | 0 | 0 | 0 | 0 | 0 | 0 | 0 | 0 | 0 | 0 | 0 | 0 | 0 | 0 | 0 | 0 | 0 | 0 | 0 | 0 | 0 | 0 | 0 | 0 | 0 | 0 | 0 | 0 | 0 | 0
F4_Commercial_Miscellaneous_Existing_Food Preparation_Natural Gas_Fryer_E5 | F4 | Commercial | Miscellaneous | Existing | Food Preparation | Natural Gas | Fryer | E5 | RVT BC Ratio | 0 | 0 | 0 | 0 | 0 | 0 | 0 | 0 | 0 | 0 | 0 | 0 | 0 | 0 | 0 | 0 | 0 | 0 | 0 | 0 | 0 | 0 | 0 | 0 | 0 | 0 | 0 | 0 | 0 | 0 | 0 | 0 | 0
F4_Commercial_Miscellaneous_Existing_Food Preparation_Natural Gas_Fryer_E6 | F4 | Commercial | Miscellaneous | Existing | Food Preparation | Natural Gas | Fryer | E6 | RVT BC Ratio | 0 | 0 | 0 | 0 | 0 | 0 | 0 | 0 | 0 | 0 | 0 | 0 | 0 | 0 | 0 | 0 | 0 | 0 | 0 | 0 | 0 | 0 | 0 | 0 | 0 | 0 | 0 | 0 | 0 | 0 | 0 | 0 | 0
F4_Commercial_Miscellaneous_Existing_Food Preparation_Natural Gas_Fryer_E7 | F4 | Commercial | Miscellaneous | Existing | Food Preparation | Natural Gas | Fryer | E7 | RVT BC Ratio | 0 | 0 | 0 | 0 | 0 | 0 | 0 | 0 | 0 | 0 | 0 | 0 | 0 | 0 | 0 | 0 | 0 | 0 | 0 | 0 | 0 | 0 | 0 | 0 | 0 | 0 | 0 | 0 | 0 | 0 | 0 | 0 | 0
F4_Commercial_Miscellaneous_Existing_Food Preparation_Natural Gas_Fryer_E8 | F4 | Commercial | Miscellaneous | Existing | Food Preparation | Natural Gas | Fryer | E8 | RVT BC Ratio | 0 | 0 | 0 | 0 | 0 | 0 | 0 | 0 | 0 | 0 | 0 | 0 | 0 | 0 | 0 | 0 | 0 | 0 | 0 | 0 | 0 | 0 | 0 | 0 | 0 | 0 | 0 | 0 | 0 | 0 | 0 | 0 | 0
F4_Commercial_Miscellaneous_Existing_Food Preparation_Natural Gas_Fryer_E9 | F4 | Commercial | Miscellaneous | Existing | Food Preparation | Natural Gas | Fryer | E9 | RVT BC Ratio | 0 | 0 | 0 | 0 | 0 | 0 | 0 | 0 | 0 | 0 | 0 | 0 | 0 | 0 | 0 | 0 | 0 | 0 | 0 | 0 | 0 | 0 | 0 | 0 | 0 | 0 | 0 | 0 | 0 | 0 | 0 | 0 | 0
F4_Commercial_Miscellaneous_Existing_Food Preparation_Natural Gas_Fryer_E10 | F4 | Commercial | Miscellaneous | Existing | Food Preparation | Natural Gas | Fryer | E10 | RVT BC Ratio | 0 | 0 | 0 | 0 | 0 | 0 | 0 | 0 | 0 | 0 | 0 | 0 | 0 | 0 | 0 | 0 | 0 | 0 | 0 | 0 | 0 | 0 | 0 | 0 | 0 | 0 | 0 | 0 | 0 | 0 | 0 | 0 | 0
F5_Commercial_Miscellaneous_Existing_Food Preparation_Natural Gas_Fryer_E1 | F5 | Commercial | Miscellaneous | Existing | Food Preparation | Natural Gas | Fryer | E1 | RIM BC Ratio | 1 | 1 | 1 | 0 | 0 | 0 | 0 | 0 | 0 | 0 | 0 | 0 | 0 | 0 | 0 | 0 | 0 | 0 | 0 | 0 | 0 | 0 | 0 | 0 | 0 | 0 | 0 | 0 | 0 | 0 | 0 | 0 | 0
F5_Commercial_Miscellaneous_Existing_Food Preparation_Natural Gas_Fryer_E2 | F5 | Commercial | Miscellaneous | Existing | Food Preparation | Natural Gas | Fryer | E2 | RIM BC Ratio | 0.67422 | 0.67462 | 0.67536 | 1 | 1 | 1 | 1 | 1 | 1 | 1 | 1 | 1 | 1 | 1 | 1 | 1 | 1 | 1 | 1 | 1 | 1 | 1 | 1 | 1 | 1 | 1 | 1 | 1 | 1 | 1 | 1 | 1 | 1
F5_Commercial_Miscellaneous_Existing_Food Preparation_Natural Gas_Fryer_E3 | F5 | Commercial | Miscellaneous | Existing | Food Preparation | Natural Gas | Fryer | E3 | RIM BC Ratio | 0 | 0 | 0 | 0 | 0 | 0 | 0 | 0 | 0 | 0 | 0 | 0 | 0 | 0 | 0 | 0 | 0 | 0 | 0 | 0 | 0 | 0 | 0 | 0 | 0 | 0 | 0 | 0 | 0 | 0 | 0 | 0 | 0
F5_Commercial_Miscellaneous_Existing_Food Preparation_Natural Gas_Fryer_E4 | F5 | Commercial | Miscellaneous | Existing | Food Preparation | Natural Gas | Fryer | E4 | RIM BC Ratio | 0 | 0 | 0 | 0 | 0 | 0 | 0 | 0 | 0 | 0 | 0 | 0 | 0 | 0 | 0 | 0 | 0 | 0 | 0 | 0 | 0 | 0 | 0 | 0 | 0 | 0 | 0 | 0 | 0 | 0 | 0 | 0 | 0
F5_Commercial_Miscellaneous_Existing_Food Preparation_Natural Gas_Fryer_E5 | F5 | Commercial | Miscellaneous | Existing | Food Preparation | Natural Gas | Fryer | E5 | RIM BC Ratio | 0 | 0 | 0 | 0 | 0 | 0 | 0 | 0 | 0 | 0 | 0 | 0 | 0 | 0 | 0 | 0 | 0 | 0 | 0 | 0 | 0 | 0 | 0 | 0 | 0 | 0 | 0 | 0 | 0 | 0 | 0 | 0 | 0
F5_Commercial_Miscellaneous_Existing_Food Preparation_Natural Gas_Fryer_E6 | F5 | Commercial | Miscellaneous | Existing | Food Preparation | Natural Gas | Fryer | E6 | RIM BC Ratio | 0 | 0 | 0 | 0 | 0 | 0 | 0 | 0 | 0 | 0 | 0 | 0 | 0 | 0 | 0 | 0 | 0 | 0 | 0 | 0 | 0 | 0 | 0 | 0 | 0 | 0 | 0 | 0 | 0 | 0 | 0 | 0 | 0
F5_Commercial_Miscellaneous_Existing_Food Preparation_Natural Gas_Fryer_E7 | F5 | Commercial | Miscellaneous | Existing | Food Preparation | Natural Gas | Fryer | E7 | RIM BC Ratio | 0 | 0 | 0 | 0 | 0 | 0 | 0 | 0 | 0 | 0 | 0 | 0 | 0 | 0 | 0 | 0 | 0 | 0 | 0 | 0 | 0 | 0 | 0 | 0 | 0 | 0 | 0 | 0 | 0 | 0 | 0 | 0 | 0
F5_Commercial_Miscellaneous_Existing_Food Preparation_Natural Gas_Fryer_E8 | F5 | Commercial | Miscellaneous | Existing | Food Preparation | Natural Gas | Fryer | E8 | RIM BC Ratio | 0 | 0 | 0 | 0 | 0 | 0 | 0 | 0 | 0 | 0 | 0 | 0 | 0 | 0 | 0 | 0 | 0 | 0 | 0 | 0 | 0 | 0 | 0 | 0 | 0 | 0 | 0 | 0 | 0 | 0 | 0 | 0 | 0
F5_Commercial_Miscellaneous_Existing_Food Preparation_Natural Gas_Fryer_E9 | F5 | Commercial | Miscellaneous | Existing | Food Preparation | Natural Gas | Fryer | E9 | RIM BC Ratio | 0 | 0 | 0 | 0 | 0 | 0 | 0 | 0 | 0 | 0 | 0 | 0 | 0 | 0 | 0 | 0 | 0 | 0 | 0 | 0 | 0 | 0 | 0 | 0 | 0 | 0 | 0 | 0 | 0 | 0 | 0 | 0 | 0
F5_Commercial_Miscellaneous_Existing_Food Preparation_Natural Gas_Fryer_E10 | F5 | Commercial | Miscellaneous | Existing | Food Preparation | Natural Gas | Fryer | E10 | RIM BC Ratio | 0 | 0 | 0 | 0 | 0 | 0 | 0 | 0 | 0 | 0 | 0 | 0 | 0 | 0 | 0 | 0 | 0 | 0 | 0 | 0 | 0 | 0 | 0 | 0 | 0 | 0 | 0 | 0 | 0 | 0 | 0 | 0 | 0
F0_Commercial_Miscellaneous_Existing_Food Preparation_Natural Gas_Broiler_E0 | F0 | Commercial | Miscellaneous | Existing | Food Preparation | Natural Gas | Broiler | E0 | Economic Unit | Infrared Burners | Infrared Burners | Infrared Burners | Infrared Burners | Infrared Burners | Infrared Burners | Infrared Burners | Infrared Burners | Infrared Burners | Infrared Burners | Infrared Burners | Infrared Burners | Infrared Burners | Infrared Burners | Infrared Burners | Infrared Burners | Infrared Burners | Infrared Burners | Infrared Burners | Infrared Burners | Infrared Burners | Infrared Burners | Infrared Burners | Infrared Burners | Infrared Burners | Infrared Burners | Infrared Burners | Infrared Burners | Infrared Burners | Infrared Burners | Infrared Burners | Infrared Burners | Infrared Burners
F1_Commercial_Miscellaneous_Existing_Food Preparation_Natural Gas_Broiler_E1 | F1 | Commercial | Miscellaneous | Existing | Food Preparation | Natural Gas | Broiler | E1 | CCE | 0 | 0 | 0 | 0 | 0 | 0 | 0 | 0 | 0 | 0 | 0 | 0 | 0 | 0 | 0 | 0 | 0 | 0 | 0 | 0 | 0 | 0 | 0 | 0 | 0 | 0 | 0 | 0 | 0 | 0 | 0 | 0 | 0
F1_Commercial_Miscellaneous_Existing_Food Preparation_Natural Gas_Broiler_E2 | F1 | Commercial | Miscellaneous | Existing | Food Preparation | Natural Gas | Broiler | E2 | CCE | 0.62853 | 0.62853 | 0.62853 | 0.62853 | 0.62853 | 0.62853 | 0.62853 | 0.62853 | 0.62853 | 0.62853 | 0.62853 | 0.62853 | 0.62853 | 0.62853 | 0.62853 | 0.62853 | 0.62853 | 0.62853 | 0.62853 | 0.62853 | 0.62853 | 0.62853 | 0.62853 | 0.62853 | 0.62853 | 0.62853 | 0.62853 | 0.62853 | 0.62853 | 0.62853 | 0.62853 | 0.62853 | 0.62853
F1_Commercial_Miscellaneous_Existing_Food Preparation_Natural Gas_Broiler_E3 | F1 | Commercial | Miscellaneous | Existing | Food Preparation | Natural Gas | Broiler | E3 | CCE | 0 | 0 | 0 | 0 | 0 | 0 | 0 | 0 | 0 | 0 | 0 | 0 | 0 | 0 | 0 | 0 | 0 | 0 | 0 | 0 | 0 | 0 | 0 | 0 | 0 | 0 | 0 | 0 | 0 | 0 | 0 | 0 | 0
F1_Commercial_Miscellaneous_Existing_Food Preparation_Natural Gas_Broiler_E4 | F1 | Commercial | Miscellaneous | Existing | Food Preparation | Natural Gas | Broiler | E4 | CCE | 0 | 0 | 0 | 0 | 0 | 0 | 0 | 0 | 0 | 0 | 0 | 0 | 0 | 0 | 0 | 0 | 0 | 0 | 0 | 0 | 0 | 0 | 0 | 0 | 0 | 0 | 0 | 0 | 0 | 0 | 0 | 0 | 0
F1_Commercial_Miscellaneous_Existing_Food Preparation_Natural Gas_Broiler_E5 | F1 | Commercial | Miscellaneous | Existing | Food Preparation | Natural Gas | Broiler | E5 | CCE | 0 | 0 | 0 | 0 | 0 | 0 | 0 | 0 | 0 | 0 | 0 | 0 | 0 | 0 | 0 | 0 | 0 | 0 | 0 | 0 | 0 | 0 | 0 | 0 | 0 | 0 | 0 | 0 | 0 | 0 | 0 | 0 | 0
F1_Commercial_Miscellaneous_Existing_Food Preparation_Natural Gas_Broiler_E6 | F1 | Commercial | Miscellaneous | Existing | Food Preparation | Natural Gas | Broiler | E6 | CCE | 0 | 0 | 0 | 0 | 0 | 0 | 0 | 0 | 0 | 0 | 0 | 0 | 0 | 0 | 0 | 0 | 0 | 0 | 0 | 0 | 0 | 0 | 0 | 0 | 0 | 0 | 0 | 0 | 0 | 0 | 0 | 0 | 0
F1_Commercial_Miscellaneous_Existing_Food Preparation_Natural Gas_Broiler_E7 | F1 | Commercial | Miscellaneous | Existing | Food Preparation | Natural Gas | Broiler | E7 | CCE | 0 | 0 | 0 | 0 | 0 | 0 | 0 | 0 | 0 | 0 | 0 | 0 | 0 | 0 | 0 | 0 | 0 | 0 | 0 | 0 | 0 | 0 | 0 | 0 | 0 | 0 | 0 | 0 | 0 | 0 | 0 | 0 | 0
F1_Commercial_Miscellaneous_Existing_Food Preparation_Natural Gas_Broiler_E8 | F1 | Commercial | Miscellaneous | Existing | Food Preparation | Natural Gas | Broiler | E8 | CCE | 0 | 0 | 0 | 0 | 0 | 0 | 0 | 0 | 0 | 0 | 0 | 0 | 0 | 0 | 0 | 0 | 0 | 0 | 0 | 0 | 0 | 0 | 0 | 0 | 0 | 0 | 0 | 0 | 0 | 0 | 0 | 0 | 0
F1_Commercial_Miscellaneous_Existing_Food Preparation_Natural Gas_Broiler_E9 | F1 | Commercial | Miscellaneous | Existing | Food Preparation | Natural Gas | Broiler | E9 | CCE | 0 | 0 | 0 | 0 | 0 | 0 | 0 | 0 | 0 | 0 | 0 | 0 | 0 | 0 | 0 | 0 | 0 | 0 | 0 | 0 | 0 | 0 | 0 | 0 | 0 | 0 | 0 | 0 | 0 | 0 | 0 | 0 | 0
F1_Commercial_Miscellaneous_Existing_Food Preparation_Natural Gas_Broiler_E10 | F1 | Commercial | Miscellaneous | Existing | Food Preparation | Natural Gas | Broiler | E10 | CCE | 0 | 0 | 0 | 0 | 0 | 0 | 0 | 0 | 0 | 0 | 0 | 0 | 0 | 0 | 0 | 0 | 0 | 0 | 0 | 0 | 0 | 0 | 0 | 0 | 0 | 0 | 0 | 0 | 0 | 0 | 0 | 0 | 0
F2_Commercial_Miscellaneous_Existing_Food Preparation_Natural Gas_Broiler_E1 | F2 | Commercial | Miscellaneous | Existing | Food Preparation | Natural Gas | Broiler | E1 | TRC BC Ratio | bar: 2019 to 2051
F2_Commercial_Miscellaneous_Existing_Food Preparation_Natural Gas_Broiler_E2 | F2 | Commercial | Miscellaneous | Existing | Food Preparation | Natural Gas | Broiler | E2 | TRC BC Ratio | 2.2386 | 2.2557 | 2.2748 | 2.2957 | 2.3196 | 2.3473 | 2.3697 | 2.3913 | 2.4131 | 2.4359 | 2.4576 | 2.4775 | 2.4979 | 2.5193 | 2.543 | 2.5661 | 2.5906 | 2.6165 | 2.6435 | 2.671 | 2.6988 | 2.7247 | 2.7482 | 2.7689 | 2.7868 | 2.8022 | 2.8129 | 2.8208 | 2.8277 | 2.8336 | 2.8394 | 2.842 | 2.842
F2_Commercial_Miscellaneous_Existing_Food Preparation_Natural Gas_Broiler_E3 | F2 | Commercial | Miscellaneous | Existing | Food Preparation | Natural Gas | Broiler | E3 | TRC BC Ratio | 0 | 0 | 0 | 0 | 0 | 0 | 0 | 0 | 0 | 0 | 0 | 0 | 0 | 0 | 0 | 0 | 0 | 0 | 0 | 0 | 0 | 0 | 0 | 0 | 0 | 0 | 0 | 0 | 0 | 0 | 0 | 0 | 0
F2_Commercial_Miscellaneous_Existing_Food Preparation_Natural Gas_Broiler_E4 | F2 | Commercial | Miscellaneous | Existing | Food Preparation | Natural Gas | Broiler | E4 | TRC BC Ratio | 0 | 0 | 0 | 0 | 0 | 0 | 0 | 0 | 0 | 0 | 0 | 0 | 0 | 0 | 0 | 0 | 0 | 0 | 0 | 0 | 0 | 0 | 0 | 0 | 0 | 0 | 0 | 0 | 0 | 0 | 0 | 0 | 0
F2_Commercial_Miscellaneous_Existing_Food Preparation_Natural Gas_Broiler_E5 | F2 | Commercial | Miscellaneous | Existing | Food Preparation | Natural Gas | Broiler | E5 | TRC BC Ratio | 0 | 0 | 0 | 0 | 0 | 0 | 0 | 0 | 0 | 0 | 0 | 0 | 0 | 0 | 0 | 0 | 0 | 0 | 0 | 0 | 0 | 0 | 0 | 0 | 0 | 0 | 0 | 0 | 0 | 0 | 0 | 0 | 0
F2_Commercial_Miscellaneous_Existing_Food Preparation_Natural Gas_Broiler_E6 | F2 | Commercial | Miscellaneous | Existing | Food Preparation | Natural Gas | Broiler | E6 | TRC BC Ratio | 0 | 0 | 0 | 0 | 0 | 0 | 0 | 0 | 0 | 0 | 0 | 0 | 0 | 0 | 0 | 0 | 0 | 0 | 0 | 0 | 0 | 0 | 0 | 0 | 0 | 0 | 0 | 0 | 0 | 0 | 0 | 0 | 0
F2_Commercial_Miscellaneous_Existing_Food Preparation_Natural Gas_Broiler_E7 | F2 | Commercial | Miscellaneous | Existing | Food Preparation | Natural Gas | Broiler | E7 | TRC BC Ratio | 0 | 0 | 0 | 0 | 0 | 0 | 0 | 0 | 0 | 0 | 0 | 0 | 0 | 0 | 0 | 0 | 0 | 0 | 0 | 0 | 0 | 0 | 0 | 0 | 0 | 0 | 0 | 0 | 0 | 0 | 0 | 0 | 0
F2_Commercial_Miscellaneous_Existing_Food Preparation_Natural Gas_Broiler_E8 | F2 | Commercial | Miscellaneous | Existing | Food Preparation | Natural Gas | Broiler | E8 | TRC BC Ratio | 0 | 0 | 0 | 0 | 0 | 0 | 0 | 0 | 0 | 0 | 0 | 0 | 0 | 0 | 0 | 0 | 0 | 0 | 0 | 0 | 0 | 0 | 0 | 0 | 0 | 0 | 0 | 0 | 0 | 0 | 0 | 0 | 0
F2_Commercial_Miscellaneous_Existing_Food Preparation_Natural Gas_Broiler_E9 | F2 | Commercial | Miscellaneous | Existing | Food Preparation | Natural Gas | Broiler | E9 | TRC BC Ratio | 0 | 0 | 0 | 0 | 0 | 0 | 0 | 0 | 0 | 0 | 0 | 0 | 0 | 0 | 0 | 0 | 0 | 0 | 0 | 0 | 0 | 0 | 0 | 0 | 0 | 0 | 0 | 0 | 0 | 0 | 0 | 0 | 0
F2_Commercial_Miscellaneous_Existing_Food Preparation_Natural Gas_Broiler_E10 | F2 | Commercial | Miscellaneous | Existing | Food Preparation | Natural Gas | Broiler | E10 | TRC BC Ratio | 0 | 0 | 0 | 0 | 0 | 0 | 0 | 0 | 0 | 0 | 0 | 0 | 0 | 0 | 0 | 0 | 0 | 0 | 0 | 0 | 0 | 0 | 0 | 0 | 0 | 0 | 0 | 0 | 0 | 0 | 0 | 0 | 0
F3_Commercial_Miscellaneous_Existing_Food Preparation_Natural Gas_Broiler_E1 | F3 | Commercial | Miscellaneous | Existing | Food Preparation | Natural Gas | Broiler | E1 | PACT BC Ratio | bar: 2019 to 2051
F3_Commercial_Miscellaneous_Existing_Food Preparation_Natural Gas_Broiler_E2 | F3 | Commercial | Miscellaneous | Existing | Food Preparation | Natural Gas | Broiler | E2 | PACT BC Ratio | 2.9849 | 3.0076 | 3.033 | 3.061 | 3.0929 | 3.1297 | 3.1596 | 3.1884 | 3.2175 | 3.2479 | 3.2768 | 3.3034 | 3.3306 | 3.3591 | 3.3906 | 3.4215 | 3.4542 | 3.4887 | 3.5247 | 3.5614 | 3.5983 | 3.633 | 3.6642 | 3.6918 | 3.7157 | 3.7363 | 3.7505 | 3.7611 | 3.7703 | 3.7781 | 3.7859 | 3.7893 | 3.7893
F3_Commercial_Miscellaneous_Existing_Food Preparation_Natural Gas_Broiler_E3 | F3 | Commercial | Miscellaneous | Existing | Food Preparation | Natural Gas | Broiler | E3 | PACT BC Ratio | 0 | 0 | 0 | 0 | 0 | 0 | 0 | 0 | 0 | 0 | 0 | 0 | 0 | 0 | 0 | 0 | 0 | 0 | 0 | 0 | 0 | 0 | 0 | 0 | 0 | 0 | 0 | 0 | 0 | 0 | 0 | 0 | 0
F3_Commercial_Miscellaneous_Existing_Food Preparation_Natural Gas_Broiler_E4 | F3 | Commercial | Miscellaneous | Existing | Food Preparation | Natural Gas | Broiler | E4 | PACT BC Ratio | 0 | 0 | 0 | 0 | 0 | 0 | 0 | 0 | 0 | 0 | 0 | 0 | 0 | 0 | 0 | 0 | 0 | 0 | 0 | 0 | 0 | 0 | 0 | 0 | 0 | 0 | 0 | 0 | 0 | 0 | 0 | 0 | 0
F3_Commercial_Miscellaneous_Existing_Food Preparation_Natural Gas_Broiler_E5 | F3 | Commercial | Miscellaneous | Existing | Food Preparation | Natural Gas | Broiler | E5 | PACT BC Ratio | 0 | 0 | 0 | 0 | 0 | 0 | 0 | 0 | 0 | 0 | 0 | 0 | 0 | 0 | 0 | 0 | 0 | 0 | 0 | 0 | 0 | 0 | 0 | 0 | 0 | 0 | 0 | 0 | 0 | 0 | 0 | 0 | 0
F3_Commercial_Miscellaneous_Existing_Food Preparation_Natural Gas_Broiler_E6 | F3 | Commercial | Miscellaneous | Existing | Food Preparation | Natural Gas | Broiler | E6 | PACT BC Ratio | 0 | 0 | 0 | 0 | 0 | 0 | 0 | 0 | 0 | 0 | 0 | 0 | 0 | 0 | 0 | 0 | 0 | 0 | 0 | 0 | 0 | 0 | 0 | 0 | 0 | 0 | 0 | 0 | 0 | 0 | 0 | 0 | 0
F3_Commercial_Miscellaneous_Existing_Food Preparation_Natural Gas_Broiler_E7 | F3 | Commercial | Miscellaneous | Existing | Food Preparation | Natural Gas | Broiler | E7 | PACT BC Ratio | 0 | 0 | 0 | 0 | 0 | 0 | 0 | 0 | 0 | 0 | 0 | 0 | 0 | 0 | 0 | 0 | 0 | 0 | 0 | 0 | 0 | 0 | 0 | 0 | 0 | 0 | 0 | 0 | 0 | 0 | 0 | 0 | 0
F3_Commercial_Miscellaneous_Existing_Food Preparation_Natural Gas_Broiler_E8 | F3 | Commercial | Miscellaneous | Existing | Food Preparation | Natural Gas | Broiler | E8 | PACT BC Ratio | 0 | 0 | 0 | 0 | 0 | 0 | 0 | 0 | 0 | 0 | 0 | 0 | 0 | 0 | 0 | 0 | 0 | 0 | 0 | 0 | 0 | 0 | 0 | 0 | 0 | 0 | 0 | 0 | 0 | 0 | 0 | 0 | 0
F3_Commercial_Miscellaneous_Existing_Food Preparation_Natural Gas_Broiler_E9 | F3 | Commercial | Miscellaneous | Existing | Food Preparation | Natural Gas | Broiler | E9 | PACT BC Ratio | 0 | 0 | 0 | 0 | 0 | 0 | 0 | 0 | 0 | 0 | 0 | 0 | 0 | 0 | 0 | 0 | 0 | 0 | 0 | 0 | 0 | 0 | 0 | 0 | 0 | 0 | 0 | 0 | 0 | 0 | 0 | 0 | 0
F3_Commercial_Miscellaneous_Existing_Food Preparation_Natural Gas_Broiler_E10 | F3 | Commercial | Miscellaneous | Existing | Food Preparation | Natural Gas | Broiler | E10 | PACT BC Ratio | 0 | 0 | 0 | 0 | 0 | 0 | 0 | 0 | 0 | 0 | 0 | 0 | 0 | 0 | 0 | 0 | 0 | 0 | 0 | 0 | 0 | 0 | 0 | 0 | 0 | 0 | 0 | 0 | 0 | 0 | 0 | 0 | 0
F4_Commercial_Miscellaneous_Existing_Food Preparation_Natural Gas_Broiler_E1 | F4 | Commercial | Miscellaneous | Existing | Food Preparation | Natural Gas | Broiler | E1 | RVT BC Ratio | bar: 2019 to 2051
F4_Commercial_Miscellaneous_Existing_Food Preparation_Natural Gas_Broiler_E2 | F4 | Commercial | Miscellaneous | Existing | Food Preparation | Natural Gas | Broiler | E2 | RVT BC Ratio | 3.9184 | 3.943 | 3.9704 | 4.0005 | 4.0349 | 4.0747 | 4.1069 | 4.1379 | 4.1693 | 4.202 | 4.2332 | 4.2619 | 4.2912 | 4.322 | 4.356 | 4.3892 | 4.4245 | 4.4617 | 4.5005 | 4.5401 | 4.5799 | 4.6173 | 4.651 | 4.6808 | 4.7065 | 4.7286 | 4.744 | 4.7554 | 4.7653 | 4.7738 | 4.7822 | 4.7859 | 4.7859
F4_Commercial_Miscellaneous_Existing_Food Preparation_Natural Gas_Broiler_E3 | F4 | Commercial | Miscellaneous | Existing | Food Preparation | Natural Gas | Broiler | E3 | RVT BC Ratio | 0 | 0 | 0 | 0 | 0 | 0 | 0 | 0 | 0 | 0 | 0 | 0 | 0 | 0 | 0 | 0 | 0 | 0 | 0 | 0 | 0 | 0 | 0 | 0 | 0 | 0 | 0 | 0 | 0 | 0 | 0 | 0 | 0
F4_Commercial_Miscellaneous_Existing_Food Preparation_Natural Gas_Broiler_E4 | F4 | Commercial | Miscellaneous | Existing | Food Preparation | Natural Gas | Broiler | E4 | RVT BC Ratio | 0 | 0 | 0 | 0 | 0 | 0 | 0 | 0 | 0 | 0 | 0 | 0 | 0 | 0 | 0 | 0 | 0 | 0 | 0 | 0 | 0 | 0 | 0 | 0 | 0 | 0 | 0 | 0 | 0 | 0 | 0 | 0 | 0
F4_Commercial_Miscellaneous_Existing_Food Preparation_Natural Gas_Broiler_E5 | F4 | Commercial | Miscellaneous | Existing | Food Preparation | Natural Gas | Broiler | E5 | RVT BC Ratio | 0 | 0 | 0 | 0 | 0 | 0 | 0 | 0 | 0 | 0 | 0 | 0 | 0 | 0 | 0 | 0 | 0 | 0 | 0 | 0 | 0 | 0 | 0 | 0 | 0 | 0 | 0 | 0 | 0 | 0 | 0 | 0 | 0
F4_Commercial_Miscellaneous_Existing_Food Preparation_Natural Gas_Broiler_E6 | F4 | Commercial | Miscellaneous | Existing | Food Preparation | Natural Gas | Broiler | E6 | RVT BC Ratio | 0 | 0 | 0 | 0 | 0 | 0 | 0 | 0 | 0 | 0 | 0 | 0 | 0 | 0 | 0 | 0 | 0 | 0 | 0 | 0 | 0 | 0 | 0 | 0 | 0 | 0 | 0 | 0 | 0 | 0 | 0 | 0 | 0
F4_Commercial_Miscellaneous_Existing_Food Preparation_Natural Gas_Broiler_E7 | F4 | Commercial | Miscellaneous | Existing | Food Preparation | Natural Gas | Broiler | E7 | RVT BC Ratio | 0 | 0 | 0 | 0 | 0 | 0 | 0 | 0 | 0 | 0 | 0 | 0 | 0 | 0 | 0 | 0 | 0 | 0 | 0 | 0 | 0 | 0 | 0 | 0 | 0 | 0 | 0 | 0 | 0 | 0 | 0 | 0 | 0
F4_Commercial_Miscellaneous_Existing_Food Preparation_Natural Gas_Broiler_E8 | F4 | Commercial | Miscellaneous | Existing | Food Preparation | Natural Gas | Broiler | E8 | RVT BC Ratio | 0 | 0 | 0 | 0 | 0 | 0 | 0 | 0 | 0 | 0 | 0 | 0 | 0 | 0 | 0 | 0 | 0 | 0 | 0 | 0 | 0 | 0 | 0 | 0 | 0 | 0 | 0 | 0 | 0 | 0 | 0 | 0 | 0
F4_Commercial_Miscellaneous_Existing_Food Preparation_Natural Gas_Broiler_E9 | F4 | Commercial | Miscellaneous | Existing | Food Preparation | Natural Gas | Broiler | E9 | RVT BC Ratio | 0 | 0 | 0 | 0 | 0 | 0 | 0 | 0 | 0 | 0 | 0 | 0 | 0 | 0 | 0 | 0 | 0 | 0 | 0 | 0 | 0 | 0 | 0 | 0 | 0 | 0 | 0 | 0 | 0 | 0 | 0 | 0 | 0
F4_Commercial_Miscellaneous_Existing_Food Preparation_Natural Gas_Broiler_E10 | F4 | Commercial | Miscellaneous | Existing | Food Preparation | Natural Gas | Broiler | E10 | RVT BC Ratio | 0 | 0 | 0 | 0 | 0 | 0 | 0 | 0 | 0 | 0 | 0 | 0 | 0 | 0 | 0 | 0 | 0 | 0 | 0 | 0 | 0 | 0 | 0 | 0 | 0 | 0 | 0 | 0 | 0 | 0 | 0 | 0 | 0
F5_Commercial_Miscellaneous_Existing_Food Preparation_Natural Gas_Broiler_E1 | F5 | Commercial | Miscellaneous | Existing | Food Preparation | Natural Gas | Broiler | E1 | RIM BC Ratio | bar: 2019 to 2051
F5_Commercial_Miscellaneous_Existing_Food Preparation_Natural Gas_Broiler_E2 | F5 | Commercial | Miscellaneous | Existing | Food Preparation | Natural Gas | Broiler | E2 | RIM BC Ratio | 0.65228 | 0.65336 | 0.65455 | 0.65584 | 0.65729 | 0.65894 | 0.66026 | 0.6615 | 0.66275 | 0.66403 | 0.66523 | 0.66632 | 0.66742 | 0.66856 | 0.6698 | 0.67099 | 0.67224 | 0.67353 | 0.67486 | 0.6762 | 0.67752 | 0.67874 | 0.67982 | 0.68077 | 0.68157 | 0.68226 | 0.68274 | 0.68309 | 0.68339 | 0.68365 | 0.6839 | 0.68401 | 0.68401
F5_Commercial_Miscellaneous_Existing_Food Preparation_Natural Gas_Broiler_E3 | F5 | Commercial | Miscellaneous | Existing | Food Preparation | Natural Gas | Broiler | E3 | RIM BC Ratio | 0 | 0 | 0 | 0 | 0 | 0 | 0 | 0 | 0 | 0 | 0 | 0 | 0 | 0 | 0 | 0 | 0 | 0 | 0 | 0 | 0 | 0 | 0 | 0 | 0 | 0 | 0 | 0 | 0 | 0 | 0 | 0 | 0
F5_Commercial_Miscellaneous_Existing_Food Preparation_Natural Gas_Broiler_E4 | F5 | Commercial | Miscellaneous | Existing | Food Preparation | Natural Gas | Broiler | E4 | RIM BC Ratio | 0 | 0 | 0 | 0 | 0 | 0 | 0 | 0 | 0 | 0 | 0 | 0 | 0 | 0 | 0 | 0 | 0 | 0 | 0 | 0 | 0 | 0 | 0 | 0 | 0 | 0 | 0 | 0 | 0 | 0 | 0 | 0 | 0
F5_Commercial_Miscellaneous_Existing_Food Preparation_Natural Gas_Broiler_E5 | F5 | Commercial | Miscellaneous | Existing | Food Preparation | Natural Gas | Broiler | E5 | RIM BC Ratio | 0 | 0 | 0 | 0 | 0 | 0 | 0 | 0 | 0 | 0 | 0 | 0 | 0 | 0 | 0 | 0 | 0 | 0 | 0 | 0 | 0 | 0 | 0 | 0 | 0 | 0 | 0 | 0 | 0 | 0 | 0 | 0 | 0
F5_Commercial_Miscellaneous_Existing_Food Preparation_Natural Gas_Broiler_E6 | F5 | Commercial | Miscellaneous | Existing | Food Preparation | Natural Gas | Broiler | E6 | RIM BC Ratio | 0 | 0 | 0 | 0 | 0 | 0 | 0 | 0 | 0 | 0 | 0 | 0 | 0 | 0 | 0 | 0 | 0 | 0 | 0 | 0 | 0 | 0 | 0 | 0 | 0 | 0 | 0 | 0 | 0 | 0 | 0 | 0 | 0
F5_Commercial_Miscellaneous_Existing_Food Preparation_Natural Gas_Broiler_E7 | F5 | Commercial | Miscellaneous | Existing | Food Preparation | Natural Gas | Broiler | E7 | RIM BC Ratio | 0 | 0 | 0 | 0 | 0 | 0 | 0 | 0 | 0 | 0 | 0 | 0 | 0 | 0 | 0 | 0 | 0 | 0 | 0 | 0 | 0 | 0 | 0 | 0 | 0 | 0 | 0 | 0 | 0 | 0 | 0 | 0 | 0
F5_Commercial_Miscellaneous_Existing_Food Preparation_Natural Gas_Broiler_E8 | F5 | Commercial | Miscellaneous | Existing | Food Preparation | Natural Gas | Broiler | E8 | RIM BC Ratio | 0 | 0 | 0 | 0 | 0 | 0 | 0 | 0 | 0 | 0 | 0 | 0 | 0 | 0 | 0 | 0 | 0 | 0 | 0 | 0 | 0 | 0 | 0 | 0 | 0 | 0 | 0 | 0 | 0 | 0 | 0 | 0 | 0
F5_Commercial_Miscellaneous_Existing_Food Preparation_Natural Gas_Broiler_E9 | F5 | Commercial | Miscellaneous | Existing | Food Preparation | Natural Gas | Broiler | E9 | RIM BC Ratio | 0 | 0 | 0 | 0 | 0 | 0 | 0 | 0 | 0 | 0 | 0 | 0 | 0 | 0 | 0 | 0 | 0 | 0 | 0 | 0 | 0 | 0 | 0 | 0 | 0 | 0 | 0 | 0 | 0 | 0 | 0 | 0 | 0
F5_Commercial_Miscellaneous_Existing_Food Preparation_Natural Gas_Broiler_E10 | F5 | Commercial | Miscellaneous | Existing | Food Preparation | Natural Gas | Broiler | E10 | RIM BC Ratio | 0 | 0 | 0 | 0 | 0 | 0 | 0 | 0 | 0 | 0 | 0 | 0 | 0 | 0 | 0 | 0 | 0 | 0 | 0 | 0 | 0 | 0 | 0 | 0 | 0 | 0 | 0 | 0 | 0 | 0 | 0 | 0 | 0
F0_Commercial_Miscellaneous_Existing_Food Preparation_Natural Gas_Griddle_E0 | F0 | Commercial | Miscellaneous | Existing | Food Preparation | Natural Gas | Griddle | E0 | Economic Unit | Standard | Standard | Standard | Standard | Standard | Standard | Standard | Standard | Standard | Standard | Standard | Standard | Standard | Standard | Standard | Standard | Standard | Standard | Standard | Standard | Standard | Standard | Standard | Standard | Standard | Standard | ENERGY STAR | ENERGY STAR | ENERGY STAR | ENERGY STAR | ENERGY STAR | ENERGY STAR | ENERGY STAR
F1_Commercial_Miscellaneous_Existing_Food Preparation_Natural Gas_Griddle_E1 | F1 | Commercial | Miscellaneous | Existing | Food Preparation | Natural Gas | Griddle | E1 | CCE | 0 | 0 | 0 | 0 | 0 | 0 | 0 | 0 | 0 | 0 | 0 | 0 | 0 | 0 | 0 | 0 | 0 | 0 | 0 | 0 | 0 | 0 | 0 | 0 | 0 | 0 | 0 | 0 | 0 | 0 | 0 | 0 | 0
F1_Commercial_Miscellaneous_Existing_Food Preparation_Natural Gas_Griddle_E2 | F1 | Commercial | Miscellaneous | Existing | Food Preparation | Natural Gas | Griddle | E2 | CCE | 1.768 | 1.768 | 1.768 | 1.768 | 1.768 | 1.768 | 1.768 | 1.768 | 1.768 | 1.768 | 1.768 | 1.768 | 1.768 | 1.768 | 1.768 | 1.768 | 1.768 | 1.768 | 1.768 | 1.768 | 1.768 | 1.768 | 1.768 | 1.768 | 1.768 | 1.768 | 1.768 | 1.768 | 1.768 | 1.768 | 1.768 | 1.768 | 1.768
F1_Commercial_Miscellaneous_Existing_Food Preparation_Natural Gas_Griddle_E3 | F1 | Commercial | Miscellaneous | Existing | Food Preparation | Natural Gas | Griddle | E3 | CCE | 0 | 0 | 0 | 0 | 0 | 0 | 0 | 0 | 0 | 0 | 0 | 0 | 0 | 0 | 0 | 0 | 0 | 0 | 0 | 0 | 0 | 0 | 0 | 0 | 0 | 0 | 0 | 0 | 0 | 0 | 0 | 0 | 0
F1_Commercial_Miscellaneous_Existing_Food Preparation_Natural Gas_Griddle_E4 | F1 | Commercial | Miscellaneous | Existing | Food Preparation | Natural Gas | Griddle | E4 | CCE | 0 | 0 | 0 | 0 | 0 | 0 | 0 | 0 | 0 | 0 | 0 | 0 | 0 | 0 | 0 | 0 | 0 | 0 | 0 | 0 | 0 | 0 | 0 | 0 | 0 | 0 | 0 | 0 | 0 | 0 | 0 | 0 | 0
F1_Commercial_Miscellaneous_Existing_Food Preparation_Natural Gas_Griddle_E5 | F1 | Commercial | Miscellaneous | Existing | Food Preparation | Natural Gas | Griddle | E5 | CCE | 0 | 0 | 0 | 0 | 0 | 0 | 0 | 0 | 0 | 0 | 0 | 0 | 0 | 0 | 0 | 0 | 0 | 0 | 0 | 0 | 0 | 0 | 0 | 0 | 0 | 0 | 0 | 0 | 0 | 0 | 0 | 0 | 0
F1_Commercial_Miscellaneous_Existing_Food Preparation_Natural Gas_Griddle_E6 | F1 | Commercial | Miscellaneous | Existing | Food Preparation | Natural Gas | Griddle | E6 | CCE | 0 | 0 | 0 | 0 | 0 | 0 | 0 | 0 | 0 | 0 | 0 | 0 | 0 | 0 | 0 | 0 | 0 | 0 | 0 | 0 | 0 | 0 | 0 | 0 | 0 | 0 | 0 | 0 | 0 | 0 | 0 | 0 | 0
F1_Commercial_Miscellaneous_Existing_Food Preparation_Natural Gas_Griddle_E7 | F1 | Commercial | Miscellaneous | Existing | Food Preparation | Natural Gas | Griddle | E7 | CCE | 0 | 0 | 0 | 0 | 0 | 0 | 0 | 0 | 0 | 0 | 0 | 0 | 0 | 0 | 0 | 0 | 0 | 0 | 0 | 0 | 0 | 0 | 0 | 0 | 0 | 0 | 0 | 0 | 0 | 0 | 0 | 0 | 0
F1_Commercial_Miscellaneous_Existing_Food Preparation_Natural Gas_Griddle_E8 | F1 | Commercial | Miscellaneous | Existing | Food Preparation | Natural Gas | Griddle | E8 | CCE | 0 | 0 | 0 | 0 | 0 | 0 | 0 | 0 | 0 | 0 | 0 | 0 | 0 | 0 | 0 | 0 | 0 | 0 | 0 | 0 | 0 | 0 | 0 | 0 | 0 | 0 | 0 | 0 | 0 | 0 | 0 | 0 | 0
F1_Commercial_Miscellaneous_Existing_Food Preparation_Natural Gas_Griddle_E9 | F1 | Commercial | Miscellaneous | Existing | Food Preparation | Natural Gas | Griddle | E9 | CCE | 0 | 0 | 0 | 0 | 0 | 0 | 0 | 0 | 0 | 0 | 0 | 0 | 0 | 0 | 0 | 0 | 0 | 0 | 0 | 0 | 0 | 0 | 0 | 0 | 0 | 0 | 0 | 0 | 0 | 0 | 0 | 0 | 0
F1_Commercial_Miscellaneous_Existing_Food Preparation_Natural Gas_Griddle_E10 | F1 | Commercial | Miscellaneous | Existing | Food Preparation | Natural Gas | Griddle | E10 | CCE | 0 | 0 | 0 | 0 | 0 | 0 | 0 | 0 | 0 | 0 | 0 | 0 | 0 | 0 | 0 | 0 | 0 | 0 | 0 | 0 | 0 | 0 | 0 | 0 | 0 | 0 | 0 | 0 | 0 | 0 | 0 | 0 | 0
F2_Commercial_Miscellaneous_Existing_Food Preparation_Natural Gas_Griddle_E1 | F2 | Commercial | Miscellaneous | Existing | Food Preparation | Natural Gas | Griddle | E1 | TRC BC Ratio | bar: 2019 to 2051
F2_Commercial_Miscellaneous_Existing_Food Preparation_Natural Gas_Griddle_E2 | F2 | Commercial | Miscellaneous | Existing | Food Preparation | Natural Gas | Griddle | E2 | TRC BC Ratio | 0.79587 | 0.80193 | 0.80871 | 0.81616 | 0.82466 | 0.8345 | 0.84247 | 0.85013 | 0.8579 | 0.86599 | 0.87371 | 0.8808 | 0.88805 | 0.89566 | 0.90406 | 0.91228 | 0.921 | 0.9302 | 0.9398 | 0.94959 | 0.95944 | 0.96867 | 0.97701 | 0.98437 | 0.99074 | 0.99622 | 1 | 1.0028 | 1.0053 | 1.0074 | 1.0094 | 1.0104 | 1.0104
F2_Commercial_Miscellaneous_Existing_Food Preparation_Natural Gas_Griddle_E3 | F2 | Commercial | Miscellaneous | Existing | Food Preparation | Natural Gas | Griddle | E3 | TRC BC Ratio | 0 | 0 | 0 | 0 | 0 | 0 | 0 | 0 | 0 | 0 | 0 | 0 | 0 | 0 | 0 | 0 | 0 | 0 | 0 | 0 | 0 | 0 | 0 | 0 | 0 | 0 | 0 | 0 | 0 | 0 | 0 | 0 | 0
F2_Commercial_Miscellaneous_Existing_Food Preparation_Natural Gas_Griddle_E4 | F2 | Commercial | Miscellaneous | Existing | Food Preparation | Natural Gas | Griddle | E4 | TRC BC Ratio | 0 | 0 | 0 | 0 | 0 | 0 | 0 | 0 | 0 | 0 | 0 | 0 | 0 | 0 | 0 | 0 | 0 | 0 | 0 | 0 | 0 | 0 | 0 | 0 | 0 | 0 | 0 | 0 | 0 | 0 | 0 | 0 | 0
F2_Commercial_Miscellaneous_Existing_Food Preparation_Natural Gas_Griddle_E5 | F2 | Commercial | Miscellaneous | Existing | Food Preparation | Natural Gas | Griddle | E5 | TRC BC Ratio | 0 | 0 | 0 | 0 | 0 | 0 | 0 | 0 | 0 | 0 | 0 | 0 | 0 | 0 | 0 | 0 | 0 | 0 | 0 | 0 | 0 | 0 | 0 | 0 | 0 | 0 | 0 | 0 | 0 | 0 | 0 | 0 | 0
F2_Commercial_Miscellaneous_Existing_Food Preparation_Natural Gas_Griddle_E6 | F2 | Commercial | Miscellaneous | Existing | Food Preparation | Natural Gas | Griddle | E6 | TRC BC Ratio | 0 | 0 | 0 | 0 | 0 | 0 | 0 | 0 | 0 | 0 | 0 | 0 | 0 | 0 | 0 | 0 | 0 | 0 | 0 | 0 | 0 | 0 | 0 | 0 | 0 | 0 | 0 | 0 | 0 | 0 | 0 | 0 | 0
F2_Commercial_Miscellaneous_Existing_Food Preparation_Natural Gas_Griddle_E7 | F2 | Commercial | Miscellaneous | Existing | Food Preparation | Natural Gas | Griddle | E7 | TRC BC Ratio | 0 | 0 | 0 | 0 | 0 | 0 | 0 | 0 | 0 | 0 | 0 | 0 | 0 | 0 | 0 | 0 | 0 | 0 | 0 | 0 | 0 | 0 | 0 | 0 | 0 | 0 | 0 | 0 | 0 | 0 | 0 | 0 | 0
F2_Commercial_Miscellaneous_Existing_Food Preparation_Natural Gas_Griddle_E8 | F2 | Commercial | Miscellaneous | Existing | Food Preparation | Natural Gas | Griddle | E8 | TRC BC Ratio | 0 | 0 | 0 | 0 | 0 | 0 | 0 | 0 | 0 | 0 | 0 | 0 | 0 | 0 | 0 | 0 | 0 | 0 | 0 | 0 | 0 | 0 | 0 | 0 | 0 | 0 | 0 | 0 | 0 | 0 | 0 | 0 | 0
F2_Commercial_Miscellaneous_Existing_Food Preparation_Natural Gas_Griddle_E9 | F2 | Commercial | Miscellaneous | Existing | Food Preparation | Natural Gas | Griddle | E9 | TRC BC Ratio | 0 | 0 | 0 | 0 | 0 | 0 | 0 | 0 | 0 | 0 | 0 | 0 | 0 | 0 | 0 | 0 | 0 | 0 | 0 | 0 | 0 | 0 | 0 | 0 | 0 | 0 | 0 | 0 | 0 | 0 | 0 | 0 | 0
F2_Commercial_Miscellaneous_Existing_Food Preparation_Natural Gas_Griddle_E10 | F2 | Commercial | Miscellaneous | Existing | Food Preparation | Natural Gas | Griddle | E10 | TRC BC Ratio | 0 | 0 | 0 | 0 | 0 | 0 | 0 | 0 | 0 | 0 | 0 | 0 | 0 | 0 | 0 | 0 | 0 | 0 | 0 | 0 | 0 | 0 | 0 | 0 | 0 | 0 | 0 | 0 | 0 | 0 | 0 | 0 | 0
F3_Commercial_Miscellaneous_Existing_Food Preparation_Natural Gas_Griddle_E1 | F3 | Commercial | Miscellaneous | Existing | Food Preparation | Natural Gas | Griddle | E1 | PACT BC Ratio | bar: 2019 to 2051
F3_Commercial_Miscellaneous_Existing_Food Preparation_Natural Gas_Griddle_E2 | F3 | Commercial | Miscellaneous | Existing | Food Preparation | Natural Gas | Griddle | E2 | PACT BC Ratio | 1.0612 | 1.0692 | 1.0783 | 1.0882 | 1.0996 | 1.1127 | 1.1233 | 1.1335 | 1.1439 | 1.1547 | 1.1649 | 1.1744 | 1.1841 | 1.1942 | 1.2054 | 1.2164 | 1.228 | 1.2403 | 1.2531 | 1.2661 | 1.2793 | 1.2916 | 1.3027 | 1.3125 | 1.321 | 1.3283 | 1.3333 | 1.3371 | 1.3404 | 1.3432 | 1.3459 | 1.3472 | 1.3472
F3_Commercial_Miscellaneous_Existing_Food Preparation_Natural Gas_Griddle_E3 | F3 | Commercial | Miscellaneous | Existing | Food Preparation | Natural Gas | Griddle | E3 | PACT BC Ratio | 0 | 0 | 0 | 0 | 0 | 0 | 0 | 0 | 0 | 0 | 0 | 0 | 0 | 0 | 0 | 0 | 0 | 0 | 0 | 0 | 0 | 0 | 0 | 0 | 0 | 0 | 0 | 0 | 0 | 0 | 0 | 0 | 0
F3_Commercial_Miscellaneous_Existing_Food Preparation_Natural Gas_Griddle_E4 | F3 | Commercial | Miscellaneous | Existing | Food Preparation | Natural Gas | Griddle | E4 | PACT BC Ratio | 0 | 0 | 0 | 0 | 0 | 0 | 0 | 0 | 0 | 0 | 0 | 0 | 0 | 0 | 0 | 0 | 0 | 0 | 0 | 0 | 0 | 0 | 0 | 0 | 0 | 0 | 0 | 0 | 0 | 0 | 0 | 0 | 0
F3_Commercial_Miscellaneous_Existing_Food Preparation_Natural Gas_Griddle_E5 | F3 | Commercial | Miscellaneous | Existing | Food Preparation | Natural Gas | Griddle | E5 | PACT BC Ratio | 0 | 0 | 0 | 0 | 0 | 0 | 0 | 0 | 0 | 0 | 0 | 0 | 0 | 0 | 0 | 0 | 0 | 0 | 0 | 0 | 0 | 0 | 0 | 0 | 0 | 0 | 0 | 0 | 0 | 0 | 0 | 0 | 0
F3_Commercial_Miscellaneous_Existing_Food Preparation_Natural Gas_Griddle_E6 | F3 | Commercial | Miscellaneous | Existing | Food Preparation | Natural Gas | Griddle | E6 | PACT BC Ratio | 0 | 0 | 0 | 0 | 0 | 0 | 0 | 0 | 0 | 0 | 0 | 0 | 0 | 0 | 0 | 0 | 0 | 0 | 0 | 0 | 0 | 0 | 0 | 0 | 0 | 0 | 0 | 0 | 0 | 0 | 0 | 0 | 0
F3_Commercial_Miscellaneous_Existing_Food Preparation_Natural Gas_Griddle_E7 | F3 | Commercial | Miscellaneous | Existing | Food Preparation | Natural Gas | Griddle | E7 | PACT BC Ratio | 0 | 0 | 0 | 0 | 0 | 0 | 0 | 0 | 0 | 0 | 0 | 0 | 0 | 0 | 0 | 0 | 0 | 0 | 0 | 0 | 0 | 0 | 0 | 0 | 0 | 0 | 0 | 0 | 0 | 0 | 0 | 0 | 0
F3_Commercial_Miscellaneous_Existing_Food Preparation_Natural Gas_Griddle_E8 | F3 | Commercial | Miscellaneous | Existing | Food Preparation | Natural Gas | Griddle | E8 | PACT BC Ratio | 0 | 0 | 0 | 0 | 0 | 0 | 0 | 0 | 0 | 0 | 0 | 0 | 0 | 0 | 0 | 0 | 0 | 0 | 0 | 0 | 0 | 0 | 0 | 0 | 0 | 0 | 0 | 0 | 0 | 0 | 0 | 0 | 0
F3_Commercial_Miscellaneous_Existing_Food Preparation_Natural Gas_Griddle_E9 | F3 | Commercial | Miscellaneous | Existing | Food Preparation | Natural Gas | Griddle | E9 | PACT BC Ratio | 0 | 0 | 0 | 0 | 0 | 0 | 0 | 0 | 0 | 0 | 0 | 0 | 0 | 0 | 0 | 0 | 0 | 0 | 0 | 0 | 0 | 0 | 0 | 0 | 0 | 0 | 0 | 0 | 0 | 0 | 0 | 0 | 0
F3_Commercial_Miscellaneous_Existing_Food Preparation_Natural Gas_Griddle_E10 | F3 | Commercial | Miscellaneous | Existing | Food Preparation | Natural Gas | Griddle | E10 | PACT BC Ratio | 0 | 0 | 0 | 0 | 0 | 0 | 0 | 0 | 0 | 0 | 0 | 0 | 0 | 0 | 0 | 0 | 0 | 0 | 0 | 0 | 0 | 0 | 0 | 0 | 0 | 0 | 0 | 0 | 0 | 0 | 0 | 0 | 0
F4_Commercial_Miscellaneous_Existing_Food Preparation_Natural Gas_Griddle_E1 | F4 | Commercial | Miscellaneous | Existing | Food Preparation | Natural Gas | Griddle | E1 | RVT BC Ratio | bar: 2019 to 2051
F4_Commercial_Miscellaneous_Existing_Food Preparation_Natural Gas_Griddle_E2 | F4 | Commercial | Miscellaneous | Existing | Food Preparation | Natural Gas | Griddle | E2 | RVT BC Ratio | 1.8442 | 1.8529 | 1.8627 | 1.8734 | 1.8856 | 1.8997 | 1.9112 | 1.9222 | 1.9334 | 1.945 | 1.9561 | 1.9663 | 1.9767 | 1.9877 | 1.9998 | 2.0116 | 2.0241 | 2.0373 | 2.0511 | 2.0652 | 2.0794 | 2.0926 | 2.1046 | 2.1152 | 2.1244 | 2.1322 | 2.1377 | 2.1418 | 2.1453 | 2.1483 | 2.1513 | 2.1526 | 2.1526
F4_Commercial_Miscellaneous_Existing_Food Preparation_Natural Gas_Griddle_E3 | F4 | Commercial | Miscellaneous | Existing | Food Preparation | Natural Gas | Griddle | E3 | RVT BC Ratio | 0 | 0 | 0 | 0 | 0 | 0 | 0 | 0 | 0 | 0 | 0 | 0 | 0 | 0 | 0 | 0 | 0 | 0 | 0 | 0 | 0 | 0 | 0 | 0 | 0 | 0 | 0 | 0 | 0 | 0 | 0 | 0 | 0
F4_Commercial_Miscellaneous_Existing_Food Preparation_Natural Gas_Griddle_E4 | F4 | Commercial | Miscellaneous | Existing | Food Preparation | Natural Gas | Griddle | E4 | RVT BC Ratio | 0 | 0 | 0 | 0 | 0 | 0 | 0 | 0 | 0 | 0 | 0 | 0 | 0 | 0 | 0 | 0 | 0 | 0 | 0 | 0 | 0 | 0 | 0 | 0 | 0 | 0 | 0 | 0 | 0 | 0 | 0 | 0 | 0
F4_Commercial_Miscellaneous_Existing_Food Preparation_Natural Gas_Griddle_E5 | F4 | Commercial | Miscellaneous | Existing | Food Preparation | Natural Gas | Griddle | E5 | RVT BC Ratio | 0 | 0 | 0 | 0 | 0 | 0 | 0 | 0 | 0 | 0 | 0 | 0 | 0 | 0 | 0 | 0 | 0 | 0 | 0 | 0 | 0 | 0 | 0 | 0 | 0 | 0 | 0 | 0 | 0 | 0 | 0 | 0 | 0
F4_Commercial_Miscellaneous_Existing_Food Preparation_Natural Gas_Griddle_E6 | F4 | Commercial | Miscellaneous | Existing | Food Preparation | Natural Gas | Griddle | E6 | RVT BC Ratio | 0 | 0 | 0 | 0 | 0 | 0 | 0 | 0 | 0 | 0 | 0 | 0 | 0 | 0 | 0 | 0 | 0 | 0 | 0 | 0 | 0 | 0 | 0 | 0 | 0 | 0 | 0 | 0 | 0 | 0 | 0 | 0 | 0
F4_Commercial_Miscellaneous_Existing_Food Preparation_Natural Gas_Griddle_E7 | F4 | Commercial | Miscellaneous | Existing | Food Preparation | Natural Gas | Griddle | E7 | RVT BC Ratio | 0 | 0 | 0 | 0 | 0 | 0 | 0 | 0 | 0 | 0 | 0 | 0 | 0 | 0 | 0 | 0 | 0 | 0 | 0 | 0 | 0 | 0 | 0 | 0 | 0 | 0 | 0 | 0 | 0 | 0 | 0 | 0 | 0
F4_Commercial_Miscellaneous_Existing_Food Preparation_Natural Gas_Griddle_E8 | F4 | Commercial | Miscellaneous | Existing | Food Preparation | Natural Gas | Griddle | E8 | RVT BC Ratio | 0 | 0 | 0 | 0 | 0 | 0 | 0 | 0 | 0 | 0 | 0 | 0 | 0 | 0 | 0 | 0 | 0 | 0 | 0 | 0 | 0 | 0 | 0 | 0 | 0 | 0 | 0 | 0 | 0 | 0 | 0 | 0 | 0
F4_Commercial_Miscellaneous_Existing_Food Preparation_Natural Gas_Griddle_E9 | F4 | Commercial | Miscellaneous | Existing | Food Preparation | Natural Gas | Griddle | E9 | RVT BC Ratio | 0 | 0 | 0 | 0 | 0 | 0 | 0 | 0 | 0 | 0 | 0 | 0 | 0 | 0 | 0 | 0 | 0 | 0 | 0 | 0 | 0 | 0 | 0 | 0 | 0 | 0 | 0 | 0 | 0 | 0 | 0 | 0 | 0
F4_Commercial_Miscellaneous_Existing_Food Preparation_Natural Gas_Griddle_E10 | F4 | Commercial | Miscellaneous | Existing | Food Preparation | Natural Gas | Griddle | E10 | RVT BC Ratio | 0 | 0 | 0 | 0 | 0 | 0 | 0 | 0 | 0 | 0 | 0 | 0 | 0 | 0 | 0 | 0 | 0 | 0 | 0 | 0 | 0 | 0 | 0 | 0 | 0 | 0 | 0 | 0 | 0 | 0 | 0 | 0 | 0
F5_Commercial_Miscellaneous_Existing_Food Preparation_Natural Gas_Griddle_E1 | F5 | Commercial | Miscellaneous | Existing | Food Preparation | Natural Gas | Griddle | E1 | RIM BC Ratio | bar: 2019 to 2051
F5_Commercial_Miscellaneous_Existing_Food Preparation_Natural Gas_Griddle_E2 | F5 | Commercial | Miscellaneous | Existing | Food Preparation | Natural Gas | Griddle | E2 | RIM BC Ratio | 0.46719 | 0.46876 | 0.47048 | 0.47237 | 0.47449 | 0.47691 | 0.47886 | 0.4807 | 0.48256 | 0.48447 | 0.48627 | 0.48791 | 0.48957 | 0.4913 | 0.49318 | 0.49501 | 0.49692 | 0.49892 | 0.50097 | 0.50305 | 0.50511 | 0.50702 | 0.50872 | 0.51021 | 0.51149 | 0.51258 | 0.51333 | 0.51389 | 0.51437 | 0.51478 | 0.51519 | 0.51537 | 0.51537
F5_Commercial_Miscellaneous_Existing_Food Preparation_Natural Gas_Griddle_E3 | F5 | Commercial | Miscellaneous | Existing | Food Preparation | Natural Gas | Griddle | E3 | RIM BC Ratio | 0 | 0 | 0 | 0 | 0 | 0 | 0 | 0 | 0 | 0 | 0 | 0 | 0 | 0 | 0 | 0 | 0 | 0 | 0 | 0 | 0 | 0 | 0 | 0 | 0 | 0 | 0 | 0 | 0 | 0 | 0 | 0 | 0
F5_Commercial_Miscellaneous_Existing_Food Preparation_Natural Gas_Griddle_E4 | F5 | Commercial | Miscellaneous | Existing | Food Preparation | Natural Gas | Griddle | E4 | RIM BC Ratio | 0 | 0 | 0 | 0 | 0 | 0 | 0 | 0 | 0 | 0 | 0 | 0 | 0 | 0 | 0 | 0 | 0 | 0 | 0 | 0 | 0 | 0 | 0 | 0 | 0 | 0 | 0 | 0 | 0 | 0 | 0 | 0 | 0
F5_Commercial_Miscellaneous_Existing_Food Preparation_Natural Gas_Griddle_E5 | F5 | Commercial | Miscellaneous | Existing | Food Preparation | Natural Gas | Griddle | E5 | RIM BC Ratio | 0 | 0 | 0 | 0 | 0 | 0 | 0 | 0 | 0 | 0 | 0 | 0 | 0 | 0 | 0 | 0 | 0 | 0 | 0 | 0 | 0 | 0 | 0 | 0 | 0 | 0 | 0 | 0 | 0 | 0 | 0 | 0 | 0
F5_Commercial_Miscellaneous_Existing_Food Preparation_Natural Gas_Griddle_E6 | F5 | Commercial | Miscellaneous | Existing | Food Preparation | Natural Gas | Griddle | E6 | RIM BC Ratio | 0 | 0 | 0 | 0 | 0 | 0 | 0 | 0 | 0 | 0 | 0 | 0 | 0 | 0 | 0 | 0 | 0 | 0 | 0 | 0 | 0 | 0 | 0 | 0 | 0 | 0 | 0 | 0 | 0 | 0 | 0 | 0 | 0
F5_Commercial_Miscellaneous_Existing_Food Preparation_Natural Gas_Griddle_E7 | F5 | Commercial | Miscellaneous | Existing | Food Preparation | Natural Gas | Griddle | E7 | RIM BC Ratio | 0 | 0 | 0 | 0 | 0 | 0 | 0 | 0 | 0 | 0 | 0 | 0 | 0 | 0 | 0 | 0 | 0 | 0 | 0 | 0 | 0 | 0 | 0 | 0 | 0 | 0 | 0 | 0 | 0 | 0 | 0 | 0 | 0
F5_Commercial_Miscellaneous_Existing_Food Preparation_Natural Gas_Griddle_E8 | F5 | Commercial | Miscellaneous | Existing | Food Preparation | Natural Gas | Griddle | E8 | RIM BC Ratio | 0 | 0 | 0 | 0 | 0 | 0 | 0 | 0 | 0 | 0 | 0 | 0 | 0 | 0 | 0 | 0 | 0 | 0 | 0 | 0 | 0 | 0 | 0 | 0 | 0 | 0 | 0 | 0 | 0 | 0 | 0 | 0 | 0
F5_Commercial_Miscellaneous_Existing_Food Preparation_Natural Gas_Griddle_E9 | F5 | Commercial | Miscellaneous | Existing | Food Preparation | Natural Gas | Griddle | E9 | RIM BC Ratio | 0 | 0 | 0 | 0 | 0 | 0 | 0 | 0 | 0 | 0 | 0 | 0 | 0 | 0 | 0 | 0 | 0 | 0 | 0 | 0 | 0 | 0 | 0 | 0 | 0 | 0 | 0 | 0 | 0 | 0 | 0 | 0 | 0
F5_Commercial_Miscellaneous_Existing_Food Preparation_Natural Gas_Griddle_E10 | F5 | Commercial | Miscellaneous | Existing | Food Preparation | Natural Gas | Griddle | E10 | RIM BC Ratio | 0 | 0 | 0 | 0 | 0 | 0 | 0 | 0 | 0 | 0 | 0 | 0 | 0 | 0 | 0 | 0 | 0 | 0 | 0 | 0 | 0 | 0 | 0 | 0 | 0 | 0 | 0 | 0 | 0 | 0 | 0 | 0 | 0
F0_Commercial_Miscellaneous_Existing_Food Preparation_Natural Gas_Range_E0 | F0 | Commercial | Miscellaneous | Existing | Food Preparation | Natural Gas | Range | E0 | Economic Unit | High Efficiency | High Efficiency | High Efficiency | High Efficiency | High Efficiency | High Efficiency | High Efficiency | High Efficiency | High Efficiency | High Efficiency | High Efficiency | High Efficiency | High Efficiency | High Efficiency | High Efficiency | High Efficiency | High Efficiency | High Efficiency | High Efficiency | High Efficiency | High Efficiency | High Efficiency | High Efficiency | High Efficiency | High Efficiency | High Efficiency | High Efficiency | High Efficiency | High Efficiency | High Efficiency | High Efficiency | High Efficiency | High Efficiency
F1_Commercial_Miscellaneous_Existing_Food Preparation_Natural Gas_Range_E1 | F1 | Commercial | Miscellaneous | Existing | Food Preparation | Natural Gas | Range | E1 | CCE | 0 | 0 | 0 | 0 | 0 | 0 | 0 | 0 | 0 | 0 | 0 | 0 | 0 | 0 | 0 | 0 | 0 | 0 | 0 | 0 | 0 | 0 | 0 | 0 | 0 | 0 | 0 | 0 | 0 | 0 | 0 | 0 | 0
F1_Commercial_Miscellaneous_Existing_Food Preparation_Natural Gas_Range_E2 | F1 | Commercial | Miscellaneous | Existing | Food Preparation | Natural Gas | Range | E2 | CCE | 0.00052644 | 0.00052644 | 0.00052644 | 0.00052644 | 0.00052644 | 0.00052644 | 0.00052644 | 0.00052644 | 0.00052644 | 0.00052644 | 0.00052644 | 0.00052644 | 0.00052644 | 0.00052644 | 0.00052644 | 0.00052644 | 0.00052644 | 0.00052644 | 0.00052644 | 0.00052644 | 0.00052644 | 0.00052644 | 0.00052644 | 0.00052644 | 0.00052644 | 0.00052644 | 0.00052644 | 0.00052644 | 0.00052644 | 0.00052644 | 0.00052644 | 0.00052644 | 0.00052644
F1_Commercial_Miscellaneous_Existing_Food Preparation_Natural Gas_Range_E3 | F1 | Commercial | Miscellaneous | Existing | Food Preparation | Natural Gas | Range | E3 | CCE | 0 | 0 | 0 | 0 | 0 | 0 | 0 | 0 | 0 | 0 | 0 | 0 | 0 | 0 | 0 | 0 | 0 | 0 | 0 | 0 | 0 | 0 | 0 | 0 | 0 | 0 | 0 | 0 | 0 | 0 | 0 | 0 | 0
F1_Commercial_Miscellaneous_Existing_Food Preparation_Natural Gas_Range_E4 | F1 | Commercial | Miscellaneous | Existing | Food Preparation | Natural Gas | Range | E4 | CCE | 0 | 0 | 0 | 0 | 0 | 0 | 0 | 0 | 0 | 0 | 0 | 0 | 0 | 0 | 0 | 0 | 0 | 0 | 0 | 0 | 0 | 0 | 0 | 0 | 0 | 0 | 0 | 0 | 0 | 0 | 0 | 0 | 0
F1_Commercial_Miscellaneous_Existing_Food Preparation_Natural Gas_Range_E5 | F1 | Commercial | Miscellaneous | Existing | Food Preparation | Natural Gas | Range | E5 | CCE | 0 | 0 | 0 | 0 | 0 | 0 | 0 | 0 | 0 | 0 | 0 | 0 | 0 | 0 | 0 | 0 | 0 | 0 | 0 | 0 | 0 | 0 | 0 | 0 | 0 | 0 | 0 | 0 | 0 | 0 | 0 | 0 | 0
F1_Commercial_Miscellaneous_Existing_Food Preparation_Natural Gas_Range_E6 | F1 | Commercial | Miscellaneous | Existing | Food Preparation | Natural Gas | Range | E6 | CCE | 0 | 0 | 0 | 0 | 0 | 0 | 0 | 0 | 0 | 0 | 0 | 0 | 0 | 0 | 0 | 0 | 0 | 0 | 0 | 0 | 0 | 0 | 0 | 0 | 0 | 0 | 0 | 0 | 0 | 0 | 0 | 0 | 0
F1_Commercial_Miscellaneous_Existing_Food Preparation_Natural Gas_Range_E7 | F1 | Commercial | Miscellaneous | Existing | Food Preparation | Natural Gas | Range | E7 | CCE | 0 | 0 | 0 | 0 | 0 | 0 | 0 | 0 | 0 | 0 | 0 | 0 | 0 | 0 | 0 | 0 | 0 | 0 | 0 | 0 | 0 | 0 | 0 | 0 | 0 | 0 | 0 | 0 | 0 | 0 | 0 | 0 | 0
F1_Commercial_Miscellaneous_Existing_Food Preparation_Natural Gas_Range_E8 | F1 | Commercial | Miscellaneous | Existing | Food Preparation | Natural Gas | Range | E8 | CCE | 0 | 0 | 0 | 0 | 0 | 0 | 0 | 0 | 0 | 0 | 0 | 0 | 0 | 0 | 0 | 0 | 0 | 0 | 0 | 0 | 0 | 0 | 0 | 0 | 0 | 0 | 0 | 0 | 0 | 0 | 0 | 0 | 0
F1_Commercial_Miscellaneous_Existing_Food Preparation_Natural Gas_Range_E9 | F1 | Commercial | Miscellaneous | Existing | Food Preparation | Natural Gas | Range | E9 | CCE | 0 | 0 | 0 | 0 | 0 | 0 | 0 | 0 | 0 | 0 | 0 | 0 | 0 | 0 | 0 | 0 | 0 | 0 | 0 | 0 | 0 | 0 | 0 | 0 | 0 | 0 | 0 | 0 | 0 | 0 | 0 | 0 | 0
F1_Commercial_Miscellaneous_Existing_Food Preparation_Natural Gas_Range_E10 | F1 | Commercial | Miscellaneous | Existing | Food Preparation | Natural Gas | Range | E10 | CCE | 0 | 0 | 0 | 0 | 0 | 0 | 0 | 0 | 0 | 0 | 0 | 0 | 0 | 0 | 0 | 0 | 0 | 0 | 0 | 0 | 0 | 0 | 0 | 0 | 0 | 0 | 0 | 0 | 0 | 0 | 0 | 0 | 0
F2_Commercial_Miscellaneous_Existing_Food Preparation_Natural Gas_Range_E1 | F2 | Commercial | Miscellaneous | Existing | Food Preparation | Natural Gas | Range | E1 | TRC BC Ratio | bar: 2019 to 2051
F2_Commercial_Miscellaneous_Existing_Food Preparation_Natural Gas_Range_E2 | F2 | Commercial | Miscellaneous | Existing | Food Preparation | Natural Gas | Range | E2 | TRC BC Ratio | 2647.7231 | 2666.33 | 2688.4832 | 2714.1962 | 2744.4245 | 2779.83 | 2808.1783 | 2835.1894 | 2861.7342 | 2888.6003 | 2913.2148 | 2934.7489 | 2956.3968 | 2979.3351 | 3005.7993 | 3032.2609 | 3061.4725 | 3093.4023 | 3127.3907 | 3162.4699 | 3198.1505 | 3231.6304 | 3262.246 | 3290.1881 | 3314.7734 | 3335.911 | 3350.568 | 3361.4829 | 3370.9376 | 3379.0123 | 3387.0032 | 3390.5371 | 3390.5371
F2_Commercial_Miscellaneous_Existing_Food Preparation_Natural Gas_Range_E3 | F2 | Commercial | Miscellaneous | Existing | Food Preparation | Natural Gas | Range | E3 | TRC BC Ratio | 0 | 0 | 0 | 0 | 0 | 0 | 0 | 0 | 0 | 0 | 0 | 0 | 0 | 0 | 0 | 0 | 0 | 0 | 0 | 0 | 0 | 0 | 0 | 0 | 0 | 0 | 0 | 0 | 0 | 0 | 0 | 0 | 0
F2_Commercial_Miscellaneous_Existing_Food Preparation_Natural Gas_Range_E4 | F2 | Commercial | Miscellaneous | Existing | Food Preparation | Natural Gas | Range | E4 | TRC BC Ratio | 0 | 0 | 0 | 0 | 0 | 0 | 0 | 0 | 0 | 0 | 0 | 0 | 0 | 0 | 0 | 0 | 0 | 0 | 0 | 0 | 0 | 0 | 0 | 0 | 0 | 0 | 0 | 0 | 0 | 0 | 0 | 0 | 0
F2_Commercial_Miscellaneous_Existing_Food Preparation_Natural Gas_Range_E5 | F2 | Commercial | Miscellaneous | Existing | Food Preparation | Natural Gas | Range | E5 | TRC BC Ratio | 0 | 0 | 0 | 0 | 0 | 0 | 0 | 0 | 0 | 0 | 0 | 0 | 0 | 0 | 0 | 0 | 0 | 0 | 0 | 0 | 0 | 0 | 0 | 0 | 0 | 0 | 0 | 0 | 0 | 0 | 0 | 0 | 0
F2_Commercial_Miscellaneous_Existing_Food Preparation_Natural Gas_Range_E6 | F2 | Commercial | Miscellaneous | Existing | Food Preparation | Natural Gas | Range | E6 | TRC BC Ratio | 0 | 0 | 0 | 0 | 0 | 0 | 0 | 0 | 0 | 0 | 0 | 0 | 0 | 0 | 0 | 0 | 0 | 0 | 0 | 0 | 0 | 0 | 0 | 0 | 0 | 0 | 0 | 0 | 0 | 0 | 0 | 0 | 0
F2_Commercial_Miscellaneous_Existing_Food Preparation_Natural Gas_Range_E7 | F2 | Commercial | Miscellaneous | Existing | Food Preparation | Natural Gas | Range | E7 | TRC BC Ratio | 0 | 0 | 0 | 0 | 0 | 0 | 0 | 0 | 0 | 0 | 0 | 0 | 0 | 0 | 0 | 0 | 0 | 0 | 0 | 0 | 0 | 0 | 0 | 0 | 0 | 0 | 0 | 0 | 0 | 0 | 0 | 0 | 0
F2_Commercial_Miscellaneous_Existing_Food Preparation_Natural Gas_Range_E8 | F2 | Commercial | Miscellaneous | Existing | Food Preparation | Natural Gas | Range | E8 | TRC BC Ratio | 0 | 0 | 0 | 0 | 0 | 0 | 0 | 0 | 0 | 0 | 0 | 0 | 0 | 0 | 0 | 0 | 0 | 0 | 0 | 0 | 0 | 0 | 0 | 0 | 0 | 0 | 0 | 0 | 0 | 0 | 0 | 0 | 0
F2_Commercial_Miscellaneous_Existing_Food Preparation_Natural Gas_Range_E9 | F2 | Commercial | Miscellaneous | Existing | Food Preparation | Natural Gas | Range | E9 | TRC BC Ratio | 0 | 0 | 0 | 0 | 0 | 0 | 0 | 0 | 0 | 0 | 0 | 0 | 0 | 0 | 0 | 0 | 0 | 0 | 0 | 0 | 0 | 0 | 0 | 0 | 0 | 0 | 0 | 0 | 0 | 0 | 0 | 0 | 0
F2_Commercial_Miscellaneous_Existing_Food Preparation_Natural Gas_Range_E10 | F2 | Commercial | Miscellaneous | Existing | Food Preparation | Natural Gas | Range | E10 | TRC BC Ratio | 0 | 0 | 0 | 0 | 0 | 0 | 0 | 0 | 0 | 0 | 0 | 0 | 0 | 0 | 0 | 0 | 0 | 0 | 0 | 0 | 0 | 0 | 0 | 0 | 0 | 0 | 0 | 0 | 0 | 0 | 0 | 0 | 0
F3_Commercial_Miscellaneous_Existing_Food Preparation_Natural Gas_Range_E1 | F3 | Commercial | Miscellaneous | Existing | Food Preparation | Natural Gas | Range | E1 | PACT BC Ratio | bar: 2019 to 2051
F3_Commercial_Miscellaneous_Existing_Food Preparation_Natural Gas_Range_E2 | F3 | Commercial | Miscellaneous | Existing | Food Preparation | Natural Gas | Range | E2 | PACT BC Ratio | 3530.2974 | 3555.1067 | 3584.6443 | 3618.9282 | 3659.2327 | 3706.44 | 3744.2377 | 3780.2525 | 3815.6456 | 3851.4671 | 3884.2865 | 3912.9985 | 3941.8625 | 3972.4468 | 4007.7324 | 4043.0145 | 4081.9633 | 4124.5364 | 4169.8543 | 4216.6265 | 4264.2006 | 4308.8405 | 4349.6613 | 4386.9175 | 4419.6979 | 4447.8813 | 4467.424 | 4481.9772 | 4494.5834 | 4505.3498 | 4516.0042 | 4520.7161 | 4520.7161
F3_Commercial_Miscellaneous_Existing_Food Preparation_Natural Gas_Range_E3 | F3 | Commercial | Miscellaneous | Existing | Food Preparation | Natural Gas | Range | E3 | PACT BC Ratio | 0 | 0 | 0 | 0 | 0 | 0 | 0 | 0 | 0 | 0 | 0 | 0 | 0 | 0 | 0 | 0 | 0 | 0 | 0 | 0 | 0 | 0 | 0 | 0 | 0 | 0 | 0 | 0 | 0 | 0 | 0 | 0 | 0
F3_Commercial_Miscellaneous_Existing_Food Preparation_Natural Gas_Range_E4 | F3 | Commercial | Miscellaneous | Existing | Food Preparation | Natural Gas | Range | E4 | PACT BC Ratio | 0 | 0 | 0 | 0 | 0 | 0 | 0 | 0 | 0 | 0 | 0 | 0 | 0 | 0 | 0 | 0 | 0 | 0 | 0 | 0 | 0 | 0 | 0 | 0 | 0 | 0 | 0 | 0 | 0 | 0 | 0 | 0 | 0
F3_Commercial_Miscellaneous_Existing_Food Preparation_Natural Gas_Range_E5 | F3 | Commercial | Miscellaneous | Existing | Food Preparation | Natural Gas | Range | E5 | PACT BC Ratio | 0 | 0 | 0 | 0 | 0 | 0 | 0 | 0 | 0 | 0 | 0 | 0 | 0 | 0 | 0 | 0 | 0 | 0 | 0 | 0 | 0 | 0 | 0 | 0 | 0 | 0 | 0 | 0 | 0 | 0 | 0 | 0 | 0
F3_Commercial_Miscellaneous_Existing_Food Preparation_Natural Gas_Range_E6 | F3 | Commercial | Miscellaneous | Existing | Food Preparation | Natural Gas | Range | E6 | PACT BC Ratio | 0 | 0 | 0 | 0 | 0 | 0 | 0 | 0 | 0 | 0 | 0 | 0 | 0 | 0 | 0 | 0 | 0 | 0 | 0 | 0 | 0 | 0 | 0 | 0 | 0 | 0 | 0 | 0 | 0 | 0 | 0 | 0 | 0
F3_Commercial_Miscellaneous_Existing_Food Preparation_Natural Gas_Range_E7 | F3 | Commercial | Miscellaneous | Existing | Food Preparation | Natural Gas | Range | E7 | PACT BC Ratio | 0 | 0 | 0 | 0 | 0 | 0 | 0 | 0 | 0 | 0 | 0 | 0 | 0 | 0 | 0 | 0 | 0 | 0 | 0 | 0 | 0 | 0 | 0 | 0 | 0 | 0 | 0 | 0 | 0 | 0 | 0 | 0 | 0
F3_Commercial_Miscellaneous_Existing_Food Preparation_Natural Gas_Range_E8 | F3 | Commercial | Miscellaneous | Existing | Food Preparation | Natural Gas | Range | E8 | PACT BC Ratio | 0 | 0 | 0 | 0 | 0 | 0 | 0 | 0 | 0 | 0 | 0 | 0 | 0 | 0 | 0 | 0 | 0 | 0 | 0 | 0 | 0 | 0 | 0 | 0 | 0 | 0 | 0 | 0 | 0 | 0 | 0 | 0 | 0
F3_Commercial_Miscellaneous_Existing_Food Preparation_Natural Gas_Range_E9 | F3 | Commercial | Miscellaneous | Existing | Food Preparation | Natural Gas | Range | E9 | PACT BC Ratio | 0 | 0 | 0 | 0 | 0 | 0 | 0 | 0 | 0 | 0 | 0 | 0 | 0 | 0 | 0 | 0 | 0 | 0 | 0 | 0 | 0 | 0 | 0 | 0 | 0 | 0 | 0 | 0 | 0 | 0 | 0 | 0 | 0
F3_Commercial_Miscellaneous_Existing_Food Preparation_Natural Gas_Range_E10 | F3 | Commercial | Miscellaneous | Existing | Food Preparation | Natural Gas | Range | E10 | PACT BC Ratio | 0 | 0 | 0 | 0 | 0 | 0 | 0 | 0 | 0 | 0 | 0 | 0 | 0 | 0 | 0 | 0 | 0 | 0 | 0 | 0 | 0 | 0 | 0 | 0 | 0 | 0 | 0 | 0 | 0 | 0 | 0 | 0 | 0
F4_Commercial_Miscellaneous_Existing_Food Preparation_Natural Gas_Range_E1 | F4 | Commercial | Miscellaneous | Existing | Food Preparation | Natural Gas | Range | E1 | RVT BC Ratio | bar: 2019 to 2051
F4_Commercial_Miscellaneous_Existing_Food Preparation_Natural Gas_Range_E2 | F4 | Commercial | Miscellaneous | Existing | Food Preparation | Natural Gas | Range | E2 | RVT BC Ratio | 3807.2736 | 3834.0244 | 3865.8736 | 3902.8406 | 3946.2991 | 3997.2009 | 4037.9565 | 4076.7898 | 4114.9527 | 4153.5775 | 4188.9653 | 4219.9244 | 4251.0471 | 4284.025 | 4322.072 | 4360.1152 | 4402.1121 | 4448.0169 | 4496.8813 | 4547.3138 | 4598.611 | 4646.7444 | 4690.7598 | 4730.9316 | 4766.2773 | 4796.6664 | 4817.7384 | 4833.4305 | 4847.0233 | 4858.6322 | 4870.1205 | 4875.2011 | 4875.2011
F4_Commercial_Miscellaneous_Existing_Food Preparation_Natural Gas_Range_E3 | F4 | Commercial | Miscellaneous | Existing | Food Preparation | Natural Gas | Range | E3 | RVT BC Ratio | 0 | 0 | 0 | 0 | 0 | 0 | 0 | 0 | 0 | 0 | 0 | 0 | 0 | 0 | 0 | 0 | 0 | 0 | 0 | 0 | 0 | 0 | 0 | 0 | 0 | 0 | 0 | 0 | 0 | 0 | 0 | 0 | 0
F4_Commercial_Miscellaneous_Existing_Food Preparation_Natural Gas_Range_E4 | F4 | Commercial | Miscellaneous | Existing | Food Preparation | Natural Gas | Range | E4 | RVT BC Ratio | 0 | 0 | 0 | 0 | 0 | 0 | 0 | 0 | 0 | 0 | 0 | 0 | 0 | 0 | 0 | 0 | 0 | 0 | 0 | 0 | 0 | 0 | 0 | 0 | 0 | 0 | 0 | 0 | 0 | 0 | 0 | 0 | 0
F4_Commercial_Miscellaneous_Existing_Food Preparation_Natural Gas_Range_E5 | F4 | Commercial | Miscellaneous | Existing | Food Preparation | Natural Gas | Range | E5 | RVT BC Ratio | 0 | 0 | 0 | 0 | 0 | 0 | 0 | 0 | 0 | 0 | 0 | 0 | 0 | 0 | 0 | 0 | 0 | 0 | 0 | 0 | 0 | 0 | 0 | 0 | 0 | 0 | 0 | 0 | 0 | 0 | 0 | 0 | 0
F4_Commercial_Miscellaneous_Existing_Food Preparation_Natural Gas_Range_E6 | F4 | Commercial | Miscellaneous | Existing | Food Preparation | Natural Gas | Range | E6 | RVT BC Ratio | 0 | 0 | 0 | 0 | 0 | 0 | 0 | 0 | 0 | 0 | 0 | 0 | 0 | 0 | 0 | 0 | 0 | 0 | 0 | 0 | 0 | 0 | 0 | 0 | 0 | 0 | 0 | 0 | 0 | 0 | 0 | 0 | 0
F4_Commercial_Miscellaneous_Existing_Food Preparation_Natural Gas_Range_E7 | F4 | Commercial | Miscellaneous | Existing | Food Preparation | Natural Gas | Range | E7 | RVT BC Ratio | 0 | 0 | 0 | 0 | 0 | 0 | 0 | 0 | 0 | 0 | 0 | 0 | 0 | 0 | 0 | 0 | 0 | 0 | 0 | 0 | 0 | 0 | 0 | 0 | 0 | 0 | 0 | 0 | 0 | 0 | 0 | 0 | 0
F4_Commercial_Miscellaneous_Existing_Food Preparation_Natural Gas_Range_E8 | F4 | Commercial | Miscellaneous | Existing | Food Preparation | Natural Gas | Range | E8 | RVT BC Ratio | 0 | 0 | 0 | 0 | 0 | 0 | 0 | 0 | 0 | 0 | 0 | 0 | 0 | 0 | 0 | 0 | 0 | 0 | 0 | 0 | 0 | 0 | 0 | 0 | 0 | 0 | 0 | 0 | 0 | 0 | 0 | 0 | 0
F4_Commercial_Miscellaneous_Existing_Food Preparation_Natural Gas_Range_E9 | F4 | Commercial | Miscellaneous | Existing | Food Preparation | Natural Gas | Range | E9 | RVT BC Ratio | 0 | 0 | 0 | 0 | 0 | 0 | 0 | 0 | 0 | 0 | 0 | 0 | 0 | 0 | 0 | 0 | 0 | 0 | 0 | 0 | 0 | 0 | 0 | 0 | 0 | 0 | 0 | 0 | 0 | 0 | 0 | 0 | 0
F4_Commercial_Miscellaneous_Existing_Food Preparation_Natural Gas_Range_E10 | F4 | Commercial | Miscellaneous | Existing | Food Preparation | Natural Gas | Range | E10 | RVT BC Ratio | 0 | 0 | 0 | 0 | 0 | 0 | 0 | 0 | 0 | 0 | 0 | 0 | 0 | 0 | 0 | 0 | 0 | 0 | 0 | 0 | 0 | 0 | 0 | 0 | 0 | 0 | 0 | 0 | 0 | 0 | 0 | 0 | 0
F5_Commercial_Miscellaneous_Existing_Food Preparation_Natural Gas_Range_E1 | F5 | Commercial | Miscellaneous | Existing | Food Preparation | Natural Gas | Range | E1 | RIM BC Ratio | bar: 2019 to 2051
F5_Commercial_Miscellaneous_Existing_Food Preparation_Natural Gas_Range_E2 | F5 | Commercial | Miscellaneous | Existing | Food Preparation | Natural Gas | Range | E2 | RIM BC Ratio | 0.83448 | 0.83448 | 0.83448 | 0.83449 | 0.83449 | 0.83449 | 0.83449 | 0.83449 | 0.8345 | 0.8345 | 0.8345 | 0.8345 | 0.8345 | 0.8345 | 0.83451 | 0.83451 | 0.83451 | 0.83451 | 0.83451 | 0.83451 | 0.83452 | 0.83452 | 0.83452 | 0.83452 | 0.83452 | 0.83452 | 0.83452 | 0.83452 | 0.83452 | 0.83452 | 0.83452 | 0.83453 | 0.83453
F5_Commercial_Miscellaneous_Existing_Food Preparation_Natural Gas_Range_E3 | F5 | Commercial | Miscellaneous | Existing | Food Preparation | Natural Gas | Range | E3 | RIM BC Ratio | 0 | 0 | 0 | 0 | 0 | 0 | 0 | 0 | 0 | 0 | 0 | 0 | 0 | 0 | 0 | 0 | 0 | 0 | 0 | 0 | 0 | 0 | 0 | 0 | 0 | 0 | 0 | 0 | 0 | 0 | 0 | 0 | 0
F5_Commercial_Miscellaneous_Existing_Food Preparation_Natural Gas_Range_E4 | F5 | Commercial | Miscellaneous | Existing | Food Preparation | Natural Gas | Range | E4 | RIM BC Ratio | 0 | 0 | 0 | 0 | 0 | 0 | 0 | 0 | 0 | 0 | 0 | 0 | 0 | 0 | 0 | 0 | 0 | 0 | 0 | 0 | 0 | 0 | 0 | 0 | 0 | 0 | 0 | 0 | 0 | 0 | 0 | 0 | 0
F5_Commercial_Miscellaneous_Existing_Food Preparation_Natural Gas_Range_E5 | F5 | Commercial | Miscellaneous | Existing | Food Preparation | Natural Gas | Range | E5 | RIM BC Ratio | 0 | 0 | 0 | 0 | 0 | 0 | 0 | 0 | 0 | 0 | 0 | 0 | 0 | 0 | 0 | 0 | 0 | 0 | 0 | 0 | 0 | 0 | 0 | 0 | 0 | 0 | 0 | 0 | 0 | 0 | 0 | 0 | 0
F5_Commercial_Miscellaneous_Existing_Food Preparation_Natural Gas_Range_E6 | F5 | Commercial | Miscellaneous | Existing | Food Preparation | Natural Gas | Range | E6 | RIM BC Ratio | 0 | 0 | 0 | 0 | 0 | 0 | 0 | 0 | 0 | 0 | 0 | 0 | 0 | 0 | 0 | 0 | 0 | 0 | 0 | 0 | 0 | 0 | 0 | 0 | 0 | 0 | 0 | 0 | 0 | 0 | 0 | 0 | 0
F5_Commercial_Miscellaneous_Existing_Food Preparation_Natural Gas_Range_E7 | F5 | Commercial | Miscellaneous | Existing | Food Preparation | Natural Gas | Range | E7 | RIM BC Ratio | 0 | 0 | 0 | 0 | 0 | 0 | 0 | 0 | 0 | 0 | 0 | 0 | 0 | 0 | 0 | 0 | 0 | 0 | 0 | 0 | 0 | 0 | 0 | 0 | 0 | 0 | 0 | 0 | 0 | 0 | 0 | 0 | 0
F5_Commercial_Miscellaneous_Existing_Food Preparation_Natural Gas_Range_E8 | F5 | Commercial | Miscellaneous | Existing | Food Preparation | Natural Gas | Range | E8 | RIM BC Ratio | 0 | 0 | 0 | 0 | 0 | 0 | 0 | 0 | 0 | 0 | 0 | 0 | 0 | 0 | 0 | 0 | 0 | 0 | 0 | 0 | 0 | 0 | 0 | 0 | 0 | 0 | 0 | 0 | 0 | 0 | 0 | 0 | 0
F5_Commercial_Miscellaneous_Existing_Food Preparation_Natural Gas_Range_E9 | F5 | Commercial | Miscellaneous | Existing | Food Preparation | Natural Gas | Range | E9 | RIM BC Ratio | 0 | 0 | 0 | 0 | 0 | 0 | 0 | 0 | 0 | 0 | 0 | 0 | 0 | 0 | 0 | 0 | 0 | 0 | 0 | 0 | 0 | 0 | 0 | 0 | 0 | 0 | 0 | 0 | 0 | 0 | 0 | 0 | 0
F5_Commercial_Miscellaneous_Existing_Food Preparation_Natural Gas_Range_E10 | F5 | Commercial | Miscellaneous | Existing | Food Preparation | Natural Gas | Range | E10 | RIM BC Ratio | 0 | 0 | 0 | 0 | 0 | 0 | 0 | 0 | 0 | 0 | 0 | 0 | 0 | 0 | 0 | 0 | 0 | 0 | 0 | 0 | 0 | 0 | 0 | 0 | 0 | 0 | 0 | 0 | 0 | 0 | 0 | 0 | 0
F0_Commercial_Miscellaneous_Existing_Food Preparation_Natural Gas_Steamer_E0 | F0 | Commercial | Miscellaneous | Existing | Food Preparation | Natural Gas | Steamer | E0 | Economic Unit | ENERGY STAR | ENERGY STAR | ENERGY STAR | ENERGY STAR | ENERGY STAR | ENERGY STAR | ENERGY STAR | ENERGY STAR | ENERGY STAR | ENERGY STAR | ENERGY STAR | ENERGY STAR | ENERGY STAR | ENERGY STAR | ENERGY STAR | ENERGY STAR | ENERGY STAR | ENERGY STAR | ENERGY STAR | ENERGY STAR | ENERGY STAR | ENERGY STAR | ENERGY STAR | ENERGY STAR | ENERGY STAR | ENERGY STAR | ENERGY STAR | ENERGY STAR | ENERGY STAR | ENERGY STAR | ENERGY STAR | ENERGY STAR | ENERGY STAR
F1_Commercial_Miscellaneous_Existing_Food Preparation_Natural Gas_Steamer_E1 | F1 | Commercial | Miscellaneous | Existing | Food Preparation | Natural Gas | Steamer | E1 | CCE | 0 | 0 | 0 | 0 | 0 | 0 | 0 | 0 | 0 | 0 | 0 | 0 | 0 | 0 | 0 | 0 | 0 | 0 | 0 | 0 | 0 | 0 | 0 | 0 | 0 | 0 | 0 | 0 | 0 | 0 | 0 | 0 | 0
F1_Commercial_Miscellaneous_Existing_Food Preparation_Natural Gas_Steamer_E2 | F1 | Commercial | Miscellaneous | Existing | Food Preparation | Natural Gas | Steamer | E2 | CCE | 0.38542 | 0.38542 | 0.38542 | 0 | 0 | 0 | 0 | 0 | 0 | 0 | 0 | 0 | 0 | 0 | 0 | 0 | 0 | 0 | 0 | 0 | 0 | 0 | 0 | 0 | 0 | 0 | 0 | 0 | 0 | 0 | 0 | 0 | 0
F1_Commercial_Miscellaneous_Existing_Food Preparation_Natural Gas_Steamer_E3 | F1 | Commercial | Miscellaneous | Existing | Food Preparation | Natural Gas | Steamer | E3 | CCE | 0 | 0 | 0 | 0 | 0 | 0 | 0 | 0 | 0 | 0 | 0 | 0 | 0 | 0 | 0 | 0 | 0 | 0 | 0 | 0 | 0 | 0 | 0 | 0 | 0 | 0 | 0 | 0 | 0 | 0 | 0 | 0 | 0
F1_Commercial_Miscellaneous_Existing_Food Preparation_Natural Gas_Steamer_E4 | F1 | Commercial | Miscellaneous | Existing | Food Preparation | Natural Gas | Steamer | E4 | CCE | 0 | 0 | 0 | 0 | 0 | 0 | 0 | 0 | 0 | 0 | 0 | 0 | 0 | 0 | 0 | 0 | 0 | 0 | 0 | 0 | 0 | 0 | 0 | 0 | 0 | 0 | 0 | 0 | 0 | 0 | 0 | 0 | 0
F1_Commercial_Miscellaneous_Existing_Food Preparation_Natural Gas_Steamer_E5 | F1 | Commercial | Miscellaneous | Existing | Food Preparation | Natural Gas | Steamer | E5 | CCE | 0 | 0 | 0 | 0 | 0 | 0 | 0 | 0 | 0 | 0 | 0 | 0 | 0 | 0 | 0 | 0 | 0 | 0 | 0 | 0 | 0 | 0 | 0 | 0 | 0 | 0 | 0 | 0 | 0 | 0 | 0 | 0 | 0
F1_Commercial_Miscellaneous_Existing_Food Preparation_Natural Gas_Steamer_E6 | F1 | Commercial | Miscellaneous | Existing | Food Preparation | Natural Gas | Steamer | E6 | CCE | 0 | 0 | 0 | 0 | 0 | 0 | 0 | 0 | 0 | 0 | 0 | 0 | 0 | 0 | 0 | 0 | 0 | 0 | 0 | 0 | 0 | 0 | 0 | 0 | 0 | 0 | 0 | 0 | 0 | 0 | 0 | 0 | 0
F1_Commercial_Miscellaneous_Existing_Food Preparation_Natural Gas_Steamer_E7 | F1 | Commercial | Miscellaneous | Existing | Food Preparation | Natural Gas | Steamer | E7 | CCE | 0 | 0 | 0 | 0 | 0 | 0 | 0 | 0 | 0 | 0 | 0 | 0 | 0 | 0 | 0 | 0 | 0 | 0 | 0 | 0 | 0 | 0 | 0 | 0 | 0 | 0 | 0 | 0 | 0 | 0 | 0 | 0 | 0
F1_Commercial_Miscellaneous_Existing_Food Preparation_Natural Gas_Steamer_E8 | F1 | Commercial | Miscellaneous | Existing | Food Preparation | Natural Gas | Steamer | E8 | CCE | 0 | 0 | 0 | 0 | 0 | 0 | 0 | 0 | 0 | 0 | 0 | 0 | 0 | 0 | 0 | 0 | 0 | 0 | 0 | 0 | 0 | 0 | 0 | 0 | 0 | 0 | 0 | 0 | 0 | 0 | 0 | 0 | 0
F1_Commercial_Miscellaneous_Existing_Food Preparation_Natural Gas_Steamer_E9 | F1 | Commercial | Miscellaneous | Existing | Food Preparation | Natural Gas | Steamer | E9 | CCE | 0 | 0 | 0 | 0 | 0 | 0 | 0 | 0 | 0 | 0 | 0 | 0 | 0 | 0 | 0 | 0 | 0 | 0 | 0 | 0 | 0 | 0 | 0 | 0 | 0 | 0 | 0 | 0 | 0 | 0 | 0 | 0 | 0
F1_Commercial_Miscellaneous_Existing_Food Preparation_Natural Gas_Steamer_E10 | F1 | Commercial | Miscellaneous | Existing | Food Preparation | Natural Gas | Steamer | E10 | CCE | 0 | 0 | 0 | 0 | 0 | 0 | 0 | 0 | 0 | 0 | 0 | 0 | 0 | 0 | 0 | 0 | 0 | 0 | 0 | 0 | 0 | 0 | 0 | 0 | 0 | 0 | 0 | 0 | 0 | 0 | 0 | 0 | 0
F2_Commercial_Miscellaneous_Existing_Food Preparation_Natural Gas_Steamer_E1 | F2 | Commercial | Miscellaneous | Existing | Food Preparation | Natural Gas | Steamer | E1 | TRC BC Ratio | 1 | 1 | 1 | 0 | 0 | 0 | 0 | 0 | 0 | 0 | 0 | 0 | 0 | 0 | 0 | 0 | 0 | 0 | 0 | 0 | 0 | 0 | 0 | 0 | 0 | 0 | 0 | 0 | 0 | 0 | 0 | 0 | 0
F2_Commercial_Miscellaneous_Existing_Food Preparation_Natural Gas_Steamer_E2 | F2 | Commercial | Miscellaneous | Existing | Food Preparation | Natural Gas | Steamer | E2 | TRC BC Ratio | 3.6298 | 3.6563 | 3.6864 | 1 | 1 | 1 | 1 | 1 | 1 | 1 | 1 | 1 | 1 | 1 | 1 | 1 | 1 | 1 | 1 | 1 | 1 | 1 | 1 | 1 | 1 | 1 | 1 | 1 | 1 | 1 | 1 | 1 | 1
F2_Commercial_Miscellaneous_Existing_Food Preparation_Natural Gas_Steamer_E3 | F2 | Commercial | Miscellaneous | Existing | Food Preparation | Natural Gas | Steamer | E3 | TRC BC Ratio | 0 | 0 | 0 | 0 | 0 | 0 | 0 | 0 | 0 | 0 | 0 | 0 | 0 | 0 | 0 | 0 | 0 | 0 | 0 | 0 | 0 | 0 | 0 | 0 | 0 | 0 | 0 | 0 | 0 | 0 | 0 | 0 | 0
F2_Commercial_Miscellaneous_Existing_Food Preparation_Natural Gas_Steamer_E4 | F2 | Commercial | Miscellaneous | Existing | Food Preparation | Natural Gas | Steamer | E4 | TRC BC Ratio | 0 | 0 | 0 | 0 | 0 | 0 | 0 | 0 | 0 | 0 | 0 | 0 | 0 | 0 | 0 | 0 | 0 | 0 | 0 | 0 | 0 | 0 | 0 | 0 | 0 | 0 | 0 | 0 | 0 | 0 | 0 | 0 | 0
F2_Commercial_Miscellaneous_Existing_Food Preparation_Natural Gas_Steamer_E5 | F2 | Commercial | Miscellaneous | Existing | Food Preparation | Natural Gas | Steamer | E5 | TRC BC Ratio | 0 | 0 | 0 | 0 | 0 | 0 | 0 | 0 | 0 | 0 | 0 | 0 | 0 | 0 | 0 | 0 | 0 | 0 | 0 | 0 | 0 | 0 | 0 | 0 | 0 | 0 | 0 | 0 | 0 | 0 | 0 | 0 | 0
F2_Commercial_Miscellaneous_Existing_Food Preparation_Natural Gas_Steamer_E6 | F2 | Commercial | Miscellaneous | Existing | Food Preparation | Natural Gas | Steamer | E6 | TRC BC Ratio | 0 | 0 | 0 | 0 | 0 | 0 | 0 | 0 | 0 | 0 | 0 | 0 | 0 | 0 | 0 | 0 | 0 | 0 | 0 | 0 | 0 | 0 | 0 | 0 | 0 | 0 | 0 | 0 | 0 | 0 | 0 | 0 | 0
F2_Commercial_Miscellaneous_Existing_Food Preparation_Natural Gas_Steamer_E7 | F2 | Commercial | Miscellaneous | Existing | Food Preparation | Natural Gas | Steamer | E7 | TRC BC Ratio | 0 | 0 | 0 | 0 | 0 | 0 | 0 | 0 | 0 | 0 | 0 | 0 | 0 | 0 | 0 | 0 | 0 | 0 | 0 | 0 | 0 | 0 | 0 | 0 | 0 | 0 | 0 | 0 | 0 | 0 | 0 | 0 | 0
F2_Commercial_Miscellaneous_Existing_Food Preparation_Natural Gas_Steamer_E8 | F2 | Commercial | Miscellaneous | Existing | Food Preparation | Natural Gas | Steamer | E8 | TRC BC Ratio | 0 | 0 | 0 | 0 | 0 | 0 | 0 | 0 | 0 | 0 | 0 | 0 | 0 | 0 | 0 | 0 | 0 | 0 | 0 | 0 | 0 | 0 | 0 | 0 | 0 | 0 | 0 | 0 | 0 | 0 | 0 | 0 | 0
F2_Commercial_Miscellaneous_Existing_Food Preparation_Natural Gas_Steamer_E9 | F2 | Commercial | Miscellaneous | Existing | Food Preparation | Natural Gas | Steamer | E9 | TRC BC Ratio | 0 | 0 | 0 | 0 | 0 | 0 | 0 | 0 | 0 | 0 | 0 | 0 | 0 | 0 | 0 | 0 | 0 | 0 | 0 | 0 | 0 | 0 | 0 | 0 | 0 | 0 | 0 | 0 | 0 | 0 | 0 | 0 | 0
F2_Commercial_Miscellaneous_Existing_Food Preparation_Natural Gas_Steamer_E10 | F2 | Commercial | Miscellaneous | Existing | Food Preparation | Natural Gas | Steamer | E10 | TRC BC Ratio | 0 | 0 | 0 | 0 | 0 | 0 | 0 | 0 | 0 | 0 | 0 | 0 | 0 | 0 | 0 | 0 | 0 | 0 | 0 | 0 | 0 | 0 | 0 | 0 | 0 | 0 | 0 | 0 | 0 | 0 | 0 | 0 | 0
F3_Commercial_Miscellaneous_Existing_Food Preparation_Natural Gas_Steamer_E1 | F3 | Commercial | Miscellaneous | Existing | Food Preparation | Natural Gas | Steamer | E1 | PACT BC Ratio | 1 | 1 | 1 | 0 | 0 | 0 | 0 | 0 | 0 | 0 | 0 | 0 | 0 | 0 | 0 | 0 | 0 | 0 | 0 | 0 | 0 | 0 | 0 | 0 | 0 | 0 | 0 | 0 | 0 | 0 | 0 | 0 | 0
F3_Commercial_Miscellaneous_Existing_Food Preparation_Natural Gas_Steamer_E2 | F3 | Commercial | Miscellaneous | Existing | Food Preparation | Natural Gas | Steamer | E2 | PACT BC Ratio | 4.8398 | 4.875 | 4.9151 | 1 | 1 | 1 | 1 | 1 | 1 | 1 | 1 | 1 | 1 | 1 | 1 | 1 | 1 | 1 | 1 | 1 | 1 | 1 | 1 | 1 | 1 | 1 | 1 | 1 | 1 | 1 | 1 | 1 | 1
F3_Commercial_Miscellaneous_Existing_Food Preparation_Natural Gas_Steamer_E3 | F3 | Commercial | Miscellaneous | Existing | Food Preparation | Natural Gas | Steamer | E3 | PACT BC Ratio | 0 | 0 | 0 | 0 | 0 | 0 | 0 | 0 | 0 | 0 | 0 | 0 | 0 | 0 | 0 | 0 | 0 | 0 | 0 | 0 | 0 | 0 | 0 | 0 | 0 | 0 | 0 | 0 | 0 | 0 | 0 | 0 | 0
F3_Commercial_Miscellaneous_Existing_Food Preparation_Natural Gas_Steamer_E4 | F3 | Commercial | Miscellaneous | Existing | Food Preparation | Natural Gas | Steamer | E4 | PACT BC Ratio | 0 | 0 | 0 | 0 | 0 | 0 | 0 | 0 | 0 | 0 | 0 | 0 | 0 | 0 | 0 | 0 | 0 | 0 | 0 | 0 | 0 | 0 | 0 | 0 | 0 | 0 | 0 | 0 | 0 | 0 | 0 | 0 | 0
F3_Commercial_Miscellaneous_Existing_Food Preparation_Natural Gas_Steamer_E5 | F3 | Commercial | Miscellaneous | Existing | Food Preparation | Natural Gas | Steamer | E5 | PACT BC Ratio | 0 | 0 | 0 | 0 | 0 | 0 | 0 | 0 | 0 | 0 | 0 | 0 | 0 | 0 | 0 | 0 | 0 | 0 | 0 | 0 | 0 | 0 | 0 | 0 | 0 | 0 | 0 | 0 | 0 | 0 | 0 | 0 | 0
F3_Commercial_Miscellaneous_Existing_Food Preparation_Natural Gas_Steamer_E6 | F3 | Commercial | Miscellaneous | Existing | Food Preparation | Natural Gas | Steamer | E6 | PACT BC Ratio | 0 | 0 | 0 | 0 | 0 | 0 | 0 | 0 | 0 | 0 | 0 | 0 | 0 | 0 | 0 | 0 | 0 | 0 | 0 | 0 | 0 | 0 | 0 | 0 | 0 | 0 | 0 | 0 | 0 | 0 | 0 | 0 | 0
F3_Commercial_Miscellaneous_Existing_Food Preparation_Natural Gas_Steamer_E7 | F3 | Commercial | Miscellaneous | Existing | Food Preparation | Natural Gas | Steamer | E7 | PACT BC Ratio | 0 | 0 | 0 | 0 | 0 | 0 | 0 | 0 | 0 | 0 | 0 | 0 | 0 | 0 | 0 | 0 | 0 | 0 | 0 | 0 | 0 | 0 | 0 | 0 | 0 | 0 | 0 | 0 | 0 | 0 | 0 | 0 | 0
F3_Commercial_Miscellaneous_Existing_Food Preparation_Natural Gas_Steamer_E8 | F3 | Commercial | Miscellaneous | Existing | Food Preparation | Natural Gas | Steamer | E8 | PACT BC Ratio | 0 | 0 | 0 | 0 | 0 | 0 | 0 | 0 | 0 | 0 | 0 | 0 | 0 | 0 | 0 | 0 | 0 | 0 | 0 | 0 | 0 | 0 | 0 | 0 | 0 | 0 | 0 | 0 | 0 | 0 | 0 | 0 | 0
F3_Commercial_Miscellaneous_Existing_Food Preparation_Natural Gas_Steamer_E9 | F3 | Commercial | Miscellaneous | Existing | Food Preparation | Natural Gas | Steamer | E9 | PACT BC Ratio | 0 | 0 | 0 | 0 | 0 | 0 | 0 | 0 | 0 | 0 | 0 | 0 | 0 | 0 | 0 | 0 | 0 | 0 | 0 | 0 | 0 | 0 | 0 | 0 | 0 | 0 | 0 | 0 | 0 | 0 | 0 | 0 | 0
F3_Commercial_Miscellaneous_Existing_Food Preparation_Natural Gas_Steamer_E10 | F3 | Commercial | Miscellaneous | Existing | Food Preparation | Natural Gas | Steamer | E10 | PACT BC Ratio | 0 | 0 | 0 | 0 | 0 | 0 | 0 | 0 | 0 | 0 | 0 | 0 | 0 | 0 | 0 | 0 | 0 | 0 | 0 | 0 | 0 | 0 | 0 | 0 | 0 | 0 | 0 | 0 | 0 | 0 | 0 | 0 | 0
F4_Commercial_Miscellaneous_Existing_Food Preparation_Natural Gas_Steamer_E1 | F4 | Commercial | Miscellaneous | Existing | Food Preparation | Natural Gas | Steamer | E1 | RVT BC Ratio | 1 | 1 | 1 | 0 | 0 | 0 | 0 | 0 | 0 | 0 | 0 | 0 | 0 | 0 | 0 | 0 | 0 | 0 | 0 | 0 | 0 | 0 | 0 | 0 | 0 | 0 | 0 | 0 | 0 | 0 | 0 | 0 | 0
F4_Commercial_Miscellaneous_Existing_Food Preparation_Natural Gas_Steamer_E2 | F4 | Commercial | Miscellaneous | Existing | Food Preparation | Natural Gas | Steamer | E2 | RVT BC Ratio | 5.9186 | 5.9566 | 5.9998 | 1 | 1 | 1 | 1 | 1 | 1 | 1 | 1 | 1 | 1 | 1 | 1 | 1 | 1 | 1 | 1 | 1 | 1 | 1 | 1 | 1 | 1 | 1 | 1 | 1 | 1 | 1 | 1 | 1 | 1
F4_Commercial_Miscellaneous_Existing_Food Preparation_Natural Gas_Steamer_E3 | F4 | Commercial | Miscellaneous | Existing | Food Preparation | Natural Gas | Steamer | E3 | RVT BC Ratio | 0 | 0 | 0 | 0 | 0 | 0 | 0 | 0 | 0 | 0 | 0 | 0 | 0 | 0 | 0 | 0 | 0 | 0 | 0 | 0 | 0 | 0 | 0 | 0 | 0 | 0 | 0 | 0 | 0 | 0 | 0 | 0 | 0
F4_Commercial_Miscellaneous_Existing_Food Preparation_Natural Gas_Steamer_E4 | F4 | Commercial | Miscellaneous | Existing | Food Preparation | Natural Gas | Steamer | E4 | RVT BC Ratio | 0 | 0 | 0 | 0 | 0 | 0 | 0 | 0 | 0 | 0 | 0 | 0 | 0 | 0 | 0 | 0 | 0 | 0 | 0 | 0 | 0 | 0 | 0 | 0 | 0 | 0 | 0 | 0 | 0 | 0 | 0 | 0 | 0
F4_Commercial_Miscellaneous_Existing_Food Preparation_Natural Gas_Steamer_E5 | F4 | Commercial | Miscellaneous | Existing | Food Preparation | Natural Gas | Steamer | E5 | RVT BC Ratio | 0 | 0 | 0 | 0 | 0 | 0 | 0 | 0 | 0 | 0 | 0 | 0 | 0 | 0 | 0 | 0 | 0 | 0 | 0 | 0 | 0 | 0 | 0 | 0 | 0 | 0 | 0 | 0 | 0 | 0 | 0 | 0 | 0
F4_Commercial_Miscellaneous_Existing_Food Preparation_Natural Gas_Steamer_E6 | F4 | Commercial | Miscellaneous | Existing | Food Preparation | Natural Gas | Steamer | E6 | RVT BC Ratio | 0 | 0 | 0 | 0 | 0 | 0 | 0 | 0 | 0 | 0 | 0 | 0 | 0 | 0 | 0 | 0 | 0 | 0 | 0 | 0 | 0 | 0 | 0 | 0 | 0 | 0 | 0 | 0 | 0 | 0 | 0 | 0 | 0
F4_Commercial_Miscellaneous_Existing_Food Preparation_Natural Gas_Steamer_E7 | F4 | Commercial | Miscellaneous | Existing | Food Preparation | Natural Gas | Steamer | E7 | RVT BC Ratio | 0 | 0 | 0 | 0 | 0 | 0 | 0 | 0 | 0 | 0 | 0 | 0 | 0 | 0 | 0 | 0 | 0 | 0 | 0 | 0 | 0 | 0 | 0 | 0 | 0 | 0 | 0 | 0 | 0 | 0 | 0 | 0 | 0
F4_Commercial_Miscellaneous_Existing_Food Preparation_Natural Gas_Steamer_E8 | F4 | Commercial | Miscellaneous | Existing | Food Preparation | Natural Gas | Steamer | E8 | RVT BC Ratio | 0 | 0 | 0 | 0 | 0 | 0 | 0 | 0 | 0 | 0 | 0 | 0 | 0 | 0 | 0 | 0 | 0 | 0 | 0 | 0 | 0 | 0 | 0 | 0 | 0 | 0 | 0 | 0 | 0 | 0 | 0 | 0 | 0
F4_Commercial_Miscellaneous_Existing_Food Preparation_Natural Gas_Steamer_E9 | F4 | Commercial | Miscellaneous | Existing | Food Preparation | Natural Gas | Steamer | E9 | RVT BC Ratio | 0 | 0 | 0 | 0 | 0 | 0 | 0 | 0 | 0 | 0 | 0 | 0 | 0 | 0 | 0 | 0 | 0 | 0 | 0 | 0 | 0 | 0 | 0 | 0 | 0 | 0 | 0 | 0 | 0 | 0 | 0 | 0 | 0
F4_Commercial_Miscellaneous_Existing_Food Preparation_Natural Gas_Steamer_E10 | F4 | Commercial | Miscellaneous | Existing | Food Preparation | Natural Gas | Steamer | E10 | RVT BC Ratio | 0 | 0 | 0 | 0 | 0 | 0 | 0 | 0 | 0 | 0 | 0 | 0 | 0 | 0 | 0 | 0 | 0 | 0 | 0 | 0 | 0 | 0 | 0 | 0 | 0 | 0 | 0 | 0 | 0 | 0 | 0 | 0 | 0
F5_Commercial_Miscellaneous_Existing_Food Preparation_Natural Gas_Steamer_E1 | F5 | Commercial | Miscellaneous | Existing | Food Preparation | Natural Gas | Steamer | E1 | RIM BC Ratio | 1 | 1 | 1 | 0 | 0 | 0 | 0 | 0 | 0 | 0 | 0 | 0 | 0 | 0 | 0 | 0 | 0 | 0 | 0 | 0 | 0 | 0 | 0 | 0 | 0 | 0 | 0 | 0 | 0 | 0 | 0 | 0 | 0
F5_Commercial_Miscellaneous_Existing_Food Preparation_Natural Gas_Steamer_E2 | F5 | Commercial | Miscellaneous | Existing | Food Preparation | Natural Gas | Steamer | E2 | RIM BC Ratio | 0.7119 | 0.71266 | 0.71351 | 1 | 1 | 1 | 1 | 1 | 1 | 1 | 1 | 1 | 1 | 1 | 1 | 1 | 1 | 1 | 1 | 1 | 1 | 1 | 1 | 1 | 1 | 1 | 1 | 1 | 1 | 1 | 1 | 1 | 1
F5_Commercial_Miscellaneous_Existing_Food Preparation_Natural Gas_Steamer_E3 | F5 | Commercial | Miscellaneous | Existing | Food Preparation | Natural Gas | Steamer | E3 | RIM BC Ratio | 0 | 0 | 0 | 0 | 0 | 0 | 0 | 0 | 0 | 0 | 0 | 0 | 0 | 0 | 0 | 0 | 0 | 0 | 0 | 0 | 0 | 0 | 0 | 0 | 0 | 0 | 0 | 0 | 0 | 0 | 0 | 0 | 0
F5_Commercial_Miscellaneous_Existing_Food Preparation_Natural Gas_Steamer_E4 | F5 | Commercial | Miscellaneous | Existing | Food Preparation | Natural Gas | Steamer | E4 | RIM BC Ratio | 0 | 0 | 0 | 0 | 0 | 0 | 0 | 0 | 0 | 0 | 0 | 0 | 0 | 0 | 0 | 0 | 0 | 0 | 0 | 0 | 0 | 0 | 0 | 0 | 0 | 0 | 0 | 0 | 0 | 0 | 0 | 0 | 0
F5_Commercial_Miscellaneous_Existing_Food Preparation_Natural Gas_Steamer_E5 | F5 | Commercial | Miscellaneous | Existing | Food Preparation | Natural Gas | Steamer | E5 | RIM BC Ratio | 0 | 0 | 0 | 0 | 0 | 0 | 0 | 0 | 0 | 0 | 0 | 0 | 0 | 0 | 0 | 0 | 0 | 0 | 0 | 0 | 0 | 0 | 0 | 0 | 0 | 0 | 0 | 0 | 0 | 0 | 0 | 0 | 0
F5_Commercial_Miscellaneous_Existing_Food Preparation_Natural Gas_Steamer_E6 | F5 | Commercial | Miscellaneous | Existing | Food Preparation | Natural Gas | Steamer | E6 | RIM BC Ratio | 0 | 0 | 0 | 0 | 0 | 0 | 0 | 0 | 0 | 0 | 0 | 0 | 0 | 0 | 0 | 0 | 0 | 0 | 0 | 0 | 0 | 0 | 0 | 0 | 0 | 0 | 0 | 0 | 0 | 0 | 0 | 0 | 0
F5_Commercial_Miscellaneous_Existing_Food Preparation_Natural Gas_Steamer_E7 | F5 | Commercial | Miscellaneous | Existing | Food Preparation | Natural Gas | Steamer | E7 | RIM BC Ratio | 0 | 0 | 0 | 0 | 0 | 0 | 0 | 0 | 0 | 0 | 0 | 0 | 0 | 0 | 0 | 0 | 0 | 0 | 0 | 0 | 0 | 0 | 0 | 0 | 0 | 0 | 0 | 0 | 0 | 0 | 0 | 0 | 0
F5_Commercial_Miscellaneous_Existing_Food Preparation_Natural Gas_Steamer_E8 | F5 | Commercial | Miscellaneous | Existing | Food Preparation | Natural Gas | Steamer | E8 | RIM BC Ratio | 0 | 0 | 0 | 0 | 0 | 0 | 0 | 0 | 0 | 0 | 0 | 0 | 0 | 0 | 0 | 0 | 0 | 0 | 0 | 0 | 0 | 0 | 0 | 0 | 0 | 0 | 0 | 0 | 0 | 0 | 0 | 0 | 0
F5_Commercial_Miscellaneous_Existing_Food Preparation_Natural Gas_Steamer_E9 | F5 | Commercial | Miscellaneous | Existing | Food Preparation | Natural Gas | Steamer | E9 | RIM BC Ratio | 0 | 0 | 0 | 0 | 0 | 0 | 0 | 0 | 0 | 0 | 0 | 0 | 0 | 0 | 0 | 0 | 0 | 0 | 0 | 0 | 0 | 0 | 0 | 0 | 0 | 0 | 0 | 0 | 0 | 0 | 0 | 0 | 0
F5_Commercial_Miscellaneous_Existing_Food Preparation_Natural Gas_Steamer_E10 | F5 | Commercial | Miscellaneous | Existing | Food Preparation | Natural Gas | Steamer | E10 | RIM BC Ratio | 0 | 0 | 0 | 0 | 0 | 0 | 0 | 0 | 0 | 0 | 0 | 0 | 0 | 0 | 0 | 0 | 0 | 0 | 0 | 0 | 0 | 0 | 0 | 0 | 0 | 0 | 0 | 0 | 0 | 0 | 0 | 0 | 0
F0_Commercial_Miscellaneous_Existing_Food Preparation_Natural Gas_Food Prep Other_E0 | F0 | Commercial | Miscellaneous | Existing | Food Preparation | Natural Gas | Food Prep Other | E0 | Economic Unit | Standard | Standard | Standard | Standard | Standard | Standard | Standard | Standard | Standard | Standard | Standard | Standard | Standard | Standard | Standard | Standard | Standard | Standard | Standard | Standard | Standard | Standard | Standard | Standard | Standard | Standard | Standard | Standard | Standard | Standard | Standard | Standard | Standard
F1_Commercial_Miscellaneous_Existing_Food Preparation_Natural Gas_Food Prep Other_E1 | F1 | Commercial | Miscellaneous | Existing | Food Preparation | Natural Gas | Food Prep Other | E1 | CCE | 0 | 0 | 0 | 0 | 0 | 0 | 0 | 0 | 0 | 0 | 0 | 0 | 0 | 0 | 0 | 0 | 0 | 0 | 0 | 0 | 0 | 0 | 0 | 0 | 0 | 0 | 0 | 0 | 0 | 0 | 0 | 0 | 0
F1_Commercial_Miscellaneous_Existing_Food Preparation_Natural Gas_Food Prep Other_E2 | F1 | Commercial | Miscellaneous | Existing | Food Preparation | Natural Gas | Food Prep Other | E2 | CCE | #DIV/0! | #DIV/0! | #DIV/0! | #DIV/0! | #DIV/0! | #DIV/0! | #DIV/0! | #DIV/0! | #DIV/0! | #DIV/0! | #DIV/0! | #DIV/0! | #DIV/0! | #DIV/0! | #DIV/0! | #DIV/0! | #DIV/0! | #DIV/0! | #DIV/0! | #DIV/0! | #DIV/0! | #DIV/0! | #DIV/0! | #DIV/0! | #DIV/0! | #DIV/0! | #DIV/0! | #DIV/0! | #DIV/0! | #DIV/0! | #DIV/0! | #DIV/0! | #DIV/0!
F1_Commercial_Miscellaneous_Existing_Food Preparation_Natural Gas_Food Prep Other_E3 | F1 | Commercial | Miscellaneous | Existing | Food Preparation | Natural Gas | Food Prep Other | E3 | CCE | 0 | 0 | 0 | 0 | 0 | 0 | 0 | 0 | 0 | 0 | 0 | 0 | 0 | 0 | 0 | 0 | 0 | 0 | 0 | 0 | 0 | 0 | 0 | 0 | 0 | 0 | 0 | 0 | 0 | 0 | 0 | 0 | 0
F1_Commercial_Miscellaneous_Existing_Food Preparation_Natural Gas_Food Prep Other_E4 | F1 | Commercial | Miscellaneous | Existing | Food Preparation | Natural Gas | Food Prep Other | E4 | CCE | 0 | 0 | 0 | 0 | 0 | 0 | 0 | 0 | 0 | 0 | 0 | 0 | 0 | 0 | 0 | 0 | 0 | 0 | 0 | 0 | 0 | 0 | 0 | 0 | 0 | 0 | 0 | 0 | 0 | 0 | 0 | 0 | 0
F1_Commercial_Miscellaneous_Existing_Food Preparation_Natural Gas_Food Prep Other_E5 | F1 | Commercial | Miscellaneous | Existing | Food Preparation | Natural Gas | Food Prep Other | E5 | CCE | 0 | 0 | 0 | 0 | 0 | 0 | 0 | 0 | 0 | 0 | 0 | 0 | 0 | 0 | 0 | 0 | 0 | 0 | 0 | 0 | 0 | 0 | 0 | 0 | 0 | 0 | 0 | 0 | 0 | 0 | 0 | 0 | 0
F1_Commercial_Miscellaneous_Existing_Food Preparation_Natural Gas_Food Prep Other_E6 | F1 | Commercial | Miscellaneous | Existing | Food Preparation | Natural Gas | Food Prep Other | E6 | CCE | 0 | 0 | 0 | 0 | 0 | 0 | 0 | 0 | 0 | 0 | 0 | 0 | 0 | 0 | 0 | 0 | 0 | 0 | 0 | 0 | 0 | 0 | 0 | 0 | 0 | 0 | 0 | 0 | 0 | 0 | 0 | 0 | 0
F1_Commercial_Miscellaneous_Existing_Food Preparation_Natural Gas_Food Prep Other_E7 | F1 | Commercial | Miscellaneous | Existing | Food Preparation | Natural Gas | Food Prep Other | E7 | CCE | 0 | 0 | 0 | 0 | 0 | 0 | 0 | 0 | 0 | 0 | 0 | 0 | 0 | 0 | 0 | 0 | 0 | 0 | 0 | 0 | 0 | 0 | 0 | 0 | 0 | 0 | 0 | 0 | 0 | 0 | 0 | 0 | 0
F1_Commercial_Miscellaneous_Existing_Food Preparation_Natural Gas_Food Prep Other_E8 | F1 | Commercial | Miscellaneous | Existing | Food Preparation | Natural Gas | Food Prep Other | E8 | CCE | 0 | 0 | 0 | 0 | 0 | 0 | 0 | 0 | 0 | 0 | 0 | 0 | 0 | 0 | 0 | 0 | 0 | 0 | 0 | 0 | 0 | 0 | 0 | 0 | 0 | 0 | 0 | 0 | 0 | 0 | 0 | 0 | 0
F1_Commercial_Miscellaneous_Existing_Food Preparation_Natural Gas_Food Prep Other_E9 | F1 | Commercial | Miscellaneous | Existing | Food Preparation | Natural Gas | Food Prep Other | E9 | CCE | 0 | 0 | 0 | 0 | 0 | 0 | 0 | 0 | 0 | 0 | 0 | 0 | 0 | 0 | 0 | 0 | 0 | 0 | 0 | 0 | 0 | 0 | 0 | 0 | 0 | 0 | 0 | 0 | 0 | 0 | 0 | 0 | 0
F1_Commercial_Miscellaneous_Existing_Food Preparation_Natural Gas_Food Prep Other_E10 | F1 | Commercial | Miscellaneous | Existing | Food Preparation | Natural Gas | Food Prep Other | E10 | CCE | 0 | 0 | 0 | 0 | 0 | 0 | 0 | 0 | 0 | 0 | 0 | 0 | 0 | 0 | 0 | 0 | 0 | 0 | 0 | 0 | 0 | 0 | 0 | 0 | 0 | 0 | 0 | 0 | 0 | 0 | 0 | 0 | 0
F2_Commercial_Miscellaneous_Existing_Food Preparation_Natural Gas_Food Prep Other_E1 | F2 | Commercial | Miscellaneous | Existing | Food Preparation | Natural Gas | Food Prep Other | E1 | TRC BC Ratio | bar: 2019 to 2051
F2_Commercial_Miscellaneous_Existing_Food Preparation_Natural Gas_Food Prep Other_E2 | F2 | Commercial | Miscellaneous | Existing | Food Preparation | Natural Gas | Food Prep Other | E2 | TRC BC Ratio | 0 | 0 | 0 | 0 | 0 | 0 | 0 | 0 | 0 | 0 | 0 | 0 | 0 | 0 | 0 | 0 | 0 | 0 | 0 | 0 | 0 | 0 | 0 | 0 | 0 | 0 | 0 | 0 | 0 | 0 | 0 | 0 | 0
F2_Commercial_Miscellaneous_Existing_Food Preparation_Natural Gas_Food Prep Other_E3 | F2 | Commercial | Miscellaneous | Existing | Food Preparation | Natural Gas | Food Prep Other | E3 | TRC BC Ratio | 0 | 0 | 0 | 0 | 0 | 0 | 0 | 0 | 0 | 0 | 0 | 0 | 0 | 0 | 0 | 0 | 0 | 0 | 0 | 0 | 0 | 0 | 0 | 0 | 0 | 0 | 0 | 0 | 0 | 0 | 0 | 0 | 0
F2_Commercial_Miscellaneous_Existing_Food Preparation_Natural Gas_Food Prep Other_E4 | F2 | Commercial | Miscellaneous | Existing | Food Preparation | Natural Gas | Food Prep Other | E4 | TRC BC Ratio | 0 | 0 | 0 | 0 | 0 | 0 | 0 | 0 | 0 | 0 | 0 | 0 | 0 | 0 | 0 | 0 | 0 | 0 | 0 | 0 | 0 | 0 | 0 | 0 | 0 | 0 | 0 | 0 | 0 | 0 | 0 | 0 | 0
F2_Commercial_Miscellaneous_Existing_Food Preparation_Natural Gas_Food Prep Other_E5 | F2 | Commercial | Miscellaneous | Existing | Food Preparation | Natural Gas | Food Prep Other | E5 | TRC BC Ratio | 0 | 0 | 0 | 0 | 0 | 0 | 0 | 0 | 0 | 0 | 0 | 0 | 0 | 0 | 0 | 0 | 0 | 0 | 0 | 0 | 0 | 0 | 0 | 0 | 0 | 0 | 0 | 0 | 0 | 0 | 0 | 0 | 0
F2_Commercial_Miscellaneous_Existing_Food Preparation_Natural Gas_Food Prep Other_E6 | F2 | Commercial | Miscellaneous | Existing | Food Preparation | Natural Gas | Food Prep Other | E6 | TRC BC Ratio | 0 | 0 | 0 | 0 | 0 | 0 | 0 | 0 | 0 | 0 | 0 | 0 | 0 | 0 | 0 | 0 | 0 | 0 | 0 | 0 | 0 | 0 | 0 | 0 | 0 | 0 | 0 | 0 | 0 | 0 | 0 | 0 | 0
F2_Commercial_Miscellaneous_Existing_Food Preparation_Natural Gas_Food Prep Other_E7 | F2 | Commercial | Miscellaneous | Existing | Food Preparation | Natural Gas | Food Prep Other | E7 | TRC BC Ratio | 0 | 0 | 0 | 0 | 0 | 0 | 0 | 0 | 0 | 0 | 0 | 0 | 0 | 0 | 0 | 0 | 0 | 0 | 0 | 0 | 0 | 0 | 0 | 0 | 0 | 0 | 0 | 0 | 0 | 0 | 0 | 0 | 0
F2_Commercial_Miscellaneous_Existing_Food Preparation_Natural Gas_Food Prep Other_E8 | F2 | Commercial | Miscellaneous | Existing | Food Preparation | Natural Gas | Food Prep Other | E8 | TRC BC Ratio | 0 | 0 | 0 | 0 | 0 | 0 | 0 | 0 | 0 | 0 | 0 | 0 | 0 | 0 | 0 | 0 | 0 | 0 | 0 | 0 | 0 | 0 | 0 | 0 | 0 | 0 | 0 | 0 | 0 | 0 | 0 | 0 | 0
F2_Commercial_Miscellaneous_Existing_Food Preparation_Natural Gas_Food Prep Other_E9 | F2 | Commercial | Miscellaneous | Existing | Food Preparation | Natural Gas | Food Prep Other | E9 | TRC BC Ratio | 0 | 0 | 0 | 0 | 0 | 0 | 0 | 0 | 0 | 0 | 0 | 0 | 0 | 0 | 0 | 0 | 0 | 0 | 0 | 0 | 0 | 0 | 0 | 0 | 0 | 0 | 0 | 0 | 0 | 0 | 0 | 0 | 0
F2_Commercial_Miscellaneous_Existing_Food Preparation_Natural Gas_Food Prep Other_E10 | F2 | Commercial | Miscellaneous | Existing | Food Preparation | Natural Gas | Food Prep Other | E10 | TRC BC Ratio | 0 | 0 | 0 | 0 | 0 | 0 | 0 | 0 | 0 | 0 | 0 | 0 | 0 | 0 | 0 | 0 | 0 | 0 | 0 | 0 | 0 | 0 | 0 | 0 | 0 | 0 | 0 | 0 | 0 | 0 | 0 | 0 | 0
F3_Commercial_Miscellaneous_Existing_Food Preparation_Natural Gas_Food Prep Other_E1 | F3 | Commercial | Miscellaneous | Existing | Food Preparation | Natural Gas | Food Prep Other | E1 | PACT BC Ratio | bar: 2019 to 2051
F3_Commercial_Miscellaneous_Existing_Food Preparation_Natural Gas_Food Prep Other_E2 | F3 | Commercial | Miscellaneous | Existing | Food Preparation | Natural Gas | Food Prep Other | E2 | PACT BC Ratio | 0 | 0 | 0 | 0 | 0 | 0 | 0 | 0 | 0 | 0 | 0 | 0 | 0 | 0 | 0 | 0 | 0 | 0 | 0 | 0 | 0 | 0 | 0 | 0 | 0 | 0 | 0 | 0 | 0 | 0 | 0 | 0 | 0
F3_Commercial_Miscellaneous_Existing_Food Preparation_Natural Gas_Food Prep Other_E3 | F3 | Commercial | Miscellaneous | Existing | Food Preparation | Natural Gas | Food Prep Other | E3 | PACT BC Ratio | 0 | 0 | 0 | 0 | 0 | 0 | 0 | 0 | 0 | 0 | 0 | 0 | 0 | 0 | 0 | 0 | 0 | 0 | 0 | 0 | 0 | 0 | 0 | 0 | 0 | 0 | 0 | 0 | 0 | 0 | 0 | 0 | 0
F3_Commercial_Miscellaneous_Existing_Food Preparation_Natural Gas_Food Prep Other_E4 | F3 | Commercial | Miscellaneous | Existing | Food Preparation | Natural Gas | Food Prep Other | E4 | PACT BC Ratio | 0 | 0 | 0 | 0 | 0 | 0 | 0 | 0 | 0 | 0 | 0 | 0 | 0 | 0 | 0 | 0 | 0 | 0 | 0 | 0 | 0 | 0 | 0 | 0 | 0 | 0 | 0 | 0 | 0 | 0 | 0 | 0 | 0
F3_Commercial_Miscellaneous_Existing_Food Preparation_Natural Gas_Food Prep Other_E5 | F3 | Commercial | Miscellaneous | Existing | Food Preparation | Natural Gas | Food Prep Other | E5 | PACT BC Ratio | 0 | 0 | 0 | 0 | 0 | 0 | 0 | 0 | 0 | 0 | 0 | 0 | 0 | 0 | 0 | 0 | 0 | 0 | 0 | 0 | 0 | 0 | 0 | 0 | 0 | 0 | 0 | 0 | 0 | 0 | 0 | 0 | 0
F3_Commercial_Miscellaneous_Existing_Food Preparation_Natural Gas_Food Prep Other_E6 | F3 | Commercial | Miscellaneous | Existing | Food Preparation | Natural Gas | Food Prep Other | E6 | PACT BC Ratio | 0 | 0 | 0 | 0 | 0 | 0 | 0 | 0 | 0 | 0 | 0 | 0 | 0 | 0 | 0 | 0 | 0 | 0 | 0 | 0 | 0 | 0 | 0 | 0 | 0 | 0 | 0 | 0 | 0 | 0 | 0 | 0 | 0
F3_Commercial_Miscellaneous_Existing_Food Preparation_Natural Gas_Food Prep Other_E7 | F3 | Commercial | Miscellaneous | Existing | Food Preparation | Natural Gas | Food Prep Other | E7 | PACT BC Ratio | 0 | 0 | 0 | 0 | 0 | 0 | 0 | 0 | 0 | 0 | 0 | 0 | 0 | 0 | 0 | 0 | 0 | 0 | 0 | 0 | 0 | 0 | 0 | 0 | 0 | 0 | 0 | 0 | 0 | 0 | 0 | 0 | 0
F3_Commercial_Miscellaneous_Existing_Food Preparation_Natural Gas_Food Prep Other_E8 | F3 | Commercial | Miscellaneous | Existing | Food Preparation | Natural Gas | Food Prep Other | E8 | PACT BC Ratio | 0 | 0 | 0 | 0 | 0 | 0 | 0 | 0 | 0 | 0 | 0 | 0 | 0 | 0 | 0 | 0 | 0 | 0 | 0 | 0 | 0 | 0 | 0 | 0 | 0 | 0 | 0 | 0 | 0 | 0 | 0 | 0 | 0
F3_Commercial_Miscellaneous_Existing_Food Preparation_Natural Gas_Food Prep Other_E9 | F3 | Commercial | Miscellaneous | Existing | Food Preparation | Natural Gas | Food Prep Other | E9 | PACT BC Ratio | 0 | 0 | 0 | 0 | 0 | 0 | 0 | 0 | 0 | 0 | 0 | 0 | 0 | 0 | 0 | 0 | 0 | 0 | 0 | 0 | 0 | 0 | 0 | 0 | 0 | 0 | 0 | 0 | 0 | 0 | 0 | 0 | 0
F3_Commercial_Miscellaneous_Existing_Food Preparation_Natural Gas_Food Prep Other_E10 | F3 | Commercial | Miscellaneous | Existing | Food Preparation | Natural Gas | Food Prep Other | E10 | PACT BC Ratio | 0 | 0 | 0 | 0 | 0 | 0 | 0 | 0 | 0 | 0 | 0 | 0 | 0 | 0 | 0 | 0 | 0 | 0 | 0 | 0 | 0 | 0 | 0 | 0 | 0 | 0 | 0 | 0 | 0 | 0 | 0 | 0 | 0
F4_Commercial_Miscellaneous_Existing_Food Preparation_Natural Gas_Food Prep Other_E1 | F4 | Commercial | Miscellaneous | Existing | Food Preparation | Natural Gas | Food Prep Other | E1 | RVT BC Ratio | bar: 2019 to 2051
F4_Commercial_Miscellaneous_Existing_Food Preparation_Natural Gas_Food Prep Other_E2 | F4 | Commercial | Miscellaneous | Existing | Food Preparation | Natural Gas | Food Prep Other | E2 | RVT BC Ratio | 0.7 | 0.7 | 0.7 | 0.7 | 0.7 | 0.7 | 0.7 | 0.7 | 0.7 | 0.7 | 0.7 | 0.7 | 0.7 | 0.7 | 0.7 | 0.7 | 0.7 | 0.7 | 0.7 | 0.7 | 0.7 | 0.7 | 0.7 | 0.7 | 0.7 | 0.7 | 0.7 | 0.7 | 0.7 | 0.7 | 0.7 | 0.7 | 0.7
F4_Commercial_Miscellaneous_Existing_Food Preparation_Natural Gas_Food Prep Other_E3 | F4 | Commercial | Miscellaneous | Existing | Food Preparation | Natural Gas | Food Prep Other | E3 | RVT BC Ratio | 0 | 0 | 0 | 0 | 0 | 0 | 0 | 0 | 0 | 0 | 0 | 0 | 0 | 0 | 0 | 0 | 0 | 0 | 0 | 0 | 0 | 0 | 0 | 0 | 0 | 0 | 0 | 0 | 0 | 0 | 0 | 0 | 0
F4_Commercial_Miscellaneous_Existing_Food Preparation_Natural Gas_Food Prep Other_E4 | F4 | Commercial | Miscellaneous | Existing | Food Preparation | Natural Gas | Food Prep Other | E4 | RVT BC Ratio | 0 | 0 | 0 | 0 | 0 | 0 | 0 | 0 | 0 | 0 | 0 | 0 | 0 | 0 | 0 | 0 | 0 | 0 | 0 | 0 | 0 | 0 | 0 | 0 | 0 | 0 | 0 | 0 | 0 | 0 | 0 | 0 | 0
F4_Commercial_Miscellaneous_Existing_Food Preparation_Natural Gas_Food Prep Other_E5 | F4 | Commercial | Miscellaneous | Existing | Food Preparation | Natural Gas | Food Prep Other | E5 | RVT BC Ratio | 0 | 0 | 0 | 0 | 0 | 0 | 0 | 0 | 0 | 0 | 0 | 0 | 0 | 0 | 0 | 0 | 0 | 0 | 0 | 0 | 0 | 0 | 0 | 0 | 0 | 0 | 0 | 0 | 0 | 0 | 0 | 0 | 0
F4_Commercial_Miscellaneous_Existing_Food Preparation_Natural Gas_Food Prep Other_E6 | F4 | Commercial | Miscellaneous | Existing | Food Preparation | Natural Gas | Food Prep Other | E6 | RVT BC Ratio | 0 | 0 | 0 | 0 | 0 | 0 | 0 | 0 | 0 | 0 | 0 | 0 | 0 | 0 | 0 | 0 | 0 | 0 | 0 | 0 | 0 | 0 | 0 | 0 | 0 | 0 | 0 | 0 | 0 | 0 | 0 | 0 | 0
F4_Commercial_Miscellaneous_Existing_Food Preparation_Natural Gas_Food Prep Other_E7 | F4 | Commercial | Miscellaneous | Existing | Food Preparation | Natural Gas | Food Prep Other | E7 | RVT BC Ratio | 0 | 0 | 0 | 0 | 0 | 0 | 0 | 0 | 0 | 0 | 0 | 0 | 0 | 0 | 0 | 0 | 0 | 0 | 0 | 0 | 0 | 0 | 0 | 0 | 0 | 0 | 0 | 0 | 0 | 0 | 0 | 0 | 0
F4_Commercial_Miscellaneous_Existing_Food Preparation_Natural Gas_Food Prep Other_E8 | F4 | Commercial | Miscellaneous | Existing | Food Preparation | Natural Gas | Food Prep Other | E8 | RVT BC Ratio | 0 | 0 | 0 | 0 | 0 | 0 | 0 | 0 | 0 | 0 | 0 | 0 | 0 | 0 | 0 | 0 | 0 | 0 | 0 | 0 | 0 | 0 | 0 | 0 | 0 | 0 | 0 | 0 | 0 | 0 | 0 | 0 | 0
F4_Commercial_Miscellaneous_Existing_Food Preparation_Natural Gas_Food Prep Other_E9 | F4 | Commercial | Miscellaneous | Existing | Food Preparation | Natural Gas | Food Prep Other | E9 | RVT BC Ratio | 0 | 0 | 0 | 0 | 0 | 0 | 0 | 0 | 0 | 0 | 0 | 0 | 0 | 0 | 0 | 0 | 0 | 0 | 0 | 0 | 0 | 0 | 0 | 0 | 0 | 0 | 0 | 0 | 0 | 0 | 0 | 0 | 0
F4_Commercial_Miscellaneous_Existing_Food Preparation_Natural Gas_Food Prep Other_E10 | F4 | Commercial | Miscellaneous | Existing | Food Preparation | Natural Gas | Food Prep Other | E10 | RVT BC Ratio | 0 | 0 | 0 | 0 | 0 | 0 | 0 | 0 | 0 | 0 | 0 | 0 | 0 | 0 | 0 | 0 | 0 | 0 | 0 | 0 | 0 | 0 | 0 | 0 | 0 | 0 | 0 | 0 | 0 | 0 | 0 | 0 | 0
F5_Commercial_Miscellaneous_Existing_Food Preparation_Natural Gas_Food Prep Other_E1 | F5 | Commercial | Miscellaneous | Existing | Food Preparation | Natural Gas | Food Prep Other | E1 | RIM BC Ratio | bar: 2019 to 2051
F5_Commercial_Miscellaneous_Existing_Food Preparation_Natural Gas_Food Prep Other_E2 | F5 | Commercial | Miscellaneous | Existing | Food Preparation | Natural Gas | Food Prep Other | E2 | RIM BC Ratio | 0 | 0 | 0 | 0 | 0 | 0 | 0 | 0 | 0 | 0 | 0 | 0 | 0 | 0 | 0 | 0 | 0 | 0 | 0 | 0 | 0 | 0 | 0 | 0 | 0 | 0 | 0 | 0 | 0 | 0 | 0 | 0 | 0
F5_Commercial_Miscellaneous_Existing_Food Preparation_Natural Gas_Food Prep Other_E3 | F5 | Commercial | Miscellaneous | Existing | Food Preparation | Natural Gas | Food Prep Other | E3 | RIM BC Ratio | 0 | 0 | 0 | 0 | 0 | 0 | 0 | 0 | 0 | 0 | 0 | 0 | 0 | 0 | 0 | 0 | 0 | 0 | 0 | 0 | 0 | 0 | 0 | 0 | 0 | 0 | 0 | 0 | 0 | 0 | 0 | 0 | 0
F5_Commercial_Miscellaneous_Existing_Food Preparation_Natural Gas_Food Prep Other_E4 | F5 | Commercial | Miscellaneous | Existing | Food Preparation | Natural Gas | Food Prep Other | E4 | RIM BC Ratio | 0 | 0 | 0 | 0 | 0 | 0 | 0 | 0 | 0 | 0 | 0 | 0 | 0 | 0 | 0 | 0 | 0 | 0 | 0 | 0 | 0 | 0 | 0 | 0 | 0 | 0 | 0 | 0 | 0 | 0 | 0 | 0 | 0
F5_Commercial_Miscellaneous_Existing_Food Preparation_Natural Gas_Food Prep Other_E5 | F5 | Commercial | Miscellaneous | Existing | Food Preparation | Natural Gas | Food Prep Other | E5 | RIM BC Ratio | 0 | 0 | 0 | 0 | 0 | 0 | 0 | 0 | 0 | 0 | 0 | 0 | 0 | 0 | 0 | 0 | 0 | 0 | 0 | 0 | 0 | 0 | 0 | 0 | 0 | 0 | 0 | 0 | 0 | 0 | 0 | 0 | 0
F5_Commercial_Miscellaneous_Existing_Food Preparation_Natural Gas_Food Prep Other_E6 | F5 | Commercial | Miscellaneous | Existing | Food Preparation | Natural Gas | Food Prep Other | E6 | RIM BC Ratio | 0 | 0 | 0 | 0 | 0 | 0 | 0 | 0 | 0 | 0 | 0 | 0 | 0 | 0 | 0 | 0 | 0 | 0 | 0 | 0 | 0 | 0 | 0 | 0 | 0 | 0 | 0 | 0 | 0 | 0 | 0 | 0 | 0
F5_Commercial_Miscellaneous_Existing_Food Preparation_Natural Gas_Food Prep Other_E7 | F5 | Commercial | Miscellaneous | Existing | Food Preparation | Natural Gas | Food Prep Other | E7 | RIM BC Ratio | 0 | 0 | 0 | 0 | 0 | 0 | 0 | 0 | 0 | 0 | 0 | 0 | 0 | 0 | 0 | 0 | 0 | 0 | 0 | 0 | 0 | 0 | 0 | 0 | 0 | 0 | 0 | 0 | 0 | 0 | 0 | 0 | 0
F5_Commercial_Miscellaneous_Existing_Food Preparation_Natural Gas_Food Prep Other_E8 | F5 | Commercial | Miscellaneous | Existing | Food Preparation | Natural Gas | Food Prep Other | E8 | RIM BC Ratio | 0 | 0 | 0 | 0 | 0 | 0 | 0 | 0 | 0 | 0 | 0 | 0 | 0 | 0 | 0 | 0 | 0 | 0 | 0 | 0 | 0 | 0 | 0 | 0 | 0 | 0 | 0 | 0 | 0 | 0 | 0 | 0 | 0
F5_Commercial_Miscellaneous_Existing_Food Preparation_Natural Gas_Food Prep Other_E9 | F5 | Commercial | Miscellaneous | Existing | Food Preparation | Natural Gas | Food Prep Other | E9 | RIM BC Ratio | 0 | 0 | 0 | 0 | 0 | 0 | 0 | 0 | 0 | 0 | 0 | 0 | 0 | 0 | 0 | 0 | 0 | 0 | 0 | 0 | 0 | 0 | 0 | 0 | 0 | 0 | 0 | 0 | 0 | 0 | 0 | 0 | 0
F5_Commercial_Miscellaneous_Existing_Food Preparation_Natural Gas_Food Prep Other_E10 | F5 | Commercial | Miscellaneous | Existing | Food Preparation | Natural Gas | Food Prep Other | E10 | RIM BC Ratio | 0 | 0 | 0 | 0 | 0 | 0 | 0 | 0 | 0 | 0 | 0 | 0 | 0 | 0 | 0 | 0 | 0 | 0 | 0 | 0 | 0 | 0 | 0 | 0 | 0 | 0 | 0 | 0 | 0 | 0 | 0 | 0 | 0
F0_Commercial_Miscellaneous_Existing_Miscellaneous_Natural Gas_Pool Heater_E0 | F0 | Commercial | Miscellaneous | Existing | Miscellaneous | Natural Gas | Pool Heater | E0 | Economic Unit | Standard (EF .78) | Standard (EF .78) | Standard (EF .78) | Standard (EF .78) | Standard (EF .78) | Standard (EF .78) | Standard (EF .78) | Standard (EF .78) | Standard (EF .78) | Standard (EF .78) | Standard (EF .78) | Standard (EF .78) | Standard (EF .78) | Standard (EF .78) | Standard (EF .78) | Standard (EF .78) | Standard (EF .78) | Standard (EF .78) | Standard (EF .78) | Standard (EF .78) | Standard (EF .78) | Standard (EF .78) | Standard (EF .78) | Standard (EF .78) | Standard (EF .78) | Standard (EF .78) | Standard (EF .78) | Standard (EF .78) | Standard (EF .78) | Standard (EF .78) | Standard (EF .78) | Standard (EF .78) | Standard (EF .78)
F1_Commercial_Miscellaneous_Existing_Miscellaneous_Natural Gas_Pool Heater_E1 | F1 | Commercial | Miscellaneous | Existing | Miscellaneous | Natural Gas | Pool Heater | E1 | CCE | 0 | 0 | 0 | 0 | 0 | 0 | 0 | 0 | 0 | 0 | 0 | 0 | 0 | 0 | 0 | 0 | 0 | 0 | 0 | 0 | 0 | 0 | 0 | 0 | 0 | 0 | 0 | 0 | 0 | 0 | 0 | 0 | 0
F1_Commercial_Miscellaneous_Existing_Miscellaneous_Natural Gas_Pool Heater_E2 | F1 | Commercial | Miscellaneous | Existing | Miscellaneous | Natural Gas | Pool Heater | E2 | CCE | 1.2838 | 1.2838 | 1.2838 | 1.2838 | 1.2838 | 1.2838 | 1.2838 | 1.2838 | 1.2838 | 1.2838 | 1.2838 | 1.2838 | 1.2838 | 1.2838 | 1.2838 | 1.2838 | 1.2838 | 1.2838 | 1.2838 | 1.2838 | 1.2838 | 1.2838 | 1.2838 | 1.2838 | 1.2838 | 1.2838 | 1.2838 | 1.2838 | 1.2838 | 1.2838 | 1.2838 | 1.2838 | 1.2838
F1_Commercial_Miscellaneous_Existing_Miscellaneous_Natural Gas_Pool Heater_E3 | F1 | Commercial | Miscellaneous | Existing | Miscellaneous | Natural Gas | Pool Heater | E3 | CCE | 0 | 0 | 0 | 0 | 0 | 0 | 0 | 0 | 0 | 0 | 0 | 0 | 0 | 0 | 0 | 0 | 0 | 0 | 0 | 0 | 0 | 0 | 0 | 0 | 0 | 0 | 0 | 0 | 0 | 0 | 0 | 0 | 0
F1_Commercial_Miscellaneous_Existing_Miscellaneous_Natural Gas_Pool Heater_E4 | F1 | Commercial | Miscellaneous | Existing | Miscellaneous | Natural Gas | Pool Heater | E4 | CCE | 0 | 0 | 0 | 0 | 0 | 0 | 0 | 0 | 0 | 0 | 0 | 0 | 0 | 0 | 0 | 0 | 0 | 0 | 0 | 0 | 0 | 0 | 0 | 0 | 0 | 0 | 0 | 0 | 0 | 0 | 0 | 0 | 0
F1_Commercial_Miscellaneous_Existing_Miscellaneous_Natural Gas_Pool Heater_E5 | F1 | Commercial | Miscellaneous | Existing | Miscellaneous | Natural Gas | Pool Heater | E5 | CCE | 0 | 0 | 0 | 0 | 0 | 0 | 0 | 0 | 0 | 0 | 0 | 0 | 0 | 0 | 0 | 0 | 0 | 0 | 0 | 0 | 0 | 0 | 0 | 0 | 0 | 0 | 0 | 0 | 0 | 0 | 0 | 0 | 0
F1_Commercial_Miscellaneous_Existing_Miscellaneous_Natural Gas_Pool Heater_E6 | F1 | Commercial | Miscellaneous | Existing | Miscellaneous | Natural Gas | Pool Heater | E6 | CCE | 0 | 0 | 0 | 0 | 0 | 0 | 0 | 0 | 0 | 0 | 0 | 0 | 0 | 0 | 0 | 0 | 0 | 0 | 0 | 0 | 0 | 0 | 0 | 0 | 0 | 0 | 0 | 0 | 0 | 0 | 0 | 0 | 0
F1_Commercial_Miscellaneous_Existing_Miscellaneous_Natural Gas_Pool Heater_E7 | F1 | Commercial | Miscellaneous | Existing | Miscellaneous | Natural Gas | Pool Heater | E7 | CCE | 0 | 0 | 0 | 0 | 0 | 0 | 0 | 0 | 0 | 0 | 0 | 0 | 0 | 0 | 0 | 0 | 0 | 0 | 0 | 0 | 0 | 0 | 0 | 0 | 0 | 0 | 0 | 0 | 0 | 0 | 0 | 0 | 0
F1_Commercial_Miscellaneous_Existing_Miscellaneous_Natural Gas_Pool Heater_E8 | F1 | Commercial | Miscellaneous | Existing | Miscellaneous | Natural Gas | Pool Heater | E8 | CCE | 0 | 0 | 0 | 0 | 0 | 0 | 0 | 0 | 0 | 0 | 0 | 0 | 0 | 0 | 0 | 0 | 0 | 0 | 0 | 0 | 0 | 0 | 0 | 0 | 0 | 0 | 0 | 0 | 0 | 0 | 0 | 0 | 0
F1_Commercial_Miscellaneous_Existing_Miscellaneous_Natural Gas_Pool Heater_E9 | F1 | Commercial | Miscellaneous | Existing | Miscellaneous | Natural Gas | Pool Heater | E9 | CCE | 0 | 0 | 0 | 0 | 0 | 0 | 0 | 0 | 0 | 0 | 0 | 0 | 0 | 0 | 0 | 0 | 0 | 0 | 0 | 0 | 0 | 0 | 0 | 0 | 0 | 0 | 0 | 0 | 0 | 0 | 0 | 0 | 0
F1_Commercial_Miscellaneous_Existing_Miscellaneous_Natural Gas_Pool Heater_E10 | F1 | Commercial | Miscellaneous | Existing | Miscellaneous | Natural Gas | Pool Heater | E10 | CCE | 0 | 0 | 0 | 0 | 0 | 0 | 0 | 0 | 0 | 0 | 0 | 0 | 0 | 0 | 0 | 0 | 0 | 0 | 0 | 0 | 0 | 0 | 0 | 0 | 0 | 0 | 0 | 0 | 0 | 0 | 0 | 0 | 0
F2_Commercial_Miscellaneous_Existing_Miscellaneous_Natural Gas_Pool Heater_E1 | F2 | Commercial | Miscellaneous | Existing | Miscellaneous | Natural Gas | Pool Heater | E1 | TRC BC Ratio | bar: 2019 to 2051
F2_Commercial_Miscellaneous_Existing_Miscellaneous_Natural Gas_Pool Heater_E2 | F2 | Commercial | Miscellaneous | Existing | Miscellaneous | Natural Gas | Pool Heater | E2 | TRC BC Ratio | 0 | 0 | 0 | 0 | 0 | 0 | 0 | 0 | 0 | 0 | 0 | 0 | 0 | 0 | 0 | 0 | 0 | 0 | 0 | 0 | 0 | 0 | 0 | 0 | 0 | 0 | 0 | 0 | 0 | 0 | 0 | 0 | 0
F2_Commercial_Miscellaneous_Existing_Miscellaneous_Natural Gas_Pool Heater_E3 | F2 | Commercial | Miscellaneous | Existing | Miscellaneous | Natural Gas | Pool Heater | E3 | TRC BC Ratio | 0 | 0 | 0 | 0 | 0 | 0 | 0 | 0 | 0 | 0 | 0 | 0 | 0 | 0 | 0 | 0 | 0 | 0 | 0 | 0 | 0 | 0 | 0 | 0 | 0 | 0 | 0 | 0 | 0 | 0 | 0 | 0 | 0
F2_Commercial_Miscellaneous_Existing_Miscellaneous_Natural Gas_Pool Heater_E4 | F2 | Commercial | Miscellaneous | Existing | Miscellaneous | Natural Gas | Pool Heater | E4 | TRC BC Ratio | 0 | 0 | 0 | 0 | 0 | 0 | 0 | 0 | 0 | 0 | 0 | 0 | 0 | 0 | 0 | 0 | 0 | 0 | 0 | 0 | 0 | 0 | 0 | 0 | 0 | 0 | 0 | 0 | 0 | 0 | 0 | 0 | 0
F2_Commercial_Miscellaneous_Existing_Miscellaneous_Natural Gas_Pool Heater_E5 | F2 | Commercial | Miscellaneous | Existing | Miscellaneous | Natural Gas | Pool Heater | E5 | TRC BC Ratio | 0 | 0 | 0 | 0 | 0 | 0 | 0 | 0 | 0 | 0 | 0 | 0 | 0 | 0 | 0 | 0 | 0 | 0 | 0 | 0 | 0 | 0 | 0 | 0 | 0 | 0 | 0 | 0 | 0 | 0 | 0 | 0 | 0
F2_Commercial_Miscellaneous_Existing_Miscellaneous_Natural Gas_Pool Heater_E6 | F2 | Commercial | Miscellaneous | Existing | Miscellaneous | Natural Gas | Pool Heater | E6 | TRC BC Ratio | 0 | 0 | 0 | 0 | 0 | 0 | 0 | 0 | 0 | 0 | 0 | 0 | 0 | 0 | 0 | 0 | 0 | 0 | 0 | 0 | 0 | 0 | 0 | 0 | 0 | 0 | 0 | 0 | 0 | 0 | 0 | 0 | 0
F2_Commercial_Miscellaneous_Existing_Miscellaneous_Natural Gas_Pool Heater_E7 | F2 | Commercial | Miscellaneous | Existing | Miscellaneous | Natural Gas | Pool Heater | E7 | TRC BC Ratio | 0 | 0 | 0 | 0 | 0 | 0 | 0 | 0 | 0 | 0 | 0 | 0 | 0 | 0 | 0 | 0 | 0 | 0 | 0 | 0 | 0 | 0 | 0 | 0 | 0 | 0 | 0 | 0 | 0 | 0 | 0 | 0 | 0
F2_Commercial_Miscellaneous_Existing_Miscellaneous_Natural Gas_Pool Heater_E8 | F2 | Commercial | Miscellaneous | Existing | Miscellaneous | Natural Gas | Pool Heater | E8 | TRC BC Ratio | 0 | 0 | 0 | 0 | 0 | 0 | 0 | 0 | 0 | 0 | 0 | 0 | 0 | 0 | 0 | 0 | 0 | 0 | 0 | 0 | 0 | 0 | 0 | 0 | 0 | 0 | 0 | 0 | 0 | 0 | 0 | 0 | 0
F2_Commercial_Miscellaneous_Existing_Miscellaneous_Natural Gas_Pool Heater_E9 | F2 | Commercial | Miscellaneous | Existing | Miscellaneous | Natural Gas | Pool Heater | E9 | TRC BC Ratio | 0 | 0 | 0 | 0 | 0 | 0 | 0 | 0 | 0 | 0 | 0 | 0 | 0 | 0 | 0 | 0 | 0 | 0 | 0 | 0 | 0 | 0 | 0 | 0 | 0 | 0 | 0 | 0 | 0 | 0 | 0 | 0 | 0
F2_Commercial_Miscellaneous_Existing_Miscellaneous_Natural Gas_Pool Heater_E10 | F2 | Commercial | Miscellaneous | Existing | Miscellaneous | Natural Gas | Pool Heater | E10 | TRC BC Ratio | 0 | 0 | 0 | 0 | 0 | 0 | 0 | 0 | 0 | 0 | 0 | 0 | 0 | 0 | 0 | 0 | 0 | 0 | 0 | 0 | 0 | 0 | 0 | 0 | 0 | 0 | 0 | 0 | 0 | 0 | 0 | 0 | 0
F3_Commercial_Miscellaneous_Existing_Miscellaneous_Natural Gas_Pool Heater_E1 | F3 | Commercial | Miscellaneous | Existing | Miscellaneous | Natural Gas | Pool Heater | E1 | PACT BC Ratio | bar: 2019 to 2051
F3_Commercial_Miscellaneous_Existing_Miscellaneous_Natural Gas_Pool Heater_E2 | F3 | Commercial | Miscellaneous | Existing | Miscellaneous | Natural Gas | Pool Heater | E2 | PACT BC Ratio | 0 | 0 | 0 | 0 | 0 | 0 | 0 | 0 | 0 | 0 | 0 | 0 | 0 | 0 | 0 | 0 | 0 | 0 | 0 | 0 | 0 | 0 | 0 | 0 | 0 | 0 | 0 | 0 | 0 | 0 | 0 | 0 | 0
F3_Commercial_Miscellaneous_Existing_Miscellaneous_Natural Gas_Pool Heater_E3 | F3 | Commercial | Miscellaneous | Existing | Miscellaneous | Natural Gas | Pool Heater | E3 | PACT BC Ratio | 0 | 0 | 0 | 0 | 0 | 0 | 0 | 0 | 0 | 0 | 0 | 0 | 0 | 0 | 0 | 0 | 0 | 0 | 0 | 0 | 0 | 0 | 0 | 0 | 0 | 0 | 0 | 0 | 0 | 0 | 0 | 0 | 0
F3_Commercial_Miscellaneous_Existing_Miscellaneous_Natural Gas_Pool Heater_E4 | F3 | Commercial | Miscellaneous | Existing | Miscellaneous | Natural Gas | Pool Heater | E4 | PACT BC Ratio | 0 | 0 | 0 | 0 | 0 | 0 | 0 | 0 | 0 | 0 | 0 | 0 | 0 | 0 | 0 | 0 | 0 | 0 | 0 | 0 | 0 | 0 | 0 | 0 | 0 | 0 | 0 | 0 | 0 | 0 | 0 | 0 | 0
F3_Commercial_Miscellaneous_Existing_Miscellaneous_Natural Gas_Pool Heater_E5 | F3 | Commercial | Miscellaneous | Existing | Miscellaneous | Natural Gas | Pool Heater | E5 | PACT BC Ratio | 0 | 0 | 0 | 0 | 0 | 0 | 0 | 0 | 0 | 0 | 0 | 0 | 0 | 0 | 0 | 0 | 0 | 0 | 0 | 0 | 0 | 0 | 0 | 0 | 0 | 0 | 0 | 0 | 0 | 0 | 0 | 0 | 0
F3_Commercial_Miscellaneous_Existing_Miscellaneous_Natural Gas_Pool Heater_E6 | F3 | Commercial | Miscellaneous | Existing | Miscellaneous | Natural Gas | Pool Heater | E6 | PACT BC Ratio | 0 | 0 | 0 | 0 | 0 | 0 | 0 | 0 | 0 | 0 | 0 | 0 | 0 | 0 | 0 | 0 | 0 | 0 | 0 | 0 | 0 | 0 | 0 | 0 | 0 | 0 | 0 | 0 | 0 | 0 | 0 | 0 | 0
F3_Commercial_Miscellaneous_Existing_Miscellaneous_Natural Gas_Pool Heater_E7 | F3 | Commercial | Miscellaneous | Existing | Miscellaneous | Natural Gas | Pool Heater | E7 | PACT BC Ratio | 0 | 0 | 0 | 0 | 0 | 0 | 0 | 0 | 0 | 0 | 0 | 0 | 0 | 0 | 0 | 0 | 0 | 0 | 0 | 0 | 0 | 0 | 0 | 0 | 0 | 0 | 0 | 0 | 0 | 0 | 0 | 0 | 0
F3_Commercial_Miscellaneous_Existing_Miscellaneous_Natural Gas_Pool Heater_E8 | F3 | Commercial | Miscellaneous | Existing | Miscellaneous | Natural Gas | Pool Heater | E8 | PACT BC Ratio | 0 | 0 | 0 | 0 | 0 | 0 | 0 | 0 | 0 | 0 | 0 | 0 | 0 | 0 | 0 | 0 | 0 | 0 | 0 | 0 | 0 | 0 | 0 | 0 | 0 | 0 | 0 | 0 | 0 | 0 | 0 | 0 | 0
F3_Commercial_Miscellaneous_Existing_Miscellaneous_Natural Gas_Pool Heater_E9 | F3 | Commercial | Miscellaneous | Existing | Miscellaneous | Natural Gas | Pool Heater | E9 | PACT BC Ratio | 0 | 0 | 0 | 0 | 0 | 0 | 0 | 0 | 0 | 0 | 0 | 0 | 0 | 0 | 0 | 0 | 0 | 0 | 0 | 0 | 0 | 0 | 0 | 0 | 0 | 0 | 0 | 0 | 0 | 0 | 0 | 0 | 0
F3_Commercial_Miscellaneous_Existing_Miscellaneous_Natural Gas_Pool Heater_E10 | F3 | Commercial | Miscellaneous | Existing | Miscellaneous | Natural Gas | Pool Heater | E10 | PACT BC Ratio | 0 | 0 | 0 | 0 | 0 | 0 | 0 | 0 | 0 | 0 | 0 | 0 | 0 | 0 | 0 | 0 | 0 | 0 | 0 | 0 | 0 | 0 | 0 | 0 | 0 | 0 | 0 | 0 | 0 | 0 | 0 | 0 | 0
F4_Commercial_Miscellaneous_Existing_Miscellaneous_Natural Gas_Pool Heater_E1 | F4 | Commercial | Miscellaneous | Existing | Miscellaneous | Natural Gas | Pool Heater | E1 | RVT BC Ratio | bar: 2019 to 2051
F4_Commercial_Miscellaneous_Existing_Miscellaneous_Natural Gas_Pool Heater_E2 | F4 | Commercial | Miscellaneous | Existing | Miscellaneous | Natural Gas | Pool Heater | E2 | RVT BC Ratio | 0.7 | 0.7 | 0.7 | 0.7 | 0.7 | 0.7 | 0.7 | 0.7 | 0.7 | 0.7 | 0.7 | 0.7 | 0.7 | 0.7 | 0.7 | 0.7 | 0.7 | 0.7 | 0.7 | 0.7 | 0.7 | 0.7 | 0.7 | 0.7 | 0.7 | 0.7 | 0.7 | 0.7 | 0.7 | 0.7 | 0.7 | 0.7 | 0.7
F4_Commercial_Miscellaneous_Existing_Miscellaneous_Natural Gas_Pool Heater_E3 | F4 | Commercial | Miscellaneous | Existing | Miscellaneous | Natural Gas | Pool Heater | E3 | RVT BC Ratio | 0 | 0 | 0 | 0 | 0 | 0 | 0 | 0 | 0 | 0 | 0 | 0 | 0 | 0 | 0 | 0 | 0 | 0 | 0 | 0 | 0 | 0 | 0 | 0 | 0 | 0 | 0 | 0 | 0 | 0 | 0 | 0 | 0
F4_Commercial_Miscellaneous_Existing_Miscellaneous_Natural Gas_Pool Heater_E4 | F4 | Commercial | Miscellaneous | Existing | Miscellaneous | Natural Gas | Pool Heater | E4 | RVT BC Ratio | 0 | 0 | 0 | 0 | 0 | 0 | 0 | 0 | 0 | 0 | 0 | 0 | 0 | 0 | 0 | 0 | 0 | 0 | 0 | 0 | 0 | 0 | 0 | 0 | 0 | 0 | 0 | 0 | 0 | 0 | 0 | 0 | 0
F4_Commercial_Miscellaneous_Existing_Miscellaneous_Natural Gas_Pool Heater_E5 | F4 | Commercial | Miscellaneous | Existing | Miscellaneous | Natural Gas | Pool Heater | E5 | RVT BC Ratio | 0 | 0 | 0 | 0 | 0 | 0 | 0 | 0 | 0 | 0 | 0 | 0 | 0 | 0 | 0 | 0 | 0 | 0 | 0 | 0 | 0 | 0 | 0 | 0 | 0 | 0 | 0 | 0 | 0 | 0 | 0 | 0 | 0
F4_Commercial_Miscellaneous_Existing_Miscellaneous_Natural Gas_Pool Heater_E6 | F4 | Commercial | Miscellaneous | Existing | Miscellaneous | Natural Gas | Pool Heater | E6 | RVT BC Ratio | 0 | 0 | 0 | 0 | 0 | 0 | 0 | 0 | 0 | 0 | 0 | 0 | 0 | 0 | 0 | 0 | 0 | 0 | 0 | 0 | 0 | 0 | 0 | 0 | 0 | 0 | 0 | 0 | 0 | 0 | 0 | 0 | 0
F4_Commercial_Miscellaneous_Existing_Miscellaneous_Natural Gas_Pool Heater_E7 | F4 | Commercial | Miscellaneous | Existing | Miscellaneous | Natural Gas | Pool Heater | E7 | RVT BC Ratio | 0 | 0 | 0 | 0 | 0 | 0 | 0 | 0 | 0 | 0 | 0 | 0 | 0 | 0 | 0 | 0 | 0 | 0 | 0 | 0 | 0 | 0 | 0 | 0 | 0 | 0 | 0 | 0 | 0 | 0 | 0 | 0 | 0
F4_Commercial_Miscellaneous_Existing_Miscellaneous_Natural Gas_Pool Heater_E8 | F4 | Commercial | Miscellaneous | Existing | Miscellaneous | Natural Gas | Pool Heater | E8 | RVT BC Ratio | 0 | 0 | 0 | 0 | 0 | 0 | 0 | 0 | 0 | 0 | 0 | 0 | 0 | 0 | 0 | 0 | 0 | 0 | 0 | 0 | 0 | 0 | 0 | 0 | 0 | 0 | 0 | 0 | 0 | 0 | 0 | 0 | 0
F4_Commercial_Miscellaneous_Existing_Miscellaneous_Natural Gas_Pool Heater_E9 | F4 | Commercial | Miscellaneous | Existing | Miscellaneous | Natural Gas | Pool Heater | E9 | RVT BC Ratio | 0 | 0 | 0 | 0 | 0 | 0 | 0 | 0 | 0 | 0 | 0 | 0 | 0 | 0 | 0 | 0 | 0 | 0 | 0 | 0 | 0 | 0 | 0 | 0 | 0 | 0 | 0 | 0 | 0 | 0 | 0 | 0 | 0
F4_Commercial_Miscellaneous_Existing_Miscellaneous_Natural Gas_Pool Heater_E10 | F4 | Commercial | Miscellaneous | Existing | Miscellaneous | Natural Gas | Pool Heater | E10 | RVT BC Ratio | 0 | 0 | 0 | 0 | 0 | 0 | 0 | 0 | 0 | 0 | 0 | 0 | 0 | 0 | 0 | 0 | 0 | 0 | 0 | 0 | 0 | 0 | 0 | 0 | 0 | 0 | 0 | 0 | 0 | 0 | 0 | 0 | 0
F5_Commercial_Miscellaneous_Existing_Miscellaneous_Natural Gas_Pool Heater_E1 | F5 | Commercial | Miscellaneous | Existing | Miscellaneous | Natural Gas | Pool Heater | E1 | RIM BC Ratio | bar: 2019 to 2051
F5_Commercial_Miscellaneous_Existing_Miscellaneous_Natural Gas_Pool Heater_E2 | F5 | Commercial | Miscellaneous | Existing | Miscellaneous | Natural Gas | Pool Heater | E2 | RIM BC Ratio | 0 | 0 | 0 | 0 | 0 | 0 | 0 | 0 | 0 | 0 | 0 | 0 | 0 | 0 | 0 | 0 | 0 | 0 | 0 | 0 | 0 | 0 | 0 | 0 | 0 | 0 | 0 | 0 | 0 | 0 | 0 | 0 | 0
F5_Commercial_Miscellaneous_Existing_Miscellaneous_Natural Gas_Pool Heater_E3 | F5 | Commercial | Miscellaneous | Existing | Miscellaneous | Natural Gas | Pool Heater | E3 | RIM BC Ratio | 0 | 0 | 0 | 0 | 0 | 0 | 0 | 0 | 0 | 0 | 0 | 0 | 0 | 0 | 0 | 0 | 0 | 0 | 0 | 0 | 0 | 0 | 0 | 0 | 0 | 0 | 0 | 0 | 0 | 0 | 0 | 0 | 0
F5_Commercial_Miscellaneous_Existing_Miscellaneous_Natural Gas_Pool Heater_E4 | F5 | Commercial | Miscellaneous | Existing | Miscellaneous | Natural Gas | Pool Heater | E4 | RIM BC Ratio | 0 | 0 | 0 | 0 | 0 | 0 | 0 | 0 | 0 | 0 | 0 | 0 | 0 | 0 | 0 | 0 | 0 | 0 | 0 | 0 | 0 | 0 | 0 | 0 | 0 | 0 | 0 | 0 | 0 | 0 | 0 | 0 | 0
F5_Commercial_Miscellaneous_Existing_Miscellaneous_Natural Gas_Pool Heater_E5 | F5 | Commercial | Miscellaneous | Existing | Miscellaneous | Natural Gas | Pool Heater | E5 | RIM BC Ratio | 0 | 0 | 0 | 0 | 0 | 0 | 0 | 0 | 0 | 0 | 0 | 0 | 0 | 0 | 0 | 0 | 0 | 0 | 0 | 0 | 0 | 0 | 0 | 0 | 0 | 0 | 0 | 0 | 0 | 0 | 0 | 0 | 0
F5_Commercial_Miscellaneous_Existing_Miscellaneous_Natural Gas_Pool Heater_E6 | F5 | Commercial | Miscellaneous | Existing | Miscellaneous | Natural Gas | Pool Heater | E6 | RIM BC Ratio | 0 | 0 | 0 | 0 | 0 | 0 | 0 | 0 | 0 | 0 | 0 | 0 | 0 | 0 | 0 | 0 | 0 | 0 | 0 | 0 | 0 | 0 | 0 | 0 | 0 | 0 | 0 | 0 | 0 | 0 | 0 | 0 | 0
F5_Commercial_Miscellaneous_Existing_Miscellaneous_Natural Gas_Pool Heater_E7 | F5 | Commercial | Miscellaneous | Existing | Miscellaneous | Natural Gas | Pool Heater | E7 | RIM BC Ratio | 0 | 0 | 0 | 0 | 0 | 0 | 0 | 0 | 0 | 0 | 0 | 0 | 0 | 0 | 0 | 0 | 0 | 0 | 0 | 0 | 0 | 0 | 0 | 0 | 0 | 0 | 0 | 0 | 0 | 0 | 0 | 0 | 0
F5_Commercial_Miscellaneous_Existing_Miscellaneous_Natural Gas_Pool Heater_E8 | F5 | Commercial | Miscellaneous | Existing | Miscellaneous | Natural Gas | Pool Heater | E8 | RIM BC Ratio | 0 | 0 | 0 | 0 | 0 | 0 | 0 | 0 | 0 | 0 | 0 | 0 | 0 | 0 | 0 | 0 | 0 | 0 | 0 | 0 | 0 | 0 | 0 | 0 | 0 | 0 | 0 | 0 | 0 | 0 | 0 | 0 | 0
F5_Commercial_Miscellaneous_Existing_Miscellaneous_Natural Gas_Pool Heater_E9 | F5 | Commercial | Miscellaneous | Existing | Miscellaneous | Natural Gas | Pool Heater | E9 | RIM BC Ratio | 0 | 0 | 0 | 0 | 0 | 0 | 0 | 0 | 0 | 0 | 0 | 0 | 0 | 0 | 0 | 0 | 0 | 0 | 0 | 0 | 0 | 0 | 0 | 0 | 0 | 0 | 0 | 0 | 0 | 0 | 0 | 0 | 0
F5_Commercial_Miscellaneous_Existing_Miscellaneous_Natural Gas_Pool Heater_E10 | F5 | Commercial | Miscellaneous | Existing | Miscellaneous | Natural Gas | Pool Heater | E10 | RIM BC Ratio | 0 | 0 | 0 | 0 | 0 | 0 | 0 | 0 | 0 | 0 | 0 | 0 | 0 | 0 | 0 | 0 | 0 | 0 | 0 | 0 | 0 | 0 | 0 | 0 | 0 | 0 | 0 | 0 | 0 | 0 | 0 | 0 | 0
F0_Commercial_Miscellaneous_Existing_Miscellaneous_Natural Gas_Miscellaneous_E0 | F0 | Commercial | Miscellaneous | Existing | Miscellaneous | Natural Gas | Miscellaneous | E0 | Economic Unit | Miscellaneous | Miscellaneous | Miscellaneous | Miscellaneous | Miscellaneous | Miscellaneous | Miscellaneous | Miscellaneous | Miscellaneous | Miscellaneous | Miscellaneous | Miscellaneous | Miscellaneous | Miscellaneous | Miscellaneous | Miscellaneous | Miscellaneous | Miscellaneous | Miscellaneous | Miscellaneous | Miscellaneous | Miscellaneous | Miscellaneous | Miscellaneous | Miscellaneous | Miscellaneous | Miscellaneous | Miscellaneous | Miscellaneous | Miscellaneous | Miscellaneous | Miscellaneous | Miscellaneous
F1_Commercial_Miscellaneous_Existing_Miscellaneous_Natural Gas_Miscellaneous_E1 | F1 | Commercial | Miscellaneous | Existing | Miscellaneous | Natural Gas | Miscellaneous | E1 | CCE | 0 | 0 | 0 | 0 | 0 | 0 | 0 | 0 | 0 | 0 | 0 | 0 | 0 | 0 | 0 | 0 | 0 | 0 | 0 | 0 | 0 | 0 | 0 | 0 | 0 | 0 | 0 | 0 | 0 | 0 | 0 | 0 | 0
F1_Commercial_Miscellaneous_Existing_Miscellaneous_Natural Gas_Miscellaneous_E2 | F1 | Commercial | Miscellaneous | Existing | Miscellaneous | Natural Gas | Miscellaneous | E2 | CCE | 0 | 0 | 0 | 0 | 0 | 0 | 0 | 0 | 0 | 0 | 0 | 0 | 0 | 0 | 0 | 0 | 0 | 0 | 0 | 0 | 0 | 0 | 0 | 0 | 0 | 0 | 0 | 0 | 0 | 0 | 0 | 0 | 0
F1_Commercial_Miscellaneous_Existing_Miscellaneous_Natural Gas_Miscellaneous_E3 | F1 | Commercial | Miscellaneous | Existing | Miscellaneous | Natural Gas | Miscellaneous | E3 | CCE | 0 | 0 | 0 | 0 | 0 | 0 | 0 | 0 | 0 | 0 | 0 | 0 | 0 | 0 | 0 | 0 | 0 | 0 | 0 | 0 | 0 | 0 | 0 | 0 | 0 | 0 | 0 | 0 | 0 | 0 | 0 | 0 | 0
F1_Commercial_Miscellaneous_Existing_Miscellaneous_Natural Gas_Miscellaneous_E4 | F1 | Commercial | Miscellaneous | Existing | Miscellaneous | Natural Gas | Miscellaneous | E4 | CCE | 0 | 0 | 0 | 0 | 0 | 0 | 0 | 0 | 0 | 0 | 0 | 0 | 0 | 0 | 0 | 0 | 0 | 0 | 0 | 0 | 0 | 0 | 0 | 0 | 0 | 0 | 0 | 0 | 0 | 0 | 0 | 0 | 0
F1_Commercial_Miscellaneous_Existing_Miscellaneous_Natural Gas_Miscellaneous_E5 | F1 | Commercial | Miscellaneous | Existing | Miscellaneous | Natural Gas | Miscellaneous | E5 | CCE | 0 | 0 | 0 | 0 | 0 | 0 | 0 | 0 | 0 | 0 | 0 | 0 | 0 | 0 | 0 | 0 | 0 | 0 | 0 | 0 | 0 | 0 | 0 | 0 | 0 | 0 | 0 | 0 | 0 | 0 | 0 | 0 | 0
F1_Commercial_Miscellaneous_Existing_Miscellaneous_Natural Gas_Miscellaneous_E6 | F1 | Commercial | Miscellaneous | Existing | Miscellaneous | Natural Gas | Miscellaneous | E6 | CCE | 0 | 0 | 0 | 0 | 0 | 0 | 0 | 0 | 0 | 0 | 0 | 0 | 0 | 0 | 0 | 0 | 0 | 0 | 0 | 0 | 0 | 0 | 0 | 0 | 0 | 0 | 0 | 0 | 0 | 0 | 0 | 0 | 0
F1_Commercial_Miscellaneous_Existing_Miscellaneous_Natural Gas_Miscellaneous_E7 | F1 | Commercial | Miscellaneous | Existing | Miscellaneous | Natural Gas | Miscellaneous | E7 | CCE | 0 | 0 | 0 | 0 | 0 | 0 | 0 | 0 | 0 | 0 | 0 | 0 | 0 | 0 | 0 | 0 | 0 | 0 | 0 | 0 | 0 | 0 | 0 | 0 | 0 | 0 | 0 | 0 | 0 | 0 | 0 | 0 | 0
F1_Commercial_Miscellaneous_Existing_Miscellaneous_Natural Gas_Miscellaneous_E8 | F1 | Commercial | Miscellaneous | Existing | Miscellaneous | Natural Gas | Miscellaneous | E8 | CCE | 0 | 0 | 0 | 0 | 0 | 0 | 0 | 0 | 0 | 0 | 0 | 0 | 0 | 0 | 0 | 0 | 0 | 0 | 0 | 0 | 0 | 0 | 0 | 0 | 0 | 0 | 0 | 0 | 0 | 0 | 0 | 0 | 0
F1_Commercial_Miscellaneous_Existing_Miscellaneous_Natural Gas_Miscellaneous_E9 | F1 | Commercial | Miscellaneous | Existing | Miscellaneous | Natural Gas | Miscellaneous | E9 | CCE | 0 | 0 | 0 | 0 | 0 | 0 | 0 | 0 | 0 | 0 | 0 | 0 | 0 | 0 | 0 | 0 | 0 | 0 | 0 | 0 | 0 | 0 | 0 | 0 | 0 | 0 | 0 | 0 | 0 | 0 | 0 | 0 | 0
F1_Commercial_Miscellaneous_Existing_Miscellaneous_Natural Gas_Miscellaneous_E10 | F1 | Commercial | Miscellaneous | Existing | Miscellaneous | Natural Gas | Miscellaneous | E10 | CCE | 0 | 0 | 0 | 0 | 0 | 0 | 0 | 0 | 0 | 0 | 0 | 0 | 0 | 0 | 0 | 0 | 0 | 0 | 0 | 0 | 0 | 0 | 0 | 0 | 0 | 0 | 0 | 0 | 0 | 0 | 0 | 0 | 0
F2_Commercial_Miscellaneous_Existing_Miscellaneous_Natural Gas_Miscellaneous_E1 | F2 | Commercial | Miscellaneous | Existing | Miscellaneous | Natural Gas | Miscellaneous | E1 | TRC BC Ratio | bar: 2019 to 2051
F2_Commercial_Miscellaneous_Existing_Miscellaneous_Natural Gas_Miscellaneous_E2 | F2 | Commercial | Miscellaneous | Existing | Miscellaneous | Natural Gas | Miscellaneous | E2 | TRC BC Ratio | 0 | 0 | 0 | 0 | 0 | 0 | 0 | 0 | 0 | 0 | 0 | 0 | 0 | 0 | 0 | 0 | 0 | 0 | 0 | 0 | 0 | 0 | 0 | 0 | 0 | 0 | 0 | 0 | 0 | 0 | 0 | 0 | 0
F2_Commercial_Miscellaneous_Existing_Miscellaneous_Natural Gas_Miscellaneous_E3 | F2 | Commercial | Miscellaneous | Existing | Miscellaneous | Natural Gas | Miscellaneous | E3 | TRC BC Ratio | 0 | 0 | 0 | 0 | 0 | 0 | 0 | 0 | 0 | 0 | 0 | 0 | 0 | 0 | 0 | 0 | 0 | 0 | 0 | 0 | 0 | 0 | 0 | 0 | 0 | 0 | 0 | 0 | 0 | 0 | 0 | 0 | 0
F2_Commercial_Miscellaneous_Existing_Miscellaneous_Natural Gas_Miscellaneous_E4 | F2 | Commercial | Miscellaneous | Existing | Miscellaneous | Natural Gas | Miscellaneous | E4 | TRC BC Ratio | 0 | 0 | 0 | 0 | 0 | 0 | 0 | 0 | 0 | 0 | 0 | 0 | 0 | 0 | 0 | 0 | 0 | 0 | 0 | 0 | 0 | 0 | 0 | 0 | 0 | 0 | 0 | 0 | 0 | 0 | 0 | 0 | 0
F2_Commercial_Miscellaneous_Existing_Miscellaneous_Natural Gas_Miscellaneous_E5 | F2 | Commercial | Miscellaneous | Existing | Miscellaneous | Natural Gas | Miscellaneous | E5 | TRC BC Ratio | 0 | 0 | 0 | 0 | 0 | 0 | 0 | 0 | 0 | 0 | 0 | 0 | 0 | 0 | 0 | 0 | 0 | 0 | 0 | 0 | 0 | 0 | 0 | 0 | 0 | 0 | 0 | 0 | 0 | 0 | 0 | 0 | 0
F2_Commercial_Miscellaneous_Existing_Miscellaneous_Natural Gas_Miscellaneous_E6 | F2 | Commercial | Miscellaneous | Existing | Miscellaneous | Natural Gas | Miscellaneous | E6 | TRC BC Ratio | 0 | 0 | 0 | 0 | 0 | 0 | 0 | 0 | 0 | 0 | 0 | 0 | 0 | 0 | 0 | 0 | 0 | 0 | 0 | 0 | 0 | 0 | 0 | 0 | 0 | 0 | 0 | 0 | 0 | 0 | 0 | 0 | 0
F2_Commercial_Miscellaneous_Existing_Miscellaneous_Natural Gas_Miscellaneous_E7 | F2 | Commercial | Miscellaneous | Existing | Miscellaneous | Natural Gas | Miscellaneous | E7 | TRC BC Ratio | 0 | 0 | 0 | 0 | 0 | 0 | 0 | 0 | 0 | 0 | 0 | 0 | 0 | 0 | 0 | 0 | 0 | 0 | 0 | 0 | 0 | 0 | 0 | 0 | 0 | 0 | 0 | 0 | 0 | 0 | 0 | 0 | 0
F2_Commercial_Miscellaneous_Existing_Miscellaneous_Natural Gas_Miscellaneous_E8 | F2 | Commercial | Miscellaneous | Existing | Miscellaneous | Natural Gas | Miscellaneous | E8 | TRC BC Ratio | 0 | 0 | 0 | 0 | 0 | 0 | 0 | 0 | 0 | 0 | 0 | 0 | 0 | 0 | 0 | 0 | 0 | 0 | 0 | 0 | 0 | 0 | 0 | 0 | 0 | 0 | 0 | 0 | 0 | 0 | 0 | 0 | 0
F2_Commercial_Miscellaneous_Existing_Miscellaneous_Natural Gas_Miscellaneous_E9 | F2 | Commercial | Miscellaneous | Existing | Miscellaneous | Natural Gas | Miscellaneous | E9 | TRC BC Ratio | 0 | 0 | 0 | 0 | 0 | 0 | 0 | 0 | 0 | 0 | 0 | 0 | 0 | 0 | 0 | 0 | 0 | 0 | 0 | 0 | 0 | 0 | 0 | 0 | 0 | 0 | 0 | 0 | 0 | 0 | 0 | 0 | 0
F2_Commercial_Miscellaneous_Existing_Miscellaneous_Natural Gas_Miscellaneous_E10 | F2 | Commercial | Miscellaneous | Existing | Miscellaneous | Natural Gas | Miscellaneous | E10 | TRC BC Ratio | 0 | 0 | 0 | 0 | 0 | 0 | 0 | 0 | 0 | 0 | 0 | 0 | 0 | 0 | 0 | 0 | 0 | 0 | 0 | 0 | 0 | 0 | 0 | 0 | 0 | 0 | 0 | 0 | 0 | 0 | 0 | 0 | 0
F3_Commercial_Miscellaneous_Existing_Miscellaneous_Natural Gas_Miscellaneous_E1 | F3 | Commercial | Miscellaneous | Existing | Miscellaneous | Natural Gas | Miscellaneous | E1 | PACT BC Ratio | bar: 2019 to 2051
F3_Commercial_Miscellaneous_Existing_Miscellaneous_Natural Gas_Miscellaneous_E2 | F3 | Commercial | Miscellaneous | Existing | Miscellaneous | Natural Gas | Miscellaneous | E2 | PACT BC Ratio | 0 | 0 | 0 | 0 | 0 | 0 | 0 | 0 | 0 | 0 | 0 | 0 | 0 | 0 | 0 | 0 | 0 | 0 | 0 | 0 | 0 | 0 | 0 | 0 | 0 | 0 | 0 | 0 | 0 | 0 | 0 | 0 | 0
F3_Commercial_Miscellaneous_Existing_Miscellaneous_Natural Gas_Miscellaneous_E3 | F3 | Commercial | Miscellaneous | Existing | Miscellaneous | Natural Gas | Miscellaneous | E3 | PACT BC Ratio | 0 | 0 | 0 | 0 | 0 | 0 | 0 | 0 | 0 | 0 | 0 | 0 | 0 | 0 | 0 | 0 | 0 | 0 | 0 | 0 | 0 | 0 | 0 | 0 | 0 | 0 | 0 | 0 | 0 | 0 | 0 | 0 | 0
F3_Commercial_Miscellaneous_Existing_Miscellaneous_Natural Gas_Miscellaneous_E4 | F3 | Commercial | Miscellaneous | Existing | Miscellaneous | Natural Gas | Miscellaneous | E4 | PACT BC Ratio | 0 | 0 | 0 | 0 | 0 | 0 | 0 | 0 | 0 | 0 | 0 | 0 | 0 | 0 | 0 | 0 | 0 | 0 | 0 | 0 | 0 | 0 | 0 | 0 | 0 | 0 | 0 | 0 | 0 | 0 | 0 | 0 | 0
F3_Commercial_Miscellaneous_Existing_Miscellaneous_Natural Gas_Miscellaneous_E5 | F3 | Commercial | Miscellaneous | Existing | Miscellaneous | Natural Gas | Miscellaneous | E5 | PACT BC Ratio | 0 | 0 | 0 | 0 | 0 | 0 | 0 | 0 | 0 | 0 | 0 | 0 | 0 | 0 | 0 | 0 | 0 | 0 | 0 | 0 | 0 | 0 | 0 | 0 | 0 | 0 | 0 | 0 | 0 | 0 | 0 | 0 | 0
F3_Commercial_Miscellaneous_Existing_Miscellaneous_Natural Gas_Miscellaneous_E6 | F3 | Commercial | Miscellaneous | Existing | Miscellaneous | Natural Gas | Miscellaneous | E6 | PACT BC Ratio | 0 | 0 | 0 | 0 | 0 | 0 | 0 | 0 | 0 | 0 | 0 | 0 | 0 | 0 | 0 | 0 | 0 | 0 | 0 | 0 | 0 | 0 | 0 | 0 | 0 | 0 | 0 | 0 | 0 | 0 | 0 | 0 | 0
F3_Commercial_Miscellaneous_Existing_Miscellaneous_Natural Gas_Miscellaneous_E7 | F3 | Commercial | Miscellaneous | Existing | Miscellaneous | Natural Gas | Miscellaneous | E7 | PACT BC Ratio | 0 | 0 | 0 | 0 | 0 | 0 | 0 | 0 | 0 | 0 | 0 | 0 | 0 | 0 | 0 | 0 | 0 | 0 | 0 | 0 | 0 | 0 | 0 | 0 | 0 | 0 | 0 | 0 | 0 | 0 | 0 | 0 | 0
F3_Commercial_Miscellaneous_Existing_Miscellaneous_Natural Gas_Miscellaneous_E8 | F3 | Commercial | Miscellaneous | Existing | Miscellaneous | Natural Gas | Miscellaneous | E8 | PACT BC Ratio | 0 | 0 | 0 | 0 | 0 | 0 | 0 | 0 | 0 | 0 | 0 | 0 | 0 | 0 | 0 | 0 | 0 | 0 | 0 | 0 | 0 | 0 | 0 | 0 | 0 | 0 | 0 | 0 | 0 | 0 | 0 | 0 | 0
F3_Commercial_Miscellaneous_Existing_Miscellaneous_Natural Gas_Miscellaneous_E9 | F3 | Commercial | Miscellaneous | Existing | Miscellaneous | Natural Gas | Miscellaneous | E9 | PACT BC Ratio | 0 | 0 | 0 | 0 | 0 | 0 | 0 | 0 | 0 | 0 | 0 | 0 | 0 | 0 | 0 | 0 | 0 | 0 | 0 | 0 | 0 | 0 | 0 | 0 | 0 | 0 | 0 | 0 | 0 | 0 | 0 | 0 | 0
F3_Commercial_Miscellaneous_Existing_Miscellaneous_Natural Gas_Miscellaneous_E10 | F3 | Commercial | Miscellaneous | Existing | Miscellaneous | Natural Gas | Miscellaneous | E10 | PACT BC Ratio | 0 | 0 | 0 | 0 | 0 | 0 | 0 | 0 | 0 | 0 | 0 | 0 | 0 | 0 | 0 | 0 | 0 | 0 | 0 | 0 | 0 | 0 | 0 | 0 | 0 | 0 | 0 | 0 | 0 | 0 | 0 | 0 | 0
F4_Commercial_Miscellaneous_Existing_Miscellaneous_Natural Gas_Miscellaneous_E1 | F4 | Commercial | Miscellaneous | Existing | Miscellaneous | Natural Gas | Miscellaneous | E1 | RVT BC Ratio | bar: 2019 to 2051
F4_Commercial_Miscellaneous_Existing_Miscellaneous_Natural Gas_Miscellaneous_E2 | F4 | Commercial | Miscellaneous | Existing | Miscellaneous | Natural Gas | Miscellaneous | E2 | RVT BC Ratio | 0 | 0 | 0 | 0 | 0 | 0 | 0 | 0 | 0 | 0 | 0 | 0 | 0 | 0 | 0 | 0 | 0 | 0 | 0 | 0 | 0 | 0 | 0 | 0 | 0 | 0 | 0 | 0 | 0 | 0 | 0 | 0 | 0
F4_Commercial_Miscellaneous_Existing_Miscellaneous_Natural Gas_Miscellaneous_E3 | F4 | Commercial | Miscellaneous | Existing | Miscellaneous | Natural Gas | Miscellaneous | E3 | RVT BC Ratio | 0 | 0 | 0 | 0 | 0 | 0 | 0 | 0 | 0 | 0 | 0 | 0 | 0 | 0 | 0 | 0 | 0 | 0 | 0 | 0 | 0 | 0 | 0 | 0 | 0 | 0 | 0 | 0 | 0 | 0 | 0 | 0 | 0
F4_Commercial_Miscellaneous_Existing_Miscellaneous_Natural Gas_Miscellaneous_E4 | F4 | Commercial | Miscellaneous | Existing | Miscellaneous | Natural Gas | Miscellaneous | E4 | RVT BC Ratio | 0 | 0 | 0 | 0 | 0 | 0 | 0 | 0 | 0 | 0 | 0 | 0 | 0 | 0 | 0 | 0 | 0 | 0 | 0 | 0 | 0 | 0 | 0 | 0 | 0 | 0 | 0 | 0 | 0 | 0 | 0 | 0 | 0
F4_Commercial_Miscellaneous_Existing_Miscellaneous_Natural Gas_Miscellaneous_E5 | F4 | Commercial | Miscellaneous | Existing | Miscellaneous | Natural Gas | Miscellaneous | E5 | RVT BC Ratio | 0 | 0 | 0 | 0 | 0 | 0 | 0 | 0 | 0 | 0 | 0 | 0 | 0 | 0 | 0 | 0 | 0 | 0 | 0 | 0 | 0 | 0 | 0 | 0 | 0 | 0 | 0 | 0 | 0 | 0 | 0 | 0 | 0
F4_Commercial_Miscellaneous_Existing_Miscellaneous_Natural Gas_Miscellaneous_E6 | F4 | Commercial | Miscellaneous | Existing | Miscellaneous | Natural Gas | Miscellaneous | E6 | RVT BC Ratio | 0 | 0 | 0 | 0 | 0 | 0 | 0 | 0 | 0 | 0 | 0 | 0 | 0 | 0 | 0 | 0 | 0 | 0 | 0 | 0 | 0 | 0 | 0 | 0 | 0 | 0 | 0 | 0 | 0 | 0 | 0 | 0 | 0
F4_Commercial_Miscellaneous_Existing_Miscellaneous_Natural Gas_Miscellaneous_E7 | F4 | Commercial | Miscellaneous | Existing | Miscellaneous | Natural Gas | Miscellaneous | E7 | RVT BC Ratio | 0 | 0 | 0 | 0 | 0 | 0 | 0 | 0 | 0 | 0 | 0 | 0 | 0 | 0 | 0 | 0 | 0 | 0 | 0 | 0 | 0 | 0 | 0 | 0 | 0 | 0 | 0 | 0 | 0 | 0 | 0 | 0 | 0
F4_Commercial_Miscellaneous_Existing_Miscellaneous_Natural Gas_Miscellaneous_E8 | F4 | Commercial | Miscellaneous | Existing | Miscellaneous | Natural Gas | Miscellaneous | E8 | RVT BC Ratio | 0 | 0 | 0 | 0 | 0 | 0 | 0 | 0 | 0 | 0 | 0 | 0 | 0 | 0 | 0 | 0 | 0 | 0 | 0 | 0 | 0 | 0 | 0 | 0 | 0 | 0 | 0 | 0 | 0 | 0 | 0 | 0 | 0
F4_Commercial_Miscellaneous_Existing_Miscellaneous_Natural Gas_Miscellaneous_E9 | F4 | Commercial | Miscellaneous | Existing | Miscellaneous | Natural Gas | Miscellaneous | E9 | RVT BC Ratio | 0 | 0 | 0 | 0 | 0 | 0 | 0 | 0 | 0 | 0 | 0 | 0 | 0 | 0 | 0 | 0 | 0 | 0 | 0 | 0 | 0 | 0 | 0 | 0 | 0 | 0 | 0 | 0 | 0 | 0 | 0 | 0 | 0
F4_Commercial_Miscellaneous_Existing_Miscellaneous_Natural Gas_Miscellaneous_E10 | F4 | Commercial | Miscellaneous | Existing | Miscellaneous | Natural Gas | Miscellaneous | E10 | RVT BC Ratio | 0 | 0 | 0 | 0 | 0 | 0 | 0 | 0 | 0 | 0 | 0 | 0 | 0 | 0 | 0 | 0 | 0 | 0 | 0 | 0 | 0 | 0 | 0 | 0 | 0 | 0 | 0 | 0 | 0 | 0 | 0 | 0 | 0
F5_Commercial_Miscellaneous_Existing_Miscellaneous_Natural Gas_Miscellaneous_E1 | F5 | Commercial | Miscellaneous | Existing | Miscellaneous | Natural Gas | Miscellaneous | E1 | RIM BC Ratio | bar: 2019 to 2051
F5_Commercial_Miscellaneous_Existing_Miscellaneous_Natural Gas_Miscellaneous_E2 | F5 | Commercial | Miscellaneous | Existing | Miscellaneous | Natural Gas | Miscellaneous | E2 | RIM BC Ratio | 0 | 0 | 0 | 0 | 0 | 0 | 0 | 0 | 0 | 0 | 0 | 0 | 0 | 0 | 0 | 0 | 0 | 0 | 0 | 0 | 0 | 0 | 0 | 0 | 0 | 0 | 0 | 0 | 0 | 0 | 0 | 0 | 0
F5_Commercial_Miscellaneous_Existing_Miscellaneous_Natural Gas_Miscellaneous_E3 | F5 | Commercial | Miscellaneous | Existing | Miscellaneous | Natural Gas | Miscellaneous | E3 | RIM BC Ratio | 0 | 0 | 0 | 0 | 0 | 0 | 0 | 0 | 0 | 0 | 0 | 0 | 0 | 0 | 0 | 0 | 0 | 0 | 0 | 0 | 0 | 0 | 0 | 0 | 0 | 0 | 0 | 0 | 0 | 0 | 0 | 0 | 0
F5_Commercial_Miscellaneous_Existing_Miscellaneous_Natural Gas_Miscellaneous_E4 | F5 | Commercial | Miscellaneous | Existing | Miscellaneous | Natural Gas | Miscellaneous | E4 | RIM BC Ratio | 0 | 0 | 0 | 0 | 0 | 0 | 0 | 0 | 0 | 0 | 0 | 0 | 0 | 0 | 0 | 0 | 0 | 0 | 0 | 0 | 0 | 0 | 0 | 0 | 0 | 0 | 0 | 0 | 0 | 0 | 0 | 0 | 0
F5_Commercial_Miscellaneous_Existing_Miscellaneous_Natural Gas_Miscellaneous_E5 | F5 | Commercial | Miscellaneous | Existing | Miscellaneous | Natural Gas | Miscellaneous | E5 | RIM BC Ratio | 0 | 0 | 0 | 0 | 0 | 0 | 0 | 0 | 0 | 0 | 0 | 0 | 0 | 0 | 0 | 0 | 0 | 0 | 0 | 0 | 0 | 0 | 0 | 0 | 0 | 0 | 0 | 0 | 0 | 0 | 0 | 0 | 0
F5_Commercial_Miscellaneous_Existing_Miscellaneous_Natural Gas_Miscellaneous_E6 | F5 | Commercial | Miscellaneous | Existing | Miscellaneous | Natural Gas | Miscellaneous | E6 | RIM BC Ratio | 0 | 0 | 0 | 0 | 0 | 0 | 0 | 0 | 0 | 0 | 0 | 0 | 0 | 0 | 0 | 0 | 0 | 0 | 0 | 0 | 0 | 0 | 0 | 0 | 0 | 0 | 0 | 0 | 0 | 0 | 0 | 0 | 0
F5_Commercial_Miscellaneous_Existing_Miscellaneous_Natural Gas_Miscellaneous_E7 | F5 | Commercial | Miscellaneous | Existing | Miscellaneous | Natural Gas | Miscellaneous | E7 | RIM BC Ratio | 0 | 0 | 0 | 0 | 0 | 0 | 0 | 0 | 0 | 0 | 0 | 0 | 0 | 0 | 0 | 0 | 0 | 0 | 0 | 0 | 0 | 0 | 0 | 0 | 0 | 0 | 0 | 0 | 0 | 0 | 0 | 0 | 0
F5_Commercial_Miscellaneous_Existing_Miscellaneous_Natural Gas_Miscellaneous_E8 | F5 | Commercial | Miscellaneous | Existing | Miscellaneous | Natural Gas | Miscellaneous | E8 | RIM BC Ratio | 0 | 0 | 0 | 0 | 0 | 0 | 0 | 0 | 0 | 0 | 0 | 0 | 0 | 0 | 0 | 0 | 0 | 0 | 0 | 0 | 0 | 0 | 0 | 0 | 0 | 0 | 0 | 0 | 0 | 0 | 0 | 0 | 0
F5_Commercial_Miscellaneous_Existing_Miscellaneous_Natural Gas_Miscellaneous_E9 | F5 | Commercial | Miscellaneous | Existing | Miscellaneous | Natural Gas | Miscellaneous | E9 | RIM BC Ratio | 0 | 0 | 0 | 0 | 0 | 0 | 0 | 0 | 0 | 0 | 0 | 0 | 0 | 0 | 0 | 0 | 0 | 0 | 0 | 0 | 0 | 0 | 0 | 0 | 0 | 0 | 0 | 0 | 0 | 0 | 0 | 0 | 0
F5_Commercial_Miscellaneous_Existing_Miscellaneous_Natural Gas_Miscellaneous_E10 | F5 | Commercial | Miscellaneous | Existing | Miscellaneous | Natural Gas | Miscellaneous | E10 | RIM BC Ratio | 0 | 0 | 0 | 0 | 0 | 0 | 0 | 0 | 0 | 0 | 0 | 0 | 0 | 0 | 0 | 0 | 0 | 0 | 0 | 0 | 0 | 0 | 0 | 0 | 0 | 0 | 0 | 0 | 0 | 0 | 0 | 0 | 0
F0_Commercial_Miscellaneous_New_Space Heating_Natural Gas_Furnace_E0 | F0 | Commercial | Miscellaneous | New | Space Heating | Natural Gas | Furnace | E0 | Economic Unit | AFUE 80% (Standard) | AFUE 80% (Standard) | AFUE 80% (Standard) | AFUE 80% (Standard) | AFUE 80% (Standard) | AFUE 80% (Standard) | AFUE 80% (Standard) | AFUE 80% (Standard) | AFUE 80% (Standard) | AFUE 80% (Standard) | AFUE 80% (Standard) | AFUE 80% (Standard) | AFUE 80% (Standard) | AFUE 80% (Standard) | AFUE 80% (Standard) | AFUE 80% (Standard) | AFUE 80% (Standard) | AFUE 80% (Standard) | AFUE 80% (Standard) | AFUE 80% (Standard) | AFUE 80% (Standard) | AFUE 80% (Standard) | AFUE 80% (Standard) | AFUE 80% (Standard) | AFUE 80% (Standard) | AFUE 80% (Standard) | AFUE 80% (Standard) | AFUE 80% (Standard) | AFUE 80% (Standard) | AFUE 80% (Standard) | AFUE 80% (Standard) | AFUE 80% (Standard) | AFUE 80% (Standard)
F1_Commercial_Miscellaneous_New_Space Heating_Natural Gas_Furnace_E1 | F1 | Commercial | Miscellaneous | New | Space Heating | Natural Gas | Furnace | E1 | CCE | 0 | 0 | 0 | 0 | 0 | 0 | 0 | 0 | 0 | 0 | 0 | 0 | 0 | 0 | 0 | 0 | 0 | 0 | 0 | 0 | 0 | 0 | 0 | 0 | 0 | 0 | 0 | 0 | 0 | 0 | 0 | 0 | 0
F1_Commercial_Miscellaneous_New_Space Heating_Natural Gas_Furnace_E2 | F1 | Commercial | Miscellaneous | New | Space Heating | Natural Gas | Furnace | E2 | CCE | 2.2269 | 2.2269 | 2.2388 | 2.2507 | 2.2628 | 2.2751 | 2.2874 | 2.2999 | 2.3126 | 2.3254 | 2.3383 | 2.3514 | 2.3646 | 2.3779 | 2.3914 | 2.4051 | 2.4189 | 2.4329 | 2.4471 | 2.4614 | 2.4759 | 2.4905 | 2.5053 | 2.5203 | 2.5355 | 2.5508 | 2.5664 | 2.5821 | 2.5981 | 2.6142 | 2.6305 | 2.6471 | 2.6471
F1_Commercial_Miscellaneous_New_Space Heating_Natural Gas_Furnace_E3 | F1 | Commercial | Miscellaneous | New | Space Heating | Natural Gas | Furnace | E3 | CCE | 2.9692 | 2.9692 | 2.985 | 3.001 | 3.0171 | 3.0334 | 3.0499 | 3.0666 | 3.0834 | 3.1005 | 3.1177 | 3.1351 | 3.1528 | 3.1706 | 3.1886 | 3.2068 | 3.2252 | 3.2439 | 3.2628 | 3.2818 | 3.3011 | 3.3206 | 3.3404 | 3.3604 | 3.3807 | 3.4011 | 3.4219 | 3.4428 | 3.4641 | 3.4855 | 3.5074 | 3.5294 | 3.5294
F1_Commercial_Miscellaneous_New_Space Heating_Natural Gas_Furnace_E4 | F1 | Commercial | Miscellaneous | New | Space Heating | Natural Gas | Furnace | E4 | CCE | 187.6291 | 187.6291 | 188.6285 | 189.6376 | 190.6576 | 191.6874 | 192.7307 | 193.7841 | 194.8493 | 195.9252 | 197.015 | 198.1161 | 199.2293 | 200.3541 | 201.4939 | 202.6453 | 203.81 | 204.9869 | 206.1801 | 207.3861 | 208.6063 | 209.8372 | 211.088 | 212.3514 | 213.6305 | 214.9215 | 216.2339 | 217.5593 | 218.9016 | 220.2591 | 221.637 | 223.0306 | 223.0306
F1_Commercial_Miscellaneous_New_Space Heating_Natural Gas_Furnace_E5 | F1 | Commercial | Miscellaneous | New | Space Heating | Natural Gas | Furnace | E5 | CCE | 0 | 0 | 0 | 0 | 0 | 0 | 0 | 0 | 0 | 0 | 0 | 0 | 0 | 0 | 0 | 0 | 0 | 0 | 0 | 0 | 0 | 0 | 0 | 0 | 0 | 0 | 0 | 0 | 0 | 0 | 0 | 0 | 0
F1_Commercial_Miscellaneous_New_Space Heating_Natural Gas_Furnace_E6 | F1 | Commercial | Miscellaneous | New | Space Heating | Natural Gas | Furnace | E6 | CCE | 0 | 0 | 0 | 0 | 0 | 0 | 0 | 0 | 0 | 0 | 0 | 0 | 0 | 0 | 0 | 0 | 0 | 0 | 0 | 0 | 0 | 0 | 0 | 0 | 0 | 0 | 0 | 0 | 0 | 0 | 0 | 0 | 0
F1_Commercial_Miscellaneous_New_Space Heating_Natural Gas_Furnace_E7 | F1 | Commercial | Miscellaneous | New | Space Heating | Natural Gas | Furnace | E7 | CCE | 0 | 0 | 0 | 0 | 0 | 0 | 0 | 0 | 0 | 0 | 0 | 0 | 0 | 0 | 0 | 0 | 0 | 0 | 0 | 0 | 0 | 0 | 0 | 0 | 0 | 0 | 0 | 0 | 0 | 0 | 0 | 0 | 0
F1_Commercial_Miscellaneous_New_Space Heating_Natural Gas_Furnace_E8 | F1 | Commercial | Miscellaneous | New | Space Heating | Natural Gas | Furnace | E8 | CCE | 0 | 0 | 0 | 0 | 0 | 0 | 0 | 0 | 0 | 0 | 0 | 0 | 0 | 0 | 0 | 0 | 0 | 0 | 0 | 0 | 0 | 0 | 0 | 0 | 0 | 0 | 0 | 0 | 0 | 0 | 0 | 0 | 0
F1_Commercial_Miscellaneous_New_Space Heating_Natural Gas_Furnace_E9 | F1 | Commercial | Miscellaneous | New | Space Heating | Natural Gas | Furnace | E9 | CCE | 0 | 0 | 0 | 0 | 0 | 0 | 0 | 0 | 0 | 0 | 0 | 0 | 0 | 0 | 0 | 0 | 0 | 0 | 0 | 0 | 0 | 0 | 0 | 0 | 0 | 0 | 0 | 0 | 0 | 0 | 0 | 0 | 0
F1_Commercial_Miscellaneous_New_Space Heating_Natural Gas_Furnace_E10 | F1 | Commercial | Miscellaneous | New | Space Heating | Natural Gas | Furnace | E10 | CCE | 0 | 0 | 0 | 0 | 0 | 0 | 0 | 0 | 0 | 0 | 0 | 0 | 0 | 0 | 0 | 0 | 0 | 0 | 0 | 0 | 0 | 0 | 0 | 0 | 0 | 0 | 0 | 0 | 0 | 0 | 0 | 0 | 0
F2_Commercial_Miscellaneous_New_Space Heating_Natural Gas_Furnace_E1 | F2 | Commercial | Miscellaneous | New | Space Heating | Natural Gas | Furnace | E1 | TRC BC Ratio | bar: 2019 to 2051
F2_Commercial_Miscellaneous_New_Space Heating_Natural Gas_Furnace_E2 | F2 | Commercial | Miscellaneous | New | Space Heating | Natural Gas | Furnace | E2 | TRC BC Ratio | 0.8043 | 0.80501 | 0.8058 | 0.80696 | 0.80863 | 0.81116 | 0.81293 | 0.8143 | 0.81582 | 0.81723 | 0.8182 | 0.8188 | 0.81933 | 0.81981 | 0.82044 | 0.8207 | 0.82115 | 0.82199 | 0.82289 | 0.82393 | 0.82516 | 0.82619 | 0.827 | 0.82761 | 0.82802 | 0.82814 | 0.82792 | 0.82747 | 0.82712 | 0.82695 | 0.82708 | 0.82713 | 0.82713
F2_Commercial_Miscellaneous_New_Space Heating_Natural Gas_Furnace_E3 | F2 | Commercial | Miscellaneous | New | Space Heating | Natural Gas | Furnace | E3 | TRC BC Ratio | 0.60322 | 0.60376 | 0.60435 | 0.60522 | 0.60647 | 0.60837 | 0.6097 | 0.61073 | 0.61187 | 0.61292 | 0.61365 | 0.6141 | 0.6145 | 0.61486 | 0.61533 | 0.61553 | 0.61586 | 0.6165 | 0.61717 | 0.61795 | 0.61887 | 0.61965 | 0.62025 | 0.62071 | 0.62101 | 0.6211 | 0.62094 | 0.62061 | 0.62034 | 0.62022 | 0.62031 | 0.62034 | 0.62034
F2_Commercial_Miscellaneous_New_Space Heating_Natural Gas_Furnace_E4 | F2 | Commercial | Miscellaneous | New | Space Heating | Natural Gas | Furnace | E4 | TRC BC Ratio | 0.0098911 | 0.0099007 | 0.0099125 | 0.0099249 | 0.0099374 | 0.0099458 | 0.0099607 | 0.0099778 | 0.0099915 | 0.010003 | 0.010013 | 0.010019 | 0.01002 | 0.010018 | 0.010012 | 0.010007 | 0.0099997 | 0.0099909 | 0.0099836 | 0.0099769 | 0.0099699 | 0.0099635 | 0.0099584 | 0.0099545 | 0.0099519 | 0.0099512 | 0.0099526 | 0.0099554 | 0.0099576 | 0.0099587 | 0.0099579 | 0.0099576 | 0.0099576
F2_Commercial_Miscellaneous_New_Space Heating_Natural Gas_Furnace_E5 | F2 | Commercial | Miscellaneous | New | Space Heating | Natural Gas | Furnace | E5 | TRC BC Ratio | 0 | 0 | 0 | 0 | 0 | 0 | 0 | 0 | 0 | 0 | 0 | 0 | 0 | 0 | 0 | 0 | 0 | 0 | 0 | 0 | 0 | 0 | 0 | 0 | 0 | 0 | 0 | 0 | 0 | 0 | 0 | 0 | 0
F2_Commercial_Miscellaneous_New_Space Heating_Natural Gas_Furnace_E6 | F2 | Commercial | Miscellaneous | New | Space Heating | Natural Gas | Furnace | E6 | TRC BC Ratio | 0 | 0 | 0 | 0 | 0 | 0 | 0 | 0 | 0 | 0 | 0 | 0 | 0 | 0 | 0 | 0 | 0 | 0 | 0 | 0 | 0 | 0 | 0 | 0 | 0 | 0 | 0 | 0 | 0 | 0 | 0 | 0 | 0
F2_Commercial_Miscellaneous_New_Space Heating_Natural Gas_Furnace_E7 | F2 | Commercial | Miscellaneous | New | Space Heating | Natural Gas | Furnace | E7 | TRC BC Ratio | 0 | 0 | 0 | 0 | 0 | 0 | 0 | 0 | 0 | 0 | 0 | 0 | 0 | 0 | 0 | 0 | 0 | 0 | 0 | 0 | 0 | 0 | 0 | 0 | 0 | 0 | 0 | 0 | 0 | 0 | 0 | 0 | 0
F2_Commercial_Miscellaneous_New_Space Heating_Natural Gas_Furnace_E8 | F2 | Commercial | Miscellaneous | New | Space Heating | Natural Gas | Furnace | E8 | TRC BC Ratio | 0 | 0 | 0 | 0 | 0 | 0 | 0 | 0 | 0 | 0 | 0 | 0 | 0 | 0 | 0 | 0 | 0 | 0 | 0 | 0 | 0 | 0 | 0 | 0 | 0 | 0 | 0 | 0 | 0 | 0 | 0 | 0 | 0
F2_Commercial_Miscellaneous_New_Space Heating_Natural Gas_Furnace_E9 | F2 | Commercial | Miscellaneous | New | Space Heating | Natural Gas | Furnace | E9 | TRC BC Ratio | 0 | 0 | 0 | 0 | 0 | 0 | 0 | 0 | 0 | 0 | 0 | 0 | 0 | 0 | 0 | 0 | 0 | 0 | 0 | 0 | 0 | 0 | 0 | 0 | 0 | 0 | 0 | 0 | 0 | 0 | 0 | 0 | 0
F2_Commercial_Miscellaneous_New_Space Heating_Natural Gas_Furnace_E10 | F2 | Commercial | Miscellaneous | New | Space Heating | Natural Gas | Furnace | E10 | TRC BC Ratio | 0 | 0 | 0 | 0 | 0 | 0 | 0 | 0 | 0 | 0 | 0 | 0 | 0 | 0 | 0 | 0 | 0 | 0 | 0 | 0 | 0 | 0 | 0 | 0 | 0 | 0 | 0 | 0 | 0 | 0 | 0 | 0 | 0
F3_Commercial_Miscellaneous_New_Space Heating_Natural Gas_Furnace_E1 | F3 | Commercial | Miscellaneous | New | Space Heating | Natural Gas | Furnace | E1 | PACT BC Ratio | bar: 2019 to 2051
F3_Commercial_Miscellaneous_New_Space Heating_Natural Gas_Furnace_E2 | F3 | Commercial | Miscellaneous | New | Space Heating | Natural Gas | Furnace | E2 | PACT BC Ratio | 1.0724 | 1.0734 | 1.0744 | 1.076 | 1.0782 | 1.0815 | 1.0839 | 1.0857 | 1.0878 | 1.0896 | 1.0909 | 1.0917 | 1.0924 | 1.0931 | 1.0939 | 1.0943 | 1.0949 | 1.096 | 1.0972 | 1.0986 | 1.1002 | 1.1016 | 1.1027 | 1.1035 | 1.104 | 1.1042 | 1.1039 | 1.1033 | 1.1028 | 1.1026 | 1.1028 | 1.1028 | 1.1028
F3_Commercial_Miscellaneous_New_Space Heating_Natural Gas_Furnace_E3 | F3 | Commercial | Miscellaneous | New | Space Heating | Natural Gas | Furnace | E3 | PACT BC Ratio | 0.8043 | 0.80501 | 0.8058 | 0.80696 | 0.80863 | 0.81116 | 0.81293 | 0.8143 | 0.81582 | 0.81723 | 0.8182 | 0.8188 | 0.81933 | 0.81981 | 0.82044 | 0.8207 | 0.82115 | 0.82199 | 0.82289 | 0.82393 | 0.82516 | 0.82619 | 0.827 | 0.82761 | 0.82802 | 0.82814 | 0.82792 | 0.82747 | 0.82712 | 0.82695 | 0.82708 | 0.82713 | 0.82713
F3_Commercial_Miscellaneous_New_Space Heating_Natural Gas_Furnace_E4 | F3 | Commercial | Miscellaneous | New | Space Heating | Natural Gas | Furnace | E4 | PACT BC Ratio | 0.013188 | 0.013201 | 0.013217 | 0.013233 | 0.01325 | 0.013261 | 0.013281 | 0.013304 | 0.013322 | 0.013337 | 0.01335 | 0.013358 | 0.01336 | 0.013357 | 0.013349 | 0.013342 | 0.013333 | 0.013321 | 0.013311 | 0.013303 | 0.013293 | 0.013285 | 0.013278 | 0.013273 | 0.013269 | 0.013268 | 0.01327 | 0.013274 | 0.013277 | 0.013278 | 0.013277 | 0.013277 | 0.013277
F3_Commercial_Miscellaneous_New_Space Heating_Natural Gas_Furnace_E5 | F3 | Commercial | Miscellaneous | New | Space Heating | Natural Gas | Furnace | E5 | PACT BC Ratio | 0 | 0 | 0 | 0 | 0 | 0 | 0 | 0 | 0 | 0 | 0 | 0 | 0 | 0 | 0 | 0 | 0 | 0 | 0 | 0 | 0 | 0 | 0 | 0 | 0 | 0 | 0 | 0 | 0 | 0 | 0 | 0 | 0
F3_Commercial_Miscellaneous_New_Space Heating_Natural Gas_Furnace_E6 | F3 | Commercial | Miscellaneous | New | Space Heating | Natural Gas | Furnace | E6 | PACT BC Ratio | 0 | 0 | 0 | 0 | 0 | 0 | 0 | 0 | 0 | 0 | 0 | 0 | 0 | 0 | 0 | 0 | 0 | 0 | 0 | 0 | 0 | 0 | 0 | 0 | 0 | 0 | 0 | 0 | 0 | 0 | 0 | 0 | 0
F3_Commercial_Miscellaneous_New_Space Heating_Natural Gas_Furnace_E7 | F3 | Commercial | Miscellaneous | New | Space Heating | Natural Gas | Furnace | E7 | PACT BC Ratio | 0 | 0 | 0 | 0 | 0 | 0 | 0 | 0 | 0 | 0 | 0 | 0 | 0 | 0 | 0 | 0 | 0 | 0 | 0 | 0 | 0 | 0 | 0 | 0 | 0 | 0 | 0 | 0 | 0 | 0 | 0 | 0 | 0
F3_Commercial_Miscellaneous_New_Space Heating_Natural Gas_Furnace_E8 | F3 | Commercial | Miscellaneous | New | Space Heating | Natural Gas | Furnace | E8 | PACT BC Ratio | 0 | 0 | 0 | 0 | 0 | 0 | 0 | 0 | 0 | 0 | 0 | 0 | 0 | 0 | 0 | 0 | 0 | 0 | 0 | 0 | 0 | 0 | 0 | 0 | 0 | 0 | 0 | 0 | 0 | 0 | 0 | 0 | 0
F3_Commercial_Miscellaneous_New_Space Heating_Natural Gas_Furnace_E9 | F3 | Commercial | Miscellaneous | New | Space Heating | Natural Gas | Furnace | E9 | PACT BC Ratio | 0 | 0 | 0 | 0 | 0 | 0 | 0 | 0 | 0 | 0 | 0 | 0 | 0 | 0 | 0 | 0 | 0 | 0 | 0 | 0 | 0 | 0 | 0 | 0 | 0 | 0 | 0 | 0 | 0 | 0 | 0 | 0 | 0
F3_Commercial_Miscellaneous_New_Space Heating_Natural Gas_Furnace_E10 | F3 | Commercial | Miscellaneous | New | Space Heating | Natural Gas | Furnace | E10 | PACT BC Ratio | 0 | 0 | 0 | 0 | 0 | 0 | 0 | 0 | 0 | 0 | 0 | 0 | 0 | 0 | 0 | 0 | 0 | 0 | 0 | 0 | 0 | 0 | 0 | 0 | 0 | 0 | 0 | 0 | 0 | 0 | 0 | 0 | 0
F4_Commercial_Miscellaneous_New_Space Heating_Natural Gas_Furnace_E1 | F4 | Commercial | Miscellaneous | New | Space Heating | Natural Gas | Furnace | E1 | RVT BC Ratio | bar: 2019 to 2051
F4_Commercial_Miscellaneous_New_Space Heating_Natural Gas_Furnace_E2 | F4 | Commercial | Miscellaneous | New | Space Heating | Natural Gas | Furnace | E2 | RVT BC Ratio | 1.8563 | 1.8574 | 1.8585 | 1.8602 | 1.8625 | 1.8662 | 1.8687 | 1.8707 | 1.8729 | 1.8749 | 1.8763 | 1.8772 | 1.8779 | 1.8786 | 1.8795 | 1.8799 | 1.8805 | 1.8818 | 1.883 | 1.8845 | 1.8863 | 1.8878 | 1.889 | 1.8898 | 1.8904 | 1.8906 | 1.8903 | 1.8896 | 1.8891 | 1.8889 | 1.8891 | 1.8891 | 1.8891
F4_Commercial_Miscellaneous_New_Space Heating_Natural Gas_Furnace_E3 | F4 | Commercial | Miscellaneous | New | Space Heating | Natural Gas | Furnace | E3 | RVT BC Ratio | 1.5672 | 1.568 | 1.5689 | 1.5701 | 1.5719 | 1.5746 | 1.5765 | 1.578 | 1.5797 | 1.5812 | 1.5822 | 1.5829 | 1.5835 | 1.584 | 1.5847 | 1.5849 | 1.5854 | 1.5863 | 1.5873 | 1.5884 | 1.5897 | 1.5909 | 1.5917 | 1.5924 | 1.5928 | 1.5929 | 1.5927 | 1.5922 | 1.5919 | 1.5917 | 1.5918 | 1.5919 | 1.5919
F4_Commercial_Miscellaneous_New_Space Heating_Natural Gas_Furnace_E4 | F4 | Commercial | Miscellaneous | New | Space Heating | Natural Gas | Furnace | E4 | RVT BC Ratio | 0.71422 | 0.71423 | 0.71425 | 0.71427 | 0.71429 | 0.7143 | 0.71432 | 0.71434 | 0.71436 | 0.71438 | 0.71439 | 0.7144 | 0.71441 | 0.7144 | 0.71439 | 0.71439 | 0.71438 | 0.71436 | 0.71435 | 0.71434 | 0.71433 | 0.71432 | 0.71432 | 0.71431 | 0.71431 | 0.71431 | 0.71431 | 0.71431 | 0.71432 | 0.71432 | 0.71432 | 0.71432 | 0.71432
F4_Commercial_Miscellaneous_New_Space Heating_Natural Gas_Furnace_E5 | F4 | Commercial | Miscellaneous | New | Space Heating | Natural Gas | Furnace | E5 | RVT BC Ratio | 0 | 0 | 0 | 0 | 0 | 0 | 0 | 0 | 0 | 0 | 0 | 0 | 0 | 0 | 0 | 0 | 0 | 0 | 0 | 0 | 0 | 0 | 0 | 0 | 0 | 0 | 0 | 0 | 0 | 0 | 0 | 0 | 0
F4_Commercial_Miscellaneous_New_Space Heating_Natural Gas_Furnace_E6 | F4 | Commercial | Miscellaneous | New | Space Heating | Natural Gas | Furnace | E6 | RVT BC Ratio | 0 | 0 | 0 | 0 | 0 | 0 | 0 | 0 | 0 | 0 | 0 | 0 | 0 | 0 | 0 | 0 | 0 | 0 | 0 | 0 | 0 | 0 | 0 | 0 | 0 | 0 | 0 | 0 | 0 | 0 | 0 | 0 | 0
F4_Commercial_Miscellaneous_New_Space Heating_Natural Gas_Furnace_E7 | F4 | Commercial | Miscellaneous | New | Space Heating | Natural Gas | Furnace | E7 | RVT BC Ratio | 0 | 0 | 0 | 0 | 0 | 0 | 0 | 0 | 0 | 0 | 0 | 0 | 0 | 0 | 0 | 0 | 0 | 0 | 0 | 0 | 0 | 0 | 0 | 0 | 0 | 0 | 0 | 0 | 0 | 0 | 0 | 0 | 0
F4_Commercial_Miscellaneous_New_Space Heating_Natural Gas_Furnace_E8 | F4 | Commercial | Miscellaneous | New | Space Heating | Natural Gas | Furnace | E8 | RVT BC Ratio | 0 | 0 | 0 | 0 | 0 | 0 | 0 | 0 | 0 | 0 | 0 | 0 | 0 | 0 | 0 | 0 | 0 | 0 | 0 | 0 | 0 | 0 | 0 | 0 | 0 | 0 | 0 | 0 | 0 | 0 | 0 | 0 | 0
F4_Commercial_Miscellaneous_New_Space Heating_Natural Gas_Furnace_E9 | F4 | Commercial | Miscellaneous | New | Space Heating | Natural Gas | Furnace | E9 | RVT BC Ratio | 0 | 0 | 0 | 0 | 0 | 0 | 0 | 0 | 0 | 0 | 0 | 0 | 0 | 0 | 0 | 0 | 0 | 0 | 0 | 0 | 0 | 0 | 0 | 0 | 0 | 0 | 0 | 0 | 0 | 0 | 0 | 0 | 0
F4_Commercial_Miscellaneous_New_Space Heating_Natural Gas_Furnace_E10 | F4 | Commercial | Miscellaneous | New | Space Heating | Natural Gas | Furnace | E10 | RVT BC Ratio | 0 | 0 | 0 | 0 | 0 | 0 | 0 | 0 | 0 | 0 | 0 | 0 | 0 | 0 | 0 | 0 | 0 | 0 | 0 | 0 | 0 | 0 | 0 | 0 | 0 | 0 | 0 | 0 | 0 | 0 | 0 | 0 | 0
F5_Commercial_Miscellaneous_New_Space Heating_Natural Gas_Furnace_E1 | F5 | Commercial | Miscellaneous | New | Space Heating | Natural Gas | Furnace | E1 | RIM BC Ratio | bar: 2019 to 2051
F5_Commercial_Miscellaneous_New_Space Heating_Natural Gas_Furnace_E2 | F5 | Commercial | Miscellaneous | New | Space Heating | Natural Gas | Furnace | E2 | RIM BC Ratio | 0.46936 | 0.46954 | 0.46974 | 0.47004 | 0.47046 | 0.4711 | 0.47155 | 0.4719 | 0.47228 | 0.47263 | 0.47288 | 0.47303 | 0.47316 | 0.47328 | 0.47344 | 0.4735 | 0.47361 | 0.47383 | 0.47405 | 0.47431 | 0.47461 | 0.47487 | 0.47507 | 0.47522 | 0.47532 | 0.47535 | 0.4753 | 0.47519 | 0.4751 | 0.47506 | 0.47509 | 0.4751 | 0.4751
F5_Commercial_Miscellaneous_New_Space Heating_Natural Gas_Furnace_E3 | F5 | Commercial | Miscellaneous | New | Space Heating | Natural Gas | Furnace | E3 | RIM BC Ratio | 0.4096 | 0.40979 | 0.40999 | 0.41029 | 0.41072 | 0.41137 | 0.41183 | 0.41218 | 0.41257 | 0.41293 | 0.41318 | 0.41333 | 0.41347 | 0.41359 | 0.41375 | 0.41382 | 0.41393 | 0.41414 | 0.41437 | 0.41464 | 0.41495 | 0.41521 | 0.41541 | 0.41557 | 0.41567 | 0.4157 | 0.41564 | 0.41553 | 0.41544 | 0.4154 | 0.41543 | 0.41544 | 0.41544
F5_Commercial_Miscellaneous_New_Space Heating_Natural Gas_Furnace_E4 | F5 | Commercial | Miscellaneous | New | Space Heating | Natural Gas | Furnace | E4 | RIM BC Ratio | 0.012983 | 0.012995 | 0.013011 | 0.013027 | 0.013043 | 0.013054 | 0.013073 | 0.013095 | 0.013113 | 0.013127 | 0.01314 | 0.013148 | 0.01315 | 0.013147 | 0.013139 | 0.013133 | 0.013123 | 0.013112 | 0.013103 | 0.013094 | 0.013085 | 0.013077 | 0.01307 | 0.013065 | 0.013062 | 0.013061 | 0.013062 | 0.013066 | 0.013069 | 0.01307 | 0.013069 | 0.013069 | 0.013069
F5_Commercial_Miscellaneous_New_Space Heating_Natural Gas_Furnace_E5 | F5 | Commercial | Miscellaneous | New | Space Heating | Natural Gas | Furnace | E5 | RIM BC Ratio | 0 | 0 | 0 | 0 | 0 | 0 | 0 | 0 | 0 | 0 | 0 | 0 | 0 | 0 | 0 | 0 | 0 | 0 | 0 | 0 | 0 | 0 | 0 | 0 | 0 | 0 | 0 | 0 | 0 | 0 | 0 | 0 | 0
F5_Commercial_Miscellaneous_New_Space Heating_Natural Gas_Furnace_E6 | F5 | Commercial | Miscellaneous | New | Space Heating | Natural Gas | Furnace | E6 | RIM BC Ratio | 0 | 0 | 0 | 0 | 0 | 0 | 0 | 0 | 0 | 0 | 0 | 0 | 0 | 0 | 0 | 0 | 0 | 0 | 0 | 0 | 0 | 0 | 0 | 0 | 0 | 0 | 0 | 0 | 0 | 0 | 0 | 0 | 0
F5_Commercial_Miscellaneous_New_Space Heating_Natural Gas_Furnace_E7 | F5 | Commercial | Miscellaneous | New | Space Heating | Natural Gas | Furnace | E7 | RIM BC Ratio | 0 | 0 | 0 | 0 | 0 | 0 | 0 | 0 | 0 | 0 | 0 | 0 | 0 | 0 | 0 | 0 | 0 | 0 | 0 | 0 | 0 | 0 | 0 | 0 | 0 | 0 | 0 | 0 | 0 | 0 | 0 | 0 | 0
F5_Commercial_Miscellaneous_New_Space Heating_Natural Gas_Furnace_E8 | F5 | Commercial | Miscellaneous | New | Space Heating | Natural Gas | Furnace | E8 | RIM BC Ratio | 0 | 0 | 0 | 0 | 0 | 0 | 0 | 0 | 0 | 0 | 0 | 0 | 0 | 0 | 0 | 0 | 0 | 0 | 0 | 0 | 0 | 0 | 0 | 0 | 0 | 0 | 0 | 0 | 0 | 0 | 0 | 0 | 0
F5_Commercial_Miscellaneous_New_Space Heating_Natural Gas_Furnace_E9 | F5 | Commercial | Miscellaneous | New | Space Heating | Natural Gas | Furnace | E9 | RIM BC Ratio | 0 | 0 | 0 | 0 | 0 | 0 | 0 | 0 | 0 | 0 | 0 | 0 | 0 | 0 | 0 | 0 | 0 | 0 | 0 | 0 | 0 | 0 | 0 | 0 | 0 | 0 | 0 | 0 | 0 | 0 | 0 | 0 | 0
F5_Commercial_Miscellaneous_New_Space Heating_Natural Gas_Furnace_E10 | F5 | Commercial | Miscellaneous | New | Space Heating | Natural Gas | Furnace | E10 | RIM BC Ratio | 0 | 0 | 0 | 0 | 0 | 0 | 0 | 0 | 0 | 0 | 0 | 0 | 0 | 0 | 0 | 0 | 0 | 0 | 0 | 0 | 0 | 0 | 0 | 0 | 0 | 0 | 0 | 0 | 0 | 0 | 0 | 0 | 0
F0_Commercial_Miscellaneous_New_Space Heating_Natural Gas_Boiler_E0 | F0 | Commercial | Miscellaneous | New | Space Heating | Natural Gas | Boiler | E0 | Economic Unit | AFUE 80% (Standard) | AFUE 80% (Standard) | AFUE 80% (Standard) | AFUE 80% (Standard) | AFUE 80% (Standard) | AFUE 80% (Standard) | AFUE 80% (Standard) | AFUE 80% (Standard) | AFUE 80% (Standard) | AFUE 80% (Standard) | AFUE 80% (Standard) | AFUE 80% (Standard) | AFUE 80% (Standard) | AFUE 80% (Standard) | AFUE 80% (Standard) | AFUE 80% (Standard) | AFUE 80% (Standard) | AFUE 80% (Standard) | AFUE 80% (Standard) | AFUE 80% (Standard) | AFUE 80% (Standard) | AFUE 80% (Standard) | AFUE 80% (Standard) | AFUE 80% (Standard) | AFUE 80% (Standard) | AFUE 80% (Standard) | AFUE 80% (Standard) | AFUE 80% (Standard) | AFUE 80% (Standard) | AFUE 80% (Standard) | AFUE 80% (Standard) | AFUE 80% (Standard) | AFUE 80% (Standard)
F1_Commercial_Miscellaneous_New_Space Heating_Natural Gas_Boiler_E1 | F1 | Commercial | Miscellaneous | New | Space Heating | Natural Gas | Boiler | E1 | CCE | 0 | 0 | 0 | 0 | 0 | 0 | 0 | 0 | 0 | 0 | 0 | 0 | 0 | 0 | 0 | 0 | 0 | 0 | 0 | 0 | 0 | 0 | 0 | 0 | 0 | 0 | 0 | 0 | 0 | 0 | 0 | 0 | 0
F1_Commercial_Miscellaneous_New_Space Heating_Natural Gas_Boiler_E2 | F1 | Commercial | Miscellaneous | New | Space Heating | Natural Gas | Boiler | E2 | CCE | 3.2806 | 3.2806 | 3.2981 | 3.3157 | 3.3336 | 3.3516 | 3.3698 | 3.3882 | 3.4069 | 3.4257 | 3.4447 | 3.464 | 3.4834 | 3.5031 | 3.523 | 3.5432 | 3.5635 | 3.5841 | 3.605 | 3.6261 | 3.6474 | 3.6689 | 3.6908 | 3.7129 | 3.7352 | 3.7578 | 3.7808 | 3.8039 | 3.8274 | 3.8511 | 3.8752 | 3.8996 | 3.8996
F1_Commercial_Miscellaneous_New_Space Heating_Natural Gas_Boiler_E3 | F1 | Commercial | Miscellaneous | New | Space Heating | Natural Gas | Boiler | E3 | CCE | 3.3125 | 3.3125 | 3.3302 | 3.348 | 3.366 | 3.3842 | 3.4026 | 3.4212 | 3.44 | 3.459 | 3.4782 | 3.4977 | 3.5173 | 3.5372 | 3.5573 | 3.5776 | 3.5982 | 3.619 | 3.64 | 3.6613 | 3.6829 | 3.7046 | 3.7267 | 3.749 | 3.7716 | 3.7944 | 3.8175 | 3.8409 | 3.8646 | 3.8886 | 3.9129 | 3.9375 | 3.9375
F1_Commercial_Miscellaneous_New_Space Heating_Natural Gas_Boiler_E4 | F1 | Commercial | Miscellaneous | New | Space Heating | Natural Gas | Boiler | E4 | CCE | 16.8215 | 16.8215 | 16.9111 | 17.0015 | 17.093 | 17.1853 | 17.2788 | 17.3733 | 17.4688 | 17.5652 | 17.6629 | 17.7617 | 17.8615 | 17.9623 | 18.0645 | 18.1677 | 18.2721 | 18.3776 | 18.4846 | 18.5927 | 18.7021 | 18.8125 | 18.9246 | 19.0379 | 19.1526 | 19.2683 | 19.386 | 19.5048 | 19.6251 | 19.7468 | 19.8704 | 19.9953 | 19.9953
F1_Commercial_Miscellaneous_New_Space Heating_Natural Gas_Boiler_E5 | F1 | Commercial | Miscellaneous | New | Space Heating | Natural Gas | Boiler | E5 | CCE | 0 | 0 | 0 | 0 | 0 | 0 | 0 | 0 | 0 | 0 | 0 | 0 | 0 | 0 | 0 | 0 | 0 | 0 | 0 | 0 | 0 | 0 | 0 | 0 | 0 | 0 | 0 | 0 | 0 | 0 | 0 | 0 | 0
F1_Commercial_Miscellaneous_New_Space Heating_Natural Gas_Boiler_E6 | F1 | Commercial | Miscellaneous | New | Space Heating | Natural Gas | Boiler | E6 | CCE | 0 | 0 | 0 | 0 | 0 | 0 | 0 | 0 | 0 | 0 | 0 | 0 | 0 | 0 | 0 | 0 | 0 | 0 | 0 | 0 | 0 | 0 | 0 | 0 | 0 | 0 | 0 | 0 | 0 | 0 | 0 | 0 | 0
F1_Commercial_Miscellaneous_New_Space Heating_Natural Gas_Boiler_E7 | F1 | Commercial | Miscellaneous | New | Space Heating | Natural Gas | Boiler | E7 | CCE | 0 | 0 | 0 | 0 | 0 | 0 | 0 | 0 | 0 | 0 | 0 | 0 | 0 | 0 | 0 | 0 | 0 | 0 | 0 | 0 | 0 | 0 | 0 | 0 | 0 | 0 | 0 | 0 | 0 | 0 | 0 | 0 | 0
F1_Commercial_Miscellaneous_New_Space Heating_Natural Gas_Boiler_E8 | F1 | Commercial | Miscellaneous | New | Space Heating | Natural Gas | Boiler | E8 | CCE | 0 | 0 | 0 | 0 | 0 | 0 | 0 | 0 | 0 | 0 | 0 | 0 | 0 | 0 | 0 | 0 | 0 | 0 | 0 | 0 | 0 | 0 | 0 | 0 | 0 | 0 | 0 | 0 | 0 | 0 | 0 | 0 | 0
F1_Commercial_Miscellaneous_New_Space Heating_Natural Gas_Boiler_E9 | F1 | Commercial | Miscellaneous | New | Space Heating | Natural Gas | Boiler | E9 | CCE | 0 | 0 | 0 | 0 | 0 | 0 | 0 | 0 | 0 | 0 | 0 | 0 | 0 | 0 | 0 | 0 | 0 | 0 | 0 | 0 | 0 | 0 | 0 | 0 | 0 | 0 | 0 | 0 | 0 | 0 | 0 | 0 | 0
F1_Commercial_Miscellaneous_New_Space Heating_Natural Gas_Boiler_E10 | F1 | Commercial | Miscellaneous | New | Space Heating | Natural Gas | Boiler | E10 | CCE | 0 | 0 | 0 | 0 | 0 | 0 | 0 | 0 | 0 | 0 | 0 | 0 | 0 | 0 | 0 | 0 | 0 | 0 | 0 | 0 | 0 | 0 | 0 | 0 | 0 | 0 | 0 | 0 | 0 | 0 | 0 | 0 | 0
F2_Commercial_Miscellaneous_New_Space Heating_Natural Gas_Boiler_E1 | F2 | Commercial | Miscellaneous | New | Space Heating | Natural Gas | Boiler | E1 | TRC BC Ratio | bar: 2019 to 2051
F2_Commercial_Miscellaneous_New_Space Heating_Natural Gas_Boiler_E2 | F2 | Commercial | Miscellaneous | New | Space Heating | Natural Gas | Boiler | E2 | TRC BC Ratio | 0.54808 | 0.54861 | 0.54918 | 0.55 | 0.55114 | 0.55282 | 0.554 | 0.5549 | 0.55588 | 0.55677 | 0.55738 | 0.55776 | 0.5581 | 0.55842 | 0.55883 | 0.559 | 0.55929 | 0.55984 | 0.56042 | 0.56109 | 0.56189 | 0.56256 | 0.56308 | 0.56348 | 0.56374 | 0.56382 | 0.56368 | 0.56339 | 0.56316 | 0.56305 | 0.56313 | 0.56316 | 0.56316
F2_Commercial_Miscellaneous_New_Space Heating_Natural Gas_Boiler_E3 | F2 | Commercial | Miscellaneous | New | Space Heating | Natural Gas | Boiler | E3 | TRC BC Ratio | 0.5428 | 0.54332 | 0.54389 | 0.54471 | 0.54583 | 0.5475 | 0.54866 | 0.54956 | 0.55052 | 0.55141 | 0.55201 | 0.55238 | 0.55273 | 0.55304 | 0.55345 | 0.55361 | 0.5539 | 0.55444 | 0.55502 | 0.55569 | 0.55648 | 0.55714 | 0.55766 | 0.55805 | 0.55831 | 0.55839 | 0.55825 | 0.55796 | 0.55774 | 0.55763 | 0.55771 | 0.55774 | 0.55774
F2_Commercial_Miscellaneous_New_Space Heating_Natural Gas_Boiler_E4 | F2 | Commercial | Miscellaneous | New | Space Heating | Natural Gas | Boiler | E4 | TRC BC Ratio | 0.10878 | 0.1089 | 0.10904 | 0.1092 | 0.1094 | 0.10964 | 0.10984 | 0.11001 | 0.11016 | 0.1103 | 0.1104 | 0.11046 | 0.1105 | 0.11053 | 0.11056 | 0.11056 | 0.11057 | 0.1106 | 0.11064 | 0.1107 | 0.11076 | 0.11082 | 0.11086 | 0.11089 | 0.11091 | 0.11092 | 0.11091 | 0.11089 | 0.11087 | 0.11086 | 0.11086 | 0.11087 | 0.11087
F2_Commercial_Miscellaneous_New_Space Heating_Natural Gas_Boiler_E5 | F2 | Commercial | Miscellaneous | New | Space Heating | Natural Gas | Boiler | E5 | TRC BC Ratio | 0 | 0 | 0 | 0 | 0 | 0 | 0 | 0 | 0 | 0 | 0 | 0 | 0 | 0 | 0 | 0 | 0 | 0 | 0 | 0 | 0 | 0 | 0 | 0 | 0 | 0 | 0 | 0 | 0 | 0 | 0 | 0 | 0
F2_Commercial_Miscellaneous_New_Space Heating_Natural Gas_Boiler_E6 | F2 | Commercial | Miscellaneous | New | Space Heating | Natural Gas | Boiler | E6 | TRC BC Ratio | 0 | 0 | 0 | 0 | 0 | 0 | 0 | 0 | 0 | 0 | 0 | 0 | 0 | 0 | 0 | 0 | 0 | 0 | 0 | 0 | 0 | 0 | 0 | 0 | 0 | 0 | 0 | 0 | 0 | 0 | 0 | 0 | 0
F2_Commercial_Miscellaneous_New_Space Heating_Natural Gas_Boiler_E7 | F2 | Commercial | Miscellaneous | New | Space Heating | Natural Gas | Boiler | E7 | TRC BC Ratio | 0 | 0 | 0 | 0 | 0 | 0 | 0 | 0 | 0 | 0 | 0 | 0 | 0 | 0 | 0 | 0 | 0 | 0 | 0 | 0 | 0 | 0 | 0 | 0 | 0 | 0 | 0 | 0 | 0 | 0 | 0 | 0 | 0
F2_Commercial_Miscellaneous_New_Space Heating_Natural Gas_Boiler_E8 | F2 | Commercial | Miscellaneous | New | Space Heating | Natural Gas | Boiler | E8 | TRC BC Ratio | 0 | 0 | 0 | 0 | 0 | 0 | 0 | 0 | 0 | 0 | 0 | 0 | 0 | 0 | 0 | 0 | 0 | 0 | 0 | 0 | 0 | 0 | 0 | 0 | 0 | 0 | 0 | 0 | 0 | 0 | 0 | 0 | 0
F2_Commercial_Miscellaneous_New_Space Heating_Natural Gas_Boiler_E9 | F2 | Commercial | Miscellaneous | New | Space Heating | Natural Gas | Boiler | E9 | TRC BC Ratio | 0 | 0 | 0 | 0 | 0 | 0 | 0 | 0 | 0 | 0 | 0 | 0 | 0 | 0 | 0 | 0 | 0 | 0 | 0 | 0 | 0 | 0 | 0 | 0 | 0 | 0 | 0 | 0 | 0 | 0 | 0 | 0 | 0
F2_Commercial_Miscellaneous_New_Space Heating_Natural Gas_Boiler_E10 | F2 | Commercial | Miscellaneous | New | Space Heating | Natural Gas | Boiler | E10 | TRC BC Ratio | 0 | 0 | 0 | 0 | 0 | 0 | 0 | 0 | 0 | 0 | 0 | 0 | 0 | 0 | 0 | 0 | 0 | 0 | 0 | 0 | 0 | 0 | 0 | 0 | 0 | 0 | 0 | 0 | 0 | 0 | 0 | 0 | 0
F3_Commercial_Miscellaneous_New_Space Heating_Natural Gas_Boiler_E1 | F3 | Commercial | Miscellaneous | New | Space Heating | Natural Gas | Boiler | E1 | PACT BC Ratio | bar: 2019 to 2051
F3_Commercial_Miscellaneous_New_Space Heating_Natural Gas_Boiler_E2 | F3 | Commercial | Miscellaneous | New | Space Heating | Natural Gas | Boiler | E2 | PACT BC Ratio | 0.73078 | 0.73148 | 0.73224 | 0.73334 | 0.73485 | 0.7371 | 0.73867 | 0.73987 | 0.74117 | 0.74236 | 0.74317 | 0.74368 | 0.74414 | 0.74456 | 0.74511 | 0.74533 | 0.74571 | 0.74645 | 0.74722 | 0.74812 | 0.74919 | 0.75008 | 0.75078 | 0.75131 | 0.75166 | 0.75176 | 0.75157 | 0.75119 | 0.75088 | 0.75074 | 0.75084 | 0.75089 | 0.75089
F3_Commercial_Miscellaneous_New_Space Heating_Natural Gas_Boiler_E3 | F3 | Commercial | Miscellaneous | New | Space Heating | Natural Gas | Boiler | E3 | PACT BC Ratio | 0.72374 | 0.72443 | 0.72519 | 0.72628 | 0.72777 | 0.73 | 0.73155 | 0.73274 | 0.73403 | 0.73521 | 0.73601 | 0.73651 | 0.73697 | 0.73739 | 0.73793 | 0.73815 | 0.73853 | 0.73926 | 0.74002 | 0.74092 | 0.74197 | 0.74286 | 0.74355 | 0.74407 | 0.74442 | 0.74452 | 0.74433 | 0.74395 | 0.74365 | 0.74351 | 0.74361 | 0.74365 | 0.74365
F3_Commercial_Miscellaneous_New_Space Heating_Natural Gas_Boiler_E4 | F3 | Commercial | Miscellaneous | New | Space Heating | Natural Gas | Boiler | E4 | PACT BC Ratio | 0.14504 | 0.1452 | 0.14538 | 0.1456 | 0.14586 | 0.14618 | 0.14645 | 0.14668 | 0.14689 | 0.14707 | 0.1472 | 0.14728 | 0.14734 | 0.14738 | 0.14741 | 0.14741 | 0.14743 | 0.14747 | 0.14752 | 0.1476 | 0.14768 | 0.14776 | 0.14781 | 0.14786 | 0.14788 | 0.14789 | 0.14788 | 0.14785 | 0.14782 | 0.14781 | 0.14782 | 0.14782 | 0.14782
F3_Commercial_Miscellaneous_New_Space Heating_Natural Gas_Boiler_E5 | F3 | Commercial | Miscellaneous | New | Space Heating | Natural Gas | Boiler | E5 | PACT BC Ratio | 0 | 0 | 0 | 0 | 0 | 0 | 0 | 0 | 0 | 0 | 0 | 0 | 0 | 0 | 0 | 0 | 0 | 0 | 0 | 0 | 0 | 0 | 0 | 0 | 0 | 0 | 0 | 0 | 0 | 0 | 0 | 0 | 0
F3_Commercial_Miscellaneous_New_Space Heating_Natural Gas_Boiler_E6 | F3 | Commercial | Miscellaneous | New | Space Heating | Natural Gas | Boiler | E6 | PACT BC Ratio | 0 | 0 | 0 | 0 | 0 | 0 | 0 | 0 | 0 | 0 | 0 | 0 | 0 | 0 | 0 | 0 | 0 | 0 | 0 | 0 | 0 | 0 | 0 | 0 | 0 | 0 | 0 | 0 | 0 | 0 | 0 | 0 | 0
F3_Commercial_Miscellaneous_New_Space Heating_Natural Gas_Boiler_E7 | F3 | Commercial | Miscellaneous | New | Space Heating | Natural Gas | Boiler | E7 | PACT BC Ratio | 0 | 0 | 0 | 0 | 0 | 0 | 0 | 0 | 0 | 0 | 0 | 0 | 0 | 0 | 0 | 0 | 0 | 0 | 0 | 0 | 0 | 0 | 0 | 0 | 0 | 0 | 0 | 0 | 0 | 0 | 0 | 0 | 0
F3_Commercial_Miscellaneous_New_Space Heating_Natural Gas_Boiler_E8 | F3 | Commercial | Miscellaneous | New | Space Heating | Natural Gas | Boiler | E8 | PACT BC Ratio | 0 | 0 | 0 | 0 | 0 | 0 | 0 | 0 | 0 | 0 | 0 | 0 | 0 | 0 | 0 | 0 | 0 | 0 | 0 | 0 | 0 | 0 | 0 | 0 | 0 | 0 | 0 | 0 | 0 | 0 | 0 | 0 | 0
F3_Commercial_Miscellaneous_New_Space Heating_Natural Gas_Boiler_E9 | F3 | Commercial | Miscellaneous | New | Space Heating | Natural Gas | Boiler | E9 | PACT BC Ratio | 0 | 0 | 0 | 0 | 0 | 0 | 0 | 0 | 0 | 0 | 0 | 0 | 0 | 0 | 0 | 0 | 0 | 0 | 0 | 0 | 0 | 0 | 0 | 0 | 0 | 0 | 0 | 0 | 0 | 0 | 0 | 0 | 0
F3_Commercial_Miscellaneous_New_Space Heating_Natural Gas_Boiler_E10 | F3 | Commercial | Miscellaneous | New | Space Heating | Natural Gas | Boiler | E10 | PACT BC Ratio | 0 | 0 | 0 | 0 | 0 | 0 | 0 | 0 | 0 | 0 | 0 | 0 | 0 | 0 | 0 | 0 | 0 | 0 | 0 | 0 | 0 | 0 | 0 | 0 | 0 | 0 | 0 | 0 | 0 | 0 | 0 | 0 | 0
F4_Commercial_Miscellaneous_New_Space Heating_Natural Gas_Boiler_E1 | F4 | Commercial | Miscellaneous | New | Space Heating | Natural Gas | Boiler | E1 | RVT BC Ratio | bar: 2019 to 2051
F4_Commercial_Miscellaneous_New_Space Heating_Natural Gas_Boiler_E2 | F4 | Commercial | Miscellaneous | New | Space Heating | Natural Gas | Boiler | E2 | RVT BC Ratio | 1.488 | 1.4887 | 1.4895 | 1.4907 | 1.4924 | 1.4948 | 1.4965 | 1.4978 | 1.4992 | 1.5005 | 1.5013 | 1.5019 | 1.5024 | 1.5028 | 1.5034 | 1.5037 | 1.5041 | 1.5049 | 1.5057 | 1.5067 | 1.5078 | 1.5088 | 1.5095 | 1.5101 | 1.5105 | 1.5106 | 1.5104 | 1.51 | 1.5096 | 1.5095 | 1.5096 | 1.5096 | 1.5096
F4_Commercial_Miscellaneous_New_Space Heating_Natural Gas_Boiler_E3 | F4 | Commercial | Miscellaneous | New | Space Heating | Natural Gas | Boiler | E3 | RVT BC Ratio | 1.4804 | 1.4811 | 1.4819 | 1.4831 | 1.4847 | 1.4871 | 1.4888 | 1.4901 | 1.4915 | 1.4927 | 1.4936 | 1.4942 | 1.4946 | 1.4951 | 1.4957 | 1.4959 | 1.4963 | 1.4971 | 1.4979 | 1.4989 | 1.5 | 1.501 | 1.5017 | 1.5023 | 1.5027 | 1.5028 | 1.5026 | 1.5022 | 1.5018 | 1.5017 | 1.5018 | 1.5019 | 1.5019
F4_Commercial_Miscellaneous_New_Space Heating_Natural Gas_Boiler_E4 | F4 | Commercial | Miscellaneous | New | Space Heating | Natural Gas | Boiler | E4 | RVT BC Ratio | 0.85639 | 0.85656 | 0.85676 | 0.85699 | 0.85728 | 0.85762 | 0.85791 | 0.85815 | 0.85838 | 0.85858 | 0.85871 | 0.8588 | 0.85887 | 0.85891 | 0.85895 | 0.85895 | 0.85896 | 0.85901 | 0.85907 | 0.85915 | 0.85924 | 0.85932 | 0.85938 | 0.85943 | 0.85946 | 0.85947 | 0.85945 | 0.85942 | 0.85939 | 0.85938 | 0.85939 | 0.85939 | 0.85939
F4_Commercial_Miscellaneous_New_Space Heating_Natural Gas_Boiler_E5 | F4 | Commercial | Miscellaneous | New | Space Heating | Natural Gas | Boiler | E5 | RVT BC Ratio | 0 | 0 | 0 | 0 | 0 | 0 | 0 | 0 | 0 | 0 | 0 | 0 | 0 | 0 | 0 | 0 | 0 | 0 | 0 | 0 | 0 | 0 | 0 | 0 | 0 | 0 | 0 | 0 | 0 | 0 | 0 | 0 | 0
F4_Commercial_Miscellaneous_New_Space Heating_Natural Gas_Boiler_E6 | F4 | Commercial | Miscellaneous | New | Space Heating | Natural Gas | Boiler | E6 | RVT BC Ratio | 0 | 0 | 0 | 0 | 0 | 0 | 0 | 0 | 0 | 0 | 0 | 0 | 0 | 0 | 0 | 0 | 0 | 0 | 0 | 0 | 0 | 0 | 0 | 0 | 0 | 0 | 0 | 0 | 0 | 0 | 0 | 0 | 0
F4_Commercial_Miscellaneous_New_Space Heating_Natural Gas_Boiler_E7 | F4 | Commercial | Miscellaneous | New | Space Heating | Natural Gas | Boiler | E7 | RVT BC Ratio | 0 | 0 | 0 | 0 | 0 | 0 | 0 | 0 | 0 | 0 | 0 | 0 | 0 | 0 | 0 | 0 | 0 | 0 | 0 | 0 | 0 | 0 | 0 | 0 | 0 | 0 | 0 | 0 | 0 | 0 | 0 | 0 | 0
F4_Commercial_Miscellaneous_New_Space Heating_Natural Gas_Boiler_E8 | F4 | Commercial | Miscellaneous | New | Space Heating | Natural Gas | Boiler | E8 | RVT BC Ratio | 0 | 0 | 0 | 0 | 0 | 0 | 0 | 0 | 0 | 0 | 0 | 0 | 0 | 0 | 0 | 0 | 0 | 0 | 0 | 0 | 0 | 0 | 0 | 0 | 0 | 0 | 0 | 0 | 0 | 0 | 0 | 0 | 0
F4_Commercial_Miscellaneous_New_Space Heating_Natural Gas_Boiler_E9 | F4 | Commercial | Miscellaneous | New | Space Heating | Natural Gas | Boiler | E9 | RVT BC Ratio | 0 | 0 | 0 | 0 | 0 | 0 | 0 | 0 | 0 | 0 | 0 | 0 | 0 | 0 | 0 | 0 | 0 | 0 | 0 | 0 | 0 | 0 | 0 | 0 | 0 | 0 | 0 | 0 | 0 | 0 | 0 | 0 | 0
F4_Commercial_Miscellaneous_New_Space Heating_Natural Gas_Boiler_E10 | F4 | Commercial | Miscellaneous | New | Space Heating | Natural Gas | Boiler | E10 | RVT BC Ratio | 0 | 0 | 0 | 0 | 0 | 0 | 0 | 0 | 0 | 0 | 0 | 0 | 0 | 0 | 0 | 0 | 0 | 0 | 0 | 0 | 0 | 0 | 0 | 0 | 0 | 0 | 0 | 0 | 0 | 0 | 0 | 0 | 0
F5_Commercial_Miscellaneous_New_Space Heating_Natural Gas_Boiler_E1 | F5 | Commercial | Miscellaneous | New | Space Heating | Natural Gas | Boiler | E1 | RIM BC Ratio | bar: 2019 to 2051
F5_Commercial_Miscellaneous_New_Space Heating_Natural Gas_Boiler_E2 | F5 | Commercial | Miscellaneous | New | Space Heating | Natural Gas | Boiler | E2 | RIM BC Ratio | 0.38964 | 0.38984 | 0.39006 | 0.39037 | 0.39079 | 0.39143 | 0.39187 | 0.39221 | 0.39258 | 0.39291 | 0.39314 | 0.39328 | 0.39341 | 0.39352 | 0.39368 | 0.39374 | 0.39385 | 0.39405 | 0.39427 | 0.39452 | 0.39481 | 0.39506 | 0.39525 | 0.3954 | 0.3955 | 0.39553 | 0.39547 | 0.39537 | 0.39528 | 0.39524 | 0.39527 | 0.39528 | 0.39528
F5_Commercial_Miscellaneous_New_Space Heating_Natural Gas_Boiler_E3 | F5 | Commercial | Miscellaneous | New | Space Heating | Natural Gas | Boiler | E3 | RIM BC Ratio | 0.38763 | 0.38783 | 0.38805 | 0.38836 | 0.38878 | 0.38942 | 0.38986 | 0.3902 | 0.39056 | 0.3909 | 0.39112 | 0.39126 | 0.39139 | 0.39151 | 0.39166 | 0.39173 | 0.39183 | 0.39204 | 0.39225 | 0.3925 | 0.3928 | 0.39305 | 0.39324 | 0.39339 | 0.39348 | 0.39351 | 0.39346 | 0.39335 | 0.39327 | 0.39323 | 0.39326 | 0.39327 | 0.39327
F5_Commercial_Miscellaneous_New_Space Heating_Natural Gas_Boiler_E4 | F5 | Commercial | Miscellaneous | New | Space Heating | Natural Gas | Boiler | E4 | RIM BC Ratio | 0.12357 | 0.12368 | 0.12382 | 0.12397 | 0.12416 | 0.1244 | 0.12459 | 0.12475 | 0.12491 | 0.12504 | 0.12513 | 0.12519 | 0.12523 | 0.12526 | 0.12529 | 0.12529 | 0.1253 | 0.12533 | 0.12537 | 0.12542 | 0.12548 | 0.12554 | 0.12558 | 0.12561 | 0.12563 | 0.12563 | 0.12562 | 0.1256 | 0.12558 | 0.12557 | 0.12558 | 0.12558 | 0.12558
F5_Commercial_Miscellaneous_New_Space Heating_Natural Gas_Boiler_E5 | F5 | Commercial | Miscellaneous | New | Space Heating | Natural Gas | Boiler | E5 | RIM BC Ratio | 0 | 0 | 0 | 0 | 0 | 0 | 0 | 0 | 0 | 0 | 0 | 0 | 0 | 0 | 0 | 0 | 0 | 0 | 0 | 0 | 0 | 0 | 0 | 0 | 0 | 0 | 0 | 0 | 0 | 0 | 0 | 0 | 0
F5_Commercial_Miscellaneous_New_Space Heating_Natural Gas_Boiler_E6 | F5 | Commercial | Miscellaneous | New | Space Heating | Natural Gas | Boiler | E6 | RIM BC Ratio | 0 | 0 | 0 | 0 | 0 | 0 | 0 | 0 | 0 | 0 | 0 | 0 | 0 | 0 | 0 | 0 | 0 | 0 | 0 | 0 | 0 | 0 | 0 | 0 | 0 | 0 | 0 | 0 | 0 | 0 | 0 | 0 | 0
F5_Commercial_Miscellaneous_New_Space Heating_Natural Gas_Boiler_E7 | F5 | Commercial | Miscellaneous | New | Space Heating | Natural Gas | Boiler | E7 | RIM BC Ratio | 0 | 0 | 0 | 0 | 0 | 0 | 0 | 0 | 0 | 0 | 0 | 0 | 0 | 0 | 0 | 0 | 0 | 0 | 0 | 0 | 0 | 0 | 0 | 0 | 0 | 0 | 0 | 0 | 0 | 0 | 0 | 0 | 0
F5_Commercial_Miscellaneous_New_Space Heating_Natural Gas_Boiler_E8 | F5 | Commercial | Miscellaneous | New | Space Heating | Natural Gas | Boiler | E8 | RIM BC Ratio | 0 | 0 | 0 | 0 | 0 | 0 | 0 | 0 | 0 | 0 | 0 | 0 | 0 | 0 | 0 | 0 | 0 | 0 | 0 | 0 | 0 | 0 | 0 | 0 | 0 | 0 | 0 | 0 | 0 | 0 | 0 | 0 | 0
F5_Commercial_Miscellaneous_New_Space Heating_Natural Gas_Boiler_E9 | F5 | Commercial | Miscellaneous | New | Space Heating | Natural Gas | Boiler | E9 | RIM BC Ratio | 0 | 0 | 0 | 0 | 0 | 0 | 0 | 0 | 0 | 0 | 0 | 0 | 0 | 0 | 0 | 0 | 0 | 0 | 0 | 0 | 0 | 0 | 0 | 0 | 0 | 0 | 0 | 0 | 0 | 0 | 0 | 0 | 0
F5_Commercial_Miscellaneous_New_Space Heating_Natural Gas_Boiler_E10 | F5 | Commercial | Miscellaneous | New | Space Heating | Natural Gas | Boiler | E10 | RIM BC Ratio | 0 | 0 | 0 | 0 | 0 | 0 | 0 | 0 | 0 | 0 | 0 | 0 | 0 | 0 | 0 | 0 | 0 | 0 | 0 | 0 | 0 | 0 | 0 | 0 | 0 | 0 | 0 | 0 | 0 | 0 | 0 | 0 | 0
F0_Commercial_Miscellaneous_New_Space Heating_Natural Gas_Unit Heater_E0 | F0 | Commercial | Miscellaneous | New | Space Heating | Natural Gas | Unit Heater | E0 | Economic Unit | Infrared Radiant | Infrared Radiant | Infrared Radiant | Infrared Radiant | Infrared Radiant | Infrared Radiant | Infrared Radiant | Infrared Radiant | Infrared Radiant | Infrared Radiant | Infrared Radiant | Infrared Radiant | Infrared Radiant | Infrared Radiant | Infrared Radiant | Infrared Radiant | Infrared Radiant | Infrared Radiant | Infrared Radiant | Infrared Radiant | Infrared Radiant | Infrared Radiant | Infrared Radiant | Infrared Radiant | Infrared Radiant | Infrared Radiant | Infrared Radiant | Infrared Radiant | Infrared Radiant | Infrared Radiant | Infrared Radiant | Infrared Radiant | Infrared Radiant
F1_Commercial_Miscellaneous_New_Space Heating_Natural Gas_Unit Heater_E1 | F1 | Commercial | Miscellaneous | New | Space Heating | Natural Gas | Unit Heater | E1 | CCE | 0 | 0 | 0 | 0 | 0 | 0 | 0 | 0 | 0 | 0 | 0 | 0 | 0 | 0 | 0 | 0 | 0 | 0 | 0 | 0 | 0 | 0 | 0 | 0 | 0 | 0 | 0 | 0 | 0 | 0 | 0 | 0 | 0
F1_Commercial_Miscellaneous_New_Space Heating_Natural Gas_Unit Heater_E2 | F1 | Commercial | Miscellaneous | New | Space Heating | Natural Gas | Unit Heater | E2 | CCE | 1.2484 | 1.2484 | 1.255 | 1.2617 | 1.2685 | 1.2754 | 1.2823 | 1.2893 | 1.2964 | 1.3036 | 1.3108 | 1.3181 | 1.3256 | 1.333 | 1.3406 | 1.3483 | 1.356 | 1.3639 | 1.3718 | 1.3798 | 1.3879 | 1.3961 | 1.4045 | 1.4129 | 1.4214 | 1.43 | 1.4387 | 1.4475 | 1.4564 | 1.4655 | 1.4746 | 1.4839 | 1.4839
F1_Commercial_Miscellaneous_New_Space Heating_Natural Gas_Unit Heater_E3 | F1 | Commercial | Miscellaneous | New | Space Heating | Natural Gas | Unit Heater | E3 | CCE | 0.12436 | 0.12436 | 0.12503 | 0.12569 | 0.12637 | 0.12705 | 0.12775 | 0.12844 | 0.12915 | 0.12986 | 0.13058 | 0.13131 | 0.13205 | 0.1328 | 0.13355 | 0.13432 | 0.13509 | 0.13587 | 0.13666 | 0.13746 | 0.13827 | 0.13908 | 0.13991 | 0.14075 | 0.1416 | 0.14245 | 0.14332 | 0.1442 | 0.14509 | 0.14599 | 0.1469 | 0.14783 | 0.14783
F1_Commercial_Miscellaneous_New_Space Heating_Natural Gas_Unit Heater_E4 | F1 | Commercial | Miscellaneous | New | Space Heating | Natural Gas | Unit Heater | E4 | CCE | 0 | 0 | 0 | 0 | 0 | 0 | 0 | 0 | 0 | 0 | 0 | 0 | 0 | 0 | 0 | 0 | 0 | 0 | 0 | 0 | 0 | 0 | 0 | 0 | 0 | 0 | 0 | 0 | 0 | 0 | 0 | 0 | 0
F1_Commercial_Miscellaneous_New_Space Heating_Natural Gas_Unit Heater_E5 | F1 | Commercial | Miscellaneous | New | Space Heating | Natural Gas | Unit Heater | E5 | CCE | 0 | 0 | 0 | 0 | 0 | 0 | 0 | 0 | 0 | 0 | 0 | 0 | 0 | 0 | 0 | 0 | 0 | 0 | 0 | 0 | 0 | 0 | 0 | 0 | 0 | 0 | 0 | 0 | 0 | 0 | 0 | 0 | 0
F1_Commercial_Miscellaneous_New_Space Heating_Natural Gas_Unit Heater_E6 | F1 | Commercial | Miscellaneous | New | Space Heating | Natural Gas | Unit Heater | E6 | CCE | 0 | 0 | 0 | 0 | 0 | 0 | 0 | 0 | 0 | 0 | 0 | 0 | 0 | 0 | 0 | 0 | 0 | 0 | 0 | 0 | 0 | 0 | 0 | 0 | 0 | 0 | 0 | 0 | 0 | 0 | 0 | 0 | 0
F1_Commercial_Miscellaneous_New_Space Heating_Natural Gas_Unit Heater_E7 | F1 | Commercial | Miscellaneous | New | Space Heating | Natural Gas | Unit Heater | E7 | CCE | 0 | 0 | 0 | 0 | 0 | 0 | 0 | 0 | 0 | 0 | 0 | 0 | 0 | 0 | 0 | 0 | 0 | 0 | 0 | 0 | 0 | 0 | 0 | 0 | 0 | 0 | 0 | 0 | 0 | 0 | 0 | 0 | 0
F1_Commercial_Miscellaneous_New_Space Heating_Natural Gas_Unit Heater_E8 | F1 | Commercial | Miscellaneous | New | Space Heating | Natural Gas | Unit Heater | E8 | CCE | 0 | 0 | 0 | 0 | 0 | 0 | 0 | 0 | 0 | 0 | 0 | 0 | 0 | 0 | 0 | 0 | 0 | 0 | 0 | 0 | 0 | 0 | 0 | 0 | 0 | 0 | 0 | 0 | 0 | 0 | 0 | 0 | 0
F1_Commercial_Miscellaneous_New_Space Heating_Natural Gas_Unit Heater_E9 | F1 | Commercial | Miscellaneous | New | Space Heating | Natural Gas | Unit Heater | E9 | CCE | 0 | 0 | 0 | 0 | 0 | 0 | 0 | 0 | 0 | 0 | 0 | 0 | 0 | 0 | 0 | 0 | 0 | 0 | 0 | 0 | 0 | 0 | 0 | 0 | 0 | 0 | 0 | 0 | 0 | 0 | 0 | 0 | 0
F1_Commercial_Miscellaneous_New_Space Heating_Natural Gas_Unit Heater_E10 | F1 | Commercial | Miscellaneous | New | Space Heating | Natural Gas | Unit Heater | E10 | CCE | 0 | 0 | 0 | 0 | 0 | 0 | 0 | 0 | 0 | 0 | 0 | 0 | 0 | 0 | 0 | 0 | 0 | 0 | 0 | 0 | 0 | 0 | 0 | 0 | 0 | 0 | 0 | 0 | 0 | 0 | 0 | 0 | 0
F2_Commercial_Miscellaneous_New_Space Heating_Natural Gas_Unit Heater_E1 | F2 | Commercial | Miscellaneous | New | Space Heating | Natural Gas | Unit Heater | E1 | TRC BC Ratio | bar: 2019 to 2051
F2_Commercial_Miscellaneous_New_Space Heating_Natural Gas_Unit Heater_E2 | F2 | Commercial | Miscellaneous | New | Space Heating | Natural Gas | Unit Heater | E2 | TRC BC Ratio | 1.4316 | 1.4333 | 1.4351 | 1.4377 | 1.4415 | 1.4475 | 1.451 | 1.4531 | 1.4557 | 1.4579 | 1.4592 | 1.4598 | 1.4607 | 1.4619 | 1.4637 | 1.4647 | 1.4663 | 1.4689 | 1.4715 | 1.4743 | 1.4776 | 1.4804 | 1.4826 | 1.4843 | 1.4854 | 1.4857 | 1.4852 | 1.4839 | 1.483 | 1.4825 | 1.4828 | 1.483 | 1.483
F2_Commercial_Miscellaneous_New_Space Heating_Natural Gas_Unit Heater_E3 | F2 | Commercial | Miscellaneous | New | Space Heating | Natural Gas | Unit Heater | E3 | TRC BC Ratio | 14.4795 | 14.5162 | 14.5616 | 14.6219 | 14.6976 | 14.8103 | 14.8618 | 14.8723 | 14.8808 | 14.8782 | 14.8554 | 14.8297 | 14.8204 | 14.8293 | 14.8623 | 14.8883 | 14.9269 | 14.9846 | 15.0378 | 15.0922 | 15.1509 | 15.2019 | 15.2426 | 15.2734 | 15.2939 | 15.2998 | 15.2889 | 15.2664 | 15.2487 | 15.2402 | 15.2464 | 15.2488 | 15.2488
F2_Commercial_Miscellaneous_New_Space Heating_Natural Gas_Unit Heater_E4 | F2 | Commercial | Miscellaneous | New | Space Heating | Natural Gas | Unit Heater | E4 | TRC BC Ratio | 0 | 0 | 0 | 0 | 0 | 0 | 0 | 0 | 0 | 0 | 0 | 0 | 0 | 0 | 0 | 0 | 0 | 0 | 0 | 0 | 0 | 0 | 0 | 0 | 0 | 0 | 0 | 0 | 0 | 0 | 0 | 0 | 0
F2_Commercial_Miscellaneous_New_Space Heating_Natural Gas_Unit Heater_E5 | F2 | Commercial | Miscellaneous | New | Space Heating | Natural Gas | Unit Heater | E5 | TRC BC Ratio | 0 | 0 | 0 | 0 | 0 | 0 | 0 | 0 | 0 | 0 | 0 | 0 | 0 | 0 | 0 | 0 | 0 | 0 | 0 | 0 | 0 | 0 | 0 | 0 | 0 | 0 | 0 | 0 | 0 | 0 | 0 | 0 | 0
F2_Commercial_Miscellaneous_New_Space Heating_Natural Gas_Unit Heater_E6 | F2 | Commercial | Miscellaneous | New | Space Heating | Natural Gas | Unit Heater | E6 | TRC BC Ratio | 0 | 0 | 0 | 0 | 0 | 0 | 0 | 0 | 0 | 0 | 0 | 0 | 0 | 0 | 0 | 0 | 0 | 0 | 0 | 0 | 0 | 0 | 0 | 0 | 0 | 0 | 0 | 0 | 0 | 0 | 0 | 0 | 0
F2_Commercial_Miscellaneous_New_Space Heating_Natural Gas_Unit Heater_E7 | F2 | Commercial | Miscellaneous | New | Space Heating | Natural Gas | Unit Heater | E7 | TRC BC Ratio | 0 | 0 | 0 | 0 | 0 | 0 | 0 | 0 | 0 | 0 | 0 | 0 | 0 | 0 | 0 | 0 | 0 | 0 | 0 | 0 | 0 | 0 | 0 | 0 | 0 | 0 | 0 | 0 | 0 | 0 | 0 | 0 | 0
F2_Commercial_Miscellaneous_New_Space Heating_Natural Gas_Unit Heater_E8 | F2 | Commercial | Miscellaneous | New | Space Heating | Natural Gas | Unit Heater | E8 | TRC BC Ratio | 0 | 0 | 0 | 0 | 0 | 0 | 0 | 0 | 0 | 0 | 0 | 0 | 0 | 0 | 0 | 0 | 0 | 0 | 0 | 0 | 0 | 0 | 0 | 0 | 0 | 0 | 0 | 0 | 0 | 0 | 0 | 0 | 0
F2_Commercial_Miscellaneous_New_Space Heating_Natural Gas_Unit Heater_E9 | F2 | Commercial | Miscellaneous | New | Space Heating | Natural Gas | Unit Heater | E9 | TRC BC Ratio | 0 | 0 | 0 | 0 | 0 | 0 | 0 | 0 | 0 | 0 | 0 | 0 | 0 | 0 | 0 | 0 | 0 | 0 | 0 | 0 | 0 | 0 | 0 | 0 | 0 | 0 | 0 | 0 | 0 | 0 | 0 | 0 | 0
F2_Commercial_Miscellaneous_New_Space Heating_Natural Gas_Unit Heater_E10 | F2 | Commercial | Miscellaneous | New | Space Heating | Natural Gas | Unit Heater | E10 | TRC BC Ratio | 0 | 0 | 0 | 0 | 0 | 0 | 0 | 0 | 0 | 0 | 0 | 0 | 0 | 0 | 0 | 0 | 0 | 0 | 0 | 0 | 0 | 0 | 0 | 0 | 0 | 0 | 0 | 0 | 0 | 0 | 0 | 0 | 0
F3_Commercial_Miscellaneous_New_Space Heating_Natural Gas_Unit Heater_E1 | F3 | Commercial | Miscellaneous | New | Space Heating | Natural Gas | Unit Heater | E1 | PACT BC Ratio | bar: 2019 to 2051
F3_Commercial_Miscellaneous_New_Space Heating_Natural Gas_Unit Heater_E2 | F3 | Commercial | Miscellaneous | New | Space Heating | Natural Gas | Unit Heater | E2 | PACT BC Ratio | 1.9089 | 1.911 | 1.9134 | 1.917 | 1.922 | 1.93 | 1.9346 | 1.9375 | 1.9409 | 1.9439 | 1.9456 | 1.9464 | 1.9476 | 1.9492 | 1.9516 | 1.953 | 1.9551 | 1.9585 | 1.9619 | 1.9658 | 1.9702 | 1.9739 | 1.9769 | 1.9791 | 1.9806 | 1.981 | 1.9802 | 1.9786 | 1.9773 | 1.9767 | 1.9771 | 1.9773 | 1.9773
F3_Commercial_Miscellaneous_New_Space Heating_Natural Gas_Unit Heater_E3 | F3 | Commercial | Miscellaneous | New | Space Heating | Natural Gas | Unit Heater | E3 | PACT BC Ratio | 19.306 | 19.355 | 19.4154 | 19.4958 | 19.5967 | 19.747 | 19.8157 | 19.8297 | 19.8411 | 19.8377 | 19.8073 | 19.773 | 19.7606 | 19.7724 | 19.8164 | 19.851 | 19.9026 | 19.9794 | 20.0504 | 20.1229 | 20.2012 | 20.2691 | 20.3234 | 20.3645 | 20.3919 | 20.3998 | 20.3852 | 20.3553 | 20.3317 | 20.3202 | 20.3286 | 20.3318 | 20.3318
F3_Commercial_Miscellaneous_New_Space Heating_Natural Gas_Unit Heater_E4 | F3 | Commercial | Miscellaneous | New | Space Heating | Natural Gas | Unit Heater | E4 | PACT BC Ratio | 0 | 0 | 0 | 0 | 0 | 0 | 0 | 0 | 0 | 0 | 0 | 0 | 0 | 0 | 0 | 0 | 0 | 0 | 0 | 0 | 0 | 0 | 0 | 0 | 0 | 0 | 0 | 0 | 0 | 0 | 0 | 0 | 0
F3_Commercial_Miscellaneous_New_Space Heating_Natural Gas_Unit Heater_E5 | F3 | Commercial | Miscellaneous | New | Space Heating | Natural Gas | Unit Heater | E5 | PACT BC Ratio | 0 | 0 | 0 | 0 | 0 | 0 | 0 | 0 | 0 | 0 | 0 | 0 | 0 | 0 | 0 | 0 | 0 | 0 | 0 | 0 | 0 | 0 | 0 | 0 | 0 | 0 | 0 | 0 | 0 | 0 | 0 | 0 | 0
F3_Commercial_Miscellaneous_New_Space Heating_Natural Gas_Unit Heater_E6 | F3 | Commercial | Miscellaneous | New | Space Heating | Natural Gas | Unit Heater | E6 | PACT BC Ratio | 0 | 0 | 0 | 0 | 0 | 0 | 0 | 0 | 0 | 0 | 0 | 0 | 0 | 0 | 0 | 0 | 0 | 0 | 0 | 0 | 0 | 0 | 0 | 0 | 0 | 0 | 0 | 0 | 0 | 0 | 0 | 0 | 0
F3_Commercial_Miscellaneous_New_Space Heating_Natural Gas_Unit Heater_E7 | F3 | Commercial | Miscellaneous | New | Space Heating | Natural Gas | Unit Heater | E7 | PACT BC Ratio | 0 | 0 | 0 | 0 | 0 | 0 | 0 | 0 | 0 | 0 | 0 | 0 | 0 | 0 | 0 | 0 | 0 | 0 | 0 | 0 | 0 | 0 | 0 | 0 | 0 | 0 | 0 | 0 | 0 | 0 | 0 | 0 | 0
F3_Commercial_Miscellaneous_New_Space Heating_Natural Gas_Unit Heater_E8 | F3 | Commercial | Miscellaneous | New | Space Heating | Natural Gas | Unit Heater | E8 | PACT BC Ratio | 0 | 0 | 0 | 0 | 0 | 0 | 0 | 0 | 0 | 0 | 0 | 0 | 0 | 0 | 0 | 0 | 0 | 0 | 0 | 0 | 0 | 0 | 0 | 0 | 0 | 0 | 0 | 0 | 0 | 0 | 0 | 0 | 0
F3_Commercial_Miscellaneous_New_Space Heating_Natural Gas_Unit Heater_E9 | F3 | Commercial | Miscellaneous | New | Space Heating | Natural Gas | Unit Heater | E9 | PACT BC Ratio | 0 | 0 | 0 | 0 | 0 | 0 | 0 | 0 | 0 | 0 | 0 | 0 | 0 | 0 | 0 | 0 | 0 | 0 | 0 | 0 | 0 | 0 | 0 | 0 | 0 | 0 | 0 | 0 | 0 | 0 | 0 | 0 | 0
F3_Commercial_Miscellaneous_New_Space Heating_Natural Gas_Unit Heater_E10 | F3 | Commercial | Miscellaneous | New | Space Heating | Natural Gas | Unit Heater | E10 | PACT BC Ratio | 0 | 0 | 0 | 0 | 0 | 0 | 0 | 0 | 0 | 0 | 0 | 0 | 0 | 0 | 0 | 0 | 0 | 0 | 0 | 0 | 0 | 0 | 0 | 0 | 0 | 0 | 0 | 0 | 0 | 0 | 0 | 0 | 0
F4_Commercial_Miscellaneous_New_Space Heating_Natural Gas_Unit Heater_E1 | F4 | Commercial | Miscellaneous | New | Space Heating | Natural Gas | Unit Heater | E1 | RVT BC Ratio | bar: 2019 to 2051
F4_Commercial_Miscellaneous_New_Space Heating_Natural Gas_Unit Heater_E2 | F4 | Commercial | Miscellaneous | New | Space Heating | Natural Gas | Unit Heater | E2 | RVT BC Ratio | 2.7582 | 2.7606 | 2.7631 | 2.767 | 2.7724 | 2.781 | 2.786 | 2.7891 | 2.7928 | 2.796 | 2.7979 | 2.7988 | 2.8 | 2.8017 | 2.8044 | 2.8058 | 2.8081 | 2.8118 | 2.8155 | 2.8196 | 2.8244 | 2.8284 | 2.8316 | 2.834 | 2.8356 | 2.836 | 2.8352 | 2.8334 | 2.832 | 2.8314 | 2.8319 | 2.832 | 2.832
F4_Commercial_Miscellaneous_New_Space Heating_Natural Gas_Unit Heater_E3 | F4 | Commercial | Miscellaneous | New | Space Heating | Natural Gas | Unit Heater | E3 | RVT BC Ratio | 21.5169 | 21.5696 | 21.6348 | 21.7215 | 21.8304 | 21.9924 | 22.0664 | 22.0815 | 22.0938 | 22.0901 | 22.0573 | 22.0204 | 22.007 | 22.0198 | 22.0672 | 22.1045 | 22.1601 | 22.243 | 22.3196 | 22.3977 | 22.4821 | 22.5554 | 22.6139 | 22.6582 | 22.6877 | 22.6962 | 22.6806 | 22.6482 | 22.6228 | 22.6104 | 22.6194 | 22.6229 | 22.6229
F4_Commercial_Miscellaneous_New_Space Heating_Natural Gas_Unit Heater_E4 | F4 | Commercial | Miscellaneous | New | Space Heating | Natural Gas | Unit Heater | E4 | RVT BC Ratio | 0 | 0 | 0 | 0 | 0 | 0 | 0 | 0 | 0 | 0 | 0 | 0 | 0 | 0 | 0 | 0 | 0 | 0 | 0 | 0 | 0 | 0 | 0 | 0 | 0 | 0 | 0 | 0 | 0 | 0 | 0 | 0 | 0
F4_Commercial_Miscellaneous_New_Space Heating_Natural Gas_Unit Heater_E5 | F4 | Commercial | Miscellaneous | New | Space Heating | Natural Gas | Unit Heater | E5 | RVT BC Ratio | 0 | 0 | 0 | 0 | 0 | 0 | 0 | 0 | 0 | 0 | 0 | 0 | 0 | 0 | 0 | 0 | 0 | 0 | 0 | 0 | 0 | 0 | 0 | 0 | 0 | 0 | 0 | 0 | 0 | 0 | 0 | 0 | 0
F4_Commercial_Miscellaneous_New_Space Heating_Natural Gas_Unit Heater_E6 | F4 | Commercial | Miscellaneous | New | Space Heating | Natural Gas | Unit Heater | E6 | RVT BC Ratio | 0 | 0 | 0 | 0 | 0 | 0 | 0 | 0 | 0 | 0 | 0 | 0 | 0 | 0 | 0 | 0 | 0 | 0 | 0 | 0 | 0 | 0 | 0 | 0 | 0 | 0 | 0 | 0 | 0 | 0 | 0 | 0 | 0
F4_Commercial_Miscellaneous_New_Space Heating_Natural Gas_Unit Heater_E7 | F4 | Commercial | Miscellaneous | New | Space Heating | Natural Gas | Unit Heater | E7 | RVT BC Ratio | 0 | 0 | 0 | 0 | 0 | 0 | 0 | 0 | 0 | 0 | 0 | 0 | 0 | 0 | 0 | 0 | 0 | 0 | 0 | 0 | 0 | 0 | 0 | 0 | 0 | 0 | 0 | 0 | 0 | 0 | 0 | 0 | 0
F4_Commercial_Miscellaneous_New_Space Heating_Natural Gas_Unit Heater_E8 | F4 | Commercial | Miscellaneous | New | Space Heating | Natural Gas | Unit Heater | E8 | RVT BC Ratio | 0 | 0 | 0 | 0 | 0 | 0 | 0 | 0 | 0 | 0 | 0 | 0 | 0 | 0 | 0 | 0 | 0 | 0 | 0 | 0 | 0 | 0 | 0 | 0 | 0 | 0 | 0 | 0 | 0 | 0 | 0 | 0 | 0
F4_Commercial_Miscellaneous_New_Space Heating_Natural Gas_Unit Heater_E9 | F4 | Commercial | Miscellaneous | New | Space Heating | Natural Gas | Unit Heater | E9 | RVT BC Ratio | 0 | 0 | 0 | 0 | 0 | 0 | 0 | 0 | 0 | 0 | 0 | 0 | 0 | 0 | 0 | 0 | 0 | 0 | 0 | 0 | 0 | 0 | 0 | 0 | 0 | 0 | 0 | 0 | 0 | 0 | 0 | 0 | 0
F4_Commercial_Miscellaneous_New_Space Heating_Natural Gas_Unit Heater_E10 | F4 | Commercial | Miscellaneous | New | Space Heating | Natural Gas | Unit Heater | E10 | RVT BC Ratio | 0 | 0 | 0 | 0 | 0 | 0 | 0 | 0 | 0 | 0 | 0 | 0 | 0 | 0 | 0 | 0 | 0 | 0 | 0 | 0 | 0 | 0 | 0 | 0 | 0 | 0 | 0 | 0 | 0 | 0 | 0 | 0 | 0
F5_Commercial_Miscellaneous_New_Space Heating_Natural Gas_Unit Heater_E1 | F5 | Commercial | Miscellaneous | New | Space Heating | Natural Gas | Unit Heater | E1 | RIM BC Ratio | bar: 2019 to 2051
F5_Commercial_Miscellaneous_New_Space Heating_Natural Gas_Unit Heater_E2 | F5 | Commercial | Miscellaneous | New | Space Heating | Natural Gas | Unit Heater | E2 | RIM BC Ratio | 0.58074 | 0.58094 | 0.58116 | 0.58149 | 0.58195 | 0.58268 | 0.58311 | 0.58337 | 0.58367 | 0.58394 | 0.5841 | 0.58417 | 0.58428 | 0.58442 | 0.58464 | 0.58476 | 0.58495 | 0.58526 | 0.58556 | 0.5859 | 0.58629 | 0.58662 | 0.58688 | 0.58708 | 0.58721 | 0.58725 | 0.58718 | 0.58703 | 0.58692 | 0.58687 | 0.58691 | 0.58692 | 0.58692
F5_Commercial_Miscellaneous_New_Space Heating_Natural Gas_Unit Heater_E3 | F5 | Commercial | Miscellaneous | New | Space Heating | Natural Gas | Unit Heater | E3 | RIM BC Ratio | 0.80009 | 0.80017 | 0.80027 | 0.80041 | 0.80058 | 0.80083 | 0.80094 | 0.80096 | 0.80098 | 0.80098 | 0.80093 | 0.80087 | 0.80085 | 0.80087 | 0.80094 | 0.801 | 0.80108 | 0.80121 | 0.80132 | 0.80144 | 0.80156 | 0.80167 | 0.80175 | 0.80182 | 0.80186 | 0.80187 | 0.80185 | 0.8018 | 0.80176 | 0.80175 | 0.80176 | 0.80176 | 0.80176
F5_Commercial_Miscellaneous_New_Space Heating_Natural Gas_Unit Heater_E4 | F5 | Commercial | Miscellaneous | New | Space Heating | Natural Gas | Unit Heater | E4 | RIM BC Ratio | 0 | 0 | 0 | 0 | 0 | 0 | 0 | 0 | 0 | 0 | 0 | 0 | 0 | 0 | 0 | 0 | 0 | 0 | 0 | 0 | 0 | 0 | 0 | 0 | 0 | 0 | 0 | 0 | 0 | 0 | 0 | 0 | 0
F5_Commercial_Miscellaneous_New_Space Heating_Natural Gas_Unit Heater_E5 | F5 | Commercial | Miscellaneous | New | Space Heating | Natural Gas | Unit Heater | E5 | RIM BC Ratio | 0 | 0 | 0 | 0 | 0 | 0 | 0 | 0 | 0 | 0 | 0 | 0 | 0 | 0 | 0 | 0 | 0 | 0 | 0 | 0 | 0 | 0 | 0 | 0 | 0 | 0 | 0 | 0 | 0 | 0 | 0 | 0 | 0
F5_Commercial_Miscellaneous_New_Space Heating_Natural Gas_Unit Heater_E6 | F5 | Commercial | Miscellaneous | New | Space Heating | Natural Gas | Unit Heater | E6 | RIM BC Ratio | 0 | 0 | 0 | 0 | 0 | 0 | 0 | 0 | 0 | 0 | 0 | 0 | 0 | 0 | 0 | 0 | 0 | 0 | 0 | 0 | 0 | 0 | 0 | 0 | 0 | 0 | 0 | 0 | 0 | 0 | 0 | 0 | 0
F5_Commercial_Miscellaneous_New_Space Heating_Natural Gas_Unit Heater_E7 | F5 | Commercial | Miscellaneous | New | Space Heating | Natural Gas | Unit Heater | E7 | RIM BC Ratio | 0 | 0 | 0 | 0 | 0 | 0 | 0 | 0 | 0 | 0 | 0 | 0 | 0 | 0 | 0 | 0 | 0 | 0 | 0 | 0 | 0 | 0 | 0 | 0 | 0 | 0 | 0 | 0 | 0 | 0 | 0 | 0 | 0
F5_Commercial_Miscellaneous_New_Space Heating_Natural Gas_Unit Heater_E8 | F5 | Commercial | Miscellaneous | New | Space Heating | Natural Gas | Unit Heater | E8 | RIM BC Ratio | 0 | 0 | 0 | 0 | 0 | 0 | 0 | 0 | 0 | 0 | 0 | 0 | 0 | 0 | 0 | 0 | 0 | 0 | 0 | 0 | 0 | 0 | 0 | 0 | 0 | 0 | 0 | 0 | 0 | 0 | 0 | 0 | 0
F5_Commercial_Miscellaneous_New_Space Heating_Natural Gas_Unit Heater_E9 | F5 | Commercial | Miscellaneous | New | Space Heating | Natural Gas | Unit Heater | E9 | RIM BC Ratio | 0 | 0 | 0 | 0 | 0 | 0 | 0 | 0 | 0 | 0 | 0 | 0 | 0 | 0 | 0 | 0 | 0 | 0 | 0 | 0 | 0 | 0 | 0 | 0 | 0 | 0 | 0 | 0 | 0 | 0 | 0 | 0 | 0
F5_Commercial_Miscellaneous_New_Space Heating_Natural Gas_Unit Heater_E10 | F5 | Commercial | Miscellaneous | New | Space Heating | Natural Gas | Unit Heater | E10 | RIM BC Ratio | 0 | 0 | 0 | 0 | 0 | 0 | 0 | 0 | 0 | 0 | 0 | 0 | 0 | 0 | 0 | 0 | 0 | 0 | 0 | 0 | 0 | 0 | 0 | 0 | 0 | 0 | 0 | 0 | 0 | 0 | 0 | 0 | 0
F0_Commercial_Miscellaneous_New_Water Heating_Natural Gas_Water Heater_E0 | F0 | Commercial | Miscellaneous | New | Water Heating | Natural Gas | Water Heater | E0 | Economic Unit | Gas-Fired Absorption HPWH | Gas-Fired Absorption HPWH | Gas-Fired Absorption HPWH | Gas-Fired Absorption HPWH | Gas-Fired Absorption HPWH | Gas-Fired Absorption HPWH | Gas-Fired Absorption HPWH | Gas-Fired Absorption HPWH | Gas-Fired Absorption HPWH | Gas-Fired Absorption HPWH | Gas-Fired Absorption HPWH | Gas-Fired Absorption HPWH | Gas-Fired Absorption HPWH | Gas-Fired Absorption HPWH | Gas-Fired Absorption HPWH | Gas-Fired Absorption HPWH | Gas-Fired Absorption HPWH | Gas-Fired Absorption HPWH | Gas-Fired Absorption HPWH | Gas-Fired Absorption HPWH | Gas-Fired Absorption HPWH | Gas-Fired Absorption HPWH | Gas-Fired Absorption HPWH | Gas-Fired Absorption HPWH | Gas-Fired Absorption HPWH | Gas-Fired Absorption HPWH | Gas-Fired Absorption HPWH | Gas-Fired Absorption HPWH | Gas-Fired Absorption HPWH | Gas-Fired Absorption HPWH | Gas-Fired Absorption HPWH | Gas-Fired Absorption HPWH | Gas-Fired Absorption HPWH
F1_Commercial_Miscellaneous_New_Water Heating_Natural Gas_Water Heater_E1 | F1 | Commercial | Miscellaneous | New | Water Heating | Natural Gas | Water Heater | E1 | CCE | 0 | 0 | 0 | 0 | 0 | 0 | 0 | 0 | 0 | 0 | 0 | 0 | 0 | 0 | 0 | 0 | 0 | 0 | 0 | 0 | 0 | 0 | 0 | 0 | 0 | 0 | 0 | 0 | 0 | 0 | 0 | 0 | 0
F1_Commercial_Miscellaneous_New_Water Heating_Natural Gas_Water Heater_E2 | F1 | Commercial | Miscellaneous | New | Water Heating | Natural Gas | Water Heater | E2 | CCE | -0.0031019 | -0.0031019 | -0.0031019 | -0.0031019 | -0.0031019 | -0.0031019 | -0.0031019 | -0.0031019 | -0.0031019 | -0.0031019 | -0.0031019 | -0.0031019 | -0.0031019 | -0.0031019 | -0.0031019 | -0.0031019 | -0.0031019 | -0.0031019 | -0.0031019 | -0.0031019 | -0.0031019 | -0.0031019 | -0.0031019 | -0.0031019 | -0.0031019 | -0.0031019 | -0.0031019 | -0.0031019 | -0.0031019 | -0.0031019 | -0.0031019 | -0.0031019 | -0.0031019
F1_Commercial_Miscellaneous_New_Water Heating_Natural Gas_Water Heater_E3 | F1 | Commercial | Miscellaneous | New | Water Heating | Natural Gas | Water Heater | E3 | CCE | 0.027033 | 0.027033 | 0.027033 | 0.027033 | 0.027033 | 0.027033 | 0.027033 | 0.027033 | 0.027033 | 0.027033 | 0.027033 | 0.027033 | 0.027033 | 0.027033 | 0.027033 | 0.027033 | 0.027033 | 0.027033 | 0.027033 | 0.027033 | 0.027033 | 0.027033 | 0.027033 | 0.027033 | 0.027033 | 0.027033 | 0.027033 | 0.027033 | 0.027033 | 0.027033 | 0.027033 | 0.027033 | 0.027033
F1_Commercial_Miscellaneous_New_Water Heating_Natural Gas_Water Heater_E4 | F1 | Commercial | Miscellaneous | New | Water Heating | Natural Gas | Water Heater | E4 | CCE | 0.033259 | 0.033259 | 0.033259 | 0.033259 | 0.033259 | 0.033259 | 0.033259 | 0.033259 | 0.033259 | 0.033259 | 0.033259 | 0.033259 | 0.033259 | 0.033259 | 0.033259 | 0.033259 | 0.033259 | 0.033259 | 0.033259 | 0.033259 | 0.033259 | 0.033259 | 0.033259 | 0.033259 | 0.033259 | 0.033259 | 0.033259 | 0.033259 | 0.033259 | 0.033259 | 0.033259 | 0.033259 | 0.033259
F1_Commercial_Miscellaneous_New_Water Heating_Natural Gas_Water Heater_E5 | F1 | Commercial | Miscellaneous | New | Water Heating | Natural Gas | Water Heater | E5 | CCE | 0.04955 | 0.04955 | 0.04955 | 0.04955 | 0.04955 | 0.04955 | 0.04955 | 0.04955 | 0.04955 | 0.04955 | 0.04955 | 0.04955 | 0.04955 | 0.04955 | 0.04955 | 0.04955 | 0.04955 | 0.04955 | 0.04955 | 0.04955 | 0.04955 | 0.04955 | 0.04955 | 0.04955 | 0.04955 | 0.04955 | 0.04955 | 0.04955 | 0.04955 | 0.04955 | 0.04955 | 0.04955 | 0.04955
F1_Commercial_Miscellaneous_New_Water Heating_Natural Gas_Water Heater_E6 | F1 | Commercial | Miscellaneous | New | Water Heating | Natural Gas | Water Heater | E6 | CCE | -0.089088 | -0.089088 | -0.089088 | -0.089088 | -0.089088 | -0.089088 | -0.089088 | -0.089088 | -0.089088 | -0.089088 | -0.089088 | -0.089088 | -0.089088 | -0.089088 | -0.089088 | -0.089088 | -0.089088 | -0.089088 | -0.089088 | -0.089088 | -0.089088 | -0.089088 | -0.089088 | -0.089088 | -0.089088 | -0.089088 | -0.089088 | -0.089088 | -0.089088 | -0.089088 | -0.089088 | -0.089088 | -0.089088
F1_Commercial_Miscellaneous_New_Water Heating_Natural Gas_Water Heater_E7 | F1 | Commercial | Miscellaneous | New | Water Heating | Natural Gas | Water Heater | E7 | CCE | 0.076807 | 0.076807 | 0.076807 | 0.076807 | 0.076807 | 0.076807 | 0.076807 | 0.076807 | 0.076807 | 0.076807 | 0.076807 | 0.076807 | 0.076807 | 0.076807 | 0.076807 | 0.076807 | 0.076807 | 0.076807 | 0.076807 | 0.076807 | 0.076807 | 0.076807 | 0.076807 | 0.076807 | 0.076807 | 0.076807 | 0.076807 | 0.076807 | 0.076807 | 0.076807 | 0.076807 | 0.076807 | 0.076807
F1_Commercial_Miscellaneous_New_Water Heating_Natural Gas_Water Heater_E8 | F1 | Commercial | Miscellaneous | New | Water Heating | Natural Gas | Water Heater | E8 | CCE | 0 | 0 | 0 | 0 | 0 | 0 | 0 | 0 | 0 | 0 | 0 | 0 | 0 | 0 | 0 | 0 | 0 | 0 | 0 | 0 | 0 | 0 | 0 | 0 | 0 | 0 | 0 | 0 | 0 | 0 | 0 | 0 | 0
F1_Commercial_Miscellaneous_New_Water Heating_Natural Gas_Water Heater_E9 | F1 | Commercial | Miscellaneous | New | Water Heating | Natural Gas | Water Heater | E9 | CCE | 0 | 0 | 0 | 0 | 0 | 0 | 0 | 0 | 0 | 0 | 0 | 0 | 0 | 0 | 0 | 0 | 0 | 0 | 0 | 0 | 0 | 0 | 0 | 0 | 0 | 0 | 0 | 0 | 0 | 0 | 0 | 0 | 0
F1_Commercial_Miscellaneous_New_Water Heating_Natural Gas_Water Heater_E10 | F1 | Commercial | Miscellaneous | New | Water Heating | Natural Gas | Water Heater | E10 | CCE | 0 | 0 | 0 | 0 | 0 | 0 | 0 | 0 | 0 | 0 | 0 | 0 | 0 | 0 | 0 | 0 | 0 | 0 | 0 | 0 | 0 | 0 | 0 | 0 | 0 | 0 | 0 | 0 | 0 | 0 | 0 | 0 | 0
F2_Commercial_Miscellaneous_New_Water Heating_Natural Gas_Water Heater_E1 | F2 | Commercial | Miscellaneous | New | Water Heating | Natural Gas | Water Heater | E1 | TRC BC Ratio | bar: 2019 to 2051
F2_Commercial_Miscellaneous_New_Water Heating_Natural Gas_Water Heater_E2 | F2 | Commercial | Miscellaneous | New | Water Heating | Natural Gas | Water Heater | E2 | TRC BC Ratio | bar: 2019 to 2051
F2_Commercial_Miscellaneous_New_Water Heating_Natural Gas_Water Heater_E3 | F2 | Commercial | Miscellaneous | New | Water Heating | Natural Gas | Water Heater | E3 | TRC BC Ratio | 39.7405 | 40.1037 | 40.5358 | 41.0373 | 41.6223 | 42.3149 | 42.8747 | 43.4016 | 43.9219 | 44.4449 | 44.9225 | 45.3419 | 45.7636 | 46.2089 | 46.7228 | 47.2329 | 47.7952 | 48.4153 | 49.0724 | 49.7502 | 50.4429 | 51.0929 | 51.6887 | 52.2315 | 52.711 | 53.1192 | 53.4061 | 53.6173 | 53.7992 | 53.9541 | 54.1078 | 54.1771 | 54.1771
F2_Commercial_Miscellaneous_New_Water Heating_Natural Gas_Water Heater_E4 | F2 | Commercial | Miscellaneous | New | Water Heating | Natural Gas | Water Heater | E4 | TRC BC Ratio | 32.3017 | 32.5969 | 32.9481 | 33.3558 | 33.8313 | 34.3942 | 34.8492 | 35.2775 | 35.7005 | 36.1255 | 36.5137 | 36.8546 | 37.1974 | 37.5594 | 37.9771 | 38.3917 | 38.8487 | 39.3528 | 39.8869 | 40.4377 | 41.0008 | 41.5291 | 42.0134 | 42.4546 | 42.8444 | 43.1762 | 43.4094 | 43.581 | 43.7288 | 43.8547 | 43.9797 | 44.036 | 44.036
F2_Commercial_Miscellaneous_New_Water Heating_Natural Gas_Water Heater_E5 | F2 | Commercial | Miscellaneous | New | Water Heating | Natural Gas | Water Heater | E5 | TRC BC Ratio | 21.6812 | 21.8794 | 22.1151 | 22.3887 | 22.7079 | 23.0857 | 23.3911 | 23.6786 | 23.9625 | 24.2478 | 24.5083 | 24.7372 | 24.9672 | 25.2102 | 25.4906 | 25.7688 | 26.0756 | 26.4139 | 26.7724 | 27.1422 | 27.5201 | 27.8747 | 28.1998 | 28.4959 | 28.7575 | 28.9802 | 29.1368 | 29.252 | 29.3512 | 29.4357 | 29.5196 | 29.5574 | 29.5574
F2_Commercial_Miscellaneous_New_Water Heating_Natural Gas_Water Heater_E6 | F2 | Commercial | Miscellaneous | New | Water Heating | Natural Gas | Water Heater | E6 | TRC BC Ratio | bar: 2019 to 2051
F2_Commercial_Miscellaneous_New_Water Heating_Natural Gas_Water Heater_E7 | F2 | Commercial | Miscellaneous | New | Water Heating | Natural Gas | Water Heater | E7 | TRC BC Ratio | 13.3109 | 13.4039 | 13.5513 | 13.754 | 14.0103 | 14.3223 | 14.5556 | 14.7626 | 14.9455 | 15.1111 | 15.2351 | 15.3139 | 15.3902 | 15.4859 | 15.6357 | 15.8001 | 16.0058 | 16.2602 | 16.5497 | 16.8617 | 17.1932 | 17.5096 | 17.8085 | 18.0969 | 18.359 | 18.5822 | 18.7391 | 18.8545 | 18.954 | 19.0387 | 19.1227 | 19.1606 | 19.1606
F2_Commercial_Miscellaneous_New_Water Heating_Natural Gas_Water Heater_E8 | F2 | Commercial | Miscellaneous | New | Water Heating | Natural Gas | Water Heater | E8 | TRC BC Ratio | 0 | 0 | 0 | 0 | 0 | 0 | 0 | 0 | 0 | 0 | 0 | 0 | 0 | 0 | 0 | 0 | 0 | 0 | 0 | 0 | 0 | 0 | 0 | 0 | 0 | 0 | 0 | 0 | 0 | 0 | 0 | 0 | 0
F2_Commercial_Miscellaneous_New_Water Heating_Natural Gas_Water Heater_E9 | F2 | Commercial | Miscellaneous | New | Water Heating | Natural Gas | Water Heater | E9 | TRC BC Ratio | 0 | 0 | 0 | 0 | 0 | 0 | 0 | 0 | 0 | 0 | 0 | 0 | 0 | 0 | 0 | 0 | 0 | 0 | 0 | 0 | 0 | 0 | 0 | 0 | 0 | 0 | 0 | 0 | 0 | 0 | 0 | 0 | 0
F2_Commercial_Miscellaneous_New_Water Heating_Natural Gas_Water Heater_E10 | F2 | Commercial | Miscellaneous | New | Water Heating | Natural Gas | Water Heater | E10 | TRC BC Ratio | 0 | 0 | 0 | 0 | 0 | 0 | 0 | 0 | 0 | 0 | 0 | 0 | 0 | 0 | 0 | 0 | 0 | 0 | 0 | 0 | 0 | 0 | 0 | 0 | 0 | 0 | 0 | 0 | 0 | 0 | 0 | 0 | 0
F3_Commercial_Miscellaneous_New_Water Heating_Natural Gas_Water Heater_E1 | F3 | Commercial | Miscellaneous | New | Water Heating | Natural Gas | Water Heater | E1 | PACT BC Ratio | bar: 2019 to 2051
F3_Commercial_Miscellaneous_New_Water Heating_Natural Gas_Water Heater_E2 | F3 | Commercial | Miscellaneous | New | Water Heating | Natural Gas | Water Heater | E2 | PACT BC Ratio | bar: 2019 to 2051
F3_Commercial_Miscellaneous_New_Water Heating_Natural Gas_Water Heater_E3 | F3 | Commercial | Miscellaneous | New | Water Heating | Natural Gas | Water Heater | E3 | PACT BC Ratio | 52.9873 | 53.4716 | 54.0477 | 54.7164 | 55.4964 | 56.4199 | 57.1662 | 57.8688 | 58.5626 | 59.2599 | 59.8966 | 60.4558 | 61.0181 | 61.6119 | 62.2971 | 62.9772 | 63.7269 | 64.5538 | 65.4299 | 66.3335 | 67.2572 | 68.1239 | 68.9182 | 69.6421 | 70.2814 | 70.8256 | 71.2082 | 71.4897 | 71.7322 | 71.9387 | 72.1437 | 72.2362 | 72.2362
F3_Commercial_Miscellaneous_New_Water Heating_Natural Gas_Water Heater_E4 | F3 | Commercial | Miscellaneous | New | Water Heating | Natural Gas | Water Heater | E4 | PACT BC Ratio | 43.069 | 43.4626 | 43.9308 | 44.4743 | 45.1084 | 45.859 | 46.4656 | 47.0367 | 47.6006 | 48.1674 | 48.6849 | 49.1395 | 49.5965 | 50.0792 | 50.6361 | 51.1889 | 51.7982 | 52.4704 | 53.1825 | 53.917 | 54.6677 | 55.3722 | 56.0178 | 56.6062 | 57.1258 | 57.5682 | 57.8791 | 58.108 | 58.3051 | 58.473 | 58.6396 | 58.7147 | 58.7147
F3_Commercial_Miscellaneous_New_Water Heating_Natural Gas_Water Heater_E5 | F3 | Commercial | Miscellaneous | New | Water Heating | Natural Gas | Water Heater | E5 | PACT BC Ratio | 28.9083 | 29.1725 | 29.4868 | 29.8516 | 30.2772 | 30.781 | 31.1882 | 31.5714 | 31.95 | 32.3304 | 32.6778 | 32.9829 | 33.2896 | 33.6136 | 33.9874 | 34.3584 | 34.7675 | 35.2186 | 35.6966 | 36.1896 | 36.6935 | 37.1663 | 37.5997 | 37.9946 | 38.3434 | 38.6403 | 38.849 | 39.0026 | 39.1349 | 39.2476 | 39.3594 | 39.4099 | 39.4099
F3_Commercial_Miscellaneous_New_Water Heating_Natural Gas_Water Heater_E6 | F3 | Commercial | Miscellaneous | New | Water Heating | Natural Gas | Water Heater | E6 | PACT BC Ratio | bar: 2019 to 2051
F3_Commercial_Miscellaneous_New_Water Heating_Natural Gas_Water Heater_E7 | F3 | Commercial | Miscellaneous | New | Water Heating | Natural Gas | Water Heater | E7 | PACT BC Ratio | 17.7478 | 17.8718 | 18.0683 | 18.3387 | 18.6804 | 19.0965 | 19.4075 | 19.6835 | 19.9273 | 20.1481 | 20.3134 | 20.4185 | 20.5203 | 20.6478 | 20.8476 | 21.0668 | 21.3411 | 21.6802 | 22.0662 | 22.4823 | 22.9243 | 23.3462 | 23.7447 | 24.1292 | 24.4787 | 24.7763 | 24.9855 | 25.1394 | 25.272 | 25.3849 | 25.497 | 25.5475 | 25.5475
F3_Commercial_Miscellaneous_New_Water Heating_Natural Gas_Water Heater_E8 | F3 | Commercial | Miscellaneous | New | Water Heating | Natural Gas | Water Heater | E8 | PACT BC Ratio | 0 | 0 | 0 | 0 | 0 | 0 | 0 | 0 | 0 | 0 | 0 | 0 | 0 | 0 | 0 | 0 | 0 | 0 | 0 | 0 | 0 | 0 | 0 | 0 | 0 | 0 | 0 | 0 | 0 | 0 | 0 | 0 | 0
F3_Commercial_Miscellaneous_New_Water Heating_Natural Gas_Water Heater_E9 | F3 | Commercial | Miscellaneous | New | Water Heating | Natural Gas | Water Heater | E9 | PACT BC Ratio | 0 | 0 | 0 | 0 | 0 | 0 | 0 | 0 | 0 | 0 | 0 | 0 | 0 | 0 | 0 | 0 | 0 | 0 | 0 | 0 | 0 | 0 | 0 | 0 | 0 | 0 | 0 | 0 | 0 | 0 | 0 | 0 | 0
F3_Commercial_Miscellaneous_New_Water Heating_Natural Gas_Water Heater_E10 | F3 | Commercial | Miscellaneous | New | Water Heating | Natural Gas | Water Heater | E10 | PACT BC Ratio | 0 | 0 | 0 | 0 | 0 | 0 | 0 | 0 | 0 | 0 | 0 | 0 | 0 | 0 | 0 | 0 | 0 | 0 | 0 | 0 | 0 | 0 | 0 | 0 | 0 | 0 | 0 | 0 | 0 | 0 | 0 | 0 | 0
F4_Commercial_Miscellaneous_New_Water Heating_Natural Gas_Water Heater_E1 | F4 | Commercial | Miscellaneous | New | Water Heating | Natural Gas | Water Heater | E1 | RVT BC Ratio | bar: 2019 to 2051
F4_Commercial_Miscellaneous_New_Water Heating_Natural Gas_Water Heater_E2 | F4 | Commercial | Miscellaneous | New | Water Heating | Natural Gas | Water Heater | E2 | RVT BC Ratio | bar: 2019 to 2051
F4_Commercial_Miscellaneous_New_Water Heating_Natural Gas_Water Heater_E3 | F4 | Commercial | Miscellaneous | New | Water Heating | Natural Gas | Water Heater | E3 | RVT BC Ratio | 57.8341 | 58.3562 | 58.9774 | 59.6984 | 60.5395 | 61.5352 | 62.34 | 63.0975 | 63.8456 | 64.5974 | 65.2841 | 65.887 | 66.4933 | 67.1336 | 67.8724 | 68.6057 | 69.4141 | 70.3057 | 71.2504 | 72.2247 | 73.2206 | 74.1552 | 75.0117 | 75.7922 | 76.4815 | 77.0683 | 77.4808 | 77.7844 | 78.0459 | 78.2686 | 78.4896 | 78.5893 | 78.5893
F4_Commercial_Miscellaneous_New_Water Heating_Natural Gas_Water Heater_E4 | F4 | Commercial | Miscellaneous | New | Water Heating | Natural Gas | Water Heater | E4 | RVT BC Ratio | 47.1395 | 47.5639 | 48.0688 | 48.6548 | 49.3385 | 50.1478 | 50.802 | 51.4177 | 52.0258 | 52.6369 | 53.195 | 53.6851 | 54.1779 | 54.6983 | 55.2988 | 55.8948 | 56.5519 | 57.2766 | 58.0445 | 58.8364 | 59.6459 | 60.4055 | 61.1017 | 61.7361 | 62.2964 | 62.7734 | 63.1087 | 63.3554 | 63.568 | 63.749 | 63.9286 | 64.0097 | 64.0097
F4_Commercial_Miscellaneous_New_Water Heating_Natural Gas_Water Heater_E5 | F4 | Commercial | Miscellaneous | New | Water Heating | Natural Gas | Water Heater | E5 | RVT BC Ratio | 31.8706 | 32.1555 | 32.4944 | 32.8877 | 33.3466 | 33.8898 | 34.3289 | 34.7422 | 35.1503 | 35.5605 | 35.9351 | 36.2641 | 36.5948 | 36.9441 | 37.3472 | 37.7473 | 38.1883 | 38.6748 | 39.1901 | 39.7217 | 40.2651 | 40.7749 | 41.2422 | 41.668 | 42.0441 | 42.3643 | 42.5893 | 42.7549 | 42.8976 | 43.0191 | 43.1396 | 43.194 | 43.194
F4_Commercial_Miscellaneous_New_Water Heating_Natural Gas_Water Heater_E6 | F4 | Commercial | Miscellaneous | New | Water Heating | Natural Gas | Water Heater | E6 | RVT BC Ratio | bar: 2019 to 2051
F4_Commercial_Miscellaneous_New_Water Heating_Natural Gas_Water Heater_E7 | F4 | Commercial | Miscellaneous | New | Water Heating | Natural Gas | Water Heater | E7 | RVT BC Ratio | 19.8368 | 19.9705 | 20.1823 | 20.4739 | 20.8423 | 21.2909 | 21.6263 | 21.9239 | 22.1868 | 22.4248 | 22.6031 | 22.7164 | 22.8262 | 22.9637 | 23.1791 | 23.4154 | 23.7112 | 24.0769 | 24.4931 | 24.9417 | 25.4183 | 25.8732 | 26.3029 | 26.7175 | 27.0944 | 27.4153 | 27.6408 | 27.8067 | 27.9497 | 28.0715 | 28.1923 | 28.2468 | 28.2468
F4_Commercial_Miscellaneous_New_Water Heating_Natural Gas_Water Heater_E8 | F4 | Commercial | Miscellaneous | New | Water Heating | Natural Gas | Water Heater | E8 | RVT BC Ratio | 0 | 0 | 0 | 0 | 0 | 0 | 0 | 0 | 0 | 0 | 0 | 0 | 0 | 0 | 0 | 0 | 0 | 0 | 0 | 0 | 0 | 0 | 0 | 0 | 0 | 0 | 0 | 0 | 0 | 0 | 0 | 0 | 0
F4_Commercial_Miscellaneous_New_Water Heating_Natural Gas_Water Heater_E9 | F4 | Commercial | Miscellaneous | New | Water Heating | Natural Gas | Water Heater | E9 | RVT BC Ratio | 0 | 0 | 0 | 0 | 0 | 0 | 0 | 0 | 0 | 0 | 0 | 0 | 0 | 0 | 0 | 0 | 0 | 0 | 0 | 0 | 0 | 0 | 0 | 0 | 0 | 0 | 0 | 0 | 0 | 0 | 0 | 0 | 0
F4_Commercial_Miscellaneous_New_Water Heating_Natural Gas_Water Heater_E10 | F4 | Commercial | Miscellaneous | New | Water Heating | Natural Gas | Water Heater | E10 | RVT BC Ratio | 0 | 0 | 0 | 0 | 0 | 0 | 0 | 0 | 0 | 0 | 0 | 0 | 0 | 0 | 0 | 0 | 0 | 0 | 0 | 0 | 0 | 0 | 0 | 0 | 0 | 0 | 0 | 0 | 0 | 0 | 0 | 0 | 0
F5_Commercial_Miscellaneous_New_Water Heating_Natural Gas_Water Heater_E1 | F5 | Commercial | Miscellaneous | New | Water Heating | Natural Gas | Water Heater | E1 | RIM BC Ratio | bar: 2019 to 2051
F5_Commercial_Miscellaneous_New_Water Heating_Natural Gas_Water Heater_E2 | F5 | Commercial | Miscellaneous | New | Water Heating | Natural Gas | Water Heater | E2 | RIM BC Ratio | bar: 2019 to 2051
F5_Commercial_Miscellaneous_New_Water Heating_Natural Gas_Water Heater_E3 | F5 | Commercial | Miscellaneous | New | Water Heating | Natural Gas | Water Heater | E3 | RIM BC Ratio | 0.82173 | 0.82185 | 0.82198 | 0.82214 | 0.82231 | 0.82251 | 0.82267 | 0.82281 | 0.82295 | 0.82309 | 0.82321 | 0.82331 | 0.82342 | 0.82352 | 0.82364 | 0.82376 | 0.82389 | 0.82402 | 0.82417 | 0.82431 | 0.82445 | 0.82458 | 0.82469 | 0.82479 | 0.82488 | 0.82496 | 0.82501 | 0.82505 | 0.82508 | 0.82511 | 0.82513 | 0.82514 | 0.82514
F5_Commercial_Miscellaneous_New_Water Heating_Natural Gas_Water Heater_E4 | F5 | Commercial | Miscellaneous | New | Water Heating | Natural Gas | Water Heater | E4 | RIM BC Ratio | 0.81881 | 0.81895 | 0.81912 | 0.8193 | 0.81951 | 0.81976 | 0.81995 | 0.82013 | 0.8203 | 0.82046 | 0.82061 | 0.82074 | 0.82086 | 0.821 | 0.82114 | 0.82129 | 0.82144 | 0.82161 | 0.82178 | 0.82195 | 0.82213 | 0.82228 | 0.82242 | 0.82255 | 0.82266 | 0.82275 | 0.82281 | 0.82286 | 0.8229 | 0.82293 | 0.82297 | 0.82298 | 0.82298
F5_Commercial_Miscellaneous_New_Water Heating_Natural Gas_Water Heater_E5 | F5 | Commercial | Miscellaneous | New | Water Heating | Natural Gas | Water Heater | E5 | RIM BC Ratio | 0.81126 | 0.81146 | 0.8117 | 0.81198 | 0.81229 | 0.81264 | 0.81292 | 0.81318 | 0.81343 | 0.81367 | 0.81389 | 0.81408 | 0.81426 | 0.81445 | 0.81467 | 0.81488 | 0.81511 | 0.81536 | 0.81561 | 0.81586 | 0.81611 | 0.81635 | 0.81655 | 0.81674 | 0.8169 | 0.81703 | 0.81712 | 0.81719 | 0.81725 | 0.8173 | 0.81735 | 0.81737 | 0.81737
F5_Commercial_Miscellaneous_New_Water Heating_Natural Gas_Water Heater_E6 | F5 | Commercial | Miscellaneous | New | Water Heating | Natural Gas | Water Heater | E6 | RIM BC Ratio | bar: 2019 to 2051
F5_Commercial_Miscellaneous_New_Water Heating_Natural Gas_Water Heater_E7 | F5 | Commercial | Miscellaneous | New | Water Heating | Natural Gas | Water Heater | E7 | RIM BC Ratio | 0.79719 | 0.79744 | 0.79782 | 0.79834 | 0.79898 | 0.79972 | 0.80026 | 0.80072 | 0.80112 | 0.80148 | 0.80174 | 0.8019 | 0.80205 | 0.80225 | 0.80255 | 0.80287 | 0.80326 | 0.80374 | 0.80426 | 0.8048 | 0.80536 | 0.80587 | 0.80633 | 0.80677 | 0.80716 | 0.80748 | 0.8077 | 0.80786 | 0.80799 | 0.80811 | 0.80822 | 0.80827 | 0.80827
F5_Commercial_Miscellaneous_New_Water Heating_Natural Gas_Water Heater_E8 | F5 | Commercial | Miscellaneous | New | Water Heating | Natural Gas | Water Heater | E8 | RIM BC Ratio | 0 | 0 | 0 | 0 | 0 | 0 | 0 | 0 | 0 | 0 | 0 | 0 | 0 | 0 | 0 | 0 | 0 | 0 | 0 | 0 | 0 | 0 | 0 | 0 | 0 | 0 | 0 | 0 | 0 | 0 | 0 | 0 | 0
F5_Commercial_Miscellaneous_New_Water Heating_Natural Gas_Water Heater_E9 | F5 | Commercial | Miscellaneous | New | Water Heating | Natural Gas | Water Heater | E9 | RIM BC Ratio | 0 | 0 | 0 | 0 | 0 | 0 | 0 | 0 | 0 | 0 | 0 | 0 | 0 | 0 | 0 | 0 | 0 | 0 | 0 | 0 | 0 | 0 | 0 | 0 | 0 | 0 | 0 | 0 | 0 | 0 | 0 | 0 | 0
F5_Commercial_Miscellaneous_New_Water Heating_Natural Gas_Water Heater_E10 | F5 | Commercial | Miscellaneous | New | Water Heating | Natural Gas | Water Heater | E10 | RIM BC Ratio | 0 | 0 | 0 | 0 | 0 | 0 | 0 | 0 | 0 | 0 | 0 | 0 | 0 | 0 | 0 | 0 | 0 | 0 | 0 | 0 | 0 | 0 | 0 | 0 | 0 | 0 | 0 | 0 | 0 | 0 | 0 | 0 | 0
F0_Commercial_Miscellaneous_New_Food Preparation_Natural Gas_Oven_E0 | F0 | Commercial | Miscellaneous | New | Food Preparation | Natural Gas | Oven | E0 | Economic Unit | ENERGY STAR (>44% Baking Efficiency) | ENERGY STAR (>44% Baking Efficiency) | ENERGY STAR (>44% Baking Efficiency) | ENERGY STAR (>44% Baking Efficiency) | ENERGY STAR (>44% Baking Efficiency) | ENERGY STAR (>44% Baking Efficiency) | ENERGY STAR (>44% Baking Efficiency) | ENERGY STAR (>44% Baking Efficiency) | ENERGY STAR (>44% Baking Efficiency) | ENERGY STAR (>44% Baking Efficiency) | ENERGY STAR (>44% Baking Efficiency) | ENERGY STAR (>44% Baking Efficiency) | ENERGY STAR (>44% Baking Efficiency) | ENERGY STAR (>44% Baking Efficiency) | ENERGY STAR (>44% Baking Efficiency) | ENERGY STAR (>44% Baking Efficiency) | ENERGY STAR (>44% Baking Efficiency) | ENERGY STAR (>44% Baking Efficiency) | ENERGY STAR (>44% Baking Efficiency) | ENERGY STAR (>44% Baking Efficiency) | ENERGY STAR (>44% Baking Efficiency) | ENERGY STAR (>44% Baking Efficiency) | ENERGY STAR (>44% Baking Efficiency) | ENERGY STAR (>44% Baking Efficiency) | ENERGY STAR (>44% Baking Efficiency) | ENERGY STAR (>44% Baking Efficiency) | ENERGY STAR (>44% Baking Efficiency) | ENERGY STAR (>44% Baking Efficiency) | ENERGY STAR (>44% Baking Efficiency) | ENERGY STAR (>44% Baking Efficiency) | ENERGY STAR (>44% Baking Efficiency) | ENERGY STAR (>44% Baking Efficiency) | ENERGY STAR (>44% Baking Efficiency)
F1_Commercial_Miscellaneous_New_Food Preparation_Natural Gas_Oven_E1 | F1 | Commercial | Miscellaneous | New | Food Preparation | Natural Gas | Oven | E1 | CCE | 0 | 0 | 0 | 0 | 0 | 0 | 0 | 0 | 0 | 0 | 0 | 0 | 0 | 0 | 0 | 0 | 0 | 0 | 0 | 0 | 0 | 0 | 0 | 0 | 0 | 0 | 0 | 0 | 0 | 0 | 0 | 0 | 0
F1_Commercial_Miscellaneous_New_Food Preparation_Natural Gas_Oven_E2 | F1 | Commercial | Miscellaneous | New | Food Preparation | Natural Gas | Oven | E2 | CCE | 0.52905 | 0.52905 | 0.52905 | 0.52905 | 0.52905 | 0.52905 | 0.52905 | 0.52905 | 0.52905 | 0.52905 | 0.52905 | 0.52905 | 0.52905 | 0.52905 | 0.52905 | 0.52905 | 0.52905 | 0.52905 | 0.52905 | 0.52905 | 0.52905 | 0.52905 | 0.52905 | 0.52905 | 0.52905 | 0.52905 | 0.52905 | 0.52905 | 0.52905 | 0.52905 | 0.52905 | 0.52905 | 0.52905
F1_Commercial_Miscellaneous_New_Food Preparation_Natural Gas_Oven_E3 | F1 | Commercial | Miscellaneous | New | Food Preparation | Natural Gas | Oven | E3 | CCE | 0 | 0 | 0 | 0 | 0 | 0 | 0 | 0 | 0 | 0 | 0 | 0 | 0 | 0 | 0 | 0 | 0 | 0 | 0 | 0 | 0 | 0 | 0 | 0 | 0 | 0 | 0 | 0 | 0 | 0 | 0 | 0 | 0
F1_Commercial_Miscellaneous_New_Food Preparation_Natural Gas_Oven_E4 | F1 | Commercial | Miscellaneous | New | Food Preparation | Natural Gas | Oven | E4 | CCE | 0 | 0 | 0 | 0 | 0 | 0 | 0 | 0 | 0 | 0 | 0 | 0 | 0 | 0 | 0 | 0 | 0 | 0 | 0 | 0 | 0 | 0 | 0 | 0 | 0 | 0 | 0 | 0 | 0 | 0 | 0 | 0 | 0
F1_Commercial_Miscellaneous_New_Food Preparation_Natural Gas_Oven_E5 | F1 | Commercial | Miscellaneous | New | Food Preparation | Natural Gas | Oven | E5 | CCE | 0 | 0 | 0 | 0 | 0 | 0 | 0 | 0 | 0 | 0 | 0 | 0 | 0 | 0 | 0 | 0 | 0 | 0 | 0 | 0 | 0 | 0 | 0 | 0 | 0 | 0 | 0 | 0 | 0 | 0 | 0 | 0 | 0
F1_Commercial_Miscellaneous_New_Food Preparation_Natural Gas_Oven_E6 | F1 | Commercial | Miscellaneous | New | Food Preparation | Natural Gas | Oven | E6 | CCE | 0 | 0 | 0 | 0 | 0 | 0 | 0 | 0 | 0 | 0 | 0 | 0 | 0 | 0 | 0 | 0 | 0 | 0 | 0 | 0 | 0 | 0 | 0 | 0 | 0 | 0 | 0 | 0 | 0 | 0 | 0 | 0 | 0
F1_Commercial_Miscellaneous_New_Food Preparation_Natural Gas_Oven_E7 | F1 | Commercial | Miscellaneous | New | Food Preparation | Natural Gas | Oven | E7 | CCE | 0 | 0 | 0 | 0 | 0 | 0 | 0 | 0 | 0 | 0 | 0 | 0 | 0 | 0 | 0 | 0 | 0 | 0 | 0 | 0 | 0 | 0 | 0 | 0 | 0 | 0 | 0 | 0 | 0 | 0 | 0 | 0 | 0
F1_Commercial_Miscellaneous_New_Food Preparation_Natural Gas_Oven_E8 | F1 | Commercial | Miscellaneous | New | Food Preparation | Natural Gas | Oven | E8 | CCE | 0 | 0 | 0 | 0 | 0 | 0 | 0 | 0 | 0 | 0 | 0 | 0 | 0 | 0 | 0 | 0 | 0 | 0 | 0 | 0 | 0 | 0 | 0 | 0 | 0 | 0 | 0 | 0 | 0 | 0 | 0 | 0 | 0
F1_Commercial_Miscellaneous_New_Food Preparation_Natural Gas_Oven_E9 | F1 | Commercial | Miscellaneous | New | Food Preparation | Natural Gas | Oven | E9 | CCE | 0 | 0 | 0 | 0 | 0 | 0 | 0 | 0 | 0 | 0 | 0 | 0 | 0 | 0 | 0 | 0 | 0 | 0 | 0 | 0 | 0 | 0 | 0 | 0 | 0 | 0 | 0 | 0 | 0 | 0 | 0 | 0 | 0
F1_Commercial_Miscellaneous_New_Food Preparation_Natural Gas_Oven_E10 | F1 | Commercial | Miscellaneous | New | Food Preparation | Natural Gas | Oven | E10 | CCE | 0 | 0 | 0 | 0 | 0 | 0 | 0 | 0 | 0 | 0 | 0 | 0 | 0 | 0 | 0 | 0 | 0 | 0 | 0 | 0 | 0 | 0 | 0 | 0 | 0 | 0 | 0 | 0 | 0 | 0 | 0 | 0 | 0
F2_Commercial_Miscellaneous_New_Food Preparation_Natural Gas_Oven_E1 | F2 | Commercial | Miscellaneous | New | Food Preparation | Natural Gas | Oven | E1 | TRC BC Ratio | bar: 2019 to 2051
F2_Commercial_Miscellaneous_New_Food Preparation_Natural Gas_Oven_E2 | F2 | Commercial | Miscellaneous | New | Food Preparation | Natural Gas | Oven | E2 | TRC BC Ratio | 2.6596 | 2.6798 | 2.7025 | 2.7274 | 2.7558 | 2.7887 | 2.8153 | 2.8409 | 2.8669 | 2.8939 | 2.9197 | 2.9434 | 2.9676 | 2.9931 | 3.0212 | 3.0486 | 3.0777 | 3.1085 | 3.1406 | 3.1733 | 3.2062 | 3.2371 | 3.2649 | 3.2895 | 3.3108 | 3.3291 | 3.3418 | 3.3512 | 3.3594 | 3.3664 | 3.3733 | 3.3764 | 3.3764
F2_Commercial_Miscellaneous_New_Food Preparation_Natural Gas_Oven_E3 | F2 | Commercial | Miscellaneous | New | Food Preparation | Natural Gas | Oven | E3 | TRC BC Ratio | 0 | 0 | 0 | 0 | 0 | 0 | 0 | 0 | 0 | 0 | 0 | 0 | 0 | 0 | 0 | 0 | 0 | 0 | 0 | 0 | 0 | 0 | 0 | 0 | 0 | 0 | 0 | 0 | 0 | 0 | 0 | 0 | 0
F2_Commercial_Miscellaneous_New_Food Preparation_Natural Gas_Oven_E4 | F2 | Commercial | Miscellaneous | New | Food Preparation | Natural Gas | Oven | E4 | TRC BC Ratio | 0 | 0 | 0 | 0 | 0 | 0 | 0 | 0 | 0 | 0 | 0 | 0 | 0 | 0 | 0 | 0 | 0 | 0 | 0 | 0 | 0 | 0 | 0 | 0 | 0 | 0 | 0 | 0 | 0 | 0 | 0 | 0 | 0
F2_Commercial_Miscellaneous_New_Food Preparation_Natural Gas_Oven_E5 | F2 | Commercial | Miscellaneous | New | Food Preparation | Natural Gas | Oven | E5 | TRC BC Ratio | 0 | 0 | 0 | 0 | 0 | 0 | 0 | 0 | 0 | 0 | 0 | 0 | 0 | 0 | 0 | 0 | 0 | 0 | 0 | 0 | 0 | 0 | 0 | 0 | 0 | 0 | 0 | 0 | 0 | 0 | 0 | 0 | 0
F2_Commercial_Miscellaneous_New_Food Preparation_Natural Gas_Oven_E6 | F2 | Commercial | Miscellaneous | New | Food Preparation | Natural Gas | Oven | E6 | TRC BC Ratio | 0 | 0 | 0 | 0 | 0 | 0 | 0 | 0 | 0 | 0 | 0 | 0 | 0 | 0 | 0 | 0 | 0 | 0 | 0 | 0 | 0 | 0 | 0 | 0 | 0 | 0 | 0 | 0 | 0 | 0 | 0 | 0 | 0
F2_Commercial_Miscellaneous_New_Food Preparation_Natural Gas_Oven_E7 | F2 | Commercial | Miscellaneous | New | Food Preparation | Natural Gas | Oven | E7 | TRC BC Ratio | 0 | 0 | 0 | 0 | 0 | 0 | 0 | 0 | 0 | 0 | 0 | 0 | 0 | 0 | 0 | 0 | 0 | 0 | 0 | 0 | 0 | 0 | 0 | 0 | 0 | 0 | 0 | 0 | 0 | 0 | 0 | 0 | 0
F2_Commercial_Miscellaneous_New_Food Preparation_Natural Gas_Oven_E8 | F2 | Commercial | Miscellaneous | New | Food Preparation | Natural Gas | Oven | E8 | TRC BC Ratio | 0 | 0 | 0 | 0 | 0 | 0 | 0 | 0 | 0 | 0 | 0 | 0 | 0 | 0 | 0 | 0 | 0 | 0 | 0 | 0 | 0 | 0 | 0 | 0 | 0 | 0 | 0 | 0 | 0 | 0 | 0 | 0 | 0
F2_Commercial_Miscellaneous_New_Food Preparation_Natural Gas_Oven_E9 | F2 | Commercial | Miscellaneous | New | Food Preparation | Natural Gas | Oven | E9 | TRC BC Ratio | 0 | 0 | 0 | 0 | 0 | 0 | 0 | 0 | 0 | 0 | 0 | 0 | 0 | 0 | 0 | 0 | 0 | 0 | 0 | 0 | 0 | 0 | 0 | 0 | 0 | 0 | 0 | 0 | 0 | 0 | 0 | 0 | 0
F2_Commercial_Miscellaneous_New_Food Preparation_Natural Gas_Oven_E10 | F2 | Commercial | Miscellaneous | New | Food Preparation | Natural Gas | Oven | E10 | TRC BC Ratio | 0 | 0 | 0 | 0 | 0 | 0 | 0 | 0 | 0 | 0 | 0 | 0 | 0 | 0 | 0 | 0 | 0 | 0 | 0 | 0 | 0 | 0 | 0 | 0 | 0 | 0 | 0 | 0 | 0 | 0 | 0 | 0 | 0
F3_Commercial_Miscellaneous_New_Food Preparation_Natural Gas_Oven_E1 | F3 | Commercial | Miscellaneous | New | Food Preparation | Natural Gas | Oven | E1 | PACT BC Ratio | bar: 2019 to 2051
F3_Commercial_Miscellaneous_New_Food Preparation_Natural Gas_Oven_E2 | F3 | Commercial | Miscellaneous | New | Food Preparation | Natural Gas | Oven | E2 | PACT BC Ratio | 3.5461 | 3.5731 | 3.6033 | 3.6366 | 3.6744 | 3.7182 | 3.7538 | 3.7879 | 3.8225 | 3.8586 | 3.893 | 3.9245 | 3.9568 | 3.9908 | 4.0282 | 4.0648 | 4.1037 | 4.1447 | 4.1874 | 4.2311 | 4.275 | 4.3161 | 4.3532 | 4.386 | 4.4144 | 4.4388 | 4.4557 | 4.4683 | 4.4792 | 4.4885 | 4.4978 | 4.5018 | 4.5018
F3_Commercial_Miscellaneous_New_Food Preparation_Natural Gas_Oven_E3 | F3 | Commercial | Miscellaneous | New | Food Preparation | Natural Gas | Oven | E3 | PACT BC Ratio | 0 | 0 | 0 | 0 | 0 | 0 | 0 | 0 | 0 | 0 | 0 | 0 | 0 | 0 | 0 | 0 | 0 | 0 | 0 | 0 | 0 | 0 | 0 | 0 | 0 | 0 | 0 | 0 | 0 | 0 | 0 | 0 | 0
F3_Commercial_Miscellaneous_New_Food Preparation_Natural Gas_Oven_E4 | F3 | Commercial | Miscellaneous | New | Food Preparation | Natural Gas | Oven | E4 | PACT BC Ratio | 0 | 0 | 0 | 0 | 0 | 0 | 0 | 0 | 0 | 0 | 0 | 0 | 0 | 0 | 0 | 0 | 0 | 0 | 0 | 0 | 0 | 0 | 0 | 0 | 0 | 0 | 0 | 0 | 0 | 0 | 0 | 0 | 0
F3_Commercial_Miscellaneous_New_Food Preparation_Natural Gas_Oven_E5 | F3 | Commercial | Miscellaneous | New | Food Preparation | Natural Gas | Oven | E5 | PACT BC Ratio | 0 | 0 | 0 | 0 | 0 | 0 | 0 | 0 | 0 | 0 | 0 | 0 | 0 | 0 | 0 | 0 | 0 | 0 | 0 | 0 | 0 | 0 | 0 | 0 | 0 | 0 | 0 | 0 | 0 | 0 | 0 | 0 | 0
F3_Commercial_Miscellaneous_New_Food Preparation_Natural Gas_Oven_E6 | F3 | Commercial | Miscellaneous | New | Food Preparation | Natural Gas | Oven | E6 | PACT BC Ratio | 0 | 0 | 0 | 0 | 0 | 0 | 0 | 0 | 0 | 0 | 0 | 0 | 0 | 0 | 0 | 0 | 0 | 0 | 0 | 0 | 0 | 0 | 0 | 0 | 0 | 0 | 0 | 0 | 0 | 0 | 0 | 0 | 0
F3_Commercial_Miscellaneous_New_Food Preparation_Natural Gas_Oven_E7 | F3 | Commercial | Miscellaneous | New | Food Preparation | Natural Gas | Oven | E7 | PACT BC Ratio | 0 | 0 | 0 | 0 | 0 | 0 | 0 | 0 | 0 | 0 | 0 | 0 | 0 | 0 | 0 | 0 | 0 | 0 | 0 | 0 | 0 | 0 | 0 | 0 | 0 | 0 | 0 | 0 | 0 | 0 | 0 | 0 | 0
F3_Commercial_Miscellaneous_New_Food Preparation_Natural Gas_Oven_E8 | F3 | Commercial | Miscellaneous | New | Food Preparation | Natural Gas | Oven | E8 | PACT BC Ratio | 0 | 0 | 0 | 0 | 0 | 0 | 0 | 0 | 0 | 0 | 0 | 0 | 0 | 0 | 0 | 0 | 0 | 0 | 0 | 0 | 0 | 0 | 0 | 0 | 0 | 0 | 0 | 0 | 0 | 0 | 0 | 0 | 0
F3_Commercial_Miscellaneous_New_Food Preparation_Natural Gas_Oven_E9 | F3 | Commercial | Miscellaneous | New | Food Preparation | Natural Gas | Oven | E9 | PACT BC Ratio | 0 | 0 | 0 | 0 | 0 | 0 | 0 | 0 | 0 | 0 | 0 | 0 | 0 | 0 | 0 | 0 | 0 | 0 | 0 | 0 | 0 | 0 | 0 | 0 | 0 | 0 | 0 | 0 | 0 | 0 | 0 | 0 | 0
F3_Commercial_Miscellaneous_New_Food Preparation_Natural Gas_Oven_E10 | F3 | Commercial | Miscellaneous | New | Food Preparation | Natural Gas | Oven | E10 | PACT BC Ratio | 0 | 0 | 0 | 0 | 0 | 0 | 0 | 0 | 0 | 0 | 0 | 0 | 0 | 0 | 0 | 0 | 0 | 0 | 0 | 0 | 0 | 0 | 0 | 0 | 0 | 0 | 0 | 0 | 0 | 0 | 0 | 0 | 0
F4_Commercial_Miscellaneous_New_Food Preparation_Natural Gas_Oven_E1 | F4 | Commercial | Miscellaneous | New | Food Preparation | Natural Gas | Oven | E1 | RVT BC Ratio | bar: 2019 to 2051
F4_Commercial_Miscellaneous_New_Food Preparation_Natural Gas_Oven_E2 | F4 | Commercial | Miscellaneous | New | Food Preparation | Natural Gas | Oven | E2 | RVT BC Ratio | 4.5236 | 4.5528 | 4.5853 | 4.6211 | 4.662 | 4.7092 | 4.7475 | 4.7843 | 4.8216 | 4.8605 | 4.8976 | 4.9317 | 4.9665 | 5.0031 | 5.0435 | 5.0829 | 5.1248 | 5.169 | 5.2151 | 5.2622 | 5.3095 | 5.3539 | 5.3939 | 5.4293 | 5.4599 | 5.4862 | 5.5044 | 5.518 | 5.5298 | 5.5398 | 5.5498 | 5.5542 | 5.5542
F4_Commercial_Miscellaneous_New_Food Preparation_Natural Gas_Oven_E3 | F4 | Commercial | Miscellaneous | New | Food Preparation | Natural Gas | Oven | E3 | RVT BC Ratio | 0 | 0 | 0 | 0 | 0 | 0 | 0 | 0 | 0 | 0 | 0 | 0 | 0 | 0 | 0 | 0 | 0 | 0 | 0 | 0 | 0 | 0 | 0 | 0 | 0 | 0 | 0 | 0 | 0 | 0 | 0 | 0 | 0
F4_Commercial_Miscellaneous_New_Food Preparation_Natural Gas_Oven_E4 | F4 | Commercial | Miscellaneous | New | Food Preparation | Natural Gas | Oven | E4 | RVT BC Ratio | 0 | 0 | 0 | 0 | 0 | 0 | 0 | 0 | 0 | 0 | 0 | 0 | 0 | 0 | 0 | 0 | 0 | 0 | 0 | 0 | 0 | 0 | 0 | 0 | 0 | 0 | 0 | 0 | 0 | 0 | 0 | 0 | 0
F4_Commercial_Miscellaneous_New_Food Preparation_Natural Gas_Oven_E5 | F4 | Commercial | Miscellaneous | New | Food Preparation | Natural Gas | Oven | E5 | RVT BC Ratio | 0 | 0 | 0 | 0 | 0 | 0 | 0 | 0 | 0 | 0 | 0 | 0 | 0 | 0 | 0 | 0 | 0 | 0 | 0 | 0 | 0 | 0 | 0 | 0 | 0 | 0 | 0 | 0 | 0 | 0 | 0 | 0 | 0
F4_Commercial_Miscellaneous_New_Food Preparation_Natural Gas_Oven_E6 | F4 | Commercial | Miscellaneous | New | Food Preparation | Natural Gas | Oven | E6 | RVT BC Ratio | 0 | 0 | 0 | 0 | 0 | 0 | 0 | 0 | 0 | 0 | 0 | 0 | 0 | 0 | 0 | 0 | 0 | 0 | 0 | 0 | 0 | 0 | 0 | 0 | 0 | 0 | 0 | 0 | 0 | 0 | 0 | 0 | 0
F4_Commercial_Miscellaneous_New_Food Preparation_Natural Gas_Oven_E7 | F4 | Commercial | Miscellaneous | New | Food Preparation | Natural Gas | Oven | E7 | RVT BC Ratio | 0 | 0 | 0 | 0 | 0 | 0 | 0 | 0 | 0 | 0 | 0 | 0 | 0 | 0 | 0 | 0 | 0 | 0 | 0 | 0 | 0 | 0 | 0 | 0 | 0 | 0 | 0 | 0 | 0 | 0 | 0 | 0 | 0
F4_Commercial_Miscellaneous_New_Food Preparation_Natural Gas_Oven_E8 | F4 | Commercial | Miscellaneous | New | Food Preparation | Natural Gas | Oven | E8 | RVT BC Ratio | 0 | 0 | 0 | 0 | 0 | 0 | 0 | 0 | 0 | 0 | 0 | 0 | 0 | 0 | 0 | 0 | 0 | 0 | 0 | 0 | 0 | 0 | 0 | 0 | 0 | 0 | 0 | 0 | 0 | 0 | 0 | 0 | 0
F4_Commercial_Miscellaneous_New_Food Preparation_Natural Gas_Oven_E9 | F4 | Commercial | Miscellaneous | New | Food Preparation | Natural Gas | Oven | E9 | RVT BC Ratio | 0 | 0 | 0 | 0 | 0 | 0 | 0 | 0 | 0 | 0 | 0 | 0 | 0 | 0 | 0 | 0 | 0 | 0 | 0 | 0 | 0 | 0 | 0 | 0 | 0 | 0 | 0 | 0 | 0 | 0 | 0 | 0 | 0
F4_Commercial_Miscellaneous_New_Food Preparation_Natural Gas_Oven_E10 | F4 | Commercial | Miscellaneous | New | Food Preparation | Natural Gas | Oven | E10 | RVT BC Ratio | 0 | 0 | 0 | 0 | 0 | 0 | 0 | 0 | 0 | 0 | 0 | 0 | 0 | 0 | 0 | 0 | 0 | 0 | 0 | 0 | 0 | 0 | 0 | 0 | 0 | 0 | 0 | 0 | 0 | 0 | 0 | 0 | 0
F5_Commercial_Miscellaneous_New_Food Preparation_Natural Gas_Oven_E1 | F5 | Commercial | Miscellaneous | New | Food Preparation | Natural Gas | Oven | E1 | RIM BC Ratio | bar: 2019 to 2051
F5_Commercial_Miscellaneous_New_Food Preparation_Natural Gas_Oven_E2 | F5 | Commercial | Miscellaneous | New | Food Preparation | Natural Gas | Oven | E2 | RIM BC Ratio | 0.67565 | 0.67662 | 0.6777 | 0.67886 | 0.68017 | 0.68166 | 0.68284 | 0.68396 | 0.68508 | 0.68623 | 0.68731 | 0.68829 | 0.68928 | 0.6903 | 0.69141 | 0.69248 | 0.6936 | 0.69476 | 0.69595 | 0.69715 | 0.69833 | 0.69942 | 0.70039 | 0.70123 | 0.70195 | 0.70257 | 0.70299 | 0.7033 | 0.70357 | 0.7038 | 0.70403 | 0.70413 | 0.70413
F5_Commercial_Miscellaneous_New_Food Preparation_Natural Gas_Oven_E3 | F5 | Commercial | Miscellaneous | New | Food Preparation | Natural Gas | Oven | E3 | RIM BC Ratio | 0 | 0 | 0 | 0 | 0 | 0 | 0 | 0 | 0 | 0 | 0 | 0 | 0 | 0 | 0 | 0 | 0 | 0 | 0 | 0 | 0 | 0 | 0 | 0 | 0 | 0 | 0 | 0 | 0 | 0 | 0 | 0 | 0
F5_Commercial_Miscellaneous_New_Food Preparation_Natural Gas_Oven_E4 | F5 | Commercial | Miscellaneous | New | Food Preparation | Natural Gas | Oven | E4 | RIM BC Ratio | 0 | 0 | 0 | 0 | 0 | 0 | 0 | 0 | 0 | 0 | 0 | 0 | 0 | 0 | 0 | 0 | 0 | 0 | 0 | 0 | 0 | 0 | 0 | 0 | 0 | 0 | 0 | 0 | 0 | 0 | 0 | 0 | 0
F5_Commercial_Miscellaneous_New_Food Preparation_Natural Gas_Oven_E5 | F5 | Commercial | Miscellaneous | New | Food Preparation | Natural Gas | Oven | E5 | RIM BC Ratio | 0 | 0 | 0 | 0 | 0 | 0 | 0 | 0 | 0 | 0 | 0 | 0 | 0 | 0 | 0 | 0 | 0 | 0 | 0 | 0 | 0 | 0 | 0 | 0 | 0 | 0 | 0 | 0 | 0 | 0 | 0 | 0 | 0
F5_Commercial_Miscellaneous_New_Food Preparation_Natural Gas_Oven_E6 | F5 | Commercial | Miscellaneous | New | Food Preparation | Natural Gas | Oven | E6 | RIM BC Ratio | 0 | 0 | 0 | 0 | 0 | 0 | 0 | 0 | 0 | 0 | 0 | 0 | 0 | 0 | 0 | 0 | 0 | 0 | 0 | 0 | 0 | 0 | 0 | 0 | 0 | 0 | 0 | 0 | 0 | 0 | 0 | 0 | 0
F5_Commercial_Miscellaneous_New_Food Preparation_Natural Gas_Oven_E7 | F5 | Commercial | Miscellaneous | New | Food Preparation | Natural Gas | Oven | E7 | RIM BC Ratio | 0 | 0 | 0 | 0 | 0 | 0 | 0 | 0 | 0 | 0 | 0 | 0 | 0 | 0 | 0 | 0 | 0 | 0 | 0 | 0 | 0 | 0 | 0 | 0 | 0 | 0 | 0 | 0 | 0 | 0 | 0 | 0 | 0
F5_Commercial_Miscellaneous_New_Food Preparation_Natural Gas_Oven_E8 | F5 | Commercial | Miscellaneous | New | Food Preparation | Natural Gas | Oven | E8 | RIM BC Ratio | 0 | 0 | 0 | 0 | 0 | 0 | 0 | 0 | 0 | 0 | 0 | 0 | 0 | 0 | 0 | 0 | 0 | 0 | 0 | 0 | 0 | 0 | 0 | 0 | 0 | 0 | 0 | 0 | 0 | 0 | 0 | 0 | 0
F5_Commercial_Miscellaneous_New_Food Preparation_Natural Gas_Oven_E9 | F5 | Commercial | Miscellaneous | New | Food Preparation | Natural Gas | Oven | E9 | RIM BC Ratio | 0 | 0 | 0 | 0 | 0 | 0 | 0 | 0 | 0 | 0 | 0 | 0 | 0 | 0 | 0 | 0 | 0 | 0 | 0 | 0 | 0 | 0 | 0 | 0 | 0 | 0 | 0 | 0 | 0 | 0 | 0 | 0 | 0
F5_Commercial_Miscellaneous_New_Food Preparation_Natural Gas_Oven_E10 | F5 | Commercial | Miscellaneous | New | Food Preparation | Natural Gas | Oven | E10 | RIM BC Ratio | 0 | 0 | 0 | 0 | 0 | 0 | 0 | 0 | 0 | 0 | 0 | 0 | 0 | 0 | 0 | 0 | 0 | 0 | 0 | 0 | 0 | 0 | 0 | 0 | 0 | 0 | 0 | 0 | 0 | 0 | 0 | 0 | 0
F0_Commercial_Miscellaneous_New_Food Preparation_Natural Gas_Conveyor Oven_E0 | F0 | Commercial | Miscellaneous | New | Food Preparation | Natural Gas | Conveyor Oven | E0 | Economic Unit | Efficient (>44% Baking Efficiency) | Efficient (>44% Baking Efficiency) | Efficient (>44% Baking Efficiency) | Efficient (>44% Baking Efficiency) | Efficient (>44% Baking Efficiency) | Efficient (>44% Baking Efficiency) | Efficient (>44% Baking Efficiency) | Efficient (>44% Baking Efficiency) | Efficient (>44% Baking Efficiency) | Efficient (>44% Baking Efficiency) | Efficient (>44% Baking Efficiency) | Efficient (>44% Baking Efficiency) | Efficient (>44% Baking Efficiency) | Efficient (>44% Baking Efficiency) | Efficient (>44% Baking Efficiency) | Efficient (>44% Baking Efficiency) | Efficient (>44% Baking Efficiency) | Efficient (>44% Baking Efficiency) | Efficient (>44% Baking Efficiency) | Efficient (>44% Baking Efficiency) | Efficient (>44% Baking Efficiency) | Efficient (>44% Baking Efficiency) | Efficient (>44% Baking Efficiency) | Efficient (>44% Baking Efficiency) | Efficient (>44% Baking Efficiency) | Efficient (>44% Baking Efficiency) | Efficient (>44% Baking Efficiency) | Efficient (>44% Baking Efficiency) | Efficient (>44% Baking Efficiency) | Efficient (>44% Baking Efficiency) | Efficient (>44% Baking Efficiency) | Efficient (>44% Baking Efficiency) | Efficient (>44% Baking Efficiency)
F1_Commercial_Miscellaneous_New_Food Preparation_Natural Gas_Conveyor Oven_E1 | F1 | Commercial | Miscellaneous | New | Food Preparation | Natural Gas | Conveyor Oven | E1 | CCE | 0 | 0 | 0 | 0 | 0 | 0 | 0 | 0 | 0 | 0 | 0 | 0 | 0 | 0 | 0 | 0 | 0 | 0 | 0 | 0 | 0 | 0 | 0 | 0 | 0 | 0 | 0 | 0 | 0 | 0 | 0 | 0 | 0
F1_Commercial_Miscellaneous_New_Food Preparation_Natural Gas_Conveyor Oven_E2 | F1 | Commercial | Miscellaneous | New | Food Preparation | Natural Gas | Conveyor Oven | E2 | CCE | 0.35475 | 0.35475 | 0.35475 | 0.35475 | 0.35475 | 0.35475 | 0.35475 | 0.35475 | 0.35475 | 0.35475 | 0.35475 | 0.35475 | 0.35475 | 0.35475 | 0.35475 | 0.35475 | 0.35475 | 0.35475 | 0.35475 | 0.35475 | 0.35475 | 0.35475 | 0.35475 | 0.35475 | 0.35475 | 0.35475 | 0.35475 | 0.35475 | 0.35475 | 0.35475 | 0.35475 | 0.35475 | 0.35475
F1_Commercial_Miscellaneous_New_Food Preparation_Natural Gas_Conveyor Oven_E3 | F1 | Commercial | Miscellaneous | New | Food Preparation | Natural Gas | Conveyor Oven | E3 | CCE | 0 | 0 | 0 | 0 | 0 | 0 | 0 | 0 | 0 | 0 | 0 | 0 | 0 | 0 | 0 | 0 | 0 | 0 | 0 | 0 | 0 | 0 | 0 | 0 | 0 | 0 | 0 | 0 | 0 | 0 | 0 | 0 | 0
F1_Commercial_Miscellaneous_New_Food Preparation_Natural Gas_Conveyor Oven_E4 | F1 | Commercial | Miscellaneous | New | Food Preparation | Natural Gas | Conveyor Oven | E4 | CCE | 0 | 0 | 0 | 0 | 0 | 0 | 0 | 0 | 0 | 0 | 0 | 0 | 0 | 0 | 0 | 0 | 0 | 0 | 0 | 0 | 0 | 0 | 0 | 0 | 0 | 0 | 0 | 0 | 0 | 0 | 0 | 0 | 0
F1_Commercial_Miscellaneous_New_Food Preparation_Natural Gas_Conveyor Oven_E5 | F1 | Commercial | Miscellaneous | New | Food Preparation | Natural Gas | Conveyor Oven | E5 | CCE | 0 | 0 | 0 | 0 | 0 | 0 | 0 | 0 | 0 | 0 | 0 | 0 | 0 | 0 | 0 | 0 | 0 | 0 | 0 | 0 | 0 | 0 | 0 | 0 | 0 | 0 | 0 | 0 | 0 | 0 | 0 | 0 | 0
F1_Commercial_Miscellaneous_New_Food Preparation_Natural Gas_Conveyor Oven_E6 | F1 | Commercial | Miscellaneous | New | Food Preparation | Natural Gas | Conveyor Oven | E6 | CCE | 0 | 0 | 0 | 0 | 0 | 0 | 0 | 0 | 0 | 0 | 0 | 0 | 0 | 0 | 0 | 0 | 0 | 0 | 0 | 0 | 0 | 0 | 0 | 0 | 0 | 0 | 0 | 0 | 0 | 0 | 0 | 0 | 0
F1_Commercial_Miscellaneous_New_Food Preparation_Natural Gas_Conveyor Oven_E7 | F1 | Commercial | Miscellaneous | New | Food Preparation | Natural Gas | Conveyor Oven | E7 | CCE | 0 | 0 | 0 | 0 | 0 | 0 | 0 | 0 | 0 | 0 | 0 | 0 | 0 | 0 | 0 | 0 | 0 | 0 | 0 | 0 | 0 | 0 | 0 | 0 | 0 | 0 | 0 | 0 | 0 | 0 | 0 | 0 | 0
F1_Commercial_Miscellaneous_New_Food Preparation_Natural Gas_Conveyor Oven_E8 | F1 | Commercial | Miscellaneous | New | Food Preparation | Natural Gas | Conveyor Oven | E8 | CCE | 0 | 0 | 0 | 0 | 0 | 0 | 0 | 0 | 0 | 0 | 0 | 0 | 0 | 0 | 0 | 0 | 0 | 0 | 0 | 0 | 0 | 0 | 0 | 0 | 0 | 0 | 0 | 0 | 0 | 0 | 0 | 0 | 0
F1_Commercial_Miscellaneous_New_Food Preparation_Natural Gas_Conveyor Oven_E9 | F1 | Commercial | Miscellaneous | New | Food Preparation | Natural Gas | Conveyor Oven | E9 | CCE | 0 | 0 | 0 | 0 | 0 | 0 | 0 | 0 | 0 | 0 | 0 | 0 | 0 | 0 | 0 | 0 | 0 | 0 | 0 | 0 | 0 | 0 | 0 | 0 | 0 | 0 | 0 | 0 | 0 | 0 | 0 | 0 | 0
F1_Commercial_Miscellaneous_New_Food Preparation_Natural Gas_Conveyor Oven_E10 | F1 | Commercial | Miscellaneous | New | Food Preparation | Natural Gas | Conveyor Oven | E10 | CCE | 0 | 0 | 0 | 0 | 0 | 0 | 0 | 0 | 0 | 0 | 0 | 0 | 0 | 0 | 0 | 0 | 0 | 0 | 0 | 0 | 0 | 0 | 0 | 0 | 0 | 0 | 0 | 0 | 0 | 0 | 0 | 0 | 0
F2_Commercial_Miscellaneous_New_Food Preparation_Natural Gas_Conveyor Oven_E1 | F2 | Commercial | Miscellaneous | New | Food Preparation | Natural Gas | Conveyor Oven | E1 | TRC BC Ratio | bar: 2019 to 2051
F2_Commercial_Miscellaneous_New_Food Preparation_Natural Gas_Conveyor Oven_E2 | F2 | Commercial | Miscellaneous | New | Food Preparation | Natural Gas | Conveyor Oven | E2 | TRC BC Ratio | 4.0477 | 4.0772 | 4.1092 | 4.1444 | 4.1846 | 4.2312 | 4.2722 | 4.3136 | 4.3565 | 4.4011 | 4.4439 | 4.4835 | 4.5223 | 4.561 | 4.6015 | 4.64 | 4.6797 | 4.7203 | 4.7612 | 4.8019 | 4.8418 | 4.8782 | 4.9108 | 4.9395 | 4.9644 | 4.9858 | 5.0006 | 5.0116 | 5.0212 | 5.0293 | 5.0374 | 5.041 | 5.041
F2_Commercial_Miscellaneous_New_Food Preparation_Natural Gas_Conveyor Oven_E3 | F2 | Commercial | Miscellaneous | New | Food Preparation | Natural Gas | Conveyor Oven | E3 | TRC BC Ratio | 0 | 0 | 0 | 0 | 0 | 0 | 0 | 0 | 0 | 0 | 0 | 0 | 0 | 0 | 0 | 0 | 0 | 0 | 0 | 0 | 0 | 0 | 0 | 0 | 0 | 0 | 0 | 0 | 0 | 0 | 0 | 0 | 0
F2_Commercial_Miscellaneous_New_Food Preparation_Natural Gas_Conveyor Oven_E4 | F2 | Commercial | Miscellaneous | New | Food Preparation | Natural Gas | Conveyor Oven | E4 | TRC BC Ratio | 0 | 0 | 0 | 0 | 0 | 0 | 0 | 0 | 0 | 0 | 0 | 0 | 0 | 0 | 0 | 0 | 0 | 0 | 0 | 0 | 0 | 0 | 0 | 0 | 0 | 0 | 0 | 0 | 0 | 0 | 0 | 0 | 0
F2_Commercial_Miscellaneous_New_Food Preparation_Natural Gas_Conveyor Oven_E5 | F2 | Commercial | Miscellaneous | New | Food Preparation | Natural Gas | Conveyor Oven | E5 | TRC BC Ratio | 0 | 0 | 0 | 0 | 0 | 0 | 0 | 0 | 0 | 0 | 0 | 0 | 0 | 0 | 0 | 0 | 0 | 0 | 0 | 0 | 0 | 0 | 0 | 0 | 0 | 0 | 0 | 0 | 0 | 0 | 0 | 0 | 0
F2_Commercial_Miscellaneous_New_Food Preparation_Natural Gas_Conveyor Oven_E6 | F2 | Commercial | Miscellaneous | New | Food Preparation | Natural Gas | Conveyor Oven | E6 | TRC BC Ratio | 0 | 0 | 0 | 0 | 0 | 0 | 0 | 0 | 0 | 0 | 0 | 0 | 0 | 0 | 0 | 0 | 0 | 0 | 0 | 0 | 0 | 0 | 0 | 0 | 0 | 0 | 0 | 0 | 0 | 0 | 0 | 0 | 0
F2_Commercial_Miscellaneous_New_Food Preparation_Natural Gas_Conveyor Oven_E7 | F2 | Commercial | Miscellaneous | New | Food Preparation | Natural Gas | Conveyor Oven | E7 | TRC BC Ratio | 0 | 0 | 0 | 0 | 0 | 0 | 0 | 0 | 0 | 0 | 0 | 0 | 0 | 0 | 0 | 0 | 0 | 0 | 0 | 0 | 0 | 0 | 0 | 0 | 0 | 0 | 0 | 0 | 0 | 0 | 0 | 0 | 0
F2_Commercial_Miscellaneous_New_Food Preparation_Natural Gas_Conveyor Oven_E8 | F2 | Commercial | Miscellaneous | New | Food Preparation | Natural Gas | Conveyor Oven | E8 | TRC BC Ratio | 0 | 0 | 0 | 0 | 0 | 0 | 0 | 0 | 0 | 0 | 0 | 0 | 0 | 0 | 0 | 0 | 0 | 0 | 0 | 0 | 0 | 0 | 0 | 0 | 0 | 0 | 0 | 0 | 0 | 0 | 0 | 0 | 0
F2_Commercial_Miscellaneous_New_Food Preparation_Natural Gas_Conveyor Oven_E9 | F2 | Commercial | Miscellaneous | New | Food Preparation | Natural Gas | Conveyor Oven | E9 | TRC BC Ratio | 0 | 0 | 0 | 0 | 0 | 0 | 0 | 0 | 0 | 0 | 0 | 0 | 0 | 0 | 0 | 0 | 0 | 0 | 0 | 0 | 0 | 0 | 0 | 0 | 0 | 0 | 0 | 0 | 0 | 0 | 0 | 0 | 0
F2_Commercial_Miscellaneous_New_Food Preparation_Natural Gas_Conveyor Oven_E10 | F2 | Commercial | Miscellaneous | New | Food Preparation | Natural Gas | Conveyor Oven | E10 | TRC BC Ratio | 0 | 0 | 0 | 0 | 0 | 0 | 0 | 0 | 0 | 0 | 0 | 0 | 0 | 0 | 0 | 0 | 0 | 0 | 0 | 0 | 0 | 0 | 0 | 0 | 0 | 0 | 0 | 0 | 0 | 0 | 0 | 0 | 0
F3_Commercial_Miscellaneous_New_Food Preparation_Natural Gas_Conveyor Oven_E1 | F3 | Commercial | Miscellaneous | New | Food Preparation | Natural Gas | Conveyor Oven | E1 | PACT BC Ratio | bar: 2019 to 2051
F3_Commercial_Miscellaneous_New_Food Preparation_Natural Gas_Conveyor Oven_E2 | F3 | Commercial | Miscellaneous | New | Food Preparation | Natural Gas | Conveyor Oven | E2 | PACT BC Ratio | 5.397 | 5.4363 | 5.479 | 5.5258 | 5.5794 | 5.6416 | 5.6963 | 5.7515 | 5.8086 | 5.8681 | 5.9253 | 5.978 | 6.0297 | 6.0814 | 6.1353 | 6.1867 | 6.2396 | 6.2937 | 6.3483 | 6.4025 | 6.4557 | 6.5043 | 6.5477 | 6.586 | 6.6192 | 6.6477 | 6.6674 | 6.6822 | 6.6949 | 6.7058 | 6.7166 | 6.7213 | 6.7213
F3_Commercial_Miscellaneous_New_Food Preparation_Natural Gas_Conveyor Oven_E3 | F3 | Commercial | Miscellaneous | New | Food Preparation | Natural Gas | Conveyor Oven | E3 | PACT BC Ratio | 0 | 0 | 0 | 0 | 0 | 0 | 0 | 0 | 0 | 0 | 0 | 0 | 0 | 0 | 0 | 0 | 0 | 0 | 0 | 0 | 0 | 0 | 0 | 0 | 0 | 0 | 0 | 0 | 0 | 0 | 0 | 0 | 0
F3_Commercial_Miscellaneous_New_Food Preparation_Natural Gas_Conveyor Oven_E4 | F3 | Commercial | Miscellaneous | New | Food Preparation | Natural Gas | Conveyor Oven | E4 | PACT BC Ratio | 0 | 0 | 0 | 0 | 0 | 0 | 0 | 0 | 0 | 0 | 0 | 0 | 0 | 0 | 0 | 0 | 0 | 0 | 0 | 0 | 0 | 0 | 0 | 0 | 0 | 0 | 0 | 0 | 0 | 0 | 0 | 0 | 0
F3_Commercial_Miscellaneous_New_Food Preparation_Natural Gas_Conveyor Oven_E5 | F3 | Commercial | Miscellaneous | New | Food Preparation | Natural Gas | Conveyor Oven | E5 | PACT BC Ratio | 0 | 0 | 0 | 0 | 0 | 0 | 0 | 0 | 0 | 0 | 0 | 0 | 0 | 0 | 0 | 0 | 0 | 0 | 0 | 0 | 0 | 0 | 0 | 0 | 0 | 0 | 0 | 0 | 0 | 0 | 0 | 0 | 0
F3_Commercial_Miscellaneous_New_Food Preparation_Natural Gas_Conveyor Oven_E6 | F3 | Commercial | Miscellaneous | New | Food Preparation | Natural Gas | Conveyor Oven | E6 | PACT BC Ratio | 0 | 0 | 0 | 0 | 0 | 0 | 0 | 0 | 0 | 0 | 0 | 0 | 0 | 0 | 0 | 0 | 0 | 0 | 0 | 0 | 0 | 0 | 0 | 0 | 0 | 0 | 0 | 0 | 0 | 0 | 0 | 0 | 0
F3_Commercial_Miscellaneous_New_Food Preparation_Natural Gas_Conveyor Oven_E7 | F3 | Commercial | Miscellaneous | New | Food Preparation | Natural Gas | Conveyor Oven | E7 | PACT BC Ratio | 0 | 0 | 0 | 0 | 0 | 0 | 0 | 0 | 0 | 0 | 0 | 0 | 0 | 0 | 0 | 0 | 0 | 0 | 0 | 0 | 0 | 0 | 0 | 0 | 0 | 0 | 0 | 0 | 0 | 0 | 0 | 0 | 0
F3_Commercial_Miscellaneous_New_Food Preparation_Natural Gas_Conveyor Oven_E8 | F3 | Commercial | Miscellaneous | New | Food Preparation | Natural Gas | Conveyor Oven | E8 | PACT BC Ratio | 0 | 0 | 0 | 0 | 0 | 0 | 0 | 0 | 0 | 0 | 0 | 0 | 0 | 0 | 0 | 0 | 0 | 0 | 0 | 0 | 0 | 0 | 0 | 0 | 0 | 0 | 0 | 0 | 0 | 0 | 0 | 0 | 0
F3_Commercial_Miscellaneous_New_Food Preparation_Natural Gas_Conveyor Oven_E9 | F3 | Commercial | Miscellaneous | New | Food Preparation | Natural Gas | Conveyor Oven | E9 | PACT BC Ratio | 0 | 0 | 0 | 0 | 0 | 0 | 0 | 0 | 0 | 0 | 0 | 0 | 0 | 0 | 0 | 0 | 0 | 0 | 0 | 0 | 0 | 0 | 0 | 0 | 0 | 0 | 0 | 0 | 0 | 0 | 0 | 0 | 0
F3_Commercial_Miscellaneous_New_Food Preparation_Natural Gas_Conveyor Oven_E10 | F3 | Commercial | Miscellaneous | New | Food Preparation | Natural Gas | Conveyor Oven | E10 | PACT BC Ratio | 0 | 0 | 0 | 0 | 0 | 0 | 0 | 0 | 0 | 0 | 0 | 0 | 0 | 0 | 0 | 0 | 0 | 0 | 0 | 0 | 0 | 0 | 0 | 0 | 0 | 0 | 0 | 0 | 0 | 0 | 0 | 0 | 0
F4_Commercial_Miscellaneous_New_Food Preparation_Natural Gas_Conveyor Oven_E1 | F4 | Commercial | Miscellaneous | New | Food Preparation | Natural Gas | Conveyor Oven | E1 | RVT BC Ratio | bar: 2019 to 2051
F4_Commercial_Miscellaneous_New_Food Preparation_Natural Gas_Conveyor Oven_E2 | F4 | Commercial | Miscellaneous | New | Food Preparation | Natural Gas | Conveyor Oven | E2 | RVT BC Ratio | 6.5193 | 6.5617 | 6.6078 | 6.6583 | 6.7161 | 6.7831 | 6.8421 | 6.9016 | 6.9632 | 7.0273 | 7.089 | 7.1459 | 7.2016 | 7.2573 | 7.3154 | 7.3708 | 7.4279 | 7.4863 | 7.5451 | 7.6035 | 7.6609 | 7.7133 | 7.7601 | 7.8014 | 7.8372 | 7.8679 | 7.8892 | 7.9051 | 7.9188 | 7.9306 | 7.9422 | 7.9473 | 7.9473
F4_Commercial_Miscellaneous_New_Food Preparation_Natural Gas_Conveyor Oven_E3 | F4 | Commercial | Miscellaneous | New | Food Preparation | Natural Gas | Conveyor Oven | E3 | RVT BC Ratio | 0 | 0 | 0 | 0 | 0 | 0 | 0 | 0 | 0 | 0 | 0 | 0 | 0 | 0 | 0 | 0 | 0 | 0 | 0 | 0 | 0 | 0 | 0 | 0 | 0 | 0 | 0 | 0 | 0 | 0 | 0 | 0 | 0
F4_Commercial_Miscellaneous_New_Food Preparation_Natural Gas_Conveyor Oven_E4 | F4 | Commercial | Miscellaneous | New | Food Preparation | Natural Gas | Conveyor Oven | E4 | RVT BC Ratio | 0 | 0 | 0 | 0 | 0 | 0 | 0 | 0 | 0 | 0 | 0 | 0 | 0 | 0 | 0 | 0 | 0 | 0 | 0 | 0 | 0 | 0 | 0 | 0 | 0 | 0 | 0 | 0 | 0 | 0 | 0 | 0 | 0
F4_Commercial_Miscellaneous_New_Food Preparation_Natural Gas_Conveyor Oven_E5 | F4 | Commercial | Miscellaneous | New | Food Preparation | Natural Gas | Conveyor Oven | E5 | RVT BC Ratio | 0 | 0 | 0 | 0 | 0 | 0 | 0 | 0 | 0 | 0 | 0 | 0 | 0 | 0 | 0 | 0 | 0 | 0 | 0 | 0 | 0 | 0 | 0 | 0 | 0 | 0 | 0 | 0 | 0 | 0 | 0 | 0 | 0
F4_Commercial_Miscellaneous_New_Food Preparation_Natural Gas_Conveyor Oven_E6 | F4 | Commercial | Miscellaneous | New | Food Preparation | Natural Gas | Conveyor Oven | E6 | RVT BC Ratio | 0 | 0 | 0 | 0 | 0 | 0 | 0 | 0 | 0 | 0 | 0 | 0 | 0 | 0 | 0 | 0 | 0 | 0 | 0 | 0 | 0 | 0 | 0 | 0 | 0 | 0 | 0 | 0 | 0 | 0 | 0 | 0 | 0
F4_Commercial_Miscellaneous_New_Food Preparation_Natural Gas_Conveyor Oven_E7 | F4 | Commercial | Miscellaneous | New | Food Preparation | Natural Gas | Conveyor Oven | E7 | RVT BC Ratio | 0 | 0 | 0 | 0 | 0 | 0 | 0 | 0 | 0 | 0 | 0 | 0 | 0 | 0 | 0 | 0 | 0 | 0 | 0 | 0 | 0 | 0 | 0 | 0 | 0 | 0 | 0 | 0 | 0 | 0 | 0 | 0 | 0
F4_Commercial_Miscellaneous_New_Food Preparation_Natural Gas_Conveyor Oven_E8 | F4 | Commercial | Miscellaneous | New | Food Preparation | Natural Gas | Conveyor Oven | E8 | RVT BC Ratio | 0 | 0 | 0 | 0 | 0 | 0 | 0 | 0 | 0 | 0 | 0 | 0 | 0 | 0 | 0 | 0 | 0 | 0 | 0 | 0 | 0 | 0 | 0 | 0 | 0 | 0 | 0 | 0 | 0 | 0 | 0 | 0 | 0
F4_Commercial_Miscellaneous_New_Food Preparation_Natural Gas_Conveyor Oven_E9 | F4 | Commercial | Miscellaneous | New | Food Preparation | Natural Gas | Conveyor Oven | E9 | RVT BC Ratio | 0 | 0 | 0 | 0 | 0 | 0 | 0 | 0 | 0 | 0 | 0 | 0 | 0 | 0 | 0 | 0 | 0 | 0 | 0 | 0 | 0 | 0 | 0 | 0 | 0 | 0 | 0 | 0 | 0 | 0 | 0 | 0 | 0
F4_Commercial_Miscellaneous_New_Food Preparation_Natural Gas_Conveyor Oven_E10 | F4 | Commercial | Miscellaneous | New | Food Preparation | Natural Gas | Conveyor Oven | E10 | RVT BC Ratio | 0 | 0 | 0 | 0 | 0 | 0 | 0 | 0 | 0 | 0 | 0 | 0 | 0 | 0 | 0 | 0 | 0 | 0 | 0 | 0 | 0 | 0 | 0 | 0 | 0 | 0 | 0 | 0 | 0 | 0 | 0 | 0 | 0
F5_Commercial_Miscellaneous_New_Food Preparation_Natural Gas_Conveyor Oven_E1 | F5 | Commercial | Miscellaneous | New | Food Preparation | Natural Gas | Conveyor Oven | E1 | RIM BC Ratio | bar: 2019 to 2051
F5_Commercial_Miscellaneous_New_Food Preparation_Natural Gas_Conveyor Oven_E2 | F5 | Commercial | Miscellaneous | New | Food Preparation | Natural Gas | Conveyor Oven | E2 | RIM BC Ratio | 0.72288 | 0.72358 | 0.72433 | 0.72515 | 0.72606 | 0.7271 | 0.728 | 0.7289 | 0.72981 | 0.73074 | 0.73162 | 0.73242 | 0.73319 | 0.73394 | 0.73472 | 0.73545 | 0.7362 | 0.73694 | 0.73769 | 0.73841 | 0.73912 | 0.73975 | 0.74031 | 0.74079 | 0.74121 | 0.74157 | 0.74181 | 0.742 | 0.74215 | 0.74229 | 0.74242 | 0.74248 | 0.74248
F5_Commercial_Miscellaneous_New_Food Preparation_Natural Gas_Conveyor Oven_E3 | F5 | Commercial | Miscellaneous | New | Food Preparation | Natural Gas | Conveyor Oven | E3 | RIM BC Ratio | 0 | 0 | 0 | 0 | 0 | 0 | 0 | 0 | 0 | 0 | 0 | 0 | 0 | 0 | 0 | 0 | 0 | 0 | 0 | 0 | 0 | 0 | 0 | 0 | 0 | 0 | 0 | 0 | 0 | 0 | 0 | 0 | 0
F5_Commercial_Miscellaneous_New_Food Preparation_Natural Gas_Conveyor Oven_E4 | F5 | Commercial | Miscellaneous | New | Food Preparation | Natural Gas | Conveyor Oven | E4 | RIM BC Ratio | 0 | 0 | 0 | 0 | 0 | 0 | 0 | 0 | 0 | 0 | 0 | 0 | 0 | 0 | 0 | 0 | 0 | 0 | 0 | 0 | 0 | 0 | 0 | 0 | 0 | 0 | 0 | 0 | 0 | 0 | 0 | 0 | 0
F5_Commercial_Miscellaneous_New_Food Preparation_Natural Gas_Conveyor Oven_E5 | F5 | Commercial | Miscellaneous | New | Food Preparation | Natural Gas | Conveyor Oven | E5 | RIM BC Ratio | 0 | 0 | 0 | 0 | 0 | 0 | 0 | 0 | 0 | 0 | 0 | 0 | 0 | 0 | 0 | 0 | 0 | 0 | 0 | 0 | 0 | 0 | 0 | 0 | 0 | 0 | 0 | 0 | 0 | 0 | 0 | 0 | 0
F5_Commercial_Miscellaneous_New_Food Preparation_Natural Gas_Conveyor Oven_E6 | F5 | Commercial | Miscellaneous | New | Food Preparation | Natural Gas | Conveyor Oven | E6 | RIM BC Ratio | 0 | 0 | 0 | 0 | 0 | 0 | 0 | 0 | 0 | 0 | 0 | 0 | 0 | 0 | 0 | 0 | 0 | 0 | 0 | 0 | 0 | 0 | 0 | 0 | 0 | 0 | 0 | 0 | 0 | 0 | 0 | 0 | 0
F5_Commercial_Miscellaneous_New_Food Preparation_Natural Gas_Conveyor Oven_E7 | F5 | Commercial | Miscellaneous | New | Food Preparation | Natural Gas | Conveyor Oven | E7 | RIM BC Ratio | 0 | 0 | 0 | 0 | 0 | 0 | 0 | 0 | 0 | 0 | 0 | 0 | 0 | 0 | 0 | 0 | 0 | 0 | 0 | 0 | 0 | 0 | 0 | 0 | 0 | 0 | 0 | 0 | 0 | 0 | 0 | 0 | 0
F5_Commercial_Miscellaneous_New_Food Preparation_Natural Gas_Conveyor Oven_E8 | F5 | Commercial | Miscellaneous | New | Food Preparation | Natural Gas | Conveyor Oven | E8 | RIM BC Ratio | 0 | 0 | 0 | 0 | 0 | 0 | 0 | 0 | 0 | 0 | 0 | 0 | 0 | 0 | 0 | 0 | 0 | 0 | 0 | 0 | 0 | 0 | 0 | 0 | 0 | 0 | 0 | 0 | 0 | 0 | 0 | 0 | 0
F5_Commercial_Miscellaneous_New_Food Preparation_Natural Gas_Conveyor Oven_E9 | F5 | Commercial | Miscellaneous | New | Food Preparation | Natural Gas | Conveyor Oven | E9 | RIM BC Ratio | 0 | 0 | 0 | 0 | 0 | 0 | 0 | 0 | 0 | 0 | 0 | 0 | 0 | 0 | 0 | 0 | 0 | 0 | 0 | 0 | 0 | 0 | 0 | 0 | 0 | 0 | 0 | 0 | 0 | 0 | 0 | 0 | 0
F5_Commercial_Miscellaneous_New_Food Preparation_Natural Gas_Conveyor Oven_E10 | F5 | Commercial | Miscellaneous | New | Food Preparation | Natural Gas | Conveyor Oven | E10 | RIM BC Ratio | 0 | 0 | 0 | 0 | 0 | 0 | 0 | 0 | 0 | 0 | 0 | 0 | 0 | 0 | 0 | 0 | 0 | 0 | 0 | 0 | 0 | 0 | 0 | 0 | 0 | 0 | 0 | 0 | 0 | 0 | 0 | 0 | 0
F0_Commercial_Miscellaneous_New_Food Preparation_Natural Gas_Double Rack Oven_E0 | F0 | Commercial | Miscellaneous | New | Food Preparation | Natural Gas | Double Rack Oven | E0 | Economic Unit | FTSC Qualified (>50% Cooking Efficiency) | FTSC Qualified (>50% Cooking Efficiency) | FTSC Qualified (>50% Cooking Efficiency) | FTSC Qualified (>50% Cooking Efficiency) | FTSC Qualified (>50% Cooking Efficiency) | FTSC Qualified (>50% Cooking Efficiency) | FTSC Qualified (>50% Cooking Efficiency) | FTSC Qualified (>50% Cooking Efficiency) | FTSC Qualified (>50% Cooking Efficiency) | FTSC Qualified (>50% Cooking Efficiency) | FTSC Qualified (>50% Cooking Efficiency) | FTSC Qualified (>50% Cooking Efficiency) | FTSC Qualified (>50% Cooking Efficiency) | FTSC Qualified (>50% Cooking Efficiency) | FTSC Qualified (>50% Cooking Efficiency) | FTSC Qualified (>50% Cooking Efficiency) | FTSC Qualified (>50% Cooking Efficiency) | FTSC Qualified (>50% Cooking Efficiency) | FTSC Qualified (>50% Cooking Efficiency) | FTSC Qualified (>50% Cooking Efficiency) | FTSC Qualified (>50% Cooking Efficiency) | FTSC Qualified (>50% Cooking Efficiency) | FTSC Qualified (>50% Cooking Efficiency) | FTSC Qualified (>50% Cooking Efficiency) | FTSC Qualified (>50% Cooking Efficiency) | FTSC Qualified (>50% Cooking Efficiency) | FTSC Qualified (>50% Cooking Efficiency) | FTSC Qualified (>50% Cooking Efficiency) | FTSC Qualified (>50% Cooking Efficiency) | FTSC Qualified (>50% Cooking Efficiency) | FTSC Qualified (>50% Cooking Efficiency) | FTSC Qualified (>50% Cooking Efficiency) | FTSC Qualified (>50% Cooking Efficiency)
F1_Commercial_Miscellaneous_New_Food Preparation_Natural Gas_Double Rack Oven_E1 | F1 | Commercial | Miscellaneous | New | Food Preparation | Natural Gas | Double Rack Oven | E1 | CCE | 0 | 0 | 0 | 0 | 0 | 0 | 0 | 0 | 0 | 0 | 0 | 0 | 0 | 0 | 0 | 0 | 0 | 0 | 0 | 0 | 0 | 0 | 0 | 0 | 0 | 0 | 0 | 0 | 0 | 0 | 0 | 0 | 0
F1_Commercial_Miscellaneous_New_Food Preparation_Natural Gas_Double Rack Oven_E2 | F1 | Commercial | Miscellaneous | New | Food Preparation | Natural Gas | Double Rack Oven | E2 | CCE | 0.29688 | 0.29688 | 0.29688 | 0.29688 | 0.29688 | 0.29688 | 0.29688 | 0.29688 | 0.29688 | 0.29688 | 0.29688 | 0.29688 | 0.29688 | 0.29688 | 0.29688 | 0.29688 | 0.29688 | 0.29688 | 0.29688 | 0.29688 | 0.29688 | 0.29688 | 0.29688 | 0.29688 | 0.29688 | 0.29688 | 0.29688 | 0.29688 | 0.29688 | 0.29688 | 0.29688 | 0.29688 | 0.29688
F1_Commercial_Miscellaneous_New_Food Preparation_Natural Gas_Double Rack Oven_E3 | F1 | Commercial | Miscellaneous | New | Food Preparation | Natural Gas | Double Rack Oven | E3 | CCE | 0 | 0 | 0 | 0 | 0 | 0 | 0 | 0 | 0 | 0 | 0 | 0 | 0 | 0 | 0 | 0 | 0 | 0 | 0 | 0 | 0 | 0 | 0 | 0 | 0 | 0 | 0 | 0 | 0 | 0 | 0 | 0 | 0
F1_Commercial_Miscellaneous_New_Food Preparation_Natural Gas_Double Rack Oven_E4 | F1 | Commercial | Miscellaneous | New | Food Preparation | Natural Gas | Double Rack Oven | E4 | CCE | 0 | 0 | 0 | 0 | 0 | 0 | 0 | 0 | 0 | 0 | 0 | 0 | 0 | 0 | 0 | 0 | 0 | 0 | 0 | 0 | 0 | 0 | 0 | 0 | 0 | 0 | 0 | 0 | 0 | 0 | 0 | 0 | 0
F1_Commercial_Miscellaneous_New_Food Preparation_Natural Gas_Double Rack Oven_E5 | F1 | Commercial | Miscellaneous | New | Food Preparation | Natural Gas | Double Rack Oven | E5 | CCE | 0 | 0 | 0 | 0 | 0 | 0 | 0 | 0 | 0 | 0 | 0 | 0 | 0 | 0 | 0 | 0 | 0 | 0 | 0 | 0 | 0 | 0 | 0 | 0 | 0 | 0 | 0 | 0 | 0 | 0 | 0 | 0 | 0
F1_Commercial_Miscellaneous_New_Food Preparation_Natural Gas_Double Rack Oven_E6 | F1 | Commercial | Miscellaneous | New | Food Preparation | Natural Gas | Double Rack Oven | E6 | CCE | 0 | 0 | 0 | 0 | 0 | 0 | 0 | 0 | 0 | 0 | 0 | 0 | 0 | 0 | 0 | 0 | 0 | 0 | 0 | 0 | 0 | 0 | 0 | 0 | 0 | 0 | 0 | 0 | 0 | 0 | 0 | 0 | 0
F1_Commercial_Miscellaneous_New_Food Preparation_Natural Gas_Double Rack Oven_E7 | F1 | Commercial | Miscellaneous | New | Food Preparation | Natural Gas | Double Rack Oven | E7 | CCE | 0 | 0 | 0 | 0 | 0 | 0 | 0 | 0 | 0 | 0 | 0 | 0 | 0 | 0 | 0 | 0 | 0 | 0 | 0 | 0 | 0 | 0 | 0 | 0 | 0 | 0 | 0 | 0 | 0 | 0 | 0 | 0 | 0
F1_Commercial_Miscellaneous_New_Food Preparation_Natural Gas_Double Rack Oven_E8 | F1 | Commercial | Miscellaneous | New | Food Preparation | Natural Gas | Double Rack Oven | E8 | CCE | 0 | 0 | 0 | 0 | 0 | 0 | 0 | 0 | 0 | 0 | 0 | 0 | 0 | 0 | 0 | 0 | 0 | 0 | 0 | 0 | 0 | 0 | 0 | 0 | 0 | 0 | 0 | 0 | 0 | 0 | 0 | 0 | 0
F1_Commercial_Miscellaneous_New_Food Preparation_Natural Gas_Double Rack Oven_E9 | F1 | Commercial | Miscellaneous | New | Food Preparation | Natural Gas | Double Rack Oven | E9 | CCE | 0 | 0 | 0 | 0 | 0 | 0 | 0 | 0 | 0 | 0 | 0 | 0 | 0 | 0 | 0 | 0 | 0 | 0 | 0 | 0 | 0 | 0 | 0 | 0 | 0 | 0 | 0 | 0 | 0 | 0 | 0 | 0 | 0
F1_Commercial_Miscellaneous_New_Food Preparation_Natural Gas_Double Rack Oven_E10 | F1 | Commercial | Miscellaneous | New | Food Preparation | Natural Gas | Double Rack Oven | E10 | CCE | 0 | 0 | 0 | 0 | 0 | 0 | 0 | 0 | 0 | 0 | 0 | 0 | 0 | 0 | 0 | 0 | 0 | 0 | 0 | 0 | 0 | 0 | 0 | 0 | 0 | 0 | 0 | 0 | 0 | 0 | 0 | 0 | 0
F2_Commercial_Miscellaneous_New_Food Preparation_Natural Gas_Double Rack Oven_E1 | F2 | Commercial | Miscellaneous | New | Food Preparation | Natural Gas | Double Rack Oven | E1 | TRC BC Ratio | bar: 2019 to 2051
F2_Commercial_Miscellaneous_New_Food Preparation_Natural Gas_Double Rack Oven_E2 | F2 | Commercial | Miscellaneous | New | Food Preparation | Natural Gas | Double Rack Oven | E2 | TRC BC Ratio | 4.7395 | 4.7756 | 4.816 | 4.8604 | 4.911 | 4.9696 | 5.017 | 5.0626 | 5.1089 | 5.1571 | 5.2031 | 5.2453 | 5.2885 | 5.3338 | 5.3838 | 5.4328 | 5.4847 | 5.5395 | 5.5966 | 5.655 | 5.7136 | 5.7686 | 5.8182 | 5.8621 | 5.9 | 5.9326 | 5.9552 | 5.9721 | 5.9866 | 5.9991 | 6.0114 | 6.0169 | 6.0169
F2_Commercial_Miscellaneous_New_Food Preparation_Natural Gas_Double Rack Oven_E3 | F2 | Commercial | Miscellaneous | New | Food Preparation | Natural Gas | Double Rack Oven | E3 | TRC BC Ratio | 0 | 0 | 0 | 0 | 0 | 0 | 0 | 0 | 0 | 0 | 0 | 0 | 0 | 0 | 0 | 0 | 0 | 0 | 0 | 0 | 0 | 0 | 0 | 0 | 0 | 0 | 0 | 0 | 0 | 0 | 0 | 0 | 0
F2_Commercial_Miscellaneous_New_Food Preparation_Natural Gas_Double Rack Oven_E4 | F2 | Commercial | Miscellaneous | New | Food Preparation | Natural Gas | Double Rack Oven | E4 | TRC BC Ratio | 0 | 0 | 0 | 0 | 0 | 0 | 0 | 0 | 0 | 0 | 0 | 0 | 0 | 0 | 0 | 0 | 0 | 0 | 0 | 0 | 0 | 0 | 0 | 0 | 0 | 0 | 0 | 0 | 0 | 0 | 0 | 0 | 0
F2_Commercial_Miscellaneous_New_Food Preparation_Natural Gas_Double Rack Oven_E5 | F2 | Commercial | Miscellaneous | New | Food Preparation | Natural Gas | Double Rack Oven | E5 | TRC BC Ratio | 0 | 0 | 0 | 0 | 0 | 0 | 0 | 0 | 0 | 0 | 0 | 0 | 0 | 0 | 0 | 0 | 0 | 0 | 0 | 0 | 0 | 0 | 0 | 0 | 0 | 0 | 0 | 0 | 0 | 0 | 0 | 0 | 0
F2_Commercial_Miscellaneous_New_Food Preparation_Natural Gas_Double Rack Oven_E6 | F2 | Commercial | Miscellaneous | New | Food Preparation | Natural Gas | Double Rack Oven | E6 | TRC BC Ratio | 0 | 0 | 0 | 0 | 0 | 0 | 0 | 0 | 0 | 0 | 0 | 0 | 0 | 0 | 0 | 0 | 0 | 0 | 0 | 0 | 0 | 0 | 0 | 0 | 0 | 0 | 0 | 0 | 0 | 0 | 0 | 0 | 0
F2_Commercial_Miscellaneous_New_Food Preparation_Natural Gas_Double Rack Oven_E7 | F2 | Commercial | Miscellaneous | New | Food Preparation | Natural Gas | Double Rack Oven | E7 | TRC BC Ratio | 0 | 0 | 0 | 0 | 0 | 0 | 0 | 0 | 0 | 0 | 0 | 0 | 0 | 0 | 0 | 0 | 0 | 0 | 0 | 0 | 0 | 0 | 0 | 0 | 0 | 0 | 0 | 0 | 0 | 0 | 0 | 0 | 0
F2_Commercial_Miscellaneous_New_Food Preparation_Natural Gas_Double Rack Oven_E8 | F2 | Commercial | Miscellaneous | New | Food Preparation | Natural Gas | Double Rack Oven | E8 | TRC BC Ratio | 0 | 0 | 0 | 0 | 0 | 0 | 0 | 0 | 0 | 0 | 0 | 0 | 0 | 0 | 0 | 0 | 0 | 0 | 0 | 0 | 0 | 0 | 0 | 0 | 0 | 0 | 0 | 0 | 0 | 0 | 0 | 0 | 0
F2_Commercial_Miscellaneous_New_Food Preparation_Natural Gas_Double Rack Oven_E9 | F2 | Commercial | Miscellaneous | New | Food Preparation | Natural Gas | Double Rack Oven | E9 | TRC BC Ratio | 0 | 0 | 0 | 0 | 0 | 0 | 0 | 0 | 0 | 0 | 0 | 0 | 0 | 0 | 0 | 0 | 0 | 0 | 0 | 0 | 0 | 0 | 0 | 0 | 0 | 0 | 0 | 0 | 0 | 0 | 0 | 0 | 0
F2_Commercial_Miscellaneous_New_Food Preparation_Natural Gas_Double Rack Oven_E10 | F2 | Commercial | Miscellaneous | New | Food Preparation | Natural Gas | Double Rack Oven | E10 | TRC BC Ratio | 0 | 0 | 0 | 0 | 0 | 0 | 0 | 0 | 0 | 0 | 0 | 0 | 0 | 0 | 0 | 0 | 0 | 0 | 0 | 0 | 0 | 0 | 0 | 0 | 0 | 0 | 0 | 0 | 0 | 0 | 0 | 0 | 0
F3_Commercial_Miscellaneous_New_Food Preparation_Natural Gas_Double Rack Oven_E1 | F3 | Commercial | Miscellaneous | New | Food Preparation | Natural Gas | Double Rack Oven | E1 | PACT BC Ratio | bar: 2019 to 2051
F3_Commercial_Miscellaneous_New_Food Preparation_Natural Gas_Double Rack Oven_E2 | F3 | Commercial | Miscellaneous | New | Food Preparation | Natural Gas | Double Rack Oven | E2 | PACT BC Ratio | 6.3193 | 6.3675 | 6.4213 | 6.4805 | 6.548 | 6.6261 | 6.6894 | 6.7502 | 6.8119 | 6.8761 | 6.9374 | 6.9937 | 7.0513 | 7.1117 | 7.1784 | 7.2437 | 7.3129 | 7.386 | 7.4622 | 7.5399 | 7.6182 | 7.6915 | 7.7576 | 7.8161 | 7.8667 | 7.9101 | 7.9403 | 7.9627 | 7.9822 | 7.9988 | 8.0152 | 8.0225 | 8.0225
F3_Commercial_Miscellaneous_New_Food Preparation_Natural Gas_Double Rack Oven_E3 | F3 | Commercial | Miscellaneous | New | Food Preparation | Natural Gas | Double Rack Oven | E3 | PACT BC Ratio | 0 | 0 | 0 | 0 | 0 | 0 | 0 | 0 | 0 | 0 | 0 | 0 | 0 | 0 | 0 | 0 | 0 | 0 | 0 | 0 | 0 | 0 | 0 | 0 | 0 | 0 | 0 | 0 | 0 | 0 | 0 | 0 | 0
F3_Commercial_Miscellaneous_New_Food Preparation_Natural Gas_Double Rack Oven_E4 | F3 | Commercial | Miscellaneous | New | Food Preparation | Natural Gas | Double Rack Oven | E4 | PACT BC Ratio | 0 | 0 | 0 | 0 | 0 | 0 | 0 | 0 | 0 | 0 | 0 | 0 | 0 | 0 | 0 | 0 | 0 | 0 | 0 | 0 | 0 | 0 | 0 | 0 | 0 | 0 | 0 | 0 | 0 | 0 | 0 | 0 | 0
F3_Commercial_Miscellaneous_New_Food Preparation_Natural Gas_Double Rack Oven_E5 | F3 | Commercial | Miscellaneous | New | Food Preparation | Natural Gas | Double Rack Oven | E5 | PACT BC Ratio | 0 | 0 | 0 | 0 | 0 | 0 | 0 | 0 | 0 | 0 | 0 | 0 | 0 | 0 | 0 | 0 | 0 | 0 | 0 | 0 | 0 | 0 | 0 | 0 | 0 | 0 | 0 | 0 | 0 | 0 | 0 | 0 | 0
F3_Commercial_Miscellaneous_New_Food Preparation_Natural Gas_Double Rack Oven_E6 | F3 | Commercial | Miscellaneous | New | Food Preparation | Natural Gas | Double Rack Oven | E6 | PACT BC Ratio | 0 | 0 | 0 | 0 | 0 | 0 | 0 | 0 | 0 | 0 | 0 | 0 | 0 | 0 | 0 | 0 | 0 | 0 | 0 | 0 | 0 | 0 | 0 | 0 | 0 | 0 | 0 | 0 | 0 | 0 | 0 | 0 | 0
F3_Commercial_Miscellaneous_New_Food Preparation_Natural Gas_Double Rack Oven_E7 | F3 | Commercial | Miscellaneous | New | Food Preparation | Natural Gas | Double Rack Oven | E7 | PACT BC Ratio | 0 | 0 | 0 | 0 | 0 | 0 | 0 | 0 | 0 | 0 | 0 | 0 | 0 | 0 | 0 | 0 | 0 | 0 | 0 | 0 | 0 | 0 | 0 | 0 | 0 | 0 | 0 | 0 | 0 | 0 | 0 | 0 | 0
F3_Commercial_Miscellaneous_New_Food Preparation_Natural Gas_Double Rack Oven_E8 | F3 | Commercial | Miscellaneous | New | Food Preparation | Natural Gas | Double Rack Oven | E8 | PACT BC Ratio | 0 | 0 | 0 | 0 | 0 | 0 | 0 | 0 | 0 | 0 | 0 | 0 | 0 | 0 | 0 | 0 | 0 | 0 | 0 | 0 | 0 | 0 | 0 | 0 | 0 | 0 | 0 | 0 | 0 | 0 | 0 | 0 | 0
F3_Commercial_Miscellaneous_New_Food Preparation_Natural Gas_Double Rack Oven_E9 | F3 | Commercial | Miscellaneous | New | Food Preparation | Natural Gas | Double Rack Oven | E9 | PACT BC Ratio | 0 | 0 | 0 | 0 | 0 | 0 | 0 | 0 | 0 | 0 | 0 | 0 | 0 | 0 | 0 | 0 | 0 | 0 | 0 | 0 | 0 | 0 | 0 | 0 | 0 | 0 | 0 | 0 | 0 | 0 | 0 | 0 | 0
F3_Commercial_Miscellaneous_New_Food Preparation_Natural Gas_Double Rack Oven_E10 | F3 | Commercial | Miscellaneous | New | Food Preparation | Natural Gas | Double Rack Oven | E10 | PACT BC Ratio | 0 | 0 | 0 | 0 | 0 | 0 | 0 | 0 | 0 | 0 | 0 | 0 | 0 | 0 | 0 | 0 | 0 | 0 | 0 | 0 | 0 | 0 | 0 | 0 | 0 | 0 | 0 | 0 | 0 | 0 | 0 | 0 | 0
F4_Commercial_Miscellaneous_New_Food Preparation_Natural Gas_Double Rack Oven_E1 | F4 | Commercial | Miscellaneous | New | Food Preparation | Natural Gas | Double Rack Oven | E1 | RVT BC Ratio | bar: 2019 to 2051
F4_Commercial_Miscellaneous_New_Food Preparation_Natural Gas_Double Rack Oven_E2 | F4 | Commercial | Miscellaneous | New | Food Preparation | Natural Gas | Double Rack Oven | E2 | RVT BC Ratio | 7.5139 | 7.5658 | 7.6238 | 7.6877 | 7.7604 | 7.8446 | 7.9129 | 7.9784 | 8.045 | 8.1143 | 8.1804 | 8.241 | 8.3031 | 8.3683 | 8.4402 | 8.5106 | 8.5852 | 8.664 | 8.7461 | 8.83 | 8.9144 | 8.9934 | 9.0647 | 9.1278 | 9.1823 | 9.2292 | 9.2617 | 9.2859 | 9.3069 | 9.3248 | 9.3425 | 9.3503 | 9.3503
F4_Commercial_Miscellaneous_New_Food Preparation_Natural Gas_Double Rack Oven_E3 | F4 | Commercial | Miscellaneous | New | Food Preparation | Natural Gas | Double Rack Oven | E3 | RVT BC Ratio | 0 | 0 | 0 | 0 | 0 | 0 | 0 | 0 | 0 | 0 | 0 | 0 | 0 | 0 | 0 | 0 | 0 | 0 | 0 | 0 | 0 | 0 | 0 | 0 | 0 | 0 | 0 | 0 | 0 | 0 | 0 | 0 | 0
F4_Commercial_Miscellaneous_New_Food Preparation_Natural Gas_Double Rack Oven_E4 | F4 | Commercial | Miscellaneous | New | Food Preparation | Natural Gas | Double Rack Oven | E4 | RVT BC Ratio | 0 | 0 | 0 | 0 | 0 | 0 | 0 | 0 | 0 | 0 | 0 | 0 | 0 | 0 | 0 | 0 | 0 | 0 | 0 | 0 | 0 | 0 | 0 | 0 | 0 | 0 | 0 | 0 | 0 | 0 | 0 | 0 | 0
F4_Commercial_Miscellaneous_New_Food Preparation_Natural Gas_Double Rack Oven_E5 | F4 | Commercial | Miscellaneous | New | Food Preparation | Natural Gas | Double Rack Oven | E5 | RVT BC Ratio | 0 | 0 | 0 | 0 | 0 | 0 | 0 | 0 | 0 | 0 | 0 | 0 | 0 | 0 | 0 | 0 | 0 | 0 | 0 | 0 | 0 | 0 | 0 | 0 | 0 | 0 | 0 | 0 | 0 | 0 | 0 | 0 | 0
F4_Commercial_Miscellaneous_New_Food Preparation_Natural Gas_Double Rack Oven_E6 | F4 | Commercial | Miscellaneous | New | Food Preparation | Natural Gas | Double Rack Oven | E6 | RVT BC Ratio | 0 | 0 | 0 | 0 | 0 | 0 | 0 | 0 | 0 | 0 | 0 | 0 | 0 | 0 | 0 | 0 | 0 | 0 | 0 | 0 | 0 | 0 | 0 | 0 | 0 | 0 | 0 | 0 | 0 | 0 | 0 | 0 | 0
F4_Commercial_Miscellaneous_New_Food Preparation_Natural Gas_Double Rack Oven_E7 | F4 | Commercial | Miscellaneous | New | Food Preparation | Natural Gas | Double Rack Oven | E7 | RVT BC Ratio | 0 | 0 | 0 | 0 | 0 | 0 | 0 | 0 | 0 | 0 | 0 | 0 | 0 | 0 | 0 | 0 | 0 | 0 | 0 | 0 | 0 | 0 | 0 | 0 | 0 | 0 | 0 | 0 | 0 | 0 | 0 | 0 | 0
F4_Commercial_Miscellaneous_New_Food Preparation_Natural Gas_Double Rack Oven_E8 | F4 | Commercial | Miscellaneous | New | Food Preparation | Natural Gas | Double Rack Oven | E8 | RVT BC Ratio | 0 | 0 | 0 | 0 | 0 | 0 | 0 | 0 | 0 | 0 | 0 | 0 | 0 | 0 | 0 | 0 | 0 | 0 | 0 | 0 | 0 | 0 | 0 | 0 | 0 | 0 | 0 | 0 | 0 | 0 | 0 | 0 | 0
F4_Commercial_Miscellaneous_New_Food Preparation_Natural Gas_Double Rack Oven_E9 | F4 | Commercial | Miscellaneous | New | Food Preparation | Natural Gas | Double Rack Oven | E9 | RVT BC Ratio | 0 | 0 | 0 | 0 | 0 | 0 | 0 | 0 | 0 | 0 | 0 | 0 | 0 | 0 | 0 | 0 | 0 | 0 | 0 | 0 | 0 | 0 | 0 | 0 | 0 | 0 | 0 | 0 | 0 | 0 | 0 | 0 | 0
F4_Commercial_Miscellaneous_New_Food Preparation_Natural Gas_Double Rack Oven_E10 | F4 | Commercial | Miscellaneous | New | Food Preparation | Natural Gas | Double Rack Oven | E10 | RVT BC Ratio | 0 | 0 | 0 | 0 | 0 | 0 | 0 | 0 | 0 | 0 | 0 | 0 | 0 | 0 | 0 | 0 | 0 | 0 | 0 | 0 | 0 | 0 | 0 | 0 | 0 | 0 | 0 | 0 | 0 | 0 | 0 | 0 | 0
F5_Commercial_Miscellaneous_New_Food Preparation_Natural Gas_Double Rack Oven_E1 | F5 | Commercial | Miscellaneous | New | Food Preparation | Natural Gas | Double Rack Oven | E1 | RIM BC Ratio | bar: 2019 to 2051
F5_Commercial_Miscellaneous_New_Food Preparation_Natural Gas_Double Rack Oven_E2 | F5 | Commercial | Miscellaneous | New | Food Preparation | Natural Gas | Double Rack Oven | E2 | RIM BC Ratio | 0.73729 | 0.73795 | 0.73866 | 0.73944 | 0.74031 | 0.7413 | 0.74208 | 0.74283 | 0.74357 | 0.74433 | 0.74504 | 0.74568 | 0.74633 | 0.74701 | 0.74774 | 0.74844 | 0.74917 | 0.74993 | 0.75071 | 0.75149 | 0.75226 | 0.75297 | 0.7536 | 0.75414 | 0.75461 | 0.75501 | 0.75528 | 0.75549 | 0.75566 | 0.75581 | 0.75596 | 0.75602 | 0.75602
F5_Commercial_Miscellaneous_New_Food Preparation_Natural Gas_Double Rack Oven_E3 | F5 | Commercial | Miscellaneous | New | Food Preparation | Natural Gas | Double Rack Oven | E3 | RIM BC Ratio | 0 | 0 | 0 | 0 | 0 | 0 | 0 | 0 | 0 | 0 | 0 | 0 | 0 | 0 | 0 | 0 | 0 | 0 | 0 | 0 | 0 | 0 | 0 | 0 | 0 | 0 | 0 | 0 | 0 | 0 | 0 | 0 | 0
F5_Commercial_Miscellaneous_New_Food Preparation_Natural Gas_Double Rack Oven_E4 | F5 | Commercial | Miscellaneous | New | Food Preparation | Natural Gas | Double Rack Oven | E4 | RIM BC Ratio | 0 | 0 | 0 | 0 | 0 | 0 | 0 | 0 | 0 | 0 | 0 | 0 | 0 | 0 | 0 | 0 | 0 | 0 | 0 | 0 | 0 | 0 | 0 | 0 | 0 | 0 | 0 | 0 | 0 | 0 | 0 | 0 | 0
F5_Commercial_Miscellaneous_New_Food Preparation_Natural Gas_Double Rack Oven_E5 | F5 | Commercial | Miscellaneous | New | Food Preparation | Natural Gas | Double Rack Oven | E5 | RIM BC Ratio | 0 | 0 | 0 | 0 | 0 | 0 | 0 | 0 | 0 | 0 | 0 | 0 | 0 | 0 | 0 | 0 | 0 | 0 | 0 | 0 | 0 | 0 | 0 | 0 | 0 | 0 | 0 | 0 | 0 | 0 | 0 | 0 | 0
F5_Commercial_Miscellaneous_New_Food Preparation_Natural Gas_Double Rack Oven_E6 | F5 | Commercial | Miscellaneous | New | Food Preparation | Natural Gas | Double Rack Oven | E6 | RIM BC Ratio | 0 | 0 | 0 | 0 | 0 | 0 | 0 | 0 | 0 | 0 | 0 | 0 | 0 | 0 | 0 | 0 | 0 | 0 | 0 | 0 | 0 | 0 | 0 | 0 | 0 | 0 | 0 | 0 | 0 | 0 | 0 | 0 | 0
F5_Commercial_Miscellaneous_New_Food Preparation_Natural Gas_Double Rack Oven_E7 | F5 | Commercial | Miscellaneous | New | Food Preparation | Natural Gas | Double Rack Oven | E7 | RIM BC Ratio | 0 | 0 | 0 | 0 | 0 | 0 | 0 | 0 | 0 | 0 | 0 | 0 | 0 | 0 | 0 | 0 | 0 | 0 | 0 | 0 | 0 | 0 | 0 | 0 | 0 | 0 | 0 | 0 | 0 | 0 | 0 | 0 | 0
F5_Commercial_Miscellaneous_New_Food Preparation_Natural Gas_Double Rack Oven_E8 | F5 | Commercial | Miscellaneous | New | Food Preparation | Natural Gas | Double Rack Oven | E8 | RIM BC Ratio | 0 | 0 | 0 | 0 | 0 | 0 | 0 | 0 | 0 | 0 | 0 | 0 | 0 | 0 | 0 | 0 | 0 | 0 | 0 | 0 | 0 | 0 | 0 | 0 | 0 | 0 | 0 | 0 | 0 | 0 | 0 | 0 | 0
F5_Commercial_Miscellaneous_New_Food Preparation_Natural Gas_Double Rack Oven_E9 | F5 | Commercial | Miscellaneous | New | Food Preparation | Natural Gas | Double Rack Oven | E9 | RIM BC Ratio | 0 | 0 | 0 | 0 | 0 | 0 | 0 | 0 | 0 | 0 | 0 | 0 | 0 | 0 | 0 | 0 | 0 | 0 | 0 | 0 | 0 | 0 | 0 | 0 | 0 | 0 | 0 | 0 | 0 | 0 | 0 | 0 | 0
F5_Commercial_Miscellaneous_New_Food Preparation_Natural Gas_Double Rack Oven_E10 | F5 | Commercial | Miscellaneous | New | Food Preparation | Natural Gas | Double Rack Oven | E10 | RIM BC Ratio | 0 | 0 | 0 | 0 | 0 | 0 | 0 | 0 | 0 | 0 | 0 | 0 | 0 | 0 | 0 | 0 | 0 | 0 | 0 | 0 | 0 | 0 | 0 | 0 | 0 | 0 | 0 | 0 | 0 | 0 | 0 | 0 | 0
F0_Commercial_Miscellaneous_New_Food Preparation_Natural Gas_Fryer_E0 | F0 | Commercial | Miscellaneous | New | Food Preparation | Natural Gas | Fryer | E0 | Economic Unit | ENERGY STAR | ENERGY STAR | ENERGY STAR | ENERGY STAR | ENERGY STAR | ENERGY STAR | ENERGY STAR | ENERGY STAR | ENERGY STAR | ENERGY STAR | ENERGY STAR | ENERGY STAR | ENERGY STAR | ENERGY STAR | ENERGY STAR | ENERGY STAR | ENERGY STAR | ENERGY STAR | ENERGY STAR | ENERGY STAR | ENERGY STAR | ENERGY STAR | ENERGY STAR | ENERGY STAR | ENERGY STAR | ENERGY STAR | ENERGY STAR | ENERGY STAR | ENERGY STAR | ENERGY STAR | ENERGY STAR | ENERGY STAR | ENERGY STAR
F1_Commercial_Miscellaneous_New_Food Preparation_Natural Gas_Fryer_E1 | F1 | Commercial | Miscellaneous | New | Food Preparation | Natural Gas | Fryer | E1 | CCE | 0 | 0 | 0 | 0 | 0 | 0 | 0 | 0 | 0 | 0 | 0 | 0 | 0 | 0 | 0 | 0 | 0 | 0 | 0 | 0 | 0 | 0 | 0 | 0 | 0 | 0 | 0 | 0 | 0 | 0 | 0 | 0 | 0
F1_Commercial_Miscellaneous_New_Food Preparation_Natural Gas_Fryer_E2 | F1 | Commercial | Miscellaneous | New | Food Preparation | Natural Gas | Fryer | E2 | CCE | 0.52081 | 0.52081 | 0.52081 | 0 | 0 | 0 | 0 | 0 | 0 | 0 | 0 | 0 | 0 | 0 | 0 | 0 | 0 | 0 | 0 | 0 | 0 | 0 | 0 | 0 | 0 | 0 | 0 | 0 | 0 | 0 | 0 | 0 | 0
F1_Commercial_Miscellaneous_New_Food Preparation_Natural Gas_Fryer_E3 | F1 | Commercial | Miscellaneous | New | Food Preparation | Natural Gas | Fryer | E3 | CCE | 0 | 0 | 0 | 0 | 0 | 0 | 0 | 0 | 0 | 0 | 0 | 0 | 0 | 0 | 0 | 0 | 0 | 0 | 0 | 0 | 0 | 0 | 0 | 0 | 0 | 0 | 0 | 0 | 0 | 0 | 0 | 0 | 0
F1_Commercial_Miscellaneous_New_Food Preparation_Natural Gas_Fryer_E4 | F1 | Commercial | Miscellaneous | New | Food Preparation | Natural Gas | Fryer | E4 | CCE | 0 | 0 | 0 | 0 | 0 | 0 | 0 | 0 | 0 | 0 | 0 | 0 | 0 | 0 | 0 | 0 | 0 | 0 | 0 | 0 | 0 | 0 | 0 | 0 | 0 | 0 | 0 | 0 | 0 | 0 | 0 | 0 | 0
F1_Commercial_Miscellaneous_New_Food Preparation_Natural Gas_Fryer_E5 | F1 | Commercial | Miscellaneous | New | Food Preparation | Natural Gas | Fryer | E5 | CCE | 0 | 0 | 0 | 0 | 0 | 0 | 0 | 0 | 0 | 0 | 0 | 0 | 0 | 0 | 0 | 0 | 0 | 0 | 0 | 0 | 0 | 0 | 0 | 0 | 0 | 0 | 0 | 0 | 0 | 0 | 0 | 0 | 0
F1_Commercial_Miscellaneous_New_Food Preparation_Natural Gas_Fryer_E6 | F1 | Commercial | Miscellaneous | New | Food Preparation | Natural Gas | Fryer | E6 | CCE | 0 | 0 | 0 | 0 | 0 | 0 | 0 | 0 | 0 | 0 | 0 | 0 | 0 | 0 | 0 | 0 | 0 | 0 | 0 | 0 | 0 | 0 | 0 | 0 | 0 | 0 | 0 | 0 | 0 | 0 | 0 | 0 | 0
F1_Commercial_Miscellaneous_New_Food Preparation_Natural Gas_Fryer_E7 | F1 | Commercial | Miscellaneous | New | Food Preparation | Natural Gas | Fryer | E7 | CCE | 0 | 0 | 0 | 0 | 0 | 0 | 0 | 0 | 0 | 0 | 0 | 0 | 0 | 0 | 0 | 0 | 0 | 0 | 0 | 0 | 0 | 0 | 0 | 0 | 0 | 0 | 0 | 0 | 0 | 0 | 0 | 0 | 0
F1_Commercial_Miscellaneous_New_Food Preparation_Natural Gas_Fryer_E8 | F1 | Commercial | Miscellaneous | New | Food Preparation | Natural Gas | Fryer | E8 | CCE | 0 | 0 | 0 | 0 | 0 | 0 | 0 | 0 | 0 | 0 | 0 | 0 | 0 | 0 | 0 | 0 | 0 | 0 | 0 | 0 | 0 | 0 | 0 | 0 | 0 | 0 | 0 | 0 | 0 | 0 | 0 | 0 | 0
F1_Commercial_Miscellaneous_New_Food Preparation_Natural Gas_Fryer_E9 | F1 | Commercial | Miscellaneous | New | Food Preparation | Natural Gas | Fryer | E9 | CCE | 0 | 0 | 0 | 0 | 0 | 0 | 0 | 0 | 0 | 0 | 0 | 0 | 0 | 0 | 0 | 0 | 0 | 0 | 0 | 0 | 0 | 0 | 0 | 0 | 0 | 0 | 0 | 0 | 0 | 0 | 0 | 0 | 0
F1_Commercial_Miscellaneous_New_Food Preparation_Natural Gas_Fryer_E10 | F1 | Commercial | Miscellaneous | New | Food Preparation | Natural Gas | Fryer | E10 | CCE | 0 | 0 | 0 | 0 | 0 | 0 | 0 | 0 | 0 | 0 | 0 | 0 | 0 | 0 | 0 | 0 | 0 | 0 | 0 | 0 | 0 | 0 | 0 | 0 | 0 | 0 | 0 | 0 | 0 | 0 | 0 | 0 | 0
F2_Commercial_Miscellaneous_New_Food Preparation_Natural Gas_Fryer_E1 | F2 | Commercial | Miscellaneous | New | Food Preparation | Natural Gas | Fryer | E1 | TRC BC Ratio | 1 | 1 | 1 | 0 | 0 | 0 | 0 | 0 | 0 | 0 | 0 | 0 | 0 | 0 | 0 | 0 | 0 | 0 | 0 | 0 | 0 | 0 | 0 | 0 | 0 | 0 | 0 | 0 | 0 | 0 | 0 | 0 | 0
F2_Commercial_Miscellaneous_New_Food Preparation_Natural Gas_Fryer_E2 | F2 | Commercial | Miscellaneous | New | Food Preparation | Natural Gas | Fryer | E2 | TRC BC Ratio | 2.6303 | 2.6385 | 2.6536 | 1 | 1 | 1 | 1 | 1 | 1 | 1 | 1 | 1 | 1 | 1 | 1 | 1 | 1 | 1 | 1 | 1 | 1 | 1 | 1 | 1 | 1 | 1 | 1 | 1 | 1 | 1 | 1 | 1 | 1
F2_Commercial_Miscellaneous_New_Food Preparation_Natural Gas_Fryer_E3 | F2 | Commercial | Miscellaneous | New | Food Preparation | Natural Gas | Fryer | E3 | TRC BC Ratio | 0 | 0 | 0 | 0 | 0 | 0 | 0 | 0 | 0 | 0 | 0 | 0 | 0 | 0 | 0 | 0 | 0 | 0 | 0 | 0 | 0 | 0 | 0 | 0 | 0 | 0 | 0 | 0 | 0 | 0 | 0 | 0 | 0
F2_Commercial_Miscellaneous_New_Food Preparation_Natural Gas_Fryer_E4 | F2 | Commercial | Miscellaneous | New | Food Preparation | Natural Gas | Fryer | E4 | TRC BC Ratio | 0 | 0 | 0 | 0 | 0 | 0 | 0 | 0 | 0 | 0 | 0 | 0 | 0 | 0 | 0 | 0 | 0 | 0 | 0 | 0 | 0 | 0 | 0 | 0 | 0 | 0 | 0 | 0 | 0 | 0 | 0 | 0 | 0
F2_Commercial_Miscellaneous_New_Food Preparation_Natural Gas_Fryer_E5 | F2 | Commercial | Miscellaneous | New | Food Preparation | Natural Gas | Fryer | E5 | TRC BC Ratio | 0 | 0 | 0 | 0 | 0 | 0 | 0 | 0 | 0 | 0 | 0 | 0 | 0 | 0 | 0 | 0 | 0 | 0 | 0 | 0 | 0 | 0 | 0 | 0 | 0 | 0 | 0 | 0 | 0 | 0 | 0 | 0 | 0
F2_Commercial_Miscellaneous_New_Food Preparation_Natural Gas_Fryer_E6 | F2 | Commercial | Miscellaneous | New | Food Preparation | Natural Gas | Fryer | E6 | TRC BC Ratio | 0 | 0 | 0 | 0 | 0 | 0 | 0 | 0 | 0 | 0 | 0 | 0 | 0 | 0 | 0 | 0 | 0 | 0 | 0 | 0 | 0 | 0 | 0 | 0 | 0 | 0 | 0 | 0 | 0 | 0 | 0 | 0 | 0
F2_Commercial_Miscellaneous_New_Food Preparation_Natural Gas_Fryer_E7 | F2 | Commercial | Miscellaneous | New | Food Preparation | Natural Gas | Fryer | E7 | TRC BC Ratio | 0 | 0 | 0 | 0 | 0 | 0 | 0 | 0 | 0 | 0 | 0 | 0 | 0 | 0 | 0 | 0 | 0 | 0 | 0 | 0 | 0 | 0 | 0 | 0 | 0 | 0 | 0 | 0 | 0 | 0 | 0 | 0 | 0
F2_Commercial_Miscellaneous_New_Food Preparation_Natural Gas_Fryer_E8 | F2 | Commercial | Miscellaneous | New | Food Preparation | Natural Gas | Fryer | E8 | TRC BC Ratio | 0 | 0 | 0 | 0 | 0 | 0 | 0 | 0 | 0 | 0 | 0 | 0 | 0 | 0 | 0 | 0 | 0 | 0 | 0 | 0 | 0 | 0 | 0 | 0 | 0 | 0 | 0 | 0 | 0 | 0 | 0 | 0 | 0
F2_Commercial_Miscellaneous_New_Food Preparation_Natural Gas_Fryer_E9 | F2 | Commercial | Miscellaneous | New | Food Preparation | Natural Gas | Fryer | E9 | TRC BC Ratio | 0 | 0 | 0 | 0 | 0 | 0 | 0 | 0 | 0 | 0 | 0 | 0 | 0 | 0 | 0 | 0 | 0 | 0 | 0 | 0 | 0 | 0 | 0 | 0 | 0 | 0 | 0 | 0 | 0 | 0 | 0 | 0 | 0
F2_Commercial_Miscellaneous_New_Food Preparation_Natural Gas_Fryer_E10 | F2 | Commercial | Miscellaneous | New | Food Preparation | Natural Gas | Fryer | E10 | TRC BC Ratio | 0 | 0 | 0 | 0 | 0 | 0 | 0 | 0 | 0 | 0 | 0 | 0 | 0 | 0 | 0 | 0 | 0 | 0 | 0 | 0 | 0 | 0 | 0 | 0 | 0 | 0 | 0 | 0 | 0 | 0 | 0 | 0 | 0
F3_Commercial_Miscellaneous_New_Food Preparation_Natural Gas_Fryer_E1 | F3 | Commercial | Miscellaneous | New | Food Preparation | Natural Gas | Fryer | E1 | PACT BC Ratio | 1 | 1 | 1 | 0 | 0 | 0 | 0 | 0 | 0 | 0 | 0 | 0 | 0 | 0 | 0 | 0 | 0 | 0 | 0 | 0 | 0 | 0 | 0 | 0 | 0 | 0 | 0 | 0 | 0 | 0 | 0 | 0 | 0
F3_Commercial_Miscellaneous_New_Food Preparation_Natural Gas_Fryer_E2 | F3 | Commercial | Miscellaneous | New | Food Preparation | Natural Gas | Fryer | E2 | PACT BC Ratio | 3.5071 | 3.518 | 3.5381 | 1 | 1 | 1 | 1 | 1 | 1 | 1 | 1 | 1 | 1 | 1 | 1 | 1 | 1 | 1 | 1 | 1 | 1 | 1 | 1 | 1 | 1 | 1 | 1 | 1 | 1 | 1 | 1 | 1 | 1
F3_Commercial_Miscellaneous_New_Food Preparation_Natural Gas_Fryer_E3 | F3 | Commercial | Miscellaneous | New | Food Preparation | Natural Gas | Fryer | E3 | PACT BC Ratio | 0 | 0 | 0 | 0 | 0 | 0 | 0 | 0 | 0 | 0 | 0 | 0 | 0 | 0 | 0 | 0 | 0 | 0 | 0 | 0 | 0 | 0 | 0 | 0 | 0 | 0 | 0 | 0 | 0 | 0 | 0 | 0 | 0
F3_Commercial_Miscellaneous_New_Food Preparation_Natural Gas_Fryer_E4 | F3 | Commercial | Miscellaneous | New | Food Preparation | Natural Gas | Fryer | E4 | PACT BC Ratio | 0 | 0 | 0 | 0 | 0 | 0 | 0 | 0 | 0 | 0 | 0 | 0 | 0 | 0 | 0 | 0 | 0 | 0 | 0 | 0 | 0 | 0 | 0 | 0 | 0 | 0 | 0 | 0 | 0 | 0 | 0 | 0 | 0
F3_Commercial_Miscellaneous_New_Food Preparation_Natural Gas_Fryer_E5 | F3 | Commercial | Miscellaneous | New | Food Preparation | Natural Gas | Fryer | E5 | PACT BC Ratio | 0 | 0 | 0 | 0 | 0 | 0 | 0 | 0 | 0 | 0 | 0 | 0 | 0 | 0 | 0 | 0 | 0 | 0 | 0 | 0 | 0 | 0 | 0 | 0 | 0 | 0 | 0 | 0 | 0 | 0 | 0 | 0 | 0
F3_Commercial_Miscellaneous_New_Food Preparation_Natural Gas_Fryer_E6 | F3 | Commercial | Miscellaneous | New | Food Preparation | Natural Gas | Fryer | E6 | PACT BC Ratio | 0 | 0 | 0 | 0 | 0 | 0 | 0 | 0 | 0 | 0 | 0 | 0 | 0 | 0 | 0 | 0 | 0 | 0 | 0 | 0 | 0 | 0 | 0 | 0 | 0 | 0 | 0 | 0 | 0 | 0 | 0 | 0 | 0
F3_Commercial_Miscellaneous_New_Food Preparation_Natural Gas_Fryer_E7 | F3 | Commercial | Miscellaneous | New | Food Preparation | Natural Gas | Fryer | E7 | PACT BC Ratio | 0 | 0 | 0 | 0 | 0 | 0 | 0 | 0 | 0 | 0 | 0 | 0 | 0 | 0 | 0 | 0 | 0 | 0 | 0 | 0 | 0 | 0 | 0 | 0 | 0 | 0 | 0 | 0 | 0 | 0 | 0 | 0 | 0
F3_Commercial_Miscellaneous_New_Food Preparation_Natural Gas_Fryer_E8 | F3 | Commercial | Miscellaneous | New | Food Preparation | Natural Gas | Fryer | E8 | PACT BC Ratio | 0 | 0 | 0 | 0 | 0 | 0 | 0 | 0 | 0 | 0 | 0 | 0 | 0 | 0 | 0 | 0 | 0 | 0 | 0 | 0 | 0 | 0 | 0 | 0 | 0 | 0 | 0 | 0 | 0 | 0 | 0 | 0 | 0
F3_Commercial_Miscellaneous_New_Food Preparation_Natural Gas_Fryer_E9 | F3 | Commercial | Miscellaneous | New | Food Preparation | Natural Gas | Fryer | E9 | PACT BC Ratio | 0 | 0 | 0 | 0 | 0 | 0 | 0 | 0 | 0 | 0 | 0 | 0 | 0 | 0 | 0 | 0 | 0 | 0 | 0 | 0 | 0 | 0 | 0 | 0 | 0 | 0 | 0 | 0 | 0 | 0 | 0 | 0 | 0
F3_Commercial_Miscellaneous_New_Food Preparation_Natural Gas_Fryer_E10 | F3 | Commercial | Miscellaneous | New | Food Preparation | Natural Gas | Fryer | E10 | PACT BC Ratio | 0 | 0 | 0 | 0 | 0 | 0 | 0 | 0 | 0 | 0 | 0 | 0 | 0 | 0 | 0 | 0 | 0 | 0 | 0 | 0 | 0 | 0 | 0 | 0 | 0 | 0 | 0 | 0 | 0 | 0 | 0 | 0 | 0
F4_Commercial_Miscellaneous_New_Food Preparation_Natural Gas_Fryer_E1 | F4 | Commercial | Miscellaneous | New | Food Preparation | Natural Gas | Fryer | E1 | RVT BC Ratio | 1 | 1 | 1 | 0 | 0 | 0 | 0 | 0 | 0 | 0 | 0 | 0 | 0 | 0 | 0 | 0 | 0 | 0 | 0 | 0 | 0 | 0 | 0 | 0 | 0 | 0 | 0 | 0 | 0 | 0 | 0 | 0 | 0
F4_Commercial_Miscellaneous_New_Food Preparation_Natural Gas_Fryer_E2 | F4 | Commercial | Miscellaneous | New | Food Preparation | Natural Gas | Fryer | E2 | RVT BC Ratio | 4.4816 | 4.4933 | 4.515 | 1 | 1 | 1 | 1 | 1 | 1 | 1 | 1 | 1 | 1 | 1 | 1 | 1 | 1 | 1 | 1 | 1 | 1 | 1 | 1 | 1 | 1 | 1 | 1 | 1 | 1 | 1 | 1 | 1 | 1
F4_Commercial_Miscellaneous_New_Food Preparation_Natural Gas_Fryer_E3 | F4 | Commercial | Miscellaneous | New | Food Preparation | Natural Gas | Fryer | E3 | RVT BC Ratio | 0 | 0 | 0 | 0 | 0 | 0 | 0 | 0 | 0 | 0 | 0 | 0 | 0 | 0 | 0 | 0 | 0 | 0 | 0 | 0 | 0 | 0 | 0 | 0 | 0 | 0 | 0 | 0 | 0 | 0 | 0 | 0 | 0
F4_Commercial_Miscellaneous_New_Food Preparation_Natural Gas_Fryer_E4 | F4 | Commercial | Miscellaneous | New | Food Preparation | Natural Gas | Fryer | E4 | RVT BC Ratio | 0 | 0 | 0 | 0 | 0 | 0 | 0 | 0 | 0 | 0 | 0 | 0 | 0 | 0 | 0 | 0 | 0 | 0 | 0 | 0 | 0 | 0 | 0 | 0 | 0 | 0 | 0 | 0 | 0 | 0 | 0 | 0 | 0
F4_Commercial_Miscellaneous_New_Food Preparation_Natural Gas_Fryer_E5 | F4 | Commercial | Miscellaneous | New | Food Preparation | Natural Gas | Fryer | E5 | RVT BC Ratio | 0 | 0 | 0 | 0 | 0 | 0 | 0 | 0 | 0 | 0 | 0 | 0 | 0 | 0 | 0 | 0 | 0 | 0 | 0 | 0 | 0 | 0 | 0 | 0 | 0 | 0 | 0 | 0 | 0 | 0 | 0 | 0 | 0
F4_Commercial_Miscellaneous_New_Food Preparation_Natural Gas_Fryer_E6 | F4 | Commercial | Miscellaneous | New | Food Preparation | Natural Gas | Fryer | E6 | RVT BC Ratio | 0 | 0 | 0 | 0 | 0 | 0 | 0 | 0 | 0 | 0 | 0 | 0 | 0 | 0 | 0 | 0 | 0 | 0 | 0 | 0 | 0 | 0 | 0 | 0 | 0 | 0 | 0 | 0 | 0 | 0 | 0 | 0 | 0
F4_Commercial_Miscellaneous_New_Food Preparation_Natural Gas_Fryer_E7 | F4 | Commercial | Miscellaneous | New | Food Preparation | Natural Gas | Fryer | E7 | RVT BC Ratio | 0 | 0 | 0 | 0 | 0 | 0 | 0 | 0 | 0 | 0 | 0 | 0 | 0 | 0 | 0 | 0 | 0 | 0 | 0 | 0 | 0 | 0 | 0 | 0 | 0 | 0 | 0 | 0 | 0 | 0 | 0 | 0 | 0
F4_Commercial_Miscellaneous_New_Food Preparation_Natural Gas_Fryer_E8 | F4 | Commercial | Miscellaneous | New | Food Preparation | Natural Gas | Fryer | E8 | RVT BC Ratio | 0 | 0 | 0 | 0 | 0 | 0 | 0 | 0 | 0 | 0 | 0 | 0 | 0 | 0 | 0 | 0 | 0 | 0 | 0 | 0 | 0 | 0 | 0 | 0 | 0 | 0 | 0 | 0 | 0 | 0 | 0 | 0 | 0
F4_Commercial_Miscellaneous_New_Food Preparation_Natural Gas_Fryer_E9 | F4 | Commercial | Miscellaneous | New | Food Preparation | Natural Gas | Fryer | E9 | RVT BC Ratio | 0 | 0 | 0 | 0 | 0 | 0 | 0 | 0 | 0 | 0 | 0 | 0 | 0 | 0 | 0 | 0 | 0 | 0 | 0 | 0 | 0 | 0 | 0 | 0 | 0 | 0 | 0 | 0 | 0 | 0 | 0 | 0 | 0
F4_Commercial_Miscellaneous_New_Food Preparation_Natural Gas_Fryer_E10 | F4 | Commercial | Miscellaneous | New | Food Preparation | Natural Gas | Fryer | E10 | RVT BC Ratio | 0 | 0 | 0 | 0 | 0 | 0 | 0 | 0 | 0 | 0 | 0 | 0 | 0 | 0 | 0 | 0 | 0 | 0 | 0 | 0 | 0 | 0 | 0 | 0 | 0 | 0 | 0 | 0 | 0 | 0 | 0 | 0 | 0
F5_Commercial_Miscellaneous_New_Food Preparation_Natural Gas_Fryer_E1 | F5 | Commercial | Miscellaneous | New | Food Preparation | Natural Gas | Fryer | E1 | RIM BC Ratio | 1 | 1 | 1 | 0 | 0 | 0 | 0 | 0 | 0 | 0 | 0 | 0 | 0 | 0 | 0 | 0 | 0 | 0 | 0 | 0 | 0 | 0 | 0 | 0 | 0 | 0 | 0 | 0 | 0 | 0 | 0 | 0 | 0
F5_Commercial_Miscellaneous_New_Food Preparation_Natural Gas_Fryer_E2 | F5 | Commercial | Miscellaneous | New | Food Preparation | Natural Gas | Fryer | E2 | RIM BC Ratio | 0.67422 | 0.67462 | 0.67536 | 1 | 1 | 1 | 1 | 1 | 1 | 1 | 1 | 1 | 1 | 1 | 1 | 1 | 1 | 1 | 1 | 1 | 1 | 1 | 1 | 1 | 1 | 1 | 1 | 1 | 1 | 1 | 1 | 1 | 1
F5_Commercial_Miscellaneous_New_Food Preparation_Natural Gas_Fryer_E3 | F5 | Commercial | Miscellaneous | New | Food Preparation | Natural Gas | Fryer | E3 | RIM BC Ratio | 0 | 0 | 0 | 0 | 0 | 0 | 0 | 0 | 0 | 0 | 0 | 0 | 0 | 0 | 0 | 0 | 0 | 0 | 0 | 0 | 0 | 0 | 0 | 0 | 0 | 0 | 0 | 0 | 0 | 0 | 0 | 0 | 0
F5_Commercial_Miscellaneous_New_Food Preparation_Natural Gas_Fryer_E4 | F5 | Commercial | Miscellaneous | New | Food Preparation | Natural Gas | Fryer | E4 | RIM BC Ratio | 0 | 0 | 0 | 0 | 0 | 0 | 0 | 0 | 0 | 0 | 0 | 0 | 0 | 0 | 0 | 0 | 0 | 0 | 0 | 0 | 0 | 0 | 0 | 0 | 0 | 0 | 0 | 0 | 0 | 0 | 0 | 0 | 0
F5_Commercial_Miscellaneous_New_Food Preparation_Natural Gas_Fryer_E5 | F5 | Commercial | Miscellaneous | New | Food Preparation | Natural Gas | Fryer | E5 | RIM BC Ratio | 0 | 0 | 0 | 0 | 0 | 0 | 0 | 0 | 0 | 0 | 0 | 0 | 0 | 0 | 0 | 0 | 0 | 0 | 0 | 0 | 0 | 0 | 0 | 0 | 0 | 0 | 0 | 0 | 0 | 0 | 0 | 0 | 0
F5_Commercial_Miscellaneous_New_Food Preparation_Natural Gas_Fryer_E6 | F5 | Commercial | Miscellaneous | New | Food Preparation | Natural Gas | Fryer | E6 | RIM BC Ratio | 0 | 0 | 0 | 0 | 0 | 0 | 0 | 0 | 0 | 0 | 0 | 0 | 0 | 0 | 0 | 0 | 0 | 0 | 0 | 0 | 0 | 0 | 0 | 0 | 0 | 0 | 0 | 0 | 0 | 0 | 0 | 0 | 0
F5_Commercial_Miscellaneous_New_Food Preparation_Natural Gas_Fryer_E7 | F5 | Commercial | Miscellaneous | New | Food Preparation | Natural Gas | Fryer | E7 | RIM BC Ratio | 0 | 0 | 0 | 0 | 0 | 0 | 0 | 0 | 0 | 0 | 0 | 0 | 0 | 0 | 0 | 0 | 0 | 0 | 0 | 0 | 0 | 0 | 0 | 0 | 0 | 0 | 0 | 0 | 0 | 0 | 0 | 0 | 0
F5_Commercial_Miscellaneous_New_Food Preparation_Natural Gas_Fryer_E8 | F5 | Commercial | Miscellaneous | New | Food Preparation | Natural Gas | Fryer | E8 | RIM BC Ratio | 0 | 0 | 0 | 0 | 0 | 0 | 0 | 0 | 0 | 0 | 0 | 0 | 0 | 0 | 0 | 0 | 0 | 0 | 0 | 0 | 0 | 0 | 0 | 0 | 0 | 0 | 0 | 0 | 0 | 0 | 0 | 0 | 0
F5_Commercial_Miscellaneous_New_Food Preparation_Natural Gas_Fryer_E9 | F5 | Commercial | Miscellaneous | New | Food Preparation | Natural Gas | Fryer | E9 | RIM BC Ratio | 0 | 0 | 0 | 0 | 0 | 0 | 0 | 0 | 0 | 0 | 0 | 0 | 0 | 0 | 0 | 0 | 0 | 0 | 0 | 0 | 0 | 0 | 0 | 0 | 0 | 0 | 0 | 0 | 0 | 0 | 0 | 0 | 0
F5_Commercial_Miscellaneous_New_Food Preparation_Natural Gas_Fryer_E10 | F5 | Commercial | Miscellaneous | New | Food Preparation | Natural Gas | Fryer | E10 | RIM BC Ratio | 0 | 0 | 0 | 0 | 0 | 0 | 0 | 0 | 0 | 0 | 0 | 0 | 0 | 0 | 0 | 0 | 0 | 0 | 0 | 0 | 0 | 0 | 0 | 0 | 0 | 0 | 0 | 0 | 0 | 0 | 0 | 0 | 0
F0_Commercial_Miscellaneous_New_Food Preparation_Natural Gas_Broiler_E0 | F0 | Commercial | Miscellaneous | New | Food Preparation | Natural Gas | Broiler | E0 | Economic Unit | Infrared Burners | Infrared Burners | Infrared Burners | Infrared Burners | Infrared Burners | Infrared Burners | Infrared Burners | Infrared Burners | Infrared Burners | Infrared Burners | Infrared Burners | Infrared Burners | Infrared Burners | Infrared Burners | Infrared Burners | Infrared Burners | Infrared Burners | Infrared Burners | Infrared Burners | Infrared Burners | Infrared Burners | Infrared Burners | Infrared Burners | Infrared Burners | Infrared Burners | Infrared Burners | Infrared Burners | Infrared Burners | Infrared Burners | Infrared Burners | Infrared Burners | Infrared Burners | Infrared Burners
F1_Commercial_Miscellaneous_New_Food Preparation_Natural Gas_Broiler_E1 | F1 | Commercial | Miscellaneous | New | Food Preparation | Natural Gas | Broiler | E1 | CCE | 0 | 0 | 0 | 0 | 0 | 0 | 0 | 0 | 0 | 0 | 0 | 0 | 0 | 0 | 0 | 0 | 0 | 0 | 0 | 0 | 0 | 0 | 0 | 0 | 0 | 0 | 0 | 0 | 0 | 0 | 0 | 0 | 0
F1_Commercial_Miscellaneous_New_Food Preparation_Natural Gas_Broiler_E2 | F1 | Commercial | Miscellaneous | New | Food Preparation | Natural Gas | Broiler | E2 | CCE | 0.62853 | 0.62853 | 0.62853 | 0.62853 | 0.62853 | 0.62853 | 0.62853 | 0.62853 | 0.62853 | 0.62853 | 0.62853 | 0.62853 | 0.62853 | 0.62853 | 0.62853 | 0.62853 | 0.62853 | 0.62853 | 0.62853 | 0.62853 | 0.62853 | 0.62853 | 0.62853 | 0.62853 | 0.62853 | 0.62853 | 0.62853 | 0.62853 | 0.62853 | 0.62853 | 0.62853 | 0.62853 | 0.62853
F1_Commercial_Miscellaneous_New_Food Preparation_Natural Gas_Broiler_E3 | F1 | Commercial | Miscellaneous | New | Food Preparation | Natural Gas | Broiler | E3 | CCE | 0 | 0 | 0 | 0 | 0 | 0 | 0 | 0 | 0 | 0 | 0 | 0 | 0 | 0 | 0 | 0 | 0 | 0 | 0 | 0 | 0 | 0 | 0 | 0 | 0 | 0 | 0 | 0 | 0 | 0 | 0 | 0 | 0
F1_Commercial_Miscellaneous_New_Food Preparation_Natural Gas_Broiler_E4 | F1 | Commercial | Miscellaneous | New | Food Preparation | Natural Gas | Broiler | E4 | CCE | 0 | 0 | 0 | 0 | 0 | 0 | 0 | 0 | 0 | 0 | 0 | 0 | 0 | 0 | 0 | 0 | 0 | 0 | 0 | 0 | 0 | 0 | 0 | 0 | 0 | 0 | 0 | 0 | 0 | 0 | 0 | 0 | 0
F1_Commercial_Miscellaneous_New_Food Preparation_Natural Gas_Broiler_E5 | F1 | Commercial | Miscellaneous | New | Food Preparation | Natural Gas | Broiler | E5 | CCE | 0 | 0 | 0 | 0 | 0 | 0 | 0 | 0 | 0 | 0 | 0 | 0 | 0 | 0 | 0 | 0 | 0 | 0 | 0 | 0 | 0 | 0 | 0 | 0 | 0 | 0 | 0 | 0 | 0 | 0 | 0 | 0 | 0
F1_Commercial_Miscellaneous_New_Food Preparation_Natural Gas_Broiler_E6 | F1 | Commercial | Miscellaneous | New | Food Preparation | Natural Gas | Broiler | E6 | CCE | 0 | 0 | 0 | 0 | 0 | 0 | 0 | 0 | 0 | 0 | 0 | 0 | 0 | 0 | 0 | 0 | 0 | 0 | 0 | 0 | 0 | 0 | 0 | 0 | 0 | 0 | 0 | 0 | 0 | 0 | 0 | 0 | 0
F1_Commercial_Miscellaneous_New_Food Preparation_Natural Gas_Broiler_E7 | F1 | Commercial | Miscellaneous | New | Food Preparation | Natural Gas | Broiler | E7 | CCE | 0 | 0 | 0 | 0 | 0 | 0 | 0 | 0 | 0 | 0 | 0 | 0 | 0 | 0 | 0 | 0 | 0 | 0 | 0 | 0 | 0 | 0 | 0 | 0 | 0 | 0 | 0 | 0 | 0 | 0 | 0 | 0 | 0
F1_Commercial_Miscellaneous_New_Food Preparation_Natural Gas_Broiler_E8 | F1 | Commercial | Miscellaneous | New | Food Preparation | Natural Gas | Broiler | E8 | CCE | 0 | 0 | 0 | 0 | 0 | 0 | 0 | 0 | 0 | 0 | 0 | 0 | 0 | 0 | 0 | 0 | 0 | 0 | 0 | 0 | 0 | 0 | 0 | 0 | 0 | 0 | 0 | 0 | 0 | 0 | 0 | 0 | 0
F1_Commercial_Miscellaneous_New_Food Preparation_Natural Gas_Broiler_E9 | F1 | Commercial | Miscellaneous | New | Food Preparation | Natural Gas | Broiler | E9 | CCE | 0 | 0 | 0 | 0 | 0 | 0 | 0 | 0 | 0 | 0 | 0 | 0 | 0 | 0 | 0 | 0 | 0 | 0 | 0 | 0 | 0 | 0 | 0 | 0 | 0 | 0 | 0 | 0 | 0 | 0 | 0 | 0 | 0
F1_Commercial_Miscellaneous_New_Food Preparation_Natural Gas_Broiler_E10 | F1 | Commercial | Miscellaneous | New | Food Preparation | Natural Gas | Broiler | E10 | CCE | 0 | 0 | 0 | 0 | 0 | 0 | 0 | 0 | 0 | 0 | 0 | 0 | 0 | 0 | 0 | 0 | 0 | 0 | 0 | 0 | 0 | 0 | 0 | 0 | 0 | 0 | 0 | 0 | 0 | 0 | 0 | 0 | 0
F2_Commercial_Miscellaneous_New_Food Preparation_Natural Gas_Broiler_E1 | F2 | Commercial | Miscellaneous | New | Food Preparation | Natural Gas | Broiler | E1 | TRC BC Ratio | bar: 2019 to 2051
F2_Commercial_Miscellaneous_New_Food Preparation_Natural Gas_Broiler_E2 | F2 | Commercial | Miscellaneous | New | Food Preparation | Natural Gas | Broiler | E2 | TRC BC Ratio | 2.2386 | 2.2557 | 2.2748 | 2.2957 | 2.3196 | 2.3473 | 2.3697 | 2.3913 | 2.4131 | 2.4359 | 2.4576 | 2.4775 | 2.4979 | 2.5193 | 2.543 | 2.5661 | 2.5906 | 2.6165 | 2.6435 | 2.671 | 2.6988 | 2.7247 | 2.7482 | 2.7689 | 2.7868 | 2.8022 | 2.8129 | 2.8208 | 2.8277 | 2.8336 | 2.8394 | 2.842 | 2.842
F2_Commercial_Miscellaneous_New_Food Preparation_Natural Gas_Broiler_E3 | F2 | Commercial | Miscellaneous | New | Food Preparation | Natural Gas | Broiler | E3 | TRC BC Ratio | 0 | 0 | 0 | 0 | 0 | 0 | 0 | 0 | 0 | 0 | 0 | 0 | 0 | 0 | 0 | 0 | 0 | 0 | 0 | 0 | 0 | 0 | 0 | 0 | 0 | 0 | 0 | 0 | 0 | 0 | 0 | 0 | 0
F2_Commercial_Miscellaneous_New_Food Preparation_Natural Gas_Broiler_E4 | F2 | Commercial | Miscellaneous | New | Food Preparation | Natural Gas | Broiler | E4 | TRC BC Ratio | 0 | 0 | 0 | 0 | 0 | 0 | 0 | 0 | 0 | 0 | 0 | 0 | 0 | 0 | 0 | 0 | 0 | 0 | 0 | 0 | 0 | 0 | 0 | 0 | 0 | 0 | 0 | 0 | 0 | 0 | 0 | 0 | 0
F2_Commercial_Miscellaneous_New_Food Preparation_Natural Gas_Broiler_E5 | F2 | Commercial | Miscellaneous | New | Food Preparation | Natural Gas | Broiler | E5 | TRC BC Ratio | 0 | 0 | 0 | 0 | 0 | 0 | 0 | 0 | 0 | 0 | 0 | 0 | 0 | 0 | 0 | 0 | 0 | 0 | 0 | 0 | 0 | 0 | 0 | 0 | 0 | 0 | 0 | 0 | 0 | 0 | 0 | 0 | 0
F2_Commercial_Miscellaneous_New_Food Preparation_Natural Gas_Broiler_E6 | F2 | Commercial | Miscellaneous | New | Food Preparation | Natural Gas | Broiler | E6 | TRC BC Ratio | 0 | 0 | 0 | 0 | 0 | 0 | 0 | 0 | 0 | 0 | 0 | 0 | 0 | 0 | 0 | 0 | 0 | 0 | 0 | 0 | 0 | 0 | 0 | 0 | 0 | 0 | 0 | 0 | 0 | 0 | 0 | 0 | 0
F2_Commercial_Miscellaneous_New_Food Preparation_Natural Gas_Broiler_E7 | F2 | Commercial | Miscellaneous | New | Food Preparation | Natural Gas | Broiler | E7 | TRC BC Ratio | 0 | 0 | 0 | 0 | 0 | 0 | 0 | 0 | 0 | 0 | 0 | 0 | 0 | 0 | 0 | 0 | 0 | 0 | 0 | 0 | 0 | 0 | 0 | 0 | 0 | 0 | 0 | 0 | 0 | 0 | 0 | 0 | 0
F2_Commercial_Miscellaneous_New_Food Preparation_Natural Gas_Broiler_E8 | F2 | Commercial | Miscellaneous | New | Food Preparation | Natural Gas | Broiler | E8 | TRC BC Ratio | 0 | 0 | 0 | 0 | 0 | 0 | 0 | 0 | 0 | 0 | 0 | 0 | 0 | 0 | 0 | 0 | 0 | 0 | 0 | 0 | 0 | 0 | 0 | 0 | 0 | 0 | 0 | 0 | 0 | 0 | 0 | 0 | 0
F2_Commercial_Miscellaneous_New_Food Preparation_Natural Gas_Broiler_E9 | F2 | Commercial | Miscellaneous | New | Food Preparation | Natural Gas | Broiler | E9 | TRC BC Ratio | 0 | 0 | 0 | 0 | 0 | 0 | 0 | 0 | 0 | 0 | 0 | 0 | 0 | 0 | 0 | 0 | 0 | 0 | 0 | 0 | 0 | 0 | 0 | 0 | 0 | 0 | 0 | 0 | 0 | 0 | 0 | 0 | 0
F2_Commercial_Miscellaneous_New_Food Preparation_Natural Gas_Broiler_E10 | F2 | Commercial | Miscellaneous | New | Food Preparation | Natural Gas | Broiler | E10 | TRC BC Ratio | 0 | 0 | 0 | 0 | 0 | 0 | 0 | 0 | 0 | 0 | 0 | 0 | 0 | 0 | 0 | 0 | 0 | 0 | 0 | 0 | 0 | 0 | 0 | 0 | 0 | 0 | 0 | 0 | 0 | 0 | 0 | 0 | 0
F3_Commercial_Miscellaneous_New_Food Preparation_Natural Gas_Broiler_E1 | F3 | Commercial | Miscellaneous | New | Food Preparation | Natural Gas | Broiler | E1 | PACT BC Ratio | bar: 2019 to 2051
F3_Commercial_Miscellaneous_New_Food Preparation_Natural Gas_Broiler_E2 | F3 | Commercial | Miscellaneous | New | Food Preparation | Natural Gas | Broiler | E2 | PACT BC Ratio | 2.9849 | 3.0076 | 3.033 | 3.061 | 3.0929 | 3.1297 | 3.1596 | 3.1884 | 3.2175 | 3.2479 | 3.2768 | 3.3034 | 3.3306 | 3.3591 | 3.3906 | 3.4215 | 3.4542 | 3.4887 | 3.5247 | 3.5614 | 3.5983 | 3.633 | 3.6642 | 3.6918 | 3.7157 | 3.7363 | 3.7505 | 3.7611 | 3.7703 | 3.7781 | 3.7859 | 3.7893 | 3.7893
F3_Commercial_Miscellaneous_New_Food Preparation_Natural Gas_Broiler_E3 | F3 | Commercial | Miscellaneous | New | Food Preparation | Natural Gas | Broiler | E3 | PACT BC Ratio | 0 | 0 | 0 | 0 | 0 | 0 | 0 | 0 | 0 | 0 | 0 | 0 | 0 | 0 | 0 | 0 | 0 | 0 | 0 | 0 | 0 | 0 | 0 | 0 | 0 | 0 | 0 | 0 | 0 | 0 | 0 | 0 | 0
F3_Commercial_Miscellaneous_New_Food Preparation_Natural Gas_Broiler_E4 | F3 | Commercial | Miscellaneous | New | Food Preparation | Natural Gas | Broiler | E4 | PACT BC Ratio | 0 | 0 | 0 | 0 | 0 | 0 | 0 | 0 | 0 | 0 | 0 | 0 | 0 | 0 | 0 | 0 | 0 | 0 | 0 | 0 | 0 | 0 | 0 | 0 | 0 | 0 | 0 | 0 | 0 | 0 | 0 | 0 | 0
F3_Commercial_Miscellaneous_New_Food Preparation_Natural Gas_Broiler_E5 | F3 | Commercial | Miscellaneous | New | Food Preparation | Natural Gas | Broiler | E5 | PACT BC Ratio | 0 | 0 | 0 | 0 | 0 | 0 | 0 | 0 | 0 | 0 | 0 | 0 | 0 | 0 | 0 | 0 | 0 | 0 | 0 | 0 | 0 | 0 | 0 | 0 | 0 | 0 | 0 | 0 | 0 | 0 | 0 | 0 | 0
F3_Commercial_Miscellaneous_New_Food Preparation_Natural Gas_Broiler_E6 | F3 | Commercial | Miscellaneous | New | Food Preparation | Natural Gas | Broiler | E6 | PACT BC Ratio | 0 | 0 | 0 | 0 | 0 | 0 | 0 | 0 | 0 | 0 | 0 | 0 | 0 | 0 | 0 | 0 | 0 | 0 | 0 | 0 | 0 | 0 | 0 | 0 | 0 | 0 | 0 | 0 | 0 | 0 | 0 | 0 | 0
F3_Commercial_Miscellaneous_New_Food Preparation_Natural Gas_Broiler_E7 | F3 | Commercial | Miscellaneous | New | Food Preparation | Natural Gas | Broiler | E7 | PACT BC Ratio | 0 | 0 | 0 | 0 | 0 | 0 | 0 | 0 | 0 | 0 | 0 | 0 | 0 | 0 | 0 | 0 | 0 | 0 | 0 | 0 | 0 | 0 | 0 | 0 | 0 | 0 | 0 | 0 | 0 | 0 | 0 | 0 | 0
F3_Commercial_Miscellaneous_New_Food Preparation_Natural Gas_Broiler_E8 | F3 | Commercial | Miscellaneous | New | Food Preparation | Natural Gas | Broiler | E8 | PACT BC Ratio | 0 | 0 | 0 | 0 | 0 | 0 | 0 | 0 | 0 | 0 | 0 | 0 | 0 | 0 | 0 | 0 | 0 | 0 | 0 | 0 | 0 | 0 | 0 | 0 | 0 | 0 | 0 | 0 | 0 | 0 | 0 | 0 | 0
F3_Commercial_Miscellaneous_New_Food Preparation_Natural Gas_Broiler_E9 | F3 | Commercial | Miscellaneous | New | Food Preparation | Natural Gas | Broiler | E9 | PACT BC Ratio | 0 | 0 | 0 | 0 | 0 | 0 | 0 | 0 | 0 | 0 | 0 | 0 | 0 | 0 | 0 | 0 | 0 | 0 | 0 | 0 | 0 | 0 | 0 | 0 | 0 | 0 | 0 | 0 | 0 | 0 | 0 | 0 | 0
F3_Commercial_Miscellaneous_New_Food Preparation_Natural Gas_Broiler_E10 | F3 | Commercial | Miscellaneous | New | Food Preparation | Natural Gas | Broiler | E10 | PACT BC Ratio | 0 | 0 | 0 | 0 | 0 | 0 | 0 | 0 | 0 | 0 | 0 | 0 | 0 | 0 | 0 | 0 | 0 | 0 | 0 | 0 | 0 | 0 | 0 | 0 | 0 | 0 | 0 | 0 | 0 | 0 | 0 | 0 | 0
F4_Commercial_Miscellaneous_New_Food Preparation_Natural Gas_Broiler_E1 | F4 | Commercial | Miscellaneous | New | Food Preparation | Natural Gas | Broiler | E1 | RVT BC Ratio | bar: 2019 to 2051
F4_Commercial_Miscellaneous_New_Food Preparation_Natural Gas_Broiler_E2 | F4 | Commercial | Miscellaneous | New | Food Preparation | Natural Gas | Broiler | E2 | RVT BC Ratio | 3.9184 | 3.943 | 3.9704 | 4.0005 | 4.0349 | 4.0747 | 4.1069 | 4.1379 | 4.1693 | 4.202 | 4.2332 | 4.2619 | 4.2912 | 4.322 | 4.356 | 4.3892 | 4.4245 | 4.4617 | 4.5005 | 4.5401 | 4.5799 | 4.6173 | 4.651 | 4.6808 | 4.7065 | 4.7286 | 4.744 | 4.7554 | 4.7653 | 4.7738 | 4.7822 | 4.7859 | 4.7859
F4_Commercial_Miscellaneous_New_Food Preparation_Natural Gas_Broiler_E3 | F4 | Commercial | Miscellaneous | New | Food Preparation | Natural Gas | Broiler | E3 | RVT BC Ratio | 0 | 0 | 0 | 0 | 0 | 0 | 0 | 0 | 0 | 0 | 0 | 0 | 0 | 0 | 0 | 0 | 0 | 0 | 0 | 0 | 0 | 0 | 0 | 0 | 0 | 0 | 0 | 0 | 0 | 0 | 0 | 0 | 0
F4_Commercial_Miscellaneous_New_Food Preparation_Natural Gas_Broiler_E4 | F4 | Commercial | Miscellaneous | New | Food Preparation | Natural Gas | Broiler | E4 | RVT BC Ratio | 0 | 0 | 0 | 0 | 0 | 0 | 0 | 0 | 0 | 0 | 0 | 0 | 0 | 0 | 0 | 0 | 0 | 0 | 0 | 0 | 0 | 0 | 0 | 0 | 0 | 0 | 0 | 0 | 0 | 0 | 0 | 0 | 0
F4_Commercial_Miscellaneous_New_Food Preparation_Natural Gas_Broiler_E5 | F4 | Commercial | Miscellaneous | New | Food Preparation | Natural Gas | Broiler | E5 | RVT BC Ratio | 0 | 0 | 0 | 0 | 0 | 0 | 0 | 0 | 0 | 0 | 0 | 0 | 0 | 0 | 0 | 0 | 0 | 0 | 0 | 0 | 0 | 0 | 0 | 0 | 0 | 0 | 0 | 0 | 0 | 0 | 0 | 0 | 0
F4_Commercial_Miscellaneous_New_Food Preparation_Natural Gas_Broiler_E6 | F4 | Commercial | Miscellaneous | New | Food Preparation | Natural Gas | Broiler | E6 | RVT BC Ratio | 0 | 0 | 0 | 0 | 0 | 0 | 0 | 0 | 0 | 0 | 0 | 0 | 0 | 0 | 0 | 0 | 0 | 0 | 0 | 0 | 0 | 0 | 0 | 0 | 0 | 0 | 0 | 0 | 0 | 0 | 0 | 0 | 0
F4_Commercial_Miscellaneous_New_Food Preparation_Natural Gas_Broiler_E7 | F4 | Commercial | Miscellaneous | New | Food Preparation | Natural Gas | Broiler | E7 | RVT BC Ratio | 0 | 0 | 0 | 0 | 0 | 0 | 0 | 0 | 0 | 0 | 0 | 0 | 0 | 0 | 0 | 0 | 0 | 0 | 0 | 0 | 0 | 0 | 0 | 0 | 0 | 0 | 0 | 0 | 0 | 0 | 0 | 0 | 0
F4_Commercial_Miscellaneous_New_Food Preparation_Natural Gas_Broiler_E8 | F4 | Commercial | Miscellaneous | New | Food Preparation | Natural Gas | Broiler | E8 | RVT BC Ratio | 0 | 0 | 0 | 0 | 0 | 0 | 0 | 0 | 0 | 0 | 0 | 0 | 0 | 0 | 0 | 0 | 0 | 0 | 0 | 0 | 0 | 0 | 0 | 0 | 0 | 0 | 0 | 0 | 0 | 0 | 0 | 0 | 0
F4_Commercial_Miscellaneous_New_Food Preparation_Natural Gas_Broiler_E9 | F4 | Commercial | Miscellaneous | New | Food Preparation | Natural Gas | Broiler | E9 | RVT BC Ratio | 0 | 0 | 0 | 0 | 0 | 0 | 0 | 0 | 0 | 0 | 0 | 0 | 0 | 0 | 0 | 0 | 0 | 0 | 0 | 0 | 0 | 0 | 0 | 0 | 0 | 0 | 0 | 0 | 0 | 0 | 0 | 0 | 0
F4_Commercial_Miscellaneous_New_Food Preparation_Natural Gas_Broiler_E10 | F4 | Commercial | Miscellaneous | New | Food Preparation | Natural Gas | Broiler | E10 | RVT BC Ratio | 0 | 0 | 0 | 0 | 0 | 0 | 0 | 0 | 0 | 0 | 0 | 0 | 0 | 0 | 0 | 0 | 0 | 0 | 0 | 0 | 0 | 0 | 0 | 0 | 0 | 0 | 0 | 0 | 0 | 0 | 0 | 0 | 0
F5_Commercial_Miscellaneous_New_Food Preparation_Natural Gas_Broiler_E1 | F5 | Commercial | Miscellaneous | New | Food Preparation | Natural Gas | Broiler | E1 | RIM BC Ratio | bar: 2019 to 2051
F5_Commercial_Miscellaneous_New_Food Preparation_Natural Gas_Broiler_E2 | F5 | Commercial | Miscellaneous | New | Food Preparation | Natural Gas | Broiler | E2 | RIM BC Ratio | 0.65228 | 0.65336 | 0.65455 | 0.65584 | 0.65729 | 0.65894 | 0.66026 | 0.6615 | 0.66275 | 0.66403 | 0.66523 | 0.66632 | 0.66742 | 0.66856 | 0.6698 | 0.67099 | 0.67224 | 0.67353 | 0.67486 | 0.6762 | 0.67752 | 0.67874 | 0.67982 | 0.68077 | 0.68157 | 0.68226 | 0.68274 | 0.68309 | 0.68339 | 0.68365 | 0.6839 | 0.68401 | 0.68401
F5_Commercial_Miscellaneous_New_Food Preparation_Natural Gas_Broiler_E3 | F5 | Commercial | Miscellaneous | New | Food Preparation | Natural Gas | Broiler | E3 | RIM BC Ratio | 0 | 0 | 0 | 0 | 0 | 0 | 0 | 0 | 0 | 0 | 0 | 0 | 0 | 0 | 0 | 0 | 0 | 0 | 0 | 0 | 0 | 0 | 0 | 0 | 0 | 0 | 0 | 0 | 0 | 0 | 0 | 0 | 0
F5_Commercial_Miscellaneous_New_Food Preparation_Natural Gas_Broiler_E4 | F5 | Commercial | Miscellaneous | New | Food Preparation | Natural Gas | Broiler | E4 | RIM BC Ratio | 0 | 0 | 0 | 0 | 0 | 0 | 0 | 0 | 0 | 0 | 0 | 0 | 0 | 0 | 0 | 0 | 0 | 0 | 0 | 0 | 0 | 0 | 0 | 0 | 0 | 0 | 0 | 0 | 0 | 0 | 0 | 0 | 0
F5_Commercial_Miscellaneous_New_Food Preparation_Natural Gas_Broiler_E5 | F5 | Commercial | Miscellaneous | New | Food Preparation | Natural Gas | Broiler | E5 | RIM BC Ratio | 0 | 0 | 0 | 0 | 0 | 0 | 0 | 0 | 0 | 0 | 0 | 0 | 0 | 0 | 0 | 0 | 0 | 0 | 0 | 0 | 0 | 0 | 0 | 0 | 0 | 0 | 0 | 0 | 0 | 0 | 0 | 0 | 0
F5_Commercial_Miscellaneous_New_Food Preparation_Natural Gas_Broiler_E6 | F5 | Commercial | Miscellaneous | New | Food Preparation | Natural Gas | Broiler | E6 | RIM BC Ratio | 0 | 0 | 0 | 0 | 0 | 0 | 0 | 0 | 0 | 0 | 0 | 0 | 0 | 0 | 0 | 0 | 0 | 0 | 0 | 0 | 0 | 0 | 0 | 0 | 0 | 0 | 0 | 0 | 0 | 0 | 0 | 0 | 0
F5_Commercial_Miscellaneous_New_Food Preparation_Natural Gas_Broiler_E7 | F5 | Commercial | Miscellaneous | New | Food Preparation | Natural Gas | Broiler | E7 | RIM BC Ratio | 0 | 0 | 0 | 0 | 0 | 0 | 0 | 0 | 0 | 0 | 0 | 0 | 0 | 0 | 0 | 0 | 0 | 0 | 0 | 0 | 0 | 0 | 0 | 0 | 0 | 0 | 0 | 0 | 0 | 0 | 0 | 0 | 0
F5_Commercial_Miscellaneous_New_Food Preparation_Natural Gas_Broiler_E8 | F5 | Commercial | Miscellaneous | New | Food Preparation | Natural Gas | Broiler | E8 | RIM BC Ratio | 0 | 0 | 0 | 0 | 0 | 0 | 0 | 0 | 0 | 0 | 0 | 0 | 0 | 0 | 0 | 0 | 0 | 0 | 0 | 0 | 0 | 0 | 0 | 0 | 0 | 0 | 0 | 0 | 0 | 0 | 0 | 0 | 0
F5_Commercial_Miscellaneous_New_Food Preparation_Natural Gas_Broiler_E9 | F5 | Commercial | Miscellaneous | New | Food Preparation | Natural Gas | Broiler | E9 | RIM BC Ratio | 0 | 0 | 0 | 0 | 0 | 0 | 0 | 0 | 0 | 0 | 0 | 0 | 0 | 0 | 0 | 0 | 0 | 0 | 0 | 0 | 0 | 0 | 0 | 0 | 0 | 0 | 0 | 0 | 0 | 0 | 0 | 0 | 0
F5_Commercial_Miscellaneous_New_Food Preparation_Natural Gas_Broiler_E10 | F5 | Commercial | Miscellaneous | New | Food Preparation | Natural Gas | Broiler | E10 | RIM BC Ratio | 0 | 0 | 0 | 0 | 0 | 0 | 0 | 0 | 0 | 0 | 0 | 0 | 0 | 0 | 0 | 0 | 0 | 0 | 0 | 0 | 0 | 0 | 0 | 0 | 0 | 0 | 0 | 0 | 0 | 0 | 0 | 0 | 0
F0_Commercial_Miscellaneous_New_Food Preparation_Natural Gas_Griddle_E0 | F0 | Commercial | Miscellaneous | New | Food Preparation | Natural Gas | Griddle | E0 | Economic Unit | Standard | Standard | Standard | Standard | Standard | Standard | Standard | Standard | Standard | Standard | Standard | Standard | Standard | Standard | Standard | Standard | Standard | Standard | Standard | Standard | Standard | Standard | Standard | Standard | Standard | Standard | ENERGY STAR | ENERGY STAR | ENERGY STAR | ENERGY STAR | ENERGY STAR | ENERGY STAR | ENERGY STAR
F1_Commercial_Miscellaneous_New_Food Preparation_Natural Gas_Griddle_E1 | F1 | Commercial | Miscellaneous | New | Food Preparation | Natural Gas | Griddle | E1 | CCE | 0 | 0 | 0 | 0 | 0 | 0 | 0 | 0 | 0 | 0 | 0 | 0 | 0 | 0 | 0 | 0 | 0 | 0 | 0 | 0 | 0 | 0 | 0 | 0 | 0 | 0 | 0 | 0 | 0 | 0 | 0 | 0 | 0
F1_Commercial_Miscellaneous_New_Food Preparation_Natural Gas_Griddle_E2 | F1 | Commercial | Miscellaneous | New | Food Preparation | Natural Gas | Griddle | E2 | CCE | 1.768 | 1.768 | 1.768 | 1.768 | 1.768 | 1.768 | 1.768 | 1.768 | 1.768 | 1.768 | 1.768 | 1.768 | 1.768 | 1.768 | 1.768 | 1.768 | 1.768 | 1.768 | 1.768 | 1.768 | 1.768 | 1.768 | 1.768 | 1.768 | 1.768 | 1.768 | 1.768 | 1.768 | 1.768 | 1.768 | 1.768 | 1.768 | 1.768
F1_Commercial_Miscellaneous_New_Food Preparation_Natural Gas_Griddle_E3 | F1 | Commercial | Miscellaneous | New | Food Preparation | Natural Gas | Griddle | E3 | CCE | 0 | 0 | 0 | 0 | 0 | 0 | 0 | 0 | 0 | 0 | 0 | 0 | 0 | 0 | 0 | 0 | 0 | 0 | 0 | 0 | 0 | 0 | 0 | 0 | 0 | 0 | 0 | 0 | 0 | 0 | 0 | 0 | 0
F1_Commercial_Miscellaneous_New_Food Preparation_Natural Gas_Griddle_E4 | F1 | Commercial | Miscellaneous | New | Food Preparation | Natural Gas | Griddle | E4 | CCE | 0 | 0 | 0 | 0 | 0 | 0 | 0 | 0 | 0 | 0 | 0 | 0 | 0 | 0 | 0 | 0 | 0 | 0 | 0 | 0 | 0 | 0 | 0 | 0 | 0 | 0 | 0 | 0 | 0 | 0 | 0 | 0 | 0
F1_Commercial_Miscellaneous_New_Food Preparation_Natural Gas_Griddle_E5 | F1 | Commercial | Miscellaneous | New | Food Preparation | Natural Gas | Griddle | E5 | CCE | 0 | 0 | 0 | 0 | 0 | 0 | 0 | 0 | 0 | 0 | 0 | 0 | 0 | 0 | 0 | 0 | 0 | 0 | 0 | 0 | 0 | 0 | 0 | 0 | 0 | 0 | 0 | 0 | 0 | 0 | 0 | 0 | 0
F1_Commercial_Miscellaneous_New_Food Preparation_Natural Gas_Griddle_E6 | F1 | Commercial | Miscellaneous | New | Food Preparation | Natural Gas | Griddle | E6 | CCE | 0 | 0 | 0 | 0 | 0 | 0 | 0 | 0 | 0 | 0 | 0 | 0 | 0 | 0 | 0 | 0 | 0 | 0 | 0 | 0 | 0 | 0 | 0 | 0 | 0 | 0 | 0 | 0 | 0 | 0 | 0 | 0 | 0
F1_Commercial_Miscellaneous_New_Food Preparation_Natural Gas_Griddle_E7 | F1 | Commercial | Miscellaneous | New | Food Preparation | Natural Gas | Griddle | E7 | CCE | 0 | 0 | 0 | 0 | 0 | 0 | 0 | 0 | 0 | 0 | 0 | 0 | 0 | 0 | 0 | 0 | 0 | 0 | 0 | 0 | 0 | 0 | 0 | 0 | 0 | 0 | 0 | 0 | 0 | 0 | 0 | 0 | 0
F1_Commercial_Miscellaneous_New_Food Preparation_Natural Gas_Griddle_E8 | F1 | Commercial | Miscellaneous | New | Food Preparation | Natural Gas | Griddle | E8 | CCE | 0 | 0 | 0 | 0 | 0 | 0 | 0 | 0 | 0 | 0 | 0 | 0 | 0 | 0 | 0 | 0 | 0 | 0 | 0 | 0 | 0 | 0 | 0 | 0 | 0 | 0 | 0 | 0 | 0 | 0 | 0 | 0 | 0
F1_Commercial_Miscellaneous_New_Food Preparation_Natural Gas_Griddle_E9 | F1 | Commercial | Miscellaneous | New | Food Preparation | Natural Gas | Griddle | E9 | CCE | 0 | 0 | 0 | 0 | 0 | 0 | 0 | 0 | 0 | 0 | 0 | 0 | 0 | 0 | 0 | 0 | 0 | 0 | 0 | 0 | 0 | 0 | 0 | 0 | 0 | 0 | 0 | 0 | 0 | 0 | 0 | 0 | 0
F1_Commercial_Miscellaneous_New_Food Preparation_Natural Gas_Griddle_E10 | F1 | Commercial | Miscellaneous | New | Food Preparation | Natural Gas | Griddle | E10 | CCE | 0 | 0 | 0 | 0 | 0 | 0 | 0 | 0 | 0 | 0 | 0 | 0 | 0 | 0 | 0 | 0 | 0 | 0 | 0 | 0 | 0 | 0 | 0 | 0 | 0 | 0 | 0 | 0 | 0 | 0 | 0 | 0 | 0
F2_Commercial_Miscellaneous_New_Food Preparation_Natural Gas_Griddle_E1 | F2 | Commercial | Miscellaneous | New | Food Preparation | Natural Gas | Griddle | E1 | TRC BC Ratio | bar: 2019 to 2051
F2_Commercial_Miscellaneous_New_Food Preparation_Natural Gas_Griddle_E2 | F2 | Commercial | Miscellaneous | New | Food Preparation | Natural Gas | Griddle | E2 | TRC BC Ratio | 0.79587 | 0.80193 | 0.80871 | 0.81616 | 0.82466 | 0.8345 | 0.84247 | 0.85013 | 0.8579 | 0.86599 | 0.87371 | 0.8808 | 0.88805 | 0.89566 | 0.90406 | 0.91228 | 0.921 | 0.9302 | 0.9398 | 0.94959 | 0.95944 | 0.96867 | 0.97701 | 0.98437 | 0.99074 | 0.99622 | 1 | 1.0028 | 1.0053 | 1.0074 | 1.0094 | 1.0104 | 1.0104
F2_Commercial_Miscellaneous_New_Food Preparation_Natural Gas_Griddle_E3 | F2 | Commercial | Miscellaneous | New | Food Preparation | Natural Gas | Griddle | E3 | TRC BC Ratio | 0 | 0 | 0 | 0 | 0 | 0 | 0 | 0 | 0 | 0 | 0 | 0 | 0 | 0 | 0 | 0 | 0 | 0 | 0 | 0 | 0 | 0 | 0 | 0 | 0 | 0 | 0 | 0 | 0 | 0 | 0 | 0 | 0
F2_Commercial_Miscellaneous_New_Food Preparation_Natural Gas_Griddle_E4 | F2 | Commercial | Miscellaneous | New | Food Preparation | Natural Gas | Griddle | E4 | TRC BC Ratio | 0 | 0 | 0 | 0 | 0 | 0 | 0 | 0 | 0 | 0 | 0 | 0 | 0 | 0 | 0 | 0 | 0 | 0 | 0 | 0 | 0 | 0 | 0 | 0 | 0 | 0 | 0 | 0 | 0 | 0 | 0 | 0 | 0
F2_Commercial_Miscellaneous_New_Food Preparation_Natural Gas_Griddle_E5 | F2 | Commercial | Miscellaneous | New | Food Preparation | Natural Gas | Griddle | E5 | TRC BC Ratio | 0 | 0 | 0 | 0 | 0 | 0 | 0 | 0 | 0 | 0 | 0 | 0 | 0 | 0 | 0 | 0 | 0 | 0 | 0 | 0 | 0 | 0 | 0 | 0 | 0 | 0 | 0 | 0 | 0 | 0 | 0 | 0 | 0
F2_Commercial_Miscellaneous_New_Food Preparation_Natural Gas_Griddle_E6 | F2 | Commercial | Miscellaneous | New | Food Preparation | Natural Gas | Griddle | E6 | TRC BC Ratio | 0 | 0 | 0 | 0 | 0 | 0 | 0 | 0 | 0 | 0 | 0 | 0 | 0 | 0 | 0 | 0 | 0 | 0 | 0 | 0 | 0 | 0 | 0 | 0 | 0 | 0 | 0 | 0 | 0 | 0 | 0 | 0 | 0
F2_Commercial_Miscellaneous_New_Food Preparation_Natural Gas_Griddle_E7 | F2 | Commercial | Miscellaneous | New | Food Preparation | Natural Gas | Griddle | E7 | TRC BC Ratio | 0 | 0 | 0 | 0 | 0 | 0 | 0 | 0 | 0 | 0 | 0 | 0 | 0 | 0 | 0 | 0 | 0 | 0 | 0 | 0 | 0 | 0 | 0 | 0 | 0 | 0 | 0 | 0 | 0 | 0 | 0 | 0 | 0
F2_Commercial_Miscellaneous_New_Food Preparation_Natural Gas_Griddle_E8 | F2 | Commercial | Miscellaneous | New | Food Preparation | Natural Gas | Griddle | E8 | TRC BC Ratio | 0 | 0 | 0 | 0 | 0 | 0 | 0 | 0 | 0 | 0 | 0 | 0 | 0 | 0 | 0 | 0 | 0 | 0 | 0 | 0 | 0 | 0 | 0 | 0 | 0 | 0 | 0 | 0 | 0 | 0 | 0 | 0 | 0
F2_Commercial_Miscellaneous_New_Food Preparation_Natural Gas_Griddle_E9 | F2 | Commercial | Miscellaneous | New | Food Preparation | Natural Gas | Griddle | E9 | TRC BC Ratio | 0 | 0 | 0 | 0 | 0 | 0 | 0 | 0 | 0 | 0 | 0 | 0 | 0 | 0 | 0 | 0 | 0 | 0 | 0 | 0 | 0 | 0 | 0 | 0 | 0 | 0 | 0 | 0 | 0 | 0 | 0 | 0 | 0
F2_Commercial_Miscellaneous_New_Food Preparation_Natural Gas_Griddle_E10 | F2 | Commercial | Miscellaneous | New | Food Preparation | Natural Gas | Griddle | E10 | TRC BC Ratio | 0 | 0 | 0 | 0 | 0 | 0 | 0 | 0 | 0 | 0 | 0 | 0 | 0 | 0 | 0 | 0 | 0 | 0 | 0 | 0 | 0 | 0 | 0 | 0 | 0 | 0 | 0 | 0 | 0 | 0 | 0 | 0 | 0
F3_Commercial_Miscellaneous_New_Food Preparation_Natural Gas_Griddle_E1 | F3 | Commercial | Miscellaneous | New | Food Preparation | Natural Gas | Griddle | E1 | PACT BC Ratio | bar: 2019 to 2051
F3_Commercial_Miscellaneous_New_Food Preparation_Natural Gas_Griddle_E2 | F3 | Commercial | Miscellaneous | New | Food Preparation | Natural Gas | Griddle | E2 | PACT BC Ratio | 1.0612 | 1.0692 | 1.0783 | 1.0882 | 1.0996 | 1.1127 | 1.1233 | 1.1335 | 1.1439 | 1.1547 | 1.1649 | 1.1744 | 1.1841 | 1.1942 | 1.2054 | 1.2164 | 1.228 | 1.2403 | 1.2531 | 1.2661 | 1.2793 | 1.2916 | 1.3027 | 1.3125 | 1.321 | 1.3283 | 1.3333 | 1.3371 | 1.3404 | 1.3432 | 1.3459 | 1.3472 | 1.3472
F3_Commercial_Miscellaneous_New_Food Preparation_Natural Gas_Griddle_E3 | F3 | Commercial | Miscellaneous | New | Food Preparation | Natural Gas | Griddle | E3 | PACT BC Ratio | 0 | 0 | 0 | 0 | 0 | 0 | 0 | 0 | 0 | 0 | 0 | 0 | 0 | 0 | 0 | 0 | 0 | 0 | 0 | 0 | 0 | 0 | 0 | 0 | 0 | 0 | 0 | 0 | 0 | 0 | 0 | 0 | 0
F3_Commercial_Miscellaneous_New_Food Preparation_Natural Gas_Griddle_E4 | F3 | Commercial | Miscellaneous | New | Food Preparation | Natural Gas | Griddle | E4 | PACT BC Ratio | 0 | 0 | 0 | 0 | 0 | 0 | 0 | 0 | 0 | 0 | 0 | 0 | 0 | 0 | 0 | 0 | 0 | 0 | 0 | 0 | 0 | 0 | 0 | 0 | 0 | 0 | 0 | 0 | 0 | 0 | 0 | 0 | 0
F3_Commercial_Miscellaneous_New_Food Preparation_Natural Gas_Griddle_E5 | F3 | Commercial | Miscellaneous | New | Food Preparation | Natural Gas | Griddle | E5 | PACT BC Ratio | 0 | 0 | 0 | 0 | 0 | 0 | 0 | 0 | 0 | 0 | 0 | 0 | 0 | 0 | 0 | 0 | 0 | 0 | 0 | 0 | 0 | 0 | 0 | 0 | 0 | 0 | 0 | 0 | 0 | 0 | 0 | 0 | 0
F3_Commercial_Miscellaneous_New_Food Preparation_Natural Gas_Griddle_E6 | F3 | Commercial | Miscellaneous | New | Food Preparation | Natural Gas | Griddle | E6 | PACT BC Ratio | 0 | 0 | 0 | 0 | 0 | 0 | 0 | 0 | 0 | 0 | 0 | 0 | 0 | 0 | 0 | 0 | 0 | 0 | 0 | 0 | 0 | 0 | 0 | 0 | 0 | 0 | 0 | 0 | 0 | 0 | 0 | 0 | 0
F3_Commercial_Miscellaneous_New_Food Preparation_Natural Gas_Griddle_E7 | F3 | Commercial | Miscellaneous | New | Food Preparation | Natural Gas | Griddle | E7 | PACT BC Ratio | 0 | 0 | 0 | 0 | 0 | 0 | 0 | 0 | 0 | 0 | 0 | 0 | 0 | 0 | 0 | 0 | 0 | 0 | 0 | 0 | 0 | 0 | 0 | 0 | 0 | 0 | 0 | 0 | 0 | 0 | 0 | 0 | 0
F3_Commercial_Miscellaneous_New_Food Preparation_Natural Gas_Griddle_E8 | F3 | Commercial | Miscellaneous | New | Food Preparation | Natural Gas | Griddle | E8 | PACT BC Ratio | 0 | 0 | 0 | 0 | 0 | 0 | 0 | 0 | 0 | 0 | 0 | 0 | 0 | 0 | 0 | 0 | 0 | 0 | 0 | 0 | 0 | 0 | 0 | 0 | 0 | 0 | 0 | 0 | 0 | 0 | 0 | 0 | 0
F3_Commercial_Miscellaneous_New_Food Preparation_Natural Gas_Griddle_E9 | F3 | Commercial | Miscellaneous | New | Food Preparation | Natural Gas | Griddle | E9 | PACT BC Ratio | 0 | 0 | 0 | 0 | 0 | 0 | 0 | 0 | 0 | 0 | 0 | 0 | 0 | 0 | 0 | 0 | 0 | 0 | 0 | 0 | 0 | 0 | 0 | 0 | 0 | 0 | 0 | 0 | 0 | 0 | 0 | 0 | 0
F3_Commercial_Miscellaneous_New_Food Preparation_Natural Gas_Griddle_E10 | F3 | Commercial | Miscellaneous | New | Food Preparation | Natural Gas | Griddle | E10 | PACT BC Ratio | 0 | 0 | 0 | 0 | 0 | 0 | 0 | 0 | 0 | 0 | 0 | 0 | 0 | 0 | 0 | 0 | 0 | 0 | 0 | 0 | 0 | 0 | 0 | 0 | 0 | 0 | 0 | 0 | 0 | 0 | 0 | 0 | 0
F4_Commercial_Miscellaneous_New_Food Preparation_Natural Gas_Griddle_E1 | F4 | Commercial | Miscellaneous | New | Food Preparation | Natural Gas | Griddle | E1 | RVT BC Ratio | bar: 2019 to 2051
F4_Commercial_Miscellaneous_New_Food Preparation_Natural Gas_Griddle_E2 | F4 | Commercial | Miscellaneous | New | Food Preparation | Natural Gas | Griddle | E2 | RVT BC Ratio | 1.8442 | 1.8529 | 1.8627 | 1.8734 | 1.8856 | 1.8997 | 1.9112 | 1.9222 | 1.9334 | 1.945 | 1.9561 | 1.9663 | 1.9767 | 1.9877 | 1.9998 | 2.0116 | 2.0241 | 2.0373 | 2.0511 | 2.0652 | 2.0794 | 2.0926 | 2.1046 | 2.1152 | 2.1244 | 2.1322 | 2.1377 | 2.1418 | 2.1453 | 2.1483 | 2.1513 | 2.1526 | 2.1526
F4_Commercial_Miscellaneous_New_Food Preparation_Natural Gas_Griddle_E3 | F4 | Commercial | Miscellaneous | New | Food Preparation | Natural Gas | Griddle | E3 | RVT BC Ratio | 0 | 0 | 0 | 0 | 0 | 0 | 0 | 0 | 0 | 0 | 0 | 0 | 0 | 0 | 0 | 0 | 0 | 0 | 0 | 0 | 0 | 0 | 0 | 0 | 0 | 0 | 0 | 0 | 0 | 0 | 0 | 0 | 0
F4_Commercial_Miscellaneous_New_Food Preparation_Natural Gas_Griddle_E4 | F4 | Commercial | Miscellaneous | New | Food Preparation | Natural Gas | Griddle | E4 | RVT BC Ratio | 0 | 0 | 0 | 0 | 0 | 0 | 0 | 0 | 0 | 0 | 0 | 0 | 0 | 0 | 0 | 0 | 0 | 0 | 0 | 0 | 0 | 0 | 0 | 0 | 0 | 0 | 0 | 0 | 0 | 0 | 0 | 0 | 0
F4_Commercial_Miscellaneous_New_Food Preparation_Natural Gas_Griddle_E5 | F4 | Commercial | Miscellaneous | New | Food Preparation | Natural Gas | Griddle | E5 | RVT BC Ratio | 0 | 0 | 0 | 0 | 0 | 0 | 0 | 0 | 0 | 0 | 0 | 0 | 0 | 0 | 0 | 0 | 0 | 0 | 0 | 0 | 0 | 0 | 0 | 0 | 0 | 0 | 0 | 0 | 0 | 0 | 0 | 0 | 0
F4_Commercial_Miscellaneous_New_Food Preparation_Natural Gas_Griddle_E6 | F4 | Commercial | Miscellaneous | New | Food Preparation | Natural Gas | Griddle | E6 | RVT BC Ratio | 0 | 0 | 0 | 0 | 0 | 0 | 0 | 0 | 0 | 0 | 0 | 0 | 0 | 0 | 0 | 0 | 0 | 0 | 0 | 0 | 0 | 0 | 0 | 0 | 0 | 0 | 0 | 0 | 0 | 0 | 0 | 0 | 0
F4_Commercial_Miscellaneous_New_Food Preparation_Natural Gas_Griddle_E7 | F4 | Commercial | Miscellaneous | New | Food Preparation | Natural Gas | Griddle | E7 | RVT BC Ratio | 0 | 0 | 0 | 0 | 0 | 0 | 0 | 0 | 0 | 0 | 0 | 0 | 0 | 0 | 0 | 0 | 0 | 0 | 0 | 0 | 0 | 0 | 0 | 0 | 0 | 0 | 0 | 0 | 0 | 0 | 0 | 0 | 0
F4_Commercial_Miscellaneous_New_Food Preparation_Natural Gas_Griddle_E8 | F4 | Commercial | Miscellaneous | New | Food Preparation | Natural Gas | Griddle | E8 | RVT BC Ratio | 0 | 0 | 0 | 0 | 0 | 0 | 0 | 0 | 0 | 0 | 0 | 0 | 0 | 0 | 0 | 0 | 0 | 0 | 0 | 0 | 0 | 0 | 0 | 0 | 0 | 0 | 0 | 0 | 0 | 0 | 0 | 0 | 0
F4_Commercial_Miscellaneous_New_Food Preparation_Natural Gas_Griddle_E9 | F4 | Commercial | Miscellaneous | New | Food Preparation | Natural Gas | Griddle | E9 | RVT BC Ratio | 0 | 0 | 0 | 0 | 0 | 0 | 0 | 0 | 0 | 0 | 0 | 0 | 0 | 0 | 0 | 0 | 0 | 0 | 0 | 0 | 0 | 0 | 0 | 0 | 0 | 0 | 0 | 0 | 0 | 0 | 0 | 0 | 0
F4_Commercial_Miscellaneous_New_Food Preparation_Natural Gas_Griddle_E10 | F4 | Commercial | Miscellaneous | New | Food Preparation | Natural Gas | Griddle | E10 | RVT BC Ratio | 0 | 0 | 0 | 0 | 0 | 0 | 0 | 0 | 0 | 0 | 0 | 0 | 0 | 0 | 0 | 0 | 0 | 0 | 0 | 0 | 0 | 0 | 0 | 0 | 0 | 0 | 0 | 0 | 0 | 0 | 0 | 0 | 0
F5_Commercial_Miscellaneous_New_Food Preparation_Natural Gas_Griddle_E1 | F5 | Commercial | Miscellaneous | New | Food Preparation | Natural Gas | Griddle | E1 | RIM BC Ratio | bar: 2019 to 2051
F5_Commercial_Miscellaneous_New_Food Preparation_Natural Gas_Griddle_E2 | F5 | Commercial | Miscellaneous | New | Food Preparation | Natural Gas | Griddle | E2 | RIM BC Ratio | 0.46719 | 0.46876 | 0.47048 | 0.47237 | 0.47449 | 0.47691 | 0.47886 | 0.4807 | 0.48256 | 0.48447 | 0.48627 | 0.48791 | 0.48957 | 0.4913 | 0.49318 | 0.49501 | 0.49692 | 0.49892 | 0.50097 | 0.50305 | 0.50511 | 0.50702 | 0.50872 | 0.51021 | 0.51149 | 0.51258 | 0.51333 | 0.51389 | 0.51437 | 0.51478 | 0.51519 | 0.51537 | 0.51537
F5_Commercial_Miscellaneous_New_Food Preparation_Natural Gas_Griddle_E3 | F5 | Commercial | Miscellaneous | New | Food Preparation | Natural Gas | Griddle | E3 | RIM BC Ratio | 0 | 0 | 0 | 0 | 0 | 0 | 0 | 0 | 0 | 0 | 0 | 0 | 0 | 0 | 0 | 0 | 0 | 0 | 0 | 0 | 0 | 0 | 0 | 0 | 0 | 0 | 0 | 0 | 0 | 0 | 0 | 0 | 0
F5_Commercial_Miscellaneous_New_Food Preparation_Natural Gas_Griddle_E4 | F5 | Commercial | Miscellaneous | New | Food Preparation | Natural Gas | Griddle | E4 | RIM BC Ratio | 0 | 0 | 0 | 0 | 0 | 0 | 0 | 0 | 0 | 0 | 0 | 0 | 0 | 0 | 0 | 0 | 0 | 0 | 0 | 0 | 0 | 0 | 0 | 0 | 0 | 0 | 0 | 0 | 0 | 0 | 0 | 0 | 0
F5_Commercial_Miscellaneous_New_Food Preparation_Natural Gas_Griddle_E5 | F5 | Commercial | Miscellaneous | New | Food Preparation | Natural Gas | Griddle | E5 | RIM BC Ratio | 0 | 0 | 0 | 0 | 0 | 0 | 0 | 0 | 0 | 0 | 0 | 0 | 0 | 0 | 0 | 0 | 0 | 0 | 0 | 0 | 0 | 0 | 0 | 0 | 0 | 0 | 0 | 0 | 0 | 0 | 0 | 0 | 0
F5_Commercial_Miscellaneous_New_Food Preparation_Natural Gas_Griddle_E6 | F5 | Commercial | Miscellaneous | New | Food Preparation | Natural Gas | Griddle | E6 | RIM BC Ratio | 0 | 0 | 0 | 0 | 0 | 0 | 0 | 0 | 0 | 0 | 0 | 0 | 0 | 0 | 0 | 0 | 0 | 0 | 0 | 0 | 0 | 0 | 0 | 0 | 0 | 0 | 0 | 0 | 0 | 0 | 0 | 0 | 0
F5_Commercial_Miscellaneous_New_Food Preparation_Natural Gas_Griddle_E7 | F5 | Commercial | Miscellaneous | New | Food Preparation | Natural Gas | Griddle | E7 | RIM BC Ratio | 0 | 0 | 0 | 0 | 0 | 0 | 0 | 0 | 0 | 0 | 0 | 0 | 0 | 0 | 0 | 0 | 0 | 0 | 0 | 0 | 0 | 0 | 0 | 0 | 0 | 0 | 0 | 0 | 0 | 0 | 0 | 0 | 0
F5_Commercial_Miscellaneous_New_Food Preparation_Natural Gas_Griddle_E8 | F5 | Commercial | Miscellaneous | New | Food Preparation | Natural Gas | Griddle | E8 | RIM BC Ratio | 0 | 0 | 0 | 0 | 0 | 0 | 0 | 0 | 0 | 0 | 0 | 0 | 0 | 0 | 0 | 0 | 0 | 0 | 0 | 0 | 0 | 0 | 0 | 0 | 0 | 0 | 0 | 0 | 0 | 0 | 0 | 0 | 0
F5_Commercial_Miscellaneous_New_Food Preparation_Natural Gas_Griddle_E9 | F5 | Commercial | Miscellaneous | New | Food Preparation | Natural Gas | Griddle | E9 | RIM BC Ratio | 0 | 0 | 0 | 0 | 0 | 0 | 0 | 0 | 0 | 0 | 0 | 0 | 0 | 0 | 0 | 0 | 0 | 0 | 0 | 0 | 0 | 0 | 0 | 0 | 0 | 0 | 0 | 0 | 0 | 0 | 0 | 0 | 0
F5_Commercial_Miscellaneous_New_Food Preparation_Natural Gas_Griddle_E10 | F5 | Commercial | Miscellaneous | New | Food Preparation | Natural Gas | Griddle | E10 | RIM BC Ratio | 0 | 0 | 0 | 0 | 0 | 0 | 0 | 0 | 0 | 0 | 0 | 0 | 0 | 0 | 0 | 0 | 0 | 0 | 0 | 0 | 0 | 0 | 0 | 0 | 0 | 0 | 0 | 0 | 0 | 0 | 0 | 0 | 0
F0_Commercial_Miscellaneous_New_Food Preparation_Natural Gas_Range_E0 | F0 | Commercial | Miscellaneous | New | Food Preparation | Natural Gas | Range | E0 | Economic Unit | High Efficiency | High Efficiency | High Efficiency | High Efficiency | High Efficiency | High Efficiency | High Efficiency | High Efficiency | High Efficiency | High Efficiency | High Efficiency | High Efficiency | High Efficiency | High Efficiency | High Efficiency | High Efficiency | High Efficiency | High Efficiency | High Efficiency | High Efficiency | High Efficiency | High Efficiency | High Efficiency | High Efficiency | High Efficiency | High Efficiency | High Efficiency | High Efficiency | High Efficiency | High Efficiency | High Efficiency | High Efficiency | High Efficiency
F1_Commercial_Miscellaneous_New_Food Preparation_Natural Gas_Range_E1 | F1 | Commercial | Miscellaneous | New | Food Preparation | Natural Gas | Range | E1 | CCE | 0 | 0 | 0 | 0 | 0 | 0 | 0 | 0 | 0 | 0 | 0 | 0 | 0 | 0 | 0 | 0 | 0 | 0 | 0 | 0 | 0 | 0 | 0 | 0 | 0 | 0 | 0 | 0 | 0 | 0 | 0 | 0 | 0
F1_Commercial_Miscellaneous_New_Food Preparation_Natural Gas_Range_E2 | F1 | Commercial | Miscellaneous | New | Food Preparation | Natural Gas | Range | E2 | CCE | 0.00052644 | 0.00052644 | 0.00052644 | 0.00052644 | 0.00052644 | 0.00052644 | 0.00052644 | 0.00052644 | 0.00052644 | 0.00052644 | 0.00052644 | 0.00052644 | 0.00052644 | 0.00052644 | 0.00052644 | 0.00052644 | 0.00052644 | 0.00052644 | 0.00052644 | 0.00052644 | 0.00052644 | 0.00052644 | 0.00052644 | 0.00052644 | 0.00052644 | 0.00052644 | 0.00052644 | 0.00052644 | 0.00052644 | 0.00052644 | 0.00052644 | 0.00052644 | 0.00052644
F1_Commercial_Miscellaneous_New_Food Preparation_Natural Gas_Range_E3 | F1 | Commercial | Miscellaneous | New | Food Preparation | Natural Gas | Range | E3 | CCE | 0 | 0 | 0 | 0 | 0 | 0 | 0 | 0 | 0 | 0 | 0 | 0 | 0 | 0 | 0 | 0 | 0 | 0 | 0 | 0 | 0 | 0 | 0 | 0 | 0 | 0 | 0 | 0 | 0 | 0 | 0 | 0 | 0
F1_Commercial_Miscellaneous_New_Food Preparation_Natural Gas_Range_E4 | F1 | Commercial | Miscellaneous | New | Food Preparation | Natural Gas | Range | E4 | CCE | 0 | 0 | 0 | 0 | 0 | 0 | 0 | 0 | 0 | 0 | 0 | 0 | 0 | 0 | 0 | 0 | 0 | 0 | 0 | 0 | 0 | 0 | 0 | 0 | 0 | 0 | 0 | 0 | 0 | 0 | 0 | 0 | 0
F1_Commercial_Miscellaneous_New_Food Preparation_Natural Gas_Range_E5 | F1 | Commercial | Miscellaneous | New | Food Preparation | Natural Gas | Range | E5 | CCE | 0 | 0 | 0 | 0 | 0 | 0 | 0 | 0 | 0 | 0 | 0 | 0 | 0 | 0 | 0 | 0 | 0 | 0 | 0 | 0 | 0 | 0 | 0 | 0 | 0 | 0 | 0 | 0 | 0 | 0 | 0 | 0 | 0
F1_Commercial_Miscellaneous_New_Food Preparation_Natural Gas_Range_E6 | F1 | Commercial | Miscellaneous | New | Food Preparation | Natural Gas | Range | E6 | CCE | 0 | 0 | 0 | 0 | 0 | 0 | 0 | 0 | 0 | 0 | 0 | 0 | 0 | 0 | 0 | 0 | 0 | 0 | 0 | 0 | 0 | 0 | 0 | 0 | 0 | 0 | 0 | 0 | 0 | 0 | 0 | 0 | 0
F1_Commercial_Miscellaneous_New_Food Preparation_Natural Gas_Range_E7 | F1 | Commercial | Miscellaneous | New | Food Preparation | Natural Gas | Range | E7 | CCE | 0 | 0 | 0 | 0 | 0 | 0 | 0 | 0 | 0 | 0 | 0 | 0 | 0 | 0 | 0 | 0 | 0 | 0 | 0 | 0 | 0 | 0 | 0 | 0 | 0 | 0 | 0 | 0 | 0 | 0 | 0 | 0 | 0
F1_Commercial_Miscellaneous_New_Food Preparation_Natural Gas_Range_E8 | F1 | Commercial | Miscellaneous | New | Food Preparation | Natural Gas | Range | E8 | CCE | 0 | 0 | 0 | 0 | 0 | 0 | 0 | 0 | 0 | 0 | 0 | 0 | 0 | 0 | 0 | 0 | 0 | 0 | 0 | 0 | 0 | 0 | 0 | 0 | 0 | 0 | 0 | 0 | 0 | 0 | 0 | 0 | 0
F1_Commercial_Miscellaneous_New_Food Preparation_Natural Gas_Range_E9 | F1 | Commercial | Miscellaneous | New | Food Preparation | Natural Gas | Range | E9 | CCE | 0 | 0 | 0 | 0 | 0 | 0 | 0 | 0 | 0 | 0 | 0 | 0 | 0 | 0 | 0 | 0 | 0 | 0 | 0 | 0 | 0 | 0 | 0 | 0 | 0 | 0 | 0 | 0 | 0 | 0 | 0 | 0 | 0
F1_Commercial_Miscellaneous_New_Food Preparation_Natural Gas_Range_E10 | F1 | Commercial | Miscellaneous | New | Food Preparation | Natural Gas | Range | E10 | CCE | 0 | 0 | 0 | 0 | 0 | 0 | 0 | 0 | 0 | 0 | 0 | 0 | 0 | 0 | 0 | 0 | 0 | 0 | 0 | 0 | 0 | 0 | 0 | 0 | 0 | 0 | 0 | 0 | 0 | 0 | 0 | 0 | 0
F2_Commercial_Miscellaneous_New_Food Preparation_Natural Gas_Range_E1 | F2 | Commercial | Miscellaneous | New | Food Preparation | Natural Gas | Range | E1 | TRC BC Ratio | bar: 2019 to 2051
F2_Commercial_Miscellaneous_New_Food Preparation_Natural Gas_Range_E2 | F2 | Commercial | Miscellaneous | New | Food Preparation | Natural Gas | Range | E2 | TRC BC Ratio | 2647.7231 | 2666.33 | 2688.4832 | 2714.1962 | 2744.4245 | 2779.83 | 2808.1783 | 2835.1894 | 2861.7342 | 2888.6003 | 2913.2148 | 2934.7489 | 2956.3968 | 2979.3351 | 3005.7993 | 3032.2609 | 3061.4725 | 3093.4023 | 3127.3907 | 3162.4699 | 3198.1505 | 3231.6304 | 3262.246 | 3290.1881 | 3314.7734 | 3335.911 | 3350.568 | 3361.4829 | 3370.9376 | 3379.0123 | 3387.0032 | 3390.5371 | 3390.5371
F2_Commercial_Miscellaneous_New_Food Preparation_Natural Gas_Range_E3 | F2 | Commercial | Miscellaneous | New | Food Preparation | Natural Gas | Range | E3 | TRC BC Ratio | 0 | 0 | 0 | 0 | 0 | 0 | 0 | 0 | 0 | 0 | 0 | 0 | 0 | 0 | 0 | 0 | 0 | 0 | 0 | 0 | 0 | 0 | 0 | 0 | 0 | 0 | 0 | 0 | 0 | 0 | 0 | 0 | 0
F2_Commercial_Miscellaneous_New_Food Preparation_Natural Gas_Range_E4 | F2 | Commercial | Miscellaneous | New | Food Preparation | Natural Gas | Range | E4 | TRC BC Ratio | 0 | 0 | 0 | 0 | 0 | 0 | 0 | 0 | 0 | 0 | 0 | 0 | 0 | 0 | 0 | 0 | 0 | 0 | 0 | 0 | 0 | 0 | 0 | 0 | 0 | 0 | 0 | 0 | 0 | 0 | 0 | 0 | 0
F2_Commercial_Miscellaneous_New_Food Preparation_Natural Gas_Range_E5 | F2 | Commercial | Miscellaneous | New | Food Preparation | Natural Gas | Range | E5 | TRC BC Ratio | 0 | 0 | 0 | 0 | 0 | 0 | 0 | 0 | 0 | 0 | 0 | 0 | 0 | 0 | 0 | 0 | 0 | 0 | 0 | 0 | 0 | 0 | 0 | 0 | 0 | 0 | 0 | 0 | 0 | 0 | 0 | 0 | 0
F2_Commercial_Miscellaneous_New_Food Preparation_Natural Gas_Range_E6 | F2 | Commercial | Miscellaneous | New | Food Preparation | Natural Gas | Range | E6 | TRC BC Ratio | 0 | 0 | 0 | 0 | 0 | 0 | 0 | 0 | 0 | 0 | 0 | 0 | 0 | 0 | 0 | 0 | 0 | 0 | 0 | 0 | 0 | 0 | 0 | 0 | 0 | 0 | 0 | 0 | 0 | 0 | 0 | 0 | 0
F2_Commercial_Miscellaneous_New_Food Preparation_Natural Gas_Range_E7 | F2 | Commercial | Miscellaneous | New | Food Preparation | Natural Gas | Range | E7 | TRC BC Ratio | 0 | 0 | 0 | 0 | 0 | 0 | 0 | 0 | 0 | 0 | 0 | 0 | 0 | 0 | 0 | 0 | 0 | 0 | 0 | 0 | 0 | 0 | 0 | 0 | 0 | 0 | 0 | 0 | 0 | 0 | 0 | 0 | 0
F2_Commercial_Miscellaneous_New_Food Preparation_Natural Gas_Range_E8 | F2 | Commercial | Miscellaneous | New | Food Preparation | Natural Gas | Range | E8 | TRC BC Ratio | 0 | 0 | 0 | 0 | 0 | 0 | 0 | 0 | 0 | 0 | 0 | 0 | 0 | 0 | 0 | 0 | 0 | 0 | 0 | 0 | 0 | 0 | 0 | 0 | 0 | 0 | 0 | 0 | 0 | 0 | 0 | 0 | 0
F2_Commercial_Miscellaneous_New_Food Preparation_Natural Gas_Range_E9 | F2 | Commercial | Miscellaneous | New | Food Preparation | Natural Gas | Range | E9 | TRC BC Ratio | 0 | 0 | 0 | 0 | 0 | 0 | 0 | 0 | 0 | 0 | 0 | 0 | 0 | 0 | 0 | 0 | 0 | 0 | 0 | 0 | 0 | 0 | 0 | 0 | 0 | 0 | 0 | 0 | 0 | 0 | 0 | 0 | 0
F2_Commercial_Miscellaneous_New_Food Preparation_Natural Gas_Range_E10 | F2 | Commercial | Miscellaneous | New | Food Preparation | Natural Gas | Range | E10 | TRC BC Ratio | 0 | 0 | 0 | 0 | 0 | 0 | 0 | 0 | 0 | 0 | 0 | 0 | 0 | 0 | 0 | 0 | 0 | 0 | 0 | 0 | 0 | 0 | 0 | 0 | 0 | 0 | 0 | 0 | 0 | 0 | 0 | 0 | 0
F3_Commercial_Miscellaneous_New_Food Preparation_Natural Gas_Range_E1 | F3 | Commercial | Miscellaneous | New | Food Preparation | Natural Gas | Range | E1 | PACT BC Ratio | bar: 2019 to 2051
F3_Commercial_Miscellaneous_New_Food Preparation_Natural Gas_Range_E2 | F3 | Commercial | Miscellaneous | New | Food Preparation | Natural Gas | Range | E2 | PACT BC Ratio | 3530.2974 | 3555.1067 | 3584.6443 | 3618.9282 | 3659.2327 | 3706.44 | 3744.2377 | 3780.2525 | 3815.6456 | 3851.4671 | 3884.2865 | 3912.9985 | 3941.8625 | 3972.4468 | 4007.7324 | 4043.0145 | 4081.9633 | 4124.5364 | 4169.8543 | 4216.6265 | 4264.2006 | 4308.8405 | 4349.6613 | 4386.9175 | 4419.6979 | 4447.8813 | 4467.424 | 4481.9772 | 4494.5834 | 4505.3498 | 4516.0042 | 4520.7161 | 4520.7161
F3_Commercial_Miscellaneous_New_Food Preparation_Natural Gas_Range_E3 | F3 | Commercial | Miscellaneous | New | Food Preparation | Natural Gas | Range | E3 | PACT BC Ratio | 0 | 0 | 0 | 0 | 0 | 0 | 0 | 0 | 0 | 0 | 0 | 0 | 0 | 0 | 0 | 0 | 0 | 0 | 0 | 0 | 0 | 0 | 0 | 0 | 0 | 0 | 0 | 0 | 0 | 0 | 0 | 0 | 0
F3_Commercial_Miscellaneous_New_Food Preparation_Natural Gas_Range_E4 | F3 | Commercial | Miscellaneous | New | Food Preparation | Natural Gas | Range | E4 | PACT BC Ratio | 0 | 0 | 0 | 0 | 0 | 0 | 0 | 0 | 0 | 0 | 0 | 0 | 0 | 0 | 0 | 0 | 0 | 0 | 0 | 0 | 0 | 0 | 0 | 0 | 0 | 0 | 0 | 0 | 0 | 0 | 0 | 0 | 0
F3_Commercial_Miscellaneous_New_Food Preparation_Natural Gas_Range_E5 | F3 | Commercial | Miscellaneous | New | Food Preparation | Natural Gas | Range | E5 | PACT BC Ratio | 0 | 0 | 0 | 0 | 0 | 0 | 0 | 0 | 0 | 0 | 0 | 0 | 0 | 0 | 0 | 0 | 0 | 0 | 0 | 0 | 0 | 0 | 0 | 0 | 0 | 0 | 0 | 0 | 0 | 0 | 0 | 0 | 0
F3_Commercial_Miscellaneous_New_Food Preparation_Natural Gas_Range_E6 | F3 | Commercial | Miscellaneous | New | Food Preparation | Natural Gas | Range | E6 | PACT BC Ratio | 0 | 0 | 0 | 0 | 0 | 0 | 0 | 0 | 0 | 0 | 0 | 0 | 0 | 0 | 0 | 0 | 0 | 0 | 0 | 0 | 0 | 0 | 0 | 0 | 0 | 0 | 0 | 0 | 0 | 0 | 0 | 0 | 0
F3_Commercial_Miscellaneous_New_Food Preparation_Natural Gas_Range_E7 | F3 | Commercial | Miscellaneous | New | Food Preparation | Natural Gas | Range | E7 | PACT BC Ratio | 0 | 0 | 0 | 0 | 0 | 0 | 0 | 0 | 0 | 0 | 0 | 0 | 0 | 0 | 0 | 0 | 0 | 0 | 0 | 0 | 0 | 0 | 0 | 0 | 0 | 0 | 0 | 0 | 0 | 0 | 0 | 0 | 0
F3_Commercial_Miscellaneous_New_Food Preparation_Natural Gas_Range_E8 | F3 | Commercial | Miscellaneous | New | Food Preparation | Natural Gas | Range | E8 | PACT BC Ratio | 0 | 0 | 0 | 0 | 0 | 0 | 0 | 0 | 0 | 0 | 0 | 0 | 0 | 0 | 0 | 0 | 0 | 0 | 0 | 0 | 0 | 0 | 0 | 0 | 0 | 0 | 0 | 0 | 0 | 0 | 0 | 0 | 0
F3_Commercial_Miscellaneous_New_Food Preparation_Natural Gas_Range_E9 | F3 | Commercial | Miscellaneous | New | Food Preparation | Natural Gas | Range | E9 | PACT BC Ratio | 0 | 0 | 0 | 0 | 0 | 0 | 0 | 0 | 0 | 0 | 0 | 0 | 0 | 0 | 0 | 0 | 0 | 0 | 0 | 0 | 0 | 0 | 0 | 0 | 0 | 0 | 0 | 0 | 0 | 0 | 0 | 0 | 0
F3_Commercial_Miscellaneous_New_Food Preparation_Natural Gas_Range_E10 | F3 | Commercial | Miscellaneous | New | Food Preparation | Natural Gas | Range | E10 | PACT BC Ratio | 0 | 0 | 0 | 0 | 0 | 0 | 0 | 0 | 0 | 0 | 0 | 0 | 0 | 0 | 0 | 0 | 0 | 0 | 0 | 0 | 0 | 0 | 0 | 0 | 0 | 0 | 0 | 0 | 0 | 0 | 0 | 0 | 0
F4_Commercial_Miscellaneous_New_Food Preparation_Natural Gas_Range_E1 | F4 | Commercial | Miscellaneous | New | Food Preparation | Natural Gas | Range | E1 | RVT BC Ratio | bar: 2019 to 2051
F4_Commercial_Miscellaneous_New_Food Preparation_Natural Gas_Range_E2 | F4 | Commercial | Miscellaneous | New | Food Preparation | Natural Gas | Range | E2 | RVT BC Ratio | 3807.2736 | 3834.0244 | 3865.8736 | 3902.8406 | 3946.2991 | 3997.2009 | 4037.9565 | 4076.7898 | 4114.9527 | 4153.5775 | 4188.9653 | 4219.9244 | 4251.0471 | 4284.025 | 4322.072 | 4360.1152 | 4402.1121 | 4448.0169 | 4496.8813 | 4547.3138 | 4598.611 | 4646.7444 | 4690.7598 | 4730.9316 | 4766.2773 | 4796.6664 | 4817.7384 | 4833.4305 | 4847.0233 | 4858.6322 | 4870.1205 | 4875.2011 | 4875.2011
F4_Commercial_Miscellaneous_New_Food Preparation_Natural Gas_Range_E3 | F4 | Commercial | Miscellaneous | New | Food Preparation | Natural Gas | Range | E3 | RVT BC Ratio | 0 | 0 | 0 | 0 | 0 | 0 | 0 | 0 | 0 | 0 | 0 | 0 | 0 | 0 | 0 | 0 | 0 | 0 | 0 | 0 | 0 | 0 | 0 | 0 | 0 | 0 | 0 | 0 | 0 | 0 | 0 | 0 | 0
F4_Commercial_Miscellaneous_New_Food Preparation_Natural Gas_Range_E4 | F4 | Commercial | Miscellaneous | New | Food Preparation | Natural Gas | Range | E4 | RVT BC Ratio | 0 | 0 | 0 | 0 | 0 | 0 | 0 | 0 | 0 | 0 | 0 | 0 | 0 | 0 | 0 | 0 | 0 | 0 | 0 | 0 | 0 | 0 | 0 | 0 | 0 | 0 | 0 | 0 | 0 | 0 | 0 | 0 | 0
F4_Commercial_Miscellaneous_New_Food Preparation_Natural Gas_Range_E5 | F4 | Commercial | Miscellaneous | New | Food Preparation | Natural Gas | Range | E5 | RVT BC Ratio | 0 | 0 | 0 | 0 | 0 | 0 | 0 | 0 | 0 | 0 | 0 | 0 | 0 | 0 | 0 | 0 | 0 | 0 | 0 | 0 | 0 | 0 | 0 | 0 | 0 | 0 | 0 | 0 | 0 | 0 | 0 | 0 | 0
F4_Commercial_Miscellaneous_New_Food Preparation_Natural Gas_Range_E6 | F4 | Commercial | Miscellaneous | New | Food Preparation | Natural Gas | Range | E6 | RVT BC Ratio | 0 | 0 | 0 | 0 | 0 | 0 | 0 | 0 | 0 | 0 | 0 | 0 | 0 | 0 | 0 | 0 | 0 | 0 | 0 | 0 | 0 | 0 | 0 | 0 | 0 | 0 | 0 | 0 | 0 | 0 | 0 | 0 | 0
F4_Commercial_Miscellaneous_New_Food Preparation_Natural Gas_Range_E7 | F4 | Commercial | Miscellaneous | New | Food Preparation | Natural Gas | Range | E7 | RVT BC Ratio | 0 | 0 | 0 | 0 | 0 | 0 | 0 | 0 | 0 | 0 | 0 | 0 | 0 | 0 | 0 | 0 | 0 | 0 | 0 | 0 | 0 | 0 | 0 | 0 | 0 | 0 | 0 | 0 | 0 | 0 | 0 | 0 | 0
F4_Commercial_Miscellaneous_New_Food Preparation_Natural Gas_Range_E8 | F4 | Commercial | Miscellaneous | New | Food Preparation | Natural Gas | Range | E8 | RVT BC Ratio | 0 | 0 | 0 | 0 | 0 | 0 | 0 | 0 | 0 | 0 | 0 | 0 | 0 | 0 | 0 | 0 | 0 | 0 | 0 | 0 | 0 | 0 | 0 | 0 | 0 | 0 | 0 | 0 | 0 | 0 | 0 | 0 | 0
F4_Commercial_Miscellaneous_New_Food Preparation_Natural Gas_Range_E9 | F4 | Commercial | Miscellaneous | New | Food Preparation | Natural Gas | Range | E9 | RVT BC Ratio | 0 | 0 | 0 | 0 | 0 | 0 | 0 | 0 | 0 | 0 | 0 | 0 | 0 | 0 | 0 | 0 | 0 | 0 | 0 | 0 | 0 | 0 | 0 | 0 | 0 | 0 | 0 | 0 | 0 | 0 | 0 | 0 | 0
F4_Commercial_Miscellaneous_New_Food Preparation_Natural Gas_Range_E10 | F4 | Commercial | Miscellaneous | New | Food Preparation | Natural Gas | Range | E10 | RVT BC Ratio | 0 | 0 | 0 | 0 | 0 | 0 | 0 | 0 | 0 | 0 | 0 | 0 | 0 | 0 | 0 | 0 | 0 | 0 | 0 | 0 | 0 | 0 | 0 | 0 | 0 | 0 | 0 | 0 | 0 | 0 | 0 | 0 | 0
F5_Commercial_Miscellaneous_New_Food Preparation_Natural Gas_Range_E1 | F5 | Commercial | Miscellaneous | New | Food Preparation | Natural Gas | Range | E1 | RIM BC Ratio | bar: 2019 to 2051
F5_Commercial_Miscellaneous_New_Food Preparation_Natural Gas_Range_E2 | F5 | Commercial | Miscellaneous | New | Food Preparation | Natural Gas | Range | E2 | RIM BC Ratio | 0.83448 | 0.83448 | 0.83448 | 0.83449 | 0.83449 | 0.83449 | 0.83449 | 0.83449 | 0.8345 | 0.8345 | 0.8345 | 0.8345 | 0.8345 | 0.8345 | 0.83451 | 0.83451 | 0.83451 | 0.83451 | 0.83451 | 0.83451 | 0.83452 | 0.83452 | 0.83452 | 0.83452 | 0.83452 | 0.83452 | 0.83452 | 0.83452 | 0.83452 | 0.83452 | 0.83452 | 0.83453 | 0.83453
F5_Commercial_Miscellaneous_New_Food Preparation_Natural Gas_Range_E3 | F5 | Commercial | Miscellaneous | New | Food Preparation | Natural Gas | Range | E3 | RIM BC Ratio | 0 | 0 | 0 | 0 | 0 | 0 | 0 | 0 | 0 | 0 | 0 | 0 | 0 | 0 | 0 | 0 | 0 | 0 | 0 | 0 | 0 | 0 | 0 | 0 | 0 | 0 | 0 | 0 | 0 | 0 | 0 | 0 | 0
F5_Commercial_Miscellaneous_New_Food Preparation_Natural Gas_Range_E4 | F5 | Commercial | Miscellaneous | New | Food Preparation | Natural Gas | Range | E4 | RIM BC Ratio | 0 | 0 | 0 | 0 | 0 | 0 | 0 | 0 | 0 | 0 | 0 | 0 | 0 | 0 | 0 | 0 | 0 | 0 | 0 | 0 | 0 | 0 | 0 | 0 | 0 | 0 | 0 | 0 | 0 | 0 | 0 | 0 | 0
F5_Commercial_Miscellaneous_New_Food Preparation_Natural Gas_Range_E5 | F5 | Commercial | Miscellaneous | New | Food Preparation | Natural Gas | Range | E5 | RIM BC Ratio | 0 | 0 | 0 | 0 | 0 | 0 | 0 | 0 | 0 | 0 | 0 | 0 | 0 | 0 | 0 | 0 | 0 | 0 | 0 | 0 | 0 | 0 | 0 | 0 | 0 | 0 | 0 | 0 | 0 | 0 | 0 | 0 | 0
F5_Commercial_Miscellaneous_New_Food Preparation_Natural Gas_Range_E6 | F5 | Commercial | Miscellaneous | New | Food Preparation | Natural Gas | Range | E6 | RIM BC Ratio | 0 | 0 | 0 | 0 | 0 | 0 | 0 | 0 | 0 | 0 | 0 | 0 | 0 | 0 | 0 | 0 | 0 | 0 | 0 | 0 | 0 | 0 | 0 | 0 | 0 | 0 | 0 | 0 | 0 | 0 | 0 | 0 | 0
F5_Commercial_Miscellaneous_New_Food Preparation_Natural Gas_Range_E7 | F5 | Commercial | Miscellaneous | New | Food Preparation | Natural Gas | Range | E7 | RIM BC Ratio | 0 | 0 | 0 | 0 | 0 | 0 | 0 | 0 | 0 | 0 | 0 | 0 | 0 | 0 | 0 | 0 | 0 | 0 | 0 | 0 | 0 | 0 | 0 | 0 | 0 | 0 | 0 | 0 | 0 | 0 | 0 | 0 | 0
F5_Commercial_Miscellaneous_New_Food Preparation_Natural Gas_Range_E8 | F5 | Commercial | Miscellaneous | New | Food Preparation | Natural Gas | Range | E8 | RIM BC Ratio | 0 | 0 | 0 | 0 | 0 | 0 | 0 | 0 | 0 | 0 | 0 | 0 | 0 | 0 | 0 | 0 | 0 | 0 | 0 | 0 | 0 | 0 | 0 | 0 | 0 | 0 | 0 | 0 | 0 | 0 | 0 | 0 | 0
F5_Commercial_Miscellaneous_New_Food Preparation_Natural Gas_Range_E9 | F5 | Commercial | Miscellaneous | New | Food Preparation | Natural Gas | Range | E9 | RIM BC Ratio | 0 | 0 | 0 | 0 | 0 | 0 | 0 | 0 | 0 | 0 | 0 | 0 | 0 | 0 | 0 | 0 | 0 | 0 | 0 | 0 | 0 | 0 | 0 | 0 | 0 | 0 | 0 | 0 | 0 | 0 | 0 | 0 | 0
F5_Commercial_Miscellaneous_New_Food Preparation_Natural Gas_Range_E10 | F5 | Commercial | Miscellaneous | New | Food Preparation | Natural Gas | Range | E10 | RIM BC Ratio | 0 | 0 | 0 | 0 | 0 | 0 | 0 | 0 | 0 | 0 | 0 | 0 | 0 | 0 | 0 | 0 | 0 | 0 | 0 | 0 | 0 | 0 | 0 | 0 | 0 | 0 | 0 | 0 | 0 | 0 | 0 | 0 | 0
F0_Commercial_Miscellaneous_New_Food Preparation_Natural Gas_Steamer_E0 | F0 | Commercial | Miscellaneous | New | Food Preparation | Natural Gas | Steamer | E0 | Economic Unit | ENERGY STAR | ENERGY STAR | ENERGY STAR | ENERGY STAR | ENERGY STAR | ENERGY STAR | ENERGY STAR | ENERGY STAR | ENERGY STAR | ENERGY STAR | ENERGY STAR | ENERGY STAR | ENERGY STAR | ENERGY STAR | ENERGY STAR | ENERGY STAR | ENERGY STAR | ENERGY STAR | ENERGY STAR | ENERGY STAR | ENERGY STAR | ENERGY STAR | ENERGY STAR | ENERGY STAR | ENERGY STAR | ENERGY STAR | ENERGY STAR | ENERGY STAR | ENERGY STAR | ENERGY STAR | ENERGY STAR | ENERGY STAR | ENERGY STAR
F1_Commercial_Miscellaneous_New_Food Preparation_Natural Gas_Steamer_E1 | F1 | Commercial | Miscellaneous | New | Food Preparation | Natural Gas | Steamer | E1 | CCE | 0 | 0 | 0 | 0 | 0 | 0 | 0 | 0 | 0 | 0 | 0 | 0 | 0 | 0 | 0 | 0 | 0 | 0 | 0 | 0 | 0 | 0 | 0 | 0 | 0 | 0 | 0 | 0 | 0 | 0 | 0 | 0 | 0
F1_Commercial_Miscellaneous_New_Food Preparation_Natural Gas_Steamer_E2 | F1 | Commercial | Miscellaneous | New | Food Preparation | Natural Gas | Steamer | E2 | CCE | 0.38542 | 0.38542 | 0.38542 | 0 | 0 | 0 | 0 | 0 | 0 | 0 | 0 | 0 | 0 | 0 | 0 | 0 | 0 | 0 | 0 | 0 | 0 | 0 | 0 | 0 | 0 | 0 | 0 | 0 | 0 | 0 | 0 | 0 | 0
F1_Commercial_Miscellaneous_New_Food Preparation_Natural Gas_Steamer_E3 | F1 | Commercial | Miscellaneous | New | Food Preparation | Natural Gas | Steamer | E3 | CCE | 0 | 0 | 0 | 0 | 0 | 0 | 0 | 0 | 0 | 0 | 0 | 0 | 0 | 0 | 0 | 0 | 0 | 0 | 0 | 0 | 0 | 0 | 0 | 0 | 0 | 0 | 0 | 0 | 0 | 0 | 0 | 0 | 0
F1_Commercial_Miscellaneous_New_Food Preparation_Natural Gas_Steamer_E4 | F1 | Commercial | Miscellaneous | New | Food Preparation | Natural Gas | Steamer | E4 | CCE | 0 | 0 | 0 | 0 | 0 | 0 | 0 | 0 | 0 | 0 | 0 | 0 | 0 | 0 | 0 | 0 | 0 | 0 | 0 | 0 | 0 | 0 | 0 | 0 | 0 | 0 | 0 | 0 | 0 | 0 | 0 | 0 | 0
F1_Commercial_Miscellaneous_New_Food Preparation_Natural Gas_Steamer_E5 | F1 | Commercial | Miscellaneous | New | Food Preparation | Natural Gas | Steamer | E5 | CCE | 0 | 0 | 0 | 0 | 0 | 0 | 0 | 0 | 0 | 0 | 0 | 0 | 0 | 0 | 0 | 0 | 0 | 0 | 0 | 0 | 0 | 0 | 0 | 0 | 0 | 0 | 0 | 0 | 0 | 0 | 0 | 0 | 0
F1_Commercial_Miscellaneous_New_Food Preparation_Natural Gas_Steamer_E6 | F1 | Commercial | Miscellaneous | New | Food Preparation | Natural Gas | Steamer | E6 | CCE | 0 | 0 | 0 | 0 | 0 | 0 | 0 | 0 | 0 | 0 | 0 | 0 | 0 | 0 | 0 | 0 | 0 | 0 | 0 | 0 | 0 | 0 | 0 | 0 | 0 | 0 | 0 | 0 | 0 | 0 | 0 | 0 | 0
F1_Commercial_Miscellaneous_New_Food Preparation_Natural Gas_Steamer_E7 | F1 | Commercial | Miscellaneous | New | Food Preparation | Natural Gas | Steamer | E7 | CCE | 0 | 0 | 0 | 0 | 0 | 0 | 0 | 0 | 0 | 0 | 0 | 0 | 0 | 0 | 0 | 0 | 0 | 0 | 0 | 0 | 0 | 0 | 0 | 0 | 0 | 0 | 0 | 0 | 0 | 0 | 0 | 0 | 0
F1_Commercial_Miscellaneous_New_Food Preparation_Natural Gas_Steamer_E8 | F1 | Commercial | Miscellaneous | New | Food Preparation | Natural Gas | Steamer | E8 | CCE | 0 | 0 | 0 | 0 | 0 | 0 | 0 | 0 | 0 | 0 | 0 | 0 | 0 | 0 | 0 | 0 | 0 | 0 | 0 | 0 | 0 | 0 | 0 | 0 | 0 | 0 | 0 | 0 | 0 | 0 | 0 | 0 | 0
F1_Commercial_Miscellaneous_New_Food Preparation_Natural Gas_Steamer_E9 | F1 | Commercial | Miscellaneous | New | Food Preparation | Natural Gas | Steamer | E9 | CCE | 0 | 0 | 0 | 0 | 0 | 0 | 0 | 0 | 0 | 0 | 0 | 0 | 0 | 0 | 0 | 0 | 0 | 0 | 0 | 0 | 0 | 0 | 0 | 0 | 0 | 0 | 0 | 0 | 0 | 0 | 0 | 0 | 0
F1_Commercial_Miscellaneous_New_Food Preparation_Natural Gas_Steamer_E10 | F1 | Commercial | Miscellaneous | New | Food Preparation | Natural Gas | Steamer | E10 | CCE | 0 | 0 | 0 | 0 | 0 | 0 | 0 | 0 | 0 | 0 | 0 | 0 | 0 | 0 | 0 | 0 | 0 | 0 | 0 | 0 | 0 | 0 | 0 | 0 | 0 | 0 | 0 | 0 | 0 | 0 | 0 | 0 | 0
F2_Commercial_Miscellaneous_New_Food Preparation_Natural Gas_Steamer_E1 | F2 | Commercial | Miscellaneous | New | Food Preparation | Natural Gas | Steamer | E1 | TRC BC Ratio | 1 | 1 | 1 | 0 | 0 | 0 | 0 | 0 | 0 | 0 | 0 | 0 | 0 | 0 | 0 | 0 | 0 | 0 | 0 | 0 | 0 | 0 | 0 | 0 | 0 | 0 | 0 | 0 | 0 | 0 | 0 | 0 | 0
F2_Commercial_Miscellaneous_New_Food Preparation_Natural Gas_Steamer_E2 | F2 | Commercial | Miscellaneous | New | Food Preparation | Natural Gas | Steamer | E2 | TRC BC Ratio | 3.6298 | 3.6563 | 3.6864 | 1 | 1 | 1 | 1 | 1 | 1 | 1 | 1 | 1 | 1 | 1 | 1 | 1 | 1 | 1 | 1 | 1 | 1 | 1 | 1 | 1 | 1 | 1 | 1 | 1 | 1 | 1 | 1 | 1 | 1
F2_Commercial_Miscellaneous_New_Food Preparation_Natural Gas_Steamer_E3 | F2 | Commercial | Miscellaneous | New | Food Preparation | Natural Gas | Steamer | E3 | TRC BC Ratio | 0 | 0 | 0 | 0 | 0 | 0 | 0 | 0 | 0 | 0 | 0 | 0 | 0 | 0 | 0 | 0 | 0 | 0 | 0 | 0 | 0 | 0 | 0 | 0 | 0 | 0 | 0 | 0 | 0 | 0 | 0 | 0 | 0
F2_Commercial_Miscellaneous_New_Food Preparation_Natural Gas_Steamer_E4 | F2 | Commercial | Miscellaneous | New | Food Preparation | Natural Gas | Steamer | E4 | TRC BC Ratio | 0 | 0 | 0 | 0 | 0 | 0 | 0 | 0 | 0 | 0 | 0 | 0 | 0 | 0 | 0 | 0 | 0 | 0 | 0 | 0 | 0 | 0 | 0 | 0 | 0 | 0 | 0 | 0 | 0 | 0 | 0 | 0 | 0
F2_Commercial_Miscellaneous_New_Food Preparation_Natural Gas_Steamer_E5 | F2 | Commercial | Miscellaneous | New | Food Preparation | Natural Gas | Steamer | E5 | TRC BC Ratio | 0 | 0 | 0 | 0 | 0 | 0 | 0 | 0 | 0 | 0 | 0 | 0 | 0 | 0 | 0 | 0 | 0 | 0 | 0 | 0 | 0 | 0 | 0 | 0 | 0 | 0 | 0 | 0 | 0 | 0 | 0 | 0 | 0
F2_Commercial_Miscellaneous_New_Food Preparation_Natural Gas_Steamer_E6 | F2 | Commercial | Miscellaneous | New | Food Preparation | Natural Gas | Steamer | E6 | TRC BC Ratio | 0 | 0 | 0 | 0 | 0 | 0 | 0 | 0 | 0 | 0 | 0 | 0 | 0 | 0 | 0 | 0 | 0 | 0 | 0 | 0 | 0 | 0 | 0 | 0 | 0 | 0 | 0 | 0 | 0 | 0 | 0 | 0 | 0
F2_Commercial_Miscellaneous_New_Food Preparation_Natural Gas_Steamer_E7 | F2 | Commercial | Miscellaneous | New | Food Preparation | Natural Gas | Steamer | E7 | TRC BC Ratio | 0 | 0 | 0 | 0 | 0 | 0 | 0 | 0 | 0 | 0 | 0 | 0 | 0 | 0 | 0 | 0 | 0 | 0 | 0 | 0 | 0 | 0 | 0 | 0 | 0 | 0 | 0 | 0 | 0 | 0 | 0 | 0 | 0
F2_Commercial_Miscellaneous_New_Food Preparation_Natural Gas_Steamer_E8 | F2 | Commercial | Miscellaneous | New | Food Preparation | Natural Gas | Steamer | E8 | TRC BC Ratio | 0 | 0 | 0 | 0 | 0 | 0 | 0 | 0 | 0 | 0 | 0 | 0 | 0 | 0 | 0 | 0 | 0 | 0 | 0 | 0 | 0 | 0 | 0 | 0 | 0 | 0 | 0 | 0 | 0 | 0 | 0 | 0 | 0
F2_Commercial_Miscellaneous_New_Food Preparation_Natural Gas_Steamer_E9 | F2 | Commercial | Miscellaneous | New | Food Preparation | Natural Gas | Steamer | E9 | TRC BC Ratio | 0 | 0 | 0 | 0 | 0 | 0 | 0 | 0 | 0 | 0 | 0 | 0 | 0 | 0 | 0 | 0 | 0 | 0 | 0 | 0 | 0 | 0 | 0 | 0 | 0 | 0 | 0 | 0 | 0 | 0 | 0 | 0 | 0
F2_Commercial_Miscellaneous_New_Food Preparation_Natural Gas_Steamer_E10 | F2 | Commercial | Miscellaneous | New | Food Preparation | Natural Gas | Steamer | E10 | TRC BC Ratio | 0 | 0 | 0 | 0 | 0 | 0 | 0 | 0 | 0 | 0 | 0 | 0 | 0 | 0 | 0 | 0 | 0 | 0 | 0 | 0 | 0 | 0 | 0 | 0 | 0 | 0 | 0 | 0 | 0 | 0 | 0 | 0 | 0
F3_Commercial_Miscellaneous_New_Food Preparation_Natural Gas_Steamer_E1 | F3 | Commercial | Miscellaneous | New | Food Preparation | Natural Gas | Steamer | E1 | PACT BC Ratio | 1 | 1 | 1 | 0 | 0 | 0 | 0 | 0 | 0 | 0 | 0 | 0 | 0 | 0 | 0 | 0 | 0 | 0 | 0 | 0 | 0 | 0 | 0 | 0 | 0 | 0 | 0 | 0 | 0 | 0 | 0 | 0 | 0
F3_Commercial_Miscellaneous_New_Food Preparation_Natural Gas_Steamer_E2 | F3 | Commercial | Miscellaneous | New | Food Preparation | Natural Gas | Steamer | E2 | PACT BC Ratio | 4.8398 | 4.875 | 4.9151 | 1 | 1 | 1 | 1 | 1 | 1 | 1 | 1 | 1 | 1 | 1 | 1 | 1 | 1 | 1 | 1 | 1 | 1 | 1 | 1 | 1 | 1 | 1 | 1 | 1 | 1 | 1 | 1 | 1 | 1
F3_Commercial_Miscellaneous_New_Food Preparation_Natural Gas_Steamer_E3 | F3 | Commercial | Miscellaneous | New | Food Preparation | Natural Gas | Steamer | E3 | PACT BC Ratio | 0 | 0 | 0 | 0 | 0 | 0 | 0 | 0 | 0 | 0 | 0 | 0 | 0 | 0 | 0 | 0 | 0 | 0 | 0 | 0 | 0 | 0 | 0 | 0 | 0 | 0 | 0 | 0 | 0 | 0 | 0 | 0 | 0
F3_Commercial_Miscellaneous_New_Food Preparation_Natural Gas_Steamer_E4 | F3 | Commercial | Miscellaneous | New | Food Preparation | Natural Gas | Steamer | E4 | PACT BC Ratio | 0 | 0 | 0 | 0 | 0 | 0 | 0 | 0 | 0 | 0 | 0 | 0 | 0 | 0 | 0 | 0 | 0 | 0 | 0 | 0 | 0 | 0 | 0 | 0 | 0 | 0 | 0 | 0 | 0 | 0 | 0 | 0 | 0
F3_Commercial_Miscellaneous_New_Food Preparation_Natural Gas_Steamer_E5 | F3 | Commercial | Miscellaneous | New | Food Preparation | Natural Gas | Steamer | E5 | PACT BC Ratio | 0 | 0 | 0 | 0 | 0 | 0 | 0 | 0 | 0 | 0 | 0 | 0 | 0 | 0 | 0 | 0 | 0 | 0 | 0 | 0 | 0 | 0 | 0 | 0 | 0 | 0 | 0 | 0 | 0 | 0 | 0 | 0 | 0
F3_Commercial_Miscellaneous_New_Food Preparation_Natural Gas_Steamer_E6 | F3 | Commercial | Miscellaneous | New | Food Preparation | Natural Gas | Steamer | E6 | PACT BC Ratio | 0 | 0 | 0 | 0 | 0 | 0 | 0 | 0 | 0 | 0 | 0 | 0 | 0 | 0 | 0 | 0 | 0 | 0 | 0 | 0 | 0 | 0 | 0 | 0 | 0 | 0 | 0 | 0 | 0 | 0 | 0 | 0 | 0
F3_Commercial_Miscellaneous_New_Food Preparation_Natural Gas_Steamer_E7 | F3 | Commercial | Miscellaneous | New | Food Preparation | Natural Gas | Steamer | E7 | PACT BC Ratio | 0 | 0 | 0 | 0 | 0 | 0 | 0 | 0 | 0 | 0 | 0 | 0 | 0 | 0 | 0 | 0 | 0 | 0 | 0 | 0 | 0 | 0 | 0 | 0 | 0 | 0 | 0 | 0 | 0 | 0 | 0 | 0 | 0
F3_Commercial_Miscellaneous_New_Food Preparation_Natural Gas_Steamer_E8 | F3 | Commercial | Miscellaneous | New | Food Preparation | Natural Gas | Steamer | E8 | PACT BC Ratio | 0 | 0 | 0 | 0 | 0 | 0 | 0 | 0 | 0 | 0 | 0 | 0 | 0 | 0 | 0 | 0 | 0 | 0 | 0 | 0 | 0 | 0 | 0 | 0 | 0 | 0 | 0 | 0 | 0 | 0 | 0 | 0 | 0
F3_Commercial_Miscellaneous_New_Food Preparation_Natural Gas_Steamer_E9 | F3 | Commercial | Miscellaneous | New | Food Preparation | Natural Gas | Steamer | E9 | PACT BC Ratio | 0 | 0 | 0 | 0 | 0 | 0 | 0 | 0 | 0 | 0 | 0 | 0 | 0 | 0 | 0 | 0 | 0 | 0 | 0 | 0 | 0 | 0 | 0 | 0 | 0 | 0 | 0 | 0 | 0 | 0 | 0 | 0 | 0
F3_Commercial_Miscellaneous_New_Food Preparation_Natural Gas_Steamer_E10 | F3 | Commercial | Miscellaneous | New | Food Preparation | Natural Gas | Steamer | E10 | PACT BC Ratio | 0 | 0 | 0 | 0 | 0 | 0 | 0 | 0 | 0 | 0 | 0 | 0 | 0 | 0 | 0 | 0 | 0 | 0 | 0 | 0 | 0 | 0 | 0 | 0 | 0 | 0 | 0 | 0 | 0 | 0 | 0 | 0 | 0
F4_Commercial_Miscellaneous_New_Food Preparation_Natural Gas_Steamer_E1 | F4 | Commercial | Miscellaneous | New | Food Preparation | Natural Gas | Steamer | E1 | RVT BC Ratio | 1 | 1 | 1 | 0 | 0 | 0 | 0 | 0 | 0 | 0 | 0 | 0 | 0 | 0 | 0 | 0 | 0 | 0 | 0 | 0 | 0 | 0 | 0 | 0 | 0 | 0 | 0 | 0 | 0 | 0 | 0 | 0 | 0
F4_Commercial_Miscellaneous_New_Food Preparation_Natural Gas_Steamer_E2 | F4 | Commercial | Miscellaneous | New | Food Preparation | Natural Gas | Steamer | E2 | RVT BC Ratio | 5.9186 | 5.9566 | 5.9998 | 1 | 1 | 1 | 1 | 1 | 1 | 1 | 1 | 1 | 1 | 1 | 1 | 1 | 1 | 1 | 1 | 1 | 1 | 1 | 1 | 1 | 1 | 1 | 1 | 1 | 1 | 1 | 1 | 1 | 1
F4_Commercial_Miscellaneous_New_Food Preparation_Natural Gas_Steamer_E3 | F4 | Commercial | Miscellaneous | New | Food Preparation | Natural Gas | Steamer | E3 | RVT BC Ratio | 0 | 0 | 0 | 0 | 0 | 0 | 0 | 0 | 0 | 0 | 0 | 0 | 0 | 0 | 0 | 0 | 0 | 0 | 0 | 0 | 0 | 0 | 0 | 0 | 0 | 0 | 0 | 0 | 0 | 0 | 0 | 0 | 0
F4_Commercial_Miscellaneous_New_Food Preparation_Natural Gas_Steamer_E4 | F4 | Commercial | Miscellaneous | New | Food Preparation | Natural Gas | Steamer | E4 | RVT BC Ratio | 0 | 0 | 0 | 0 | 0 | 0 | 0 | 0 | 0 | 0 | 0 | 0 | 0 | 0 | 0 | 0 | 0 | 0 | 0 | 0 | 0 | 0 | 0 | 0 | 0 | 0 | 0 | 0 | 0 | 0 | 0 | 0 | 0
F4_Commercial_Miscellaneous_New_Food Preparation_Natural Gas_Steamer_E5 | F4 | Commercial | Miscellaneous | New | Food Preparation | Natural Gas | Steamer | E5 | RVT BC Ratio | 0 | 0 | 0 | 0 | 0 | 0 | 0 | 0 | 0 | 0 | 0 | 0 | 0 | 0 | 0 | 0 | 0 | 0 | 0 | 0 | 0 | 0 | 0 | 0 | 0 | 0 | 0 | 0 | 0 | 0 | 0 | 0 | 0
F4_Commercial_Miscellaneous_New_Food Preparation_Natural Gas_Steamer_E6 | F4 | Commercial | Miscellaneous | New | Food Preparation | Natural Gas | Steamer | E6 | RVT BC Ratio | 0 | 0 | 0 | 0 | 0 | 0 | 0 | 0 | 0 | 0 | 0 | 0 | 0 | 0 | 0 | 0 | 0 | 0 | 0 | 0 | 0 | 0 | 0 | 0 | 0 | 0 | 0 | 0 | 0 | 0 | 0 | 0 | 0
F4_Commercial_Miscellaneous_New_Food Preparation_Natural Gas_Steamer_E7 | F4 | Commercial | Miscellaneous | New | Food Preparation | Natural Gas | Steamer | E7 | RVT BC Ratio | 0 | 0 | 0 | 0 | 0 | 0 | 0 | 0 | 0 | 0 | 0 | 0 | 0 | 0 | 0 | 0 | 0 | 0 | 0 | 0 | 0 | 0 | 0 | 0 | 0 | 0 | 0 | 0 | 0 | 0 | 0 | 0 | 0
F4_Commercial_Miscellaneous_New_Food Preparation_Natural Gas_Steamer_E8 | F4 | Commercial | Miscellaneous | New | Food Preparation | Natural Gas | Steamer | E8 | RVT BC Ratio | 0 | 0 | 0 | 0 | 0 | 0 | 0 | 0 | 0 | 0 | 0 | 0 | 0 | 0 | 0 | 0 | 0 | 0 | 0 | 0 | 0 | 0 | 0 | 0 | 0 | 0 | 0 | 0 | 0 | 0 | 0 | 0 | 0
F4_Commercial_Miscellaneous_New_Food Preparation_Natural Gas_Steamer_E9 | F4 | Commercial | Miscellaneous | New | Food Preparation | Natural Gas | Steamer | E9 | RVT BC Ratio | 0 | 0 | 0 | 0 | 0 | 0 | 0 | 0 | 0 | 0 | 0 | 0 | 0 | 0 | 0 | 0 | 0 | 0 | 0 | 0 | 0 | 0 | 0 | 0 | 0 | 0 | 0 | 0 | 0 | 0 | 0 | 0 | 0
F4_Commercial_Miscellaneous_New_Food Preparation_Natural Gas_Steamer_E10 | F4 | Commercial | Miscellaneous | New | Food Preparation | Natural Gas | Steamer | E10 | RVT BC Ratio | 0 | 0 | 0 | 0 | 0 | 0 | 0 | 0 | 0 | 0 | 0 | 0 | 0 | 0 | 0 | 0 | 0 | 0 | 0 | 0 | 0 | 0 | 0 | 0 | 0 | 0 | 0 | 0 | 0 | 0 | 0 | 0 | 0
F5_Commercial_Miscellaneous_New_Food Preparation_Natural Gas_Steamer_E1 | F5 | Commercial | Miscellaneous | New | Food Preparation | Natural Gas | Steamer | E1 | RIM BC Ratio | 1 | 1 | 1 | 0 | 0 | 0 | 0 | 0 | 0 | 0 | 0 | 0 | 0 | 0 | 0 | 0 | 0 | 0 | 0 | 0 | 0 | 0 | 0 | 0 | 0 | 0 | 0 | 0 | 0 | 0 | 0 | 0 | 0
F5_Commercial_Miscellaneous_New_Food Preparation_Natural Gas_Steamer_E2 | F5 | Commercial | Miscellaneous | New | Food Preparation | Natural Gas | Steamer | E2 | RIM BC Ratio | 0.7119 | 0.71266 | 0.71351 | 1 | 1 | 1 | 1 | 1 | 1 | 1 | 1 | 1 | 1 | 1 | 1 | 1 | 1 | 1 | 1 | 1 | 1 | 1 | 1 | 1 | 1 | 1 | 1 | 1 | 1 | 1 | 1 | 1 | 1
F5_Commercial_Miscellaneous_New_Food Preparation_Natural Gas_Steamer_E3 | F5 | Commercial | Miscellaneous | New | Food Preparation | Natural Gas | Steamer | E3 | RIM BC Ratio | 0 | 0 | 0 | 0 | 0 | 0 | 0 | 0 | 0 | 0 | 0 | 0 | 0 | 0 | 0 | 0 | 0 | 0 | 0 | 0 | 0 | 0 | 0 | 0 | 0 | 0 | 0 | 0 | 0 | 0 | 0 | 0 | 0
F5_Commercial_Miscellaneous_New_Food Preparation_Natural Gas_Steamer_E4 | F5 | Commercial | Miscellaneous | New | Food Preparation | Natural Gas | Steamer | E4 | RIM BC Ratio | 0 | 0 | 0 | 0 | 0 | 0 | 0 | 0 | 0 | 0 | 0 | 0 | 0 | 0 | 0 | 0 | 0 | 0 | 0 | 0 | 0 | 0 | 0 | 0 | 0 | 0 | 0 | 0 | 0 | 0 | 0 | 0 | 0
F5_Commercial_Miscellaneous_New_Food Preparation_Natural Gas_Steamer_E5 | F5 | Commercial | Miscellaneous | New | Food Preparation | Natural Gas | Steamer | E5 | RIM BC Ratio | 0 | 0 | 0 | 0 | 0 | 0 | 0 | 0 | 0 | 0 | 0 | 0 | 0 | 0 | 0 | 0 | 0 | 0 | 0 | 0 | 0 | 0 | 0 | 0 | 0 | 0 | 0 | 0 | 0 | 0 | 0 | 0 | 0
F5_Commercial_Miscellaneous_New_Food Preparation_Natural Gas_Steamer_E6 | F5 | Commercial | Miscellaneous | New | Food Preparation | Natural Gas | Steamer | E6 | RIM BC Ratio | 0 | 0 | 0 | 0 | 0 | 0 | 0 | 0 | 0 | 0 | 0 | 0 | 0 | 0 | 0 | 0 | 0 | 0 | 0 | 0 | 0 | 0 | 0 | 0 | 0 | 0 | 0 | 0 | 0 | 0 | 0 | 0 | 0
F5_Commercial_Miscellaneous_New_Food Preparation_Natural Gas_Steamer_E7 | F5 | Commercial | Miscellaneous | New | Food Preparation | Natural Gas | Steamer | E7 | RIM BC Ratio | 0 | 0 | 0 | 0 | 0 | 0 | 0 | 0 | 0 | 0 | 0 | 0 | 0 | 0 | 0 | 0 | 0 | 0 | 0 | 0 | 0 | 0 | 0 | 0 | 0 | 0 | 0 | 0 | 0 | 0 | 0 | 0 | 0
F5_Commercial_Miscellaneous_New_Food Preparation_Natural Gas_Steamer_E8 | F5 | Commercial | Miscellaneous | New | Food Preparation | Natural Gas | Steamer | E8 | RIM BC Ratio | 0 | 0 | 0 | 0 | 0 | 0 | 0 | 0 | 0 | 0 | 0 | 0 | 0 | 0 | 0 | 0 | 0 | 0 | 0 | 0 | 0 | 0 | 0 | 0 | 0 | 0 | 0 | 0 | 0 | 0 | 0 | 0 | 0
F5_Commercial_Miscellaneous_New_Food Preparation_Natural Gas_Steamer_E9 | F5 | Commercial | Miscellaneous | New | Food Preparation | Natural Gas | Steamer | E9 | RIM BC Ratio | 0 | 0 | 0 | 0 | 0 | 0 | 0 | 0 | 0 | 0 | 0 | 0 | 0 | 0 | 0 | 0 | 0 | 0 | 0 | 0 | 0 | 0 | 0 | 0 | 0 | 0 | 0 | 0 | 0 | 0 | 0 | 0 | 0
F5_Commercial_Miscellaneous_New_Food Preparation_Natural Gas_Steamer_E10 | F5 | Commercial | Miscellaneous | New | Food Preparation | Natural Gas | Steamer | E10 | RIM BC Ratio | 0 | 0 | 0 | 0 | 0 | 0 | 0 | 0 | 0 | 0 | 0 | 0 | 0 | 0 | 0 | 0 | 0 | 0 | 0 | 0 | 0 | 0 | 0 | 0 | 0 | 0 | 0 | 0 | 0 | 0 | 0 | 0 | 0
F0_Commercial_Miscellaneous_New_Food Preparation_Natural Gas_Food Prep Other_E0 | F0 | Commercial | Miscellaneous | New | Food Preparation | Natural Gas | Food Prep Other | E0 | Economic Unit | Standard | Standard | Standard | Standard | Standard | Standard | Standard | Standard | Standard | Standard | Standard | Standard | Standard | Standard | Standard | Standard | Standard | Standard | Standard | Standard | Standard | Standard | Standard | Standard | Standard | Standard | Standard | Standard | Standard | Standard | Standard | Standard | Standard
F1_Commercial_Miscellaneous_New_Food Preparation_Natural Gas_Food Prep Other_E1 | F1 | Commercial | Miscellaneous | New | Food Preparation | Natural Gas | Food Prep Other | E1 | CCE | 0 | 0 | 0 | 0 | 0 | 0 | 0 | 0 | 0 | 0 | 0 | 0 | 0 | 0 | 0 | 0 | 0 | 0 | 0 | 0 | 0 | 0 | 0 | 0 | 0 | 0 | 0 | 0 | 0 | 0 | 0 | 0 | 0
F1_Commercial_Miscellaneous_New_Food Preparation_Natural Gas_Food Prep Other_E2 | F1 | Commercial | Miscellaneous | New | Food Preparation | Natural Gas | Food Prep Other | E2 | CCE | #DIV/0! | #DIV/0! | #DIV/0! | #DIV/0! | #DIV/0! | #DIV/0! | #DIV/0! | #DIV/0! | #DIV/0! | #DIV/0! | #DIV/0! | #DIV/0! | #DIV/0! | #DIV/0! | #DIV/0! | #DIV/0! | #DIV/0! | #DIV/0! | #DIV/0! | #DIV/0! | #DIV/0! | #DIV/0! | #DIV/0! | #DIV/0! | #DIV/0! | #DIV/0! | #DIV/0! | #DIV/0! | #DIV/0! | #DIV/0! | #DIV/0! | #DIV/0! | #DIV/0!
F1_Commercial_Miscellaneous_New_Food Preparation_Natural Gas_Food Prep Other_E3 | F1 | Commercial | Miscellaneous | New | Food Preparation | Natural Gas | Food Prep Other | E3 | CCE | 0 | 0 | 0 | 0 | 0 | 0 | 0 | 0 | 0 | 0 | 0 | 0 | 0 | 0 | 0 | 0 | 0 | 0 | 0 | 0 | 0 | 0 | 0 | 0 | 0 | 0 | 0 | 0 | 0 | 0 | 0 | 0 | 0
F1_Commercial_Miscellaneous_New_Food Preparation_Natural Gas_Food Prep Other_E4 | F1 | Commercial | Miscellaneous | New | Food Preparation | Natural Gas | Food Prep Other | E4 | CCE | 0 | 0 | 0 | 0 | 0 | 0 | 0 | 0 | 0 | 0 | 0 | 0 | 0 | 0 | 0 | 0 | 0 | 0 | 0 | 0 | 0 | 0 | 0 | 0 | 0 | 0 | 0 | 0 | 0 | 0 | 0 | 0 | 0
F1_Commercial_Miscellaneous_New_Food Preparation_Natural Gas_Food Prep Other_E5 | F1 | Commercial | Miscellaneous | New | Food Preparation | Natural Gas | Food Prep Other | E5 | CCE | 0 | 0 | 0 | 0 | 0 | 0 | 0 | 0 | 0 | 0 | 0 | 0 | 0 | 0 | 0 | 0 | 0 | 0 | 0 | 0 | 0 | 0 | 0 | 0 | 0 | 0 | 0 | 0 | 0 | 0 | 0 | 0 | 0
F1_Commercial_Miscellaneous_New_Food Preparation_Natural Gas_Food Prep Other_E6 | F1 | Commercial | Miscellaneous | New | Food Preparation | Natural Gas | Food Prep Other | E6 | CCE | 0 | 0 | 0 | 0 | 0 | 0 | 0 | 0 | 0 | 0 | 0 | 0 | 0 | 0 | 0 | 0 | 0 | 0 | 0 | 0 | 0 | 0 | 0 | 0 | 0 | 0 | 0 | 0 | 0 | 0 | 0 | 0 | 0
F1_Commercial_Miscellaneous_New_Food Preparation_Natural Gas_Food Prep Other_E7 | F1 | Commercial | Miscellaneous | New | Food Preparation | Natural Gas | Food Prep Other | E7 | CCE | 0 | 0 | 0 | 0 | 0 | 0 | 0 | 0 | 0 | 0 | 0 | 0 | 0 | 0 | 0 | 0 | 0 | 0 | 0 | 0 | 0 | 0 | 0 | 0 | 0 | 0 | 0 | 0 | 0 | 0 | 0 | 0 | 0
F1_Commercial_Miscellaneous_New_Food Preparation_Natural Gas_Food Prep Other_E8 | F1 | Commercial | Miscellaneous | New | Food Preparation | Natural Gas | Food Prep Other | E8 | CCE | 0 | 0 | 0 | 0 | 0 | 0 | 0 | 0 | 0 | 0 | 0 | 0 | 0 | 0 | 0 | 0 | 0 | 0 | 0 | 0 | 0 | 0 | 0 | 0 | 0 | 0 | 0 | 0 | 0 | 0 | 0 | 0 | 0
F1_Commercial_Miscellaneous_New_Food Preparation_Natural Gas_Food Prep Other_E9 | F1 | Commercial | Miscellaneous | New | Food Preparation | Natural Gas | Food Prep Other | E9 | CCE | 0 | 0 | 0 | 0 | 0 | 0 | 0 | 0 | 0 | 0 | 0 | 0 | 0 | 0 | 0 | 0 | 0 | 0 | 0 | 0 | 0 | 0 | 0 | 0 | 0 | 0 | 0 | 0 | 0 | 0 | 0 | 0 | 0
F1_Commercial_Miscellaneous_New_Food Preparation_Natural Gas_Food Prep Other_E10 | F1 | Commercial | Miscellaneous | New | Food Preparation | Natural Gas | Food Prep Other | E10 | CCE | 0 | 0 | 0 | 0 | 0 | 0 | 0 | 0 | 0 | 0 | 0 | 0 | 0 | 0 | 0 | 0 | 0 | 0 | 0 | 0 | 0 | 0 | 0 | 0 | 0 | 0 | 0 | 0 | 0 | 0 | 0 | 0 | 0
F2_Commercial_Miscellaneous_New_Food Preparation_Natural Gas_Food Prep Other_E1 | F2 | Commercial | Miscellaneous | New | Food Preparation | Natural Gas | Food Prep Other | E1 | TRC BC Ratio | bar: 2019 to 2051
F2_Commercial_Miscellaneous_New_Food Preparation_Natural Gas_Food Prep Other_E2 | F2 | Commercial | Miscellaneous | New | Food Preparation | Natural Gas | Food Prep Other | E2 | TRC BC Ratio | 0 | 0 | 0 | 0 | 0 | 0 | 0 | 0 | 0 | 0 | 0 | 0 | 0 | 0 | 0 | 0 | 0 | 0 | 0 | 0 | 0 | 0 | 0 | 0 | 0 | 0 | 0 | 0 | 0 | 0 | 0 | 0 | 0
F2_Commercial_Miscellaneous_New_Food Preparation_Natural Gas_Food Prep Other_E3 | F2 | Commercial | Miscellaneous | New | Food Preparation | Natural Gas | Food Prep Other | E3 | TRC BC Ratio | 0 | 0 | 0 | 0 | 0 | 0 | 0 | 0 | 0 | 0 | 0 | 0 | 0 | 0 | 0 | 0 | 0 | 0 | 0 | 0 | 0 | 0 | 0 | 0 | 0 | 0 | 0 | 0 | 0 | 0 | 0 | 0 | 0
F2_Commercial_Miscellaneous_New_Food Preparation_Natural Gas_Food Prep Other_E4 | F2 | Commercial | Miscellaneous | New | Food Preparation | Natural Gas | Food Prep Other | E4 | TRC BC Ratio | 0 | 0 | 0 | 0 | 0 | 0 | 0 | 0 | 0 | 0 | 0 | 0 | 0 | 0 | 0 | 0 | 0 | 0 | 0 | 0 | 0 | 0 | 0 | 0 | 0 | 0 | 0 | 0 | 0 | 0 | 0 | 0 | 0
F2_Commercial_Miscellaneous_New_Food Preparation_Natural Gas_Food Prep Other_E5 | F2 | Commercial | Miscellaneous | New | Food Preparation | Natural Gas | Food Prep Other | E5 | TRC BC Ratio | 0 | 0 | 0 | 0 | 0 | 0 | 0 | 0 | 0 | 0 | 0 | 0 | 0 | 0 | 0 | 0 | 0 | 0 | 0 | 0 | 0 | 0 | 0 | 0 | 0 | 0 | 0 | 0 | 0 | 0 | 0 | 0 | 0
F2_Commercial_Miscellaneous_New_Food Preparation_Natural Gas_Food Prep Other_E6 | F2 | Commercial | Miscellaneous | New | Food Preparation | Natural Gas | Food Prep Other | E6 | TRC BC Ratio | 0 | 0 | 0 | 0 | 0 | 0 | 0 | 0 | 0 | 0 | 0 | 0 | 0 | 0 | 0 | 0 | 0 | 0 | 0 | 0 | 0 | 0 | 0 | 0 | 0 | 0 | 0 | 0 | 0 | 0 | 0 | 0 | 0
F2_Commercial_Miscellaneous_New_Food Preparation_Natural Gas_Food Prep Other_E7 | F2 | Commercial | Miscellaneous | New | Food Preparation | Natural Gas | Food Prep Other | E7 | TRC BC Ratio | 0 | 0 | 0 | 0 | 0 | 0 | 0 | 0 | 0 | 0 | 0 | 0 | 0 | 0 | 0 | 0 | 0 | 0 | 0 | 0 | 0 | 0 | 0 | 0 | 0 | 0 | 0 | 0 | 0 | 0 | 0 | 0 | 0
F2_Commercial_Miscellaneous_New_Food Preparation_Natural Gas_Food Prep Other_E8 | F2 | Commercial | Miscellaneous | New | Food Preparation | Natural Gas | Food Prep Other | E8 | TRC BC Ratio | 0 | 0 | 0 | 0 | 0 | 0 | 0 | 0 | 0 | 0 | 0 | 0 | 0 | 0 | 0 | 0 | 0 | 0 | 0 | 0 | 0 | 0 | 0 | 0 | 0 | 0 | 0 | 0 | 0 | 0 | 0 | 0 | 0
F2_Commercial_Miscellaneous_New_Food Preparation_Natural Gas_Food Prep Other_E9 | F2 | Commercial | Miscellaneous | New | Food Preparation | Natural Gas | Food Prep Other | E9 | TRC BC Ratio | 0 | 0 | 0 | 0 | 0 | 0 | 0 | 0 | 0 | 0 | 0 | 0 | 0 | 0 | 0 | 0 | 0 | 0 | 0 | 0 | 0 | 0 | 0 | 0 | 0 | 0 | 0 | 0 | 0 | 0 | 0 | 0 | 0
F2_Commercial_Miscellaneous_New_Food Preparation_Natural Gas_Food Prep Other_E10 | F2 | Commercial | Miscellaneous | New | Food Preparation | Natural Gas | Food Prep Other | E10 | TRC BC Ratio | 0 | 0 | 0 | 0 | 0 | 0 | 0 | 0 | 0 | 0 | 0 | 0 | 0 | 0 | 0 | 0 | 0 | 0 | 0 | 0 | 0 | 0 | 0 | 0 | 0 | 0 | 0 | 0 | 0 | 0 | 0 | 0 | 0
F3_Commercial_Miscellaneous_New_Food Preparation_Natural Gas_Food Prep Other_E1 | F3 | Commercial | Miscellaneous | New | Food Preparation | Natural Gas | Food Prep Other | E1 | PACT BC Ratio | bar: 2019 to 2051
F3_Commercial_Miscellaneous_New_Food Preparation_Natural Gas_Food Prep Other_E2 | F3 | Commercial | Miscellaneous | New | Food Preparation | Natural Gas | Food Prep Other | E2 | PACT BC Ratio | 0 | 0 | 0 | 0 | 0 | 0 | 0 | 0 | 0 | 0 | 0 | 0 | 0 | 0 | 0 | 0 | 0 | 0 | 0 | 0 | 0 | 0 | 0 | 0 | 0 | 0 | 0 | 0 | 0 | 0 | 0 | 0 | 0
F3_Commercial_Miscellaneous_New_Food Preparation_Natural Gas_Food Prep Other_E3 | F3 | Commercial | Miscellaneous | New | Food Preparation | Natural Gas | Food Prep Other | E3 | PACT BC Ratio | 0 | 0 | 0 | 0 | 0 | 0 | 0 | 0 | 0 | 0 | 0 | 0 | 0 | 0 | 0 | 0 | 0 | 0 | 0 | 0 | 0 | 0 | 0 | 0 | 0 | 0 | 0 | 0 | 0 | 0 | 0 | 0 | 0
F3_Commercial_Miscellaneous_New_Food Preparation_Natural Gas_Food Prep Other_E4 | F3 | Commercial | Miscellaneous | New | Food Preparation | Natural Gas | Food Prep Other | E4 | PACT BC Ratio | 0 | 0 | 0 | 0 | 0 | 0 | 0 | 0 | 0 | 0 | 0 | 0 | 0 | 0 | 0 | 0 | 0 | 0 | 0 | 0 | 0 | 0 | 0 | 0 | 0 | 0 | 0 | 0 | 0 | 0 | 0 | 0 | 0
F3_Commercial_Miscellaneous_New_Food Preparation_Natural Gas_Food Prep Other_E5 | F3 | Commercial | Miscellaneous | New | Food Preparation | Natural Gas | Food Prep Other | E5 | PACT BC Ratio | 0 | 0 | 0 | 0 | 0 | 0 | 0 | 0 | 0 | 0 | 0 | 0 | 0 | 0 | 0 | 0 | 0 | 0 | 0 | 0 | 0 | 0 | 0 | 0 | 0 | 0 | 0 | 0 | 0 | 0 | 0 | 0 | 0
F3_Commercial_Miscellaneous_New_Food Preparation_Natural Gas_Food Prep Other_E6 | F3 | Commercial | Miscellaneous | New | Food Preparation | Natural Gas | Food Prep Other | E6 | PACT BC Ratio | 0 | 0 | 0 | 0 | 0 | 0 | 0 | 0 | 0 | 0 | 0 | 0 | 0 | 0 | 0 | 0 | 0 | 0 | 0 | 0 | 0 | 0 | 0 | 0 | 0 | 0 | 0 | 0 | 0 | 0 | 0 | 0 | 0
F3_Commercial_Miscellaneous_New_Food Preparation_Natural Gas_Food Prep Other_E7 | F3 | Commercial | Miscellaneous | New | Food Preparation | Natural Gas | Food Prep Other | E7 | PACT BC Ratio | 0 | 0 | 0 | 0 | 0 | 0 | 0 | 0 | 0 | 0 | 0 | 0 | 0 | 0 | 0 | 0 | 0 | 0 | 0 | 0 | 0 | 0 | 0 | 0 | 0 | 0 | 0 | 0 | 0 | 0 | 0 | 0 | 0
F3_Commercial_Miscellaneous_New_Food Preparation_Natural Gas_Food Prep Other_E8 | F3 | Commercial | Miscellaneous | New | Food Preparation | Natural Gas | Food Prep Other | E8 | PACT BC Ratio | 0 | 0 | 0 | 0 | 0 | 0 | 0 | 0 | 0 | 0 | 0 | 0 | 0 | 0 | 0 | 0 | 0 | 0 | 0 | 0 | 0 | 0 | 0 | 0 | 0 | 0 | 0 | 0 | 0 | 0 | 0 | 0 | 0
F3_Commercial_Miscellaneous_New_Food Preparation_Natural Gas_Food Prep Other_E9 | F3 | Commercial | Miscellaneous | New | Food Preparation | Natural Gas | Food Prep Other | E9 | PACT BC Ratio | 0 | 0 | 0 | 0 | 0 | 0 | 0 | 0 | 0 | 0 | 0 | 0 | 0 | 0 | 0 | 0 | 0 | 0 | 0 | 0 | 0 | 0 | 0 | 0 | 0 | 0 | 0 | 0 | 0 | 0 | 0 | 0 | 0
F3_Commercial_Miscellaneous_New_Food Preparation_Natural Gas_Food Prep Other_E10 | F3 | Commercial | Miscellaneous | New | Food Preparation | Natural Gas | Food Prep Other | E10 | PACT BC Ratio | 0 | 0 | 0 | 0 | 0 | 0 | 0 | 0 | 0 | 0 | 0 | 0 | 0 | 0 | 0 | 0 | 0 | 0 | 0 | 0 | 0 | 0 | 0 | 0 | 0 | 0 | 0 | 0 | 0 | 0 | 0 | 0 | 0
F4_Commercial_Miscellaneous_New_Food Preparation_Natural Gas_Food Prep Other_E1 | F4 | Commercial | Miscellaneous | New | Food Preparation | Natural Gas | Food Prep Other | E1 | RVT BC Ratio | bar: 2019 to 2051
F4_Commercial_Miscellaneous_New_Food Preparation_Natural Gas_Food Prep Other_E2 | F4 | Commercial | Miscellaneous | New | Food Preparation | Natural Gas | Food Prep Other | E2 | RVT BC Ratio | 0.7 | 0.7 | 0.7 | 0.7 | 0.7 | 0.7 | 0.7 | 0.7 | 0.7 | 0.7 | 0.7 | 0.7 | 0.7 | 0.7 | 0.7 | 0.7 | 0.7 | 0.7 | 0.7 | 0.7 | 0.7 | 0.7 | 0.7 | 0.7 | 0.7 | 0.7 | 0.7 | 0.7 | 0.7 | 0.7 | 0.7 | 0.7 | 0.7
F4_Commercial_Miscellaneous_New_Food Preparation_Natural Gas_Food Prep Other_E3 | F4 | Commercial | Miscellaneous | New | Food Preparation | Natural Gas | Food Prep Other | E3 | RVT BC Ratio | 0 | 0 | 0 | 0 | 0 | 0 | 0 | 0 | 0 | 0 | 0 | 0 | 0 | 0 | 0 | 0 | 0 | 0 | 0 | 0 | 0 | 0 | 0 | 0 | 0 | 0 | 0 | 0 | 0 | 0 | 0 | 0 | 0
F4_Commercial_Miscellaneous_New_Food Preparation_Natural Gas_Food Prep Other_E4 | F4 | Commercial | Miscellaneous | New | Food Preparation | Natural Gas | Food Prep Other | E4 | RVT BC Ratio | 0 | 0 | 0 | 0 | 0 | 0 | 0 | 0 | 0 | 0 | 0 | 0 | 0 | 0 | 0 | 0 | 0 | 0 | 0 | 0 | 0 | 0 | 0 | 0 | 0 | 0 | 0 | 0 | 0 | 0 | 0 | 0 | 0
F4_Commercial_Miscellaneous_New_Food Preparation_Natural Gas_Food Prep Other_E5 | F4 | Commercial | Miscellaneous | New | Food Preparation | Natural Gas | Food Prep Other | E5 | RVT BC Ratio | 0 | 0 | 0 | 0 | 0 | 0 | 0 | 0 | 0 | 0 | 0 | 0 | 0 | 0 | 0 | 0 | 0 | 0 | 0 | 0 | 0 | 0 | 0 | 0 | 0 | 0 | 0 | 0 | 0 | 0 | 0 | 0 | 0
F4_Commercial_Miscellaneous_New_Food Preparation_Natural Gas_Food Prep Other_E6 | F4 | Commercial | Miscellaneous | New | Food Preparation | Natural Gas | Food Prep Other | E6 | RVT BC Ratio | 0 | 0 | 0 | 0 | 0 | 0 | 0 | 0 | 0 | 0 | 0 | 0 | 0 | 0 | 0 | 0 | 0 | 0 | 0 | 0 | 0 | 0 | 0 | 0 | 0 | 0 | 0 | 0 | 0 | 0 | 0 | 0 | 0
F4_Commercial_Miscellaneous_New_Food Preparation_Natural Gas_Food Prep Other_E7 | F4 | Commercial | Miscellaneous | New | Food Preparation | Natural Gas | Food Prep Other | E7 | RVT BC Ratio | 0 | 0 | 0 | 0 | 0 | 0 | 0 | 0 | 0 | 0 | 0 | 0 | 0 | 0 | 0 | 0 | 0 | 0 | 0 | 0 | 0 | 0 | 0 | 0 | 0 | 0 | 0 | 0 | 0 | 0 | 0 | 0 | 0
F4_Commercial_Miscellaneous_New_Food Preparation_Natural Gas_Food Prep Other_E8 | F4 | Commercial | Miscellaneous | New | Food Preparation | Natural Gas | Food Prep Other | E8 | RVT BC Ratio | 0 | 0 | 0 | 0 | 0 | 0 | 0 | 0 | 0 | 0 | 0 | 0 | 0 | 0 | 0 | 0 | 0 | 0 | 0 | 0 | 0 | 0 | 0 | 0 | 0 | 0 | 0 | 0 | 0 | 0 | 0 | 0 | 0
F4_Commercial_Miscellaneous_New_Food Preparation_Natural Gas_Food Prep Other_E9 | F4 | Commercial | Miscellaneous | New | Food Preparation | Natural Gas | Food Prep Other | E9 | RVT BC Ratio | 0 | 0 | 0 | 0 | 0 | 0 | 0 | 0 | 0 | 0 | 0 | 0 | 0 | 0 | 0 | 0 | 0 | 0 | 0 | 0 | 0 | 0 | 0 | 0 | 0 | 0 | 0 | 0 | 0 | 0 | 0 | 0 | 0
F4_Commercial_Miscellaneous_New_Food Preparation_Natural Gas_Food Prep Other_E10 | F4 | Commercial | Miscellaneous | New | Food Preparation | Natural Gas | Food Prep Other | E10 | RVT BC Ratio | 0 | 0 | 0 | 0 | 0 | 0 | 0 | 0 | 0 | 0 | 0 | 0 | 0 | 0 | 0 | 0 | 0 | 0 | 0 | 0 | 0 | 0 | 0 | 0 | 0 | 0 | 0 | 0 | 0 | 0 | 0 | 0 | 0
F5_Commercial_Miscellaneous_New_Food Preparation_Natural Gas_Food Prep Other_E1 | F5 | Commercial | Miscellaneous | New | Food Preparation | Natural Gas | Food Prep Other | E1 | RIM BC Ratio | bar: 2019 to 2051
F5_Commercial_Miscellaneous_New_Food Preparation_Natural Gas_Food Prep Other_E2 | F5 | Commercial | Miscellaneous | New | Food Preparation | Natural Gas | Food Prep Other | E2 | RIM BC Ratio | 0 | 0 | 0 | 0 | 0 | 0 | 0 | 0 | 0 | 0 | 0 | 0 | 0 | 0 | 0 | 0 | 0 | 0 | 0 | 0 | 0 | 0 | 0 | 0 | 0 | 0 | 0 | 0 | 0 | 0 | 0 | 0 | 0
F5_Commercial_Miscellaneous_New_Food Preparation_Natural Gas_Food Prep Other_E3 | F5 | Commercial | Miscellaneous | New | Food Preparation | Natural Gas | Food Prep Other | E3 | RIM BC Ratio | 0 | 0 | 0 | 0 | 0 | 0 | 0 | 0 | 0 | 0 | 0 | 0 | 0 | 0 | 0 | 0 | 0 | 0 | 0 | 0 | 0 | 0 | 0 | 0 | 0 | 0 | 0 | 0 | 0 | 0 | 0 | 0 | 0
F5_Commercial_Miscellaneous_New_Food Preparation_Natural Gas_Food Prep Other_E4 | F5 | Commercial | Miscellaneous | New | Food Preparation | Natural Gas | Food Prep Other | E4 | RIM BC Ratio | 0 | 0 | 0 | 0 | 0 | 0 | 0 | 0 | 0 | 0 | 0 | 0 | 0 | 0 | 0 | 0 | 0 | 0 | 0 | 0 | 0 | 0 | 0 | 0 | 0 | 0 | 0 | 0 | 0 | 0 | 0 | 0 | 0
F5_Commercial_Miscellaneous_New_Food Preparation_Natural Gas_Food Prep Other_E5 | F5 | Commercial | Miscellaneous | New | Food Preparation | Natural Gas | Food Prep Other | E5 | RIM BC Ratio | 0 | 0 | 0 | 0 | 0 | 0 | 0 | 0 | 0 | 0 | 0 | 0 | 0 | 0 | 0 | 0 | 0 | 0 | 0 | 0 | 0 | 0 | 0 | 0 | 0 | 0 | 0 | 0 | 0 | 0 | 0 | 0 | 0
F5_Commercial_Miscellaneous_New_Food Preparation_Natural Gas_Food Prep Other_E6 | F5 | Commercial | Miscellaneous | New | Food Preparation | Natural Gas | Food Prep Other | E6 | RIM BC Ratio | 0 | 0 | 0 | 0 | 0 | 0 | 0 | 0 | 0 | 0 | 0 | 0 | 0 | 0 | 0 | 0 | 0 | 0 | 0 | 0 | 0 | 0 | 0 | 0 | 0 | 0 | 0 | 0 | 0 | 0 | 0 | 0 | 0
F5_Commercial_Miscellaneous_New_Food Preparation_Natural Gas_Food Prep Other_E7 | F5 | Commercial | Miscellaneous | New | Food Preparation | Natural Gas | Food Prep Other | E7 | RIM BC Ratio | 0 | 0 | 0 | 0 | 0 | 0 | 0 | 0 | 0 | 0 | 0 | 0 | 0 | 0 | 0 | 0 | 0 | 0 | 0 | 0 | 0 | 0 | 0 | 0 | 0 | 0 | 0 | 0 | 0 | 0 | 0 | 0 | 0
F5_Commercial_Miscellaneous_New_Food Preparation_Natural Gas_Food Prep Other_E8 | F5 | Commercial | Miscellaneous | New | Food Preparation | Natural Gas | Food Prep Other | E8 | RIM BC Ratio | 0 | 0 | 0 | 0 | 0 | 0 | 0 | 0 | 0 | 0 | 0 | 0 | 0 | 0 | 0 | 0 | 0 | 0 | 0 | 0 | 0 | 0 | 0 | 0 | 0 | 0 | 0 | 0 | 0 | 0 | 0 | 0 | 0
F5_Commercial_Miscellaneous_New_Food Preparation_Natural Gas_Food Prep Other_E9 | F5 | Commercial | Miscellaneous | New | Food Preparation | Natural Gas | Food Prep Other | E9 | RIM BC Ratio | 0 | 0 | 0 | 0 | 0 | 0 | 0 | 0 | 0 | 0 | 0 | 0 | 0 | 0 | 0 | 0 | 0 | 0 | 0 | 0 | 0 | 0 | 0 | 0 | 0 | 0 | 0 | 0 | 0 | 0 | 0 | 0 | 0
F5_Commercial_Miscellaneous_New_Food Preparation_Natural Gas_Food Prep Other_E10 | F5 | Commercial | Miscellaneous | New | Food Preparation | Natural Gas | Food Prep Other | E10 | RIM BC Ratio | 0 | 0 | 0 | 0 | 0 | 0 | 0 | 0 | 0 | 0 | 0 | 0 | 0 | 0 | 0 | 0 | 0 | 0 | 0 | 0 | 0 | 0 | 0 | 0 | 0 | 0 | 0 | 0 | 0 | 0 | 0 | 0 | 0
F0_Commercial_Miscellaneous_New_Miscellaneous_Natural Gas_Pool Heater_E0 | F0 | Commercial | Miscellaneous | New | Miscellaneous | Natural Gas | Pool Heater | E0 | Economic Unit | Standard (EF .78) | Standard (EF .78) | Standard (EF .78) | Standard (EF .78) | Standard (EF .78) | Standard (EF .78) | Standard (EF .78) | Standard (EF .78) | Standard (EF .78) | Standard (EF .78) | Standard (EF .78) | Standard (EF .78) | Standard (EF .78) | Standard (EF .78) | Standard (EF .78) | Standard (EF .78) | Standard (EF .78) | Standard (EF .78) | Standard (EF .78) | Standard (EF .78) | Standard (EF .78) | Standard (EF .78) | Standard (EF .78) | Standard (EF .78) | Standard (EF .78) | Standard (EF .78) | Standard (EF .78) | Standard (EF .78) | Standard (EF .78) | Standard (EF .78) | Standard (EF .78) | Standard (EF .78) | Standard (EF .78)
F1_Commercial_Miscellaneous_New_Miscellaneous_Natural Gas_Pool Heater_E1 | F1 | Commercial | Miscellaneous | New | Miscellaneous | Natural Gas | Pool Heater | E1 | CCE | 0 | 0 | 0 | 0 | 0 | 0 | 0 | 0 | 0 | 0 | 0 | 0 | 0 | 0 | 0 | 0 | 0 | 0 | 0 | 0 | 0 | 0 | 0 | 0 | 0 | 0 | 0 | 0 | 0 | 0 | 0 | 0 | 0
F1_Commercial_Miscellaneous_New_Miscellaneous_Natural Gas_Pool Heater_E2 | F1 | Commercial | Miscellaneous | New | Miscellaneous | Natural Gas | Pool Heater | E2 | CCE | 1.2838 | 1.2838 | 1.2838 | 1.2838 | 1.2838 | 1.2838 | 1.2838 | 1.2838 | 1.2838 | 1.2838 | 1.2838 | 1.2838 | 1.2838 | 1.2838 | 1.2838 | 1.2838 | 1.2838 | 1.2838 | 1.2838 | 1.2838 | 1.2838 | 1.2838 | 1.2838 | 1.2838 | 1.2838 | 1.2838 | 1.2838 | 1.2838 | 1.2838 | 1.2838 | 1.2838 | 1.2838 | 1.2838
F1_Commercial_Miscellaneous_New_Miscellaneous_Natural Gas_Pool Heater_E3 | F1 | Commercial | Miscellaneous | New | Miscellaneous | Natural Gas | Pool Heater | E3 | CCE | 0 | 0 | 0 | 0 | 0 | 0 | 0 | 0 | 0 | 0 | 0 | 0 | 0 | 0 | 0 | 0 | 0 | 0 | 0 | 0 | 0 | 0 | 0 | 0 | 0 | 0 | 0 | 0 | 0 | 0 | 0 | 0 | 0
F1_Commercial_Miscellaneous_New_Miscellaneous_Natural Gas_Pool Heater_E4 | F1 | Commercial | Miscellaneous | New | Miscellaneous | Natural Gas | Pool Heater | E4 | CCE | 0 | 0 | 0 | 0 | 0 | 0 | 0 | 0 | 0 | 0 | 0 | 0 | 0 | 0 | 0 | 0 | 0 | 0 | 0 | 0 | 0 | 0 | 0 | 0 | 0 | 0 | 0 | 0 | 0 | 0 | 0 | 0 | 0
F1_Commercial_Miscellaneous_New_Miscellaneous_Natural Gas_Pool Heater_E5 | F1 | Commercial | Miscellaneous | New | Miscellaneous | Natural Gas | Pool Heater | E5 | CCE | 0 | 0 | 0 | 0 | 0 | 0 | 0 | 0 | 0 | 0 | 0 | 0 | 0 | 0 | 0 | 0 | 0 | 0 | 0 | 0 | 0 | 0 | 0 | 0 | 0 | 0 | 0 | 0 | 0 | 0 | 0 | 0 | 0
F1_Commercial_Miscellaneous_New_Miscellaneous_Natural Gas_Pool Heater_E6 | F1 | Commercial | Miscellaneous | New | Miscellaneous | Natural Gas | Pool Heater | E6 | CCE | 0 | 0 | 0 | 0 | 0 | 0 | 0 | 0 | 0 | 0 | 0 | 0 | 0 | 0 | 0 | 0 | 0 | 0 | 0 | 0 | 0 | 0 | 0 | 0 | 0 | 0 | 0 | 0 | 0 | 0 | 0 | 0 | 0
F1_Commercial_Miscellaneous_New_Miscellaneous_Natural Gas_Pool Heater_E7 | F1 | Commercial | Miscellaneous | New | Miscellaneous | Natural Gas | Pool Heater | E7 | CCE | 0 | 0 | 0 | 0 | 0 | 0 | 0 | 0 | 0 | 0 | 0 | 0 | 0 | 0 | 0 | 0 | 0 | 0 | 0 | 0 | 0 | 0 | 0 | 0 | 0 | 0 | 0 | 0 | 0 | 0 | 0 | 0 | 0
F1_Commercial_Miscellaneous_New_Miscellaneous_Natural Gas_Pool Heater_E8 | F1 | Commercial | Miscellaneous | New | Miscellaneous | Natural Gas | Pool Heater | E8 | CCE | 0 | 0 | 0 | 0 | 0 | 0 | 0 | 0 | 0 | 0 | 0 | 0 | 0 | 0 | 0 | 0 | 0 | 0 | 0 | 0 | 0 | 0 | 0 | 0 | 0 | 0 | 0 | 0 | 0 | 0 | 0 | 0 | 0
F1_Commercial_Miscellaneous_New_Miscellaneous_Natural Gas_Pool Heater_E9 | F1 | Commercial | Miscellaneous | New | Miscellaneous | Natural Gas | Pool Heater | E9 | CCE | 0 | 0 | 0 | 0 | 0 | 0 | 0 | 0 | 0 | 0 | 0 | 0 | 0 | 0 | 0 | 0 | 0 | 0 | 0 | 0 | 0 | 0 | 0 | 0 | 0 | 0 | 0 | 0 | 0 | 0 | 0 | 0 | 0
F1_Commercial_Miscellaneous_New_Miscellaneous_Natural Gas_Pool Heater_E10 | F1 | Commercial | Miscellaneous | New | Miscellaneous | Natural Gas | Pool Heater | E10 | CCE | 0 | 0 | 0 | 0 | 0 | 0 | 0 | 0 | 0 | 0 | 0 | 0 | 0 | 0 | 0 | 0 | 0 | 0 | 0 | 0 | 0 | 0 | 0 | 0 | 0 | 0 | 0 | 0 | 0 | 0 | 0 | 0 | 0
F2_Commercial_Miscellaneous_New_Miscellaneous_Natural Gas_Pool Heater_E1 | F2 | Commercial | Miscellaneous | New | Miscellaneous | Natural Gas | Pool Heater | E1 | TRC BC Ratio | bar: 2019 to 2051
F2_Commercial_Miscellaneous_New_Miscellaneous_Natural Gas_Pool Heater_E2 | F2 | Commercial | Miscellaneous | New | Miscellaneous | Natural Gas | Pool Heater | E2 | TRC BC Ratio | 0 | 0 | 0 | 0 | 0 | 0 | 0 | 0 | 0 | 0 | 0 | 0 | 0 | 0 | 0 | 0 | 0 | 0 | 0 | 0 | 0 | 0 | 0 | 0 | 0 | 0 | 0 | 0 | 0 | 0 | 0 | 0 | 0
F2_Commercial_Miscellaneous_New_Miscellaneous_Natural Gas_Pool Heater_E3 | F2 | Commercial | Miscellaneous | New | Miscellaneous | Natural Gas | Pool Heater | E3 | TRC BC Ratio | 0 | 0 | 0 | 0 | 0 | 0 | 0 | 0 | 0 | 0 | 0 | 0 | 0 | 0 | 0 | 0 | 0 | 0 | 0 | 0 | 0 | 0 | 0 | 0 | 0 | 0 | 0 | 0 | 0 | 0 | 0 | 0 | 0
F2_Commercial_Miscellaneous_New_Miscellaneous_Natural Gas_Pool Heater_E4 | F2 | Commercial | Miscellaneous | New | Miscellaneous | Natural Gas | Pool Heater | E4 | TRC BC Ratio | 0 | 0 | 0 | 0 | 0 | 0 | 0 | 0 | 0 | 0 | 0 | 0 | 0 | 0 | 0 | 0 | 0 | 0 | 0 | 0 | 0 | 0 | 0 | 0 | 0 | 0 | 0 | 0 | 0 | 0 | 0 | 0 | 0
F2_Commercial_Miscellaneous_New_Miscellaneous_Natural Gas_Pool Heater_E5 | F2 | Commercial | Miscellaneous | New | Miscellaneous | Natural Gas | Pool Heater | E5 | TRC BC Ratio | 0 | 0 | 0 | 0 | 0 | 0 | 0 | 0 | 0 | 0 | 0 | 0 | 0 | 0 | 0 | 0 | 0 | 0 | 0 | 0 | 0 | 0 | 0 | 0 | 0 | 0 | 0 | 0 | 0 | 0 | 0 | 0 | 0
F2_Commercial_Miscellaneous_New_Miscellaneous_Natural Gas_Pool Heater_E6 | F2 | Commercial | Miscellaneous | New | Miscellaneous | Natural Gas | Pool Heater | E6 | TRC BC Ratio | 0 | 0 | 0 | 0 | 0 | 0 | 0 | 0 | 0 | 0 | 0 | 0 | 0 | 0 | 0 | 0 | 0 | 0 | 0 | 0 | 0 | 0 | 0 | 0 | 0 | 0 | 0 | 0 | 0 | 0 | 0 | 0 | 0
F2_Commercial_Miscellaneous_New_Miscellaneous_Natural Gas_Pool Heater_E7 | F2 | Commercial | Miscellaneous | New | Miscellaneous | Natural Gas | Pool Heater | E7 | TRC BC Ratio | 0 | 0 | 0 | 0 | 0 | 0 | 0 | 0 | 0 | 0 | 0 | 0 | 0 | 0 | 0 | 0 | 0 | 0 | 0 | 0 | 0 | 0 | 0 | 0 | 0 | 0 | 0 | 0 | 0 | 0 | 0 | 0 | 0
F2_Commercial_Miscellaneous_New_Miscellaneous_Natural Gas_Pool Heater_E8 | F2 | Commercial | Miscellaneous | New | Miscellaneous | Natural Gas | Pool Heater | E8 | TRC BC Ratio | 0 | 0 | 0 | 0 | 0 | 0 | 0 | 0 | 0 | 0 | 0 | 0 | 0 | 0 | 0 | 0 | 0 | 0 | 0 | 0 | 0 | 0 | 0 | 0 | 0 | 0 | 0 | 0 | 0 | 0 | 0 | 0 | 0
F2_Commercial_Miscellaneous_New_Miscellaneous_Natural Gas_Pool Heater_E9 | F2 | Commercial | Miscellaneous | New | Miscellaneous | Natural Gas | Pool Heater | E9 | TRC BC Ratio | 0 | 0 | 0 | 0 | 0 | 0 | 0 | 0 | 0 | 0 | 0 | 0 | 0 | 0 | 0 | 0 | 0 | 0 | 0 | 0 | 0 | 0 | 0 | 0 | 0 | 0 | 0 | 0 | 0 | 0 | 0 | 0 | 0
F2_Commercial_Miscellaneous_New_Miscellaneous_Natural Gas_Pool Heater_E10 | F2 | Commercial | Miscellaneous | New | Miscellaneous | Natural Gas | Pool Heater | E10 | TRC BC Ratio | 0 | 0 | 0 | 0 | 0 | 0 | 0 | 0 | 0 | 0 | 0 | 0 | 0 | 0 | 0 | 0 | 0 | 0 | 0 | 0 | 0 | 0 | 0 | 0 | 0 | 0 | 0 | 0 | 0 | 0 | 0 | 0 | 0
F3_Commercial_Miscellaneous_New_Miscellaneous_Natural Gas_Pool Heater_E1 | F3 | Commercial | Miscellaneous | New | Miscellaneous | Natural Gas | Pool Heater | E1 | PACT BC Ratio | bar: 2019 to 2051
F3_Commercial_Miscellaneous_New_Miscellaneous_Natural Gas_Pool Heater_E2 | F3 | Commercial | Miscellaneous | New | Miscellaneous | Natural Gas | Pool Heater | E2 | PACT BC Ratio | 0 | 0 | 0 | 0 | 0 | 0 | 0 | 0 | 0 | 0 | 0 | 0 | 0 | 0 | 0 | 0 | 0 | 0 | 0 | 0 | 0 | 0 | 0 | 0 | 0 | 0 | 0 | 0 | 0 | 0 | 0 | 0 | 0
F3_Commercial_Miscellaneous_New_Miscellaneous_Natural Gas_Pool Heater_E3 | F3 | Commercial | Miscellaneous | New | Miscellaneous | Natural Gas | Pool Heater | E3 | PACT BC Ratio | 0 | 0 | 0 | 0 | 0 | 0 | 0 | 0 | 0 | 0 | 0 | 0 | 0 | 0 | 0 | 0 | 0 | 0 | 0 | 0 | 0 | 0 | 0 | 0 | 0 | 0 | 0 | 0 | 0 | 0 | 0 | 0 | 0
F3_Commercial_Miscellaneous_New_Miscellaneous_Natural Gas_Pool Heater_E4 | F3 | Commercial | Miscellaneous | New | Miscellaneous | Natural Gas | Pool Heater | E4 | PACT BC Ratio | 0 | 0 | 0 | 0 | 0 | 0 | 0 | 0 | 0 | 0 | 0 | 0 | 0 | 0 | 0 | 0 | 0 | 0 | 0 | 0 | 0 | 0 | 0 | 0 | 0 | 0 | 0 | 0 | 0 | 0 | 0 | 0 | 0
F3_Commercial_Miscellaneous_New_Miscellaneous_Natural Gas_Pool Heater_E5 | F3 | Commercial | Miscellaneous | New | Miscellaneous | Natural Gas | Pool Heater | E5 | PACT BC Ratio | 0 | 0 | 0 | 0 | 0 | 0 | 0 | 0 | 0 | 0 | 0 | 0 | 0 | 0 | 0 | 0 | 0 | 0 | 0 | 0 | 0 | 0 | 0 | 0 | 0 | 0 | 0 | 0 | 0 | 0 | 0 | 0 | 0
F3_Commercial_Miscellaneous_New_Miscellaneous_Natural Gas_Pool Heater_E6 | F3 | Commercial | Miscellaneous | New | Miscellaneous | Natural Gas | Pool Heater | E6 | PACT BC Ratio | 0 | 0 | 0 | 0 | 0 | 0 | 0 | 0 | 0 | 0 | 0 | 0 | 0 | 0 | 0 | 0 | 0 | 0 | 0 | 0 | 0 | 0 | 0 | 0 | 0 | 0 | 0 | 0 | 0 | 0 | 0 | 0 | 0
F3_Commercial_Miscellaneous_New_Miscellaneous_Natural Gas_Pool Heater_E7 | F3 | Commercial | Miscellaneous | New | Miscellaneous | Natural Gas | Pool Heater | E7 | PACT BC Ratio | 0 | 0 | 0 | 0 | 0 | 0 | 0 | 0 | 0 | 0 | 0 | 0 | 0 | 0 | 0 | 0 | 0 | 0 | 0 | 0 | 0 | 0 | 0 | 0 | 0 | 0 | 0 | 0 | 0 | 0 | 0 | 0 | 0
F3_Commercial_Miscellaneous_New_Miscellaneous_Natural Gas_Pool Heater_E8 | F3 | Commercial | Miscellaneous | New | Miscellaneous | Natural Gas | Pool Heater | E8 | PACT BC Ratio | 0 | 0 | 0 | 0 | 0 | 0 | 0 | 0 | 0 | 0 | 0 | 0 | 0 | 0 | 0 | 0 | 0 | 0 | 0 | 0 | 0 | 0 | 0 | 0 | 0 | 0 | 0 | 0 | 0 | 0 | 0 | 0 | 0
F3_Commercial_Miscellaneous_New_Miscellaneous_Natural Gas_Pool Heater_E9 | F3 | Commercial | Miscellaneous | New | Miscellaneous | Natural Gas | Pool Heater | E9 | PACT BC Ratio | 0 | 0 | 0 | 0 | 0 | 0 | 0 | 0 | 0 | 0 | 0 | 0 | 0 | 0 | 0 | 0 | 0 | 0 | 0 | 0 | 0 | 0 | 0 | 0 | 0 | 0 | 0 | 0 | 0 | 0 | 0 | 0 | 0
F3_Commercial_Miscellaneous_New_Miscellaneous_Natural Gas_Pool Heater_E10 | F3 | Commercial | Miscellaneous | New | Miscellaneous | Natural Gas | Pool Heater | E10 | PACT BC Ratio | 0 | 0 | 0 | 0 | 0 | 0 | 0 | 0 | 0 | 0 | 0 | 0 | 0 | 0 | 0 | 0 | 0 | 0 | 0 | 0 | 0 | 0 | 0 | 0 | 0 | 0 | 0 | 0 | 0 | 0 | 0 | 0 | 0
F4_Commercial_Miscellaneous_New_Miscellaneous_Natural Gas_Pool Heater_E1 | F4 | Commercial | Miscellaneous | New | Miscellaneous | Natural Gas | Pool Heater | E1 | RVT BC Ratio | bar: 2019 to 2051
F4_Commercial_Miscellaneous_New_Miscellaneous_Natural Gas_Pool Heater_E2 | F4 | Commercial | Miscellaneous | New | Miscellaneous | Natural Gas | Pool Heater | E2 | RVT BC Ratio | 0.7 | 0.7 | 0.7 | 0.7 | 0.7 | 0.7 | 0.7 | 0.7 | 0.7 | 0.7 | 0.7 | 0.7 | 0.7 | 0.7 | 0.7 | 0.7 | 0.7 | 0.7 | 0.7 | 0.7 | 0.7 | 0.7 | 0.7 | 0.7 | 0.7 | 0.7 | 0.7 | 0.7 | 0.7 | 0.7 | 0.7 | 0.7 | 0.7
F4_Commercial_Miscellaneous_New_Miscellaneous_Natural Gas_Pool Heater_E3 | F4 | Commercial | Miscellaneous | New | Miscellaneous | Natural Gas | Pool Heater | E3 | RVT BC Ratio | 0 | 0 | 0 | 0 | 0 | 0 | 0 | 0 | 0 | 0 | 0 | 0 | 0 | 0 | 0 | 0 | 0 | 0 | 0 | 0 | 0 | 0 | 0 | 0 | 0 | 0 | 0 | 0 | 0 | 0 | 0 | 0 | 0
F4_Commercial_Miscellaneous_New_Miscellaneous_Natural Gas_Pool Heater_E4 | F4 | Commercial | Miscellaneous | New | Miscellaneous | Natural Gas | Pool Heater | E4 | RVT BC Ratio | 0 | 0 | 0 | 0 | 0 | 0 | 0 | 0 | 0 | 0 | 0 | 0 | 0 | 0 | 0 | 0 | 0 | 0 | 0 | 0 | 0 | 0 | 0 | 0 | 0 | 0 | 0 | 0 | 0 | 0 | 0 | 0 | 0
F4_Commercial_Miscellaneous_New_Miscellaneous_Natural Gas_Pool Heater_E5 | F4 | Commercial | Miscellaneous | New | Miscellaneous | Natural Gas | Pool Heater | E5 | RVT BC Ratio | 0 | 0 | 0 | 0 | 0 | 0 | 0 | 0 | 0 | 0 | 0 | 0 | 0 | 0 | 0 | 0 | 0 | 0 | 0 | 0 | 0 | 0 | 0 | 0 | 0 | 0 | 0 | 0 | 0 | 0 | 0 | 0 | 0
F4_Commercial_Miscellaneous_New_Miscellaneous_Natural Gas_Pool Heater_E6 | F4 | Commercial | Miscellaneous | New | Miscellaneous | Natural Gas | Pool Heater | E6 | RVT BC Ratio | 0 | 0 | 0 | 0 | 0 | 0 | 0 | 0 | 0 | 0 | 0 | 0 | 0 | 0 | 0 | 0 | 0 | 0 | 0 | 0 | 0 | 0 | 0 | 0 | 0 | 0 | 0 | 0 | 0 | 0 | 0 | 0 | 0
F4_Commercial_Miscellaneous_New_Miscellaneous_Natural Gas_Pool Heater_E7 | F4 | Commercial | Miscellaneous | New | Miscellaneous | Natural Gas | Pool Heater | E7 | RVT BC Ratio | 0 | 0 | 0 | 0 | 0 | 0 | 0 | 0 | 0 | 0 | 0 | 0 | 0 | 0 | 0 | 0 | 0 | 0 | 0 | 0 | 0 | 0 | 0 | 0 | 0 | 0 | 0 | 0 | 0 | 0 | 0 | 0 | 0
F4_Commercial_Miscellaneous_New_Miscellaneous_Natural Gas_Pool Heater_E8 | F4 | Commercial | Miscellaneous | New | Miscellaneous | Natural Gas | Pool Heater | E8 | RVT BC Ratio | 0 | 0 | 0 | 0 | 0 | 0 | 0 | 0 | 0 | 0 | 0 | 0 | 0 | 0 | 0 | 0 | 0 | 0 | 0 | 0 | 0 | 0 | 0 | 0 | 0 | 0 | 0 | 0 | 0 | 0 | 0 | 0 | 0
F4_Commercial_Miscellaneous_New_Miscellaneous_Natural Gas_Pool Heater_E9 | F4 | Commercial | Miscellaneous | New | Miscellaneous | Natural Gas | Pool Heater | E9 | RVT BC Ratio | 0 | 0 | 0 | 0 | 0 | 0 | 0 | 0 | 0 | 0 | 0 | 0 | 0 | 0 | 0 | 0 | 0 | 0 | 0 | 0 | 0 | 0 | 0 | 0 | 0 | 0 | 0 | 0 | 0 | 0 | 0 | 0 | 0
F4_Commercial_Miscellaneous_New_Miscellaneous_Natural Gas_Pool Heater_E10 | F4 | Commercial | Miscellaneous | New | Miscellaneous | Natural Gas | Pool Heater | E10 | RVT BC Ratio | 0 | 0 | 0 | 0 | 0 | 0 | 0 | 0 | 0 | 0 | 0 | 0 | 0 | 0 | 0 | 0 | 0 | 0 | 0 | 0 | 0 | 0 | 0 | 0 | 0 | 0 | 0 | 0 | 0 | 0 | 0 | 0 | 0
F5_Commercial_Miscellaneous_New_Miscellaneous_Natural Gas_Pool Heater_E1 | F5 | Commercial | Miscellaneous | New | Miscellaneous | Natural Gas | Pool Heater | E1 | RIM BC Ratio | bar: 2019 to 2051
F5_Commercial_Miscellaneous_New_Miscellaneous_Natural Gas_Pool Heater_E2 | F5 | Commercial | Miscellaneous | New | Miscellaneous | Natural Gas | Pool Heater | E2 | RIM BC Ratio | 0 | 0 | 0 | 0 | 0 | 0 | 0 | 0 | 0 | 0 | 0 | 0 | 0 | 0 | 0 | 0 | 0 | 0 | 0 | 0 | 0 | 0 | 0 | 0 | 0 | 0 | 0 | 0 | 0 | 0 | 0 | 0 | 0
F5_Commercial_Miscellaneous_New_Miscellaneous_Natural Gas_Pool Heater_E3 | F5 | Commercial | Miscellaneous | New | Miscellaneous | Natural Gas | Pool Heater | E3 | RIM BC Ratio | 0 | 0 | 0 | 0 | 0 | 0 | 0 | 0 | 0 | 0 | 0 | 0 | 0 | 0 | 0 | 0 | 0 | 0 | 0 | 0 | 0 | 0 | 0 | 0 | 0 | 0 | 0 | 0 | 0 | 0 | 0 | 0 | 0
F5_Commercial_Miscellaneous_New_Miscellaneous_Natural Gas_Pool Heater_E4 | F5 | Commercial | Miscellaneous | New | Miscellaneous | Natural Gas | Pool Heater | E4 | RIM BC Ratio | 0 | 0 | 0 | 0 | 0 | 0 | 0 | 0 | 0 | 0 | 0 | 0 | 0 | 0 | 0 | 0 | 0 | 0 | 0 | 0 | 0 | 0 | 0 | 0 | 0 | 0 | 0 | 0 | 0 | 0 | 0 | 0 | 0
F5_Commercial_Miscellaneous_New_Miscellaneous_Natural Gas_Pool Heater_E5 | F5 | Commercial | Miscellaneous | New | Miscellaneous | Natural Gas | Pool Heater | E5 | RIM BC Ratio | 0 | 0 | 0 | 0 | 0 | 0 | 0 | 0 | 0 | 0 | 0 | 0 | 0 | 0 | 0 | 0 | 0 | 0 | 0 | 0 | 0 | 0 | 0 | 0 | 0 | 0 | 0 | 0 | 0 | 0 | 0 | 0 | 0
F5_Commercial_Miscellaneous_New_Miscellaneous_Natural Gas_Pool Heater_E6 | F5 | Commercial | Miscellaneous | New | Miscellaneous | Natural Gas | Pool Heater | E6 | RIM BC Ratio | 0 | 0 | 0 | 0 | 0 | 0 | 0 | 0 | 0 | 0 | 0 | 0 | 0 | 0 | 0 | 0 | 0 | 0 | 0 | 0 | 0 | 0 | 0 | 0 | 0 | 0 | 0 | 0 | 0 | 0 | 0 | 0 | 0
F5_Commercial_Miscellaneous_New_Miscellaneous_Natural Gas_Pool Heater_E7 | F5 | Commercial | Miscellaneous | New | Miscellaneous | Natural Gas | Pool Heater | E7 | RIM BC Ratio | 0 | 0 | 0 | 0 | 0 | 0 | 0 | 0 | 0 | 0 | 0 | 0 | 0 | 0 | 0 | 0 | 0 | 0 | 0 | 0 | 0 | 0 | 0 | 0 | 0 | 0 | 0 | 0 | 0 | 0 | 0 | 0 | 0
F5_Commercial_Miscellaneous_New_Miscellaneous_Natural Gas_Pool Heater_E8 | F5 | Commercial | Miscellaneous | New | Miscellaneous | Natural Gas | Pool Heater | E8 | RIM BC Ratio | 0 | 0 | 0 | 0 | 0 | 0 | 0 | 0 | 0 | 0 | 0 | 0 | 0 | 0 | 0 | 0 | 0 | 0 | 0 | 0 | 0 | 0 | 0 | 0 | 0 | 0 | 0 | 0 | 0 | 0 | 0 | 0 | 0
F5_Commercial_Miscellaneous_New_Miscellaneous_Natural Gas_Pool Heater_E9 | F5 | Commercial | Miscellaneous | New | Miscellaneous | Natural Gas | Pool Heater | E9 | RIM BC Ratio | 0 | 0 | 0 | 0 | 0 | 0 | 0 | 0 | 0 | 0 | 0 | 0 | 0 | 0 | 0 | 0 | 0 | 0 | 0 | 0 | 0 | 0 | 0 | 0 | 0 | 0 | 0 | 0 | 0 | 0 | 0 | 0 | 0
F5_Commercial_Miscellaneous_New_Miscellaneous_Natural Gas_Pool Heater_E10 | F5 | Commercial | Miscellaneous | New | Miscellaneous | Natural Gas | Pool Heater | E10 | RIM BC Ratio | 0 | 0 | 0 | 0 | 0 | 0 | 0 | 0 | 0 | 0 | 0 | 0 | 0 | 0 | 0 | 0 | 0 | 0 | 0 | 0 | 0 | 0 | 0 | 0 | 0 | 0 | 0 | 0 | 0 | 0 | 0 | 0 | 0
F0_Commercial_Miscellaneous_New_Miscellaneous_Natural Gas_Miscellaneous_E0 | F0 | Commercial | Miscellaneous | New | Miscellaneous | Natural Gas | Miscellaneous | E0 | Economic Unit | Miscellaneous | Miscellaneous | Miscellaneous | Miscellaneous | Miscellaneous | Miscellaneous | Miscellaneous | Miscellaneous | Miscellaneous | Miscellaneous | Miscellaneous | Miscellaneous | Miscellaneous | Miscellaneous | Miscellaneous | Miscellaneous | Miscellaneous | Miscellaneous | Miscellaneous | Miscellaneous | Miscellaneous | Miscellaneous | Miscellaneous | Miscellaneous | Miscellaneous | Miscellaneous | Miscellaneous | Miscellaneous | Miscellaneous | Miscellaneous | Miscellaneous | Miscellaneous | Miscellaneous
F1_Commercial_Miscellaneous_New_Miscellaneous_Natural Gas_Miscellaneous_E1 | F1 | Commercial | Miscellaneous | New | Miscellaneous | Natural Gas | Miscellaneous | E1 | CCE | 0 | 0 | 0 | 0 | 0 | 0 | 0 | 0 | 0 | 0 | 0 | 0 | 0 | 0 | 0 | 0 | 0 | 0 | 0 | 0 | 0 | 0 | 0 | 0 | 0 | 0 | 0 | 0 | 0 | 0 | 0 | 0 | 0
F1_Commercial_Miscellaneous_New_Miscellaneous_Natural Gas_Miscellaneous_E2 | F1 | Commercial | Miscellaneous | New | Miscellaneous | Natural Gas | Miscellaneous | E2 | CCE | 0 | 0 | 0 | 0 | 0 | 0 | 0 | 0 | 0 | 0 | 0 | 0 | 0 | 0 | 0 | 0 | 0 | 0 | 0 | 0 | 0 | 0 | 0 | 0 | 0 | 0 | 0 | 0 | 0 | 0 | 0 | 0 | 0
F1_Commercial_Miscellaneous_New_Miscellaneous_Natural Gas_Miscellaneous_E3 | F1 | Commercial | Miscellaneous | New | Miscellaneous | Natural Gas | Miscellaneous | E3 | CCE | 0 | 0 | 0 | 0 | 0 | 0 | 0 | 0 | 0 | 0 | 0 | 0 | 0 | 0 | 0 | 0 | 0 | 0 | 0 | 0 | 0 | 0 | 0 | 0 | 0 | 0 | 0 | 0 | 0 | 0 | 0 | 0 | 0
F1_Commercial_Miscellaneous_New_Miscellaneous_Natural Gas_Miscellaneous_E4 | F1 | Commercial | Miscellaneous | New | Miscellaneous | Natural Gas | Miscellaneous | E4 | CCE | 0 | 0 | 0 | 0 | 0 | 0 | 0 | 0 | 0 | 0 | 0 | 0 | 0 | 0 | 0 | 0 | 0 | 0 | 0 | 0 | 0 | 0 | 0 | 0 | 0 | 0 | 0 | 0 | 0 | 0 | 0 | 0 | 0
F1_Commercial_Miscellaneous_New_Miscellaneous_Natural Gas_Miscellaneous_E5 | F1 | Commercial | Miscellaneous | New | Miscellaneous | Natural Gas | Miscellaneous | E5 | CCE | 0 | 0 | 0 | 0 | 0 | 0 | 0 | 0 | 0 | 0 | 0 | 0 | 0 | 0 | 0 | 0 | 0 | 0 | 0 | 0 | 0 | 0 | 0 | 0 | 0 | 0 | 0 | 0 | 0 | 0 | 0 | 0 | 0
F1_Commercial_Miscellaneous_New_Miscellaneous_Natural Gas_Miscellaneous_E6 | F1 | Commercial | Miscellaneous | New | Miscellaneous | Natural Gas | Miscellaneous | E6 | CCE | 0 | 0 | 0 | 0 | 0 | 0 | 0 | 0 | 0 | 0 | 0 | 0 | 0 | 0 | 0 | 0 | 0 | 0 | 0 | 0 | 0 | 0 | 0 | 0 | 0 | 0 | 0 | 0 | 0 | 0 | 0 | 0 | 0
F1_Commercial_Miscellaneous_New_Miscellaneous_Natural Gas_Miscellaneous_E7 | F1 | Commercial | Miscellaneous | New | Miscellaneous | Natural Gas | Miscellaneous | E7 | CCE | 0 | 0 | 0 | 0 | 0 | 0 | 0 | 0 | 0 | 0 | 0 | 0 | 0 | 0 | 0 | 0 | 0 | 0 | 0 | 0 | 0 | 0 | 0 | 0 | 0 | 0 | 0 | 0 | 0 | 0 | 0 | 0 | 0
F1_Commercial_Miscellaneous_New_Miscellaneous_Natural Gas_Miscellaneous_E8 | F1 | Commercial | Miscellaneous | New | Miscellaneous | Natural Gas | Miscellaneous | E8 | CCE | 0 | 0 | 0 | 0 | 0 | 0 | 0 | 0 | 0 | 0 | 0 | 0 | 0 | 0 | 0 | 0 | 0 | 0 | 0 | 0 | 0 | 0 | 0 | 0 | 0 | 0 | 0 | 0 | 0 | 0 | 0 | 0 | 0
F1_Commercial_Miscellaneous_New_Miscellaneous_Natural Gas_Miscellaneous_E9 | F1 | Commercial | Miscellaneous | New | Miscellaneous | Natural Gas | Miscellaneous | E9 | CCE | 0 | 0 | 0 | 0 | 0 | 0 | 0 | 0 | 0 | 0 | 0 | 0 | 0 | 0 | 0 | 0 | 0 | 0 | 0 | 0 | 0 | 0 | 0 | 0 | 0 | 0 | 0 | 0 | 0 | 0 | 0 | 0 | 0
F1_Commercial_Miscellaneous_New_Miscellaneous_Natural Gas_Miscellaneous_E10 | F1 | Commercial | Miscellaneous | New | Miscellaneous | Natural Gas | Miscellaneous | E10 | CCE | 0 | 0 | 0 | 0 | 0 | 0 | 0 | 0 | 0 | 0 | 0 | 0 | 0 | 0 | 0 | 0 | 0 | 0 | 0 | 0 | 0 | 0 | 0 | 0 | 0 | 0 | 0 | 0 | 0 | 0 | 0 | 0 | 0
F2_Commercial_Miscellaneous_New_Miscellaneous_Natural Gas_Miscellaneous_E1 | F2 | Commercial | Miscellaneous | New | Miscellaneous | Natural Gas | Miscellaneous | E1 | TRC BC Ratio | bar: 2019 to 2051
F2_Commercial_Miscellaneous_New_Miscellaneous_Natural Gas_Miscellaneous_E2 | F2 | Commercial | Miscellaneous | New | Miscellaneous | Natural Gas | Miscellaneous | E2 | TRC BC Ratio | 0 | 0 | 0 | 0 | 0 | 0 | 0 | 0 | 0 | 0 | 0 | 0 | 0 | 0 | 0 | 0 | 0 | 0 | 0 | 0 | 0 | 0 | 0 | 0 | 0 | 0 | 0 | 0 | 0 | 0 | 0 | 0 | 0
F2_Commercial_Miscellaneous_New_Miscellaneous_Natural Gas_Miscellaneous_E3 | F2 | Commercial | Miscellaneous | New | Miscellaneous | Natural Gas | Miscellaneous | E3 | TRC BC Ratio | 0 | 0 | 0 | 0 | 0 | 0 | 0 | 0 | 0 | 0 | 0 | 0 | 0 | 0 | 0 | 0 | 0 | 0 | 0 | 0 | 0 | 0 | 0 | 0 | 0 | 0 | 0 | 0 | 0 | 0 | 0 | 0 | 0
F2_Commercial_Miscellaneous_New_Miscellaneous_Natural Gas_Miscellaneous_E4 | F2 | Commercial | Miscellaneous | New | Miscellaneous | Natural Gas | Miscellaneous | E4 | TRC BC Ratio | 0 | 0 | 0 | 0 | 0 | 0 | 0 | 0 | 0 | 0 | 0 | 0 | 0 | 0 | 0 | 0 | 0 | 0 | 0 | 0 | 0 | 0 | 0 | 0 | 0 | 0 | 0 | 0 | 0 | 0 | 0 | 0 | 0
F2_Commercial_Miscellaneous_New_Miscellaneous_Natural Gas_Miscellaneous_E5 | F2 | Commercial | Miscellaneous | New | Miscellaneous | Natural Gas | Miscellaneous | E5 | TRC BC Ratio | 0 | 0 | 0 | 0 | 0 | 0 | 0 | 0 | 0 | 0 | 0 | 0 | 0 | 0 | 0 | 0 | 0 | 0 | 0 | 0 | 0 | 0 | 0 | 0 | 0 | 0 | 0 | 0 | 0 | 0 | 0 | 0 | 0
F2_Commercial_Miscellaneous_New_Miscellaneous_Natural Gas_Miscellaneous_E6 | F2 | Commercial | Miscellaneous | New | Miscellaneous | Natural Gas | Miscellaneous | E6 | TRC BC Ratio | 0 | 0 | 0 | 0 | 0 | 0 | 0 | 0 | 0 | 0 | 0 | 0 | 0 | 0 | 0 | 0 | 0 | 0 | 0 | 0 | 0 | 0 | 0 | 0 | 0 | 0 | 0 | 0 | 0 | 0 | 0 | 0 | 0
F2_Commercial_Miscellaneous_New_Miscellaneous_Natural Gas_Miscellaneous_E7 | F2 | Commercial | Miscellaneous | New | Miscellaneous | Natural Gas | Miscellaneous | E7 | TRC BC Ratio | 0 | 0 | 0 | 0 | 0 | 0 | 0 | 0 | 0 | 0 | 0 | 0 | 0 | 0 | 0 | 0 | 0 | 0 | 0 | 0 | 0 | 0 | 0 | 0 | 0 | 0 | 0 | 0 | 0 | 0 | 0 | 0 | 0
F2_Commercial_Miscellaneous_New_Miscellaneous_Natural Gas_Miscellaneous_E8 | F2 | Commercial | Miscellaneous | New | Miscellaneous | Natural Gas | Miscellaneous | E8 | TRC BC Ratio | 0 | 0 | 0 | 0 | 0 | 0 | 0 | 0 | 0 | 0 | 0 | 0 | 0 | 0 | 0 | 0 | 0 | 0 | 0 | 0 | 0 | 0 | 0 | 0 | 0 | 0 | 0 | 0 | 0 | 0 | 0 | 0 | 0
F2_Commercial_Miscellaneous_New_Miscellaneous_Natural Gas_Miscellaneous_E9 | F2 | Commercial | Miscellaneous | New | Miscellaneous | Natural Gas | Miscellaneous | E9 | TRC BC Ratio | 0 | 0 | 0 | 0 | 0 | 0 | 0 | 0 | 0 | 0 | 0 | 0 | 0 | 0 | 0 | 0 | 0 | 0 | 0 | 0 | 0 | 0 | 0 | 0 | 0 | 0 | 0 | 0 | 0 | 0 | 0 | 0 | 0
F2_Commercial_Miscellaneous_New_Miscellaneous_Natural Gas_Miscellaneous_E10 | F2 | Commercial | Miscellaneous | New | Miscellaneous | Natural Gas | Miscellaneous | E10 | TRC BC Ratio | 0 | 0 | 0 | 0 | 0 | 0 | 0 | 0 | 0 | 0 | 0 | 0 | 0 | 0 | 0 | 0 | 0 | 0 | 0 | 0 | 0 | 0 | 0 | 0 | 0 | 0 | 0 | 0 | 0 | 0 | 0 | 0 | 0
F3_Commercial_Miscellaneous_New_Miscellaneous_Natural Gas_Miscellaneous_E1 | F3 | Commercial | Miscellaneous | New | Miscellaneous | Natural Gas | Miscellaneous | E1 | PACT BC Ratio | bar: 2019 to 2051
F3_Commercial_Miscellaneous_New_Miscellaneous_Natural Gas_Miscellaneous_E2 | F3 | Commercial | Miscellaneous | New | Miscellaneous | Natural Gas | Miscellaneous | E2 | PACT BC Ratio | 0 | 0 | 0 | 0 | 0 | 0 | 0 | 0 | 0 | 0 | 0 | 0 | 0 | 0 | 0 | 0 | 0 | 0 | 0 | 0 | 0 | 0 | 0 | 0 | 0 | 0 | 0 | 0 | 0 | 0 | 0 | 0 | 0
F3_Commercial_Miscellaneous_New_Miscellaneous_Natural Gas_Miscellaneous_E3 | F3 | Commercial | Miscellaneous | New | Miscellaneous | Natural Gas | Miscellaneous | E3 | PACT BC Ratio | 0 | 0 | 0 | 0 | 0 | 0 | 0 | 0 | 0 | 0 | 0 | 0 | 0 | 0 | 0 | 0 | 0 | 0 | 0 | 0 | 0 | 0 | 0 | 0 | 0 | 0 | 0 | 0 | 0 | 0 | 0 | 0 | 0
F3_Commercial_Miscellaneous_New_Miscellaneous_Natural Gas_Miscellaneous_E4 | F3 | Commercial | Miscellaneous | New | Miscellaneous | Natural Gas | Miscellaneous | E4 | PACT BC Ratio | 0 | 0 | 0 | 0 | 0 | 0 | 0 | 0 | 0 | 0 | 0 | 0 | 0 | 0 | 0 | 0 | 0 | 0 | 0 | 0 | 0 | 0 | 0 | 0 | 0 | 0 | 0 | 0 | 0 | 0 | 0 | 0 | 0
F3_Commercial_Miscellaneous_New_Miscellaneous_Natural Gas_Miscellaneous_E5 | F3 | Commercial | Miscellaneous | New | Miscellaneous | Natural Gas | Miscellaneous | E5 | PACT BC Ratio | 0 | 0 | 0 | 0 | 0 | 0 | 0 | 0 | 0 | 0 | 0 | 0 | 0 | 0 | 0 | 0 | 0 | 0 | 0 | 0 | 0 | 0 | 0 | 0 | 0 | 0 | 0 | 0 | 0 | 0 | 0 | 0 | 0
F3_Commercial_Miscellaneous_New_Miscellaneous_Natural Gas_Miscellaneous_E6 | F3 | Commercial | Miscellaneous | New | Miscellaneous | Natural Gas | Miscellaneous | E6 | PACT BC Ratio | 0 | 0 | 0 | 0 | 0 | 0 | 0 | 0 | 0 | 0 | 0 | 0 | 0 | 0 | 0 | 0 | 0 | 0 | 0 | 0 | 0 | 0 | 0 | 0 | 0 | 0 | 0 | 0 | 0 | 0 | 0 | 0 | 0
F3_Commercial_Miscellaneous_New_Miscellaneous_Natural Gas_Miscellaneous_E7 | F3 | Commercial | Miscellaneous | New | Miscellaneous | Natural Gas | Miscellaneous | E7 | PACT BC Ratio | 0 | 0 | 0 | 0 | 0 | 0 | 0 | 0 | 0 | 0 | 0 | 0 | 0 | 0 | 0 | 0 | 0 | 0 | 0 | 0 | 0 | 0 | 0 | 0 | 0 | 0 | 0 | 0 | 0 | 0 | 0 | 0 | 0
F3_Commercial_Miscellaneous_New_Miscellaneous_Natural Gas_Miscellaneous_E8 | F3 | Commercial | Miscellaneous | New | Miscellaneous | Natural Gas | Miscellaneous | E8 | PACT BC Ratio | 0 | 0 | 0 | 0 | 0 | 0 | 0 | 0 | 0 | 0 | 0 | 0 | 0 | 0 | 0 | 0 | 0 | 0 | 0 | 0 | 0 | 0 | 0 | 0 | 0 | 0 | 0 | 0 | 0 | 0 | 0 | 0 | 0
F3_Commercial_Miscellaneous_New_Miscellaneous_Natural Gas_Miscellaneous_E9 | F3 | Commercial | Miscellaneous | New | Miscellaneous | Natural Gas | Miscellaneous | E9 | PACT BC Ratio | 0 | 0 | 0 | 0 | 0 | 0 | 0 | 0 | 0 | 0 | 0 | 0 | 0 | 0 | 0 | 0 | 0 | 0 | 0 | 0 | 0 | 0 | 0 | 0 | 0 | 0 | 0 | 0 | 0 | 0 | 0 | 0 | 0
F3_Commercial_Miscellaneous_New_Miscellaneous_Natural Gas_Miscellaneous_E10 | F3 | Commercial | Miscellaneous | New | Miscellaneous | Natural Gas | Miscellaneous | E10 | PACT BC Ratio | 0 | 0 | 0 | 0 | 0 | 0 | 0 | 0 | 0 | 0 | 0 | 0 | 0 | 0 | 0 | 0 | 0 | 0 | 0 | 0 | 0 | 0 | 0 | 0 | 0 | 0 | 0 | 0 | 0 | 0 | 0 | 0 | 0
F4_Commercial_Miscellaneous_New_Miscellaneous_Natural Gas_Miscellaneous_E1 | F4 | Commercial | Miscellaneous | New | Miscellaneous | Natural Gas | Miscellaneous | E1 | RVT BC Ratio | bar: 2019 to 2051
F4_Commercial_Miscellaneous_New_Miscellaneous_Natural Gas_Miscellaneous_E2 | F4 | Commercial | Miscellaneous | New | Miscellaneous | Natural Gas | Miscellaneous | E2 | RVT BC Ratio | 0 | 0 | 0 | 0 | 0 | 0 | 0 | 0 | 0 | 0 | 0 | 0 | 0 | 0 | 0 | 0 | 0 | 0 | 0 | 0 | 0 | 0 | 0 | 0 | 0 | 0 | 0 | 0 | 0 | 0 | 0 | 0 | 0
F4_Commercial_Miscellaneous_New_Miscellaneous_Natural Gas_Miscellaneous_E3 | F4 | Commercial | Miscellaneous | New | Miscellaneous | Natural Gas | Miscellaneous | E3 | RVT BC Ratio | 0 | 0 | 0 | 0 | 0 | 0 | 0 | 0 | 0 | 0 | 0 | 0 | 0 | 0 | 0 | 0 | 0 | 0 | 0 | 0 | 0 | 0 | 0 | 0 | 0 | 0 | 0 | 0 | 0 | 0 | 0 | 0 | 0
F4_Commercial_Miscellaneous_New_Miscellaneous_Natural Gas_Miscellaneous_E4 | F4 | Commercial | Miscellaneous | New | Miscellaneous | Natural Gas | Miscellaneous | E4 | RVT BC Ratio | 0 | 0 | 0 | 0 | 0 | 0 | 0 | 0 | 0 | 0 | 0 | 0 | 0 | 0 | 0 | 0 | 0 | 0 | 0 | 0 | 0 | 0 | 0 | 0 | 0 | 0 | 0 | 0 | 0 | 0 | 0 | 0 | 0
F4_Commercial_Miscellaneous_New_Miscellaneous_Natural Gas_Miscellaneous_E5 | F4 | Commercial | Miscellaneous | New | Miscellaneous | Natural Gas | Miscellaneous | E5 | RVT BC Ratio | 0 | 0 | 0 | 0 | 0 | 0 | 0 | 0 | 0 | 0 | 0 | 0 | 0 | 0 | 0 | 0 | 0 | 0 | 0 | 0 | 0 | 0 | 0 | 0 | 0 | 0 | 0 | 0 | 0 | 0 | 0 | 0 | 0
F4_Commercial_Miscellaneous_New_Miscellaneous_Natural Gas_Miscellaneous_E6 | F4 | Commercial | Miscellaneous | New | Miscellaneous | Natural Gas | Miscellaneous | E6 | RVT BC Ratio | 0 | 0 | 0 | 0 | 0 | 0 | 0 | 0 | 0 | 0 | 0 | 0 | 0 | 0 | 0 | 0 | 0 | 0 | 0 | 0 | 0 | 0 | 0 | 0 | 0 | 0 | 0 | 0 | 0 | 0 | 0 | 0 | 0
F4_Commercial_Miscellaneous_New_Miscellaneous_Natural Gas_Miscellaneous_E7 | F4 | Commercial | Miscellaneous | New | Miscellaneous | Natural Gas | Miscellaneous | E7 | RVT BC Ratio | 0 | 0 | 0 | 0 | 0 | 0 | 0 | 0 | 0 | 0 | 0 | 0 | 0 | 0 | 0 | 0 | 0 | 0 | 0 | 0 | 0 | 0 | 0 | 0 | 0 | 0 | 0 | 0 | 0 | 0 | 0 | 0 | 0
F4_Commercial_Miscellaneous_New_Miscellaneous_Natural Gas_Miscellaneous_E8 | F4 | Commercial | Miscellaneous | New | Miscellaneous | Natural Gas | Miscellaneous | E8 | RVT BC Ratio | 0 | 0 | 0 | 0 | 0 | 0 | 0 | 0 | 0 | 0 | 0 | 0 | 0 | 0 | 0 | 0 | 0 | 0 | 0 | 0 | 0 | 0 | 0 | 0 | 0 | 0 | 0 | 0 | 0 | 0 | 0 | 0 | 0
F4_Commercial_Miscellaneous_New_Miscellaneous_Natural Gas_Miscellaneous_E9 | F4 | Commercial | Miscellaneous | New | Miscellaneous | Natural Gas | Miscellaneous | E9 | RVT BC Ratio | 0 | 0 | 0 | 0 | 0 | 0 | 0 | 0 | 0 | 0 | 0 | 0 | 0 | 0 | 0 | 0 | 0 | 0 | 0 | 0 | 0 | 0 | 0 | 0 | 0 | 0 | 0 | 0 | 0 | 0 | 0 | 0 | 0
F4_Commercial_Miscellaneous_New_Miscellaneous_Natural Gas_Miscellaneous_E10 | F4 | Commercial | Miscellaneous | New | Miscellaneous | Natural Gas | Miscellaneous | E10 | RVT BC Ratio | 0 | 0 | 0 | 0 | 0 | 0 | 0 | 0 | 0 | 0 | 0 | 0 | 0 | 0 | 0 | 0 | 0 | 0 | 0 | 0 | 0 | 0 | 0 | 0 | 0 | 0 | 0 | 0 | 0 | 0 | 0 | 0 | 0
F5_Commercial_Miscellaneous_New_Miscellaneous_Natural Gas_Miscellaneous_E1 | F5 | Commercial | Miscellaneous | New | Miscellaneous | Natural Gas | Miscellaneous | E1 | RIM BC Ratio | bar: 2019 to 2051
F5_Commercial_Miscellaneous_New_Miscellaneous_Natural Gas_Miscellaneous_E2 | F5 | Commercial | Miscellaneous | New | Miscellaneous | Natural Gas | Miscellaneous | E2 | RIM BC Ratio | 0 | 0 | 0 | 0 | 0 | 0 | 0 | 0 | 0 | 0 | 0 | 0 | 0 | 0 | 0 | 0 | 0 | 0 | 0 | 0 | 0 | 0 | 0 | 0 | 0 | 0 | 0 | 0 | 0 | 0 | 0 | 0 | 0
F5_Commercial_Miscellaneous_New_Miscellaneous_Natural Gas_Miscellaneous_E3 | F5 | Commercial | Miscellaneous | New | Miscellaneous | Natural Gas | Miscellaneous | E3 | RIM BC Ratio | 0 | 0 | 0 | 0 | 0 | 0 | 0 | 0 | 0 | 0 | 0 | 0 | 0 | 0 | 0 | 0 | 0 | 0 | 0 | 0 | 0 | 0 | 0 | 0 | 0 | 0 | 0 | 0 | 0 | 0 | 0 | 0 | 0
F5_Commercial_Miscellaneous_New_Miscellaneous_Natural Gas_Miscellaneous_E4 | F5 | Commercial | Miscellaneous | New | Miscellaneous | Natural Gas | Miscellaneous | E4 | RIM BC Ratio | 0 | 0 | 0 | 0 | 0 | 0 | 0 | 0 | 0 | 0 | 0 | 0 | 0 | 0 | 0 | 0 | 0 | 0 | 0 | 0 | 0 | 0 | 0 | 0 | 0 | 0 | 0 | 0 | 0 | 0 | 0 | 0 | 0
F5_Commercial_Miscellaneous_New_Miscellaneous_Natural Gas_Miscellaneous_E5 | F5 | Commercial | Miscellaneous | New | Miscellaneous | Natural Gas | Miscellaneous | E5 | RIM BC Ratio | 0 | 0 | 0 | 0 | 0 | 0 | 0 | 0 | 0 | 0 | 0 | 0 | 0 | 0 | 0 | 0 | 0 | 0 | 0 | 0 | 0 | 0 | 0 | 0 | 0 | 0 | 0 | 0 | 0 | 0 | 0 | 0 | 0
F5_Commercial_Miscellaneous_New_Miscellaneous_Natural Gas_Miscellaneous_E6 | F5 | Commercial | Miscellaneous | New | Miscellaneous | Natural Gas | Miscellaneous | E6 | RIM BC Ratio | 0 | 0 | 0 | 0 | 0 | 0 | 0 | 0 | 0 | 0 | 0 | 0 | 0 | 0 | 0 | 0 | 0 | 0 | 0 | 0 | 0 | 0 | 0 | 0 | 0 | 0 | 0 | 0 | 0 | 0 | 0 | 0 | 0
F5_Commercial_Miscellaneous_New_Miscellaneous_Natural Gas_Miscellaneous_E7 | F5 | Commercial | Miscellaneous | New | Miscellaneous | Natural Gas | Miscellaneous | E7 | RIM BC Ratio | 0 | 0 | 0 | 0 | 0 | 0 | 0 | 0 | 0 | 0 | 0 | 0 | 0 | 0 | 0 | 0 | 0 | 0 | 0 | 0 | 0 | 0 | 0 | 0 | 0 | 0 | 0 | 0 | 0 | 0 | 0 | 0 | 0
F5_Commercial_Miscellaneous_New_Miscellaneous_Natural Gas_Miscellaneous_E8 | F5 | Commercial | Miscellaneous | New | Miscellaneous | Natural Gas | Miscellaneous | E8 | RIM BC Ratio | 0 | 0 | 0 | 0 | 0 | 0 | 0 | 0 | 0 | 0 | 0 | 0 | 0 | 0 | 0 | 0 | 0 | 0 | 0 | 0 | 0 | 0 | 0 | 0 | 0 | 0 | 0 | 0 | 0 | 0 | 0 | 0 | 0
F5_Commercial_Miscellaneous_New_Miscellaneous_Natural Gas_Miscellaneous_E9 | F5 | Commercial | Miscellaneous | New | Miscellaneous | Natural Gas | Miscellaneous | E9 | RIM BC Ratio | 0 | 0 | 0 | 0 | 0 | 0 | 0 | 0 | 0 | 0 | 0 | 0 | 0 | 0 | 0 | 0 | 0 | 0 | 0 | 0 | 0 | 0 | 0 | 0 | 0 | 0 | 0 | 0 | 0 | 0 | 0 | 0 | 0
F5_Commercial_Miscellaneous_New_Miscellaneous_Natural Gas_Miscellaneous_E10 | F5 | Commercial | Miscellaneous | New | Miscellaneous | Natural Gas | Miscellaneous | E10 | RIM BC Ratio | 0 | 0 | 0 | 0 | 0 | 0 | 0 | 0 | 0 | 0 | 0 | 0 | 0 | 0 | 0 | 0 | 0 | 0 | 0 | 0 | 0 | 0 | 0 | 0 | 0 | 0 | 0 | 0 | 0 | 0 | 0 | 0 | 0

## System Costs (hidden)
Key | Field | Sector | Segment | Vintage | System | Label | 2019 | 2020 | 2021 | 2022 | 2023 | 2024 | 2025 | 2026 | 2027 | 2028 | 2029 | 2030 | 2031 | 2032 | 2033 | 2034 | 2035 | 2036 | 2037 | 2038 | 2039 | 2040 | 2041 | 2042 | 2043 | 2044 | 2045 | 2046 | 2047 | 2048 | 2049 | 2050 | 2051 | 2052 | 2053 | 2054 | 2055 | 2056 | 2057 | 2058 | 2059 | 2060 | 2061 | 2062 | 2063 | 2064 | 2065 | 2066 | 2067 | 2068 | 2069
F1_Residential_Single Family_Existing_S1 | F1 | Residential | Single Family | Existing | S1 | Utility - Cost of Operation | 0 | 0 | 0 | 0 | 0 | 0 | 0 | 0 | 0 | 0 | 0 | 0 | 0 | 0 | 0 | 0 | 0 | 0 | 0 | 0 | 0 | 0 | 0 | 0 | 0 | 0 | 0 | 0 | 0 | 0 | 0 | 0 | 0 | 0 | 0 | 0 | 0 | 0 | 0 | 0 | 0 | 0 | 0 | 0 | 0 | 0 | 0 | 0 | 0 | 0 | 0
F2_Residential_Single Family_Existing_S1 | F2 | Residential | Single Family | Existing | S1 | Utility - Value of Sales | 0 | 0 | 0 | 0 | 0 | 0 | 0 | 0 | 0 | 0 | 0 | 0 | 0 | 0 | 0 | 0 | 0 | 0 | 0 | 0 | 0 | 0 | 0 | 0 | 0 | 0 | 0 | 0 | 0 | 0 | 0 | 0 | 0 | 0 | 0 | 0 | 0 | 0 | 0 | 0 | 0 | 0 | 0 | 0 | 0 | 0 | 0 | 0 | 0 | 0 | 0
F3_Residential_Single Family_Existing_S1 | F3 | Residential | Single Family | Existing | S1 | Utility - Cost of Equipment | 0 | 0 | 0 | 0 | 0 | 0 | 0 | 0 | 0 | 0 | 0 | 0 | 0 | 0 | 0 | 0 | 0 | 0 | 0 | 0 | 0 | 0 | 0 | 0 | 0 | 0 | 0 | 0 | 0 | 0 | 0 | 0 | 0 | 0 | 0 | 0 | 0 | 0 | 0 | 0 | 0 | 0 | 0 | 0 | 0 | 0 | 0 | 0 | 0 | 0 | 0
F4_Residential_Single Family_Existing_S1 | F4 | Residential | Single Family | Existing | S1 | Participant - Cost of Operation | 0 | 0 | 0 | 0 | 0 | 0 | 0 | 0 | 0 | 0 | 0 | 0 | 0 | 0 | 0 | 0 | 0 | 0 | 0 | 0 | 0 | 0 | 0 | 0 | 0 | 0 | 0 | 0 | 0 | 0 | 0 | 0 | 0 | 0 | 0 | 0 | 0 | 0 | 0 | 0 | 0 | 0 | 0 | 0 | 0 | 0 | 0 | 0 | 0 | 0 | 0
F5_Residential_Single Family_Existing_S1 | F5 | Residential | Single Family | Existing | S1 | Participant - Cost of Equipment | 0 | 0 | 0 | 0 | 0 | 0 | 0 | 0 | 0 | 0 | 0 | 0 | 0 | 0 | 0 | 0 | 0 | 0 | 0 | 0 | 0 | 0 | 0 | 0 | 0 | 0 | 0 | 0 | 0 | 0 | 0 | 0 | 0 | 0 | 0 | 0 | 0 | 0 | 0 | 0 | 0 | 0 | 0 | 0 | 0 | 0 | 0 | 0 | 0 | 0 | 0
F6_Residential_Single Family_Existing_S1 | F6 | Residential | Single Family | Existing | S1 | Annualized kBTUs | 0 | 0 | 0 | 0 | 0 | 0 | 0 | 0 | 0 | 0 | 0 | 0 | 0 | 0 | 0 | 0 | 0 | 0 | 0 | 0 | 0 | 0 | 0 | 0 | 0 | 0 | 0 | 0 | 0 | 0 | 0 | 0 | 0 | 0 | 0 | 0 | 0 | 0 | 0 | 0 | 0 | 0 | 0 | 0 | 0 | 0 | 0 | 0 | 0 | 0 | 0

## System Stock (hidden)
Key | Field | Sector | Segment | Vintage | System | Label | Label | Case | 2019 | 2020 | 2021 | 2022 | 2023 | 2024 | 2025 | 2026 | 2027 | 2028 | 2029 | 2030 | 2031 | 2032 | 2033 | 2034 | 2035 | 2036 | 2037 | 2038 | 2039 | 2040 | 2041 | 2042 | 2043 | 2044 | 2045 | 2046 | 2047 | 2048 | 2049 | 2050 | 2051 | 2052 | 2053 | 2054 | 2055 | 2056 | 2057 | 2058 | 2059 | 2060 | 2061 | 2062 | 2063 | 2064 | 2065 | 2066 | 2067 | 2068 | 2069
F1_Residential_Single Family_Existing_S1_Baseline Forecast | F1 | Residential | Single Family | Existing | S1 | Central AC with Gas Furnace | Total Stock | Baseline Forecast | 0 | 0 | 0 | 0 | 0 | 0 | 0 | 0 | 0 | 0 | 0 | 0 | 0 | 0 | 0 | 0 | 0 | 0 | 0 | 0 | 0 | 0 | 0 | 0 | 0 | 0 | 0 | 0 | 0 | 0 | 0 | 0 | 0 | 0 | 0 | 0 | 0 | 0 | 0 | 0 | 0 | 0 | 0 | 0 | 0 | 0 | 0 | 0 | 0 | 0 | 0
F2_Residential_Single Family_Existing_S1_Baseline Forecast | F2 | Residential | Single Family | Existing | S1 | Central AC with Gas Furnace | Incremental Units OUT | Baseline Forecast | 0 | 0 | 0 | 0 | 0 | 0 | 0 | 0 | 0 | 0 | 0 | 0 | 0 | 0 | 0 | 0 | 0 | 0 | 0 | 0 | 0 | 0 | 0 | 0 | 0 | 0 | 0 | 0 | 0 | 0 | 0 | 0 | 0 | 0 | 0 | 0 | 0 | 0 | 0 | 0 | 0 | 0 | 0 | 0 | 0 | 0 | 0 | 0 | 0 | 0 | 0
F3_Residential_Single Family_Existing_S1_Baseline Forecast | F3 | Residential | Single Family | Existing | S1 | Central AC with Gas Furnace | Incremental Units IN | Baseline Forecast | 0 | 0 | 0 | 0 | 0 | 0 | 0 | 0 | 0 | 0 | 0 | 0 | 0 | 0 | 0 | 0 | 0 | 0 | 0 | 0 | 0 | 0 | 0 | 0 | 0 | 0 | 0 | 0 | 0 | 0 | 0 | 0 | 0 | 0 | 0 | 0 | 0 | 0 | 0 | 0 | 0 | 0 | 0 | 0 | 0 | 0 | 0 | 0 | 0 | 0 | 0

## Equipment Results
Key | Field | Sector | Segment | Vintage | End Use | Fuel | Technology | Case | Label | 2019 | 2020 | 2021 | 2022 | 2023 | 2024 | 2025 | 2026 | 2027 | 2028 | 2029 | 2030 | 2031 | 2032 | 2033 | 2034 | 2035 | 2036 | 2037 | 2038 | 2039 | 2040 | 2041 | 2042 | 2043 | 2044 | 2045 | 2046 | 2047 | 2048 | 2049 | 2050 | 2051
F1_Commercial_Office_Existing_Space Heating_Natural Gas_Furnace_Baseline Forecast | F1 | Commercial | Office | Existing | Space Heating | Natural Gas | Furnace | Baseline Forecast | Units | 3736701.8014 | 3717690.3061 | 3698678.8108 | 3675719.8985 | 3652164.2727 | 3626338.4553 | 3602211.2786 | 3580847.2294 | 3561650.7012 | 3543121.771 | 3524836.8497 | 3506735.3448 | 3488658.8838 | 3470530.1934 | 3452288.9038 | 3434013.682 | 3415733.4173 | 3397477.0635 | 3379244.9998 | 3361037.6099 | 3342826.2887 | 3324611.0097 | 3306417.6736 | 3288246.5793 | 3270098.0286 | 3251946.3992 | 3233791.6729 | 3215633.8318 | 3197472.8576 | 3179308.7319 | 3161141.4365 | 3142970.9526 | 3124904.9141
F2_Commercial_Office_Existing_Space Heating_Natural Gas_Furnace_Baseline Forecast | F2 | Commercial | Office | Existing | Space Heating | Natural Gas | Furnace | Baseline Forecast | Usage (MMtherm) | 0.43522 | 0.43109 | 0.4246 | 0.41764 | 0.41062 | 0.4034 | 0.39641 | 0.3898 | 0.38351 | 0.37738 | 0.37138 | 0.36551 | 0.35977 | 0.35414 | 0.34864 | 0.34328 | 0.33806 | 0.33299 | 0.32808 | 0.32331 | 0.31866 | 0.31415 | 0.30973 | 0.30543 | 0.30123 | 0.29712 | 0.29308 | 0.28913 | 0.28525 | 0.28144 | 0.27768 | 0.27399 | 0.27208
F3_Commercial_Office_Existing_Space Heating_Natural Gas_Furnace_Baseline Forecast | F3 | Commercial | Office | Existing | Space Heating | Natural Gas | Furnace | Baseline Forecast | Summer Peak Demand (MW) | 0 | 0 | 0 | 0 | 0 | 0 | 0 | 0 | 0 | 0 | 0 | 0 | 0 | 0 | 0 | 0 | 0 | 0 | 0 | 0 | 0 | 0 | 0 | 0 | 0 | 0 | 0 | 0 | 0 | 0 | 0 | 0 | 0
F4_Commercial_Office_Existing_Space Heating_Natural Gas_Furnace_Baseline Forecast | F4 | Commercial | Office | Existing | Space Heating | Natural Gas | Furnace | Baseline Forecast | Winter Peak Demand (MW) | 0 | 0 | 0 | 0 | 0 | 0 | 0 | 0 | 0 | 0 | 0 | 0 | 0 | 0 | 0 | 0 | 0 | 0 | 0 | 0 | 0 | 0 | 0 | 0 | 0 | 0 | 0 | 0 | 0 | 0 | 0 | 0 | 0
F5_Commercial_Office_Existing_Space Heating_Natural Gas_Furnace_Baseline Forecast | F5 | Commercial | Office | Existing | Space Heating | Natural Gas | Furnace | Baseline Forecast | Turnover | 0 | 74602.4811 | 80881.8366 | 86490.0944 | 91539.9758 | 96029.1415 | 100100.0486 | 103828.115 | 107239.4173 | 110325.1558 | 113101.8008 | 115593.7281 | 117819.6331 | 119798.5591 | 121548.1705 | 123089.3678 | 124439.9748 | 125616.5258 | 126633.2902 | 121450.5726 | 117123.8653 | 113542.7892 | 110610.1032 | 108238.6767 | 106351.2712 | 104878.6733 | 103760.4406 | 102943.2123 | 102379.9586 | 102029.3065 | 101854.9313 | 101825.0108 | 122363.0828
F6_Commercial_Office_Existing_Space Heating_Natural Gas_Furnace_Baseline Forecast | F6 | Commercial | Office | Existing | Space Heating | Natural Gas | Furnace | Baseline Forecast | Avg. Replacement Usage (kWh) | 0.10195 | 0.10195 | 0.10141 | 0.10087 | 0.10033 | 0.099795 | 0.099255 | 0.098715 | 0.098176 | 0.097637 | 0.097097 | 0.096557 | 0.096017 | 0.095478 | 0.094938 | 0.094399 | 0.093859 | 0.09332 | 0.09278 | 0.092241 | 0.091701 | 0.091163 | 0.090623 | 0.090084 | 0.089545 | 0.089007 | 0.088467 | 0.087928 | 0.087388 | 0.08685 | 0.08631 | 0.085771 | 0.085771
F7_Commercial_Office_Existing_Space Heating_Natural Gas_Furnace_Baseline Forecast | F7 | Commercial | Office | Existing | Space Heating | Natural Gas | Furnace | Baseline Forecast | Avg. Replacement Summer Demand (kW) | 0 | 0 | 0 | 0 | 0 | 0 | 0 | 0 | 0 | 0 | 0 | 0 | 0 | 0 | 0 | 0 | 0 | 0 | 0 | 0 | 0 | 0 | 0 | 0 | 0 | 0 | 0 | 0 | 0 | 0 | 0 | 0 | 0
F8_Commercial_Office_Existing_Space Heating_Natural Gas_Furnace_Baseline Forecast | F8 | Commercial | Office | Existing | Space Heating | Natural Gas | Furnace | Baseline Forecast | Avg. Replacement Winter Demand (kW) | 0 | 0 | 0 | 0 | 0 | 0 | 0 | 0 | 0 | 0 | 0 | 0 | 0 | 0 | 0 | 0 | 0 | 0 | 0 | 0 | 0 | 0 | 0 | 0 | 0 | 0 | 0 | 0 | 0 | 0 | 0 | 0 | 0
F1_Commercial_Office_Existing_Space Heating_Natural Gas_Boiler_Baseline Forecast | F1 | Commercial | Office | Existing | Space Heating | Natural Gas | Boiler | Baseline Forecast | Units | 4034831.0713 | 4014302.7615 | 3993774.4518 | 3968983.7841 | 3943548.7947 | 3915662.4885 | 3889610.3475 | 3866541.7875 | 3845813.6823 | 3825806.4387 | 3806062.6719 | 3786516.9553 | 3766998.2808 | 3747423.2096 | 3727726.5557 | 3707993.2625 | 3688254.5238 | 3668541.6038 | 3648854.912 | 3629194.8625 | 3609530.5679 | 3589861.9999 | 3570217.1254 | 3550596.2673 | 3530999.7514 | 3511399.9112 | 3491796.727 | 3472190.1795 | 3452580.2488 | 3432966.9154 | 3413350.1592 | 3393729.9602 | 3374222.5396
F2_Commercial_Office_Existing_Space Heating_Natural Gas_Boiler_Baseline Forecast | F2 | Commercial | Office | Existing | Space Heating | Natural Gas | Boiler | Baseline Forecast | Usage (MMtherm) | 2.3064 | 2.2893 | 2.2597 | 2.2276 | 2.1952 | 2.1605 | 2.1268 | 2.0952 | 2.065 | 2.0354 | 2.0062 | 1.9789 | 1.952 | 1.9255 | 1.8992 | 1.8734 | 1.8481 | 1.8232 | 1.7988 | 1.7749 | 1.7515 | 1.7287 | 1.7062 | 1.6843 | 1.6627 | 1.6415 | 1.6206 | 1.6002 | 1.5802 | 1.5604 | 1.541 | 1.5219 | 1.5125
F3_Commercial_Office_Existing_Space Heating_Natural Gas_Boiler_Baseline Forecast | F3 | Commercial | Office | Existing | Space Heating | Natural Gas | Boiler | Baseline Forecast | Summer Peak Demand (MW) | 0 | 0 | 0 | 0 | 0 | 0 | 0 | 0 | 0 | 0 | 0 | 0 | 0 | 0 | 0 | 0 | 0 | 0 | 0 | 0 | 0 | 0 | 0 | 0 | 0 | 0 | 0 | 0 | 0 | 0 | 0 | 0 | 0
F4_Commercial_Office_Existing_Space Heating_Natural Gas_Boiler_Baseline Forecast | F4 | Commercial | Office | Existing | Space Heating | Natural Gas | Boiler | Baseline Forecast | Winter Peak Demand (MW) | 0 | 0 | 0 | 0 | 0 | 0 | 0 | 0 | 0 | 0 | 0 | 0 | 0 | 0 | 0 | 0 | 0 | 0 | 0 | 0 | 0 | 0 | 0 | 0 | 0 | 0 | 0 | 0 | 0 | 0 | 0 | 0 | 0
F5_Commercial_Office_Existing_Space Heating_Natural Gas_Boiler_Baseline Forecast | F5 | Commercial | Office | Existing | Space Heating | Natural Gas | Boiler | Baseline Forecast | Turnover | 0 | 72987.3229 | 80535.617 | 87192.4011 | 93098.0265 | 98274.8595 | 102890.4066 | 107042.1361 | 110774.1361 | 114091.888 | 117024.8607 | 119609.052 | 121873.1694 | 123845.0479 | 125550.0164 | 127015.792 | 128266.0615 | 129322.4306 | 130203.5094 | 130926.1379 | 131504.4135 | 131952.0776 | 125201.1795 | 119702.719 | 115271.9189 | 111746.9711 | 108987.9916 | 106873.523 | 105298.2965 | 104171.2523 | 103413.7908 | 102958.226 | 102749.9616
F6_Commercial_Office_Existing_Space Heating_Natural Gas_Boiler_Baseline Forecast | F6 | Commercial | Office | Existing | Space Heating | Natural Gas | Boiler | Baseline Forecast | Avg. Replacement Usage (kWh) | 0.53055 | 0.53197 | 0.52898 | 0.52581 | 0.52281 | 0.5087 | 0.50557 | 0.50393 | 0.5008 | 0.49766 | 0.49451 | 0.50355 | 0.50053 | 0.49751 | 0.49448 | 0.49144 | 0.4884 | 0.48559 | 0.48278 | 0.47998 | 0.47717 | 0.47437 | 0.47156 | 0.46875 | 0.46595 | 0.46315 | 0.46034 | 0.45753 | 0.45473 | 0.45192 | 0.44912 | 0.44631 | 0.44631
F7_Commercial_Office_Existing_Space Heating_Natural Gas_Boiler_Baseline Forecast | F7 | Commercial | Office | Existing | Space Heating | Natural Gas | Boiler | Baseline Forecast | Avg. Replacement Summer Demand (kW) | 0 | 0 | 0 | 0 | 0 | 0 | 0 | 0 | 0 | 0 | 0 | 0 | 0 | 0 | 0 | 0 | 0 | 0 | 0 | 0 | 0 | 0 | 0 | 0 | 0 | 0 | 0 | 0 | 0 | 0 | 0 | 0 | 0
F8_Commercial_Office_Existing_Space Heating_Natural Gas_Boiler_Baseline Forecast | F8 | Commercial | Office | Existing | Space Heating | Natural Gas | Boiler | Baseline Forecast | Avg. Replacement Winter Demand (kW) | 0 | 0 | 0 | 0 | 0 | 0 | 0 | 0 | 0 | 0 | 0 | 0 | 0 | 0 | 0 | 0 | 0 | 0 | 0 | 0 | 0 | 0 | 0 | 0 | 0 | 0 | 0 | 0 | 0 | 0 | 0 | 0 | 0
F1_Commercial_Office_Existing_Space Heating_Natural Gas_Unit Heater_Baseline Forecast | F1 | Commercial | Office | Existing | Space Heating | Natural Gas | Unit Heater | Baseline Forecast | Units | 165270.1795 | 164429.3221 | 163588.4648 | 162573.0175 | 161531.1783 | 160388.931 | 159321.8127 | 158376.9045 | 157527.8633 | 156708.3493 | 155899.6275 | 155099.018 | 154299.5161 | 153497.7043 | 152690.9122 | 151882.6194 | 151074.1036 | 150266.6453 | 149460.2613 | 148654.9686 | 147849.5021 | 147043.8605 | 146239.1894 | 145435.502 | 144632.8117 | 143829.9853 | 143027.0219 | 142223.9207 | 141420.6809 | 140617.3018 | 139813.7824 | 139010.1221 | 138211.0812
F2_Commercial_Office_Existing_Space Heating_Natural Gas_Unit Heater_Baseline Forecast | F2 | Commercial | Office | Existing | Space Heating | Natural Gas | Unit Heater | Baseline Forecast | Usage (MMtherm) | 0.0096247 | 0.0095758 | 0.0094763 | 0.0093674 | 0.0092576 | 0.0091427 | 0.0090327 | 0.0089303 | 0.0088339 | 0.0087397 | 0.0086465 | 0.0085543 | 0.0084626 | 0.0083714 | 0.0082803 | 0.0081897 | 0.0080995 | 0.00801 | 0.0079209 | 0.0078324 | 0.0077444 | 0.007657 | 0.00757 | 0.0074836 | 0.0073977 | 0.0073125 | 0.0072275 | 0.0071431 | 0.0070592 | 0.0069759 | 0.0068929 | 0.0068105 | 0.0067713
F3_Commercial_Office_Existing_Space Heating_Natural Gas_Unit Heater_Baseline Forecast | F3 | Commercial | Office | Existing | Space Heating | Natural Gas | Unit Heater | Baseline Forecast | Summer Peak Demand (MW) | 0 | 0 | 0 | 0 | 0 | 0 | 0 | 0 | 0 | 0 | 0 | 0 | 0 | 0 | 0 | 0 | 0 | 0 | 0 | 0 | 0 | 0 | 0 | 0 | 0 | 0 | 0 | 0 | 0 | 0 | 0 | 0 | 0
F4_Commercial_Office_Existing_Space Heating_Natural Gas_Unit Heater_Baseline Forecast | F4 | Commercial | Office | Existing | Space Heating | Natural Gas | Unit Heater | Baseline Forecast | Winter Peak Demand (MW) | 0 | 0 | 0 | 0 | 0 | 0 | 0 | 0 | 0 | 0 | 0 | 0 | 0 | 0 | 0 | 0 | 0 | 0 | 0 | 0 | 0 | 0 | 0 | 0 | 0 | 0 | 0 | 0 | 0 | 0 | 0 | 0 | 0
F5_Commercial_Office_Existing_Space Heating_Natural Gas_Unit Heater_Baseline Forecast | F5 | Commercial | Office | Existing | Space Heating | Natural Gas | Unit Heater | Baseline Forecast | Turnover | 0 | 5480.9774 | 7088.8335 | 8345.4149 | 9325.7334 | 10080.9789 | 10666.4891 | 11122.1976 | 11475.5226 | 11744.4642 | 11945.4109 | 12092.2367 | 10652.5865 | 9808.098 | 9372.8636 | 9212.3355 | 9229.7386 | 10669.4265 | 10980.7408 | 11214.844 | 11387.4207 | 11511.0269 | 11595.7477 | 11358.6708 | 10984.5057 | 10583.6857 | 10217.6249 | 9916.0516 | 9565.3862 | 9485.5412 | 9562.5425 | 9720.7721 | 9911.7659
F6_Commercial_Office_Existing_Space Heating_Natural Gas_Unit Heater_Baseline Forecast | F6 | Commercial | Office | Existing | Space Heating | Natural Gas | Unit Heater | Baseline Forecast | Avg. Replacement Usage (kWh) | 0.058236 | 0.058236 | 0.057928 | 0.05762 | 0.057311 | 0.057003 | 0.056695 | 0.056387 | 0.056078 | 0.05577 | 0.055462 | 0.055154 | 0.054846 | 0.054538 | 0.054229 | 0.053921 | 0.053613 | 0.053305 | 0.052997 | 0.052688 | 0.05238 | 0.052073 | 0.051764 | 0.051456 | 0.051148 | 0.050841 | 0.050532 | 0.050225 | 0.049917 | 0.049609 | 0.049301 | 0.048993 | 0.048993
F7_Commercial_Office_Existing_Space Heating_Natural Gas_Unit Heater_Baseline Forecast | F7 | Commercial | Office | Existing | Space Heating | Natural Gas | Unit Heater | Baseline Forecast | Avg. Replacement Summer Demand (kW) | 0 | 0 | 0 | 0 | 0 | 0 | 0 | 0 | 0 | 0 | 0 | 0 | 0 | 0 | 0 | 0 | 0 | 0 | 0 | 0 | 0 | 0 | 0 | 0 | 0 | 0 | 0 | 0 | 0 | 0 | 0 | 0 | 0
F8_Commercial_Office_Existing_Space Heating_Natural Gas_Unit Heater_Baseline Forecast | F8 | Commercial | Office | Existing | Space Heating | Natural Gas | Unit Heater | Baseline Forecast | Avg. Replacement Winter Demand (kW) | 0 | 0 | 0 | 0 | 0 | 0 | 0 | 0 | 0 | 0 | 0 | 0 | 0 | 0 | 0 | 0 | 0 | 0 | 0 | 0 | 0 | 0 | 0 | 0 | 0 | 0 | 0 | 0 | 0 | 0 | 0 | 0 | 0
F1_Commercial_Office_Existing_Water Heating_Natural Gas_Water Heater_Baseline Forecast | F1 | Commercial | Office | Existing | Water Heating | Natural Gas | Water Heater | Baseline Forecast | Units | 5613090.0249 | 5584531.8898 | 5555973.7548 | 5521486.0036 | 5486101.8989 | 5447307.6237 | 5411064.9632 | 5378972.9371 | 5350136.8548 | 5322303.6054 | 5294836.8941 | 5267645.702 | 5240492.1296 | 5213260.1007 | 5185858.9308 | 5158406.7898 | 5130947.0734 | 5103523.2748 | 5076135.9638 | 5048785.7164 | 5021429.5635 | 4994067.4656 | 4966738.3291 | 4939442.6032 | 4912180.7413 | 4884914.2545 | 4857643.1159 | 4830367.2983 | 4803086.7743 | 4775801.5163 | 4748511.4968 | 4721216.6879 | 4694078.7716
F2_Commercial_Office_Existing_Water Heating_Natural Gas_Water Heater_Baseline Forecast | F2 | Commercial | Office | Existing | Water Heating | Natural Gas | Water Heater | Baseline Forecast | Usage (MMtherm) | 1.0263 | 1.0078 | 0.98658 | 0.96307 | 0.93924 | 0.91552 | 0.89358 | 0.87417 | 0.85751 | 0.84352 | 0.83158 | 0.82127 | 0.81223 | 0.80419 | 0.79692 | 0.79028 | 0.78414 | 0.77842 | 0.77302 | 0.76789 | 0.76295 | 0.75818 | 0.75354 | 0.74901 | 0.74457 | 0.74019 | 0.73586 | 0.73157 | 0.72732 | 0.72309 | 0.71888 | 0.71468 | 0.71053
F3_Commercial_Office_Existing_Water Heating_Natural Gas_Water Heater_Baseline Forecast | F3 | Commercial | Office | Existing | Water Heating | Natural Gas | Water Heater | Baseline Forecast | Summer Peak Demand (MW) | 0 | 0 | 0 | 0 | 0 | 0 | 0 | 0 | 0 | 0 | 0 | 0 | 0 | 0 | 0 | 0 | 0 | 0 | 0 | 0 | 0 | 0 | 0 | 0 | 0 | 0 | 0 | 0 | 0 | 0 | 0 | 0 | 0
F4_Commercial_Office_Existing_Water Heating_Natural Gas_Water Heater_Baseline Forecast | F4 | Commercial | Office | Existing | Water Heating | Natural Gas | Water Heater | Baseline Forecast | Winter Peak Demand (MW) | 0 | 0 | 0 | 0 | 0 | 0 | 0 | 0 | 0 | 0 | 0 | 0 | 0 | 0 | 0 | 0 | 0 | 0 | 0 | 0 | 0 | 0 | 0 | 0 | 0 | 0 | 0 | 0 | 0 | 0 | 0 | 0 | 0
F5_Commercial_Office_Existing_Water Heating_Natural Gas_Water Heater_Baseline Forecast | F5 | Commercial | Office | Existing | Water Heating | Natural Gas | Water Heater | Baseline Forecast | Turnover | 0 | 223381.2756 | 288910.6352 | 340123.5378 | 380077.1396 | 410857.7302 | 434720.6303 | 453293.3648 | 467693.3842 | 478654.2982 | 423305.988 | 391689.2237 | 376298.9835 | 371709.7795 | 374032.4874 | 434616.2617 | 448461.0787 | 458921.7867 | 466689.9594 | 460198.9737 | 447310.6607 | 432767.275 | 419241.4814 | 408060.4671 | 394560.8771 | 392130.5123 | 396066.3099 | 403253.0821 | 409379.4785 | 425913.3711 | 425001.4575 | 420868.2848 | 414797.4551
F6_Commercial_Office_Existing_Water Heating_Natural Gas_Water Heater_Baseline Forecast | F6 | Commercial | Office | Existing | Water Heating | Natural Gas | Water Heater | Baseline Forecast | Avg. Replacement Usage (kWh) | 0.15132 | 0.15132 | 0.15132 | 0.15132 | 0.15132 | 0.15132 | 0.15132 | 0.15132 | 0.15132 | 0.15132 | 0.15132 | 0.15132 | 0.15132 | 0.15132 | 0.15132 | 0.15132 | 0.15132 | 0.15132 | 0.15132 | 0.15132 | 0.15132 | 0.15132 | 0.15132 | 0.15132 | 0.15132 | 0.15132 | 0.15132 | 0.15132 | 0.15132 | 0.15132 | 0.15132 | 0.15132 | 0.15132
F7_Commercial_Office_Existing_Water Heating_Natural Gas_Water Heater_Baseline Forecast | F7 | Commercial | Office | Existing | Water Heating | Natural Gas | Water Heater | Baseline Forecast | Avg. Replacement Summer Demand (kW) | 0 | 0 | 0 | 0 | 0 | 0 | 0 | 0 | 0 | 0 | 0 | 0 | 0 | 0 | 0 | 0 | 0 | 0 | 0 | 0 | 0 | 0 | 0 | 0 | 0 | 0 | 0 | 0 | 0 | 0 | 0 | 0 | 0
F8_Commercial_Office_Existing_Water Heating_Natural Gas_Water Heater_Baseline Forecast | F8 | Commercial | Office | Existing | Water Heating | Natural Gas | Water Heater | Baseline Forecast | Avg. Replacement Winter Demand (kW) | 0 | 0 | 0 | 0 | 0 | 0 | 0 | 0 | 0 | 0 | 0 | 0 | 0 | 0 | 0 | 0 | 0 | 0 | 0 | 0 | 0 | 0 | 0 | 0 | 0 | 0 | 0 | 0 | 0 | 0 | 0 | 0 | 0
F1_Commercial_Office_Existing_Food Preparation_Natural Gas_Oven_Baseline Forecast | F1 | Commercial | Office | Existing | Food Preparation | Natural Gas | Oven | Baseline Forecast | Units | 75992.0092 | 75605.379 | 75218.7488 | 74751.8414 | 74272.7988 | 73747.5881 | 73256.922 | 72822.4488 | 72432.0556 | 72055.2392 | 71683.3851 | 71315.2611 | 70947.6464 | 70578.9695 | 70208.0027 | 69836.3458 | 69464.5864 | 69093.3133 | 68722.5341 | 68352.2567 | 67981.8994 | 67611.4616 | 67241.47 | 66871.9308 | 66502.85 | 66133.7066 | 65764.5002 | 65395.2305 | 65025.8971 | 64656.4996 | 64287.0376 | 63917.5107 | 63550.108
F2_Commercial_Office_Existing_Food Preparation_Natural Gas_Oven_Baseline Forecast | F2 | Commercial | Office | Existing | Food Preparation | Natural Gas | Oven | Baseline Forecast | Usage (MMtherm) | 0.0084491 | 0.0084061 | 0.0083631 | 0.0083112 | 0.0082579 | 0.0081995 | 0.008145 | 0.0080967 | 0.0080533 | 0.0080114 | 0.00797 | 0.0079291 | 0.0078882 | 0.0078472 | 0.007806 | 0.0077647 | 0.0077233 | 0.007682 | 0.0076408 | 0.0075997 | 0.0075585 | 0.0075173 | 0.0074761 | 0.0074351 | 0.007394 | 0.007353 | 0.0073119 | 0.0072709 | 0.0072298 | 0.0071887 | 0.0071477 | 0.0071066 | 0.0070657
F3_Commercial_Office_Existing_Food Preparation_Natural Gas_Oven_Baseline Forecast | F3 | Commercial | Office | Existing | Food Preparation | Natural Gas | Oven | Baseline Forecast | Summer Peak Demand (MW) | 0 | 0 | 0 | 0 | 0 | 0 | 0 | 0 | 0 | 0 | 0 | 0 | 0 | 0 | 0 | 0 | 0 | 0 | 0 | 0 | 0 | 0 | 0 | 0 | 0 | 0 | 0 | 0 | 0 | 0 | 0 | 0 | 0
F4_Commercial_Office_Existing_Food Preparation_Natural Gas_Oven_Baseline Forecast | F4 | Commercial | Office | Existing | Food Preparation | Natural Gas | Oven | Baseline Forecast | Winter Peak Demand (MW) | 0 | 0 | 0 | 0 | 0 | 0 | 0 | 0 | 0 | 0 | 0 | 0 | 0 | 0 | 0 | 0 | 0 | 0 | 0 | 0 | 0 | 0 | 0 | 0 | 0 | 0 | 0 | 0 | 0 | 0 | 0 | 0 | 0
F5_Commercial_Office_Existing_Food Preparation_Natural Gas_Oven_Baseline Forecast | F5 | Commercial | Office | Existing | Food Preparation | Natural Gas | Oven | Baseline Forecast | Turnover | 0 | 2520.1793 | 3259.4791 | 3837.2612 | 4288.0162 | 4635.2817 | 4904.5021 | 5114.039 | 5276.4995 | 5400.1601 | 5492.5564 | 5560.0675 | 4898.1096 | 4509.8098 | 4309.687 | 4235.8754 | 4243.8774 | 4905.8527 | 5048.9965 | 5156.6382 | 5235.9898 | 5292.8246 | 5331.7796 | 5222.7705 | 5050.7276 | 4866.4287 | 4698.1122 | 4559.4474 | 4398.2098 | 4361.4966 | 4396.9022 | 4469.6569 | 4557.4768
F6_Commercial_Office_Existing_Food Preparation_Natural Gas_Oven_Baseline Forecast | F6 | Commercial | Office | Existing | Food Preparation | Natural Gas | Oven | Baseline Forecast | Avg. Replacement Usage (kWh) | 0.11118 | 0.11118 | 0.11118 | 0.11118 | 0.11118 | 0.11118 | 0.11118 | 0.11118 | 0.11118 | 0.11118 | 0.11118 | 0.11118 | 0.11118 | 0.11118 | 0.11118 | 0.11118 | 0.11118 | 0.11118 | 0.11118 | 0.11118 | 0.11118 | 0.11118 | 0.11118 | 0.11118 | 0.11118 | 0.11118 | 0.11118 | 0.11118 | 0.11118 | 0.11118 | 0.11118 | 0.11118 | 0.11118
F7_Commercial_Office_Existing_Food Preparation_Natural Gas_Oven_Baseline Forecast | F7 | Commercial | Office | Existing | Food Preparation | Natural Gas | Oven | Baseline Forecast | Avg. Replacement Summer Demand (kW) | 0 | 0 | 0 | 0 | 0 | 0 | 0 | 0 | 0 | 0 | 0 | 0 | 0 | 0 | 0 | 0 | 0 | 0 | 0 | 0 | 0 | 0 | 0 | 0 | 0 | 0 | 0 | 0 | 0 | 0 | 0 | 0 | 0
F8_Commercial_Office_Existing_Food Preparation_Natural Gas_Oven_Baseline Forecast | F8 | Commercial | Office | Existing | Food Preparation | Natural Gas | Oven | Baseline Forecast | Avg. Replacement Winter Demand (kW) | 0 | 0 | 0 | 0 | 0 | 0 | 0 | 0 | 0 | 0 | 0 | 0 | 0 | 0 | 0 | 0 | 0 | 0 | 0 | 0 | 0 | 0 | 0 | 0 | 0 | 0 | 0 | 0 | 0 | 0 | 0 | 0 | 0
F1_Commercial_Office_Existing_Food Preparation_Natural Gas_Conveyor Oven_Baseline Forecast | F1 | Commercial | Office | Existing | Food Preparation | Natural Gas | Conveyor Oven | Baseline Forecast | Units | 37996.0046 | 37802.6895 | 37609.3744 | 37375.9207 | 37136.3994 | 36873.794 | 36628.461 | 36411.2244 | 36216.0278 | 36027.6196 | 35841.6926 | 35657.6305 | 35473.8232 | 35289.4847 | 35104.0013 | 34918.1729 | 34732.2932 | 34546.6566 | 34361.2671 | 34176.1284 | 33990.9497 | 33805.7308 | 33620.735 | 33435.9654 | 33251.425 | 33066.8533 | 32882.2501 | 32697.6153 | 32512.9485 | 32328.2498 | 32143.5188 | 31958.7554 | 31775.054
F2_Commercial_Office_Existing_Food Preparation_Natural Gas_Conveyor Oven_Baseline Forecast | F2 | Commercial | Office | Existing | Food Preparation | Natural Gas | Conveyor Oven | Baseline Forecast | Usage (MMtherm) | 0.0072285 | 0.0071917 | 0.0071549 | 0.0071105 | 0.0070649 | 0.007015 | 0.0069683 | 0.006927 | 0.0068898 | 0.006854 | 0.0068186 | 0.0067836 | 0.0067486 | 0.0067136 | 0.0066783 | 0.0066429 | 0.0066076 | 0.0065723 | 0.006537 | 0.0065018 | 0.0064665 | 0.0064313 | 0.0063961 | 0.006361 | 0.0063258 | 0.0062907 | 0.0062556 | 0.0062205 | 0.0061854 | 0.0061502 | 0.0061151 | 0.0060799 | 0.006045
F3_Commercial_Office_Existing_Food Preparation_Natural Gas_Conveyor Oven_Baseline Forecast | F3 | Commercial | Office | Existing | Food Preparation | Natural Gas | Conveyor Oven | Baseline Forecast | Summer Peak Demand (MW) | 0 | 0 | 0 | 0 | 0 | 0 | 0 | 0 | 0 | 0 | 0 | 0 | 0 | 0 | 0 | 0 | 0 | 0 | 0 | 0 | 0 | 0 | 0 | 0 | 0 | 0 | 0 | 0 | 0 | 0 | 0 | 0 | 0
F4_Commercial_Office_Existing_Food Preparation_Natural Gas_Conveyor Oven_Baseline Forecast | F4 | Commercial | Office | Existing | Food Preparation | Natural Gas | Conveyor Oven | Baseline Forecast | Winter Peak Demand (MW) | 0 | 0 | 0 | 0 | 0 | 0 | 0 | 0 | 0 | 0 | 0 | 0 | 0 | 0 | 0 | 0 | 0 | 0 | 0 | 0 | 0 | 0 | 0 | 0 | 0 | 0 | 0 | 0 | 0 | 0 | 0 | 0 | 0
F5_Commercial_Office_Existing_Food Preparation_Natural Gas_Conveyor Oven_Baseline Forecast | F5 | Commercial | Office | Existing | Food Preparation | Natural Gas | Conveyor Oven | Baseline Forecast | Turnover | 0 | 889.475 | 1150.4044 | 1354.3275 | 1513.4175 | 1635.9818 | 1731.0007 | 1804.9549 | 1862.2939 | 1905.9389 | 1938.5493 | 1962.3768 | 1979.148 | 1990.2612 | 1996.8284 | 1999.8084 | 1999.9455 | 1753.9775 | 1605.8621 | 1525.4442 | 1490.7892 | 1486.1048 | 1707.5259 | 1751.8778 | 1784.9602 | 1809.0637 | 1826.0213 | 1837.2923 | 1844.038 | 1847.1823 | 1847.4607 | 1845.4584 | 1841.7046
F6_Commercial_Office_Existing_Food Preparation_Natural Gas_Conveyor Oven_Baseline Forecast | F6 | Commercial | Office | Existing | Food Preparation | Natural Gas | Conveyor Oven | Baseline Forecast | Avg. Replacement Usage (kWh) | 0.19024 | 0.19024 | 0.19024 | 0.19024 | 0.19024 | 0.19024 | 0.19024 | 0.19024 | 0.19024 | 0.19024 | 0.19024 | 0.19024 | 0.19024 | 0.19024 | 0.19024 | 0.19024 | 0.19024 | 0.19024 | 0.19024 | 0.19024 | 0.19024 | 0.19024 | 0.19024 | 0.19024 | 0.19024 | 0.19024 | 0.19024 | 0.19024 | 0.19024 | 0.19024 | 0.19024 | 0.19024 | 0.19024
F7_Commercial_Office_Existing_Food Preparation_Natural Gas_Conveyor Oven_Baseline Forecast | F7 | Commercial | Office | Existing | Food Preparation | Natural Gas | Conveyor Oven | Baseline Forecast | Avg. Replacement Summer Demand (kW) | 0 | 0 | 0 | 0 | 0 | 0 | 0 | 0 | 0 | 0 | 0 | 0 | 0 | 0 | 0 | 0 | 0 | 0 | 0 | 0 | 0 | 0 | 0 | 0 | 0 | 0 | 0 | 0 | 0 | 0 | 0 | 0 | 0
F8_Commercial_Office_Existing_Food Preparation_Natural Gas_Conveyor Oven_Baseline Forecast | F8 | Commercial | Office | Existing | Food Preparation | Natural Gas | Conveyor Oven | Baseline Forecast | Avg. Replacement Winter Demand (kW) | 0 | 0 | 0 | 0 | 0 | 0 | 0 | 0 | 0 | 0 | 0 | 0 | 0 | 0 | 0 | 0 | 0 | 0 | 0 | 0 | 0 | 0 | 0 | 0 | 0 | 0 | 0 | 0 | 0 | 0 | 0 | 0 | 0
F1_Commercial_Office_Existing_Food Preparation_Natural Gas_Double Rack Oven_Baseline Forecast | F1 | Commercial | Office | Existing | Food Preparation | Natural Gas | Double Rack Oven | Baseline Forecast | Units | 37996.0046 | 37802.6895 | 37609.3744 | 37375.9207 | 37136.3994 | 36873.794 | 36628.461 | 36411.2244 | 36216.0278 | 36027.6196 | 35841.6926 | 35657.6305 | 35473.8232 | 35289.4847 | 35104.0013 | 34918.1729 | 34732.2932 | 34546.6566 | 34361.2671 | 34176.1284 | 33990.9497 | 33805.7308 | 33620.735 | 33435.9654 | 33251.425 | 33066.8533 | 32882.2501 | 32697.6153 | 32512.9485 | 32328.2498 | 32143.5188 | 31958.7554 | 31775.054
F2_Commercial_Office_Existing_Food Preparation_Natural Gas_Double Rack Oven_Baseline Forecast | F2 | Commercial | Office | Existing | Food Preparation | Natural Gas | Double Rack Oven | Baseline Forecast | Usage (MMtherm) | 0.010981 | 0.010925 | 0.01087 | 0.010802 | 0.010733 | 0.010657 | 0.010586 | 0.010523 | 0.010467 | 0.010412 | 0.010359 | 0.010306 | 0.010252 | 0.010199 | 0.010146 | 0.010092 | 0.010038 | 0.0099844 | 0.0099309 | 0.0098774 | 0.0098238 | 0.0097703 | 0.0097168 | 0.0096634 | 0.0096101 | 0.0095568 | 0.0095034 | 0.0094501 | 0.0093967 | 0.0093433 | 0.0092899 | 0.0092365 | 0.0091834
F3_Commercial_Office_Existing_Food Preparation_Natural Gas_Double Rack Oven_Baseline Forecast | F3 | Commercial | Office | Existing | Food Preparation | Natural Gas | Double Rack Oven | Baseline Forecast | Summer Peak Demand (MW) | 0 | 0 | 0 | 0 | 0 | 0 | 0 | 0 | 0 | 0 | 0 | 0 | 0 | 0 | 0 | 0 | 0 | 0 | 0 | 0 | 0 | 0 | 0 | 0 | 0 | 0 | 0 | 0 | 0 | 0 | 0 | 0 | 0
F4_Commercial_Office_Existing_Food Preparation_Natural Gas_Double Rack Oven_Baseline Forecast | F4 | Commercial | Office | Existing | Food Preparation | Natural Gas | Double Rack Oven | Baseline Forecast | Winter Peak Demand (MW) | 0 | 0 | 0 | 0 | 0 | 0 | 0 | 0 | 0 | 0 | 0 | 0 | 0 | 0 | 0 | 0 | 0 | 0 | 0 | 0 | 0 | 0 | 0 | 0 | 0 | 0 | 0 | 0 | 0 | 0 | 0 | 0 | 0
F5_Commercial_Office_Existing_Food Preparation_Natural Gas_Double Rack Oven_Baseline Forecast | F5 | Commercial | Office | Existing | Food Preparation | Natural Gas | Double Rack Oven | Baseline Forecast | Turnover | 0 | 1260.0896 | 1629.7396 | 1918.6306 | 2144.0081 | 2317.6409 | 2452.251 | 2557.0195 | 2638.2497 | 2700.0801 | 2746.2782 | 2780.0338 | 2449.0548 | 2254.9049 | 2154.8435 | 2117.9377 | 2121.9387 | 2452.9263 | 2524.4982 | 2578.3191 | 2617.9949 | 2646.4123 | 2665.8898 | 2611.3852 | 2525.3638 | 2433.2143 | 2349.0561 | 2279.7237 | 2199.1049 | 2180.7483 | 2198.4511 | 2234.8285 | 2278.7384
F6_Commercial_Office_Existing_Food Preparation_Natural Gas_Double Rack Oven_Baseline Forecast | F6 | Commercial | Office | Existing | Food Preparation | Natural Gas | Double Rack Oven | Baseline Forecast | Avg. Replacement Usage (kWh) | 0.28901 | 0.28901 | 0.28901 | 0.28901 | 0.28901 | 0.28901 | 0.28901 | 0.28901 | 0.28901 | 0.28901 | 0.28901 | 0.28901 | 0.28901 | 0.28901 | 0.28901 | 0.28901 | 0.28901 | 0.28901 | 0.28901 | 0.28901 | 0.28901 | 0.28901 | 0.28901 | 0.28901 | 0.28901 | 0.28901 | 0.28901 | 0.28901 | 0.28901 | 0.28901 | 0.28901 | 0.28901 | 0.28901
F7_Commercial_Office_Existing_Food Preparation_Natural Gas_Double Rack Oven_Baseline Forecast | F7 | Commercial | Office | Existing | Food Preparation | Natural Gas | Double Rack Oven | Baseline Forecast | Avg. Replacement Summer Demand (kW) | 0 | 0 | 0 | 0 | 0 | 0 | 0 | 0 | 0 | 0 | 0 | 0 | 0 | 0 | 0 | 0 | 0 | 0 | 0 | 0 | 0 | 0 | 0 | 0 | 0 | 0 | 0 | 0 | 0 | 0 | 0 | 0 | 0
F8_Commercial_Office_Existing_Food Preparation_Natural Gas_Double Rack Oven_Baseline Forecast | F8 | Commercial | Office | Existing | Food Preparation | Natural Gas | Double Rack Oven | Baseline Forecast | Avg. Replacement Winter Demand (kW) | 0 | 0 | 0 | 0 | 0 | 0 | 0 | 0 | 0 | 0 | 0 | 0 | 0 | 0 | 0 | 0 | 0 | 0 | 0 | 0 | 0 | 0 | 0 | 0 | 0 | 0 | 0 | 0 | 0 | 0 | 0 | 0 | 0
F1_Commercial_Office_Existing_Food Preparation_Natural Gas_Fryer_Baseline Forecast | F1 | Commercial | Office | Existing | Food Preparation | Natural Gas | Fryer | Baseline Forecast | Units | 151984.0184 | 151210.758 | 150437.4976 | 149503.6827 | 148545.5975 | 147495.1761 | 146513.8441 | 145644.8976 | 144864.1113 | 144110.4784 | 143366.7702 | 142630.5222 | 141895.2927 | 141157.9389 | 140416.0054 | 139672.6917 | 138929.1728 | 138186.6266 | 137445.0683 | 136704.5135 | 135963.7988 | 135222.9232 | 134482.9401 | 133743.8616 | 133005.7 | 132267.4132 | 131529.0005 | 130790.461 | 130051.7942 | 129312.9991 | 128574.0751 | 127835.0215 | 127100.2159
F2_Commercial_Office_Existing_Food Preparation_Natural Gas_Fryer_Baseline Forecast | F2 | Commercial | Office | Existing | Food Preparation | Natural Gas | Fryer | Baseline Forecast | Usage (MMtherm) | 0.027334 | 0.027195 | 0.027056 | 0.025878 | 0.024573 | 0.023167 | 0.021952 | 0.020829 | 0.019977 | 0.01932 | 0.018676 | 0.018118 | 0.017866 | 0.017655 | 0.017474 | 0.017316 | 0.017175 | 0.017047 | 0.016928 | 0.016816 | 0.01671 | 0.016608 | 0.016508 | 0.016411 | 0.016316 | 0.016222 | 0.016129 | 0.016036 | 0.015944 | 0.015853 | 0.015761 | 0.01567 | 0.015579
F3_Commercial_Office_Existing_Food Preparation_Natural Gas_Fryer_Baseline Forecast | F3 | Commercial | Office | Existing | Food Preparation | Natural Gas | Fryer | Baseline Forecast | Summer Peak Demand (MW) | 0 | 0 | 0 | 0 | 0 | 0 | 0 | 0 | 0 | 0 | 0 | 0 | 0 | 0 | 0 | 0 | 0 | 0 | 0 | 0 | 0 | 0 | 0 | 0 | 0 | 0 | 0 | 0 | 0 | 0 | 0 | 0 | 0
F4_Commercial_Office_Existing_Food Preparation_Natural Gas_Fryer_Baseline Forecast | F4 | Commercial | Office | Existing | Food Preparation | Natural Gas | Fryer | Baseline Forecast | Winter Peak Demand (MW) | 0 | 0 | 0 | 0 | 0 | 0 | 0 | 0 | 0 | 0 | 0 | 0 | 0 | 0 | 0 | 0 | 0 | 0 | 0 | 0 | 0 | 0 | 0 | 0 | 0 | 0 | 0 | 0 | 0 | 0 | 0 | 0 | 0
F5_Commercial_Office_Existing_Food Preparation_Natural Gas_Fryer_Baseline Forecast | F5 | Commercial | Office | Existing | Food Preparation | Natural Gas | Fryer | Baseline Forecast | Turnover | 0 | 10309.8244 | 14530.8947 | 17626.1444 | 19886.9639 | 21514.078 | 18525.5986 | 17328.7883 | 17196.7053 | 17653.7315 | 20719.5988 | 20930.101 | 20554.7756 | 20060.4526 | 19665.9082 | 19074.0992 | 19080.1175 | 19229.1193 | 19351.334 | 19936.1765 | 19584.7051 | 19190.7887 | 18905.1531 | 18743.1531 | 18718.7598 | 18748.5076 | 18706.2065 | 18598.297 | 18581.9495 | 18352.1118 | 18176.8774 | 18058.765 | 17971.505
F6_Commercial_Office_Existing_Food Preparation_Natural Gas_Fryer_Baseline Forecast | F6 | Commercial | Office | Existing | Food Preparation | Natural Gas | Fryer | Baseline Forecast | Avg. Replacement Usage (kWh) | 0.17985 | 0.17985 | 0.17985 | 0.12257 | 0.12257 | 0.12257 | 0.12257 | 0.12257 | 0.12257 | 0.12257 | 0.12257 | 0.12257 | 0.12257 | 0.12257 | 0.12257 | 0.12257 | 0.12257 | 0.12257 | 0.12257 | 0.12257 | 0.12257 | 0.12257 | 0.12257 | 0.12257 | 0.12257 | 0.12257 | 0.12257 | 0.12257 | 0.12257 | 0.12257 | 0.12257 | 0.12257 | 0.12257
F7_Commercial_Office_Existing_Food Preparation_Natural Gas_Fryer_Baseline Forecast | F7 | Commercial | Office | Existing | Food Preparation | Natural Gas | Fryer | Baseline Forecast | Avg. Replacement Summer Demand (kW) | 0 | 0 | 0 | 0 | 0 | 0 | 0 | 0 | 0 | 0 | 0 | 0 | 0 | 0 | 0 | 0 | 0 | 0 | 0 | 0 | 0 | 0 | 0 | 0 | 0 | 0 | 0 | 0 | 0 | 0 | 0 | 0 | 0
F8_Commercial_Office_Existing_Food Preparation_Natural Gas_Fryer_Baseline Forecast | F8 | Commercial | Office | Existing | Food Preparation | Natural Gas | Fryer | Baseline Forecast | Avg. Replacement Winter Demand (kW) | 0 | 0 | 0 | 0 | 0 | 0 | 0 | 0 | 0 | 0 | 0 | 0 | 0 | 0 | 0 | 0 | 0 | 0 | 0 | 0 | 0 | 0 | 0 | 0 | 0 | 0 | 0 | 0 | 0 | 0 | 0 | 0 | 0
F1_Commercial_Office_Existing_Food Preparation_Natural Gas_Broiler_Baseline Forecast | F1 | Commercial | Office | Existing | Food Preparation | Natural Gas | Broiler | Baseline Forecast | Units | 0 | 0 | 0 | 0 | 0 | 0 | 0 | 0 | 0 | 0 | 0 | 0 | 0 | 0 | 0 | 0 | 0 | 0 | 0 | 0 | 0 | 0 | 0 | 0 | 0 | 0 | 0 | 0 | 0 | 0 | 0 | 0 | 0
F2_Commercial_Office_Existing_Food Preparation_Natural Gas_Broiler_Baseline Forecast | F2 | Commercial | Office | Existing | Food Preparation | Natural Gas | Broiler | Baseline Forecast | Usage (MMtherm) | 0 | 0 | 0 | 0 | 0 | 0 | 0 | 0 | 0 | 0 | 0 | 0 | 0 | 0 | 0 | 0 | 0 | 0 | 0 | 0 | 0 | 0 | 0 | 0 | 0 | 0 | 0 | 0 | 0 | 0 | 0 | 0 | 0
F3_Commercial_Office_Existing_Food Preparation_Natural Gas_Broiler_Baseline Forecast | F3 | Commercial | Office | Existing | Food Preparation | Natural Gas | Broiler | Baseline Forecast | Summer Peak Demand (MW) | 0 | 0 | 0 | 0 | 0 | 0 | 0 | 0 | 0 | 0 | 0 | 0 | 0 | 0 | 0 | 0 | 0 | 0 | 0 | 0 | 0 | 0 | 0 | 0 | 0 | 0 | 0 | 0 | 0 | 0 | 0 | 0 | 0
F4_Commercial_Office_Existing_Food Preparation_Natural Gas_Broiler_Baseline Forecast | F4 | Commercial | Office | Existing | Food Preparation | Natural Gas | Broiler | Baseline Forecast | Winter Peak Demand (MW) | 0 | 0 | 0 | 0 | 0 | 0 | 0 | 0 | 0 | 0 | 0 | 0 | 0 | 0 | 0 | 0 | 0 | 0 | 0 | 0 | 0 | 0 | 0 | 0 | 0 | 0 | 0 | 0 | 0 | 0 | 0 | 0 | 0
F5_Commercial_Office_Existing_Food Preparation_Natural Gas_Broiler_Baseline Forecast | F5 | Commercial | Office | Existing | Food Preparation | Natural Gas | Broiler | Baseline Forecast | Turnover | 0 | 0 | 0 | 0 | 0 | 0 | 0 | 0 | 0 | 0 | 0 | 0 | 0 | 0 | 0 | 0 | 0 | 0 | 0 | 0 | 0 | 0 | 0 | 0 | 0 | 0 | 0 | 0 | 0 | 0 | 0 | 0 | 0
F6_Commercial_Office_Existing_Food Preparation_Natural Gas_Broiler_Baseline Forecast | F6 | Commercial | Office | Existing | Food Preparation | Natural Gas | Broiler | Baseline Forecast | Avg. Replacement Usage (kWh) | 0.19781 | 0.19781 | 0.19781 | 0.19781 | 0.19781 | 0.19781 | 0.19781 | 0.19781 | 0.19781 | 0.19781 | 0.19781 | 0.19781 | 0.19781 | 0.19781 | 0.19781 | 0.19781 | 0.19781 | 0.19781 | 0.19781 | 0.19781 | 0.19781 | 0.19781 | 0.19781 | 0.19781 | 0.19781 | 0.19781 | 0.19781 | 0.19781 | 0.19781 | 0.19781 | 0.19781 | 0.19781 | 0.19781
F7_Commercial_Office_Existing_Food Preparation_Natural Gas_Broiler_Baseline Forecast | F7 | Commercial | Office | Existing | Food Preparation | Natural Gas | Broiler | Baseline Forecast | Avg. Replacement Summer Demand (kW) | 0 | 0 | 0 | 0 | 0 | 0 | 0 | 0 | 0 | 0 | 0 | 0 | 0 | 0 | 0 | 0 | 0 | 0 | 0 | 0 | 0 | 0 | 0 | 0 | 0 | 0 | 0 | 0 | 0 | 0 | 0 | 0 | 0
F8_Commercial_Office_Existing_Food Preparation_Natural Gas_Broiler_Baseline Forecast | F8 | Commercial | Office | Existing | Food Preparation | Natural Gas | Broiler | Baseline Forecast | Avg. Replacement Winter Demand (kW) | 0 | 0 | 0 | 0 | 0 | 0 | 0 | 0 | 0 | 0 | 0 | 0 | 0 | 0 | 0 | 0 | 0 | 0 | 0 | 0 | 0 | 0 | 0 | 0 | 0 | 0 | 0 | 0 | 0 | 0 | 0 | 0 | 0
F1_Commercial_Office_Existing_Food Preparation_Natural Gas_Griddle_Baseline Forecast | F1 | Commercial | Office | Existing | Food Preparation | Natural Gas | Griddle | Baseline Forecast | Units | 151984.0184 | 151210.758 | 150437.4976 | 149503.6827 | 148545.5975 | 147495.1761 | 146513.8441 | 145644.8976 | 144864.1113 | 144110.4784 | 143366.7702 | 142630.5222 | 141895.2927 | 141157.9389 | 140416.0054 | 139672.6917 | 138929.1728 | 138186.6266 | 137445.0683 | 136704.5135 | 135963.7988 | 135222.9232 | 134482.9401 | 133743.8616 | 133005.7 | 132267.4132 | 131529.0005 | 130790.461 | 130051.7942 | 129312.9991 | 128574.0751 | 127835.0215 | 127100.2159
F2_Commercial_Office_Existing_Food Preparation_Natural Gas_Griddle_Baseline Forecast | F2 | Commercial | Office | Existing | Food Preparation | Natural Gas | Griddle | Baseline Forecast | Usage (MMtherm) | 0.019956 | 0.019855 | 0.019753 | 0.019631 | 0.019505 | 0.019367 | 0.019238 | 0.019124 | 0.019021 | 0.018923 | 0.018825 | 0.018728 | 0.018632 | 0.018535 | 0.018437 | 0.01834 | 0.018242 | 0.018145 | 0.018047 | 0.01795 | 0.017853 | 0.017756 | 0.017658 | 0.017561 | 0.017464 | 0.017367 | 0.017271 | 0.017174 | 0.017077 | 0.01698 | 0.016883 | 0.016785 | 0.016689
F3_Commercial_Office_Existing_Food Preparation_Natural Gas_Griddle_Baseline Forecast | F3 | Commercial | Office | Existing | Food Preparation | Natural Gas | Griddle | Baseline Forecast | Summer Peak Demand (MW) | 0 | 0 | 0 | 0 | 0 | 0 | 0 | 0 | 0 | 0 | 0 | 0 | 0 | 0 | 0 | 0 | 0 | 0 | 0 | 0 | 0 | 0 | 0 | 0 | 0 | 0 | 0 | 0 | 0 | 0 | 0 | 0 | 0
F4_Commercial_Office_Existing_Food Preparation_Natural Gas_Griddle_Baseline Forecast | F4 | Commercial | Office | Existing | Food Preparation | Natural Gas | Griddle | Baseline Forecast | Winter Peak Demand (MW) | 0 | 0 | 0 | 0 | 0 | 0 | 0 | 0 | 0 | 0 | 0 | 0 | 0 | 0 | 0 | 0 | 0 | 0 | 0 | 0 | 0 | 0 | 0 | 0 | 0 | 0 | 0 | 0 | 0 | 0 | 0 | 0 | 0
F5_Commercial_Office_Existing_Food Preparation_Natural Gas_Griddle_Baseline Forecast | F5 | Commercial | Office | Existing | Food Preparation | Natural Gas | Griddle | Baseline Forecast | Turnover | 0 | 5040.3586 | 6518.9582 | 7674.5224 | 8576.0325 | 9270.5635 | 9809.0042 | 10228.078 | 10552.999 | 10800.3202 | 10985.1127 | 11120.1351 | 9796.2192 | 9019.6196 | 8619.3739 | 8471.7507 | 8487.7548 | 9811.7054 | 10097.993 | 10313.2765 | 10471.9797 | 10585.6491 | 10663.5592 | 10445.541 | 10101.4552 | 9732.8573 | 9396.2244 | 9118.8947 | 8796.4195 | 8722.9933 | 8793.8044 | 8939.3139 | 9114.9536
F6_Commercial_Office_Existing_Food Preparation_Natural Gas_Griddle_Baseline Forecast | F6 | Commercial | Office | Existing | Food Preparation | Natural Gas | Griddle | Baseline Forecast | Avg. Replacement Usage (kWh) | 0.13131 | 0.13131 | 0.13131 | 0.13131 | 0.13131 | 0.13131 | 0.13131 | 0.13131 | 0.13131 | 0.13131 | 0.13131 | 0.13131 | 0.13131 | 0.13131 | 0.13131 | 0.13131 | 0.13131 | 0.13131 | 0.13131 | 0.13131 | 0.13131 | 0.13131 | 0.13131 | 0.13131 | 0.13131 | 0.13131 | 0.13131 | 0.13131 | 0.13131 | 0.13131 | 0.13131 | 0.13131 | 0.13131
F7_Commercial_Office_Existing_Food Preparation_Natural Gas_Griddle_Baseline Forecast | F7 | Commercial | Office | Existing | Food Preparation | Natural Gas | Griddle | Baseline Forecast | Avg. Replacement Summer Demand (kW) | 0 | 0 | 0 | 0 | 0 | 0 | 0 | 0 | 0 | 0 | 0 | 0 | 0 | 0 | 0 | 0 | 0 | 0 | 0 | 0 | 0 | 0 | 0 | 0 | 0 | 0 | 0 | 0 | 0 | 0 | 0 | 0 | 0
F8_Commercial_Office_Existing_Food Preparation_Natural Gas_Griddle_Baseline Forecast | F8 | Commercial | Office | Existing | Food Preparation | Natural Gas | Griddle | Baseline Forecast | Avg. Replacement Winter Demand (kW) | 0 | 0 | 0 | 0 | 0 | 0 | 0 | 0 | 0 | 0 | 0 | 0 | 0 | 0 | 0 | 0 | 0 | 0 | 0 | 0 | 0 | 0 | 0 | 0 | 0 | 0 | 0 | 0 | 0 | 0 | 0 | 0 | 0
F1_Commercial_Office_Existing_Food Preparation_Natural Gas_Range_Baseline Forecast | F1 | Commercial | Office | Existing | Food Preparation | Natural Gas | Range | Baseline Forecast | Units | 151984.0184 | 151210.758 | 150437.4976 | 149503.6827 | 148545.5975 | 147495.1761 | 146513.8441 | 145644.8976 | 144864.1113 | 144110.4784 | 143366.7702 | 142630.5222 | 141895.2927 | 141157.9389 | 140416.0054 | 139672.6917 | 138929.1728 | 138186.6266 | 137445.0683 | 136704.5135 | 135963.7988 | 135222.9232 | 134482.9401 | 133743.8616 | 133005.7 | 132267.4132 | 131529.0005 | 130790.461 | 130051.7942 | 129312.9991 | 128574.0751 | 127835.0215 | 127100.2159
F2_Commercial_Office_Existing_Food Preparation_Natural Gas_Range_Baseline Forecast | F2 | Commercial | Office | Existing | Food Preparation | Natural Gas | Range | Baseline Forecast | Usage (MMtherm) | 0.020701 | 0.020595 | 0.02049 | 0.020363 | 0.020232 | 0.020089 | 0.019956 | 0.019837 | 0.019731 | 0.019628 | 0.019527 | 0.019427 | 0.019327 | 0.019226 | 0.019125 | 0.019024 | 0.018923 | 0.018821 | 0.01872 | 0.01862 | 0.018519 | 0.018418 | 0.018317 | 0.018216 | 0.018116 | 0.018015 | 0.017915 | 0.017814 | 0.017713 | 0.017613 | 0.017512 | 0.017412 | 0.017311
F3_Commercial_Office_Existing_Food Preparation_Natural Gas_Range_Baseline Forecast | F3 | Commercial | Office | Existing | Food Preparation | Natural Gas | Range | Baseline Forecast | Summer Peak Demand (MW) | 0 | 0 | 0 | 0 | 0 | 0 | 0 | 0 | 0 | 0 | 0 | 0 | 0 | 0 | 0 | 0 | 0 | 0 | 0 | 0 | 0 | 0 | 0 | 0 | 0 | 0 | 0 | 0 | 0 | 0 | 0 | 0 | 0
F4_Commercial_Office_Existing_Food Preparation_Natural Gas_Range_Baseline Forecast | F4 | Commercial | Office | Existing | Food Preparation | Natural Gas | Range | Baseline Forecast | Winter Peak Demand (MW) | 0 | 0 | 0 | 0 | 0 | 0 | 0 | 0 | 0 | 0 | 0 | 0 | 0 | 0 | 0 | 0 | 0 | 0 | 0 | 0 | 0 | 0 | 0 | 0 | 0 | 0 | 0 | 0 | 0 | 0 | 0 | 0 | 0
F5_Commercial_Office_Existing_Food Preparation_Natural Gas_Range_Baseline Forecast | F5 | Commercial | Office | Existing | Food Preparation | Natural Gas | Range | Baseline Forecast | Turnover | 0 | 6048.4303 | 7822.7499 | 9209.4269 | 10291.239 | 11124.6762 | 11770.805 | 12273.6936 | 12663.5988 | 12960.3843 | 11461.734 | 10605.656 | 10188.939 | 10064.6784 | 10127.5697 | 11767.9791 | 12142.8512 | 12426.0928 | 12636.4293 | 12460.6748 | 12111.7016 | 11717.9146 | 11351.6806 | 11048.9355 | 10683.411 | 10617.6047 | 10724.1731 | 10918.7673 | 11084.65 | 11532.3334 | 11507.6418 | 11395.7291 | 11231.351
F6_Commercial_Office_Existing_Food Preparation_Natural Gas_Range_Baseline Forecast | F6 | Commercial | Office | Existing | Food Preparation | Natural Gas | Range | Baseline Forecast | Avg. Replacement Usage (kWh) | 0.1362 | 0.1362 | 0.1362 | 0.1362 | 0.1362 | 0.1362 | 0.1362 | 0.1362 | 0.1362 | 0.1362 | 0.1362 | 0.1362 | 0.1362 | 0.1362 | 0.1362 | 0.1362 | 0.1362 | 0.1362 | 0.1362 | 0.1362 | 0.1362 | 0.1362 | 0.1362 | 0.1362 | 0.1362 | 0.1362 | 0.1362 | 0.1362 | 0.1362 | 0.1362 | 0.1362 | 0.1362 | 0.1362
F7_Commercial_Office_Existing_Food Preparation_Natural Gas_Range_Baseline Forecast | F7 | Commercial | Office | Existing | Food Preparation | Natural Gas | Range | Baseline Forecast | Avg. Replacement Summer Demand (kW) | 0 | 0 | 0 | 0 | 0 | 0 | 0 | 0 | 0 | 0 | 0 | 0 | 0 | 0 | 0 | 0 | 0 | 0 | 0 | 0 | 0 | 0 | 0 | 0 | 0 | 0 | 0 | 0 | 0 | 0 | 0 | 0 | 0
F8_Commercial_Office_Existing_Food Preparation_Natural Gas_Range_Baseline Forecast | F8 | Commercial | Office | Existing | Food Preparation | Natural Gas | Range | Baseline Forecast | Avg. Replacement Winter Demand (kW) | 0 | 0 | 0 | 0 | 0 | 0 | 0 | 0 | 0 | 0 | 0 | 0 | 0 | 0 | 0 | 0 | 0 | 0 | 0 | 0 | 0 | 0 | 0 | 0 | 0 | 0 | 0 | 0 | 0 | 0 | 0 | 0 | 0
F1_Commercial_Office_Existing_Food Preparation_Natural Gas_Steamer_Baseline Forecast | F1 | Commercial | Office | Existing | Food Preparation | Natural Gas | Steamer | Baseline Forecast | Units | 0 | 0 | 0 | 0 | 0 | 0 | 0 | 0 | 0 | 0 | 0 | 0 | 0 | 0 | 0 | 0 | 0 | 0 | 0 | 0 | 0 | 0 | 0 | 0 | 0 | 0 | 0 | 0 | 0 | 0 | 0 | 0 | 0
F2_Commercial_Office_Existing_Food Preparation_Natural Gas_Steamer_Baseline Forecast | F2 | Commercial | Office | Existing | Food Preparation | Natural Gas | Steamer | Baseline Forecast | Usage (MMtherm) | 0 | 0 | 0 | 0 | 0 | 0 | 0 | 0 | 0 | 0 | 0 | 0 | 0 | 0 | 0 | 0 | 0 | 0 | 0 | 0 | 0 | 0 | 0 | 0 | 0 | 0 | 0 | 0 | 0 | 0 | 0 | 0 | 0
F3_Commercial_Office_Existing_Food Preparation_Natural Gas_Steamer_Baseline Forecast | F3 | Commercial | Office | Existing | Food Preparation | Natural Gas | Steamer | Baseline Forecast | Summer Peak Demand (MW) | 0 | 0 | 0 | 0 | 0 | 0 | 0 | 0 | 0 | 0 | 0 | 0 | 0 | 0 | 0 | 0 | 0 | 0 | 0 | 0 | 0 | 0 | 0 | 0 | 0 | 0 | 0 | 0 | 0 | 0 | 0 | 0 | 0
F4_Commercial_Office_Existing_Food Preparation_Natural Gas_Steamer_Baseline Forecast | F4 | Commercial | Office | Existing | Food Preparation | Natural Gas | Steamer | Baseline Forecast | Winter Peak Demand (MW) | 0 | 0 | 0 | 0 | 0 | 0 | 0 | 0 | 0 | 0 | 0 | 0 | 0 | 0 | 0 | 0 | 0 | 0 | 0 | 0 | 0 | 0 | 0 | 0 | 0 | 0 | 0 | 0 | 0 | 0 | 0 | 0 | 0
F5_Commercial_Office_Existing_Food Preparation_Natural Gas_Steamer_Baseline Forecast | F5 | Commercial | Office | Existing | Food Preparation | Natural Gas | Steamer | Baseline Forecast | Turnover | 0 | 0 | 0 | 0 | 0 | 0 | 0 | 0 | 0 | 0 | 0 | 0 | 0 | 0 | 0 | 0 | 0 | 0 | 0 | 0 | 0 | 0 | 0 | 0 | 0 | 0 | 0 | 0 | 0 | 0 | 0 | 0 | 0
F6_Commercial_Office_Existing_Food Preparation_Natural Gas_Steamer_Baseline Forecast | F6 | Commercial | Office | Existing | Food Preparation | Natural Gas | Steamer | Baseline Forecast | Avg. Replacement Usage (kWh) | 0.22748 | 0.22748 | 0.22748 | 0.13766 | 0.13766 | 0.13766 | 0.13766 | 0.13766 | 0.13766 | 0.13766 | 0.13766 | 0.13766 | 0.13766 | 0.13766 | 0.13766 | 0.13766 | 0.13766 | 0.13766 | 0.13766 | 0.13766 | 0.13766 | 0.13766 | 0.13766 | 0.13766 | 0.13766 | 0.13766 | 0.13766 | 0.13766 | 0.13766 | 0.13766 | 0.13766 | 0.13766 | 0.13766
F7_Commercial_Office_Existing_Food Preparation_Natural Gas_Steamer_Baseline Forecast | F7 | Commercial | Office | Existing | Food Preparation | Natural Gas | Steamer | Baseline Forecast | Avg. Replacement Summer Demand (kW) | 0 | 0 | 0 | 0 | 0 | 0 | 0 | 0 | 0 | 0 | 0 | 0 | 0 | 0 | 0 | 0 | 0 | 0 | 0 | 0 | 0 | 0 | 0 | 0 | 0 | 0 | 0 | 0 | 0 | 0 | 0 | 0 | 0
F8_Commercial_Office_Existing_Food Preparation_Natural Gas_Steamer_Baseline Forecast | F8 | Commercial | Office | Existing | Food Preparation | Natural Gas | Steamer | Baseline Forecast | Avg. Replacement Winter Demand (kW) | 0 | 0 | 0 | 0 | 0 | 0 | 0 | 0 | 0 | 0 | 0 | 0 | 0 | 0 | 0 | 0 | 0 | 0 | 0 | 0 | 0 | 0 | 0 | 0 | 0 | 0 | 0 | 0 | 0 | 0 | 0 | 0 | 0
F1_Commercial_Office_Existing_Food Preparation_Natural Gas_Food Prep Other_Baseline Forecast | F1 | Commercial | Office | Existing | Food Preparation | Natural Gas | Food Prep Other | Baseline Forecast | Units | 0 | 0 | 0 | 0 | 0 | 0 | 0 | 0 | 0 | 0 | 0 | 0 | 0 | 0 | 0 | 0 | 0 | 0 | 0 | 0 | 0 | 0 | 0 | 0 | 0 | 0 | 0 | 0 | 0 | 0 | 0 | 0 | 0
F2_Commercial_Office_Existing_Food Preparation_Natural Gas_Food Prep Other_Baseline Forecast | F2 | Commercial | Office | Existing | Food Preparation | Natural Gas | Food Prep Other | Baseline Forecast | Usage (MMtherm) | 0 | 0 | 0 | 0 | 0 | 0 | 0 | 0 | 0 | 0 | 0 | 0 | 0 | 0 | 0 | 0 | 0 | 0 | 0 | 0 | 0 | 0 | 0 | 0 | 0 | 0 | 0 | 0 | 0 | 0 | 0 | 0 | 0
F3_Commercial_Office_Existing_Food Preparation_Natural Gas_Food Prep Other_Baseline Forecast | F3 | Commercial | Office | Existing | Food Preparation | Natural Gas | Food Prep Other | Baseline Forecast | Summer Peak Demand (MW) | 0 | 0 | 0 | 0 | 0 | 0 | 0 | 0 | 0 | 0 | 0 | 0 | 0 | 0 | 0 | 0 | 0 | 0 | 0 | 0 | 0 | 0 | 0 | 0 | 0 | 0 | 0 | 0 | 0 | 0 | 0 | 0 | 0
F4_Commercial_Office_Existing_Food Preparation_Natural Gas_Food Prep Other_Baseline Forecast | F4 | Commercial | Office | Existing | Food Preparation | Natural Gas | Food Prep Other | Baseline Forecast | Winter Peak Demand (MW) | 0 | 0 | 0 | 0 | 0 | 0 | 0 | 0 | 0 | 0 | 0 | 0 | 0 | 0 | 0 | 0 | 0 | 0 | 0 | 0 | 0 | 0 | 0 | 0 | 0 | 0 | 0 | 0 | 0 | 0 | 0 | 0 | 0
F5_Commercial_Office_Existing_Food Preparation_Natural Gas_Food Prep Other_Baseline Forecast | F5 | Commercial | Office | Existing | Food Preparation | Natural Gas | Food Prep Other | Baseline Forecast | Turnover | 0 | 0 | 0 | 0 | 0 | 0 | 0 | 0 | 0 | 0 | 0 | 0 | 0 | 0 | 0 | 0 | 0 | 0 | 0 | 0 | 0 | 0 | 0 | 0 | 0 | 0 | 0 | 0 | 0 | 0 | 0 | 0 | 0
F6_Commercial_Office_Existing_Food Preparation_Natural Gas_Food Prep Other_Baseline Forecast | F6 | Commercial | Office | Existing | Food Preparation | Natural Gas | Food Prep Other | Baseline Forecast | Avg. Replacement Usage (kWh) | 0.056842 | 0.056842 | 0.056842 | 0.056842 | 0.056842 | 0.056842 | 0.056842 | 0.056842 | 0.056842 | 0.056842 | 0.056842 | 0.056842 | 0.056842 | 0.056842 | 0.056842 | 0.056842 | 0.056842 | 0.056842 | 0.056842 | 0.056842 | 0.056842 | 0.056842 | 0.056842 | 0.056842 | 0.056842 | 0.056842 | 0.056842 | 0.056842 | 0.056842 | 0.056842 | 0.056842 | 0.056842 | 0.056842
F7_Commercial_Office_Existing_Food Preparation_Natural Gas_Food Prep Other_Baseline Forecast | F7 | Commercial | Office | Existing | Food Preparation | Natural Gas | Food Prep Other | Baseline Forecast | Avg. Replacement Summer Demand (kW) | 0 | 0 | 0 | 0 | 0 | 0 | 0 | 0 | 0 | 0 | 0 | 0 | 0 | 0 | 0 | 0 | 0 | 0 | 0 | 0 | 0 | 0 | 0 | 0 | 0 | 0 | 0 | 0 | 0 | 0 | 0 | 0 | 0
F8_Commercial_Office_Existing_Food Preparation_Natural Gas_Food Prep Other_Baseline Forecast | F8 | Commercial | Office | Existing | Food Preparation | Natural Gas | Food Prep Other | Baseline Forecast | Avg. Replacement Winter Demand (kW) | 0 | 0 | 0 | 0 | 0 | 0 | 0 | 0 | 0 | 0 | 0 | 0 | 0 | 0 | 0 | 0 | 0 | 0 | 0 | 0 | 0 | 0 | 0 | 0 | 0 | 0 | 0 | 0 | 0 | 0 | 0 | 0 | 0
F1_Commercial_Office_Existing_Miscellaneous_Natural Gas_Pool Heater_Baseline Forecast | F1 | Commercial | Office | Existing | Miscellaneous | Natural Gas | Pool Heater | Baseline Forecast | Units | 0 | 0 | 0 | 0 | 0 | 0 | 0 | 0 | 0 | 0 | 0 | 0 | 0 | 0 | 0 | 0 | 0 | 0 | 0 | 0 | 0 | 0 | 0 | 0 | 0 | 0 | 0 | 0 | 0 | 0 | 0 | 0 | 0
F2_Commercial_Office_Existing_Miscellaneous_Natural Gas_Pool Heater_Baseline Forecast | F2 | Commercial | Office | Existing | Miscellaneous | Natural Gas | Pool Heater | Baseline Forecast | Usage (MMtherm) | 0 | 0 | 0 | 0 | 0 | 0 | 0 | 0 | 0 | 0 | 0 | 0 | 0 | 0 | 0 | 0 | 0 | 0 | 0 | 0 | 0 | 0 | 0 | 0 | 0 | 0 | 0 | 0 | 0 | 0 | 0 | 0 | 0
F3_Commercial_Office_Existing_Miscellaneous_Natural Gas_Pool Heater_Baseline Forecast | F3 | Commercial | Office | Existing | Miscellaneous | Natural Gas | Pool Heater | Baseline Forecast | Summer Peak Demand (MW) | 0 | 0 | 0 | 0 | 0 | 0 | 0 | 0 | 0 | 0 | 0 | 0 | 0 | 0 | 0 | 0 | 0 | 0 | 0 | 0 | 0 | 0 | 0 | 0 | 0 | 0 | 0 | 0 | 0 | 0 | 0 | 0 | 0
F4_Commercial_Office_Existing_Miscellaneous_Natural Gas_Pool Heater_Baseline Forecast | F4 | Commercial | Office | Existing | Miscellaneous | Natural Gas | Pool Heater | Baseline Forecast | Winter Peak Demand (MW) | 0 | 0 | 0 | 0 | 0 | 0 | 0 | 0 | 0 | 0 | 0 | 0 | 0 | 0 | 0 | 0 | 0 | 0 | 0 | 0 | 0 | 0 | 0 | 0 | 0 | 0 | 0 | 0 | 0 | 0 | 0 | 0 | 0
F5_Commercial_Office_Existing_Miscellaneous_Natural Gas_Pool Heater_Baseline Forecast | F5 | Commercial | Office | Existing | Miscellaneous | Natural Gas | Pool Heater | Baseline Forecast | Turnover | 0 | 0 | 0 | 0 | 0 | 0 | 0 | 0 | 0 | 0 | 0 | 0 | 0 | 0 | 0 | 0 | 0 | 0 | 0 | 0 | 0 | 0 | 0 | 0 | 0 | 0 | 0 | 0 | 0 | 0 | 0 | 0 | 0
F6_Commercial_Office_Existing_Miscellaneous_Natural Gas_Pool Heater_Baseline Forecast | F6 | Commercial | Office | Existing | Miscellaneous | Natural Gas | Pool Heater | Baseline Forecast | Avg. Replacement Usage (kWh) | 0.01 | 0.01 | 0.01 | 0.01 | 0.01 | 0.01 | 0.01 | 0.01 | 0.01 | 0.01 | 0.01 | 0.01 | 0.01 | 0.01 | 0.01 | 0.01 | 0.01 | 0.01 | 0.01 | 0.01 | 0.01 | 0.01 | 0.01 | 0.01 | 0.01 | 0.01 | 0.01 | 0.01 | 0.01 | 0.01 | 0.01 | 0.01 | 0.01
F7_Commercial_Office_Existing_Miscellaneous_Natural Gas_Pool Heater_Baseline Forecast | F7 | Commercial | Office | Existing | Miscellaneous | Natural Gas | Pool Heater | Baseline Forecast | Avg. Replacement Summer Demand (kW) | 0 | 0 | 0 | 0 | 0 | 0 | 0 | 0 | 0 | 0 | 0 | 0 | 0 | 0 | 0 | 0 | 0 | 0 | 0 | 0 | 0 | 0 | 0 | 0 | 0 | 0 | 0 | 0 | 0 | 0 | 0 | 0 | 0
F8_Commercial_Office_Existing_Miscellaneous_Natural Gas_Pool Heater_Baseline Forecast | F8 | Commercial | Office | Existing | Miscellaneous | Natural Gas | Pool Heater | Baseline Forecast | Avg. Replacement Winter Demand (kW) | 0 | 0 | 0 | 0 | 0 | 0 | 0 | 0 | 0 | 0 | 0 | 0 | 0 | 0 | 0 | 0 | 0 | 0 | 0 | 0 | 0 | 0 | 0 | 0 | 0 | 0 | 0 | 0 | 0 | 0 | 0 | 0 | 0
F1_Commercial_Office_Existing_Miscellaneous_Natural Gas_Miscellaneous_Baseline Forecast | F1 | Commercial | Office | Existing | Miscellaneous | Natural Gas | Miscellaneous | Baseline Forecast | Units | 9592724.626 | 9543919.0084 | 9495113.3908 | 9436174.1081 | 9375702.9645 | 9309403.8677 | 9247465.4594 | 9192620.4511 | 9143339.8239 | 9095773.0299 | 9048832.6465 | 9002363.1232 | 8955957.8916 | 8909418.5784 | 8862590.2048 | 8815674.7218 | 8768746.2927 | 8721879.2468 | 8675074.5577 | 8628333.2102 | 8581581.7702 | 8534820.1702 | 8488114.901 | 8441466.7303 | 8394876.4327 | 8348278.2314 | 8301672.0801 | 8255057.9324 | 8208435.7415 | 8161805.4604 | 8115167.0418 | 8068520.4382 | 8022141.9627
F2_Commercial_Office_Existing_Miscellaneous_Natural Gas_Miscellaneous_Baseline Forecast | F2 | Commercial | Office | Existing | Miscellaneous | Natural Gas | Miscellaneous | Baseline Forecast | Usage (MMtherm) | 0.0058701 | 0.0058402 | 0.0058103 | 0.0057743 | 0.0057373 | 0.0056967 | 0.0056588 | 0.0056252 | 0.0055951 | 0.005566 | 0.0055372 | 0.0055088 | 0.0054804 | 0.0054519 | 0.0054233 | 0.0053946 | 0.0053658 | 0.0053372 | 0.0053085 | 0.0052799 | 0.0052513 | 0.0052227 | 0.0051941 | 0.0051656 | 0.0051371 | 0.0051085 | 0.00508 | 0.0050515 | 0.005023 | 0.0049944 | 0.0049659 | 0.0049374 | 0.004909
F3_Commercial_Office_Existing_Miscellaneous_Natural Gas_Miscellaneous_Baseline Forecast | F3 | Commercial | Office | Existing | Miscellaneous | Natural Gas | Miscellaneous | Baseline Forecast | Summer Peak Demand (MW) | 0 | 0 | 0 | 0 | 0 | 0 | 0 | 0 | 0 | 0 | 0 | 0 | 0 | 0 | 0 | 0 | 0 | 0 | 0 | 0 | 0 | 0 | 0 | 0 | 0 | 0 | 0 | 0 | 0 | 0 | 0 | 0 | 0
F4_Commercial_Office_Existing_Miscellaneous_Natural Gas_Miscellaneous_Baseline Forecast | F4 | Commercial | Office | Existing | Miscellaneous | Natural Gas | Miscellaneous | Baseline Forecast | Winter Peak Demand (MW) | 0 | 0 | 0 | 0 | 0 | 0 | 0 | 0 | 0 | 0 | 0 | 0 | 0 | 0 | 0 | 0 | 0 | 0 | 0 | 0 | 0 | 0 | 0 | 0 | 0 | 0 | 0 | 0 | 0 | 0 | 0 | 0 | 0
F5_Commercial_Office_Existing_Miscellaneous_Natural Gas_Miscellaneous_Baseline Forecast | F5 | Commercial | Office | Existing | Miscellaneous | Natural Gas | Miscellaneous | Baseline Forecast | Turnover | 0 | 818050.2007 | 968889.1215 | 1094926.3251 | 1047298.4319 | 1027042.1046 | 1027754.6759 | 1022400.4285 | 1015748.3031 | 1010525.7015 | 1005467.5138 | 1225093.2599 | 1229410.9446 | 1226056.4619 | 1206493.1644 | 1197996.2449 | 1195857.8275 | 1189367.0437 | 1182075.7412 | 1175866.8927 | 1169644.6103 | 1225319.8231 | 1212713.9422 | 1198957.9617 | 1190561.1541 | 1184625.0411 | 1179336.7085 | 1172404.1168 | 1165389.1337 | 1158912.7403 | 1152366.6432 | 1162802.2222 | 1152059.7397
F6_Commercial_Office_Existing_Miscellaneous_Natural Gas_Miscellaneous_Baseline Forecast | F6 | Commercial | Office | Existing | Miscellaneous | Natural Gas | Miscellaneous | Baseline Forecast | Avg. Replacement Usage (kWh) | 0.00061193 | 0.00061193 | 0.00061193 | 0.00061193 | 0.00061193 | 0.00061193 | 0.00061193 | 0.00061193 | 0.00061193 | 0.00061193 | 0.00061193 | 0.00061193 | 0.00061193 | 0.00061193 | 0.00061193 | 0.00061193 | 0.00061193 | 0.00061193 | 0.00061193 | 0.00061193 | 0.00061193 | 0.00061193 | 0.00061193 | 0.00061193 | 0.00061193 | 0.00061193 | 0.00061193 | 0.00061193 | 0.00061193 | 0.00061193 | 0.00061193 | 0.00061193 | 0.00061193
F7_Commercial_Office_Existing_Miscellaneous_Natural Gas_Miscellaneous_Baseline Forecast | F7 | Commercial | Office | Existing | Miscellaneous | Natural Gas | Miscellaneous | Baseline Forecast | Avg. Replacement Summer Demand (kW) | 0 | 0 | 0 | 0 | 0 | 0 | 0 | 0 | 0 | 0 | 0 | 0 | 0 | 0 | 0 | 0 | 0 | 0 | 0 | 0 | 0 | 0 | 0 | 0 | 0 | 0 | 0 | 0 | 0 | 0 | 0 | 0 | 0
F8_Commercial_Office_Existing_Miscellaneous_Natural Gas_Miscellaneous_Baseline Forecast | F8 | Commercial | Office | Existing | Miscellaneous | Natural Gas | Miscellaneous | Baseline Forecast | Avg. Replacement Winter Demand (kW) | 0 | 0 | 0 | 0 | 0 | 0 | 0 | 0 | 0 | 0 | 0 | 0 | 0 | 0 | 0 | 0 | 0 | 0 | 0 | 0 | 0 | 0 | 0 | 0 | 0 | 0 | 0 | 0 | 0 | 0 | 0 | 0 | 0
F1_Commercial_Office_New_Space Heating_Natural Gas_Furnace_Baseline Forecast | F1 | Commercial | Office | New | Space Heating | Natural Gas | Furnace | Baseline Forecast | Units | 0 | 29588.1616 | 172302.8532 | 263507.5367 | 381134.3326 | 540766.7922 | 689971.2661 | 822212.8519 | 941147.9873 | 1055984.727 | 1169323.4921 | 1281536.2602 | 1393595.2836 | 1505974.9445 | 1619045.8536 | 1732325.0727 | 1845635.2508 | 1958798.6394 | 2071812.9101 | 2184675.7084 | 2297562.6412 | 2410473.8706 | 2523250.3923 | 2635890.3712 | 2748391.9543 | 2860912.4381 | 2973451.9331 | 3086010.5505 | 3198588.402 | 3311185.6001 | 3423802.258 | 3536438.4893 | 3587171.2398
F2_Commercial_Office_New_Space Heating_Natural Gas_Furnace_Baseline Forecast | F2 | Commercial | Office | New | Space Heating | Natural Gas | Furnace | Baseline Forecast | Usage (MMtherm) | 0 | 0.0030158 | 0.017469 | 0.026574 | 0.038231 | 0.053952 | 0.068465 | 0.081143 | 0.092373 | 0.10308 | 0.11351 | 0.12371 | 0.13377 | 0.14375 | 0.15367 | 0.16349 | 0.17318 | 0.18275 | 0.19217 | 0.20146 | 0.21063 | 0.21969 | 0.2286 | 0.23739 | 0.24604 | 0.25457 | 0.26298 | 0.27127 | 0.27945 | 0.2875 | 0.29543 | 0.30324 | 0.30759
F3_Commercial_Office_New_Space Heating_Natural Gas_Furnace_Baseline Forecast | F3 | Commercial | Office | New | Space Heating | Natural Gas | Furnace | Baseline Forecast | Summer Peak Demand (MW) | 0 | 0 | 0 | 0 | 0 | 0 | 0 | 0 | 0 | 0 | 0 | 0 | 0 | 0 | 0 | 0 | 0 | 0 | 0 | 0 | 0 | 0 | 0 | 0 | 0 | 0 | 0 | 0 | 0 | 0 | 0 | 0 | 0
F4_Commercial_Office_New_Space Heating_Natural Gas_Furnace_Baseline Forecast | F4 | Commercial | Office | New | Space Heating | Natural Gas | Furnace | Baseline Forecast | Winter Peak Demand (MW) | 0 | 0 | 0 | 0 | 0 | 0 | 0 | 0 | 0 | 0 | 0 | 0 | 0 | 0 | 0 | 0 | 0 | 0 | 0 | 0 | 0 | 0 | 0 | 0 | 0 | 0 | 0 | 0 | 0 | 0 | 0 | 0 | 0
F5_Commercial_Office_New_Space Heating_Natural Gas_Furnace_Baseline Forecast | F5 | Commercial | Office | New | Space Heating | Natural Gas | Furnace | Baseline Forecast | Turnover | 0 | 29588.1616 | 142714.6916 | 91204.6834 | 117626.7959 | 159632.4596 | 149204.4739 | 132241.5859 | 118935.1353 | 114836.7397 | 113338.7651 | 112212.7681 | 112059.0234 | 112379.661 | 113070.909 | 113279.2192 | 113310.1781 | 113163.3886 | 113014.2707 | 115138.8108 | 125965.9206 | 131999.886 | 139445.0352 | 149536.4883 | 158037.1667 | 164725.7599 | 169877.8372 | 174319.9132 | 178306.645 | 181901.6819 | 185209.9524 | 188290.0156 | 138913.0239
F6_Commercial_Office_New_Space Heating_Natural Gas_Furnace_Baseline Forecast | F6 | Commercial | Office | New | Space Heating | Natural Gas | Furnace | Baseline Forecast | Avg. Replacement Usage (kWh) | 0.10193 | 0.10193 | 0.10139 | 0.10085 | 0.10031 | 0.099769 | 0.099229 | 0.098689 | 0.09815 | 0.097611 | 0.097071 | 0.096531 | 0.095992 | 0.095453 | 0.094913 | 0.094374 | 0.093834 | 0.093296 | 0.092756 | 0.092216 | 0.091677 | 0.091139 | 0.090599 | 0.09006 | 0.089521 | 0.088983 | 0.088443 | 0.087904 | 0.087365 | 0.086827 | 0.086287 | 0.085748 | 0.085748
F7_Commercial_Office_New_Space Heating_Natural Gas_Furnace_Baseline Forecast | F7 | Commercial | Office | New | Space Heating | Natural Gas | Furnace | Baseline Forecast | Avg. Replacement Summer Demand (kW) | 0 | 0 | 0 | 0 | 0 | 0 | 0 | 0 | 0 | 0 | 0 | 0 | 0 | 0 | 0 | 0 | 0 | 0 | 0 | 0 | 0 | 0 | 0 | 0 | 0 | 0 | 0 | 0 | 0 | 0 | 0 | 0 | 0
F8_Commercial_Office_New_Space Heating_Natural Gas_Furnace_Baseline Forecast | F8 | Commercial | Office | New | Space Heating | Natural Gas | Furnace | Baseline Forecast | Avg. Replacement Winter Demand (kW) | 0 | 0 | 0 | 0 | 0 | 0 | 0 | 0 | 0 | 0 | 0 | 0 | 0 | 0 | 0 | 0 | 0 | 0 | 0 | 0 | 0 | 0 | 0 | 0 | 0 | 0 | 0 | 0 | 0 | 0 | 0 | 0 | 0
F1_Commercial_Office_New_Space Heating_Natural Gas_Boiler_Baseline Forecast | F1 | Commercial | Office | New | Space Heating | Natural Gas | Boiler | Baseline Forecast | Units | 0 | 31948.8255 | 186049.8757 | 284531.2398 | 411542.78 | 583911.3666 | 745019.9803 | 887812.3379 | 1016236.6021 | 1140235.484 | 1262616.8769 | 1383782.4361 | 1504781.9841 | 1626127.7516 | 1748219.9177 | 1870537.0138 | 1992887.5388 | 2115079.5629 | 2237110.5718 | 2358978.0232 | 2480871.5348 | 2602791.2813 | 2724565.5727 | 2846192.4273 | 2967669.8443 | 3089167.67 | 3210686.0237 | 3332225.0255 | 3453784.7959 | 3575365.4565 | 3696967.1295 | 3818589.9376 | 3873370.3532
F2_Commercial_Office_New_Space Heating_Natural Gas_Boiler_Baseline Forecast | F2 | Commercial | Office | New | Space Heating | Natural Gas | Boiler | Baseline Forecast | Usage (MMtherm) | 0 | 0.017347 | 0.10049 | 0.15286 | 0.21991 | 0.31034 | 0.39382 | 0.46675 | 0.53134 | 0.5929 | 0.65291 | 0.71159 | 0.76948 | 0.82687 | 0.88392 | 0.94039 | 0.99618 | 1.0512 | 1.1054 | 1.1588 | 1.2116 | 1.2637 | 1.315 | 1.3655 | 1.4152 | 1.4643 | 1.5127 | 1.5604 | 1.6074 | 1.6537 | 1.6994 | 1.7443 | 1.7693
F3_Commercial_Office_New_Space Heating_Natural Gas_Boiler_Baseline Forecast | F3 | Commercial | Office | New | Space Heating | Natural Gas | Boiler | Baseline Forecast | Summer Peak Demand (MW) | 0 | 0 | 0 | 0 | 0 | 0 | 0 | 0 | 0 | 0 | 0 | 0 | 0 | 0 | 0 | 0 | 0 | 0 | 0 | 0 | 0 | 0 | 0 | 0 | 0 | 0 | 0 | 0 | 0 | 0 | 0 | 0 | 0
F4_Commercial_Office_New_Space Heating_Natural Gas_Boiler_Baseline Forecast | F4 | Commercial | Office | New | Space Heating | Natural Gas | Boiler | Baseline Forecast | Winter Peak Demand (MW) | 0 | 0 | 0 | 0 | 0 | 0 | 0 | 0 | 0 | 0 | 0 | 0 | 0 | 0 | 0 | 0 | 0 | 0 | 0 | 0 | 0 | 0 | 0 | 0 | 0 | 0 | 0 | 0 | 0 | 0 | 0 | 0 | 0
F5_Commercial_Office_New_Space Heating_Natural Gas_Boiler_Baseline Forecast | F5 | Commercial | Office | New | Space Heating | Natural Gas | Boiler | Baseline Forecast | Turnover | 0 | 31948.8255 | 154101.0503 | 98481.3641 | 127011.5402 | 172368.5866 | 161108.6138 | 142792.3575 | 128424.2642 | 123998.8819 | 122381.3928 | 121165.5592 | 120999.5481 | 121345.7675 | 122092.1661 | 122317.0961 | 122350.525 | 122192.0241 | 122031.0089 | 121867.4515 | 121893.5115 | 121919.7466 | 124678.7301 | 138276.4398 | 145566.2548 | 154943.2728 | 167593.1771 | 178071.4425 | 185934.0218 | 191777.6404 | 196689.7347 | 201010.2636 | 137965.8806
F6_Commercial_Office_New_Space Heating_Natural Gas_Boiler_Baseline Forecast | F6 | Commercial | Office | New | Space Heating | Natural Gas | Boiler | Baseline Forecast | Avg. Replacement Usage (kWh) | 0.54297 | 0.54297 | 0.5401 | 0.53722 | 0.53435 | 0.53148 | 0.5286 | 0.52573 | 0.52285 | 0.51998 | 0.51711 | 0.51423 | 0.51136 | 0.50849 | 0.50561 | 0.50274 | 0.49987 | 0.497 | 0.49412 | 0.49125 | 0.48837 | 0.48551 | 0.48263 | 0.47976 | 0.47689 | 0.47402 | 0.47115 | 0.46828 | 0.4654 | 0.46254 | 0.45966 | 0.45679 | 0.45679
F7_Commercial_Office_New_Space Heating_Natural Gas_Boiler_Baseline Forecast | F7 | Commercial | Office | New | Space Heating | Natural Gas | Boiler | Baseline Forecast | Avg. Replacement Summer Demand (kW) | 0 | 0 | 0 | 0 | 0 | 0 | 0 | 0 | 0 | 0 | 0 | 0 | 0 | 0 | 0 | 0 | 0 | 0 | 0 | 0 | 0 | 0 | 0 | 0 | 0 | 0 | 0 | 0 | 0 | 0 | 0 | 0 | 0
F8_Commercial_Office_New_Space Heating_Natural Gas_Boiler_Baseline Forecast | F8 | Commercial | Office | New | Space Heating | Natural Gas | Boiler | Baseline Forecast | Avg. Replacement Winter Demand (kW) | 0 | 0 | 0 | 0 | 0 | 0 | 0 | 0 | 0 | 0 | 0 | 0 | 0 | 0 | 0 | 0 | 0 | 0 | 0 | 0 | 0 | 0 | 0 | 0 | 0 | 0 | 0 | 0 | 0 | 0 | 0 | 0 | 0
F1_Commercial_Office_New_Space Heating_Natural Gas_Unit Heater_Baseline Forecast | F1 | Commercial | Office | New | Space Heating | Natural Gas | Unit Heater | Baseline Forecast | Units | 0 | 1308.6516 | 7620.7642 | 11654.6463 | 16857.1491 | 23917.5159 | 30516.6644 | 36365.5632 | 41625.9325 | 46705.0342 | 51717.8822 | 56680.9285 | 61637.1749 | 66607.6028 | 71608.6038 | 76618.8181 | 81630.4017 | 86635.493 | 91633.9889 | 96625.7854 | 101618.6494 | 106612.5879 | 111600.5685 | 116582.5099 | 121558.3303 | 126534.9865 | 131512.4837 | 136490.8266 | 141470.0202 | 146450.0695 | 151430.9795 | 156412.7551 | 158656.6085
F2_Commercial_Office_New_Space Heating_Natural Gas_Unit Heater_Baseline Forecast | F2 | Commercial | Office | New | Space Heating | Natural Gas | Unit Heater | Baseline Forecast | Usage (MMtherm) | 0 | 7.6211e-05 | 0.00044145 | 0.00067154 | 0.00096611 | 0.0013634 | 0.0017301 | 0.0020505 | 0.0023343 | 0.0026048 | 0.0028684 | 0.0031262 | 0.0033805 | 0.0036326 | 0.0038833 | 0.0041314 | 0.0043764 | 0.0046181 | 0.0048563 | 0.0050911 | 0.0053228 | 0.0055516 | 0.0057769 | 0.0059989 | 0.0062175 | 0.0064332 | 0.0066456 | 0.0068552 | 0.0070617 | 0.0072652 | 0.0074656 | 0.0076631 | 0.007773
F3_Commercial_Office_New_Space Heating_Natural Gas_Unit Heater_Baseline Forecast | F3 | Commercial | Office | New | Space Heating | Natural Gas | Unit Heater | Baseline Forecast | Summer Peak Demand (MW) | 0 | 0 | 0 | 0 | 0 | 0 | 0 | 0 | 0 | 0 | 0 | 0 | 0 | 0 | 0 | 0 | 0 | 0 | 0 | 0 | 0 | 0 | 0 | 0 | 0 | 0 | 0 | 0 | 0 | 0 | 0 | 0 | 0
F4_Commercial_Office_New_Space Heating_Natural Gas_Unit Heater_Baseline Forecast | F4 | Commercial | Office | New | Space Heating | Natural Gas | Unit Heater | Baseline Forecast | Winter Peak Demand (MW) | 0 | 0 | 0 | 0 | 0 | 0 | 0 | 0 | 0 | 0 | 0 | 0 | 0 | 0 | 0 | 0 | 0 | 0 | 0 | 0 | 0 | 0 | 0 | 0 | 0 | 0 | 0 | 0 | 0 | 0 | 0 | 0 | 0
F5_Commercial_Office_New_Space Heating_Natural Gas_Unit Heater_Baseline Forecast | F5 | Commercial | Office | New | Space Heating | Natural Gas | Unit Heater | Baseline Forecast | Turnover | 0 | 1308.6516 | 6312.1126 | 4033.8821 | 5202.5028 | 7060.3668 | 6599.1485 | 5848.8988 | 5260.3692 | 5079.1017 | 5012.848 | 4963.0464 | 5217.9767 | 6442.2346 | 6985.2228 | 7638.0924 | 8525.9594 | 9479.4768 | 11059.4114 | 10295.3782 | 10557.8966 | 10935.5621 | 10612.9831 | 10328.8654 | 10387.5269 | 10655.5479 | 11030.8609 | 11513.1706 | 12169.7796 | 13265.3322 | 13810.5531 | 14328.2153 | 12140.8665
F6_Commercial_Office_New_Space Heating_Natural Gas_Unit Heater_Baseline Forecast | F6 | Commercial | Office | New | Space Heating | Natural Gas | Unit Heater | Baseline Forecast | Avg. Replacement Usage (kWh) | 0.058236 | 0.058236 | 0.057928 | 0.05762 | 0.057311 | 0.057003 | 0.056695 | 0.056387 | 0.056078 | 0.05577 | 0.055462 | 0.055154 | 0.054846 | 0.054538 | 0.054229 | 0.053921 | 0.053613 | 0.053305 | 0.052997 | 0.052688 | 0.05238 | 0.052073 | 0.051764 | 0.051456 | 0.051148 | 0.050841 | 0.050532 | 0.050225 | 0.049917 | 0.049609 | 0.049301 | 0.048993 | 0.048993
F7_Commercial_Office_New_Space Heating_Natural Gas_Unit Heater_Baseline Forecast | F7 | Commercial | Office | New | Space Heating | Natural Gas | Unit Heater | Baseline Forecast | Avg. Replacement Summer Demand (kW) | 0 | 0 | 0 | 0 | 0 | 0 | 0 | 0 | 0 | 0 | 0 | 0 | 0 | 0 | 0 | 0 | 0 | 0 | 0 | 0 | 0 | 0 | 0 | 0 | 0 | 0 | 0 | 0 | 0 | 0 | 0 | 0 | 0
F8_Commercial_Office_New_Space Heating_Natural Gas_Unit Heater_Baseline Forecast | F8 | Commercial | Office | New | Space Heating | Natural Gas | Unit Heater | Baseline Forecast | Avg. Replacement Winter Demand (kW) | 0 | 0 | 0 | 0 | 0 | 0 | 0 | 0 | 0 | 0 | 0 | 0 | 0 | 0 | 0 | 0 | 0 | 0 | 0 | 0 | 0 | 0 | 0 | 0 | 0 | 0 | 0 | 0 | 0 | 0 | 0 | 0 | 0
F1_Commercial_Office_New_Water Heating_Natural Gas_Water Heater_Baseline Forecast | F1 | Commercial | Office | New | Water Heating | Natural Gas | Water Heater | Baseline Forecast | Units | 0 | 44445.884 | 258824.8884 | 395828.0869 | 572521.2859 | 812313.3309 | 1036440.9677 | 1235087.7867 | 1413746.3089 | 1586248.4224 | 1756500.3519 | 1925060.8641 | 2093390.4284 | 2262201.6388 | 2432051.2081 | 2602213.6906 | 2772422.6782 | 2942411.1658 | 3112175.6557 | 3281712.6113 | 3451285.8206 | 3620895.5269 | 3790302.8821 | 3959505.1293 | 4128499.4851 | 4297522.2326 | 4466573.5379 | 4635653.5678 | 4804762.4903 | 4973900.4743 | 5143067.6898 | 5312264.3077 | 5388472.5552
F2_Commercial_Office_New_Water Heating_Natural Gas_Water Heater_Baseline Forecast | F2 | Commercial | Office | New | Water Heating | Natural Gas | Water Heater | Baseline Forecast | Usage (MMtherm) | 0 | 0.0067257 | 0.039166 | 0.059898 | 0.086636 | 0.12292 | 0.15684 | 0.1869 | 0.21393 | 0.24004 | 0.2658 | 0.29131 | 0.31678 | 0.34233 | 0.36803 | 0.39378 | 0.41953 | 0.44526 | 0.47095 | 0.4966 | 0.52226 | 0.54793 | 0.57356 | 0.59917 | 0.62474 | 0.65032 | 0.6759 | 0.70149 | 0.72708 | 0.75267 | 0.77827 | 0.80387 | 0.81541
F3_Commercial_Office_New_Water Heating_Natural Gas_Water Heater_Baseline Forecast | F3 | Commercial | Office | New | Water Heating | Natural Gas | Water Heater | Baseline Forecast | Summer Peak Demand (MW) | 0 | 0 | 0 | 0 | 0 | 0 | 0 | 0 | 0 | 0 | 0 | 0 | 0 | 0 | 0 | 0 | 0 | 0 | 0 | 0 | 0 | 0 | 0 | 0 | 0 | 0 | 0 | 0 | 0 | 0 | 0 | 0 | 0
F4_Commercial_Office_New_Water Heating_Natural Gas_Water Heater_Baseline Forecast | F4 | Commercial | Office | New | Water Heating | Natural Gas | Water Heater | Baseline Forecast | Winter Peak Demand (MW) | 0 | 0 | 0 | 0 | 0 | 0 | 0 | 0 | 0 | 0 | 0 | 0 | 0 | 0 | 0 | 0 | 0 | 0 | 0 | 0 | 0 | 0 | 0 | 0 | 0 | 0 | 0 | 0 | 0 | 0 | 0 | 0 | 0
F5_Commercial_Office_New_Water Heating_Natural Gas_Water Heater_Baseline Forecast | F5 | Commercial | Office | New | Water Heating | Natural Gas | Water Heater | Baseline Forecast | Turnover | 0 | 44445.884 | 214379.0044 | 137003.1986 | 176693.199 | 239792.045 | 224127.6368 | 198646.8191 | 178658.5222 | 172502.1134 | 179141.1064 | 218547.6544 | 235719.9179 | 258062.1331 | 289208.7164 | 322126.5494 | 376056.5528 | 350114.6409 | 358770.3308 | 373110.8335 | 372035.5118 | 372043.8885 | 377727.3154 | 392086.093 | 413467.1145 | 450142.4552 | 468471.6054 | 486227.2138 | 505613.7263 | 521378.1418 | 539505.5462 | 534212.229 | 448906.9921
F6_Commercial_Office_New_Water Heating_Natural Gas_Water Heater_Baseline Forecast | F6 | Commercial | Office | New | Water Heating | Natural Gas | Water Heater | Baseline Forecast | Avg. Replacement Usage (kWh) | 0.15132 | 0.15132 | 0.15132 | 0.15132 | 0.15132 | 0.15132 | 0.15132 | 0.15132 | 0.15132 | 0.15132 | 0.15132 | 0.15132 | 0.15132 | 0.15132 | 0.15132 | 0.15132 | 0.15132 | 0.15132 | 0.15132 | 0.15132 | 0.15132 | 0.15132 | 0.15132 | 0.15132 | 0.15132 | 0.15132 | 0.15132 | 0.15132 | 0.15132 | 0.15132 | 0.15132 | 0.15132 | 0.15132
F7_Commercial_Office_New_Water Heating_Natural Gas_Water Heater_Baseline Forecast | F7 | Commercial | Office | New | Water Heating | Natural Gas | Water Heater | Baseline Forecast | Avg. Replacement Summer Demand (kW) | 0 | 0 | 0 | 0 | 0 | 0 | 0 | 0 | 0 | 0 | 0 | 0 | 0 | 0 | 0 | 0 | 0 | 0 | 0 | 0 | 0 | 0 | 0 | 0 | 0 | 0 | 0 | 0 | 0 | 0 | 0 | 0 | 0
F8_Commercial_Office_New_Water Heating_Natural Gas_Water Heater_Baseline Forecast | F8 | Commercial | Office | New | Water Heating | Natural Gas | Water Heater | Baseline Forecast | Avg. Replacement Winter Demand (kW) | 0 | 0 | 0 | 0 | 0 | 0 | 0 | 0 | 0 | 0 | 0 | 0 | 0 | 0 | 0 | 0 | 0 | 0 | 0 | 0 | 0 | 0 | 0 | 0 | 0 | 0 | 0 | 0 | 0 | 0 | 0 | 0 | 0
F1_Commercial_Office_New_Food Preparation_Natural Gas_Oven_Baseline Forecast | F1 | Commercial | Office | New | Food Preparation | Natural Gas | Oven | Baseline Forecast | Units | 0 | 601.7242 | 3504.0634 | 5358.8614 | 7750.9968 | 10997.3868 | 14031.7065 | 16721.0577 | 19139.8004 | 21475.1953 | 23780.1265 | 26062.1587 | 28341.0642 | 30626.4904 | 32925.9743 | 35229.6945 | 37534.0443 | 39835.4089 | 42133.7409 | 44428.9926 | 46724.735 | 49020.9715 | 51314.4685 | 53605.1887 | 55893.0944 | 58181.3845 | 60470.0612 | 62759.1268 | 65048.5835 | 67338.4337 | 69628.6796 | 71919.3236 | 72951.058
F2_Commercial_Office_New_Food Preparation_Natural Gas_Oven_Baseline Forecast | F2 | Commercial | Office | New | Food Preparation | Natural Gas | Oven | Baseline Forecast | Usage (MMtherm) | 0 | 6.6902e-05 | 0.00038959 | 0.00059582 | 0.00086178 | 0.0012227 | 0.0015601 | 0.0018591 | 0.002128 | 0.0023877 | 0.002644 | 0.0028977 | 0.0031511 | 0.0034052 | 0.0036608 | 0.003917 | 0.0041732 | 0.004429 | 0.0046846 | 0.0049398 | 0.005195 | 0.0054503 | 0.0057053 | 0.00596 | 0.0062144 | 0.0064688 | 0.0067233 | 0.0069778 | 0.0072323 | 0.0074869 | 0.0077416 | 0.0079963 | 0.008111
F3_Commercial_Office_New_Food Preparation_Natural Gas_Oven_Baseline Forecast | F3 | Commercial | Office | New | Food Preparation | Natural Gas | Oven | Baseline Forecast | Summer Peak Demand (MW) | 0 | 0 | 0 | 0 | 0 | 0 | 0 | 0 | 0 | 0 | 0 | 0 | 0 | 0 | 0 | 0 | 0 | 0 | 0 | 0 | 0 | 0 | 0 | 0 | 0 | 0 | 0 | 0 | 0 | 0 | 0 | 0 | 0
F4_Commercial_Office_New_Food Preparation_Natural Gas_Oven_Baseline Forecast | F4 | Commercial | Office | New | Food Preparation | Natural Gas | Oven | Baseline Forecast | Winter Peak Demand (MW) | 0 | 0 | 0 | 0 | 0 | 0 | 0 | 0 | 0 | 0 | 0 | 0 | 0 | 0 | 0 | 0 | 0 | 0 | 0 | 0 | 0 | 0 | 0 | 0 | 0 | 0 | 0 | 0 | 0 | 0 | 0 | 0 | 0
F5_Commercial_Office_New_Food Preparation_Natural Gas_Oven_Baseline Forecast | F5 | Commercial | Office | New | Food Preparation | Natural Gas | Oven | Baseline Forecast | Turnover | 0 | 601.7242 | 2902.3392 | 1854.798 | 2392.1354 | 3246.39 | 3034.3197 | 2689.3513 | 2418.7426 | 2335.395 | 2304.9312 | 2282.0322 | 2399.2503 | 2962.1699 | 3211.8385 | 3512.0309 | 3920.2764 | 4358.7082 | 5085.1696 | 4733.8635 | 4854.5707 | 5028.2231 | 4879.8998 | 4749.2611 | 4776.2339 | 4899.4713 | 5072.0419 | 5293.8102 | 5595.7221 | 6099.4624 | 6350.1575 | 6588.1811 | 5582.4277
F6_Commercial_Office_New_Food Preparation_Natural Gas_Oven_Baseline Forecast | F6 | Commercial | Office | New | Food Preparation | Natural Gas | Oven | Baseline Forecast | Avg. Replacement Usage (kWh) | 0.11118 | 0.11118 | 0.11118 | 0.11118 | 0.11118 | 0.11118 | 0.11118 | 0.11118 | 0.11118 | 0.11118 | 0.11118 | 0.11118 | 0.11118 | 0.11118 | 0.11118 | 0.11118 | 0.11118 | 0.11118 | 0.11118 | 0.11118 | 0.11118 | 0.11118 | 0.11118 | 0.11118 | 0.11118 | 0.11118 | 0.11118 | 0.11118 | 0.11118 | 0.11118 | 0.11118 | 0.11118 | 0.11118
F7_Commercial_Office_New_Food Preparation_Natural Gas_Oven_Baseline Forecast | F7 | Commercial | Office | New | Food Preparation | Natural Gas | Oven | Baseline Forecast | Avg. Replacement Summer Demand (kW) | 0 | 0 | 0 | 0 | 0 | 0 | 0 | 0 | 0 | 0 | 0 | 0 | 0 | 0 | 0 | 0 | 0 | 0 | 0 | 0 | 0 | 0 | 0 | 0 | 0 | 0 | 0 | 0 | 0 | 0 | 0 | 0 | 0
F8_Commercial_Office_New_Food Preparation_Natural Gas_Oven_Baseline Forecast | F8 | Commercial | Office | New | Food Preparation | Natural Gas | Oven | Baseline Forecast | Avg. Replacement Winter Demand (kW) | 0 | 0 | 0 | 0 | 0 | 0 | 0 | 0 | 0 | 0 | 0 | 0 | 0 | 0 | 0 | 0 | 0 | 0 | 0 | 0 | 0 | 0 | 0 | 0 | 0 | 0 | 0 | 0 | 0 | 0 | 0 | 0 | 0
F1_Commercial_Office_New_Food Preparation_Natural Gas_Conveyor Oven_Baseline Forecast | F1 | Commercial | Office | New | Food Preparation | Natural Gas | Conveyor Oven | Baseline Forecast | Units | 0 | 300.8621 | 1752.0317 | 2679.4307 | 3875.4984 | 5498.6934 | 7015.8532 | 8360.5289 | 9569.9002 | 10737.5977 | 11890.0633 | 13031.0793 | 14170.5321 | 15313.2452 | 16462.9871 | 17614.8472 | 18767.0221 | 19917.7045 | 21066.8705 | 22214.4963 | 23362.3675 | 24510.4858 | 25657.2343 | 26802.5944 | 27946.5472 | 29090.6923 | 30235.0306 | 31379.5634 | 32524.2918 | 33669.2169 | 34814.3398 | 35959.6618 | 36475.529
F2_Commercial_Office_New_Food Preparation_Natural Gas_Conveyor Oven_Baseline Forecast | F2 | Commercial | Office | New | Food Preparation | Natural Gas | Conveyor Oven | Baseline Forecast | Usage (MMtherm) | 0 | 5.7237e-05 | 0.00033331 | 0.00050974 | 0.00073729 | 0.0010461 | 0.0013347 | 0.0015905 | 0.0018206 | 0.0020428 | 0.002262 | 0.0024791 | 0.0026958 | 0.0029132 | 0.003132 | 0.0033511 | 0.0035703 | 0.0037892 | 0.0040078 | 0.0042261 | 0.0044445 | 0.0046629 | 0.0048811 | 0.005099 | 0.0053166 | 0.0055343 | 0.005752 | 0.0059697 | 0.0061875 | 0.0064053 | 0.0066232 | 0.0068411 | 0.0069392
F3_Commercial_Office_New_Food Preparation_Natural Gas_Conveyor Oven_Baseline Forecast | F3 | Commercial | Office | New | Food Preparation | Natural Gas | Conveyor Oven | Baseline Forecast | Summer Peak Demand (MW) | 0 | 0 | 0 | 0 | 0 | 0 | 0 | 0 | 0 | 0 | 0 | 0 | 0 | 0 | 0 | 0 | 0 | 0 | 0 | 0 | 0 | 0 | 0 | 0 | 0 | 0 | 0 | 0 | 0 | 0 | 0 | 0 | 0
F4_Commercial_Office_New_Food Preparation_Natural Gas_Conveyor Oven_Baseline Forecast | F4 | Commercial | Office | New | Food Preparation | Natural Gas | Conveyor Oven | Baseline Forecast | Winter Peak Demand (MW) | 0 | 0 | 0 | 0 | 0 | 0 | 0 | 0 | 0 | 0 | 0 | 0 | 0 | 0 | 0 | 0 | 0 | 0 | 0 | 0 | 0 | 0 | 0 | 0 | 0 | 0 | 0 | 0 | 0 | 0 | 0 | 0 | 0
F5_Commercial_Office_New_Food Preparation_Natural Gas_Conveyor Oven_Baseline Forecast | F5 | Commercial | Office | New | Food Preparation | Natural Gas | Conveyor Oven | Baseline Forecast | Turnover | 0 | 300.8621 | 1451.1696 | 927.399 | 1196.0677 | 1623.195 | 1517.1598 | 1344.6756 | 1209.3713 | 1167.6975 | 1152.4656 | 1141.0161 | 1139.4528 | 1142.7131 | 1149.7419 | 1151.8601 | 1152.1749 | 1210.8547 | 1487.5379 | 1603.8031 | 1752.0266 | 1956.0816 | 2175.4203 | 2538.7789 | 2363.2588 | 2423.5592 | 2510.3316 | 2437.7342 | 2361.9643 | 2311.7873 | 2297.6365 | 2293.7119 | 1662.0127
F6_Commercial_Office_New_Food Preparation_Natural Gas_Conveyor Oven_Baseline Forecast | F6 | Commercial | Office | New | Food Preparation | Natural Gas | Conveyor Oven | Baseline Forecast | Avg. Replacement Usage (kWh) | 0.19024 | 0.19024 | 0.19024 | 0.19024 | 0.19024 | 0.19024 | 0.19024 | 0.19024 | 0.19024 | 0.19024 | 0.19024 | 0.19024 | 0.19024 | 0.19024 | 0.19024 | 0.19024 | 0.19024 | 0.19024 | 0.19024 | 0.19024 | 0.19024 | 0.19024 | 0.19024 | 0.19024 | 0.19024 | 0.19024 | 0.19024 | 0.19024 | 0.19024 | 0.19024 | 0.19024 | 0.19024 | 0.19024
F7_Commercial_Office_New_Food Preparation_Natural Gas_Conveyor Oven_Baseline Forecast | F7 | Commercial | Office | New | Food Preparation | Natural Gas | Conveyor Oven | Baseline Forecast | Avg. Replacement Summer Demand (kW) | 0 | 0 | 0 | 0 | 0 | 0 | 0 | 0 | 0 | 0 | 0 | 0 | 0 | 0 | 0 | 0 | 0 | 0 | 0 | 0 | 0 | 0 | 0 | 0 | 0 | 0 | 0 | 0 | 0 | 0 | 0 | 0 | 0
F8_Commercial_Office_New_Food Preparation_Natural Gas_Conveyor Oven_Baseline Forecast | F8 | Commercial | Office | New | Food Preparation | Natural Gas | Conveyor Oven | Baseline Forecast | Avg. Replacement Winter Demand (kW) | 0 | 0 | 0 | 0 | 0 | 0 | 0 | 0 | 0 | 0 | 0 | 0 | 0 | 0 | 0 | 0 | 0 | 0 | 0 | 0 | 0 | 0 | 0 | 0 | 0 | 0 | 0 | 0 | 0 | 0 | 0 | 0 | 0
F1_Commercial_Office_New_Food Preparation_Natural Gas_Double Rack Oven_Baseline Forecast | F1 | Commercial | Office | New | Food Preparation | Natural Gas | Double Rack Oven | Baseline Forecast | Units | 0 | 300.8621 | 1752.0317 | 2679.4307 | 3875.4984 | 5498.6934 | 7015.8532 | 8360.5289 | 9569.9002 | 10737.5977 | 11890.0633 | 13031.0793 | 14170.5321 | 15313.2452 | 16462.9871 | 17614.8472 | 18767.0221 | 19917.7045 | 21066.8705 | 22214.4963 | 23362.3675 | 24510.4858 | 25657.2343 | 26802.5944 | 27946.5472 | 29090.6923 | 30235.0306 | 31379.5634 | 32524.2918 | 33669.2169 | 34814.3398 | 35959.6618 | 36475.529
F2_Commercial_Office_New_Food Preparation_Natural Gas_Double Rack Oven_Baseline Forecast | F2 | Commercial | Office | New | Food Preparation | Natural Gas | Double Rack Oven | Baseline Forecast | Usage (MMtherm) | 0 | 8.6953e-05 | 0.00050636 | 0.00077439 | 0.0011201 | 0.0015892 | 0.0020277 | 0.0024163 | 0.0027658 | 0.0031033 | 0.0034364 | 0.0037662 | 0.0040955 | 0.0044257 | 0.004758 | 0.0050909 | 0.0054239 | 0.0057565 | 0.0060886 | 0.0064203 | 0.006752 | 0.0070839 | 0.0074153 | 0.0077463 | 0.0080769 | 0.0084076 | 0.0087383 | 0.0090691 | 0.0094 | 0.0097309 | 0.010062 | 0.010393 | 0.010542
F3_Commercial_Office_New_Food Preparation_Natural Gas_Double Rack Oven_Baseline Forecast | F3 | Commercial | Office | New | Food Preparation | Natural Gas | Double Rack Oven | Baseline Forecast | Summer Peak Demand (MW) | 0 | 0 | 0 | 0 | 0 | 0 | 0 | 0 | 0 | 0 | 0 | 0 | 0 | 0 | 0 | 0 | 0 | 0 | 0 | 0 | 0 | 0 | 0 | 0 | 0 | 0 | 0 | 0 | 0 | 0 | 0 | 0 | 0
F4_Commercial_Office_New_Food Preparation_Natural Gas_Double Rack Oven_Baseline Forecast | F4 | Commercial | Office | New | Food Preparation | Natural Gas | Double Rack Oven | Baseline Forecast | Winter Peak Demand (MW) | 0 | 0 | 0 | 0 | 0 | 0 | 0 | 0 | 0 | 0 | 0 | 0 | 0 | 0 | 0 | 0 | 0 | 0 | 0 | 0 | 0 | 0 | 0 | 0 | 0 | 0 | 0 | 0 | 0 | 0 | 0 | 0 | 0
F5_Commercial_Office_New_Food Preparation_Natural Gas_Double Rack Oven_Baseline Forecast | F5 | Commercial | Office | New | Food Preparation | Natural Gas | Double Rack Oven | Baseline Forecast | Turnover | 0 | 300.8621 | 1451.1696 | 927.399 | 1196.0677 | 1623.195 | 1517.1598 | 1344.6756 | 1209.3713 | 1167.6975 | 1152.4656 | 1141.0161 | 1199.6252 | 1481.085 | 1605.9192 | 1756.0155 | 1960.1382 | 2179.3541 | 2542.5848 | 2366.9318 | 2427.2854 | 2514.1116 | 2439.9499 | 2374.6305 | 2388.117 | 2449.7356 | 2536.021 | 2646.9051 | 2797.8611 | 3049.7312 | 3175.0788 | 3294.0905 | 2791.2139
F6_Commercial_Office_New_Food Preparation_Natural Gas_Double Rack Oven_Baseline Forecast | F6 | Commercial | Office | New | Food Preparation | Natural Gas | Double Rack Oven | Baseline Forecast | Avg. Replacement Usage (kWh) | 0.28901 | 0.28901 | 0.28901 | 0.28901 | 0.28901 | 0.28901 | 0.28901 | 0.28901 | 0.28901 | 0.28901 | 0.28901 | 0.28901 | 0.28901 | 0.28901 | 0.28901 | 0.28901 | 0.28901 | 0.28901 | 0.28901 | 0.28901 | 0.28901 | 0.28901 | 0.28901 | 0.28901 | 0.28901 | 0.28901 | 0.28901 | 0.28901 | 0.28901 | 0.28901 | 0.28901 | 0.28901 | 0.28901
F7_Commercial_Office_New_Food Preparation_Natural Gas_Double Rack Oven_Baseline Forecast | F7 | Commercial | Office | New | Food Preparation | Natural Gas | Double Rack Oven | Baseline Forecast | Avg. Replacement Summer Demand (kW) | 0 | 0 | 0 | 0 | 0 | 0 | 0 | 0 | 0 | 0 | 0 | 0 | 0 | 0 | 0 | 0 | 0 | 0 | 0 | 0 | 0 | 0 | 0 | 0 | 0 | 0 | 0 | 0 | 0 | 0 | 0 | 0 | 0
F8_Commercial_Office_New_Food Preparation_Natural Gas_Double Rack Oven_Baseline Forecast | F8 | Commercial | Office | New | Food Preparation | Natural Gas | Double Rack Oven | Baseline Forecast | Avg. Replacement Winter Demand (kW) | 0 | 0 | 0 | 0 | 0 | 0 | 0 | 0 | 0 | 0 | 0 | 0 | 0 | 0 | 0 | 0 | 0 | 0 | 0 | 0 | 0 | 0 | 0 | 0 | 0 | 0 | 0 | 0 | 0 | 0 | 0 | 0 | 0
F1_Commercial_Office_New_Food Preparation_Natural Gas_Fryer_Baseline Forecast | F1 | Commercial | Office | New | Food Preparation | Natural Gas | Fryer | Baseline Forecast | Units | 0 | 1203.4484 | 7008.1268 | 10717.7229 | 15501.9936 | 21994.7736 | 28063.4129 | 33442.1155 | 38279.6007 | 42950.3907 | 47560.253 | 52124.3173 | 56682.1284 | 61252.9808 | 65851.9485 | 70459.389 | 75068.0886 | 79670.8178 | 84267.4819 | 88857.9851 | 93449.4699 | 98041.943 | 102628.9371 | 107210.3775 | 111786.1889 | 116362.769 | 120940.1224 | 125518.2536 | 130097.167 | 134676.8674 | 139257.3593 | 143838.6473 | 145902.116
F2_Commercial_Office_New_Food Preparation_Natural Gas_Fryer_Baseline Forecast | F2 | Commercial | Office | New | Food Preparation | Natural Gas | Fryer | Baseline Forecast | Usage (MMtherm) | 0 | 0.00021644 | 0.0012604 | 0.0017151 | 0.0023015 | 0.0030973 | 0.0038238 | 0.004387 | 0.0049079 | 0.0054263 | 0.0059345 | 0.0063887 | 0.0069473 | 0.0075075 | 0.0080712 | 0.0086359 | 0.0092008 | 0.0097649 | 0.010328 | 0.010891 | 0.011454 | 0.012017 | 0.012579 | 0.01314 | 0.013701 | 0.014262 | 0.014823 | 0.015384 | 0.015945 | 0.016507 | 0.017068 | 0.01763 | 0.017883
F3_Commercial_Office_New_Food Preparation_Natural Gas_Fryer_Baseline Forecast | F3 | Commercial | Office | New | Food Preparation | Natural Gas | Fryer | Baseline Forecast | Summer Peak Demand (MW) | 0 | 0 | 0 | 0 | 0 | 0 | 0 | 0 | 0 | 0 | 0 | 0 | 0 | 0 | 0 | 0 | 0 | 0 | 0 | 0 | 0 | 0 | 0 | 0 | 0 | 0 | 0 | 0 | 0 | 0 | 0 | 0 | 0
F4_Commercial_Office_New_Food Preparation_Natural Gas_Fryer_Baseline Forecast | F4 | Commercial | Office | New | Food Preparation | Natural Gas | Fryer | Baseline Forecast | Winter Peak Demand (MW) | 0 | 0 | 0 | 0 | 0 | 0 | 0 | 0 | 0 | 0 | 0 | 0 | 0 | 0 | 0 | 0 | 0 | 0 | 0 | 0 | 0 | 0 | 0 | 0 | 0 | 0 | 0 | 0 | 0 | 0 | 0 | 0 | 0
F5_Commercial_Office_New_Food Preparation_Natural Gas_Fryer_Baseline Forecast | F5 | Commercial | Office | New | Food Preparation | Natural Gas | Fryer | Baseline Forecast | Turnover | 0 | 1203.4484 | 5804.6784 | 3709.5961 | 4784.2707 | 6492.78 | 6369.5014 | 7055.5188 | 7022.4964 | 7505.616 | 8644.7608 | 10274.507 | 10107.3498 | 10743.656 | 11510.4117 | 11922.959 | 12826.7604 | 13285.2759 | 13909.1347 | 14722.7835 | 15558.1812 | 15984.5182 | 16603.3453 | 17252.9423 | 17858.0331 | 18642.268 | 19231.5567 | 19867.6646 | 20552.3818 | 21222.5537 | 21824.3706 | 22468.9368 | 20600.2739
F6_Commercial_Office_New_Food Preparation_Natural Gas_Fryer_Baseline Forecast | F6 | Commercial | Office | New | Food Preparation | Natural Gas | Fryer | Baseline Forecast | Avg. Replacement Usage (kWh) | 0.17985 | 0.17985 | 0.17985 | 0.12257 | 0.12257 | 0.12257 | 0.12257 | 0.12257 | 0.12257 | 0.12257 | 0.12257 | 0.12257 | 0.12257 | 0.12257 | 0.12257 | 0.12257 | 0.12257 | 0.12257 | 0.12257 | 0.12257 | 0.12257 | 0.12257 | 0.12257 | 0.12257 | 0.12257 | 0.12257 | 0.12257 | 0.12257 | 0.12257 | 0.12257 | 0.12257 | 0.12257 | 0.12257
F7_Commercial_Office_New_Food Preparation_Natural Gas_Fryer_Baseline Forecast | F7 | Commercial | Office | New | Food Preparation | Natural Gas | Fryer | Baseline Forecast | Avg. Replacement Summer Demand (kW) | 0 | 0 | 0 | 0 | 0 | 0 | 0 | 0 | 0 | 0 | 0 | 0 | 0 | 0 | 0 | 0 | 0 | 0 | 0 | 0 | 0 | 0 | 0 | 0 | 0 | 0 | 0 | 0 | 0 | 0 | 0 | 0 | 0
F8_Commercial_Office_New_Food Preparation_Natural Gas_Fryer_Baseline Forecast | F8 | Commercial | Office | New | Food Preparation | Natural Gas | Fryer | Baseline Forecast | Avg. Replacement Winter Demand (kW) | 0 | 0 | 0 | 0 | 0 | 0 | 0 | 0 | 0 | 0 | 0 | 0 | 0 | 0 | 0 | 0 | 0 | 0 | 0 | 0 | 0 | 0 | 0 | 0 | 0 | 0 | 0 | 0 | 0 | 0 | 0 | 0 | 0
F1_Commercial_Office_New_Food Preparation_Natural Gas_Broiler_Baseline Forecast | F1 | Commercial | Office | New | Food Preparation | Natural Gas | Broiler | Baseline Forecast | Units | 0 | 0 | 0 | 0 | 0 | 0 | 0 | 0 | 0 | 0 | 0 | 0 | 0 | 0 | 0 | 0 | 0 | 0 | 0 | 0 | 0 | 0 | 0 | 0 | 0 | 0 | 0 | 0 | 0 | 0 | 0 | 0 | 0
F2_Commercial_Office_New_Food Preparation_Natural Gas_Broiler_Baseline Forecast | F2 | Commercial | Office | New | Food Preparation | Natural Gas | Broiler | Baseline Forecast | Usage (MMtherm) | 0 | 0 | 0 | 0 | 0 | 0 | 0 | 0 | 0 | 0 | 0 | 0 | 0 | 0 | 0 | 0 | 0 | 0 | 0 | 0 | 0 | 0 | 0 | 0 | 0 | 0 | 0 | 0 | 0 | 0 | 0 | 0 | 0
F3_Commercial_Office_New_Food Preparation_Natural Gas_Broiler_Baseline Forecast | F3 | Commercial | Office | New | Food Preparation | Natural Gas | Broiler | Baseline Forecast | Summer Peak Demand (MW) | 0 | 0 | 0 | 0 | 0 | 0 | 0 | 0 | 0 | 0 | 0 | 0 | 0 | 0 | 0 | 0 | 0 | 0 | 0 | 0 | 0 | 0 | 0 | 0 | 0 | 0 | 0 | 0 | 0 | 0 | 0 | 0 | 0
F4_Commercial_Office_New_Food Preparation_Natural Gas_Broiler_Baseline Forecast | F4 | Commercial | Office | New | Food Preparation | Natural Gas | Broiler | Baseline Forecast | Winter Peak Demand (MW) | 0 | 0 | 0 | 0 | 0 | 0 | 0 | 0 | 0 | 0 | 0 | 0 | 0 | 0 | 0 | 0 | 0 | 0 | 0 | 0 | 0 | 0 | 0 | 0 | 0 | 0 | 0 | 0 | 0 | 0 | 0 | 0 | 0
F5_Commercial_Office_New_Food Preparation_Natural Gas_Broiler_Baseline Forecast | F5 | Commercial | Office | New | Food Preparation | Natural Gas | Broiler | Baseline Forecast | Turnover | 0 | 0 | 0 | 0 | 0 | 0 | 0 | 0 | 0 | 0 | 0 | 0 | 0 | 0 | 0 | 0 | 0 | 0 | 0 | 0 | 0 | 0 | 0 | 0 | 0 | 0 | 0 | 0 | 0 | 0 | 0 | 0 | 0
F6_Commercial_Office_New_Food Preparation_Natural Gas_Broiler_Baseline Forecast | F6 | Commercial | Office | New | Food Preparation | Natural Gas | Broiler | Baseline Forecast | Avg. Replacement Usage (kWh) | 0.19781 | 0.19781 | 0.19781 | 0.19781 | 0.19781 | 0.19781 | 0.19781 | 0.19781 | 0.19781 | 0.19781 | 0.19781 | 0.19781 | 0.19781 | 0.19781 | 0.19781 | 0.19781 | 0.19781 | 0.19781 | 0.19781 | 0.19781 | 0.19781 | 0.19781 | 0.19781 | 0.19781 | 0.19781 | 0.19781 | 0.19781 | 0.19781 | 0.19781 | 0.19781 | 0.19781 | 0.19781 | 0.19781
F7_Commercial_Office_New_Food Preparation_Natural Gas_Broiler_Baseline Forecast | F7 | Commercial | Office | New | Food Preparation | Natural Gas | Broiler | Baseline Forecast | Avg. Replacement Summer Demand (kW) | 0 | 0 | 0 | 0 | 0 | 0 | 0 | 0 | 0 | 0 | 0 | 0 | 0 | 0 | 0 | 0 | 0 | 0 | 0 | 0 | 0 | 0 | 0 | 0 | 0 | 0 | 0 | 0 | 0 | 0 | 0 | 0 | 0
F8_Commercial_Office_New_Food Preparation_Natural Gas_Broiler_Baseline Forecast | F8 | Commercial | Office | New | Food Preparation | Natural Gas | Broiler | Baseline Forecast | Avg. Replacement Winter Demand (kW) | 0 | 0 | 0 | 0 | 0 | 0 | 0 | 0 | 0 | 0 | 0 | 0 | 0 | 0 | 0 | 0 | 0 | 0 | 0 | 0 | 0 | 0 | 0 | 0 | 0 | 0 | 0 | 0 | 0 | 0 | 0 | 0 | 0
F1_Commercial_Office_New_Food Preparation_Natural Gas_Griddle_Baseline Forecast | F1 | Commercial | Office | New | Food Preparation | Natural Gas | Griddle | Baseline Forecast | Units | 0 | 1203.4484 | 7008.1268 | 10717.7229 | 15501.9936 | 21994.7736 | 28063.4129 | 33442.1155 | 38279.6007 | 42950.3907 | 47560.253 | 52124.3173 | 56682.1284 | 61252.9808 | 65851.9485 | 70459.389 | 75068.0886 | 79670.8178 | 84267.4819 | 88857.9851 | 93449.4699 | 98041.943 | 102628.9371 | 107210.3775 | 111786.1889 | 116362.769 | 120940.1224 | 125518.2536 | 130097.167 | 134676.8674 | 139257.3593 | 143838.6473 | 145902.116
F2_Commercial_Office_New_Food Preparation_Natural Gas_Griddle_Baseline Forecast | F2 | Commercial | Office | New | Food Preparation | Natural Gas | Griddle | Baseline Forecast | Usage (MMtherm) | 0 | 0.00015802 | 0.00092021 | 0.0014073 | 0.0020355 | 0.002888 | 0.0036849 | 0.0043911 | 0.0050263 | 0.0056396 | 0.0062449 | 0.0068442 | 0.0074427 | 0.0080429 | 0.0086467 | 0.0092517 | 0.0098569 | 0.010461 | 0.011065 | 0.011668 | 0.01227 | 0.012873 | 0.013476 | 0.014077 | 0.014678 | 0.015279 | 0.01588 | 0.016481 | 0.017083 | 0.017684 | 0.018285 | 0.018887 | 0.019158
F3_Commercial_Office_New_Food Preparation_Natural Gas_Griddle_Baseline Forecast | F3 | Commercial | Office | New | Food Preparation | Natural Gas | Griddle | Baseline Forecast | Summer Peak Demand (MW) | 0 | 0 | 0 | 0 | 0 | 0 | 0 | 0 | 0 | 0 | 0 | 0 | 0 | 0 | 0 | 0 | 0 | 0 | 0 | 0 | 0 | 0 | 0 | 0 | 0 | 0 | 0 | 0 | 0 | 0 | 0 | 0 | 0
F4_Commercial_Office_New_Food Preparation_Natural Gas_Griddle_Baseline Forecast | F4 | Commercial | Office | New | Food Preparation | Natural Gas | Griddle | Baseline Forecast | Winter Peak Demand (MW) | 0 | 0 | 0 | 0 | 0 | 0 | 0 | 0 | 0 | 0 | 0 | 0 | 0 | 0 | 0 | 0 | 0 | 0 | 0 | 0 | 0 | 0 | 0 | 0 | 0 | 0 | 0 | 0 | 0 | 0 | 0 | 0 | 0
F5_Commercial_Office_New_Food Preparation_Natural Gas_Griddle_Baseline Forecast | F5 | Commercial | Office | New | Food Preparation | Natural Gas | Griddle | Baseline Forecast | Turnover | 0 | 1203.4484 | 5804.6784 | 3709.5961 | 4784.2707 | 6492.78 | 6068.6393 | 5378.7026 | 4837.4852 | 4670.7899 | 4609.8624 | 4564.0643 | 4798.5007 | 5924.3398 | 6423.6769 | 7024.0619 | 7840.5528 | 8717.4164 | 10170.3392 | 9467.7271 | 9709.1414 | 10056.4463 | 9759.7995 | 9498.5222 | 9552.4679 | 9798.9425 | 10144.0839 | 10587.6204 | 11191.4443 | 12198.9248 | 12700.3151 | 13176.3621 | 11164.8555
F6_Commercial_Office_New_Food Preparation_Natural Gas_Griddle_Baseline Forecast | F6 | Commercial | Office | New | Food Preparation | Natural Gas | Griddle | Baseline Forecast | Avg. Replacement Usage (kWh) | 0.13131 | 0.13131 | 0.13131 | 0.13131 | 0.13131 | 0.13131 | 0.13131 | 0.13131 | 0.13131 | 0.13131 | 0.13131 | 0.13131 | 0.13131 | 0.13131 | 0.13131 | 0.13131 | 0.13131 | 0.13131 | 0.13131 | 0.13131 | 0.13131 | 0.13131 | 0.13131 | 0.13131 | 0.13131 | 0.13131 | 0.13131 | 0.13131 | 0.13131 | 0.13131 | 0.13131 | 0.13131 | 0.13131
F7_Commercial_Office_New_Food Preparation_Natural Gas_Griddle_Baseline Forecast | F7 | Commercial | Office | New | Food Preparation | Natural Gas | Griddle | Baseline Forecast | Avg. Replacement Summer Demand (kW) | 0 | 0 | 0 | 0 | 0 | 0 | 0 | 0 | 0 | 0 | 0 | 0 | 0 | 0 | 0 | 0 | 0 | 0 | 0 | 0 | 0 | 0 | 0 | 0 | 0 | 0 | 0 | 0 | 0 | 0 | 0 | 0 | 0
F8_Commercial_Office_New_Food Preparation_Natural Gas_Griddle_Baseline Forecast | F8 | Commercial | Office | New | Food Preparation | Natural Gas | Griddle | Baseline Forecast | Avg. Replacement Winter Demand (kW) | 0 | 0 | 0 | 0 | 0 | 0 | 0 | 0 | 0 | 0 | 0 | 0 | 0 | 0 | 0 | 0 | 0 | 0 | 0 | 0 | 0 | 0 | 0 | 0 | 0 | 0 | 0 | 0 | 0 | 0 | 0 | 0 | 0
F1_Commercial_Office_New_Food Preparation_Natural Gas_Range_Baseline Forecast | F1 | Commercial | Office | New | Food Preparation | Natural Gas | Range | Baseline Forecast | Units | 0 | 1203.4484 | 7008.1268 | 10717.7229 | 15501.9936 | 21994.7736 | 28063.4129 | 33442.1155 | 38279.6007 | 42950.3907 | 47560.253 | 52124.3173 | 56682.1284 | 61252.9808 | 65851.9485 | 70459.389 | 75068.0886 | 79670.8178 | 84267.4819 | 88857.9851 | 93449.4699 | 98041.943 | 102628.9371 | 107210.3775 | 111786.1889 | 116362.769 | 120940.1224 | 125518.2536 | 130097.167 | 134676.8674 | 139257.3593 | 143838.6473 | 145902.116
F2_Commercial_Office_New_Food Preparation_Natural Gas_Range_Baseline Forecast | F2 | Commercial | Office | New | Food Preparation | Natural Gas | Range | Baseline Forecast | Usage (MMtherm) | 0 | 0.00016391 | 0.00095453 | 0.0014598 | 0.0021114 | 0.0029958 | 0.0038223 | 0.0045549 | 0.0052138 | 0.00585 | 0.0064779 | 0.0070995 | 0.0077203 | 0.0083429 | 0.0089693 | 0.0095968 | 0.010225 | 0.010851 | 0.011478 | 0.012103 | 0.012728 | 0.013354 | 0.013978 | 0.014602 | 0.015226 | 0.015849 | 0.016472 | 0.017096 | 0.01772 | 0.018343 | 0.018967 | 0.019591 | 0.019872
F3_Commercial_Office_New_Food Preparation_Natural Gas_Range_Baseline Forecast | F3 | Commercial | Office | New | Food Preparation | Natural Gas | Range | Baseline Forecast | Summer Peak Demand (MW) | 0 | 0 | 0 | 0 | 0 | 0 | 0 | 0 | 0 | 0 | 0 | 0 | 0 | 0 | 0 | 0 | 0 | 0 | 0 | 0 | 0 | 0 | 0 | 0 | 0 | 0 | 0 | 0 | 0 | 0 | 0 | 0 | 0
F4_Commercial_Office_New_Food Preparation_Natural Gas_Range_Baseline Forecast | F4 | Commercial | Office | New | Food Preparation | Natural Gas | Range | Baseline Forecast | Winter Peak Demand (MW) | 0 | 0 | 0 | 0 | 0 | 0 | 0 | 0 | 0 | 0 | 0 | 0 | 0 | 0 | 0 | 0 | 0 | 0 | 0 | 0 | 0 | 0 | 0 | 0 | 0 | 0 | 0 | 0 | 0 | 0 | 0 | 0 | 0
F5_Commercial_Office_New_Food Preparation_Natural Gas_Range_Baseline Forecast | F5 | Commercial | Office | New | Food Preparation | Natural Gas | Range | Baseline Forecast | Turnover | 0 | 1203.4484 | 5804.6784 | 3709.5961 | 4784.2707 | 6492.78 | 6068.6393 | 5378.7026 | 4837.4852 | 4670.7899 | 4850.552 | 5917.5518 | 6382.5202 | 6987.4739 | 7830.8209 | 8722.1276 | 10182.3747 | 9479.9531 | 9714.3207 | 10102.6143 | 10073.4982 | 10073.725 | 10227.6135 | 10616.402 | 11195.3297 | 12188.3773 | 12684.6704 | 13165.4339 | 13690.3569 | 14117.2054 | 14608.0359 | 14464.7103 | 12154.925
F6_Commercial_Office_New_Food Preparation_Natural Gas_Range_Baseline Forecast | F6 | Commercial | Office | New | Food Preparation | Natural Gas | Range | Baseline Forecast | Avg. Replacement Usage (kWh) | 0.1362 | 0.1362 | 0.1362 | 0.1362 | 0.1362 | 0.1362 | 0.1362 | 0.1362 | 0.1362 | 0.1362 | 0.1362 | 0.1362 | 0.1362 | 0.1362 | 0.1362 | 0.1362 | 0.1362 | 0.1362 | 0.1362 | 0.1362 | 0.1362 | 0.1362 | 0.1362 | 0.1362 | 0.1362 | 0.1362 | 0.1362 | 0.1362 | 0.1362 | 0.1362 | 0.1362 | 0.1362 | 0.1362
F7_Commercial_Office_New_Food Preparation_Natural Gas_Range_Baseline Forecast | F7 | Commercial | Office | New | Food Preparation | Natural Gas | Range | Baseline Forecast | Avg. Replacement Summer Demand (kW) | 0 | 0 | 0 | 0 | 0 | 0 | 0 | 0 | 0 | 0 | 0 | 0 | 0 | 0 | 0 | 0 | 0 | 0 | 0 | 0 | 0 | 0 | 0 | 0 | 0 | 0 | 0 | 0 | 0 | 0 | 0 | 0 | 0
F8_Commercial_Office_New_Food Preparation_Natural Gas_Range_Baseline Forecast | F8 | Commercial | Office | New | Food Preparation | Natural Gas | Range | Baseline Forecast | Avg. Replacement Winter Demand (kW) | 0 | 0 | 0 | 0 | 0 | 0 | 0 | 0 | 0 | 0 | 0 | 0 | 0 | 0 | 0 | 0 | 0 | 0 | 0 | 0 | 0 | 0 | 0 | 0 | 0 | 0 | 0 | 0 | 0 | 0 | 0 | 0 | 0
F1_Commercial_Office_New_Food Preparation_Natural Gas_Steamer_Baseline Forecast | F1 | Commercial | Office | New | Food Preparation | Natural Gas | Steamer | Baseline Forecast | Units | 0 | 0 | 0 | 0 | 0 | 0 | 0 | 0 | 0 | 0 | 0 | 0 | 0 | 0 | 0 | 0 | 0 | 0 | 0 | 0 | 0 | 0 | 0 | 0 | 0 | 0 | 0 | 0 | 0 | 0 | 0 | 0 | 0
F2_Commercial_Office_New_Food Preparation_Natural Gas_Steamer_Baseline Forecast | F2 | Commercial | Office | New | Food Preparation | Natural Gas | Steamer | Baseline Forecast | Usage (MMtherm) | 0 | 0 | 0 | 0 | 0 | 0 | 0 | 0 | 0 | 0 | 0 | 0 | 0 | 0 | 0 | 0 | 0 | 0 | 0 | 0 | 0 | 0 | 0 | 0 | 0 | 0 | 0 | 0 | 0 | 0 | 0 | 0 | 0
F3_Commercial_Office_New_Food Preparation_Natural Gas_Steamer_Baseline Forecast | F3 | Commercial | Office | New | Food Preparation | Natural Gas | Steamer | Baseline Forecast | Summer Peak Demand (MW) | 0 | 0 | 0 | 0 | 0 | 0 | 0 | 0 | 0 | 0 | 0 | 0 | 0 | 0 | 0 | 0 | 0 | 0 | 0 | 0 | 0 | 0 | 0 | 0 | 0 | 0 | 0 | 0 | 0 | 0 | 0 | 0 | 0
F4_Commercial_Office_New_Food Preparation_Natural Gas_Steamer_Baseline Forecast | F4 | Commercial | Office | New | Food Preparation | Natural Gas | Steamer | Baseline Forecast | Winter Peak Demand (MW) | 0 | 0 | 0 | 0 | 0 | 0 | 0 | 0 | 0 | 0 | 0 | 0 | 0 | 0 | 0 | 0 | 0 | 0 | 0 | 0 | 0 | 0 | 0 | 0 | 0 | 0 | 0 | 0 | 0 | 0 | 0 | 0 | 0
F5_Commercial_Office_New_Food Preparation_Natural Gas_Steamer_Baseline Forecast | F5 | Commercial | Office | New | Food Preparation | Natural Gas | Steamer | Baseline Forecast | Turnover | 0 | 0 | 0 | 0 | 0 | 0 | 0 | 0 | 0 | 0 | 0 | 0 | 0 | 0 | 0 | 0 | 0 | 0 | 0 | 0 | 0 | 0 | 0 | 0 | 0 | 0 | 0 | 0 | 0 | 0 | 0 | 0 | 0
F6_Commercial_Office_New_Food Preparation_Natural Gas_Steamer_Baseline Forecast | F6 | Commercial | Office | New | Food Preparation | Natural Gas | Steamer | Baseline Forecast | Avg. Replacement Usage (kWh) | 0.22748 | 0.22748 | 0.22748 | 0.13766 | 0.13766 | 0.13766 | 0.13766 | 0.13766 | 0.13766 | 0.13766 | 0.13766 | 0.13766 | 0.13766 | 0.13766 | 0.13766 | 0.13766 | 0.13766 | 0.13766 | 0.13766 | 0.13766 | 0.13766 | 0.13766 | 0.13766 | 0.13766 | 0.13766 | 0.13766 | 0.13766 | 0.13766 | 0.13766 | 0.13766 | 0.13766 | 0.13766 | 0.13766
F7_Commercial_Office_New_Food Preparation_Natural Gas_Steamer_Baseline Forecast | F7 | Commercial | Office | New | Food Preparation | Natural Gas | Steamer | Baseline Forecast | Avg. Replacement Summer Demand (kW) | 0 | 0 | 0 | 0 | 0 | 0 | 0 | 0 | 0 | 0 | 0 | 0 | 0 | 0 | 0 | 0 | 0 | 0 | 0 | 0 | 0 | 0 | 0 | 0 | 0 | 0 | 0 | 0 | 0 | 0 | 0 | 0 | 0
F8_Commercial_Office_New_Food Preparation_Natural Gas_Steamer_Baseline Forecast | F8 | Commercial | Office | New | Food Preparation | Natural Gas | Steamer | Baseline Forecast | Avg. Replacement Winter Demand (kW) | 0 | 0 | 0 | 0 | 0 | 0 | 0 | 0 | 0 | 0 | 0 | 0 | 0 | 0 | 0 | 0 | 0 | 0 | 0 | 0 | 0 | 0 | 0 | 0 | 0 | 0 | 0 | 0 | 0 | 0 | 0 | 0 | 0
F1_Commercial_Office_New_Food Preparation_Natural Gas_Food Prep Other_Baseline Forecast | F1 | Commercial | Office | New | Food Preparation | Natural Gas | Food Prep Other | Baseline Forecast | Units | 0 | 0 | 0 | 0 | 0 | 0 | 0 | 0 | 0 | 0 | 0 | 0 | 0 | 0 | 0 | 0 | 0 | 0 | 0 | 0 | 0 | 0 | 0 | 0 | 0 | 0 | 0 | 0 | 0 | 0 | 0 | 0 | 0
F2_Commercial_Office_New_Food Preparation_Natural Gas_Food Prep Other_Baseline Forecast | F2 | Commercial | Office | New | Food Preparation | Natural Gas | Food Prep Other | Baseline Forecast | Usage (MMtherm) | 0 | 0 | 0 | 0 | 0 | 0 | 0 | 0 | 0 | 0 | 0 | 0 | 0 | 0 | 0 | 0 | 0 | 0 | 0 | 0 | 0 | 0 | 0 | 0 | 0 | 0 | 0 | 0 | 0 | 0 | 0 | 0 | 0
F3_Commercial_Office_New_Food Preparation_Natural Gas_Food Prep Other_Baseline Forecast | F3 | Commercial | Office | New | Food Preparation | Natural Gas | Food Prep Other | Baseline Forecast | Summer Peak Demand (MW) | 0 | 0 | 0 | 0 | 0 | 0 | 0 | 0 | 0 | 0 | 0 | 0 | 0 | 0 | 0 | 0 | 0 | 0 | 0 | 0 | 0 | 0 | 0 | 0 | 0 | 0 | 0 | 0 | 0 | 0 | 0 | 0 | 0
F4_Commercial_Office_New_Food Preparation_Natural Gas_Food Prep Other_Baseline Forecast | F4 | Commercial | Office | New | Food Preparation | Natural Gas | Food Prep Other | Baseline Forecast | Winter Peak Demand (MW) | 0 | 0 | 0 | 0 | 0 | 0 | 0 | 0 | 0 | 0 | 0 | 0 | 0 | 0 | 0 | 0 | 0 | 0 | 0 | 0 | 0 | 0 | 0 | 0 | 0 | 0 | 0 | 0 | 0 | 0 | 0 | 0 | 0
F5_Commercial_Office_New_Food Preparation_Natural Gas_Food Prep Other_Baseline Forecast | F5 | Commercial | Office | New | Food Preparation | Natural Gas | Food Prep Other | Baseline Forecast | Turnover | 0 | 0 | 0 | 0 | 0 | 0 | 0 | 0 | 0 | 0 | 0 | 0 | 0 | 0 | 0 | 0 | 0 | 0 | 0 | 0 | 0 | 0 | 0 | 0 | 0 | 0 | 0 | 0 | 0 | 0 | 0 | 0 | 0
F6_Commercial_Office_New_Food Preparation_Natural Gas_Food Prep Other_Baseline Forecast | F6 | Commercial | Office | New | Food Preparation | Natural Gas | Food Prep Other | Baseline Forecast | Avg. Replacement Usage (kWh) | 0.056842 | 0.056842 | 0.056842 | 0.056842 | 0.056842 | 0.056842 | 0.056842 | 0.056842 | 0.056842 | 0.056842 | 0.056842 | 0.056842 | 0.056842 | 0.056842 | 0.056842 | 0.056842 | 0.056842 | 0.056842 | 0.056842 | 0.056842 | 0.056842 | 0.056842 | 0.056842 | 0.056842 | 0.056842 | 0.056842 | 0.056842 | 0.056842 | 0.056842 | 0.056842 | 0.056842 | 0.056842 | 0.056842
F7_Commercial_Office_New_Food Preparation_Natural Gas_Food Prep Other_Baseline Forecast | F7 | Commercial | Office | New | Food Preparation | Natural Gas | Food Prep Other | Baseline Forecast | Avg. Replacement Summer Demand (kW) | 0 | 0 | 0 | 0 | 0 | 0 | 0 | 0 | 0 | 0 | 0 | 0 | 0 | 0 | 0 | 0 | 0 | 0 | 0 | 0 | 0 | 0 | 0 | 0 | 0 | 0 | 0 | 0 | 0 | 0 | 0 | 0 | 0
F8_Commercial_Office_New_Food Preparation_Natural Gas_Food Prep Other_Baseline Forecast | F8 | Commercial | Office | New | Food Preparation | Natural Gas | Food Prep Other | Baseline Forecast | Avg. Replacement Winter Demand (kW) | 0 | 0 | 0 | 0 | 0 | 0 | 0 | 0 | 0 | 0 | 0 | 0 | 0 | 0 | 0 | 0 | 0 | 0 | 0 | 0 | 0 | 0 | 0 | 0 | 0 | 0 | 0 | 0 | 0 | 0 | 0 | 0 | 0
F1_Commercial_Office_New_Miscellaneous_Natural Gas_Pool Heater_Baseline Forecast | F1 | Commercial | Office | New | Miscellaneous | Natural Gas | Pool Heater | Baseline Forecast | Units | 0 | 0 | 0 | 0 | 0 | 0 | 0 | 0 | 0 | 0 | 0 | 0 | 0 | 0 | 0 | 0 | 0 | 0 | 0 | 0 | 0 | 0 | 0 | 0 | 0 | 0 | 0 | 0 | 0 | 0 | 0 | 0 | 0
F2_Commercial_Office_New_Miscellaneous_Natural Gas_Pool Heater_Baseline Forecast | F2 | Commercial | Office | New | Miscellaneous | Natural Gas | Pool Heater | Baseline Forecast | Usage (MMtherm) | 0 | 0 | 0 | 0 | 0 | 0 | 0 | 0 | 0 | 0 | 0 | 0 | 0 | 0 | 0 | 0 | 0 | 0 | 0 | 0 | 0 | 0 | 0 | 0 | 0 | 0 | 0 | 0 | 0 | 0 | 0 | 0 | 0
F3_Commercial_Office_New_Miscellaneous_Natural Gas_Pool Heater_Baseline Forecast | F3 | Commercial | Office | New | Miscellaneous | Natural Gas | Pool Heater | Baseline Forecast | Summer Peak Demand (MW) | 0 | 0 | 0 | 0 | 0 | 0 | 0 | 0 | 0 | 0 | 0 | 0 | 0 | 0 | 0 | 0 | 0 | 0 | 0 | 0 | 0 | 0 | 0 | 0 | 0 | 0 | 0 | 0 | 0 | 0 | 0 | 0 | 0
F4_Commercial_Office_New_Miscellaneous_Natural Gas_Pool Heater_Baseline Forecast | F4 | Commercial | Office | New | Miscellaneous | Natural Gas | Pool Heater | Baseline Forecast | Winter Peak Demand (MW) | 0 | 0 | 0 | 0 | 0 | 0 | 0 | 0 | 0 | 0 | 0 | 0 | 0 | 0 | 0 | 0 | 0 | 0 | 0 | 0 | 0 | 0 | 0 | 0 | 0 | 0 | 0 | 0 | 0 | 0 | 0 | 0 | 0
F5_Commercial_Office_New_Miscellaneous_Natural Gas_Pool Heater_Baseline Forecast | F5 | Commercial | Office | New | Miscellaneous | Natural Gas | Pool Heater | Baseline Forecast | Turnover | 0 | 0 | 0 | 0 | 0 | 0 | 0 | 0 | 0 | 0 | 0 | 0 | 0 | 0 | 0 | 0 | 0 | 0 | 0 | 0 | 0 | 0 | 0 | 0 | 0 | 0 | 0 | 0 | 0 | 0 | 0 | 0 | 0
F6_Commercial_Office_New_Miscellaneous_Natural Gas_Pool Heater_Baseline Forecast | F6 | Commercial | Office | New | Miscellaneous | Natural Gas | Pool Heater | Baseline Forecast | Avg. Replacement Usage (kWh) | 0.01 | 0.01 | 0.01 | 0.01 | 0.01 | 0.01 | 0.01 | 0.01 | 0.01 | 0.01 | 0.01 | 0.01 | 0.01 | 0.01 | 0.01 | 0.01 | 0.01 | 0.01 | 0.01 | 0.01 | 0.01 | 0.01 | 0.01 | 0.01 | 0.01 | 0.01 | 0.01 | 0.01 | 0.01 | 0.01 | 0.01 | 0.01 | 0.01
F7_Commercial_Office_New_Miscellaneous_Natural Gas_Pool Heater_Baseline Forecast | F7 | Commercial | Office | New | Miscellaneous | Natural Gas | Pool Heater | Baseline Forecast | Avg. Replacement Summer Demand (kW) | 0 | 0 | 0 | 0 | 0 | 0 | 0 | 0 | 0 | 0 | 0 | 0 | 0 | 0 | 0 | 0 | 0 | 0 | 0 | 0 | 0 | 0 | 0 | 0 | 0 | 0 | 0 | 0 | 0 | 0 | 0 | 0 | 0
F8_Commercial_Office_New_Miscellaneous_Natural Gas_Pool Heater_Baseline Forecast | F8 | Commercial | Office | New | Miscellaneous | Natural Gas | Pool Heater | Baseline Forecast | Avg. Replacement Winter Demand (kW) | 0 | 0 | 0 | 0 | 0 | 0 | 0 | 0 | 0 | 0 | 0 | 0 | 0 | 0 | 0 | 0 | 0 | 0 | 0 | 0 | 0 | 0 | 0 | 0 | 0 | 0 | 0 | 0 | 0 | 0 | 0 | 0 | 0
F1_Commercial_Office_New_Miscellaneous_Natural Gas_Miscellaneous_Baseline Forecast | F1 | Commercial | Office | New | Miscellaneous | Natural Gas | Miscellaneous | Baseline Forecast | Units | 0 | 75957.6497 | 442329.6027 | 676466.9408 | 978434.1626 | 1388236.7927 | 1771269.0782 | 2110754.856 | 2416080.7991 | 2710885.4903 | 3001844.6358 | 3289913.1629 | 3577587.0021 | 3866083.9704 | 4156355.4856 | 4447161.7669 | 4738047.5249 | 5028556.4501 | 5318682.5653 | 5608419.8263 | 5898219.0444 | 6188080.6357 | 6477596.4105 | 6766761.6575 | 7055571.6199 | 7344430.1035 | 7633337.3919 | 7922293.7705 | 8211299.5264 | 8500354.9482 | 8789460.3264 | 9078615.9528 | 9208855.2202
F2_Commercial_Office_New_Miscellaneous_Natural Gas_Miscellaneous_Baseline Forecast | F2 | Commercial | Office | New | Miscellaneous | Natural Gas | Miscellaneous | Baseline Forecast | Usage (MMtherm) | 0 | 4.6481e-05 | 0.00027067 | 0.00041395 | 0.00059873 | 0.0008495 | 0.0010839 | 0.0012916 | 0.0014785 | 0.0016589 | 0.0018369 | 0.0020132 | 0.0021892 | 0.0023658 | 0.0025434 | 0.0027213 | 0.0028993 | 0.0030771 | 0.0032547 | 0.003432 | 0.0036093 | 0.0037867 | 0.0039638 | 0.0041408 | 0.0043175 | 0.0044943 | 0.0046711 | 0.0048479 | 0.0050247 | 0.0052016 | 0.0053785 | 0.0055555 | 0.0056352
F3_Commercial_Office_New_Miscellaneous_Natural Gas_Miscellaneous_Baseline Forecast | F3 | Commercial | Office | New | Miscellaneous | Natural Gas | Miscellaneous | Baseline Forecast | Summer Peak Demand (MW) | 0 | 0 | 0 | 0 | 0 | 0 | 0 | 0 | 0 | 0 | 0 | 0 | 0 | 0 | 0 | 0 | 0 | 0 | 0 | 0 | 0 | 0 | 0 | 0 | 0 | 0 | 0 | 0 | 0 | 0 | 0 | 0 | 0
F4_Commercial_Office_New_Miscellaneous_Natural Gas_Miscellaneous_Baseline Forecast | F4 | Commercial | Office | New | Miscellaneous | Natural Gas | Miscellaneous | Baseline Forecast | Winter Peak Demand (MW) | 0 | 0 | 0 | 0 | 0 | 0 | 0 | 0 | 0 | 0 | 0 | 0 | 0 | 0 | 0 | 0 | 0 | 0 | 0 | 0 | 0 | 0 | 0 | 0 | 0 | 0 | 0 | 0 | 0 | 0 | 0 | 0 | 0
F5_Commercial_Office_New_Miscellaneous_Natural Gas_Miscellaneous_Baseline Forecast | F5 | Commercial | Office | New | Miscellaneous | Natural Gas | Miscellaneous | Baseline Forecast | Turnover | 0 | 75957.6497 | 366371.953 | 234137.3381 | 312818.3147 | 471442.4172 | 469314.5799 | 458130.3608 | 474370.2167 | 506744.7229 | 538069.2242 | 589775.1442 | 703285.8986 | 683075.4076 | 735659.4632 | 819253.0605 | 840802.3806 | 863701.6372 | 903201.9036 | 944777.9636 | 983775.2432 | 1028791.9172 | 1090925.0761 | 1110738.3547 | 1155306.4978 | 1211771.8315 | 1244931.3287 | 1280121.2036 | 1323194.5526 | 1365463.777 | 1405977.7051 | 1448618.487 | 1337233.7705
F6_Commercial_Office_New_Miscellaneous_Natural Gas_Miscellaneous_Baseline Forecast | F6 | Commercial | Office | New | Miscellaneous | Natural Gas | Miscellaneous | Baseline Forecast | Avg. Replacement Usage (kWh) | 0.00061193 | 0.00061193 | 0.00061193 | 0.00061193 | 0.00061193 | 0.00061193 | 0.00061193 | 0.00061193 | 0.00061193 | 0.00061193 | 0.00061193 | 0.00061193 | 0.00061193 | 0.00061193 | 0.00061193 | 0.00061193 | 0.00061193 | 0.00061193 | 0.00061193 | 0.00061193 | 0.00061193 | 0.00061193 | 0.00061193 | 0.00061193 | 0.00061193 | 0.00061193 | 0.00061193 | 0.00061193 | 0.00061193 | 0.00061193 | 0.00061193 | 0.00061193 | 0.00061193
F7_Commercial_Office_New_Miscellaneous_Natural Gas_Miscellaneous_Baseline Forecast | F7 | Commercial | Office | New | Miscellaneous | Natural Gas | Miscellaneous | Baseline Forecast | Avg. Replacement Summer Demand (kW) | 0 | 0 | 0 | 0 | 0 | 0 | 0 | 0 | 0 | 0 | 0 | 0 | 0 | 0 | 0 | 0 | 0 | 0 | 0 | 0 | 0 | 0 | 0 | 0 | 0 | 0 | 0 | 0 | 0 | 0 | 0 | 0 | 0
F8_Commercial_Office_New_Miscellaneous_Natural Gas_Miscellaneous_Baseline Forecast | F8 | Commercial | Office | New | Miscellaneous | Natural Gas | Miscellaneous | Baseline Forecast | Avg. Replacement Winter Demand (kW) | 0 | 0 | 0 | 0 | 0 | 0 | 0 | 0 | 0 | 0 | 0 | 0 | 0 | 0 | 0 | 0 | 0 | 0 | 0 | 0 | 0 | 0 | 0 | 0 | 0 | 0 | 0 | 0 | 0 | 0 | 0 | 0 | 0
F1_Commercial_Restaurant_Existing_Space Heating_Natural Gas_Furnace_Baseline Forecast | F1 | Commercial | Restaurant | Existing | Space Heating | Natural Gas | Furnace | Baseline Forecast | Units | 648162.9684 | 644865.2615 | 641567.5546 | 637585.1344 | 633499.2091 | 629019.4997 | 624834.434 | 621128.6564 | 617798.854 | 614584.8522 | 611413.1758 | 608273.3146 | 605137.7974 | 601993.2206 | 598829.1125 | 595659.1186 | 592488.2499 | 589321.5288 | 586159.0211 | 583000.7932 | 579841.8833 | 576682.287 | 573526.4969 | 570374.5647 | 567226.543 | 564077.9872 | 560928.8943 | 557779.2611 | 554629.0844 | 551478.361 | 548327.0878 | 545175.2616 | 542041.5523
F2_Commercial_Restaurant_Existing_Space Heating_Natural Gas_Furnace_Baseline Forecast | F2 | Commercial | Restaurant | Existing | Space Heating | Natural Gas | Furnace | Baseline Forecast | Usage (MMtherm) | 0.4365 | 0.43235 | 0.42584 | 0.41886 | 0.41182 | 0.40457 | 0.39756 | 0.39093 | 0.38462 | 0.37847 | 0.37245 | 0.36656 | 0.36079 | 0.35515 | 0.34963 | 0.34425 | 0.33902 | 0.33394 | 0.329 | 0.32422 | 0.31956 | 0.31503 | 0.3106 | 0.30629 | 0.30207 | 0.29795 | 0.2939 | 0.28993 | 0.28604 | 0.28222 | 0.27846 | 0.27476 | 0.27284
F3_Commercial_Restaurant_Existing_Space Heating_Natural Gas_Furnace_Baseline Forecast | F3 | Commercial | Restaurant | Existing | Space Heating | Natural Gas | Furnace | Baseline Forecast | Summer Peak Demand (MW) | 0 | 0 | 0 | 0 | 0 | 0 | 0 | 0 | 0 | 0 | 0 | 0 | 0 | 0 | 0 | 0 | 0 | 0 | 0 | 0 | 0 | 0 | 0 | 0 | 0 | 0 | 0 | 0 | 0 | 0 | 0 | 0 | 0
F4_Commercial_Restaurant_Existing_Space Heating_Natural Gas_Furnace_Baseline Forecast | F4 | Commercial | Restaurant | Existing | Space Heating | Natural Gas | Furnace | Baseline Forecast | Winter Peak Demand (MW) | 0 | 0 | 0 | 0 | 0 | 0 | 0 | 0 | 0 | 0 | 0 | 0 | 0 | 0 | 0 | 0 | 0 | 0 | 0 | 0 | 0 | 0 | 0 | 0 | 0 | 0 | 0 | 0 | 0 | 0 | 0 | 0 | 0
F5_Commercial_Restaurant_Existing_Space Heating_Natural Gas_Furnace_Baseline Forecast | F5 | Commercial | Restaurant | Existing | Space Heating | Natural Gas | Furnace | Baseline Forecast | Turnover | 0 | 12940.44 | 14029.6481 | 15002.4485 | 15878.3937 | 16657.078 | 17363.2118 | 18009.8768 | 18601.5965 | 19136.8443 | 19618.4772 | 20050.7233 | 20436.8256 | 20780.0873 | 21083.5724 | 21350.9063 | 21585.1807 | 21789.2635 | 21965.63 | 21066.6432 | 20316.1387 | 19694.9704 | 19186.2708 | 18774.9266 | 18447.5399 | 18192.1052 | 17998.1381 | 17856.3829 | 17758.6817 | 17697.8581 | 17667.6112 | 17662.4212 | 21224.9259
F6_Commercial_Restaurant_Existing_Space Heating_Natural Gas_Furnace_Baseline Forecast | F6 | Commercial | Restaurant | Existing | Space Heating | Natural Gas | Furnace | Baseline Forecast | Avg. Replacement Usage (kWh) | 0.58939 | 0.58939 | 0.58627 | 0.58315 | 0.58003 | 0.57691 | 0.57379 | 0.57067 | 0.56755 | 0.56443 | 0.56131 | 0.55819 | 0.55507 | 0.55196 | 0.54884 | 0.54572 | 0.5426 | 0.53948 | 0.53636 | 0.53324 | 0.53012 | 0.52701 | 0.52389 | 0.52077 | 0.51766 | 0.51455 | 0.51142 | 0.50831 | 0.50519 | 0.50208 | 0.49896 | 0.49584 | 0.49584
F7_Commercial_Restaurant_Existing_Space Heating_Natural Gas_Furnace_Baseline Forecast | F7 | Commercial | Restaurant | Existing | Space Heating | Natural Gas | Furnace | Baseline Forecast | Avg. Replacement Summer Demand (kW) | 0 | 0 | 0 | 0 | 0 | 0 | 0 | 0 | 0 | 0 | 0 | 0 | 0 | 0 | 0 | 0 | 0 | 0 | 0 | 0 | 0 | 0 | 0 | 0 | 0 | 0 | 0 | 0 | 0 | 0 | 0 | 0 | 0
F8_Commercial_Restaurant_Existing_Space Heating_Natural Gas_Furnace_Baseline Forecast | F8 | Commercial | Restaurant | Existing | Space Heating | Natural Gas | Furnace | Baseline Forecast | Avg. Replacement Winter Demand (kW) | 0 | 0 | 0 | 0 | 0 | 0 | 0 | 0 | 0 | 0 | 0 | 0 | 0 | 0 | 0 | 0 | 0 | 0 | 0 | 0 | 0 | 0 | 0 | 0 | 0 | 0 | 0 | 0 | 0 | 0 | 0 | 0 | 0
F1_Commercial_Restaurant_Existing_Space Heating_Natural Gas_Boiler_Baseline Forecast | F1 | Commercial | Restaurant | Existing | Space Heating | Natural Gas | Boiler | Baseline Forecast | Units | 3370.2245 | 3353.0776 | 3335.9306 | 3315.2234 | 3293.978 | 3270.685 | 3248.9241 | 3229.6554 | 3212.3415 | 3195.6298 | 3179.1382 | 3162.812 | 3146.5084 | 3130.1577 | 3113.7054 | 3097.2225 | 3080.7351 | 3064.2693 | 3047.8253 | 3031.4036 | 3014.9784 | 2998.5495 | 2982.1405 | 2965.7516 | 2949.3829 | 2933.0115 | 2916.6373 | 2900.2603 | 2883.8805 | 2867.4978 | 2851.1123 | 2834.7238 | 2818.4296
F2_Commercial_Restaurant_Existing_Space Heating_Natural Gas_Boiler_Baseline Forecast | F2 | Commercial | Restaurant | Existing | Space Heating | Natural Gas | Boiler | Baseline Forecast | Usage (MMtherm) | 0.0096186 | 0.0095409 | 0.009411 | 0.00927 | 0.0091245 | 0.0089738 | 0.0088269 | 0.0086878 | 0.0085551 | 0.0084254 | 0.0082965 | 0.0081698 | 0.0080481 | 0.0079283 | 0.0078104 | 0.0076933 | 0.0075785 | 0.0074663 | 0.0073565 | 0.0072493 | 0.0071446 | 0.0070426 | 0.0069431 | 0.0068461 | 0.0067514 | 0.006659 | 0.0065685 | 0.00648 | 0.0063934 | 0.0063084 | 0.0062249 | 0.0061429 | 0.006101
F3_Commercial_Restaurant_Existing_Space Heating_Natural Gas_Boiler_Baseline Forecast | F3 | Commercial | Restaurant | Existing | Space Heating | Natural Gas | Boiler | Baseline Forecast | Summer Peak Demand (MW) | 0 | 0 | 0 | 0 | 0 | 0 | 0 | 0 | 0 | 0 | 0 | 0 | 0 | 0 | 0 | 0 | 0 | 0 | 0 | 0 | 0 | 0 | 0 | 0 | 0 | 0 | 0 | 0 | 0 | 0 | 0 | 0 | 0
F4_Commercial_Restaurant_Existing_Space Heating_Natural Gas_Boiler_Baseline Forecast | F4 | Commercial | Restaurant | Existing | Space Heating | Natural Gas | Boiler | Baseline Forecast | Winter Peak Demand (MW) | 0 | 0 | 0 | 0 | 0 | 0 | 0 | 0 | 0 | 0 | 0 | 0 | 0 | 0 | 0 | 0 | 0 | 0 | 0 | 0 | 0 | 0 | 0 | 0 | 0 | 0 | 0 | 0 | 0 | 0 | 0 | 0 | 0
F5_Commercial_Restaurant_Existing_Space Heating_Natural Gas_Boiler_Baseline Forecast | F5 | Commercial | Restaurant | Existing | Space Heating | Natural Gas | Boiler | Baseline Forecast | Turnover | 0 | 60.965 | 67.27 | 72.8303 | 77.7632 | 82.0873 | 85.9426 | 89.4104 | 92.5277 | 95.299 | 97.7488 | 99.9074 | 101.7985 | 103.4456 | 104.8698 | 106.0941 | 107.1384 | 108.0208 | 108.7567 | 109.3603 | 109.8434 | 110.2173 | 104.5784 | 99.9856 | 96.2846 | 93.3403 | 91.0358 | 89.2696 | 87.9538 | 87.0124 | 86.3797 | 85.9992 | 85.8253
F6_Commercial_Restaurant_Existing_Space Heating_Natural Gas_Boiler_Baseline Forecast | F6 | Commercial | Restaurant | Existing | Space Heating | Natural Gas | Boiler | Baseline Forecast | Avg. Replacement Usage (kWh) | 2.5966 | 2.5966 | 2.5828 | 2.5614 | 2.5105 | 2.497 | 2.4724 | 2.459 | 2.4455 | 2.4321 | 2.4061 | 2.3928 | 2.4089 | 2.3953 | 2.3818 | 2.3551 | 2.3417 | 2.3282 | 2.3147 | 2.3013 | 2.2878 | 2.2744 | 2.2609 | 2.2475 | 2.234 | 2.2206 | 2.2071 | 2.1937 | 2.1802 | 2.1668 | 2.1533 | 2.1399 | 2.1399
F7_Commercial_Restaurant_Existing_Space Heating_Natural Gas_Boiler_Baseline Forecast | F7 | Commercial | Restaurant | Existing | Space Heating | Natural Gas | Boiler | Baseline Forecast | Avg. Replacement Summer Demand (kW) | 0 | 0 | 0 | 0 | 0 | 0 | 0 | 0 | 0 | 0 | 0 | 0 | 0 | 0 | 0 | 0 | 0 | 0 | 0 | 0 | 0 | 0 | 0 | 0 | 0 | 0 | 0 | 0 | 0 | 0 | 0 | 0 | 0
F8_Commercial_Restaurant_Existing_Space Heating_Natural Gas_Boiler_Baseline Forecast | F8 | Commercial | Restaurant | Existing | Space Heating | Natural Gas | Boiler | Baseline Forecast | Avg. Replacement Winter Demand (kW) | 0 | 0 | 0 | 0 | 0 | 0 | 0 | 0 | 0 | 0 | 0 | 0 | 0 | 0 | 0 | 0 | 0 | 0 | 0 | 0 | 0 | 0 | 0 | 0 | 0 | 0 | 0 | 0 | 0 | 0 | 0 | 0 | 0
F1_Commercial_Restaurant_Existing_Space Heating_Natural Gas_Unit Heater_Baseline Forecast | F1 | Commercial | Restaurant | Existing | Space Heating | Natural Gas | Unit Heater | Baseline Forecast | Units | 8090.4189 | 8049.2567 | 8008.0945 | 7958.3856 | 7907.3848 | 7851.4687 | 7799.2304 | 7752.9746 | 7711.4118 | 7671.2944 | 7631.7053 | 7592.5133 | 7553.3755 | 7514.1247 | 7474.63 | 7435.0619 | 7395.4829 | 7355.9557 | 7316.481 | 7277.0598 | 7237.63 | 7198.1917 | 7158.8009 | 7119.4582 | 7080.1644 | 7040.8639 | 7001.5567 | 6962.2427 | 6922.922 | 6883.5944 | 6844.26 | 6804.9186 | 6765.8034
F2_Commercial_Restaurant_Existing_Space Heating_Natural Gas_Unit Heater_Baseline Forecast | F2 | Commercial | Restaurant | Existing | Space Heating | Natural Gas | Unit Heater | Baseline Forecast | Usage (MMtherm) | 0.0027242 | 0.0027104 | 0.0026822 | 0.0026514 | 0.0026203 | 0.0025878 | 0.0025567 | 0.0025277 | 0.0025004 | 0.0024737 | 0.0024473 | 0.0024212 | 0.0023953 | 0.0023695 | 0.0023437 | 0.002318 | 0.0022925 | 0.0022672 | 0.002242 | 0.0022169 | 0.002192 | 0.0021673 | 0.0021426 | 0.0021182 | 0.0020939 | 0.0020697 | 0.0020457 | 0.0020218 | 0.0019981 | 0.0019745 | 0.001951 | 0.0019277 | 0.0019166
F3_Commercial_Restaurant_Existing_Space Heating_Natural Gas_Unit Heater_Baseline Forecast | F3 | Commercial | Restaurant | Existing | Space Heating | Natural Gas | Unit Heater | Baseline Forecast | Summer Peak Demand (MW) | 0 | 0 | 0 | 0 | 0 | 0 | 0 | 0 | 0 | 0 | 0 | 0 | 0 | 0 | 0 | 0 | 0 | 0 | 0 | 0 | 0 | 0 | 0 | 0 | 0 | 0 | 0 | 0 | 0 | 0 | 0 | 0 | 0
F4_Commercial_Restaurant_Existing_Space Heating_Natural Gas_Unit Heater_Baseline Forecast | F4 | Commercial | Restaurant | Existing | Space Heating | Natural Gas | Unit Heater | Baseline Forecast | Winter Peak Demand (MW) | 0 | 0 | 0 | 0 | 0 | 0 | 0 | 0 | 0 | 0 | 0 | 0 | 0 | 0 | 0 | 0 | 0 | 0 | 0 | 0 | 0 | 0 | 0 | 0 | 0 | 0 | 0 | 0 | 0 | 0 | 0 | 0 | 0
F5_Commercial_Restaurant_Existing_Space Heating_Natural Gas_Unit Heater_Baseline Forecast | F5 | Commercial | Restaurant | Existing | Space Heating | Natural Gas | Unit Heater | Baseline Forecast | Turnover | 0 | 268.3086 | 347.0174 | 408.5305 | 456.5197 | 493.491 | 522.1533 | 544.4614 | 561.7576 | 574.923 | 584.7599 | 591.9474 | 521.4727 | 480.1327 | 458.8268 | 450.9686 | 451.8205 | 522.2971 | 537.5367 | 548.9967 | 557.4448 | 563.4957 | 567.643 | 556.0374 | 537.721 | 518.0998 | 500.1802 | 485.4173 | 468.2513 | 464.3427 | 468.1121 | 475.8579 | 485.2075
F6_Commercial_Restaurant_Existing_Space Heating_Natural Gas_Unit Heater_Baseline Forecast | F6 | Commercial | Restaurant | Existing | Space Heating | Natural Gas | Unit Heater | Baseline Forecast | Avg. Replacement Usage (kWh) | 0.33672 | 0.33672 | 0.33494 | 0.33316 | 0.33137 | 0.32959 | 0.32781 | 0.32603 | 0.32424 | 0.32246 | 0.32068 | 0.3189 | 0.31712 | 0.31534 | 0.31355 | 0.31177 | 0.30999 | 0.30821 | 0.30643 | 0.30464 | 0.30286 | 0.30108 | 0.2993 | 0.29752 | 0.29574 | 0.29396 | 0.29218 | 0.2904 | 0.28862 | 0.28684 | 0.28506 | 0.28327 | 0.28327
F7_Commercial_Restaurant_Existing_Space Heating_Natural Gas_Unit Heater_Baseline Forecast | F7 | Commercial | Restaurant | Existing | Space Heating | Natural Gas | Unit Heater | Baseline Forecast | Avg. Replacement Summer Demand (kW) | 0 | 0 | 0 | 0 | 0 | 0 | 0 | 0 | 0 | 0 | 0 | 0 | 0 | 0 | 0 | 0 | 0 | 0 | 0 | 0 | 0 | 0 | 0 | 0 | 0 | 0 | 0 | 0 | 0 | 0 | 0 | 0 | 0
F8_Commercial_Restaurant_Existing_Space Heating_Natural Gas_Unit Heater_Baseline Forecast | F8 | Commercial | Restaurant | Existing | Space Heating | Natural Gas | Unit Heater | Baseline Forecast | Avg. Replacement Winter Demand (kW) | 0 | 0 | 0 | 0 | 0 | 0 | 0 | 0 | 0 | 0 | 0 | 0 | 0 | 0 | 0 | 0 | 0 | 0 | 0 | 0 | 0 | 0 | 0 | 0 | 0 | 0 | 0 | 0 | 0 | 0 | 0 | 0 | 0
F1_Commercial_Restaurant_Existing_Water Heating_Natural Gas_Water Heater_Baseline Forecast | F1 | Commercial | Restaurant | Existing | Water Heating | Natural Gas | Water Heater | Baseline Forecast | Units | 572053.928 | 569143.4468 | 566232.9655 | 562718.1718 | 559112.0269 | 555158.3369 | 551464.6929 | 548194.0578 | 545255.2497 | 542418.6447 | 539619.395 | 536848.2248 | 534080.8885 | 531305.5563 | 528512.9863 | 525715.2216 | 522916.6849 | 520121.8087 | 517330.6511 | 514543.2708 | 511755.2887 | 508966.7007 | 506181.4719 | 503399.6481 | 500621.2756 | 497842.4317 | 495063.1137 | 492283.3189 | 489503.0444 | 486722.2875 | 483941.0453 | 481159.315 | 478393.5743
F2_Commercial_Restaurant_Existing_Water Heating_Natural Gas_Water Heater_Baseline Forecast | F2 | Commercial | Restaurant | Existing | Water Heating | Natural Gas | Water Heater | Baseline Forecast | Usage (MMtherm) | 0.81547 | 0.80072 | 0.78384 | 0.76511 | 0.74612 | 0.72722 | 0.70974 | 0.69428 | 0.68101 | 0.66986 | 0.66036 | 0.65215 | 0.64496 | 0.63856 | 0.63277 | 0.62749 | 0.62261 | 0.61806 | 0.61377 | 0.60969 | 0.60577 | 0.60198 | 0.5983 | 0.5947 | 0.59117 | 0.58769 | 0.58425 | 0.58085 | 0.57747 | 0.57411 | 0.57077 | 0.56744 | 0.56414
F3_Commercial_Restaurant_Existing_Water Heating_Natural Gas_Water Heater_Baseline Forecast | F3 | Commercial | Restaurant | Existing | Water Heating | Natural Gas | Water Heater | Baseline Forecast | Summer Peak Demand (MW) | 0 | 0 | 0 | 0 | 0 | 0 | 0 | 0 | 0 | 0 | 0 | 0 | 0 | 0 | 0 | 0 | 0 | 0 | 0 | 0 | 0 | 0 | 0 | 0 | 0 | 0 | 0 | 0 | 0 | 0 | 0 | 0 | 0
F4_Commercial_Restaurant_Existing_Water Heating_Natural Gas_Water Heater_Baseline Forecast | F4 | Commercial | Restaurant | Existing | Water Heating | Natural Gas | Water Heater | Baseline Forecast | Winter Peak Demand (MW) | 0 | 0 | 0 | 0 | 0 | 0 | 0 | 0 | 0 | 0 | 0 | 0 | 0 | 0 | 0 | 0 | 0 | 0 | 0 | 0 | 0 | 0 | 0 | 0 | 0 | 0 | 0 | 0 | 0 | 0 | 0 | 0 | 0
F5_Commercial_Restaurant_Existing_Water Heating_Natural Gas_Water Heater_Baseline Forecast | F5 | Commercial | Restaurant | Existing | Water Heating | Natural Gas | Water Heater | Baseline Forecast | Turnover | 0 | 22765.7379 | 29444.1142 | 34663.4394 | 38735.2812 | 41872.2624 | 44304.2323 | 46197.0588 | 47664.6261 | 48781.6996 | 43140.9174 | 39918.7182 | 38350.2332 | 37882.5279 | 38119.245 | 44293.5956 | 45704.5799 | 46770.6753 | 47562.3628 | 46900.8388 | 45587.3359 | 44105.1575 | 42726.6862 | 41587.1814 | 40211.3806 | 39963.6918 | 40364.8057 | 41097.2403 | 41721.6075 | 43406.6469 | 43313.7099 | 42892.4807 | 42273.7766
F6_Commercial_Restaurant_Existing_Water Heating_Natural Gas_Water Heater_Baseline Forecast | F6 | Commercial | Restaurant | Existing | Water Heating | Natural Gas | Water Heater | Baseline Forecast | Avg. Replacement Usage (kWh) | 1.1789 | 1.1789 | 1.1789 | 1.1789 | 1.1789 | 1.1789 | 1.1789 | 1.1789 | 1.1789 | 1.1789 | 1.1789 | 1.1789 | 1.1789 | 1.1789 | 1.1789 | 1.1789 | 1.1789 | 1.1789 | 1.1789 | 1.1789 | 1.1789 | 1.1789 | 1.1789 | 1.1789 | 1.1789 | 1.1789 | 1.1789 | 1.1789 | 1.1789 | 1.1789 | 1.1789 | 1.1789 | 1.1789
F7_Commercial_Restaurant_Existing_Water Heating_Natural Gas_Water Heater_Baseline Forecast | F7 | Commercial | Restaurant | Existing | Water Heating | Natural Gas | Water Heater | Baseline Forecast | Avg. Replacement Summer Demand (kW) | 0 | 0 | 0 | 0 | 0 | 0 | 0 | 0 | 0 | 0 | 0 | 0 | 0 | 0 | 0 | 0 | 0 | 0 | 0 | 0 | 0 | 0 | 0 | 0 | 0 | 0 | 0 | 0 | 0 | 0 | 0 | 0 | 0
F8_Commercial_Restaurant_Existing_Water Heating_Natural Gas_Water Heater_Baseline Forecast | F8 | Commercial | Restaurant | Existing | Water Heating | Natural Gas | Water Heater | Baseline Forecast | Avg. Replacement Winter Demand (kW) | 0 | 0 | 0 | 0 | 0 | 0 | 0 | 0 | 0 | 0 | 0 | 0 | 0 | 0 | 0 | 0 | 0 | 0 | 0 | 0 | 0 | 0 | 0 | 0 | 0 | 0 | 0 | 0 | 0 | 0 | 0 | 0 | 0
F1_Commercial_Restaurant_Existing_Food Preparation_Natural Gas_Oven_Baseline Forecast | F1 | Commercial | Restaurant | Existing | Food Preparation | Natural Gas | Oven | Baseline Forecast | Units | 58885.8658 | 58586.2678 | 58286.6698 | 57924.8654 | 57553.6574 | 57146.674 | 56766.4591 | 56429.7877 | 56127.2738 | 55835.2805 | 55547.1324 | 55261.8748 | 54977.0118 | 54691.3257 | 54403.8652 | 54115.87 | 53827.7953 | 53540.0974 | 53252.7823 | 52965.856 | 52678.8678 | 52391.8172 | 52105.1124 | 51818.7581 | 51532.7591 | 51246.7115 | 50960.6152 | 50674.4697 | 50388.2749 | 50102.0304 | 49815.736 | 49529.3913 | 49244.6926
F2_Commercial_Restaurant_Existing_Food Preparation_Natural Gas_Oven_Baseline Forecast | F2 | Commercial | Restaurant | Existing | Food Preparation | Natural Gas | Oven | Baseline Forecast | Usage (MMtherm) | 0.037441 | 0.03725 | 0.03706 | 0.03683 | 0.036594 | 0.036335 | 0.036093 | 0.035879 | 0.035687 | 0.035501 | 0.035318 | 0.035136 | 0.034955 | 0.034774 | 0.034591 | 0.034408 | 0.034225 | 0.034042 | 0.033859 | 0.033677 | 0.033494 | 0.033312 | 0.033129 | 0.032947 | 0.032765 | 0.032584 | 0.032402 | 0.03222 | 0.032038 | 0.031856 | 0.031674 | 0.031492 | 0.031311
F3_Commercial_Restaurant_Existing_Food Preparation_Natural Gas_Oven_Baseline Forecast | F3 | Commercial | Restaurant | Existing | Food Preparation | Natural Gas | Oven | Baseline Forecast | Summer Peak Demand (MW) | 0 | 0 | 0 | 0 | 0 | 0 | 0 | 0 | 0 | 0 | 0 | 0 | 0 | 0 | 0 | 0 | 0 | 0 | 0 | 0 | 0 | 0 | 0 | 0 | 0 | 0 | 0 | 0 | 0 | 0 | 0 | 0 | 0
F4_Commercial_Restaurant_Existing_Food Preparation_Natural Gas_Oven_Baseline Forecast | F4 | Commercial | Restaurant | Existing | Food Preparation | Natural Gas | Oven | Baseline Forecast | Winter Peak Demand (MW) | 0 | 0 | 0 | 0 | 0 | 0 | 0 | 0 | 0 | 0 | 0 | 0 | 0 | 0 | 0 | 0 | 0 | 0 | 0 | 0 | 0 | 0 | 0 | 0 | 0 | 0 | 0 | 0 | 0 | 0 | 0 | 0 | 0
F5_Commercial_Restaurant_Existing_Food Preparation_Natural Gas_Oven_Baseline Forecast | F5 | Commercial | Restaurant | Existing | Food Preparation | Natural Gas | Oven | Baseline Forecast | Turnover | 0 | 1952.8756 | 2525.7557 | 2973.4764 | 3322.7645 | 3591.8589 | 3800.4766 | 3962.8458 | 4088.7357 | 4184.5598 | 4256.1572 | 4308.4713 | 3795.5231 | 3494.6313 | 3339.557 | 3282.3608 | 3288.5615 | 3801.5232 | 3912.4446 | 3995.8558 | 4057.3449 | 4101.3859 | 4131.572 | 4047.1013 | 3913.7861 | 3770.9737 | 3640.546 | 3533.0952 | 3408.1529 | 3379.7041 | 3407.1397 | 3463.517 | 3531.5683
F6_Commercial_Restaurant_Existing_Food Preparation_Natural Gas_Oven_Baseline Forecast | F6 | Commercial | Restaurant | Existing | Food Preparation | Natural Gas | Oven | Baseline Forecast | Avg. Replacement Usage (kWh) | 0.63582 | 0.63582 | 0.63582 | 0.63582 | 0.63582 | 0.63582 | 0.63582 | 0.63582 | 0.63582 | 0.63582 | 0.63582 | 0.63582 | 0.63582 | 0.63582 | 0.63582 | 0.63582 | 0.63582 | 0.63582 | 0.63582 | 0.63582 | 0.63582 | 0.63582 | 0.63582 | 0.63582 | 0.63582 | 0.63582 | 0.63582 | 0.63582 | 0.63582 | 0.63582 | 0.63582 | 0.63582 | 0.63582
F7_Commercial_Restaurant_Existing_Food Preparation_Natural Gas_Oven_Baseline Forecast | F7 | Commercial | Restaurant | Existing | Food Preparation | Natural Gas | Oven | Baseline Forecast | Avg. Replacement Summer Demand (kW) | 0 | 0 | 0 | 0 | 0 | 0 | 0 | 0 | 0 | 0 | 0 | 0 | 0 | 0 | 0 | 0 | 0 | 0 | 0 | 0 | 0 | 0 | 0 | 0 | 0 | 0 | 0 | 0 | 0 | 0 | 0 | 0 | 0
F8_Commercial_Restaurant_Existing_Food Preparation_Natural Gas_Oven_Baseline Forecast | F8 | Commercial | Restaurant | Existing | Food Preparation | Natural Gas | Oven | Baseline Forecast | Avg. Replacement Winter Demand (kW) | 0 | 0 | 0 | 0 | 0 | 0 | 0 | 0 | 0 | 0 | 0 | 0 | 0 | 0 | 0 | 0 | 0 | 0 | 0 | 0 | 0 | 0 | 0 | 0 | 0 | 0 | 0 | 0 | 0 | 0 | 0 | 0 | 0
F1_Commercial_Restaurant_Existing_Food Preparation_Natural Gas_Conveyor Oven_Baseline Forecast | F1 | Commercial | Restaurant | Existing | Food Preparation | Natural Gas | Conveyor Oven | Baseline Forecast | Units | 29442.9329 | 29293.1339 | 29143.3349 | 28962.4327 | 28776.8287 | 28573.337 | 28383.2296 | 28214.8939 | 28063.6369 | 27917.6402 | 27773.5662 | 27630.9374 | 27488.5059 | 27345.6629 | 27201.9326 | 27057.935 | 26913.8976 | 26770.0487 | 26626.3912 | 26482.928 | 26339.4339 | 26195.9086 | 26052.5562 | 25909.3791 | 25766.3795 | 25623.3558 | 25480.3076 | 25337.2349 | 25194.1375 | 25051.0152 | 24907.868 | 24764.6957 | 24622.3463
F2_Commercial_Restaurant_Existing_Food Preparation_Natural Gas_Conveyor Oven_Baseline Forecast | F2 | Commercial | Restaurant | Existing | Food Preparation | Natural Gas | Conveyor Oven | Baseline Forecast | Usage (MMtherm) | 0.032032 | 0.031869 | 0.031706 | 0.031509 | 0.031307 | 0.031086 | 0.030879 | 0.030696 | 0.030531 | 0.030372 | 0.030216 | 0.03006 | 0.029905 | 0.02975 | 0.029594 | 0.029437 | 0.02928 | 0.029124 | 0.028968 | 0.028811 | 0.028655 | 0.028499 | 0.028343 | 0.028188 | 0.028032 | 0.027876 | 0.027721 | 0.027565 | 0.027409 | 0.027254 | 0.027098 | 0.026942 | 0.026787
F3_Commercial_Restaurant_Existing_Food Preparation_Natural Gas_Conveyor Oven_Baseline Forecast | F3 | Commercial | Restaurant | Existing | Food Preparation | Natural Gas | Conveyor Oven | Baseline Forecast | Summer Peak Demand (MW) | 0 | 0 | 0 | 0 | 0 | 0 | 0 | 0 | 0 | 0 | 0 | 0 | 0 | 0 | 0 | 0 | 0 | 0 | 0 | 0 | 0 | 0 | 0 | 0 | 0 | 0 | 0 | 0 | 0 | 0 | 0 | 0 | 0
F4_Commercial_Restaurant_Existing_Food Preparation_Natural Gas_Conveyor Oven_Baseline Forecast | F4 | Commercial | Restaurant | Existing | Food Preparation | Natural Gas | Conveyor Oven | Baseline Forecast | Winter Peak Demand (MW) | 0 | 0 | 0 | 0 | 0 | 0 | 0 | 0 | 0 | 0 | 0 | 0 | 0 | 0 | 0 | 0 | 0 | 0 | 0 | 0 | 0 | 0 | 0 | 0 | 0 | 0 | 0 | 0 | 0 | 0 | 0 | 0 | 0
F5_Commercial_Restaurant_Existing_Food Preparation_Natural Gas_Conveyor Oven_Baseline Forecast | F5 | Commercial | Restaurant | Existing | Food Preparation | Natural Gas | Conveyor Oven | Baseline Forecast | Turnover | 0 | 689.2502 | 891.4432 | 1049.4623 | 1172.7404 | 1267.7149 | 1341.3447 | 1398.6515 | 1443.0832 | 1476.9034 | 1502.1731 | 1520.6369 | 1533.6329 | 1542.2444 | 1547.3334 | 1549.6425 | 1549.7487 | 1359.1492 | 1244.3753 | 1182.0598 | 1155.2059 | 1151.576 | 1323.1541 | 1357.5222 | 1383.1577 | 1401.8353 | 1414.9757 | 1423.7096 | 1428.9367 | 1431.3732 | 1431.589 | 1430.0374 | 1427.1286
F6_Commercial_Restaurant_Existing_Food Preparation_Natural Gas_Conveyor Oven_Baseline Forecast | F6 | Commercial | Restaurant | Existing | Food Preparation | Natural Gas | Conveyor Oven | Baseline Forecast | Avg. Replacement Usage (kWh) | 1.0879 | 1.0879 | 1.0879 | 1.0879 | 1.0879 | 1.0879 | 1.0879 | 1.0879 | 1.0879 | 1.0879 | 1.0879 | 1.0879 | 1.0879 | 1.0879 | 1.0879 | 1.0879 | 1.0879 | 1.0879 | 1.0879 | 1.0879 | 1.0879 | 1.0879 | 1.0879 | 1.0879 | 1.0879 | 1.0879 | 1.0879 | 1.0879 | 1.0879 | 1.0879 | 1.0879 | 1.0879 | 1.0879
F7_Commercial_Restaurant_Existing_Food Preparation_Natural Gas_Conveyor Oven_Baseline Forecast | F7 | Commercial | Restaurant | Existing | Food Preparation | Natural Gas | Conveyor Oven | Baseline Forecast | Avg. Replacement Summer Demand (kW) | 0 | 0 | 0 | 0 | 0 | 0 | 0 | 0 | 0 | 0 | 0 | 0 | 0 | 0 | 0 | 0 | 0 | 0 | 0 | 0 | 0 | 0 | 0 | 0 | 0 | 0 | 0 | 0 | 0 | 0 | 0 | 0 | 0
F8_Commercial_Restaurant_Existing_Food Preparation_Natural Gas_Conveyor Oven_Baseline Forecast | F8 | Commercial | Restaurant | Existing | Food Preparation | Natural Gas | Conveyor Oven | Baseline Forecast | Avg. Replacement Winter Demand (kW) | 0 | 0 | 0 | 0 | 0 | 0 | 0 | 0 | 0 | 0 | 0 | 0 | 0 | 0 | 0 | 0 | 0 | 0 | 0 | 0 | 0 | 0 | 0 | 0 | 0 | 0 | 0 | 0 | 0 | 0 | 0 | 0 | 0
F1_Commercial_Restaurant_Existing_Food Preparation_Natural Gas_Double Rack Oven_Baseline Forecast | F1 | Commercial | Restaurant | Existing | Food Preparation | Natural Gas | Double Rack Oven | Baseline Forecast | Units | 29442.9329 | 29293.1339 | 29143.3349 | 28962.4327 | 28776.8287 | 28573.337 | 28383.2296 | 28214.8939 | 28063.6369 | 27917.6402 | 27773.5662 | 27630.9374 | 27488.5059 | 27345.6629 | 27201.9326 | 27057.935 | 26913.8976 | 26770.0487 | 26626.3912 | 26482.928 | 26339.4339 | 26195.9086 | 26052.5562 | 25909.3791 | 25766.3795 | 25623.3558 | 25480.3076 | 25337.2349 | 25194.1375 | 25051.0152 | 24907.868 | 24764.6957 | 24622.3463
F2_Commercial_Restaurant_Existing_Food Preparation_Natural Gas_Double Rack Oven_Baseline Forecast | F2 | Commercial | Restaurant | Existing | Food Preparation | Natural Gas | Double Rack Oven | Baseline Forecast | Usage (MMtherm) | 0.048662 | 0.048414 | 0.048167 | 0.047868 | 0.047561 | 0.047225 | 0.046911 | 0.046632 | 0.046382 | 0.046141 | 0.045903 | 0.045667 | 0.045432 | 0.045196 | 0.044958 | 0.04472 | 0.044482 | 0.044244 | 0.044007 | 0.04377 | 0.043533 | 0.043296 | 0.043059 | 0.042822 | 0.042586 | 0.042349 | 0.042113 | 0.041876 | 0.04164 | 0.041403 | 0.041167 | 0.04093 | 0.040695
F3_Commercial_Restaurant_Existing_Food Preparation_Natural Gas_Double Rack Oven_Baseline Forecast | F3 | Commercial | Restaurant | Existing | Food Preparation | Natural Gas | Double Rack Oven | Baseline Forecast | Summer Peak Demand (MW) | 0 | 0 | 0 | 0 | 0 | 0 | 0 | 0 | 0 | 0 | 0 | 0 | 0 | 0 | 0 | 0 | 0 | 0 | 0 | 0 | 0 | 0 | 0 | 0 | 0 | 0 | 0 | 0 | 0 | 0 | 0 | 0 | 0
F4_Commercial_Restaurant_Existing_Food Preparation_Natural Gas_Double Rack Oven_Baseline Forecast | F4 | Commercial | Restaurant | Existing | Food Preparation | Natural Gas | Double Rack Oven | Baseline Forecast | Winter Peak Demand (MW) | 0 | 0 | 0 | 0 | 0 | 0 | 0 | 0 | 0 | 0 | 0 | 0 | 0 | 0 | 0 | 0 | 0 | 0 | 0 | 0 | 0 | 0 | 0 | 0 | 0 | 0 | 0 | 0 | 0 | 0 | 0 | 0 | 0
F5_Commercial_Restaurant_Existing_Food Preparation_Natural Gas_Double Rack Oven_Baseline Forecast | F5 | Commercial | Restaurant | Existing | Food Preparation | Natural Gas | Double Rack Oven | Baseline Forecast | Turnover | 0 | 976.4378 | 1262.8778 | 1486.7382 | 1661.3822 | 1795.9295 | 1900.2383 | 1981.4229 | 2044.3678 | 2092.2799 | 2128.0786 | 2154.2356 | 1897.7615 | 1747.3156 | 1669.7785 | 1641.1804 | 1644.2808 | 1900.7616 | 1956.2223 | 1997.9279 | 2028.6725 | 2050.693 | 2065.786 | 2023.5507 | 1956.893 | 1885.4868 | 1820.273 | 1766.5476 | 1704.0765 | 1689.8521 | 1703.5699 | 1731.7585 | 1765.7841
F6_Commercial_Restaurant_Existing_Food Preparation_Natural Gas_Double Rack Oven_Baseline Forecast | F6 | Commercial | Restaurant | Existing | Food Preparation | Natural Gas | Double Rack Oven | Baseline Forecast | Avg. Replacement Usage (kWh) | 1.6528 | 1.6528 | 1.6528 | 1.6528 | 1.6528 | 1.6528 | 1.6528 | 1.6528 | 1.6528 | 1.6528 | 1.6528 | 1.6528 | 1.6528 | 1.6528 | 1.6528 | 1.6528 | 1.6528 | 1.6528 | 1.6528 | 1.6528 | 1.6528 | 1.6528 | 1.6528 | 1.6528 | 1.6528 | 1.6528 | 1.6528 | 1.6528 | 1.6528 | 1.6528 | 1.6528 | 1.6528 | 1.6528
F7_Commercial_Restaurant_Existing_Food Preparation_Natural Gas_Double Rack Oven_Baseline Forecast | F7 | Commercial | Restaurant | Existing | Food Preparation | Natural Gas | Double Rack Oven | Baseline Forecast | Avg. Replacement Summer Demand (kW) | 0 | 0 | 0 | 0 | 0 | 0 | 0 | 0 | 0 | 0 | 0 | 0 | 0 | 0 | 0 | 0 | 0 | 0 | 0 | 0 | 0 | 0 | 0 | 0 | 0 | 0 | 0 | 0 | 0 | 0 | 0 | 0 | 0
F8_Commercial_Restaurant_Existing_Food Preparation_Natural Gas_Double Rack Oven_Baseline Forecast | F8 | Commercial | Restaurant | Existing | Food Preparation | Natural Gas | Double Rack Oven | Baseline Forecast | Avg. Replacement Winter Demand (kW) | 0 | 0 | 0 | 0 | 0 | 0 | 0 | 0 | 0 | 0 | 0 | 0 | 0 | 0 | 0 | 0 | 0 | 0 | 0 | 0 | 0 | 0 | 0 | 0 | 0 | 0 | 0 | 0 | 0 | 0 | 0 | 0 | 0
F1_Commercial_Restaurant_Existing_Food Preparation_Natural Gas_Fryer_Baseline Forecast | F1 | Commercial | Restaurant | Existing | Food Preparation | Natural Gas | Fryer | Baseline Forecast | Units | 768871.6629 | 764959.8175 | 761047.972 | 756323.8976 | 751477.0423 | 746163.0675 | 741198.6086 | 736802.6967 | 732852.7785 | 729040.2266 | 725277.8825 | 721553.2786 | 717833.8278 | 714103.6301 | 710350.2638 | 706589.9155 | 702828.5296 | 699072.0636 | 695320.5957 | 691574.2046 | 687827.0047 | 684078.9904 | 680335.4911 | 676596.5683 | 672862.2841 | 669127.3665 | 665391.8116 | 661655.6158 | 657918.7754 | 654181.2865 | 650443.1454 | 646704.3482 | 642987.0419
F2_Commercial_Restaurant_Existing_Food Preparation_Natural Gas_Fryer_Baseline Forecast | F2 | Commercial | Restaurant | Existing | Food Preparation | Natural Gas | Fryer | Baseline Forecast | Usage (MMtherm) | 0.79078 | 0.78675 | 0.78273 | 0.74866 | 0.71091 | 0.67023 | 0.63507 | 0.60258 | 0.57793 | 0.55894 | 0.54029 | 0.52415 | 0.51687 | 0.51077 | 0.50554 | 0.50096 | 0.49687 | 0.49316 | 0.48972 | 0.4865 | 0.48342 | 0.48046 | 0.47759 | 0.47478 | 0.47202 | 0.4693 | 0.4666 | 0.46393 | 0.46127 | 0.45861 | 0.45597 | 0.45333 | 0.45071
F3_Commercial_Restaurant_Existing_Food Preparation_Natural Gas_Fryer_Baseline Forecast | F3 | Commercial | Restaurant | Existing | Food Preparation | Natural Gas | Fryer | Baseline Forecast | Summer Peak Demand (MW) | 0 | 0 | 0 | 0 | 0 | 0 | 0 | 0 | 0 | 0 | 0 | 0 | 0 | 0 | 0 | 0 | 0 | 0 | 0 | 0 | 0 | 0 | 0 | 0 | 0 | 0 | 0 | 0 | 0 | 0 | 0 | 0 | 0
F4_Commercial_Restaurant_Existing_Food Preparation_Natural Gas_Fryer_Baseline Forecast | F4 | Commercial | Restaurant | Existing | Food Preparation | Natural Gas | Fryer | Baseline Forecast | Winter Peak Demand (MW) | 0 | 0 | 0 | 0 | 0 | 0 | 0 | 0 | 0 | 0 | 0 | 0 | 0 | 0 | 0 | 0 | 0 | 0 | 0 | 0 | 0 | 0 | 0 | 0 | 0 | 0 | 0 | 0 | 0 | 0 | 0 | 0 | 0
F5_Commercial_Restaurant_Existing_Food Preparation_Natural Gas_Fryer_Baseline Forecast | F5 | Commercial | Restaurant | Existing | Food Preparation | Natural Gas | Fryer | Baseline Forecast | Turnover | 0 | 52156.3512 | 73510.3155 | 89168.8686 | 100606.1239 | 108837.5284 | 93719.1156 | 87664.5742 | 86996.3798 | 89308.4289 | 104818.3393 | 105883.2482 | 103984.5152 | 101483.7856 | 99487.826 | 96493.9242 | 96524.3704 | 97278.1552 | 97896.4267 | 100855.0858 | 99077.0273 | 97084.2447 | 95639.2431 | 94819.7017 | 94696.2986 | 94846.7897 | 94632.7926 | 94086.8896 | 94004.189 | 92841.4636 | 91954.9706 | 91357.4521 | 90916.0126
F6_Commercial_Restaurant_Existing_Food Preparation_Natural Gas_Fryer_Baseline Forecast | F6 | Commercial | Restaurant | Existing | Food Preparation | Natural Gas | Fryer | Baseline Forecast | Avg. Replacement Usage (kWh) | 1.0285 | 1.0285 | 1.0285 | 0.70091 | 0.70091 | 0.70091 | 0.70091 | 0.70091 | 0.70091 | 0.70091 | 0.70091 | 0.70091 | 0.70091 | 0.70091 | 0.70091 | 0.70091 | 0.70091 | 0.70091 | 0.70091 | 0.70091 | 0.70091 | 0.70091 | 0.70091 | 0.70091 | 0.70091 | 0.70091 | 0.70091 | 0.70091 | 0.70091 | 0.70091 | 0.70091 | 0.70091 | 0.70091
F7_Commercial_Restaurant_Existing_Food Preparation_Natural Gas_Fryer_Baseline Forecast | F7 | Commercial | Restaurant | Existing | Food Preparation | Natural Gas | Fryer | Baseline Forecast | Avg. Replacement Summer Demand (kW) | 0 | 0 | 0 | 0 | 0 | 0 | 0 | 0 | 0 | 0 | 0 | 0 | 0 | 0 | 0 | 0 | 0 | 0 | 0 | 0 | 0 | 0 | 0 | 0 | 0 | 0 | 0 | 0 | 0 | 0 | 0 | 0 | 0
F8_Commercial_Restaurant_Existing_Food Preparation_Natural Gas_Fryer_Baseline Forecast | F8 | Commercial | Restaurant | Existing | Food Preparation | Natural Gas | Fryer | Baseline Forecast | Avg. Replacement Winter Demand (kW) | 0 | 0 | 0 | 0 | 0 | 0 | 0 | 0 | 0 | 0 | 0 | 0 | 0 | 0 | 0 | 0 | 0 | 0 | 0 | 0 | 0 | 0 | 0 | 0 | 0 | 0 | 0 | 0 | 0 | 0 | 0 | 0 | 0
F1_Commercial_Restaurant_Existing_Food Preparation_Natural Gas_Broiler_Baseline Forecast | F1 | Commercial | Restaurant | Existing | Food Preparation | Natural Gas | Broiler | Baseline Forecast | Units | 694696.277 | 691161.8192 | 687627.3613 | 683359.0328 | 678979.7683 | 674178.4488 | 669692.9263 | 665721.1014 | 662152.2438 | 658707.5004 | 655308.1211 | 651942.841 | 648582.2169 | 645211.8827 | 641820.6151 | 638423.039 | 635024.5255 | 631630.4572 | 628240.9047 | 624855.9394 | 621470.2432 | 618083.8112 | 614701.4587 | 611323.2412 | 607949.2147 | 604574.616 | 601199.4414 | 597823.6878 | 594447.3517 | 591070.4297 | 587692.9184 | 584314.8144 | 580956.1279
F2_Commercial_Restaurant_Existing_Food Preparation_Natural Gas_Broiler_Baseline Forecast | F2 | Commercial | Restaurant | Existing | Food Preparation | Natural Gas | Broiler | Baseline Forecast | Usage (MMtherm) | 0.78585 | 0.78185 | 0.77785 | 0.77302 | 0.76807 | 0.76264 | 0.75756 | 0.75307 | 0.74903 | 0.74514 | 0.74129 | 0.73748 | 0.73368 | 0.72987 | 0.72603 | 0.72219 | 0.71835 | 0.71451 | 0.71067 | 0.70684 | 0.70301 | 0.69918 | 0.69536 | 0.69153 | 0.68772 | 0.6839 | 0.68008 | 0.67626 | 0.67244 | 0.66862 | 0.6648 | 0.66098 | 0.65718
F3_Commercial_Restaurant_Existing_Food Preparation_Natural Gas_Broiler_Baseline Forecast | F3 | Commercial | Restaurant | Existing | Food Preparation | Natural Gas | Broiler | Baseline Forecast | Summer Peak Demand (MW) | 0 | 0 | 0 | 0 | 0 | 0 | 0 | 0 | 0 | 0 | 0 | 0 | 0 | 0 | 0 | 0 | 0 | 0 | 0 | 0 | 0 | 0 | 0 | 0 | 0 | 0 | 0 | 0 | 0 | 0 | 0 | 0 | 0
F4_Commercial_Restaurant_Existing_Food Preparation_Natural Gas_Broiler_Baseline Forecast | F4 | Commercial | Restaurant | Existing | Food Preparation | Natural Gas | Broiler | Baseline Forecast | Winter Peak Demand (MW) | 0 | 0 | 0 | 0 | 0 | 0 | 0 | 0 | 0 | 0 | 0 | 0 | 0 | 0 | 0 | 0 | 0 | 0 | 0 | 0 | 0 | 0 | 0 | 0 | 0 | 0 | 0 | 0 | 0 | 0 | 0 | 0 | 0
F5_Commercial_Restaurant_Existing_Food Preparation_Natural Gas_Broiler_Baseline Forecast | F5 | Commercial | Restaurant | Existing | Food Preparation | Natural Gas | Broiler | Baseline Forecast | Turnover | 0 | 23038.7273 | 29797.1857 | 35079.097 | 39199.7653 | 42374.3628 | 44835.495 | 46751.0188 | 48236.1841 | 49366.6527 | 50211.3117 | 50828.4786 | 44777.0565 | 41227.3356 | 39397.8724 | 38723.109 | 38796.2612 | 44847.8417 | 46156.4196 | 47140.4485 | 47865.8569 | 48385.423 | 48741.5383 | 47745.0096 | 46172.245 | 44487.4391 | 42948.7401 | 41681.1076 | 40207.1215 | 39871.5011 | 40195.1681 | 40860.2702 | 41663.0932
F6_Commercial_Restaurant_Existing_Food Preparation_Natural Gas_Broiler_Baseline Forecast | F6 | Commercial | Restaurant | Existing | Food Preparation | Natural Gas | Broiler | Baseline Forecast | Avg. Replacement Usage (kWh) | 1.1312 | 1.1312 | 1.1312 | 1.1312 | 1.1312 | 1.1312 | 1.1312 | 1.1312 | 1.1312 | 1.1312 | 1.1312 | 1.1312 | 1.1312 | 1.1312 | 1.1312 | 1.1312 | 1.1312 | 1.1312 | 1.1312 | 1.1312 | 1.1312 | 1.1312 | 1.1312 | 1.1312 | 1.1312 | 1.1312 | 1.1312 | 1.1312 | 1.1312 | 1.1312 | 1.1312 | 1.1312 | 1.1312
F7_Commercial_Restaurant_Existing_Food Preparation_Natural Gas_Broiler_Baseline Forecast | F7 | Commercial | Restaurant | Existing | Food Preparation | Natural Gas | Broiler | Baseline Forecast | Avg. Replacement Summer Demand (kW) | 0 | 0 | 0 | 0 | 0 | 0 | 0 | 0 | 0 | 0 | 0 | 0 | 0 | 0 | 0 | 0 | 0 | 0 | 0 | 0 | 0 | 0 | 0 | 0 | 0 | 0 | 0 | 0 | 0 | 0 | 0 | 0 | 0
F8_Commercial_Restaurant_Existing_Food Preparation_Natural Gas_Broiler_Baseline Forecast | F8 | Commercial | Restaurant | Existing | Food Preparation | Natural Gas | Broiler | Baseline Forecast | Avg. Replacement Winter Demand (kW) | 0 | 0 | 0 | 0 | 0 | 0 | 0 | 0 | 0 | 0 | 0 | 0 | 0 | 0 | 0 | 0 | 0 | 0 | 0 | 0 | 0 | 0 | 0 | 0 | 0 | 0 | 0 | 0 | 0 | 0 | 0 | 0 | 0
F1_Commercial_Restaurant_Existing_Food Preparation_Natural Gas_Griddle_Baseline Forecast | F1 | Commercial | Restaurant | Existing | Food Preparation | Natural Gas | Griddle | Baseline Forecast | Units | 793710.9843 | 789672.762 | 785634.5397 | 780757.8484 | 775754.4096 | 770268.7605 | 765143.9188 | 760605.9917 | 756528.4666 | 752592.7457 | 748708.8546 | 744863.9229 | 741024.3107 | 737173.6045 | 733298.9812 | 729417.1504 | 725534.2484 | 721656.4253 | 717783.7616 | 713916.3389 | 710048.0812 | 706178.9828 | 702314.5452 | 698454.8321 | 694599.9074 | 690744.3287 | 686888.0923 | 683031.1942 | 679173.6307 | 675315.3977 | 671456.4914 | 667596.9079 | 663759.5096
F2_Commercial_Restaurant_Existing_Food Preparation_Natural Gas_Griddle_Baseline Forecast | F2 | Commercial | Restaurant | Existing | Food Preparation | Natural Gas | Griddle | Baseline Forecast | Usage (MMtherm) | 0.59599 | 0.59296 | 0.58992 | 0.58626 | 0.5825 | 0.57839 | 0.57454 | 0.57113 | 0.56807 | 0.56511 | 0.5622 | 0.55931 | 0.55643 | 0.55354 | 0.55063 | 0.54771 | 0.5448 | 0.54188 | 0.53898 | 0.53607 | 0.53317 | 0.53026 | 0.52736 | 0.52446 | 0.52157 | 0.51867 | 0.51578 | 0.51288 | 0.50998 | 0.50709 | 0.50419 | 0.50129 | 0.49841
F3_Commercial_Restaurant_Existing_Food Preparation_Natural Gas_Griddle_Baseline Forecast | F3 | Commercial | Restaurant | Existing | Food Preparation | Natural Gas | Griddle | Baseline Forecast | Summer Peak Demand (MW) | 0 | 0 | 0 | 0 | 0 | 0 | 0 | 0 | 0 | 0 | 0 | 0 | 0 | 0 | 0 | 0 | 0 | 0 | 0 | 0 | 0 | 0 | 0 | 0 | 0 | 0 | 0 | 0 | 0 | 0 | 0 | 0 | 0
F4_Commercial_Restaurant_Existing_Food Preparation_Natural Gas_Griddle_Baseline Forecast | F4 | Commercial | Restaurant | Existing | Food Preparation | Natural Gas | Griddle | Baseline Forecast | Winter Peak Demand (MW) | 0 | 0 | 0 | 0 | 0 | 0 | 0 | 0 | 0 | 0 | 0 | 0 | 0 | 0 | 0 | 0 | 0 | 0 | 0 | 0 | 0 | 0 | 0 | 0 | 0 | 0 | 0 | 0 | 0 | 0 | 0 | 0 | 0
F5_Commercial_Restaurant_Existing_Food Preparation_Natural Gas_Griddle_Baseline Forecast | F5 | Commercial | Restaurant | Existing | Food Preparation | Natural Gas | Griddle | Baseline Forecast | Turnover | 0 | 26322.4254 | 34044.1634 | 40078.9029 | 44786.8879 | 48413.9592 | 51225.8753 | 53414.4178 | 55111.2629 | 56402.8566 | 57367.9045 | 58073.0358 | 51159.1076 | 47103.4468 | 45013.2311 | 44242.294 | 44325.8726 | 51239.9817 | 52735.0706 | 53859.3526 | 54688.1532 | 55281.7728 | 55688.645 | 54550.0815 | 52753.1516 | 50828.2112 | 49070.2022 | 47621.8947 | 45937.8221 | 45554.3659 | 45924.165 | 46684.0638 | 47601.3127
F6_Commercial_Restaurant_Existing_Food Preparation_Natural Gas_Griddle_Baseline Forecast | F6 | Commercial | Restaurant | Existing | Food Preparation | Natural Gas | Griddle | Baseline Forecast | Avg. Replacement Usage (kWh) | 0.75089 | 0.75089 | 0.75089 | 0.75089 | 0.75089 | 0.75089 | 0.75089 | 0.75089 | 0.75089 | 0.75089 | 0.75089 | 0.75089 | 0.75089 | 0.75089 | 0.75089 | 0.75089 | 0.75089 | 0.75089 | 0.75089 | 0.75089 | 0.75089 | 0.75089 | 0.75089 | 0.75089 | 0.75089 | 0.75089 | 0.75089 | 0.75089 | 0.75089 | 0.75089 | 0.75089 | 0.75089 | 0.75089
F7_Commercial_Restaurant_Existing_Food Preparation_Natural Gas_Griddle_Baseline Forecast | F7 | Commercial | Restaurant | Existing | Food Preparation | Natural Gas | Griddle | Baseline Forecast | Avg. Replacement Summer Demand (kW) | 0 | 0 | 0 | 0 | 0 | 0 | 0 | 0 | 0 | 0 | 0 | 0 | 0 | 0 | 0 | 0 | 0 | 0 | 0 | 0 | 0 | 0 | 0 | 0 | 0 | 0 | 0 | 0 | 0 | 0 | 0 | 0 | 0
F8_Commercial_Restaurant_Existing_Food Preparation_Natural Gas_Griddle_Baseline Forecast | F8 | Commercial | Restaurant | Existing | Food Preparation | Natural Gas | Griddle | Baseline Forecast | Avg. Replacement Winter Demand (kW) | 0 | 0 | 0 | 0 | 0 | 0 | 0 | 0 | 0 | 0 | 0 | 0 | 0 | 0 | 0 | 0 | 0 | 0 | 0 | 0 | 0 | 0 | 0 | 0 | 0 | 0 | 0 | 0 | 0 | 0 | 0 | 0 | 0
F1_Commercial_Restaurant_Existing_Food Preparation_Natural Gas_Range_Baseline Forecast | F1 | Commercial | Restaurant | Existing | Food Preparation | Natural Gas | Range | Baseline Forecast | Units | 735733.4976 | 731990.2517 | 728247.0057 | 723726.5377 | 719088.5805 | 714003.6367 | 709253.1446 | 705046.6953 | 701267.0176 | 697618.7857 | 694018.5976 | 690454.5232 | 686895.3797 | 683325.9525 | 679734.3553 | 676136.0771 | 672536.8059 | 668942.2426 | 665352.4619 | 661767.5394 | 658181.8427 | 654595.3668 | 651013.2114 | 647435.4352 | 643862.0977 | 640288.154 | 636713.6005 | 633138.4338 | 629562.6502 | 625986.2461 | 622409.2179 | 618831.5618 | 615274.4705
F2_Commercial_Restaurant_Existing_Food Preparation_Natural Gas_Range_Baseline Forecast | F2 | Commercial | Restaurant | Existing | Food Preparation | Natural Gas | Range | Baseline Forecast | Usage (MMtherm) | 0.57306 | 0.57014 | 0.56723 | 0.56371 | 0.56009 | 0.55613 | 0.55243 | 0.54916 | 0.54621 | 0.54337 | 0.54057 | 0.53779 | 0.53502 | 0.53224 | 0.52944 | 0.52664 | 0.52384 | 0.52104 | 0.51824 | 0.51545 | 0.51265 | 0.50986 | 0.50707 | 0.50428 | 0.5015 | 0.49872 | 0.49593 | 0.49315 | 0.49036 | 0.48758 | 0.48479 | 0.48201 | 0.47923
F3_Commercial_Restaurant_Existing_Food Preparation_Natural Gas_Range_Baseline Forecast | F3 | Commercial | Restaurant | Existing | Food Preparation | Natural Gas | Range | Baseline Forecast | Summer Peak Demand (MW) | 0 | 0 | 0 | 0 | 0 | 0 | 0 | 0 | 0 | 0 | 0 | 0 | 0 | 0 | 0 | 0 | 0 | 0 | 0 | 0 | 0 | 0 | 0 | 0 | 0 | 0 | 0 | 0 | 0 | 0 | 0 | 0 | 0
F4_Commercial_Restaurant_Existing_Food Preparation_Natural Gas_Range_Baseline Forecast | F4 | Commercial | Restaurant | Existing | Food Preparation | Natural Gas | Range | Baseline Forecast | Winter Peak Demand (MW) | 0 | 0 | 0 | 0 | 0 | 0 | 0 | 0 | 0 | 0 | 0 | 0 | 0 | 0 | 0 | 0 | 0 | 0 | 0 | 0 | 0 | 0 | 0 | 0 | 0 | 0 | 0 | 0 | 0 | 0 | 0 | 0 | 0
F5_Commercial_Restaurant_Existing_Food Preparation_Natural Gas_Range_Baseline Forecast | F5 | Commercial | Restaurant | Existing | Food Preparation | Natural Gas | Range | Baseline Forecast | Turnover | 0 | 29279.6101 | 37868.8443 | 44581.5547 | 49818.4569 | 53853.0103 | 56980.8302 | 59415.2439 | 61302.7206 | 62739.4179 | 55484.6606 | 51340.5061 | 49323.2366 | 48721.7085 | 49026.1565 | 56967.1502 | 58781.8539 | 60152.987 | 61171.1971 | 60320.3938 | 58631.0634 | 56724.795 | 54951.9071 | 53486.3602 | 51716.9069 | 51398.3478 | 51914.2309 | 52856.2341 | 53659.249 | 55826.4223 | 55706.8936 | 55165.1397 | 54369.4081
F6_Commercial_Restaurant_Existing_Food Preparation_Natural Gas_Range_Baseline Forecast | F6 | Commercial | Restaurant | Existing | Food Preparation | Natural Gas | Range | Baseline Forecast | Avg. Replacement Usage (kWh) | 0.7789 | 0.7789 | 0.7789 | 0.7789 | 0.7789 | 0.7789 | 0.7789 | 0.7789 | 0.7789 | 0.7789 | 0.7789 | 0.7789 | 0.7789 | 0.7789 | 0.7789 | 0.7789 | 0.7789 | 0.7789 | 0.7789 | 0.7789 | 0.7789 | 0.7789 | 0.7789 | 0.7789 | 0.7789 | 0.7789 | 0.7789 | 0.7789 | 0.7789 | 0.7789 | 0.7789 | 0.7789 | 0.7789
F7_Commercial_Restaurant_Existing_Food Preparation_Natural Gas_Range_Baseline Forecast | F7 | Commercial | Restaurant | Existing | Food Preparation | Natural Gas | Range | Baseline Forecast | Avg. Replacement Summer Demand (kW) | 0 | 0 | 0 | 0 | 0 | 0 | 0 | 0 | 0 | 0 | 0 | 0 | 0 | 0 | 0 | 0 | 0 | 0 | 0 | 0 | 0 | 0 | 0 | 0 | 0 | 0 | 0 | 0 | 0 | 0 | 0 | 0 | 0
F8_Commercial_Restaurant_Existing_Food Preparation_Natural Gas_Range_Baseline Forecast | F8 | Commercial | Restaurant | Existing | Food Preparation | Natural Gas | Range | Baseline Forecast | Avg. Replacement Winter Demand (kW) | 0 | 0 | 0 | 0 | 0 | 0 | 0 | 0 | 0 | 0 | 0 | 0 | 0 | 0 | 0 | 0 | 0 | 0 | 0 | 0 | 0 | 0 | 0 | 0 | 0 | 0 | 0 | 0 | 0 | 0 | 0 | 0 | 0
F1_Commercial_Restaurant_Existing_Food Preparation_Natural Gas_Steamer_Baseline Forecast | F1 | Commercial | Restaurant | Existing | Food Preparation | Natural Gas | Steamer | Baseline Forecast | Units | 50878.5408 | 50619.6823 | 50360.8237 | 50048.2176 | 49727.4866 | 49375.845 | 49047.3319 | 48756.4412 | 48495.0633 | 48242.7754 | 47993.8098 | 47747.3416 | 47501.2144 | 47254.376 | 47006.0045 | 46757.171 | 46508.2689 | 46259.6923 | 46011.4464 | 45763.5365 | 45515.573 | 45267.5557 | 45019.8371 | 44772.4214 | 44525.3126 | 44278.162 | 44030.9691 | 43783.7338 | 43536.4559 | 43289.1351 | 43041.7711 | 42794.3637 | 42548.3784
F2_Commercial_Restaurant_Existing_Food Preparation_Natural Gas_Steamer_Baseline Forecast | F2 | Commercial | Restaurant | Existing | Food Preparation | Natural Gas | Steamer | Baseline Forecast | Usage (MMtherm) | 0.066187 | 0.065851 | 0.065514 | 0.063905 | 0.062198 | 0.060377 | 0.058523 | 0.056661 | 0.054787 | 0.052884 | 0.051079 | 0.049347 | 0.047792 | 0.046394 | 0.045134 | 0.043997 | 0.042968 | 0.042036 | 0.041189 | 0.04015 | 0.039173 | 0.03859 | 0.038052 | 0.037555 | 0.037092 | 0.036661 | 0.036257 | 0.035877 | 0.035518 | 0.035179 | 0.034856 | 0.034548 | 0.034255
F3_Commercial_Restaurant_Existing_Food Preparation_Natural Gas_Steamer_Baseline Forecast | F3 | Commercial | Restaurant | Existing | Food Preparation | Natural Gas | Steamer | Baseline Forecast | Summer Peak Demand (MW) | 0 | 0 | 0 | 0 | 0 | 0 | 0 | 0 | 0 | 0 | 0 | 0 | 0 | 0 | 0 | 0 | 0 | 0 | 0 | 0 | 0 | 0 | 0 | 0 | 0 | 0 | 0 | 0 | 0 | 0 | 0 | 0 | 0
F4_Commercial_Restaurant_Existing_Food Preparation_Natural Gas_Steamer_Baseline Forecast | F4 | Commercial | Restaurant | Existing | Food Preparation | Natural Gas | Steamer | Baseline Forecast | Winter Peak Demand (MW) | 0 | 0 | 0 | 0 | 0 | 0 | 0 | 0 | 0 | 0 | 0 | 0 | 0 | 0 | 0 | 0 | 0 | 0 | 0 | 0 | 0 | 0 | 0 | 0 | 0 | 0 | 0 | 0 | 0 | 0 | 0 | 0 | 0
F5_Commercial_Restaurant_Existing_Food Preparation_Natural Gas_Steamer_Baseline Forecast | F5 | Commercial | Restaurant | Existing | Food Preparation | Natural Gas | Steamer | Baseline Forecast | Turnover | 0 | 1874.803 | 2124.2734 | 2339.9315 | 2527.0497 | 2687.5659 | 2827.195 | 2949.6063 | 3056.845 | 3149.7522 | 2982.8363 | 2861.5755 | 2777.272 | 2722.6768 | 2691.7226 | 2679.4415 | 2681.6693 | 2694.959 | 2716.4494 | 3239.5886 | 3239.2233 | 3221.4353 | 3192.3902 | 3156.7657 | 3118.0646 | 3078.8269 | 3040.8749 | 3005.4473 | 2956.7714 | 2926.0405 | 2906.9925 | 2895.1152 | 2887.3325
F6_Commercial_Restaurant_Existing_Food Preparation_Natural Gas_Steamer_Baseline Forecast | F6 | Commercial | Restaurant | Existing | Food Preparation | Natural Gas | Steamer | Baseline Forecast | Avg. Replacement Usage (kWh) | 1.3009 | 1.3009 | 1.3009 | 0.78721 | 0.78721 | 0.78721 | 0.78721 | 0.78721 | 0.78721 | 0.78721 | 0.78721 | 0.78721 | 0.78721 | 0.78721 | 0.78721 | 0.78721 | 0.78721 | 0.78721 | 0.78721 | 0.78721 | 0.78721 | 0.78721 | 0.78721 | 0.78721 | 0.78721 | 0.78721 | 0.78721 | 0.78721 | 0.78721 | 0.78721 | 0.78721 | 0.78721 | 0.78721
F7_Commercial_Restaurant_Existing_Food Preparation_Natural Gas_Steamer_Baseline Forecast | F7 | Commercial | Restaurant | Existing | Food Preparation | Natural Gas | Steamer | Baseline Forecast | Avg. Replacement Summer Demand (kW) | 0 | 0 | 0 | 0 | 0 | 0 | 0 | 0 | 0 | 0 | 0 | 0 | 0 | 0 | 0 | 0 | 0 | 0 | 0 | 0 | 0 | 0 | 0 | 0 | 0 | 0 | 0 | 0 | 0 | 0 | 0 | 0 | 0
F8_Commercial_Restaurant_Existing_Food Preparation_Natural Gas_Steamer_Baseline Forecast | F8 | Commercial | Restaurant | Existing | Food Preparation | Natural Gas | Steamer | Baseline Forecast | Avg. Replacement Winter Demand (kW) | 0 | 0 | 0 | 0 | 0 | 0 | 0 | 0 | 0 | 0 | 0 | 0 | 0 | 0 | 0 | 0 | 0 | 0 | 0 | 0 | 0 | 0 | 0 | 0 | 0 | 0 | 0 | 0 | 0 | 0 | 0 | 0 | 0
F1_Commercial_Restaurant_Existing_Food Preparation_Natural Gas_Food Prep Other_Baseline Forecast | F1 | Commercial | Restaurant | Existing | Food Preparation | Natural Gas | Food Prep Other | Baseline Forecast | Units | 2863.2945 | 2848.7267 | 2834.1589 | 2816.5664 | 2798.5166 | 2778.7272 | 2760.2395 | 2743.869 | 2729.1594 | 2714.9614 | 2700.9503 | 2687.0798 | 2673.2285 | 2659.3372 | 2645.3596 | 2631.3559 | 2617.3485 | 2603.3593 | 2589.3888 | 2575.4371 | 2561.4825 | 2547.5248 | 2533.5839 | 2519.6601 | 2505.7535 | 2491.8446 | 2477.9333 | 2464.0197 | 2450.1036 | 2436.1851 | 2422.2642 | 2408.3408 | 2394.4975
F2_Commercial_Restaurant_Existing_Food Preparation_Natural Gas_Food Prep Other_Baseline Forecast | F2 | Commercial | Restaurant | Existing | Food Preparation | Natural Gas | Food Prep Other | Baseline Forecast | Usage (MMtherm) | 0.00093074 | 0.00092601 | 0.00092127 | 0.00091555 | 0.00090969 | 0.00090325 | 0.00089724 | 0.00089192 | 0.00088714 | 0.00088253 | 0.00087797 | 0.00087346 | 0.00086896 | 0.00086444 | 0.0008599 | 0.00085535 | 0.00085079 | 0.00084625 | 0.00084171 | 0.00083717 | 0.00083264 | 0.0008281 | 0.00082357 | 0.00081904 | 0.00081452 | 0.00081 | 0.00080548 | 0.00080095 | 0.00079643 | 0.00079191 | 0.00078738 | 0.00078285 | 0.00077836
F3_Commercial_Restaurant_Existing_Food Preparation_Natural Gas_Food Prep Other_Baseline Forecast | F3 | Commercial | Restaurant | Existing | Food Preparation | Natural Gas | Food Prep Other | Baseline Forecast | Summer Peak Demand (MW) | 0 | 0 | 0 | 0 | 0 | 0 | 0 | 0 | 0 | 0 | 0 | 0 | 0 | 0 | 0 | 0 | 0 | 0 | 0 | 0 | 0 | 0 | 0 | 0 | 0 | 0 | 0 | 0 | 0 | 0 | 0 | 0 | 0
F4_Commercial_Restaurant_Existing_Food Preparation_Natural Gas_Food Prep Other_Baseline Forecast | F4 | Commercial | Restaurant | Existing | Food Preparation | Natural Gas | Food Prep Other | Baseline Forecast | Winter Peak Demand (MW) | 0 | 0 | 0 | 0 | 0 | 0 | 0 | 0 | 0 | 0 | 0 | 0 | 0 | 0 | 0 | 0 | 0 | 0 | 0 | 0 | 0 | 0 | 0 | 0 | 0 | 0 | 0 | 0 | 0 | 0 | 0 | 0 | 0
F5_Commercial_Restaurant_Existing_Food Preparation_Natural Gas_Food Prep Other_Baseline Forecast | F5 | Commercial | Restaurant | Existing | Food Preparation | Natural Gas | Food Prep Other | Baseline Forecast | Turnover | 0 | 113.9491 | 147.3763 | 173.5005 | 193.8812 | 209.5827 | 221.7554 | 231.2296 | 238.5752 | 244.1664 | 215.9327 | 199.8047 | 191.954 | 189.613 | 190.7978 | 221.7022 | 228.7646 | 234.1007 | 238.0633 | 234.7522 | 228.1777 | 220.759 | 213.8594 | 208.1558 | 201.2695 | 200.0298 | 202.0375 | 205.7035 | 208.8286 | 217.2628 | 216.7976 | 214.6892 | 211.5924
F6_Commercial_Restaurant_Existing_Food Preparation_Natural Gas_Food Prep Other_Baseline Forecast | F6 | Commercial | Restaurant | Existing | Food Preparation | Natural Gas | Food Prep Other | Baseline Forecast | Avg. Replacement Usage (kWh) | 0.32506 | 0.32506 | 0.32506 | 0.32506 | 0.32506 | 0.32506 | 0.32506 | 0.32506 | 0.32506 | 0.32506 | 0.32506 | 0.32506 | 0.32506 | 0.32506 | 0.32506 | 0.32506 | 0.32506 | 0.32506 | 0.32506 | 0.32506 | 0.32506 | 0.32506 | 0.32506 | 0.32506 | 0.32506 | 0.32506 | 0.32506 | 0.32506 | 0.32506 | 0.32506 | 0.32506 | 0.32506 | 0.32506
F7_Commercial_Restaurant_Existing_Food Preparation_Natural Gas_Food Prep Other_Baseline Forecast | F7 | Commercial | Restaurant | Existing | Food Preparation | Natural Gas | Food Prep Other | Baseline Forecast | Avg. Replacement Summer Demand (kW) | 0 | 0 | 0 | 0 | 0 | 0 | 0 | 0 | 0 | 0 | 0 | 0 | 0 | 0 | 0 | 0 | 0 | 0 | 0 | 0 | 0 | 0 | 0 | 0 | 0 | 0 | 0 | 0 | 0 | 0 | 0 | 0 | 0
F8_Commercial_Restaurant_Existing_Food Preparation_Natural Gas_Food Prep Other_Baseline Forecast | F8 | Commercial | Restaurant | Existing | Food Preparation | Natural Gas | Food Prep Other | Baseline Forecast | Avg. Replacement Winter Demand (kW) | 0 | 0 | 0 | 0 | 0 | 0 | 0 | 0 | 0 | 0 | 0 | 0 | 0 | 0 | 0 | 0 | 0 | 0 | 0 | 0 | 0 | 0 | 0 | 0 | 0 | 0 | 0 | 0 | 0 | 0 | 0 | 0 | 0
F1_Commercial_Restaurant_Existing_Miscellaneous_Natural Gas_Pool Heater_Baseline Forecast | F1 | Commercial | Restaurant | Existing | Miscellaneous | Natural Gas | Pool Heater | Baseline Forecast | Units | 0 | 0 | 0 | 0 | 0 | 0 | 0 | 0 | 0 | 0 | 0 | 0 | 0 | 0 | 0 | 0 | 0 | 0 | 0 | 0 | 0 | 0 | 0 | 0 | 0 | 0 | 0 | 0 | 0 | 0 | 0 | 0 | 0
F2_Commercial_Restaurant_Existing_Miscellaneous_Natural Gas_Pool Heater_Baseline Forecast | F2 | Commercial | Restaurant | Existing | Miscellaneous | Natural Gas | Pool Heater | Baseline Forecast | Usage (MMtherm) | 0 | 0 | 0 | 0 | 0 | 0 | 0 | 0 | 0 | 0 | 0 | 0 | 0 | 0 | 0 | 0 | 0 | 0 | 0 | 0 | 0 | 0 | 0 | 0 | 0 | 0 | 0 | 0 | 0 | 0 | 0 | 0 | 0
F3_Commercial_Restaurant_Existing_Miscellaneous_Natural Gas_Pool Heater_Baseline Forecast | F3 | Commercial | Restaurant | Existing | Miscellaneous | Natural Gas | Pool Heater | Baseline Forecast | Summer Peak Demand (MW) | 0 | 0 | 0 | 0 | 0 | 0 | 0 | 0 | 0 | 0 | 0 | 0 | 0 | 0 | 0 | 0 | 0 | 0 | 0 | 0 | 0 | 0 | 0 | 0 | 0 | 0 | 0 | 0 | 0 | 0 | 0 | 0 | 0
F4_Commercial_Restaurant_Existing_Miscellaneous_Natural Gas_Pool Heater_Baseline Forecast | F4 | Commercial | Restaurant | Existing | Miscellaneous | Natural Gas | Pool Heater | Baseline Forecast | Winter Peak Demand (MW) | 0 | 0 | 0 | 0 | 0 | 0 | 0 | 0 | 0 | 0 | 0 | 0 | 0 | 0 | 0 | 0 | 0 | 0 | 0 | 0 | 0 | 0 | 0 | 0 | 0 | 0 | 0 | 0 | 0 | 0 | 0 | 0 | 0
F5_Commercial_Restaurant_Existing_Miscellaneous_Natural Gas_Pool Heater_Baseline Forecast | F5 | Commercial | Restaurant | Existing | Miscellaneous | Natural Gas | Pool Heater | Baseline Forecast | Turnover | 0 | 0 | 0 | 0 | 0 | 0 | 0 | 0 | 0 | 0 | 0 | 0 | 0 | 0 | 0 | 0 | 0 | 0 | 0 | 0 | 0 | 0 | 0 | 0 | 0 | 0 | 0 | 0 | 0 | 0 | 0 | 0 | 0
F6_Commercial_Restaurant_Existing_Miscellaneous_Natural Gas_Pool Heater_Baseline Forecast | F6 | Commercial | Restaurant | Existing | Miscellaneous | Natural Gas | Pool Heater | Baseline Forecast | Avg. Replacement Usage (kWh) | 0.01 | 0.01 | 0.01 | 0.01 | 0.01 | 0.01 | 0.01 | 0.01 | 0.01 | 0.01 | 0.01 | 0.01 | 0.01 | 0.01 | 0.01 | 0.01 | 0.01 | 0.01 | 0.01 | 0.01 | 0.01 | 0.01 | 0.01 | 0.01 | 0.01 | 0.01 | 0.01 | 0.01 | 0.01 | 0.01 | 0.01 | 0.01 | 0.01
F7_Commercial_Restaurant_Existing_Miscellaneous_Natural Gas_Pool Heater_Baseline Forecast | F7 | Commercial | Restaurant | Existing | Miscellaneous | Natural Gas | Pool Heater | Baseline Forecast | Avg. Replacement Summer Demand (kW) | 0 | 0 | 0 | 0 | 0 | 0 | 0 | 0 | 0 | 0 | 0 | 0 | 0 | 0 | 0 | 0 | 0 | 0 | 0 | 0 | 0 | 0 | 0 | 0 | 0 | 0 | 0 | 0 | 0 | 0 | 0 | 0 | 0
F8_Commercial_Restaurant_Existing_Miscellaneous_Natural Gas_Pool Heater_Baseline Forecast | F8 | Commercial | Restaurant | Existing | Miscellaneous | Natural Gas | Pool Heater | Baseline Forecast | Avg. Replacement Winter Demand (kW) | 0 | 0 | 0 | 0 | 0 | 0 | 0 | 0 | 0 | 0 | 0 | 0 | 0 | 0 | 0 | 0 | 0 | 0 | 0 | 0 | 0 | 0 | 0 | 0 | 0 | 0 | 0 | 0 | 0 | 0 | 0 | 0 | 0
F1_Commercial_Restaurant_Existing_Miscellaneous_Natural Gas_Miscellaneous_Baseline Forecast | F1 | Commercial | Restaurant | Existing | Miscellaneous | Natural Gas | Miscellaneous | Baseline Forecast | Units | 903699.796 | 899101.9755 | 894504.1549 | 888951.6742 | 883254.8819 | 877009.0568 | 871174.0382 | 866007.266 | 861364.6963 | 856883.5813 | 852461.4784 | 848083.7338 | 843712.0459 | 839327.7266 | 834916.1758 | 830496.4188 | 826075.4421 | 821660.2481 | 817250.9286 | 812847.5763 | 808443.2732 | 804038.0129 | 799638.0595 | 795243.485 | 790854.3626 | 786464.4957 | 782073.8797 | 777682.5105 | 773290.3836 | 768897.4944 | 764503.8387 | 760109.4119 | 755740.2446
F2_Commercial_Restaurant_Existing_Miscellaneous_Natural Gas_Miscellaneous_Baseline Forecast | F2 | Commercial | Restaurant | Existing | Miscellaneous | Natural Gas | Miscellaneous | Baseline Forecast | Usage (MMtherm) | 0.071733 | 0.071368 | 0.071003 | 0.070563 | 0.07011 | 0.069615 | 0.069151 | 0.068741 | 0.068373 | 0.068017 | 0.067666 | 0.067319 | 0.066972 | 0.066624 | 0.066273 | 0.065923 | 0.065572 | 0.065221 | 0.064871 | 0.064522 | 0.064172 | 0.063822 | 0.063473 | 0.063124 | 0.062776 | 0.062427 | 0.062079 | 0.06173 | 0.061382 | 0.061033 | 0.060684 | 0.060335 | 0.059989
F3_Commercial_Restaurant_Existing_Miscellaneous_Natural Gas_Miscellaneous_Baseline Forecast | F3 | Commercial | Restaurant | Existing | Miscellaneous | Natural Gas | Miscellaneous | Baseline Forecast | Summer Peak Demand (MW) | 0 | 0 | 0 | 0 | 0 | 0 | 0 | 0 | 0 | 0 | 0 | 0 | 0 | 0 | 0 | 0 | 0 | 0 | 0 | 0 | 0 | 0 | 0 | 0 | 0 | 0 | 0 | 0 | 0 | 0 | 0 | 0 | 0
F4_Commercial_Restaurant_Existing_Miscellaneous_Natural Gas_Miscellaneous_Baseline Forecast | F4 | Commercial | Restaurant | Existing | Miscellaneous | Natural Gas | Miscellaneous | Baseline Forecast | Winter Peak Demand (MW) | 0 | 0 | 0 | 0 | 0 | 0 | 0 | 0 | 0 | 0 | 0 | 0 | 0 | 0 | 0 | 0 | 0 | 0 | 0 | 0 | 0 | 0 | 0 | 0 | 0 | 0 | 0 | 0 | 0 | 0 | 0 | 0 | 0
F5_Commercial_Restaurant_Existing_Miscellaneous_Natural Gas_Miscellaneous_Baseline Forecast | F5 | Commercial | Restaurant | Existing | Miscellaneous | Natural Gas | Miscellaneous | Baseline Forecast | Turnover | 0 | 77065.8836 | 91275.9342 | 103149.4946 | 98662.6236 | 96754.34 | 96821.4691 | 96317.0626 | 95690.3873 | 95198.3827 | 94721.8671 | 115412.1037 | 115818.8589 | 115502.8438 | 113659.8484 | 112859.3809 | 112657.9274 | 112046.4515 | 111359.5613 | 110774.6456 | 110188.4644 | 115433.4475 | 114245.8879 | 112949.9811 | 112158.9448 | 111599.7227 | 111101.5258 | 110448.4286 | 109787.5696 | 109177.4494 | 108560.7626 | 109543.865 | 108531.8502
F6_Commercial_Restaurant_Existing_Miscellaneous_Natural Gas_Miscellaneous_Baseline Forecast | F6 | Commercial | Restaurant | Existing | Miscellaneous | Natural Gas | Miscellaneous | Baseline Forecast | Avg. Replacement Usage (kWh) | 0.079377 | 0.079377 | 0.079377 | 0.079377 | 0.079377 | 0.079377 | 0.079377 | 0.079377 | 0.079377 | 0.079377 | 0.079377 | 0.079377 | 0.079377 | 0.079377 | 0.079377 | 0.079377 | 0.079377 | 0.079377 | 0.079377 | 0.079377 | 0.079377 | 0.079377 | 0.079377 | 0.079377 | 0.079377 | 0.079377 | 0.079377 | 0.079377 | 0.079377 | 0.079377 | 0.079377 | 0.079377 | 0.079377
F7_Commercial_Restaurant_Existing_Miscellaneous_Natural Gas_Miscellaneous_Baseline Forecast | F7 | Commercial | Restaurant | Existing | Miscellaneous | Natural Gas | Miscellaneous | Baseline Forecast | Avg. Replacement Summer Demand (kW) | 0 | 0 | 0 | 0 | 0 | 0 | 0 | 0 | 0 | 0 | 0 | 0 | 0 | 0 | 0 | 0 | 0 | 0 | 0 | 0 | 0 | 0 | 0 | 0 | 0 | 0 | 0 | 0 | 0 | 0 | 0 | 0 | 0
F8_Commercial_Restaurant_Existing_Miscellaneous_Natural Gas_Miscellaneous_Baseline Forecast | F8 | Commercial | Restaurant | Existing | Miscellaneous | Natural Gas | Miscellaneous | Baseline Forecast | Avg. Replacement Winter Demand (kW) | 0 | 0 | 0 | 0 | 0 | 0 | 0 | 0 | 0 | 0 | 0 | 0 | 0 | 0 | 0 | 0 | 0 | 0 | 0 | 0 | 0 | 0 | 0 | 0 | 0 | 0 | 0 | 0 | 0 | 0 | 0 | 0 | 0
F1_Commercial_Restaurant_New_Space Heating_Natural Gas_Furnace_Baseline Forecast | F1 | Commercial | Restaurant | New | Space Heating | Natural Gas | Furnace | Baseline Forecast | Units | 0 | 5132.3203 | 29887.4073 | 45707.6417 | 66111.0181 | 93800.637 | 119681.4324 | 142619.8694 | 163250.1884 | 183169.6056 | 202829.1862 | 222293.4531 | 241731.0515 | 261224.2673 | 280837.3861 | 300486.6379 | 320141.2599 | 339770.42 | 359373.7143 | 378950.7345 | 398531.9409 | 418117.3618 | 437679.4165 | 457217.7867 | 476732.151 | 496249.7937 | 515770.7341 | 535294.9914 | 554822.5851 | 574353.5346 | 593887.8596 | 613425.5797 | 622225.6103
F2_Commercial_Restaurant_New_Space Heating_Natural Gas_Furnace_Baseline Forecast | F2 | Commercial | Restaurant | New | Space Heating | Natural Gas | Furnace | Baseline Forecast | Usage (MMtherm) | 0 | 0.0030246 | 0.01752 | 0.026651 | 0.038342 | 0.054109 | 0.068664 | 0.08138 | 0.092642 | 0.10338 | 0.11384 | 0.12407 | 0.13416 | 0.14417 | 0.15412 | 0.16396 | 0.17369 | 0.18328 | 0.19273 | 0.20205 | 0.21125 | 0.22033 | 0.22927 | 0.23808 | 0.24676 | 0.25531 | 0.26375 | 0.27206 | 0.28026 | 0.28834 | 0.29629 | 0.30413 | 0.30849
F3_Commercial_Restaurant_New_Space Heating_Natural Gas_Furnace_Baseline Forecast | F3 | Commercial | Restaurant | New | Space Heating | Natural Gas | Furnace | Baseline Forecast | Summer Peak Demand (MW) | 0 | 0 | 0 | 0 | 0 | 0 | 0 | 0 | 0 | 0 | 0 | 0 | 0 | 0 | 0 | 0 | 0 | 0 | 0 | 0 | 0 | 0 | 0 | 0 | 0 | 0 | 0 | 0 | 0 | 0 | 0 | 0 | 0
F4_Commercial_Restaurant_New_Space Heating_Natural Gas_Furnace_Baseline Forecast | F4 | Commercial | Restaurant | New | Space Heating | Natural Gas | Furnace | Baseline Forecast | Winter Peak Demand (MW) | 0 | 0 | 0 | 0 | 0 | 0 | 0 | 0 | 0 | 0 | 0 | 0 | 0 | 0 | 0 | 0 | 0 | 0 | 0 | 0 | 0 | 0 | 0 | 0 | 0 | 0 | 0 | 0 | 0 | 0 | 0 | 0 | 0
F5_Commercial_Restaurant_New_Space Heating_Natural Gas_Furnace_Baseline Forecast | F5 | Commercial | Restaurant | New | Space Heating | Natural Gas | Furnace | Baseline Forecast | Turnover | 0 | 5132.3203 | 24755.087 | 15820.2344 | 20403.3764 | 27689.6189 | 25880.7954 | 22938.437 | 20630.319 | 19919.4172 | 19659.5806 | 19464.2668 | 19437.5985 | 19493.2158 | 19613.1187 | 19649.2519 | 19654.622 | 19629.1601 | 19603.2943 | 19971.814 | 21849.869 | 22896.5121 | 24187.9371 | 25938.3861 | 27412.9017 | 28573.0955 | 29466.7675 | 30237.2837 | 30928.8165 | 31552.4065 | 32126.2544 | 32660.5177 | 24095.6551
F6_Commercial_Restaurant_New_Space Heating_Natural Gas_Furnace_Baseline Forecast | F6 | Commercial | Restaurant | New | Space Heating | Natural Gas | Furnace | Baseline Forecast | Avg. Replacement Usage (kWh) | 0.58932 | 0.58932 | 0.5862 | 0.58308 | 0.57996 | 0.57685 | 0.57373 | 0.57061 | 0.56749 | 0.56437 | 0.56125 | 0.55813 | 0.55501 | 0.5519 | 0.54877 | 0.54566 | 0.54254 | 0.53942 | 0.5363 | 0.53318 | 0.53006 | 0.52695 | 0.52383 | 0.52071 | 0.5176 | 0.51449 | 0.51137 | 0.50825 | 0.50513 | 0.50202 | 0.4989 | 0.49578 | 0.49578
F7_Commercial_Restaurant_New_Space Heating_Natural Gas_Furnace_Baseline Forecast | F7 | Commercial | Restaurant | New | Space Heating | Natural Gas | Furnace | Baseline Forecast | Avg. Replacement Summer Demand (kW) | 0 | 0 | 0 | 0 | 0 | 0 | 0 | 0 | 0 | 0 | 0 | 0 | 0 | 0 | 0 | 0 | 0 | 0 | 0 | 0 | 0 | 0 | 0 | 0 | 0 | 0 | 0 | 0 | 0 | 0 | 0 | 0 | 0
F8_Commercial_Restaurant_New_Space Heating_Natural Gas_Furnace_Baseline Forecast | F8 | Commercial | Restaurant | New | Space Heating | Natural Gas | Furnace | Baseline Forecast | Avg. Replacement Winter Demand (kW) | 0 | 0 | 0 | 0 | 0 | 0 | 0 | 0 | 0 | 0 | 0 | 0 | 0 | 0 | 0 | 0 | 0 | 0 | 0 | 0 | 0 | 0 | 0 | 0 | 0 | 0 | 0 | 0 | 0 | 0 | 0 | 0 | 0
F1_Commercial_Restaurant_New_Space Heating_Natural Gas_Boiler_Baseline Forecast | F1 | Commercial | Restaurant | New | Space Heating | Natural Gas | Boiler | Baseline Forecast | Units | 0 | 26.6863 | 155.4042 | 237.664 | 343.7546 | 487.731 | 622.3023 | 741.5743 | 848.8448 | 952.4189 | 1054.642 | 1155.8495 | 1256.9183 | 1358.2763 | 1460.2578 | 1562.4272 | 1664.6244 | 1766.6893 | 1868.6197 | 1970.4135 | 2072.229 | 2174.0665 | 2275.7824 | 2377.3752 | 2478.8432 | 2580.3282 | 2681.8304 | 2783.3498 | 2884.8866 | 2986.4408 | 3088.0126 | 3189.602 | 3235.3592
F2_Commercial_Restaurant_New_Space Heating_Natural Gas_Boiler_Baseline Forecast | F2 | Commercial | Restaurant | New | Space Heating | Natural Gas | Boiler | Baseline Forecast | Usage (MMtherm) | 0 | 6.9788e-05 | 0.00040425 | 0.00061494 | 0.00088468 | 0.001236 | 0.0015603 | 0.0018437 | 0.0020946 | 0.0023337 | 0.0025668 | 0.0027947 | 0.0030196 | 0.0032466 | 0.0034723 | 0.0036957 | 0.0039163 | 0.004134 | 0.0043484 | 0.0045598 | 0.0047685 | 0.0049745 | 0.0051773 | 0.0053767 | 0.0055727 | 0.0057658 | 0.0059567 | 0.0061454 | 0.0063318 | 0.0065158 | 0.0066973 | 0.0068763 | 0.0069767
F3_Commercial_Restaurant_New_Space Heating_Natural Gas_Boiler_Baseline Forecast | F3 | Commercial | Restaurant | New | Space Heating | Natural Gas | Boiler | Baseline Forecast | Summer Peak Demand (MW) | 0 | 0 | 0 | 0 | 0 | 0 | 0 | 0 | 0 | 0 | 0 | 0 | 0 | 0 | 0 | 0 | 0 | 0 | 0 | 0 | 0 | 0 | 0 | 0 | 0 | 0 | 0 | 0 | 0 | 0 | 0 | 0 | 0
F4_Commercial_Restaurant_New_Space Heating_Natural Gas_Boiler_Baseline Forecast | F4 | Commercial | Restaurant | New | Space Heating | Natural Gas | Boiler | Baseline Forecast | Winter Peak Demand (MW) | 0 | 0 | 0 | 0 | 0 | 0 | 0 | 0 | 0 | 0 | 0 | 0 | 0 | 0 | 0 | 0 | 0 | 0 | 0 | 0 | 0 | 0 | 0 | 0 | 0 | 0 | 0 | 0 | 0 | 0 | 0 | 0 | 0
F5_Commercial_Restaurant_New_Space Heating_Natural Gas_Boiler_Baseline Forecast | F5 | Commercial | Restaurant | New | Space Heating | Natural Gas | Boiler | Baseline Forecast | Turnover | 0 | 26.6863 | 128.7179 | 82.2598 | 106.0905 | 143.9765 | 134.5712 | 119.272 | 107.2706 | 103.5741 | 102.2231 | 101.2075 | 101.0688 | 101.358 | 101.9815 | 102.1694 | 102.1973 | 102.0649 | 101.9304 | 101.7938 | 101.8155 | 101.8375 | 104.142 | 115.4999 | 121.589 | 129.4214 | 139.9877 | 148.74 | 155.3075 | 160.1885 | 164.2915 | 167.9004 | 115.2405
F6_Commercial_Restaurant_New_Space Heating_Natural Gas_Boiler_Baseline Forecast | F6 | Commercial | Restaurant | New | Space Heating | Natural Gas | Boiler | Baseline Forecast | Avg. Replacement Usage (kWh) | 2.6284 | 2.6151 | 2.6013 | 2.5874 | 2.5736 | 2.4732 | 2.4599 | 2.4465 | 2.4331 | 2.4197 | 2.4064 | 2.393 | 2.3796 | 2.4068 | 2.3931 | 2.3795 | 2.366 | 2.3524 | 2.3388 | 2.3252 | 2.3116 | 2.298 | 2.2844 | 2.2708 | 2.2572 | 2.2436 | 2.23 | 2.2164 | 2.2028 | 2.1893 | 2.1756 | 2.1621 | 2.1621
F7_Commercial_Restaurant_New_Space Heating_Natural Gas_Boiler_Baseline Forecast | F7 | Commercial | Restaurant | New | Space Heating | Natural Gas | Boiler | Baseline Forecast | Avg. Replacement Summer Demand (kW) | 0 | 0 | 0 | 0 | 0 | 0 | 0 | 0 | 0 | 0 | 0 | 0 | 0 | 0 | 0 | 0 | 0 | 0 | 0 | 0 | 0 | 0 | 0 | 0 | 0 | 0 | 0 | 0 | 0 | 0 | 0 | 0 | 0
F8_Commercial_Restaurant_New_Space Heating_Natural Gas_Boiler_Baseline Forecast | F8 | Commercial | Restaurant | New | Space Heating | Natural Gas | Boiler | Baseline Forecast | Avg. Replacement Winter Demand (kW) | 0 | 0 | 0 | 0 | 0 | 0 | 0 | 0 | 0 | 0 | 0 | 0 | 0 | 0 | 0 | 0 | 0 | 0 | 0 | 0 | 0 | 0 | 0 | 0 | 0 | 0 | 0 | 0 | 0 | 0 | 0 | 0 | 0
F1_Commercial_Restaurant_New_Space Heating_Natural Gas_Unit Heater_Baseline Forecast | F1 | Commercial | Restaurant | New | Space Heating | Natural Gas | Unit Heater | Baseline Forecast | Units | 0 | 64.062 | 373.0569 | 570.5262 | 825.2027 | 1170.8266 | 1493.8726 | 1780.1919 | 2037.7011 | 2286.3368 | 2531.7292 | 2774.6836 | 3017.3052 | 3260.621 | 3505.4334 | 3750.6968 | 3996.0273 | 4241.0399 | 4485.7297 | 4730.0916 | 4974.5057 | 5218.9724 | 5463.1474 | 5707.0268 | 5950.6066 | 6194.2273 | 6437.8891 | 6681.5924 | 6925.3373 | 7169.124 | 7412.953 | 7656.8242 | 7766.6669
F2_Commercial_Restaurant_New_Space Heating_Natural Gas_Unit Heater_Baseline Forecast | F2 | Commercial | Restaurant | New | Space Heating | Natural Gas | Unit Heater | Baseline Forecast | Usage (MMtherm) | 0 | 2.1571e-05 | 0.00012495 | 0.00019007 | 0.00027345 | 0.0003859 | 0.0004897 | 0.00058039 | 0.00066071 | 0.00073726 | 0.00081187 | 0.00088484 | 0.00095684 | 0.0010282 | 0.0010991 | 0.0011694 | 0.0012387 | 0.0013071 | 0.0013745 | 0.001441 | 0.0015066 | 0.0015714 | 0.0016351 | 0.001698 | 0.0017598 | 0.0018209 | 0.001881 | 0.0019403 | 0.0019988 | 0.0020564 | 0.0021131 | 0.002169 | 0.0022001
F3_Commercial_Restaurant_New_Space Heating_Natural Gas_Unit Heater_Baseline Forecast | F3 | Commercial | Restaurant | New | Space Heating | Natural Gas | Unit Heater | Baseline Forecast | Summer Peak Demand (MW) | 0 | 0 | 0 | 0 | 0 | 0 | 0 | 0 | 0 | 0 | 0 | 0 | 0 | 0 | 0 | 0 | 0 | 0 | 0 | 0 | 0 | 0 | 0 | 0 | 0 | 0 | 0 | 0 | 0 | 0 | 0 | 0 | 0
F4_Commercial_Restaurant_New_Space Heating_Natural Gas_Unit Heater_Baseline Forecast | F4 | Commercial | Restaurant | New | Space Heating | Natural Gas | Unit Heater | Baseline Forecast | Winter Peak Demand (MW) | 0 | 0 | 0 | 0 | 0 | 0 | 0 | 0 | 0 | 0 | 0 | 0 | 0 | 0 | 0 | 0 | 0 | 0 | 0 | 0 | 0 | 0 | 0 | 0 | 0 | 0 | 0 | 0 | 0 | 0 | 0 | 0 | 0
F5_Commercial_Restaurant_New_Space Heating_Natural Gas_Unit Heater_Baseline Forecast | F5 | Commercial | Restaurant | New | Space Heating | Natural Gas | Unit Heater | Baseline Forecast | Turnover | 0 | 64.062 | 308.9949 | 197.4694 | 254.6765 | 345.6239 | 323.046 | 286.3193 | 257.5092 | 248.6357 | 245.3924 | 242.9544 | 255.434 | 315.3647 | 341.9454 | 373.9051 | 417.3686 | 464.0458 | 541.3879 | 503.9864 | 516.8374 | 535.3251 | 519.534 | 505.6257 | 508.4973 | 521.6177 | 539.9903 | 563.6006 | 595.7434 | 649.3736 | 676.0636 | 701.4046 | 594.328
F6_Commercial_Restaurant_New_Space Heating_Natural Gas_Unit Heater_Baseline Forecast | F6 | Commercial | Restaurant | New | Space Heating | Natural Gas | Unit Heater | Baseline Forecast | Avg. Replacement Usage (kWh) | 0.33672 | 0.33672 | 0.33494 | 0.33316 | 0.33137 | 0.32959 | 0.32781 | 0.32603 | 0.32424 | 0.32246 | 0.32068 | 0.3189 | 0.31712 | 0.31534 | 0.31355 | 0.31177 | 0.30999 | 0.30821 | 0.30643 | 0.30464 | 0.30286 | 0.30108 | 0.2993 | 0.29752 | 0.29574 | 0.29396 | 0.29218 | 0.2904 | 0.28862 | 0.28684 | 0.28506 | 0.28327 | 0.28327
F7_Commercial_Restaurant_New_Space Heating_Natural Gas_Unit Heater_Baseline Forecast | F7 | Commercial | Restaurant | New | Space Heating | Natural Gas | Unit Heater | Baseline Forecast | Avg. Replacement Summer Demand (kW) | 0 | 0 | 0 | 0 | 0 | 0 | 0 | 0 | 0 | 0 | 0 | 0 | 0 | 0 | 0 | 0 | 0 | 0 | 0 | 0 | 0 | 0 | 0 | 0 | 0 | 0 | 0 | 0 | 0 | 0 | 0 | 0 | 0
F8_Commercial_Restaurant_New_Space Heating_Natural Gas_Unit Heater_Baseline Forecast | F8 | Commercial | Restaurant | New | Space Heating | Natural Gas | Unit Heater | Baseline Forecast | Avg. Replacement Winter Demand (kW) | 0 | 0 | 0 | 0 | 0 | 0 | 0 | 0 | 0 | 0 | 0 | 0 | 0 | 0 | 0 | 0 | 0 | 0 | 0 | 0 | 0 | 0 | 0 | 0 | 0 | 0 | 0 | 0 | 0 | 0 | 0 | 0 | 0
F1_Commercial_Restaurant_New_Water Heating_Natural Gas_Water Heater_Baseline Forecast | F1 | Commercial | Restaurant | New | Water Heating | Natural Gas | Water Heater | Baseline Forecast | Units | 0 | 4529.6695 | 26377.9475 | 40340.5274 | 58348.0844 | 82786.3137 | 105628.1164 | 125873.0604 | 144080.9119 | 161661.3375 | 179012.4373 | 196191.1575 | 213346.3408 | 230550.6108 | 247860.7043 | 265202.6881 | 282549.4115 | 299873.6628 | 317175.0855 | 334453.3192 | 351735.2477 | 369020.8958 | 386285.9214 | 403530.0436 | 420752.9786 | 437978.8072 | 455207.5463 | 472439.2127 | 489673.8238 | 506911.3966 | 524151.9486 | 541395.497 | 549162.2043
F2_Commercial_Restaurant_New_Water Heating_Natural Gas_Water Heater_Baseline Forecast | F2 | Commercial | Restaurant | New | Water Heating | Natural Gas | Water Heater | Baseline Forecast | Usage (MMtherm) | 0 | 0.00534 | 0.031097 | 0.047557 | 0.068787 | 0.097597 | 0.12452 | 0.14839 | 0.16986 | 0.19058 | 0.21104 | 0.23129 | 0.25151 | 0.2718 | 0.2922 | 0.31265 | 0.3331 | 0.35352 | 0.37392 | 0.39429 | 0.41466 | 0.43504 | 0.45539 | 0.47572 | 0.49603 | 0.51633 | 0.53664 | 0.55696 | 0.57728 | 0.5976 | 0.61792 | 0.63825 | 0.64741
F3_Commercial_Restaurant_New_Water Heating_Natural Gas_Water Heater_Baseline Forecast | F3 | Commercial | Restaurant | New | Water Heating | Natural Gas | Water Heater | Baseline Forecast | Summer Peak Demand (MW) | 0 | 0 | 0 | 0 | 0 | 0 | 0 | 0 | 0 | 0 | 0 | 0 | 0 | 0 | 0 | 0 | 0 | 0 | 0 | 0 | 0 | 0 | 0 | 0 | 0 | 0 | 0 | 0 | 0 | 0 | 0 | 0 | 0
F4_Commercial_Restaurant_New_Water Heating_Natural Gas_Water Heater_Baseline Forecast | F4 | Commercial | Restaurant | New | Water Heating | Natural Gas | Water Heater | Baseline Forecast | Winter Peak Demand (MW) | 0 | 0 | 0 | 0 | 0 | 0 | 0 | 0 | 0 | 0 | 0 | 0 | 0 | 0 | 0 | 0 | 0 | 0 | 0 | 0 | 0 | 0 | 0 | 0 | 0 | 0 | 0 | 0 | 0 | 0 | 0 | 0 | 0
F5_Commercial_Restaurant_New_Water Heating_Natural Gas_Water Heater_Baseline Forecast | F5 | Commercial | Restaurant | New | Water Heating | Natural Gas | Water Heater | Baseline Forecast | Turnover | 0 | 4529.6695 | 21848.278 | 13962.5799 | 18007.557 | 24438.2293 | 22841.8027 | 20244.944 | 18207.8515 | 17580.4256 | 18257.0337 | 22273.1229 | 24023.2215 | 26300.2119 | 29474.4929 | 32829.2896 | 38325.5261 | 35681.6753 | 36563.8135 | 38025.3153 | 37915.7247 | 37916.5784 | 38495.8006 | 39959.1649 | 42138.1959 | 45875.9362 | 47743.938 | 49553.4877 | 51529.2498 | 53135.8686 | 54983.3096 | 54443.8451 | 45750.0249
F6_Commercial_Restaurant_New_Water Heating_Natural Gas_Water Heater_Baseline Forecast | F6 | Commercial | Restaurant | New | Water Heating | Natural Gas | Water Heater | Baseline Forecast | Avg. Replacement Usage (kWh) | 1.1789 | 1.1789 | 1.1789 | 1.1789 | 1.1789 | 1.1789 | 1.1789 | 1.1789 | 1.1789 | 1.1789 | 1.1789 | 1.1789 | 1.1789 | 1.1789 | 1.1789 | 1.1789 | 1.1789 | 1.1789 | 1.1789 | 1.1789 | 1.1789 | 1.1789 | 1.1789 | 1.1789 | 1.1789 | 1.1789 | 1.1789 | 1.1789 | 1.1789 | 1.1789 | 1.1789 | 1.1789 | 1.1789
F7_Commercial_Restaurant_New_Water Heating_Natural Gas_Water Heater_Baseline Forecast | F7 | Commercial | Restaurant | New | Water Heating | Natural Gas | Water Heater | Baseline Forecast | Avg. Replacement Summer Demand (kW) | 0 | 0 | 0 | 0 | 0 | 0 | 0 | 0 | 0 | 0 | 0 | 0 | 0 | 0 | 0 | 0 | 0 | 0 | 0 | 0 | 0 | 0 | 0 | 0 | 0 | 0 | 0 | 0 | 0 | 0 | 0 | 0 | 0
F8_Commercial_Restaurant_New_Water Heating_Natural Gas_Water Heater_Baseline Forecast | F8 | Commercial | Restaurant | New | Water Heating | Natural Gas | Water Heater | Baseline Forecast | Avg. Replacement Winter Demand (kW) | 0 | 0 | 0 | 0 | 0 | 0 | 0 | 0 | 0 | 0 | 0 | 0 | 0 | 0 | 0 | 0 | 0 | 0 | 0 | 0 | 0 | 0 | 0 | 0 | 0 | 0 | 0 | 0 | 0 | 0 | 0 | 0 | 0
F1_Commercial_Restaurant_New_Food Preparation_Natural Gas_Oven_Baseline Forecast | F1 | Commercial | Restaurant | New | Food Preparation | Natural Gas | Oven | Baseline Forecast | Units | 0 | 466.2734 | 2715.283 | 4152.5576 | 6006.2125 | 8521.8255 | 10873.1062 | 12957.0724 | 14831.3451 | 16641.0322 | 18427.113 | 20195.4494 | 21961.363 | 23732.3295 | 25514.1892 | 27299.3317 | 29084.962 | 30868.279 | 32649.2462 | 34427.8263 | 36206.7868 | 37986.1301 | 39763.3507 | 41538.4194 | 43311.3072 | 45084.4929 | 46857.9782 | 48631.7648 | 50405.8545 | 52180.2491 | 53954.9504 | 55729.9601 | 56529.4464
F2_Commercial_Restaurant_New_Food Preparation_Natural Gas_Oven_Baseline Forecast | F2 | Commercial | Restaurant | New | Food Preparation | Natural Gas | Oven | Baseline Forecast | Usage (MMtherm) | 0 | 0.00029646 | 0.0017264 | 0.0026403 | 0.0038189 | 0.0054183 | 0.0069133 | 0.0082383 | 0.00943 | 0.010581 | 0.011716 | 0.012841 | 0.013963 | 0.015089 | 0.016222 | 0.017357 | 0.018493 | 0.019627 | 0.020759 | 0.02189 | 0.023021 | 0.024152 | 0.025282 | 0.026411 | 0.027538 | 0.028665 | 0.029793 | 0.030921 | 0.032049 | 0.033177 | 0.034305 | 0.035434 | 0.035942
F3_Commercial_Restaurant_New_Food Preparation_Natural Gas_Oven_Baseline Forecast | F3 | Commercial | Restaurant | New | Food Preparation | Natural Gas | Oven | Baseline Forecast | Summer Peak Demand (MW) | 0 | 0 | 0 | 0 | 0 | 0 | 0 | 0 | 0 | 0 | 0 | 0 | 0 | 0 | 0 | 0 | 0 | 0 | 0 | 0 | 0 | 0 | 0 | 0 | 0 | 0 | 0 | 0 | 0 | 0 | 0 | 0 | 0
F4_Commercial_Restaurant_New_Food Preparation_Natural Gas_Oven_Baseline Forecast | F4 | Commercial | Restaurant | New | Food Preparation | Natural Gas | Oven | Baseline Forecast | Winter Peak Demand (MW) | 0 | 0 | 0 | 0 | 0 | 0 | 0 | 0 | 0 | 0 | 0 | 0 | 0 | 0 | 0 | 0 | 0 | 0 | 0 | 0 | 0 | 0 | 0 | 0 | 0 | 0 | 0 | 0 | 0 | 0 | 0 | 0 | 0
F5_Commercial_Restaurant_New_Food Preparation_Natural Gas_Oven_Baseline Forecast | F5 | Commercial | Restaurant | New | Food Preparation | Natural Gas | Oven | Baseline Forecast | Turnover | 0 | 466.2734 | 2249.0096 | 1437.2746 | 1853.6549 | 2515.613 | 2351.2806 | 2083.9662 | 1874.2728 | 1809.687 | 1786.0808 | 1768.3365 | 1859.1683 | 2295.3721 | 2488.8392 | 2721.457 | 3037.8045 | 3377.5434 | 3940.475 | 3668.2495 | 3761.785 | 3896.3475 | 3781.4124 | 3680.181 | 3701.0822 | 3796.5782 | 3930.3025 | 4102.1497 | 4336.0999 | 4726.446 | 4920.7085 | 5105.1519 | 4325.7981
F6_Commercial_Restaurant_New_Food Preparation_Natural Gas_Oven_Baseline Forecast | F6 | Commercial | Restaurant | New | Food Preparation | Natural Gas | Oven | Baseline Forecast | Avg. Replacement Usage (kWh) | 0.63582 | 0.63582 | 0.63582 | 0.63582 | 0.63582 | 0.63582 | 0.63582 | 0.63582 | 0.63582 | 0.63582 | 0.63582 | 0.63582 | 0.63582 | 0.63582 | 0.63582 | 0.63582 | 0.63582 | 0.63582 | 0.63582 | 0.63582 | 0.63582 | 0.63582 | 0.63582 | 0.63582 | 0.63582 | 0.63582 | 0.63582 | 0.63582 | 0.63582 | 0.63582 | 0.63582 | 0.63582 | 0.63582
F7_Commercial_Restaurant_New_Food Preparation_Natural Gas_Oven_Baseline Forecast | F7 | Commercial | Restaurant | New | Food Preparation | Natural Gas | Oven | Baseline Forecast | Avg. Replacement Summer Demand (kW) | 0 | 0 | 0 | 0 | 0 | 0 | 0 | 0 | 0 | 0 | 0 | 0 | 0 | 0 | 0 | 0 | 0 | 0 | 0 | 0 | 0 | 0 | 0 | 0 | 0 | 0 | 0 | 0 | 0 | 0 | 0 | 0 | 0
F8_Commercial_Restaurant_New_Food Preparation_Natural Gas_Oven_Baseline Forecast | F8 | Commercial | Restaurant | New | Food Preparation | Natural Gas | Oven | Baseline Forecast | Avg. Replacement Winter Demand (kW) | 0 | 0 | 0 | 0 | 0 | 0 | 0 | 0 | 0 | 0 | 0 | 0 | 0 | 0 | 0 | 0 | 0 | 0 | 0 | 0 | 0 | 0 | 0 | 0 | 0 | 0 | 0 | 0 | 0 | 0 | 0 | 0 | 0
F1_Commercial_Restaurant_New_Food Preparation_Natural Gas_Conveyor Oven_Baseline Forecast | F1 | Commercial | Restaurant | New | Food Preparation | Natural Gas | Conveyor Oven | Baseline Forecast | Units | 0 | 233.1367 | 1357.6415 | 2076.2788 | 3003.1063 | 4260.9128 | 5436.5531 | 6478.5362 | 7415.6726 | 8320.5161 | 9213.5565 | 10097.7247 | 10980.6815 | 11866.1648 | 12757.0946 | 13649.6658 | 14542.481 | 15434.1395 | 16324.6231 | 17213.9132 | 18103.3934 | 18993.0651 | 19881.6753 | 20769.2097 | 21655.6536 | 22542.2465 | 23428.9891 | 24315.8824 | 25202.9273 | 26090.1246 | 26977.4752 | 27864.9801 | 28264.7232
F2_Commercial_Restaurant_New_Food Preparation_Natural Gas_Conveyor Oven_Baseline Forecast | F2 | Commercial | Restaurant | New | Food Preparation | Natural Gas | Conveyor Oven | Baseline Forecast | Usage (MMtherm) | 0 | 0.00025364 | 0.001477 | 0.0022588 | 0.0032672 | 0.0046356 | 0.0059146 | 0.0070482 | 0.0080677 | 0.0090521 | 0.010024 | 0.010986 | 0.011946 | 0.01291 | 0.013879 | 0.01485 | 0.015821 | 0.016791 | 0.01776 | 0.018727 | 0.019695 | 0.020663 | 0.02163 | 0.022595 | 0.02356 | 0.024524 | 0.025489 | 0.026454 | 0.027419 | 0.028384 | 0.02935 | 0.030315 | 0.03075
F3_Commercial_Restaurant_New_Food Preparation_Natural Gas_Conveyor Oven_Baseline Forecast | F3 | Commercial | Restaurant | New | Food Preparation | Natural Gas | Conveyor Oven | Baseline Forecast | Summer Peak Demand (MW) | 0 | 0 | 0 | 0 | 0 | 0 | 0 | 0 | 0 | 0 | 0 | 0 | 0 | 0 | 0 | 0 | 0 | 0 | 0 | 0 | 0 | 0 | 0 | 0 | 0 | 0 | 0 | 0 | 0 | 0 | 0 | 0 | 0
F4_Commercial_Restaurant_New_Food Preparation_Natural Gas_Conveyor Oven_Baseline Forecast | F4 | Commercial | Restaurant | New | Food Preparation | Natural Gas | Conveyor Oven | Baseline Forecast | Winter Peak Demand (MW) | 0 | 0 | 0 | 0 | 0 | 0 | 0 | 0 | 0 | 0 | 0 | 0 | 0 | 0 | 0 | 0 | 0 | 0 | 0 | 0 | 0 | 0 | 0 | 0 | 0 | 0 | 0 | 0 | 0 | 0 | 0 | 0 | 0
F5_Commercial_Restaurant_New_Food Preparation_Natural Gas_Conveyor Oven_Baseline Forecast | F5 | Commercial | Restaurant | New | Food Preparation | Natural Gas | Conveyor Oven | Baseline Forecast | Turnover | 0 | 233.1367 | 1124.5048 | 718.6373 | 926.8275 | 1257.8065 | 1175.6403 | 1041.9831 | 937.1364 | 904.8435 | 893.0404 | 884.1682 | 882.9568 | 885.4832 | 890.9299 | 892.5712 | 892.8151 | 938.2859 | 1152.6864 | 1242.7798 | 1357.6375 | 1515.7588 | 1685.7234 | 1967.2883 | 1831.2786 | 1878.0051 | 1945.2447 | 1888.9892 | 1830.2755 | 1791.3935 | 1780.4282 | 1777.387 | 1287.8861
F6_Commercial_Restaurant_New_Food Preparation_Natural Gas_Conveyor Oven_Baseline Forecast | F6 | Commercial | Restaurant | New | Food Preparation | Natural Gas | Conveyor Oven | Baseline Forecast | Avg. Replacement Usage (kWh) | 1.0879 | 1.0879 | 1.0879 | 1.0879 | 1.0879 | 1.0879 | 1.0879 | 1.0879 | 1.0879 | 1.0879 | 1.0879 | 1.0879 | 1.0879 | 1.0879 | 1.0879 | 1.0879 | 1.0879 | 1.0879 | 1.0879 | 1.0879 | 1.0879 | 1.0879 | 1.0879 | 1.0879 | 1.0879 | 1.0879 | 1.0879 | 1.0879 | 1.0879 | 1.0879 | 1.0879 | 1.0879 | 1.0879
F7_Commercial_Restaurant_New_Food Preparation_Natural Gas_Conveyor Oven_Baseline Forecast | F7 | Commercial | Restaurant | New | Food Preparation | Natural Gas | Conveyor Oven | Baseline Forecast | Avg. Replacement Summer Demand (kW) | 0 | 0 | 0 | 0 | 0 | 0 | 0 | 0 | 0 | 0 | 0 | 0 | 0 | 0 | 0 | 0 | 0 | 0 | 0 | 0 | 0 | 0 | 0 | 0 | 0 | 0 | 0 | 0 | 0 | 0 | 0 | 0 | 0
F8_Commercial_Restaurant_New_Food Preparation_Natural Gas_Conveyor Oven_Baseline Forecast | F8 | Commercial | Restaurant | New | Food Preparation | Natural Gas | Conveyor Oven | Baseline Forecast | Avg. Replacement Winter Demand (kW) | 0 | 0 | 0 | 0 | 0 | 0 | 0 | 0 | 0 | 0 | 0 | 0 | 0 | 0 | 0 | 0 | 0 | 0 | 0 | 0 | 0 | 0 | 0 | 0 | 0 | 0 | 0 | 0 | 0 | 0 | 0 | 0 | 0
F1_Commercial_Restaurant_New_Food Preparation_Natural Gas_Double Rack Oven_Baseline Forecast | F1 | Commercial | Restaurant | New | Food Preparation | Natural Gas | Double Rack Oven | Baseline Forecast | Units | 0 | 233.1367 | 1357.6415 | 2076.2788 | 3003.1063 | 4260.9128 | 5436.5531 | 6478.5362 | 7415.6726 | 8320.5161 | 9213.5565 | 10097.7247 | 10980.6815 | 11866.1648 | 12757.0946 | 13649.6658 | 14542.481 | 15434.1395 | 16324.6231 | 17213.9132 | 18103.3934 | 18993.0651 | 19881.6753 | 20769.2097 | 21655.6536 | 22542.2465 | 23428.9891 | 24315.8824 | 25202.9273 | 26090.1246 | 26977.4752 | 27864.9801 | 28264.7232
F2_Commercial_Restaurant_New_Food Preparation_Natural Gas_Double Rack Oven_Baseline Forecast | F2 | Commercial | Restaurant | New | Food Preparation | Natural Gas | Double Rack Oven | Baseline Forecast | Usage (MMtherm) | 0 | 0.00038532 | 0.0022439 | 0.0034316 | 0.0049634 | 0.0070423 | 0.0089853 | 0.010707 | 0.012256 | 0.013752 | 0.015228 | 0.016689 | 0.018148 | 0.019612 | 0.021084 | 0.02256 | 0.024035 | 0.025509 | 0.026981 | 0.02845 | 0.029921 | 0.031391 | 0.03286 | 0.034326 | 0.035792 | 0.037257 | 0.038722 | 0.040188 | 0.041654 | 0.043121 | 0.044587 | 0.046054 | 0.046715
F3_Commercial_Restaurant_New_Food Preparation_Natural Gas_Double Rack Oven_Baseline Forecast | F3 | Commercial | Restaurant | New | Food Preparation | Natural Gas | Double Rack Oven | Baseline Forecast | Summer Peak Demand (MW) | 0 | 0 | 0 | 0 | 0 | 0 | 0 | 0 | 0 | 0 | 0 | 0 | 0 | 0 | 0 | 0 | 0 | 0 | 0 | 0 | 0 | 0 | 0 | 0 | 0 | 0 | 0 | 0 | 0 | 0 | 0 | 0 | 0
F4_Commercial_Restaurant_New_Food Preparation_Natural Gas_Double Rack Oven_Baseline Forecast | F4 | Commercial | Restaurant | New | Food Preparation | Natural Gas | Double Rack Oven | Baseline Forecast | Winter Peak Demand (MW) | 0 | 0 | 0 | 0 | 0 | 0 | 0 | 0 | 0 | 0 | 0 | 0 | 0 | 0 | 0 | 0 | 0 | 0 | 0 | 0 | 0 | 0 | 0 | 0 | 0 | 0 | 0 | 0 | 0 | 0 | 0 | 0 | 0
F5_Commercial_Restaurant_New_Food Preparation_Natural Gas_Double Rack Oven_Baseline Forecast | F5 | Commercial | Restaurant | New | Food Preparation | Natural Gas | Double Rack Oven | Baseline Forecast | Turnover | 0 | 233.1367 | 1124.5048 | 718.6373 | 926.8275 | 1257.8065 | 1175.6403 | 1041.9831 | 937.1364 | 904.8435 | 893.0404 | 884.1682 | 929.5841 | 1147.6861 | 1244.4196 | 1360.7285 | 1518.9023 | 1688.7717 | 1970.2375 | 1834.1248 | 1880.8925 | 1948.1737 | 1890.7062 | 1840.0905 | 1850.5411 | 1898.2891 | 1965.1512 | 2051.0749 | 2168.0499 | 2363.223 | 2460.3542 | 2552.5759 | 2162.8991
F6_Commercial_Restaurant_New_Food Preparation_Natural Gas_Double Rack Oven_Baseline Forecast | F6 | Commercial | Restaurant | New | Food Preparation | Natural Gas | Double Rack Oven | Baseline Forecast | Avg. Replacement Usage (kWh) | 1.6528 | 1.6528 | 1.6528 | 1.6528 | 1.6528 | 1.6528 | 1.6528 | 1.6528 | 1.6528 | 1.6528 | 1.6528 | 1.6528 | 1.6528 | 1.6528 | 1.6528 | 1.6528 | 1.6528 | 1.6528 | 1.6528 | 1.6528 | 1.6528 | 1.6528 | 1.6528 | 1.6528 | 1.6528 | 1.6528 | 1.6528 | 1.6528 | 1.6528 | 1.6528 | 1.6528 | 1.6528 | 1.6528
F7_Commercial_Restaurant_New_Food Preparation_Natural Gas_Double Rack Oven_Baseline Forecast | F7 | Commercial | Restaurant | New | Food Preparation | Natural Gas | Double Rack Oven | Baseline Forecast | Avg. Replacement Summer Demand (kW) | 0 | 0 | 0 | 0 | 0 | 0 | 0 | 0 | 0 | 0 | 0 | 0 | 0 | 0 | 0 | 0 | 0 | 0 | 0 | 0 | 0 | 0 | 0 | 0 | 0 | 0 | 0 | 0 | 0 | 0 | 0 | 0 | 0
F8_Commercial_Restaurant_New_Food Preparation_Natural Gas_Double Rack Oven_Baseline Forecast | F8 | Commercial | Restaurant | New | Food Preparation | Natural Gas | Double Rack Oven | Baseline Forecast | Avg. Replacement Winter Demand (kW) | 0 | 0 | 0 | 0 | 0 | 0 | 0 | 0 | 0 | 0 | 0 | 0 | 0 | 0 | 0 | 0 | 0 | 0 | 0 | 0 | 0 | 0 | 0 | 0 | 0 | 0 | 0 | 0 | 0 | 0 | 0 | 0 | 0
F1_Commercial_Restaurant_New_Food Preparation_Natural Gas_Fryer_Baseline Forecast | F1 | Commercial | Restaurant | New | Food Preparation | Natural Gas | Fryer | Baseline Forecast | Units | 0 | 6088.1227 | 35453.3994 | 54219.8679 | 78423.0061 | 111269.3185 | 141969.9465 | 169180.2548 | 193652.5997 | 217281.65 | 240602.474 | 263691.6104 | 286749.1119 | 309872.5886 | 333138.2979 | 356446.8695 | 379761.8113 | 403046.5494 | 426300.6047 | 449523.4927 | 472751.3466 | 495984.1999 | 519189.3355 | 542366.3757 | 565514.9393 | 588667.3919 | 611823.7563 | 634984.0554 | 658148.3122 | 681316.5497 | 704488.7913 | 727665.0604 | 738103.9384
F2_Commercial_Restaurant_New_Food Preparation_Natural Gas_Fryer_Baseline Forecast | F2 | Commercial | Restaurant | New | Food Preparation | Natural Gas | Fryer | Baseline Forecast | Usage (MMtherm) | 0 | 0.0062616 | 0.036463 | 0.049617 | 0.066581 | 0.089603 | 0.11062 | 0.12692 | 0.14198 | 0.15698 | 0.17168 | 0.18482 | 0.20098 | 0.21719 | 0.2335 | 0.24984 | 0.26618 | 0.2825 | 0.2988 | 0.31507 | 0.33135 | 0.34764 | 0.3639 | 0.38015 | 0.39637 | 0.4126 | 0.42883 | 0.44507 | 0.4613 | 0.47754 | 0.49378 | 0.51003 | 0.51734
F3_Commercial_Restaurant_New_Food Preparation_Natural Gas_Fryer_Baseline Forecast | F3 | Commercial | Restaurant | New | Food Preparation | Natural Gas | Fryer | Baseline Forecast | Summer Peak Demand (MW) | 0 | 0 | 0 | 0 | 0 | 0 | 0 | 0 | 0 | 0 | 0 | 0 | 0 | 0 | 0 | 0 | 0 | 0 | 0 | 0 | 0 | 0 | 0 | 0 | 0 | 0 | 0 | 0 | 0 | 0 | 0 | 0 | 0
F4_Commercial_Restaurant_New_Food Preparation_Natural Gas_Fryer_Baseline Forecast | F4 | Commercial | Restaurant | New | Food Preparation | Natural Gas | Fryer | Baseline Forecast | Winter Peak Demand (MW) | 0 | 0 | 0 | 0 | 0 | 0 | 0 | 0 | 0 | 0 | 0 | 0 | 0 | 0 | 0 | 0 | 0 | 0 | 0 | 0 | 0 | 0 | 0 | 0 | 0 | 0 | 0 | 0 | 0 | 0 | 0 | 0 | 0
F5_Commercial_Restaurant_New_Food Preparation_Natural Gas_Fryer_Baseline Forecast | F5 | Commercial | Restaurant | New | Food Preparation | Natural Gas | Fryer | Baseline Forecast | Turnover | 0 | 6088.1227 | 29365.2767 | 18766.4685 | 24203.1382 | 32846.3124 | 32222.6587 | 35693.1505 | 35526.0937 | 37970.1465 | 43732.9642 | 51977.684 | 51132.053 | 54351.0609 | 58229.9998 | 60317.0346 | 64889.274 | 67208.8571 | 70364.895 | 74481.0614 | 78707.2533 | 80864.0491 | 83994.6323 | 87280.8769 | 90341.9696 | 94309.3343 | 97290.4859 | 100508.4909 | 103972.4054 | 107362.7366 | 110407.2672 | 113668.0619 | 104214.6866
F6_Commercial_Restaurant_New_Food Preparation_Natural Gas_Fryer_Baseline Forecast | F6 | Commercial | Restaurant | New | Food Preparation | Natural Gas | Fryer | Baseline Forecast | Avg. Replacement Usage (kWh) | 1.0285 | 1.0285 | 1.0285 | 0.70091 | 0.70091 | 0.70091 | 0.70091 | 0.70091 | 0.70091 | 0.70091 | 0.70091 | 0.70091 | 0.70091 | 0.70091 | 0.70091 | 0.70091 | 0.70091 | 0.70091 | 0.70091 | 0.70091 | 0.70091 | 0.70091 | 0.70091 | 0.70091 | 0.70091 | 0.70091 | 0.70091 | 0.70091 | 0.70091 | 0.70091 | 0.70091 | 0.70091 | 0.70091
F7_Commercial_Restaurant_New_Food Preparation_Natural Gas_Fryer_Baseline Forecast | F7 | Commercial | Restaurant | New | Food Preparation | Natural Gas | Fryer | Baseline Forecast | Avg. Replacement Summer Demand (kW) | 0 | 0 | 0 | 0 | 0 | 0 | 0 | 0 | 0 | 0 | 0 | 0 | 0 | 0 | 0 | 0 | 0 | 0 | 0 | 0 | 0 | 0 | 0 | 0 | 0 | 0 | 0 | 0 | 0 | 0 | 0 | 0 | 0
F8_Commercial_Restaurant_New_Food Preparation_Natural Gas_Fryer_Baseline Forecast | F8 | Commercial | Restaurant | New | Food Preparation | Natural Gas | Fryer | Baseline Forecast | Avg. Replacement Winter Demand (kW) | 0 | 0 | 0 | 0 | 0 | 0 | 0 | 0 | 0 | 0 | 0 | 0 | 0 | 0 | 0 | 0 | 0 | 0 | 0 | 0 | 0 | 0 | 0 | 0 | 0 | 0 | 0 | 0 | 0 | 0 | 0 | 0 | 0
F1_Commercial_Restaurant_New_Food Preparation_Natural Gas_Broiler_Baseline Forecast | F1 | Commercial | Restaurant | New | Food Preparation | Natural Gas | Broiler | Baseline Forecast | Units | 0 | 5500.783 | 32033.1022 | 48989.1124 | 70857.3004 | 100534.8292 | 128273.6743 | 152858.9215 | 174970.3449 | 196319.8289 | 217390.8221 | 238252.4794 | 259085.5537 | 279978.2383 | 300999.4339 | 322059.3568 | 343125.0353 | 364163.4239 | 385174.0898 | 406156.5952 | 427143.5875 | 448135.0969 | 469101.5625 | 490042.6432 | 510957.9945 | 531876.8596 | 552799.2592 | 573725.2139 | 594654.7444 | 615587.8716 | 636524.6167 | 657465.0007 | 666896.8084
F2_Commercial_Restaurant_New_Food Preparation_Natural Gas_Broiler_Baseline Forecast | F2 | Commercial | Restaurant | New | Food Preparation | Natural Gas | Broiler | Baseline Forecast | Usage (MMtherm) | 0 | 0.0062225 | 0.036236 | 0.055417 | 0.080154 | 0.11373 | 0.1451 | 0.17292 | 0.19793 | 0.22208 | 0.24591 | 0.26951 | 0.29308 | 0.31671 | 0.34049 | 0.36432 | 0.38815 | 0.41194 | 0.43571 | 0.45945 | 0.48319 | 0.50693 | 0.53065 | 0.55434 | 0.578 | 0.60166 | 0.62533 | 0.649 | 0.67268 | 0.69636 | 0.72004 | 0.74373 | 0.7544
F3_Commercial_Restaurant_New_Food Preparation_Natural Gas_Broiler_Baseline Forecast | F3 | Commercial | Restaurant | New | Food Preparation | Natural Gas | Broiler | Baseline Forecast | Summer Peak Demand (MW) | 0 | 0 | 0 | 0 | 0 | 0 | 0 | 0 | 0 | 0 | 0 | 0 | 0 | 0 | 0 | 0 | 0 | 0 | 0 | 0 | 0 | 0 | 0 | 0 | 0 | 0 | 0 | 0 | 0 | 0 | 0 | 0 | 0
F4_Commercial_Restaurant_New_Food Preparation_Natural Gas_Broiler_Baseline Forecast | F4 | Commercial | Restaurant | New | Food Preparation | Natural Gas | Broiler | Baseline Forecast | Winter Peak Demand (MW) | 0 | 0 | 0 | 0 | 0 | 0 | 0 | 0 | 0 | 0 | 0 | 0 | 0 | 0 | 0 | 0 | 0 | 0 | 0 | 0 | 0 | 0 | 0 | 0 | 0 | 0 | 0 | 0 | 0 | 0 | 0 | 0 | 0
F5_Commercial_Restaurant_New_Food Preparation_Natural Gas_Broiler_Baseline Forecast | F5 | Commercial | Restaurant | New | Food Preparation | Natural Gas | Broiler | Baseline Forecast | Turnover | 0 | 5500.783 | 26532.3192 | 16956.0102 | 21868.1879 | 29677.5288 | 27738.8451 | 24585.2472 | 22111.4234 | 21349.4841 | 21070.9932 | 20861.6573 | 21933.2309 | 27079.2737 | 29361.669 | 32105.9392 | 35837.9973 | 39846.0099 | 46487.1034 | 43275.5682 | 44379.0372 | 45966.5157 | 44610.5879 | 43416.3279 | 43662.9058 | 44789.5047 | 46367.0943 | 48394.4337 | 51154.4224 | 55759.4657 | 58051.2456 | 60227.1859 | 51032.889
F6_Commercial_Restaurant_New_Food Preparation_Natural Gas_Broiler_Baseline Forecast | F6 | Commercial | Restaurant | New | Food Preparation | Natural Gas | Broiler | Baseline Forecast | Avg. Replacement Usage (kWh) | 1.1312 | 1.1312 | 1.1312 | 1.1312 | 1.1312 | 1.1312 | 1.1312 | 1.1312 | 1.1312 | 1.1312 | 1.1312 | 1.1312 | 1.1312 | 1.1312 | 1.1312 | 1.1312 | 1.1312 | 1.1312 | 1.1312 | 1.1312 | 1.1312 | 1.1312 | 1.1312 | 1.1312 | 1.1312 | 1.1312 | 1.1312 | 1.1312 | 1.1312 | 1.1312 | 1.1312 | 1.1312 | 1.1312
F7_Commercial_Restaurant_New_Food Preparation_Natural Gas_Broiler_Baseline Forecast | F7 | Commercial | Restaurant | New | Food Preparation | Natural Gas | Broiler | Baseline Forecast | Avg. Replacement Summer Demand (kW) | 0 | 0 | 0 | 0 | 0 | 0 | 0 | 0 | 0 | 0 | 0 | 0 | 0 | 0 | 0 | 0 | 0 | 0 | 0 | 0 | 0 | 0 | 0 | 0 | 0 | 0 | 0 | 0 | 0 | 0 | 0 | 0 | 0
F8_Commercial_Restaurant_New_Food Preparation_Natural Gas_Broiler_Baseline Forecast | F8 | Commercial | Restaurant | New | Food Preparation | Natural Gas | Broiler | Baseline Forecast | Avg. Replacement Winter Demand (kW) | 0 | 0 | 0 | 0 | 0 | 0 | 0 | 0 | 0 | 0 | 0 | 0 | 0 | 0 | 0 | 0 | 0 | 0 | 0 | 0 | 0 | 0 | 0 | 0 | 0 | 0 | 0 | 0 | 0 | 0 | 0 | 0 | 0
F1_Commercial_Restaurant_New_Food Preparation_Natural Gas_Griddle_Baseline Forecast | F1 | Commercial | Restaurant | New | Food Preparation | Natural Gas | Griddle | Baseline Forecast | Units | 0 | 6284.8068 | 36598.764 | 55971.5057 | 80956.5554 | 114864.0073 | 146556.4559 | 174645.8258 | 199908.7792 | 224301.1944 | 248375.4255 | 272210.4842 | 296012.886 | 319883.3943 | 343900.7302 | 367962.3132 | 392030.4722 | 416067.4517 | 440072.7571 | 464045.8884 | 488024.146 | 512007.5645 | 535962.3698 | 559888.1721 | 583784.5778 | 607684.9982 | 631589.4567 | 655497.9771 | 679410.5829 | 703327.2982 | 727248.1468 | 751173.1531 | 761949.2716
F2_Commercial_Restaurant_New_Food Preparation_Natural Gas_Griddle_Baseline Forecast | F2 | Commercial | Restaurant | New | Food Preparation | Natural Gas | Griddle | Baseline Forecast | Usage (MMtherm) | 0 | 0.0047192 | 0.027482 | 0.042028 | 0.060789 | 0.08625 | 0.11005 | 0.13114 | 0.15011 | 0.16843 | 0.1865 | 0.2044 | 0.22227 | 0.2402 | 0.25823 | 0.2763 | 0.29437 | 0.31242 | 0.33045 | 0.34845 | 0.36645 | 0.38446 | 0.40245 | 0.42041 | 0.43836 | 0.4563 | 0.47425 | 0.49221 | 0.51016 | 0.52812 | 0.54608 | 0.56405 | 0.57214
F3_Commercial_Restaurant_New_Food Preparation_Natural Gas_Griddle_Baseline Forecast | F3 | Commercial | Restaurant | New | Food Preparation | Natural Gas | Griddle | Baseline Forecast | Summer Peak Demand (MW) | 0 | 0 | 0 | 0 | 0 | 0 | 0 | 0 | 0 | 0 | 0 | 0 | 0 | 0 | 0 | 0 | 0 | 0 | 0 | 0 | 0 | 0 | 0 | 0 | 0 | 0 | 0 | 0 | 0 | 0 | 0 | 0 | 0
F4_Commercial_Restaurant_New_Food Preparation_Natural Gas_Griddle_Baseline Forecast | F4 | Commercial | Restaurant | New | Food Preparation | Natural Gas | Griddle | Baseline Forecast | Winter Peak Demand (MW) | 0 | 0 | 0 | 0 | 0 | 0 | 0 | 0 | 0 | 0 | 0 | 0 | 0 | 0 | 0 | 0 | 0 | 0 | 0 | 0 | 0 | 0 | 0 | 0 | 0 | 0 | 0 | 0 | 0 | 0 | 0 | 0 | 0
F5_Commercial_Restaurant_New_Food Preparation_Natural Gas_Griddle_Baseline Forecast | F5 | Commercial | Restaurant | New | Food Preparation | Natural Gas | Griddle | Baseline Forecast | Turnover | 0 | 6284.8068 | 30313.9572 | 19372.7418 | 24985.0496 | 33907.4519 | 31692.4486 | 28089.37 | 25262.9534 | 24392.4152 | 24074.2311 | 23835.0587 | 25059.3632 | 30938.8688 | 33546.5727 | 36681.9823 | 40945.9688 | 45525.2415 | 53112.8866 | 49443.6129 | 50704.3588 | 52518.0999 | 50968.9123 | 49604.4351 | 49886.1576 | 51173.3301 | 52975.7727 | 55292.0678 | 58445.4362 | 63706.834 | 66325.2602 | 68811.3361 | 58306.5808
F6_Commercial_Restaurant_New_Food Preparation_Natural Gas_Griddle_Baseline Forecast | F6 | Commercial | Restaurant | New | Food Preparation | Natural Gas | Griddle | Baseline Forecast | Avg. Replacement Usage (kWh) | 0.75089 | 0.75089 | 0.75089 | 0.75089 | 0.75089 | 0.75089 | 0.75089 | 0.75089 | 0.75089 | 0.75089 | 0.75089 | 0.75089 | 0.75089 | 0.75089 | 0.75089 | 0.75089 | 0.75089 | 0.75089 | 0.75089 | 0.75089 | 0.75089 | 0.75089 | 0.75089 | 0.75089 | 0.75089 | 0.75089 | 0.75089 | 0.75089 | 0.75089 | 0.75089 | 0.75089 | 0.75089 | 0.75089
F7_Commercial_Restaurant_New_Food Preparation_Natural Gas_Griddle_Baseline Forecast | F7 | Commercial | Restaurant | New | Food Preparation | Natural Gas | Griddle | Baseline Forecast | Avg. Replacement Summer Demand (kW) | 0 | 0 | 0 | 0 | 0 | 0 | 0 | 0 | 0 | 0 | 0 | 0 | 0 | 0 | 0 | 0 | 0 | 0 | 0 | 0 | 0 | 0 | 0 | 0 | 0 | 0 | 0 | 0 | 0 | 0 | 0 | 0 | 0
F8_Commercial_Restaurant_New_Food Preparation_Natural Gas_Griddle_Baseline Forecast | F8 | Commercial | Restaurant | New | Food Preparation | Natural Gas | Griddle | Baseline Forecast | Avg. Replacement Winter Demand (kW) | 0 | 0 | 0 | 0 | 0 | 0 | 0 | 0 | 0 | 0 | 0 | 0 | 0 | 0 | 0 | 0 | 0 | 0 | 0 | 0 | 0 | 0 | 0 | 0 | 0 | 0 | 0 | 0 | 0 | 0 | 0 | 0 | 0
F1_Commercial_Restaurant_New_Food Preparation_Natural Gas_Range_Baseline Forecast | F1 | Commercial | Restaurant | New | Food Preparation | Natural Gas | Range | Baseline Forecast | Units | 0 | 5825.7262 | 33925.3672 | 51883.0059 | 75042.9953 | 106473.6403 | 135851.0793 | 161888.6305 | 185306.2238 | 207916.8684 | 230232.571 | 252326.5717 | 274390.3011 | 296517.162 | 318780.1254 | 341084.1037 | 363394.1777 | 385675.3497 | 407927.1614 | 430149.1491 | 452375.8887 | 474607.4121 | 496812.4124 | 518990.5283 | 541141.395 | 563295.983 | 585454.3143 | 607616.4106 | 629782.294 | 651951.9866 | 674125.5108 | 696302.8888 | 706291.8539
F2_Commercial_Restaurant_New_Food Preparation_Natural Gas_Range_Baseline Forecast | F2 | Commercial | Restaurant | New | Food Preparation | Natural Gas | Range | Baseline Forecast | Usage (MMtherm) | 0 | 0.0045376 | 0.026424 | 0.040411 | 0.058451 | 0.082932 | 0.10581 | 0.12609 | 0.14433 | 0.16195 | 0.17933 | 0.19654 | 0.21372 | 0.23096 | 0.2483 | 0.26567 | 0.28305 | 0.3004 | 0.31773 | 0.33504 | 0.35235 | 0.36967 | 0.38696 | 0.40424 | 0.42149 | 0.43875 | 0.45601 | 0.47327 | 0.49053 | 0.5078 | 0.52507 | 0.54235 | 0.55013
F3_Commercial_Restaurant_New_Food Preparation_Natural Gas_Range_Baseline Forecast | F3 | Commercial | Restaurant | New | Food Preparation | Natural Gas | Range | Baseline Forecast | Summer Peak Demand (MW) | 0 | 0 | 0 | 0 | 0 | 0 | 0 | 0 | 0 | 0 | 0 | 0 | 0 | 0 | 0 | 0 | 0 | 0 | 0 | 0 | 0 | 0 | 0 | 0 | 0 | 0 | 0 | 0 | 0 | 0 | 0 | 0 | 0
F4_Commercial_Restaurant_New_Food Preparation_Natural Gas_Range_Baseline Forecast | F4 | Commercial | Restaurant | New | Food Preparation | Natural Gas | Range | Baseline Forecast | Winter Peak Demand (MW) | 0 | 0 | 0 | 0 | 0 | 0 | 0 | 0 | 0 | 0 | 0 | 0 | 0 | 0 | 0 | 0 | 0 | 0 | 0 | 0 | 0 | 0 | 0 | 0 | 0 | 0 | 0 | 0 | 0 | 0 | 0 | 0 | 0
F5_Commercial_Restaurant_New_Food Preparation_Natural Gas_Range_Baseline Forecast | F5 | Commercial | Restaurant | New | Food Preparation | Natural Gas | Range | Baseline Forecast | Turnover | 0 | 5825.7262 | 28099.641 | 17957.6387 | 23159.9894 | 31430.645 | 29377.4391 | 26037.5512 | 23417.5933 | 22610.6445 | 23480.8478 | 28646.0451 | 30896.8926 | 33825.3894 | 37907.9152 | 42222.6068 | 49291.4601 | 45891.1345 | 47025.6755 | 48905.3511 | 48764.4038 | 48765.5017 | 49510.4546 | 51392.5256 | 54195.0343 | 59002.2397 | 61404.7256 | 63732.0348 | 66273.114 | 68339.4284 | 70715.4706 | 70021.6512 | 58840.3019
F6_Commercial_Restaurant_New_Food Preparation_Natural Gas_Range_Baseline Forecast | F6 | Commercial | Restaurant | New | Food Preparation | Natural Gas | Range | Baseline Forecast | Avg. Replacement Usage (kWh) | 0.7789 | 0.7789 | 0.7789 | 0.7789 | 0.7789 | 0.7789 | 0.7789 | 0.7789 | 0.7789 | 0.7789 | 0.7789 | 0.7789 | 0.7789 | 0.7789 | 0.7789 | 0.7789 | 0.7789 | 0.7789 | 0.7789 | 0.7789 | 0.7789 | 0.7789 | 0.7789 | 0.7789 | 0.7789 | 0.7789 | 0.7789 | 0.7789 | 0.7789 | 0.7789 | 0.7789 | 0.7789 | 0.7789
F7_Commercial_Restaurant_New_Food Preparation_Natural Gas_Range_Baseline Forecast | F7 | Commercial | Restaurant | New | Food Preparation | Natural Gas | Range | Baseline Forecast | Avg. Replacement Summer Demand (kW) | 0 | 0 | 0 | 0 | 0 | 0 | 0 | 0 | 0 | 0 | 0 | 0 | 0 | 0 | 0 | 0 | 0 | 0 | 0 | 0 | 0 | 0 | 0 | 0 | 0 | 0 | 0 | 0 | 0 | 0 | 0 | 0 | 0
F8_Commercial_Restaurant_New_Food Preparation_Natural Gas_Range_Baseline Forecast | F8 | Commercial | Restaurant | New | Food Preparation | Natural Gas | Range | Baseline Forecast | Avg. Replacement Winter Demand (kW) | 0 | 0 | 0 | 0 | 0 | 0 | 0 | 0 | 0 | 0 | 0 | 0 | 0 | 0 | 0 | 0 | 0 | 0 | 0 | 0 | 0 | 0 | 0 | 0 | 0 | 0 | 0 | 0 | 0 | 0 | 0 | 0 | 0
F1_Commercial_Restaurant_New_Food Preparation_Natural Gas_Steamer_Baseline Forecast | F1 | Commercial | Restaurant | New | Food Preparation | Natural Gas | Steamer | Baseline Forecast | Units | 0 | 402.8693 | 2346.0576 | 3587.8911 | 5189.4852 | 7363.0241 | 9394.5766 | 11195.1642 | 12814.5725 | 14378.1776 | 15921.3863 | 17449.2636 | 18975.0476 | 20505.1973 | 22044.759 | 23587.157 | 25129.9765 | 26670.7973 | 28209.5878 | 29746.3159 | 31283.3726 | 32820.76 | 34356.3134 | 35890.0075 | 37421.8173 | 38953.8844 | 40486.2104 | 42018.7968 | 43551.645 | 45084.7567 | 46618.1333 | 48151.7765 | 48842.5483
F2_Commercial_Restaurant_New_Food Preparation_Natural Gas_Steamer_Baseline Forecast | F2 | Commercial | Restaurant | New | Food Preparation | Natural Gas | Steamer | Baseline Forecast | Usage (MMtherm) | 0 | 0.00052409 | 0.003052 | 0.0040295 | 0.0052903 | 0.0070013 | 0.0086006 | 0.010018 | 0.011293 | 0.012524 | 0.013716 | 0.014787 | 0.015871 | 0.016972 | 0.018092 | 0.019224 | 0.020366 | 0.021514 | 0.022667 | 0.023762 | 0.024626 | 0.025837 | 0.027045 | 0.028253 | 0.029459 | 0.030665 | 0.031871 | 0.033077 | 0.034284 | 0.035491 | 0.036698 | 0.037905 | 0.038449
F3_Commercial_Restaurant_New_Food Preparation_Natural Gas_Steamer_Baseline Forecast | F3 | Commercial | Restaurant | New | Food Preparation | Natural Gas | Steamer | Baseline Forecast | Summer Peak Demand (MW) | 0 | 0 | 0 | 0 | 0 | 0 | 0 | 0 | 0 | 0 | 0 | 0 | 0 | 0 | 0 | 0 | 0 | 0 | 0 | 0 | 0 | 0 | 0 | 0 | 0 | 0 | 0 | 0 | 0 | 0 | 0 | 0 | 0
F4_Commercial_Restaurant_New_Food Preparation_Natural Gas_Steamer_Baseline Forecast | F4 | Commercial | Restaurant | New | Food Preparation | Natural Gas | Steamer | Baseline Forecast | Winter Peak Demand (MW) | 0 | 0 | 0 | 0 | 0 | 0 | 0 | 0 | 0 | 0 | 0 | 0 | 0 | 0 | 0 | 0 | 0 | 0 | 0 | 0 | 0 | 0 | 0 | 0 | 0 | 0 | 0 | 0 | 0 | 0 | 0 | 0 | 0
F5_Commercial_Restaurant_New_Food Preparation_Natural Gas_Steamer_Baseline Forecast | F5 | Commercial | Restaurant | New | Food Preparation | Natural Gas | Steamer | Baseline Forecast | Turnover | 0 | 402.8693 | 1943.1883 | 1241.8334 | 1601.5941 | 2173.5389 | 2031.5525 | 1800.5876 | 1619.4084 | 1563.605 | 1587.972 | 1783.5767 | 1891.0538 | 2032.7889 | 2227.8564 | 2379.9436 | 2487.3698 | 2560.3553 | 2618.7773 | 2797.2197 | 3330.0042 | 3125.2561 | 3283.6445 | 3511.2208 | 3510.3252 | 3495.9972 | 3506.7321 | 3561.4048 | 3654.5483 | 3849.3035 | 3972.5616 | 4110.3038 | 3431.3427
F6_Commercial_Restaurant_New_Food Preparation_Natural Gas_Steamer_Baseline Forecast | F6 | Commercial | Restaurant | New | Food Preparation | Natural Gas | Steamer | Baseline Forecast | Avg. Replacement Usage (kWh) | 1.3009 | 1.3009 | 1.3009 | 0.78721 | 0.78721 | 0.78721 | 0.78721 | 0.78721 | 0.78721 | 0.78721 | 0.78721 | 0.78721 | 0.78721 | 0.78721 | 0.78721 | 0.78721 | 0.78721 | 0.78721 | 0.78721 | 0.78721 | 0.78721 | 0.78721 | 0.78721 | 0.78721 | 0.78721 | 0.78721 | 0.78721 | 0.78721 | 0.78721 | 0.78721 | 0.78721 | 0.78721 | 0.78721
F7_Commercial_Restaurant_New_Food Preparation_Natural Gas_Steamer_Baseline Forecast | F7 | Commercial | Restaurant | New | Food Preparation | Natural Gas | Steamer | Baseline Forecast | Avg. Replacement Summer Demand (kW) | 0 | 0 | 0 | 0 | 0 | 0 | 0 | 0 | 0 | 0 | 0 | 0 | 0 | 0 | 0 | 0 | 0 | 0 | 0 | 0 | 0 | 0 | 0 | 0 | 0 | 0 | 0 | 0 | 0 | 0 | 0 | 0 | 0
F8_Commercial_Restaurant_New_Food Preparation_Natural Gas_Steamer_Baseline Forecast | F8 | Commercial | Restaurant | New | Food Preparation | Natural Gas | Steamer | Baseline Forecast | Avg. Replacement Winter Demand (kW) | 0 | 0 | 0 | 0 | 0 | 0 | 0 | 0 | 0 | 0 | 0 | 0 | 0 | 0 | 0 | 0 | 0 | 0 | 0 | 0 | 0 | 0 | 0 | 0 | 0 | 0 | 0 | 0 | 0 | 0 | 0 | 0 | 0
F1_Commercial_Restaurant_New_Food Preparation_Natural Gas_Food Prep Other_Baseline Forecast | F1 | Commercial | Restaurant | New | Food Preparation | Natural Gas | Food Prep Other | Baseline Forecast | Units | 0 | 22.6723 | 132.0292 | 201.9159 | 292.049 | 414.3693 | 528.6991 | 630.0309 | 721.1664 | 809.1615 | 896.0088 | 981.9932 | 1067.8598 | 1153.9721 | 1240.6141 | 1327.4158 | 1414.2411 | 1500.954 | 1587.5526 | 1674.0351 | 1760.5361 | 1847.0558 | 1933.4722 | 2019.784 | 2105.9897 | 2192.2099 | 2278.4447 | 2364.6942 | 2450.9584 | 2537.2374 | 2623.5313 | 2709.8402 | 2748.7148
F2_Commercial_Restaurant_New_Food Preparation_Natural Gas_Food Prep Other_Baseline Forecast | F2 | Commercial | Restaurant | New | Food Preparation | Natural Gas | Food Prep Other | Baseline Forecast | Usage (MMtherm) | 0 | 7.3699e-06 | 4.2917e-05 | 6.5635e-05 | 9.4933e-05 | 0.00013469 | 0.00017186 | 0.0002048 | 0.00023442 | 0.00026303 | 0.00029126 | 0.00031921 | 0.00034712 | 0.00037511 | 0.00040327 | 0.00043149 | 0.00045971 | 0.0004879 | 0.00051605 | 0.00054416 | 0.00057228 | 0.0006004 | 0.00062849 | 0.00065655 | 0.00068457 | 0.0007126 | 0.00074063 | 0.00076867 | 0.00079671 | 0.00082475 | 0.0008528 | 0.00088086 | 0.0008935
F3_Commercial_Restaurant_New_Food Preparation_Natural Gas_Food Prep Other_Baseline Forecast | F3 | Commercial | Restaurant | New | Food Preparation | Natural Gas | Food Prep Other | Baseline Forecast | Summer Peak Demand (MW) | 0 | 0 | 0 | 0 | 0 | 0 | 0 | 0 | 0 | 0 | 0 | 0 | 0 | 0 | 0 | 0 | 0 | 0 | 0 | 0 | 0 | 0 | 0 | 0 | 0 | 0 | 0 | 0 | 0 | 0 | 0 | 0 | 0
F4_Commercial_Restaurant_New_Food Preparation_Natural Gas_Food Prep Other_Baseline Forecast | F4 | Commercial | Restaurant | New | Food Preparation | Natural Gas | Food Prep Other | Baseline Forecast | Winter Peak Demand (MW) | 0 | 0 | 0 | 0 | 0 | 0 | 0 | 0 | 0 | 0 | 0 | 0 | 0 | 0 | 0 | 0 | 0 | 0 | 0 | 0 | 0 | 0 | 0 | 0 | 0 | 0 | 0 | 0 | 0 | 0 | 0 | 0 | 0
F5_Commercial_Restaurant_New_Food Preparation_Natural Gas_Food Prep Other_Baseline Forecast | F5 | Commercial | Restaurant | New | Food Preparation | Natural Gas | Food Prep Other | Baseline Forecast | Turnover | 0 | 22.6723 | 109.3569 | 69.8867 | 90.133 | 122.3204 | 114.3298 | 101.3318 | 91.1355 | 87.9951 | 91.3817 | 111.4834 | 120.2431 | 131.6401 | 147.5283 | 164.32 | 191.8303 | 178.5971 | 183.0124 | 190.3276 | 189.7791 | 189.7834 | 192.6826 | 200.0071 | 210.9138 | 229.6223 | 238.9721 | 248.0295 | 257.9187 | 265.9603 | 275.2073 | 272.5071 | 228.992
F6_Commercial_Restaurant_New_Food Preparation_Natural Gas_Food Prep Other_Baseline Forecast | F6 | Commercial | Restaurant | New | Food Preparation | Natural Gas | Food Prep Other | Baseline Forecast | Avg. Replacement Usage (kWh) | 0.32506 | 0.32506 | 0.32506 | 0.32506 | 0.32506 | 0.32506 | 0.32506 | 0.32506 | 0.32506 | 0.32506 | 0.32506 | 0.32506 | 0.32506 | 0.32506 | 0.32506 | 0.32506 | 0.32506 | 0.32506 | 0.32506 | 0.32506 | 0.32506 | 0.32506 | 0.32506 | 0.32506 | 0.32506 | 0.32506 | 0.32506 | 0.32506 | 0.32506 | 0.32506 | 0.32506 | 0.32506 | 0.32506
F7_Commercial_Restaurant_New_Food Preparation_Natural Gas_Food Prep Other_Baseline Forecast | F7 | Commercial | Restaurant | New | Food Preparation | Natural Gas | Food Prep Other | Baseline Forecast | Avg. Replacement Summer Demand (kW) | 0 | 0 | 0 | 0 | 0 | 0 | 0 | 0 | 0 | 0 | 0 | 0 | 0 | 0 | 0 | 0 | 0 | 0 | 0 | 0 | 0 | 0 | 0 | 0 | 0 | 0 | 0 | 0 | 0 | 0 | 0 | 0 | 0
F8_Commercial_Restaurant_New_Food Preparation_Natural Gas_Food Prep Other_Baseline Forecast | F8 | Commercial | Restaurant | New | Food Preparation | Natural Gas | Food Prep Other | Baseline Forecast | Avg. Replacement Winter Demand (kW) | 0 | 0 | 0 | 0 | 0 | 0 | 0 | 0 | 0 | 0 | 0 | 0 | 0 | 0 | 0 | 0 | 0 | 0 | 0 | 0 | 0 | 0 | 0 | 0 | 0 | 0 | 0 | 0 | 0 | 0 | 0 | 0 | 0
F1_Commercial_Restaurant_New_Miscellaneous_Natural Gas_Pool Heater_Baseline Forecast | F1 | Commercial | Restaurant | New | Miscellaneous | Natural Gas | Pool Heater | Baseline Forecast | Units | 0 | 0 | 0 | 0 | 0 | 0 | 0 | 0 | 0 | 0 | 0 | 0 | 0 | 0 | 0 | 0 | 0 | 0 | 0 | 0 | 0 | 0 | 0 | 0 | 0 | 0 | 0 | 0 | 0 | 0 | 0 | 0 | 0
F2_Commercial_Restaurant_New_Miscellaneous_Natural Gas_Pool Heater_Baseline Forecast | F2 | Commercial | Restaurant | New | Miscellaneous | Natural Gas | Pool Heater | Baseline Forecast | Usage (MMtherm) | 0 | 0 | 0 | 0 | 0 | 0 | 0 | 0 | 0 | 0 | 0 | 0 | 0 | 0 | 0 | 0 | 0 | 0 | 0 | 0 | 0 | 0 | 0 | 0 | 0 | 0 | 0 | 0 | 0 | 0 | 0 | 0 | 0
F3_Commercial_Restaurant_New_Miscellaneous_Natural Gas_Pool Heater_Baseline Forecast | F3 | Commercial | Restaurant | New | Miscellaneous | Natural Gas | Pool Heater | Baseline Forecast | Summer Peak Demand (MW) | 0 | 0 | 0 | 0 | 0 | 0 | 0 | 0 | 0 | 0 | 0 | 0 | 0 | 0 | 0 | 0 | 0 | 0 | 0 | 0 | 0 | 0 | 0 | 0 | 0 | 0 | 0 | 0 | 0 | 0 | 0 | 0 | 0
F4_Commercial_Restaurant_New_Miscellaneous_Natural Gas_Pool Heater_Baseline Forecast | F4 | Commercial | Restaurant | New | Miscellaneous | Natural Gas | Pool Heater | Baseline Forecast | Winter Peak Demand (MW) | 0 | 0 | 0 | 0 | 0 | 0 | 0 | 0 | 0 | 0 | 0 | 0 | 0 | 0 | 0 | 0 | 0 | 0 | 0 | 0 | 0 | 0 | 0 | 0 | 0 | 0 | 0 | 0 | 0 | 0 | 0 | 0 | 0
F5_Commercial_Restaurant_New_Miscellaneous_Natural Gas_Pool Heater_Baseline Forecast | F5 | Commercial | Restaurant | New | Miscellaneous | Natural Gas | Pool Heater | Baseline Forecast | Turnover | 0 | 0 | 0 | 0 | 0 | 0 | 0 | 0 | 0 | 0 | 0 | 0 | 0 | 0 | 0 | 0 | 0 | 0 | 0 | 0 | 0 | 0 | 0 | 0 | 0 | 0 | 0 | 0 | 0 | 0 | 0 | 0 | 0
F6_Commercial_Restaurant_New_Miscellaneous_Natural Gas_Pool Heater_Baseline Forecast | F6 | Commercial | Restaurant | New | Miscellaneous | Natural Gas | Pool Heater | Baseline Forecast | Avg. Replacement Usage (kWh) | 0.01 | 0.01 | 0.01 | 0.01 | 0.01 | 0.01 | 0.01 | 0.01 | 0.01 | 0.01 | 0.01 | 0.01 | 0.01 | 0.01 | 0.01 | 0.01 | 0.01 | 0.01 | 0.01 | 0.01 | 0.01 | 0.01 | 0.01 | 0.01 | 0.01 | 0.01 | 0.01 | 0.01 | 0.01 | 0.01 | 0.01 | 0.01 | 0.01
F7_Commercial_Restaurant_New_Miscellaneous_Natural Gas_Pool Heater_Baseline Forecast | F7 | Commercial | Restaurant | New | Miscellaneous | Natural Gas | Pool Heater | Baseline Forecast | Avg. Replacement Summer Demand (kW) | 0 | 0 | 0 | 0 | 0 | 0 | 0 | 0 | 0 | 0 | 0 | 0 | 0 | 0 | 0 | 0 | 0 | 0 | 0 | 0 | 0 | 0 | 0 | 0 | 0 | 0 | 0 | 0 | 0 | 0 | 0 | 0 | 0
F8_Commercial_Restaurant_New_Miscellaneous_Natural Gas_Pool Heater_Baseline Forecast | F8 | Commercial | Restaurant | New | Miscellaneous | Natural Gas | Pool Heater | Baseline Forecast | Avg. Replacement Winter Demand (kW) | 0 | 0 | 0 | 0 | 0 | 0 | 0 | 0 | 0 | 0 | 0 | 0 | 0 | 0 | 0 | 0 | 0 | 0 | 0 | 0 | 0 | 0 | 0 | 0 | 0 | 0 | 0 | 0 | 0 | 0 | 0 | 0 | 0
F1_Commercial_Restaurant_New_Miscellaneous_Natural Gas_Miscellaneous_Baseline Forecast | F1 | Commercial | Restaurant | New | Miscellaneous | Natural Gas | Miscellaneous | Baseline Forecast | Units | 0 | 7155.7264 | 41670.4521 | 63727.7791 | 92175.1419 | 130781.3322 | 166865.5744 | 198847.4398 | 227611.2169 | 255383.8206 | 282794.1477 | 309932.159 | 337032.988 | 364211.3614 | 391556.9091 | 418952.8354 | 446356.249 | 473724.1624 | 501056.0124 | 528351.2298 | 555652.2839 | 582959.214 | 610233.5659 | 637474.8956 | 664682.7551 | 691895.1857 | 719112.214 | 746333.8669 | 773560.1715 | 800791.155 | 828026.8447 | 855267.2681 | 867536.6915
F2_Commercial_Restaurant_New_Miscellaneous_Natural Gas_Miscellaneous_Baseline Forecast | F2 | Commercial | Restaurant | New | Miscellaneous | Natural Gas | Miscellaneous | Baseline Forecast | Usage (MMtherm) | 0 | 0.000568 | 0.0033077 | 0.0050585 | 0.0073166 | 0.010381 | 0.013245 | 0.015784 | 0.018067 | 0.020272 | 0.022447 | 0.024602 | 0.026753 | 0.02891 | 0.031081 | 0.033255 | 0.035431 | 0.037603 | 0.039772 | 0.041939 | 0.044106 | 0.046274 | 0.048439 | 0.050601 | 0.052761 | 0.054921 | 0.057081 | 0.059242 | 0.061403 | 0.063565 | 0.065727 | 0.067889 | 0.068863
F3_Commercial_Restaurant_New_Miscellaneous_Natural Gas_Miscellaneous_Baseline Forecast | F3 | Commercial | Restaurant | New | Miscellaneous | Natural Gas | Miscellaneous | Baseline Forecast | Summer Peak Demand (MW) | 0 | 0 | 0 | 0 | 0 | 0 | 0 | 0 | 0 | 0 | 0 | 0 | 0 | 0 | 0 | 0 | 0 | 0 | 0 | 0 | 0 | 0 | 0 | 0 | 0 | 0 | 0 | 0 | 0 | 0 | 0 | 0 | 0
F4_Commercial_Restaurant_New_Miscellaneous_Natural Gas_Miscellaneous_Baseline Forecast | F4 | Commercial | Restaurant | New | Miscellaneous | Natural Gas | Miscellaneous | Baseline Forecast | Winter Peak Demand (MW) | 0 | 0 | 0 | 0 | 0 | 0 | 0 | 0 | 0 | 0 | 0 | 0 | 0 | 0 | 0 | 0 | 0 | 0 | 0 | 0 | 0 | 0 | 0 | 0 | 0 | 0 | 0 | 0 | 0 | 0 | 0 | 0 | 0
F5_Commercial_Restaurant_New_Miscellaneous_Natural Gas_Miscellaneous_Baseline Forecast | F5 | Commercial | Restaurant | New | Miscellaneous | Natural Gas | Miscellaneous | Baseline Forecast | Turnover | 0 | 7155.7264 | 34514.7257 | 22057.3271 | 29469.6093 | 44413.0769 | 44212.6202 | 43158.9908 | 44688.8955 | 47738.7938 | 50689.7745 | 55560.8233 | 66254.3071 | 64350.3416 | 69304.1167 | 77179.2012 | 79209.2934 | 81366.5589 | 85087.7522 | 89004.4994 | 92678.3079 | 96919.1843 | 102772.5497 | 104639.0951 | 108837.7168 | 114157.1347 | 117280.9845 | 120596.1096 | 124653.9116 | 128635.9595 | 132452.6466 | 136469.6978 | 125976.5012
F6_Commercial_Restaurant_New_Miscellaneous_Natural Gas_Miscellaneous_Baseline Forecast | F6 | Commercial | Restaurant | New | Miscellaneous | Natural Gas | Miscellaneous | Baseline Forecast | Avg. Replacement Usage (kWh) | 0.079377 | 0.079377 | 0.079377 | 0.079377 | 0.079377 | 0.079377 | 0.079377 | 0.079377 | 0.079377 | 0.079377 | 0.079377 | 0.079377 | 0.079377 | 0.079377 | 0.079377 | 0.079377 | 0.079377 | 0.079377 | 0.079377 | 0.079377 | 0.079377 | 0.079377 | 0.079377 | 0.079377 | 0.079377 | 0.079377 | 0.079377 | 0.079377 | 0.079377 | 0.079377 | 0.079377 | 0.079377 | 0.079377
F7_Commercial_Restaurant_New_Miscellaneous_Natural Gas_Miscellaneous_Baseline Forecast | F7 | Commercial | Restaurant | New | Miscellaneous | Natural Gas | Miscellaneous | Baseline Forecast | Avg. Replacement Summer Demand (kW) | 0 | 0 | 0 | 0 | 0 | 0 | 0 | 0 | 0 | 0 | 0 | 0 | 0 | 0 | 0 | 0 | 0 | 0 | 0 | 0 | 0 | 0 | 0 | 0 | 0 | 0 | 0 | 0 | 0 | 0 | 0 | 0 | 0
F8_Commercial_Restaurant_New_Miscellaneous_Natural Gas_Miscellaneous_Baseline Forecast | F8 | Commercial | Restaurant | New | Miscellaneous | Natural Gas | Miscellaneous | Baseline Forecast | Avg. Replacement Winter Demand (kW) | 0 | 0 | 0 | 0 | 0 | 0 | 0 | 0 | 0 | 0 | 0 | 0 | 0 | 0 | 0 | 0 | 0 | 0 | 0 | 0 | 0 | 0 | 0 | 0 | 0 | 0 | 0 | 0 | 0 | 0 | 0 | 0 | 0
F1_Commercial_Retail_Existing_Space Heating_Natural Gas_Furnace_Baseline Forecast | F1 | Commercial | Retail | Existing | Space Heating | Natural Gas | Furnace | Baseline Forecast | Units | 15534470.3232 | 15455434.4446 | 15376398.5661 | 15280952.2176 | 15183025.1716 | 15075660.3308 | 14975357.1945 | 14886541.1191 | 14806736.0095 | 14729706.2835 | 14653690.9675 | 14578438.163 | 14503289.4726 | 14427923.6503 | 14352089.7232 | 14276114.7311 | 14200118.7739 | 14124222.2208 | 14048426.6485 | 13972733.6515 | 13897024.3109 | 13821298.5169 | 13745663.9453 | 13670121.8389 | 13594673.4524 | 13519212.2666 | 13443738.2066 | 13368251.1972 | 13292751.1627 | 13217238.0269 | 13141711.7131 | 13066172.1445 | 12991066.7831
F2_Commercial_Retail_Existing_Space Heating_Natural Gas_Furnace_Baseline Forecast | F2 | Commercial | Retail | Existing | Space Heating | Natural Gas | Furnace | Baseline Forecast | Usage (MMtherm) | 2.3507 | 2.3283 | 2.2932 | 2.2556 | 2.2176 | 2.1786 | 2.1408 | 2.105 | 2.071 | 2.0379 | 2.0054 | 1.9737 | 1.9426 | 1.9122 | 1.8825 | 1.8535 | 1.8252 | 1.7979 | 1.7713 | 1.7455 | 1.7204 | 1.696 | 1.6722 | 1.6489 | 1.6262 | 1.604 | 1.5822 | 1.5608 | 1.5399 | 1.5193 | 1.499 | 1.4791 | 1.4688
F3_Commercial_Retail_Existing_Space Heating_Natural Gas_Furnace_Baseline Forecast | F3 | Commercial | Retail | Existing | Space Heating | Natural Gas | Furnace | Baseline Forecast | Summer Peak Demand (MW) | 0 | 0 | 0 | 0 | 0 | 0 | 0 | 0 | 0 | 0 | 0 | 0 | 0 | 0 | 0 | 0 | 0 | 0 | 0 | 0 | 0 | 0 | 0 | 0 | 0 | 0 | 0 | 0 | 0 | 0 | 0 | 0 | 0
F4_Commercial_Retail_Existing_Space Heating_Natural Gas_Furnace_Baseline Forecast | F4 | Commercial | Retail | Existing | Space Heating | Natural Gas | Furnace | Baseline Forecast | Winter Peak Demand (MW) | 0 | 0 | 0 | 0 | 0 | 0 | 0 | 0 | 0 | 0 | 0 | 0 | 0 | 0 | 0 | 0 | 0 | 0 | 0 | 0 | 0 | 0 | 0 | 0 | 0 | 0 | 0 | 0 | 0 | 0 | 0 | 0 | 0
F5_Commercial_Retail_Existing_Space Heating_Natural Gas_Furnace_Baseline Forecast | F5 | Commercial | Retail | Existing | Space Heating | Natural Gas | Furnace | Baseline Forecast | Turnover | 0 | 310142.4972 | 336247.4603 | 359562.4901 | 380556.2 | 399218.864 | 416142.7156 | 431641.2861 | 445822.9836 | 458651.2249 | 470194.482 | 480554.0914 | 489807.7748 | 498034.7003 | 505308.3035 | 511715.4736 | 517330.3083 | 522221.5461 | 526448.5081 | 504902.5626 | 486915.2815 | 472027.7891 | 459835.8278 | 449977.1726 | 442130.7222 | 436008.7384 | 431359.9456 | 427962.5083 | 425620.9122 | 424163.1573 | 423438.2327 | 423313.8455 | 508696.112
F6_Commercial_Retail_Existing_Space Heating_Natural Gas_Furnace_Baseline Forecast | F6 | Commercial | Retail | Existing | Space Heating | Natural Gas | Furnace | Baseline Forecast | Avg. Replacement Usage (kWh) | 0.13238 | 0.13238 | 0.13168 | 0.13098 | 0.13027 | 0.12957 | 0.12887 | 0.12817 | 0.12747 | 0.12677 | 0.12607 | 0.12537 | 0.12467 | 0.12397 | 0.12327 | 0.12257 | 0.12187 | 0.12117 | 0.12047 | 0.11977 | 0.11907 | 0.11837 | 0.11767 | 0.11697 | 0.11627 | 0.11557 | 0.11487 | 0.11417 | 0.11347 | 0.11277 | 0.11207 | 0.11137 | 0.11137
F7_Commercial_Retail_Existing_Space Heating_Natural Gas_Furnace_Baseline Forecast | F7 | Commercial | Retail | Existing | Space Heating | Natural Gas | Furnace | Baseline Forecast | Avg. Replacement Summer Demand (kW) | 0 | 0 | 0 | 0 | 0 | 0 | 0 | 0 | 0 | 0 | 0 | 0 | 0 | 0 | 0 | 0 | 0 | 0 | 0 | 0 | 0 | 0 | 0 | 0 | 0 | 0 | 0 | 0 | 0 | 0 | 0 | 0 | 0
F8_Commercial_Retail_Existing_Space Heating_Natural Gas_Furnace_Baseline Forecast | F8 | Commercial | Retail | Existing | Space Heating | Natural Gas | Furnace | Baseline Forecast | Avg. Replacement Winter Demand (kW) | 0 | 0 | 0 | 0 | 0 | 0 | 0 | 0 | 0 | 0 | 0 | 0 | 0 | 0 | 0 | 0 | 0 | 0 | 0 | 0 | 0 | 0 | 0 | 0 | 0 | 0 | 0 | 0 | 0 | 0 | 0 | 0 | 0
F1_Commercial_Retail_Existing_Space Heating_Natural Gas_Boiler_Baseline Forecast | F1 | Commercial | Retail | Existing | Space Heating | Natural Gas | Boiler | Baseline Forecast | Units | 714660.1746 | 711024.1449 | 707388.1153 | 702997.1253 | 698492.0113 | 693552.7134 | 688938.2878 | 684852.3222 | 681180.9042 | 677637.1672 | 674140.0979 | 670678.1078 | 667220.9075 | 663753.718 | 660264.9935 | 656769.7793 | 653273.6006 | 649781.995 | 646295.035 | 642812.7939 | 639329.801 | 635846.0511 | 632366.4979 | 628891.1985 | 625420.2107 | 621948.6341 | 618476.4652 | 615003.7005 | 611530.3367 | 608056.3701 | 604581.7972 | 601106.6146 | 597651.4076
F2_Commercial_Retail_Existing_Space Heating_Natural Gas_Boiler_Baseline Forecast | F2 | Commercial | Retail | Existing | Space Heating | Natural Gas | Boiler | Baseline Forecast | Usage (MMtherm) | 0.41932 | 0.41593 | 0.41027 | 0.40414 | 0.39795 | 0.39154 | 0.38533 | 0.37948 | 0.3739 | 0.36847 | 0.36312 | 0.35787 | 0.35271 | 0.34764 | 0.34264 | 0.33773 | 0.33293 | 0.32825 | 0.32366 | 0.31919 | 0.31483 | 0.31058 | 0.30642 | 0.30236 | 0.29838 | 0.29449 | 0.29066 | 0.2869 | 0.28321 | 0.27957 | 0.27598 | 0.27244 | 0.27066
F3_Commercial_Retail_Existing_Space Heating_Natural Gas_Boiler_Baseline Forecast | F3 | Commercial | Retail | Existing | Space Heating | Natural Gas | Boiler | Baseline Forecast | Summer Peak Demand (MW) | 0 | 0 | 0 | 0 | 0 | 0 | 0 | 0 | 0 | 0 | 0 | 0 | 0 | 0 | 0 | 0 | 0 | 0 | 0 | 0 | 0 | 0 | 0 | 0 | 0 | 0 | 0 | 0 | 0 | 0 | 0 | 0 | 0
F4_Commercial_Retail_Existing_Space Heating_Natural Gas_Boiler_Baseline Forecast | F4 | Commercial | Retail | Existing | Space Heating | Natural Gas | Boiler | Baseline Forecast | Winter Peak Demand (MW) | 0 | 0 | 0 | 0 | 0 | 0 | 0 | 0 | 0 | 0 | 0 | 0 | 0 | 0 | 0 | 0 | 0 | 0 | 0 | 0 | 0 | 0 | 0 | 0 | 0 | 0 | 0 | 0 | 0 | 0 | 0 | 0 | 0
F5_Commercial_Retail_Existing_Space Heating_Natural Gas_Boiler_Baseline Forecast | F5 | Commercial | Retail | Existing | Space Heating | Natural Gas | Boiler | Baseline Forecast | Turnover | 0 | 12927.7117 | 14264.686 | 15443.7535 | 16489.7738 | 17406.7085 | 18224.2266 | 18959.5922 | 19620.6141 | 20208.2633 | 20727.7593 | 21185.4783 | 21586.5049 | 21935.7693 | 22237.7579 | 22497.3801 | 22718.8312 | 22905.9381 | 23061.9972 | 23189.9911 | 23292.4168 | 23371.7083 | 22175.971 | 21202.0688 | 20417.2735 | 19792.9253 | 19304.2474 | 18929.727 | 18650.7186 | 18451.0935 | 18316.9299 | 18236.239 | 18199.3507
F6_Commercial_Retail_Existing_Space Heating_Natural Gas_Boiler_Baseline Forecast | F6 | Commercial | Retail | Existing | Space Heating | Natural Gas | Boiler | Baseline Forecast | Avg. Replacement Usage (kWh) | 0.53365 | 0.53402 | 0.53082 | 0.52837 | 0.52516 | 0.52273 | 0.5195 | 0.51708 | 0.51384 | 0.51144 | 0.50818 | 0.50579 | 0.50275 | 0.50038 | 0.4971 | 0.4938 | 0.49169 | 0.48887 | 0.48604 | 0.48321 | 0.48038 | 0.47757 | 0.47474 | 0.47191 | 0.46909 | 0.46627 | 0.46344 | 0.46062 | 0.45779 | 0.45497 | 0.45214 | 0.44932 | 0.44932
F7_Commercial_Retail_Existing_Space Heating_Natural Gas_Boiler_Baseline Forecast | F7 | Commercial | Retail | Existing | Space Heating | Natural Gas | Boiler | Baseline Forecast | Avg. Replacement Summer Demand (kW) | 0 | 0 | 0 | 0 | 0 | 0 | 0 | 0 | 0 | 0 | 0 | 0 | 0 | 0 | 0 | 0 | 0 | 0 | 0 | 0 | 0 | 0 | 0 | 0 | 0 | 0 | 0 | 0 | 0 | 0 | 0 | 0 | 0
F8_Commercial_Retail_Existing_Space Heating_Natural Gas_Boiler_Baseline Forecast | F8 | Commercial | Retail | Existing | Space Heating | Natural Gas | Boiler | Baseline Forecast | Avg. Replacement Winter Demand (kW) | 0 | 0 | 0 | 0 | 0 | 0 | 0 | 0 | 0 | 0 | 0 | 0 | 0 | 0 | 0 | 0 | 0 | 0 | 0 | 0 | 0 | 0 | 0 | 0 | 0 | 0 | 0 | 0 | 0 | 0 | 0 | 0 | 0
F1_Commercial_Retail_Existing_Space Heating_Natural Gas_Unit Heater_Baseline Forecast | F1 | Commercial | Retail | Existing | Space Heating | Natural Gas | Unit Heater | Baseline Forecast | Units | 1550434.3192 | 1542546.0593 | 1534657.7995 | 1525131.6753 | 1515357.9624 | 1504642.3003 | 1494631.4392 | 1485767.0564 | 1477802.0227 | 1470113.989 | 1462527.1996 | 1455016.5135 | 1447516.2186 | 1439994.2526 | 1432425.5669 | 1424842.8021 | 1417257.9448 | 1409683.0087 | 1402118.151 | 1394563.531 | 1387007.2798 | 1379449.3865 | 1371900.5977 | 1364361.0375 | 1356830.8311 | 1349299.3472 | 1341766.5785 | 1334232.5173 | 1326697.1561 | 1319160.4873 | 1311622.5033 | 1304083.1964 | 1296587.226
F2_Commercial_Retail_Existing_Space Heating_Natural Gas_Unit Heater_Baseline Forecast | F2 | Commercial | Retail | Existing | Space Heating | Natural Gas | Unit Heater | Baseline Forecast | Usage (MMtherm) | 0.11731 | 0.11671 | 0.1155 | 0.11417 | 0.11283 | 0.11143 | 0.11009 | 0.10884 | 0.10767 | 0.10652 | 0.10538 | 0.10426 | 0.10314 | 0.10203 | 0.10092 | 0.099816 | 0.098717 | 0.097626 | 0.09654 | 0.095461 | 0.094389 | 0.093324 | 0.092263 | 0.09121 | 0.090164 | 0.089125 | 0.088089 | 0.087061 | 0.086038 | 0.085022 | 0.084011 | 0.083006 | 0.082529
F3_Commercial_Retail_Existing_Space Heating_Natural Gas_Unit Heater_Baseline Forecast | F3 | Commercial | Retail | Existing | Space Heating | Natural Gas | Unit Heater | Baseline Forecast | Summer Peak Demand (MW) | 0 | 0 | 0 | 0 | 0 | 0 | 0 | 0 | 0 | 0 | 0 | 0 | 0 | 0 | 0 | 0 | 0 | 0 | 0 | 0 | 0 | 0 | 0 | 0 | 0 | 0 | 0 | 0 | 0 | 0 | 0 | 0 | 0
F4_Commercial_Retail_Existing_Space Heating_Natural Gas_Unit Heater_Baseline Forecast | F4 | Commercial | Retail | Existing | Space Heating | Natural Gas | Unit Heater | Baseline Forecast | Winter Peak Demand (MW) | 0 | 0 | 0 | 0 | 0 | 0 | 0 | 0 | 0 | 0 | 0 | 0 | 0 | 0 | 0 | 0 | 0 | 0 | 0 | 0 | 0 | 0 | 0 | 0 | 0 | 0 | 0 | 0 | 0 | 0 | 0 | 0 | 0
F5_Commercial_Retail_Existing_Space Heating_Natural Gas_Unit Heater_Baseline Forecast | F5 | Commercial | Retail | Existing | Space Heating | Natural Gas | Unit Heater | Baseline Forecast | Turnover | 0 | 51418.202 | 66501.838 | 78290.0927 | 87486.6664 | 94571.784 | 100064.5784 | 104339.6754 | 107654.2912 | 110177.2891 | 112062.4127 | 113439.8157 | 99934.1545 | 92011.8304 | 87928.8049 | 86422.8571 | 86586.1195 | 100092.134 | 103012.6392 | 105208.8108 | 106827.789 | 107987.365 | 108782.1488 | 106558.08 | 103047.9587 | 99287.7818 | 95853.6886 | 93024.566 | 89734.9001 | 88985.8571 | 89708.2224 | 91192.608 | 92984.3612
F6_Commercial_Retail_Existing_Space Heating_Natural Gas_Unit Heater_Baseline Forecast | F6 | Commercial | Retail | Existing | Space Heating | Natural Gas | Unit Heater | Baseline Forecast | Avg. Replacement Usage (kWh) | 0.07566 | 0.07566 | 0.07526 | 0.074859 | 0.074459 | 0.074059 | 0.073658 | 0.073257 | 0.072857 | 0.072457 | 0.072056 | 0.071656 | 0.071255 | 0.070855 | 0.070454 | 0.070054 | 0.069654 | 0.069254 | 0.068853 | 0.068453 | 0.068052 | 0.067653 | 0.067252 | 0.066852 | 0.066452 | 0.066053 | 0.065652 | 0.065252 | 0.064852 | 0.064452 | 0.064051 | 0.063651 | 0.063651
F7_Commercial_Retail_Existing_Space Heating_Natural Gas_Unit Heater_Baseline Forecast | F7 | Commercial | Retail | Existing | Space Heating | Natural Gas | Unit Heater | Baseline Forecast | Avg. Replacement Summer Demand (kW) | 0 | 0 | 0 | 0 | 0 | 0 | 0 | 0 | 0 | 0 | 0 | 0 | 0 | 0 | 0 | 0 | 0 | 0 | 0 | 0 | 0 | 0 | 0 | 0 | 0 | 0 | 0 | 0 | 0 | 0 | 0 | 0 | 0
F8_Commercial_Retail_Existing_Space Heating_Natural Gas_Unit Heater_Baseline Forecast | F8 | Commercial | Retail | Existing | Space Heating | Natural Gas | Unit Heater | Baseline Forecast | Avg. Replacement Winter Demand (kW) | 0 | 0 | 0 | 0 | 0 | 0 | 0 | 0 | 0 | 0 | 0 | 0 | 0 | 0 | 0 | 0 | 0 | 0 | 0 | 0 | 0 | 0 | 0 | 0 | 0 | 0 | 0 | 0 | 0 | 0 | 0 | 0 | 0
F1_Commercial_Retail_Existing_Water Heating_Natural Gas_Water Heater_Baseline Forecast | F1 | Commercial | Retail | Existing | Water Heating | Natural Gas | Water Heater | Baseline Forecast | Units | 8573279.224 | 8529660.3145 | 8486041.405 | 8433365.763 | 8379321.0553 | 8320067.747 | 8264711.7048 | 8215695.2273 | 8171651.7889 | 8129140.0498 | 8087188.1508 | 8045657.0724 | 8004183.4532 | 7962590.0017 | 7920738.209 | 7878808.5643 | 7836867.3492 | 7794980.994 | 7753150.3688 | 7711376.3537 | 7669593.3187 | 7627801.2033 | 7586059.4324 | 7544368.6919 | 7502729.6742 | 7461083.5927 | 7419430.4062 | 7377770.073 | 7336102.5514 | 7294427.7994 | 7252745.7747 | 7211056.4347 | 7169606.7283
F2_Commercial_Retail_Existing_Water Heating_Natural Gas_Water Heater_Baseline Forecast | F2 | Commercial | Retail | Existing | Water Heating | Natural Gas | Water Heater | Baseline Forecast | Usage (MMtherm) | 1.8425 | 1.8093 | 1.7712 | 1.7289 | 1.6861 | 1.6435 | 1.604 | 1.5691 | 1.5392 | 1.514 | 1.4926 | 1.4741 | 1.4578 | 1.4434 | 1.4303 | 1.4184 | 1.4074 | 1.3971 | 1.3874 | 1.3782 | 1.3693 | 1.3608 | 1.3524 | 1.3443 | 1.3363 | 1.3285 | 1.3207 | 1.313 | 1.3054 | 1.2978 | 1.2902 | 1.2827 | 1.2752
F3_Commercial_Retail_Existing_Water Heating_Natural Gas_Water Heater_Baseline Forecast | F3 | Commercial | Retail | Existing | Water Heating | Natural Gas | Water Heater | Baseline Forecast | Summer Peak Demand (MW) | 0 | 0 | 0 | 0 | 0 | 0 | 0 | 0 | 0 | 0 | 0 | 0 | 0 | 0 | 0 | 0 | 0 | 0 | 0 | 0 | 0 | 0 | 0 | 0 | 0 | 0 | 0 | 0 | 0 | 0 | 0 | 0 | 0
F4_Commercial_Retail_Existing_Water Heating_Natural Gas_Water Heater_Baseline Forecast | F4 | Commercial | Retail | Existing | Water Heating | Natural Gas | Water Heater | Baseline Forecast | Winter Peak Demand (MW) | 0 | 0 | 0 | 0 | 0 | 0 | 0 | 0 | 0 | 0 | 0 | 0 | 0 | 0 | 0 | 0 | 0 | 0 | 0 | 0 | 0 | 0 | 0 | 0 | 0 | 0 | 0 | 0 | 0 | 0 | 0 | 0 | 0
F5_Commercial_Retail_Existing_Water Heating_Natural Gas_Water Heater_Baseline Forecast | F5 | Commercial | Retail | Existing | Water Heating | Natural Gas | Water Heater | Baseline Forecast | Turnover | 0 | 341186.4126 | 441274.1531 | 519495.331 | 580519.3627 | 627532.7897 | 663980.3266 | 692347.8102 | 714342.0035 | 731083.4019 | 646545.9161 | 598255.3404 | 574748.7112 | 567739.2872 | 571286.9274 | 663820.9169 | 684967.1093 | 700944.5069 | 712809.4 | 702895.2472 | 683209.9926 | 660996.8255 | 640337.9006 | 623260.3271 | 602641.4248 | 598929.3525 | 604940.7814 | 615917.6595 | 625274.9488 | 650528.3613 | 649135.5295 | 642822.6353 | 633550.2171
F6_Commercial_Retail_Existing_Water Heating_Natural Gas_Water Heater_Baseline Forecast | F6 | Commercial | Retail | Existing | Water Heating | Natural Gas | Water Heater | Baseline Forecast | Avg. Replacement Usage (kWh) | 0.17782 | 0.17782 | 0.17782 | 0.17782 | 0.17782 | 0.17782 | 0.17782 | 0.17782 | 0.17782 | 0.17782 | 0.17782 | 0.17782 | 0.17782 | 0.17782 | 0.17782 | 0.17782 | 0.17782 | 0.17782 | 0.17782 | 0.17782 | 0.17782 | 0.17782 | 0.17782 | 0.17782 | 0.17782 | 0.17782 | 0.17782 | 0.17782 | 0.17782 | 0.17782 | 0.17782 | 0.17782 | 0.17782
F7_Commercial_Retail_Existing_Water Heating_Natural Gas_Water Heater_Baseline Forecast | F7 | Commercial | Retail | Existing | Water Heating | Natural Gas | Water Heater | Baseline Forecast | Avg. Replacement Summer Demand (kW) | 0 | 0 | 0 | 0 | 0 | 0 | 0 | 0 | 0 | 0 | 0 | 0 | 0 | 0 | 0 | 0 | 0 | 0 | 0 | 0 | 0 | 0 | 0 | 0 | 0 | 0 | 0 | 0 | 0 | 0 | 0 | 0 | 0
F8_Commercial_Retail_Existing_Water Heating_Natural Gas_Water Heater_Baseline Forecast | F8 | Commercial | Retail | Existing | Water Heating | Natural Gas | Water Heater | Baseline Forecast | Avg. Replacement Winter Demand (kW) | 0 | 0 | 0 | 0 | 0 | 0 | 0 | 0 | 0 | 0 | 0 | 0 | 0 | 0 | 0 | 0 | 0 | 0 | 0 | 0 | 0 | 0 | 0 | 0 | 0 | 0 | 0 | 0 | 0 | 0 | 0 | 0 | 0
F1_Commercial_Retail_Existing_Food Preparation_Natural Gas_Oven_Baseline Forecast | F1 | Commercial | Retail | Existing | Food Preparation | Natural Gas | Oven | Baseline Forecast | Units | 329940.3447 | 328261.6827 | 326583.0207 | 324555.8128 | 322475.9168 | 320195.5691 | 318065.2067 | 316178.8208 | 314483.8209 | 312847.7681 | 311233.2605 | 309634.9481 | 308038.8471 | 306438.1343 | 304827.4793 | 303213.8282 | 301599.7318 | 299987.7467 | 298377.9063 | 296770.2446 | 295162.2357 | 293553.8774 | 291947.4566 | 290342.9997 | 288740.5333 | 287137.795 | 285534.7833 | 283931.4966 | 282327.9333 | 280724.0916 | 279119.9701 | 277515.5671 | 275920.3863
F2_Commercial_Retail_Existing_Food Preparation_Natural Gas_Oven_Baseline Forecast | F2 | Commercial | Retail | Existing | Food Preparation | Natural Gas | Oven | Baseline Forecast | Usage (MMtherm) | 0.10999 | 0.10943 | 0.10887 | 0.10819 | 0.1075 | 0.10674 | 0.10603 | 0.1054 | 0.10483 | 0.10429 | 0.10375 | 0.10322 | 0.10269 | 0.10215 | 0.10162 | 0.10108 | 0.10054 | 0.1 | 0.099466 | 0.09893 | 0.098394 | 0.097858 | 0.097322 | 0.096787 | 0.096253 | 0.095719 | 0.095185 | 0.09465 | 0.094116 | 0.093581 | 0.093046 | 0.092511 | 0.09198
F3_Commercial_Retail_Existing_Food Preparation_Natural Gas_Oven_Baseline Forecast | F3 | Commercial | Retail | Existing | Food Preparation | Natural Gas | Oven | Baseline Forecast | Summer Peak Demand (MW) | 0 | 0 | 0 | 0 | 0 | 0 | 0 | 0 | 0 | 0 | 0 | 0 | 0 | 0 | 0 | 0 | 0 | 0 | 0 | 0 | 0 | 0 | 0 | 0 | 0 | 0 | 0 | 0 | 0 | 0 | 0 | 0 | 0
F4_Commercial_Retail_Existing_Food Preparation_Natural Gas_Oven_Baseline Forecast | F4 | Commercial | Retail | Existing | Food Preparation | Natural Gas | Oven | Baseline Forecast | Winter Peak Demand (MW) | 0 | 0 | 0 | 0 | 0 | 0 | 0 | 0 | 0 | 0 | 0 | 0 | 0 | 0 | 0 | 0 | 0 | 0 | 0 | 0 | 0 | 0 | 0 | 0 | 0 | 0 | 0 | 0 | 0 | 0 | 0 | 0 | 0
F5_Commercial_Retail_Existing_Food Preparation_Natural Gas_Oven_Baseline Forecast | F5 | Commercial | Retail | Existing | Food Preparation | Natural Gas | Oven | Baseline Forecast | Turnover | 0 | 10942.0561 | 14151.9309 | 16660.5317 | 18617.6096 | 20125.3588 | 21294.2535 | 22204.016 | 22909.3832 | 23446.29 | 23847.454 | 24140.5724 | 21266.4987 | 19580.5876 | 18711.6989 | 18391.2256 | 18425.9686 | 21300.1175 | 21921.6159 | 22388.9725 | 22733.4993 | 22980.263 | 23149.3971 | 22676.1039 | 21929.1321 | 21128.9473 | 20398.1547 | 19796.1029 | 19096.0452 | 18936.645 | 19090.3681 | 19406.2529 | 19787.5471
F6_Commercial_Retail_Existing_Food Preparation_Natural Gas_Oven_Baseline Forecast | F6 | Commercial | Retail | Existing | Food Preparation | Natural Gas | Oven | Baseline Forecast | Avg. Replacement Usage (kWh) | 0.33336 | 0.33336 | 0.33336 | 0.33336 | 0.33336 | 0.33336 | 0.33336 | 0.33336 | 0.33336 | 0.33336 | 0.33336 | 0.33336 | 0.33336 | 0.33336 | 0.33336 | 0.33336 | 0.33336 | 0.33336 | 0.33336 | 0.33336 | 0.33336 | 0.33336 | 0.33336 | 0.33336 | 0.33336 | 0.33336 | 0.33336 | 0.33336 | 0.33336 | 0.33336 | 0.33336 | 0.33336 | 0.33336
F7_Commercial_Retail_Existing_Food Preparation_Natural Gas_Oven_Baseline Forecast | F7 | Commercial | Retail | Existing | Food Preparation | Natural Gas | Oven | Baseline Forecast | Avg. Replacement Summer Demand (kW) | 0 | 0 | 0 | 0 | 0 | 0 | 0 | 0 | 0 | 0 | 0 | 0 | 0 | 0 | 0 | 0 | 0 | 0 | 0 | 0 | 0 | 0 | 0 | 0 | 0 | 0 | 0 | 0 | 0 | 0 | 0 | 0 | 0
F8_Commercial_Retail_Existing_Food Preparation_Natural Gas_Oven_Baseline Forecast | F8 | Commercial | Retail | Existing | Food Preparation | Natural Gas | Oven | Baseline Forecast | Avg. Replacement Winter Demand (kW) | 0 | 0 | 0 | 0 | 0 | 0 | 0 | 0 | 0 | 0 | 0 | 0 | 0 | 0 | 0 | 0 | 0 | 0 | 0 | 0 | 0 | 0 | 0 | 0 | 0 | 0 | 0 | 0 | 0 | 0 | 0 | 0 | 0
F1_Commercial_Retail_Existing_Food Preparation_Natural Gas_Conveyor Oven_Baseline Forecast | F1 | Commercial | Retail | Existing | Food Preparation | Natural Gas | Conveyor Oven | Baseline Forecast | Units | 164970.1724 | 164130.8414 | 163291.5104 | 162277.9064 | 161237.9584 | 160097.7846 | 159032.6034 | 158089.4104 | 157241.9105 | 156423.884 | 155616.6303 | 154817.4741 | 154019.4235 | 153219.0671 | 152413.7396 | 151606.9141 | 150799.8659 | 149993.8733 | 149188.9532 | 148385.1223 | 147581.1179 | 146776.9387 | 145973.7283 | 145171.4998 | 144370.2666 | 143568.8975 | 142767.3917 | 141965.7483 | 141163.9666 | 140362.0458 | 139559.9851 | 138757.7836 | 137960.1932
F2_Commercial_Retail_Existing_Food Preparation_Natural Gas_Conveyor Oven_Baseline Forecast | F2 | Commercial | Retail | Existing | Food Preparation | Natural Gas | Conveyor Oven | Baseline Forecast | Usage (MMtherm) | 0.094098 | 0.093619 | 0.09314 | 0.092562 | 0.091969 | 0.091319 | 0.090711 | 0.090173 | 0.08969 | 0.089223 | 0.088763 | 0.088307 | 0.087852 | 0.087395 | 0.086936 | 0.086476 | 0.086015 | 0.085556 | 0.085096 | 0.084638 | 0.084179 | 0.083721 | 0.083262 | 0.082805 | 0.082348 | 0.081891 | 0.081434 | 0.080976 | 0.080519 | 0.080062 | 0.079604 | 0.079147 | 0.078692
F3_Commercial_Retail_Existing_Food Preparation_Natural Gas_Conveyor Oven_Baseline Forecast | F3 | Commercial | Retail | Existing | Food Preparation | Natural Gas | Conveyor Oven | Baseline Forecast | Summer Peak Demand (MW) | 0 | 0 | 0 | 0 | 0 | 0 | 0 | 0 | 0 | 0 | 0 | 0 | 0 | 0 | 0 | 0 | 0 | 0 | 0 | 0 | 0 | 0 | 0 | 0 | 0 | 0 | 0 | 0 | 0 | 0 | 0 | 0 | 0
F4_Commercial_Retail_Existing_Food Preparation_Natural Gas_Conveyor Oven_Baseline Forecast | F4 | Commercial | Retail | Existing | Food Preparation | Natural Gas | Conveyor Oven | Baseline Forecast | Winter Peak Demand (MW) | 0 | 0 | 0 | 0 | 0 | 0 | 0 | 0 | 0 | 0 | 0 | 0 | 0 | 0 | 0 | 0 | 0 | 0 | 0 | 0 | 0 | 0 | 0 | 0 | 0 | 0 | 0 | 0 | 0 | 0 | 0 | 0 | 0
F5_Commercial_Retail_Existing_Food Preparation_Natural Gas_Conveyor Oven_Baseline Forecast | F5 | Commercial | Retail | Existing | Food Preparation | Natural Gas | Conveyor Oven | Baseline Forecast | Turnover | 0 | 3861.9021 | 4994.7991 | 5880.1877 | 6570.921 | 7103.0678 | 7515.6189 | 7836.7115 | 8085.6647 | 8275.1612 | 8416.7485 | 8520.202 | 8593.019 | 8641.2698 | 8669.7835 | 8682.7217 | 8683.3169 | 7615.3787 | 6972.2948 | 6623.1382 | 6472.6742 | 6452.3356 | 7413.6963 | 7606.2623 | 7749.8991 | 7854.5506 | 7928.177 | 7977.1133 | 8006.4013 | 8020.0531 | 8021.262 | 8012.5686 | 7996.2705
F6_Commercial_Retail_Existing_Food Preparation_Natural Gas_Conveyor Oven_Baseline Forecast | F6 | Commercial | Retail | Existing | Food Preparation | Natural Gas | Conveyor Oven | Baseline Forecast | Avg. Replacement Usage (kWh) | 0.57039 | 0.57039 | 0.57039 | 0.57039 | 0.57039 | 0.57039 | 0.57039 | 0.57039 | 0.57039 | 0.57039 | 0.57039 | 0.57039 | 0.57039 | 0.57039 | 0.57039 | 0.57039 | 0.57039 | 0.57039 | 0.57039 | 0.57039 | 0.57039 | 0.57039 | 0.57039 | 0.57039 | 0.57039 | 0.57039 | 0.57039 | 0.57039 | 0.57039 | 0.57039 | 0.57039 | 0.57039 | 0.57039
F7_Commercial_Retail_Existing_Food Preparation_Natural Gas_Conveyor Oven_Baseline Forecast | F7 | Commercial | Retail | Existing | Food Preparation | Natural Gas | Conveyor Oven | Baseline Forecast | Avg. Replacement Summer Demand (kW) | 0 | 0 | 0 | 0 | 0 | 0 | 0 | 0 | 0 | 0 | 0 | 0 | 0 | 0 | 0 | 0 | 0 | 0 | 0 | 0 | 0 | 0 | 0 | 0 | 0 | 0 | 0 | 0 | 0 | 0 | 0 | 0 | 0
F8_Commercial_Retail_Existing_Food Preparation_Natural Gas_Conveyor Oven_Baseline Forecast | F8 | Commercial | Retail | Existing | Food Preparation | Natural Gas | Conveyor Oven | Baseline Forecast | Avg. Replacement Winter Demand (kW) | 0 | 0 | 0 | 0 | 0 | 0 | 0 | 0 | 0 | 0 | 0 | 0 | 0 | 0 | 0 | 0 | 0 | 0 | 0 | 0 | 0 | 0 | 0 | 0 | 0 | 0 | 0 | 0 | 0 | 0 | 0 | 0 | 0
F1_Commercial_Retail_Existing_Food Preparation_Natural Gas_Double Rack Oven_Baseline Forecast | F1 | Commercial | Retail | Existing | Food Preparation | Natural Gas | Double Rack Oven | Baseline Forecast | Units | 164970.1724 | 164130.8414 | 163291.5104 | 162277.9064 | 161237.9584 | 160097.7846 | 159032.6034 | 158089.4104 | 157241.9105 | 156423.884 | 155616.6303 | 154817.4741 | 154019.4235 | 153219.0671 | 152413.7396 | 151606.9141 | 150799.8659 | 149993.8733 | 149188.9532 | 148385.1223 | 147581.1179 | 146776.9387 | 145973.7283 | 145171.4998 | 144370.2666 | 143568.8975 | 142767.3917 | 141965.7483 | 141163.9666 | 140362.0458 | 139559.9851 | 138757.7836 | 137960.1932
F2_Commercial_Retail_Existing_Food Preparation_Natural Gas_Double Rack Oven_Baseline Forecast | F2 | Commercial | Retail | Existing | Food Preparation | Natural Gas | Double Rack Oven | Baseline Forecast | Usage (MMtherm) | 0.14295 | 0.14222 | 0.1415 | 0.14062 | 0.13972 | 0.13873 | 0.13781 | 0.13699 | 0.13626 | 0.13555 | 0.13485 | 0.13415 | 0.13346 | 0.13277 | 0.13207 | 0.13137 | 0.13067 | 0.12997 | 0.12928 | 0.12858 | 0.12788 | 0.12719 | 0.12649 | 0.1258 | 0.1251 | 0.12441 | 0.12371 | 0.12302 | 0.12232 | 0.12163 | 0.12093 | 0.12024 | 0.11955
F3_Commercial_Retail_Existing_Food Preparation_Natural Gas_Double Rack Oven_Baseline Forecast | F3 | Commercial | Retail | Existing | Food Preparation | Natural Gas | Double Rack Oven | Baseline Forecast | Summer Peak Demand (MW) | 0 | 0 | 0 | 0 | 0 | 0 | 0 | 0 | 0 | 0 | 0 | 0 | 0 | 0 | 0 | 0 | 0 | 0 | 0 | 0 | 0 | 0 | 0 | 0 | 0 | 0 | 0 | 0 | 0 | 0 | 0 | 0 | 0
F4_Commercial_Retail_Existing_Food Preparation_Natural Gas_Double Rack Oven_Baseline Forecast | F4 | Commercial | Retail | Existing | Food Preparation | Natural Gas | Double Rack Oven | Baseline Forecast | Winter Peak Demand (MW) | 0 | 0 | 0 | 0 | 0 | 0 | 0 | 0 | 0 | 0 | 0 | 0 | 0 | 0 | 0 | 0 | 0 | 0 | 0 | 0 | 0 | 0 | 0 | 0 | 0 | 0 | 0 | 0 | 0 | 0 | 0 | 0 | 0
F5_Commercial_Retail_Existing_Food Preparation_Natural Gas_Double Rack Oven_Baseline Forecast | F5 | Commercial | Retail | Existing | Food Preparation | Natural Gas | Double Rack Oven | Baseline Forecast | Turnover | 0 | 5471.028 | 7075.9654 | 8330.2659 | 9308.8048 | 10062.6794 | 10647.1268 | 11102.008 | 11454.6916 | 11723.145 | 11923.727 | 12070.2862 | 10633.2493 | 9790.2938 | 9355.8495 | 9195.6128 | 9212.9843 | 10650.0588 | 10960.808 | 11194.4862 | 11366.7497 | 11490.1315 | 11574.6985 | 11338.0519 | 10964.5661 | 10564.4736 | 10199.0773 | 9898.0515 | 9548.0226 | 9468.3225 | 9545.184 | 9703.1265 | 9893.7736
F6_Commercial_Retail_Existing_Food Preparation_Natural Gas_Double Rack Oven_Baseline Forecast | F6 | Commercial | Retail | Existing | Food Preparation | Natural Gas | Double Rack Oven | Baseline Forecast | Avg. Replacement Usage (kWh) | 0.86653 | 0.86653 | 0.86653 | 0.86653 | 0.86653 | 0.86653 | 0.86653 | 0.86653 | 0.86653 | 0.86653 | 0.86653 | 0.86653 | 0.86653 | 0.86653 | 0.86653 | 0.86653 | 0.86653 | 0.86653 | 0.86653 | 0.86653 | 0.86653 | 0.86653 | 0.86653 | 0.86653 | 0.86653 | 0.86653 | 0.86653 | 0.86653 | 0.86653 | 0.86653 | 0.86653 | 0.86653 | 0.86653
F7_Commercial_Retail_Existing_Food Preparation_Natural Gas_Double Rack Oven_Baseline Forecast | F7 | Commercial | Retail | Existing | Food Preparation | Natural Gas | Double Rack Oven | Baseline Forecast | Avg. Replacement Summer Demand (kW) | 0 | 0 | 0 | 0 | 0 | 0 | 0 | 0 | 0 | 0 | 0 | 0 | 0 | 0 | 0 | 0 | 0 | 0 | 0 | 0 | 0 | 0 | 0 | 0 | 0 | 0 | 0 | 0 | 0 | 0 | 0 | 0 | 0
F8_Commercial_Retail_Existing_Food Preparation_Natural Gas_Double Rack Oven_Baseline Forecast | F8 | Commercial | Retail | Existing | Food Preparation | Natural Gas | Double Rack Oven | Baseline Forecast | Avg. Replacement Winter Demand (kW) | 0 | 0 | 0 | 0 | 0 | 0 | 0 | 0 | 0 | 0 | 0 | 0 | 0 | 0 | 0 | 0 | 0 | 0 | 0 | 0 | 0 | 0 | 0 | 0 | 0 | 0 | 0 | 0 | 0 | 0 | 0 | 0 | 0
F1_Commercial_Retail_Existing_Food Preparation_Natural Gas_Fryer_Baseline Forecast | F1 | Commercial | Retail | Existing | Food Preparation | Natural Gas | Fryer | Baseline Forecast | Units | 659880.6894 | 656523.3654 | 653166.0414 | 649111.6256 | 644951.8335 | 640391.1383 | 636130.4135 | 632357.6416 | 628967.6418 | 625695.5361 | 622466.521 | 619269.8963 | 616077.6941 | 612876.2685 | 609654.9586 | 606427.6564 | 603199.4636 | 599975.4934 | 596755.8127 | 593540.4892 | 590324.4715 | 587107.7548 | 583894.9132 | 580685.9993 | 577481.0665 | 574275.5901 | 571069.5667 | 567862.9933 | 564655.8665 | 561448.1833 | 558239.9403 | 555031.1342 | 551840.7726
F2_Commercial_Retail_Existing_Food Preparation_Natural Gas_Fryer_Baseline Forecast | F2 | Commercial | Retail | Existing | Food Preparation | Natural Gas | Fryer | Baseline Forecast | Usage (MMtherm) | 0.35583 | 0.35402 | 0.35221 | 0.33688 | 0.31989 | 0.30158 | 0.28576 | 0.27115 | 0.26005 | 0.25151 | 0.24311 | 0.23585 | 0.23258 | 0.22983 | 0.22748 | 0.22542 | 0.22358 | 0.22191 | 0.22036 | 0.21891 | 0.21753 | 0.21619 | 0.2149 | 0.21364 | 0.2124 | 0.21117 | 0.20996 | 0.20876 | 0.20756 | 0.20636 | 0.20517 | 0.20399 | 0.20281
F3_Commercial_Retail_Existing_Food Preparation_Natural Gas_Fryer_Baseline Forecast | F3 | Commercial | Retail | Existing | Food Preparation | Natural Gas | Fryer | Baseline Forecast | Summer Peak Demand (MW) | 0 | 0 | 0 | 0 | 0 | 0 | 0 | 0 | 0 | 0 | 0 | 0 | 0 | 0 | 0 | 0 | 0 | 0 | 0 | 0 | 0 | 0 | 0 | 0 | 0 | 0 | 0 | 0 | 0 | 0 | 0 | 0 | 0
F4_Commercial_Retail_Existing_Food Preparation_Natural Gas_Fryer_Baseline Forecast | F4 | Commercial | Retail | Existing | Food Preparation | Natural Gas | Fryer | Baseline Forecast | Winter Peak Demand (MW) | 0 | 0 | 0 | 0 | 0 | 0 | 0 | 0 | 0 | 0 | 0 | 0 | 0 | 0 | 0 | 0 | 0 | 0 | 0 | 0 | 0 | 0 | 0 | 0 | 0 | 0 | 0 | 0 | 0 | 0 | 0 | 0 | 0
F5_Commercial_Retail_Existing_Food Preparation_Natural Gas_Fryer_Baseline Forecast | F5 | Commercial | Retail | Existing | Food Preparation | Natural Gas | Fryer | Baseline Forecast | Turnover | 0 | 44762.9567 | 63089.9017 | 76528.7854 | 86344.759 | 93409.3253 | 80434.0147 | 75237.7314 | 74664.2565 | 76648.5624 | 89959.8741 | 90873.8275 | 89244.2483 | 87098.0082 | 85384.9848 | 82815.4818 | 82841.6121 | 83488.5446 | 84019.1734 | 86558.4294 | 85032.4186 | 83322.1218 | 82081.9556 | 81378.5878 | 81272.6776 | 81401.8359 | 81218.1739 | 80749.655 | 80678.6776 | 79680.7738 | 78919.9451 | 78407.1274 | 78028.264
F6_Commercial_Retail_Existing_Food Preparation_Natural Gas_Fryer_Baseline Forecast | F6 | Commercial | Retail | Existing | Food Preparation | Natural Gas | Fryer | Baseline Forecast | Avg. Replacement Usage (kWh) | 0.53923 | 0.53923 | 0.53923 | 0.36748 | 0.36748 | 0.36748 | 0.36748 | 0.36748 | 0.36748 | 0.36748 | 0.36748 | 0.36748 | 0.36748 | 0.36748 | 0.36748 | 0.36748 | 0.36748 | 0.36748 | 0.36748 | 0.36748 | 0.36748 | 0.36748 | 0.36748 | 0.36748 | 0.36748 | 0.36748 | 0.36748 | 0.36748 | 0.36748 | 0.36748 | 0.36748 | 0.36748 | 0.36748
F7_Commercial_Retail_Existing_Food Preparation_Natural Gas_Fryer_Baseline Forecast | F7 | Commercial | Retail | Existing | Food Preparation | Natural Gas | Fryer | Baseline Forecast | Avg. Replacement Summer Demand (kW) | 0 | 0 | 0 | 0 | 0 | 0 | 0 | 0 | 0 | 0 | 0 | 0 | 0 | 0 | 0 | 0 | 0 | 0 | 0 | 0 | 0 | 0 | 0 | 0 | 0 | 0 | 0 | 0 | 0 | 0 | 0 | 0 | 0
F8_Commercial_Retail_Existing_Food Preparation_Natural Gas_Fryer_Baseline Forecast | F8 | Commercial | Retail | Existing | Food Preparation | Natural Gas | Fryer | Baseline Forecast | Avg. Replacement Winter Demand (kW) | 0 | 0 | 0 | 0 | 0 | 0 | 0 | 0 | 0 | 0 | 0 | 0 | 0 | 0 | 0 | 0 | 0 | 0 | 0 | 0 | 0 | 0 | 0 | 0 | 0 | 0 | 0 | 0 | 0 | 0 | 0 | 0 | 0
F1_Commercial_Retail_Existing_Food Preparation_Natural Gas_Broiler_Baseline Forecast | F1 | Commercial | Retail | Existing | Food Preparation | Natural Gas | Broiler | Baseline Forecast | Units | 0 | 0 | 0 | 0 | 0 | 0 | 0 | 0 | 0 | 0 | 0 | 0 | 0 | 0 | 0 | 0 | 0 | 0 | 0 | 0 | 0 | 0 | 0 | 0 | 0 | 0 | 0 | 0 | 0 | 0 | 0 | 0 | 0
F2_Commercial_Retail_Existing_Food Preparation_Natural Gas_Broiler_Baseline Forecast | F2 | Commercial | Retail | Existing | Food Preparation | Natural Gas | Broiler | Baseline Forecast | Usage (MMtherm) | 0 | 0 | 0 | 0 | 0 | 0 | 0 | 0 | 0 | 0 | 0 | 0 | 0 | 0 | 0 | 0 | 0 | 0 | 0 | 0 | 0 | 0 | 0 | 0 | 0 | 0 | 0 | 0 | 0 | 0 | 0 | 0 | 0
F3_Commercial_Retail_Existing_Food Preparation_Natural Gas_Broiler_Baseline Forecast | F3 | Commercial | Retail | Existing | Food Preparation | Natural Gas | Broiler | Baseline Forecast | Summer Peak Demand (MW) | 0 | 0 | 0 | 0 | 0 | 0 | 0 | 0 | 0 | 0 | 0 | 0 | 0 | 0 | 0 | 0 | 0 | 0 | 0 | 0 | 0 | 0 | 0 | 0 | 0 | 0 | 0 | 0 | 0 | 0 | 0 | 0 | 0
F4_Commercial_Retail_Existing_Food Preparation_Natural Gas_Broiler_Baseline Forecast | F4 | Commercial | Retail | Existing | Food Preparation | Natural Gas | Broiler | Baseline Forecast | Winter Peak Demand (MW) | 0 | 0 | 0 | 0 | 0 | 0 | 0 | 0 | 0 | 0 | 0 | 0 | 0 | 0 | 0 | 0 | 0 | 0 | 0 | 0 | 0 | 0 | 0 | 0 | 0 | 0 | 0 | 0 | 0 | 0 | 0 | 0 | 0
F5_Commercial_Retail_Existing_Food Preparation_Natural Gas_Broiler_Baseline Forecast | F5 | Commercial | Retail | Existing | Food Preparation | Natural Gas | Broiler | Baseline Forecast | Turnover | 0 | 0 | 0 | 0 | 0 | 0 | 0 | 0 | 0 | 0 | 0 | 0 | 0 | 0 | 0 | 0 | 0 | 0 | 0 | 0 | 0 | 0 | 0 | 0 | 0 | 0 | 0 | 0 | 0 | 0 | 0 | 0 | 0
F6_Commercial_Retail_Existing_Food Preparation_Natural Gas_Broiler_Baseline Forecast | F6 | Commercial | Retail | Existing | Food Preparation | Natural Gas | Broiler | Baseline Forecast | Avg. Replacement Usage (kWh) | 0.59309 | 0.59309 | 0.59309 | 0.59309 | 0.59309 | 0.59309 | 0.59309 | 0.59309 | 0.59309 | 0.59309 | 0.59309 | 0.59309 | 0.59309 | 0.59309 | 0.59309 | 0.59309 | 0.59309 | 0.59309 | 0.59309 | 0.59309 | 0.59309 | 0.59309 | 0.59309 | 0.59309 | 0.59309 | 0.59309 | 0.59309 | 0.59309 | 0.59309 | 0.59309 | 0.59309 | 0.59309 | 0.59309
F7_Commercial_Retail_Existing_Food Preparation_Natural Gas_Broiler_Baseline Forecast | F7 | Commercial | Retail | Existing | Food Preparation | Natural Gas | Broiler | Baseline Forecast | Avg. Replacement Summer Demand (kW) | 0 | 0 | 0 | 0 | 0 | 0 | 0 | 0 | 0 | 0 | 0 | 0 | 0 | 0 | 0 | 0 | 0 | 0 | 0 | 0 | 0 | 0 | 0 | 0 | 0 | 0 | 0 | 0 | 0 | 0 | 0 | 0 | 0
F8_Commercial_Retail_Existing_Food Preparation_Natural Gas_Broiler_Baseline Forecast | F8 | Commercial | Retail | Existing | Food Preparation | Natural Gas | Broiler | Baseline Forecast | Avg. Replacement Winter Demand (kW) | 0 | 0 | 0 | 0 | 0 | 0 | 0 | 0 | 0 | 0 | 0 | 0 | 0 | 0 | 0 | 0 | 0 | 0 | 0 | 0 | 0 | 0 | 0 | 0 | 0 | 0 | 0 | 0 | 0 | 0 | 0 | 0 | 0
F1_Commercial_Retail_Existing_Food Preparation_Natural Gas_Griddle_Baseline Forecast | F1 | Commercial | Retail | Existing | Food Preparation | Natural Gas | Griddle | Baseline Forecast | Units | 0 | 0 | 0 | 0 | 0 | 0 | 0 | 0 | 0 | 0 | 0 | 0 | 0 | 0 | 0 | 0 | 0 | 0 | 0 | 0 | 0 | 0 | 0 | 0 | 0 | 0 | 0 | 0 | 0 | 0 | 0 | 0 | 0
F2_Commercial_Retail_Existing_Food Preparation_Natural Gas_Griddle_Baseline Forecast | F2 | Commercial | Retail | Existing | Food Preparation | Natural Gas | Griddle | Baseline Forecast | Usage (MMtherm) | 0 | 0 | 0 | 0 | 0 | 0 | 0 | 0 | 0 | 0 | 0 | 0 | 0 | 0 | 0 | 0 | 0 | 0 | 0 | 0 | 0 | 0 | 0 | 0 | 0 | 0 | 0 | 0 | 0 | 0 | 0 | 0 | 0
F3_Commercial_Retail_Existing_Food Preparation_Natural Gas_Griddle_Baseline Forecast | F3 | Commercial | Retail | Existing | Food Preparation | Natural Gas | Griddle | Baseline Forecast | Summer Peak Demand (MW) | 0 | 0 | 0 | 0 | 0 | 0 | 0 | 0 | 0 | 0 | 0 | 0 | 0 | 0 | 0 | 0 | 0 | 0 | 0 | 0 | 0 | 0 | 0 | 0 | 0 | 0 | 0 | 0 | 0 | 0 | 0 | 0 | 0
F4_Commercial_Retail_Existing_Food Preparation_Natural Gas_Griddle_Baseline Forecast | F4 | Commercial | Retail | Existing | Food Preparation | Natural Gas | Griddle | Baseline Forecast | Winter Peak Demand (MW) | 0 | 0 | 0 | 0 | 0 | 0 | 0 | 0 | 0 | 0 | 0 | 0 | 0 | 0 | 0 | 0 | 0 | 0 | 0 | 0 | 0 | 0 | 0 | 0 | 0 | 0 | 0 | 0 | 0 | 0 | 0 | 0 | 0
F5_Commercial_Retail_Existing_Food Preparation_Natural Gas_Griddle_Baseline Forecast | F5 | Commercial | Retail | Existing | Food Preparation | Natural Gas | Griddle | Baseline Forecast | Turnover | 0 | 0 | 0 | 0 | 0 | 0 | 0 | 0 | 0 | 0 | 0 | 0 | 0 | 0 | 0 | 0 | 0 | 0 | 0 | 0 | 0 | 0 | 0 | 0 | 0 | 0 | 0 | 0 | 0 | 0 | 0 | 0 | 0
F6_Commercial_Retail_Existing_Food Preparation_Natural Gas_Griddle_Baseline Forecast | F6 | Commercial | Retail | Existing | Food Preparation | Natural Gas | Griddle | Baseline Forecast | Avg. Replacement Usage (kWh) | 0.39369 | 0.39369 | 0.39369 | 0.39369 | 0.39369 | 0.39369 | 0.39369 | 0.39369 | 0.39369 | 0.39369 | 0.39369 | 0.39369 | 0.39369 | 0.39369 | 0.39369 | 0.39369 | 0.39369 | 0.39369 | 0.39369 | 0.39369 | 0.39369 | 0.39369 | 0.39369 | 0.39369 | 0.39369 | 0.39369 | 0.39369 | 0.39369 | 0.39369 | 0.39369 | 0.39369 | 0.39369 | 0.39369
F7_Commercial_Retail_Existing_Food Preparation_Natural Gas_Griddle_Baseline Forecast | F7 | Commercial | Retail | Existing | Food Preparation | Natural Gas | Griddle | Baseline Forecast | Avg. Replacement Summer Demand (kW) | 0 | 0 | 0 | 0 | 0 | 0 | 0 | 0 | 0 | 0 | 0 | 0 | 0 | 0 | 0 | 0 | 0 | 0 | 0 | 0 | 0 | 0 | 0 | 0 | 0 | 0 | 0 | 0 | 0 | 0 | 0 | 0 | 0
F8_Commercial_Retail_Existing_Food Preparation_Natural Gas_Griddle_Baseline Forecast | F8 | Commercial | Retail | Existing | Food Preparation | Natural Gas | Griddle | Baseline Forecast | Avg. Replacement Winter Demand (kW) | 0 | 0 | 0 | 0 | 0 | 0 | 0 | 0 | 0 | 0 | 0 | 0 | 0 | 0 | 0 | 0 | 0 | 0 | 0 | 0 | 0 | 0 | 0 | 0 | 0 | 0 | 0 | 0 | 0 | 0 | 0 | 0 | 0
F1_Commercial_Retail_Existing_Food Preparation_Natural Gas_Range_Baseline Forecast | F1 | Commercial | Retail | Existing | Food Preparation | Natural Gas | Range | Baseline Forecast | Units | 0 | 0 | 0 | 0 | 0 | 0 | 0 | 0 | 0 | 0 | 0 | 0 | 0 | 0 | 0 | 0 | 0 | 0 | 0 | 0 | 0 | 0 | 0 | 0 | 0 | 0 | 0 | 0 | 0 | 0 | 0 | 0 | 0
F2_Commercial_Retail_Existing_Food Preparation_Natural Gas_Range_Baseline Forecast | F2 | Commercial | Retail | Existing | Food Preparation | Natural Gas | Range | Baseline Forecast | Usage (MMtherm) | 0 | 0 | 0 | 0 | 0 | 0 | 0 | 0 | 0 | 0 | 0 | 0 | 0 | 0 | 0 | 0 | 0 | 0 | 0 | 0 | 0 | 0 | 0 | 0 | 0 | 0 | 0 | 0 | 0 | 0 | 0 | 0 | 0
F3_Commercial_Retail_Existing_Food Preparation_Natural Gas_Range_Baseline Forecast | F3 | Commercial | Retail | Existing | Food Preparation | Natural Gas | Range | Baseline Forecast | Summer Peak Demand (MW) | 0 | 0 | 0 | 0 | 0 | 0 | 0 | 0 | 0 | 0 | 0 | 0 | 0 | 0 | 0 | 0 | 0 | 0 | 0 | 0 | 0 | 0 | 0 | 0 | 0 | 0 | 0 | 0 | 0 | 0 | 0 | 0 | 0
F4_Commercial_Retail_Existing_Food Preparation_Natural Gas_Range_Baseline Forecast | F4 | Commercial | Retail | Existing | Food Preparation | Natural Gas | Range | Baseline Forecast | Winter Peak Demand (MW) | 0 | 0 | 0 | 0 | 0 | 0 | 0 | 0 | 0 | 0 | 0 | 0 | 0 | 0 | 0 | 0 | 0 | 0 | 0 | 0 | 0 | 0 | 0 | 0 | 0 | 0 | 0 | 0 | 0 | 0 | 0 | 0 | 0
F5_Commercial_Retail_Existing_Food Preparation_Natural Gas_Range_Baseline Forecast | F5 | Commercial | Retail | Existing | Food Preparation | Natural Gas | Range | Baseline Forecast | Turnover | 0 | 0 | 0 | 0 | 0 | 0 | 0 | 0 | 0 | 0 | 0 | 0 | 0 | 0 | 0 | 0 | 0 | 0 | 0 | 0 | 0 | 0 | 0 | 0 | 0 | 0 | 0 | 0 | 0 | 0 | 0 | 0 | 0
F6_Commercial_Retail_Existing_Food Preparation_Natural Gas_Range_Baseline Forecast | F6 | Commercial | Retail | Existing | Food Preparation | Natural Gas | Range | Baseline Forecast | Avg. Replacement Usage (kWh) | 0.40837 | 0.40837 | 0.40837 | 0.40837 | 0.40837 | 0.40837 | 0.40837 | 0.40837 | 0.40837 | 0.40837 | 0.40837 | 0.40837 | 0.40837 | 0.40837 | 0.40837 | 0.40837 | 0.40837 | 0.40837 | 0.40837 | 0.40837 | 0.40837 | 0.40837 | 0.40837 | 0.40837 | 0.40837 | 0.40837 | 0.40837 | 0.40837 | 0.40837 | 0.40837 | 0.40837 | 0.40837 | 0.40837
F7_Commercial_Retail_Existing_Food Preparation_Natural Gas_Range_Baseline Forecast | F7 | Commercial | Retail | Existing | Food Preparation | Natural Gas | Range | Baseline Forecast | Avg. Replacement Summer Demand (kW) | 0 | 0 | 0 | 0 | 0 | 0 | 0 | 0 | 0 | 0 | 0 | 0 | 0 | 0 | 0 | 0 | 0 | 0 | 0 | 0 | 0 | 0 | 0 | 0 | 0 | 0 | 0 | 0 | 0 | 0 | 0 | 0 | 0
F8_Commercial_Retail_Existing_Food Preparation_Natural Gas_Range_Baseline Forecast | F8 | Commercial | Retail | Existing | Food Preparation | Natural Gas | Range | Baseline Forecast | Avg. Replacement Winter Demand (kW) | 0 | 0 | 0 | 0 | 0 | 0 | 0 | 0 | 0 | 0 | 0 | 0 | 0 | 0 | 0 | 0 | 0 | 0 | 0 | 0 | 0 | 0 | 0 | 0 | 0 | 0 | 0 | 0 | 0 | 0 | 0 | 0 | 0
F1_Commercial_Retail_Existing_Food Preparation_Natural Gas_Steamer_Baseline Forecast | F1 | Commercial | Retail | Existing | Food Preparation | Natural Gas | Steamer | Baseline Forecast | Units | 0 | 0 | 0 | 0 | 0 | 0 | 0 | 0 | 0 | 0 | 0 | 0 | 0 | 0 | 0 | 0 | 0 | 0 | 0 | 0 | 0 | 0 | 0 | 0 | 0 | 0 | 0 | 0 | 0 | 0 | 0 | 0 | 0
F2_Commercial_Retail_Existing_Food Preparation_Natural Gas_Steamer_Baseline Forecast | F2 | Commercial | Retail | Existing | Food Preparation | Natural Gas | Steamer | Baseline Forecast | Usage (MMtherm) | 0 | 0 | 0 | 0 | 0 | 0 | 0 | 0 | 0 | 0 | 0 | 0 | 0 | 0 | 0 | 0 | 0 | 0 | 0 | 0 | 0 | 0 | 0 | 0 | 0 | 0 | 0 | 0 | 0 | 0 | 0 | 0 | 0
F3_Commercial_Retail_Existing_Food Preparation_Natural Gas_Steamer_Baseline Forecast | F3 | Commercial | Retail | Existing | Food Preparation | Natural Gas | Steamer | Baseline Forecast | Summer Peak Demand (MW) | 0 | 0 | 0 | 0 | 0 | 0 | 0 | 0 | 0 | 0 | 0 | 0 | 0 | 0 | 0 | 0 | 0 | 0 | 0 | 0 | 0 | 0 | 0 | 0 | 0 | 0 | 0 | 0 | 0 | 0 | 0 | 0 | 0
F4_Commercial_Retail_Existing_Food Preparation_Natural Gas_Steamer_Baseline Forecast | F4 | Commercial | Retail | Existing | Food Preparation | Natural Gas | Steamer | Baseline Forecast | Winter Peak Demand (MW) | 0 | 0 | 0 | 0 | 0 | 0 | 0 | 0 | 0 | 0 | 0 | 0 | 0 | 0 | 0 | 0 | 0 | 0 | 0 | 0 | 0 | 0 | 0 | 0 | 0 | 0 | 0 | 0 | 0 | 0 | 0 | 0 | 0
F5_Commercial_Retail_Existing_Food Preparation_Natural Gas_Steamer_Baseline Forecast | F5 | Commercial | Retail | Existing | Food Preparation | Natural Gas | Steamer | Baseline Forecast | Turnover | 0 | 0 | 0 | 0 | 0 | 0 | 0 | 0 | 0 | 0 | 0 | 0 | 0 | 0 | 0 | 0 | 0 | 0 | 0 | 0 | 0 | 0 | 0 | 0 | 0 | 0 | 0 | 0 | 0 | 0 | 0 | 0 | 0
F6_Commercial_Retail_Existing_Food Preparation_Natural Gas_Steamer_Baseline Forecast | F6 | Commercial | Retail | Existing | Food Preparation | Natural Gas | Steamer | Baseline Forecast | Avg. Replacement Usage (kWh) | 0.68205 | 0.68205 | 0.68205 | 0.41273 | 0.41273 | 0.41273 | 0.41273 | 0.41273 | 0.41273 | 0.41273 | 0.41273 | 0.41273 | 0.41273 | 0.41273 | 0.41273 | 0.41273 | 0.41273 | 0.41273 | 0.41273 | 0.41273 | 0.41273 | 0.41273 | 0.41273 | 0.41273 | 0.41273 | 0.41273 | 0.41273 | 0.41273 | 0.41273 | 0.41273 | 0.41273 | 0.41273 | 0.41273
F7_Commercial_Retail_Existing_Food Preparation_Natural Gas_Steamer_Baseline Forecast | F7 | Commercial | Retail | Existing | Food Preparation | Natural Gas | Steamer | Baseline Forecast | Avg. Replacement Summer Demand (kW) | 0 | 0 | 0 | 0 | 0 | 0 | 0 | 0 | 0 | 0 | 0 | 0 | 0 | 0 | 0 | 0 | 0 | 0 | 0 | 0 | 0 | 0 | 0 | 0 | 0 | 0 | 0 | 0 | 0 | 0 | 0 | 0 | 0
F8_Commercial_Retail_Existing_Food Preparation_Natural Gas_Steamer_Baseline Forecast | F8 | Commercial | Retail | Existing | Food Preparation | Natural Gas | Steamer | Baseline Forecast | Avg. Replacement Winter Demand (kW) | 0 | 0 | 0 | 0 | 0 | 0 | 0 | 0 | 0 | 0 | 0 | 0 | 0 | 0 | 0 | 0 | 0 | 0 | 0 | 0 | 0 | 0 | 0 | 0 | 0 | 0 | 0 | 0 | 0 | 0 | 0 | 0 | 0
F1_Commercial_Retail_Existing_Food Preparation_Natural Gas_Food Prep Other_Baseline Forecast | F1 | Commercial | Retail | Existing | Food Preparation | Natural Gas | Food Prep Other | Baseline Forecast | Units | 0 | 0 | 0 | 0 | 0 | 0 | 0 | 0 | 0 | 0 | 0 | 0 | 0 | 0 | 0 | 0 | 0 | 0 | 0 | 0 | 0 | 0 | 0 | 0 | 0 | 0 | 0 | 0 | 0 | 0 | 0 | 0 | 0
F2_Commercial_Retail_Existing_Food Preparation_Natural Gas_Food Prep Other_Baseline Forecast | F2 | Commercial | Retail | Existing | Food Preparation | Natural Gas | Food Prep Other | Baseline Forecast | Usage (MMtherm) | 0 | 0 | 0 | 0 | 0 | 0 | 0 | 0 | 0 | 0 | 0 | 0 | 0 | 0 | 0 | 0 | 0 | 0 | 0 | 0 | 0 | 0 | 0 | 0 | 0 | 0 | 0 | 0 | 0 | 0 | 0 | 0 | 0
F3_Commercial_Retail_Existing_Food Preparation_Natural Gas_Food Prep Other_Baseline Forecast | F3 | Commercial | Retail | Existing | Food Preparation | Natural Gas | Food Prep Other | Baseline Forecast | Summer Peak Demand (MW) | 0 | 0 | 0 | 0 | 0 | 0 | 0 | 0 | 0 | 0 | 0 | 0 | 0 | 0 | 0 | 0 | 0 | 0 | 0 | 0 | 0 | 0 | 0 | 0 | 0 | 0 | 0 | 0 | 0 | 0 | 0 | 0 | 0
F4_Commercial_Retail_Existing_Food Preparation_Natural Gas_Food Prep Other_Baseline Forecast | F4 | Commercial | Retail | Existing | Food Preparation | Natural Gas | Food Prep Other | Baseline Forecast | Winter Peak Demand (MW) | 0 | 0 | 0 | 0 | 0 | 0 | 0 | 0 | 0 | 0 | 0 | 0 | 0 | 0 | 0 | 0 | 0 | 0 | 0 | 0 | 0 | 0 | 0 | 0 | 0 | 0 | 0 | 0 | 0 | 0 | 0 | 0 | 0
F5_Commercial_Retail_Existing_Food Preparation_Natural Gas_Food Prep Other_Baseline Forecast | F5 | Commercial | Retail | Existing | Food Preparation | Natural Gas | Food Prep Other | Baseline Forecast | Turnover | 0 | 0 | 0 | 0 | 0 | 0 | 0 | 0 | 0 | 0 | 0 | 0 | 0 | 0 | 0 | 0 | 0 | 0 | 0 | 0 | 0 | 0 | 0 | 0 | 0 | 0 | 0 | 0 | 0 | 0 | 0 | 0 | 0
F6_Commercial_Retail_Existing_Food Preparation_Natural Gas_Food Prep Other_Baseline Forecast | F6 | Commercial | Retail | Existing | Food Preparation | Natural Gas | Food Prep Other | Baseline Forecast | Avg. Replacement Usage (kWh) | 0.17043 | 0.17043 | 0.17043 | 0.17043 | 0.17043 | 0.17043 | 0.17043 | 0.17043 | 0.17043 | 0.17043 | 0.17043 | 0.17043 | 0.17043 | 0.17043 | 0.17043 | 0.17043 | 0.17043 | 0.17043 | 0.17043 | 0.17043 | 0.17043 | 0.17043 | 0.17043 | 0.17043 | 0.17043 | 0.17043 | 0.17043 | 0.17043 | 0.17043 | 0.17043 | 0.17043 | 0.17043 | 0.17043
F7_Commercial_Retail_Existing_Food Preparation_Natural Gas_Food Prep Other_Baseline Forecast | F7 | Commercial | Retail | Existing | Food Preparation | Natural Gas | Food Prep Other | Baseline Forecast | Avg. Replacement Summer Demand (kW) | 0 | 0 | 0 | 0 | 0 | 0 | 0 | 0 | 0 | 0 | 0 | 0 | 0 | 0 | 0 | 0 | 0 | 0 | 0 | 0 | 0 | 0 | 0 | 0 | 0 | 0 | 0 | 0 | 0 | 0 | 0 | 0 | 0
F8_Commercial_Retail_Existing_Food Preparation_Natural Gas_Food Prep Other_Baseline Forecast | F8 | Commercial | Retail | Existing | Food Preparation | Natural Gas | Food Prep Other | Baseline Forecast | Avg. Replacement Winter Demand (kW) | 0 | 0 | 0 | 0 | 0 | 0 | 0 | 0 | 0 | 0 | 0 | 0 | 0 | 0 | 0 | 0 | 0 | 0 | 0 | 0 | 0 | 0 | 0 | 0 | 0 | 0 | 0 | 0 | 0 | 0 | 0 | 0 | 0
F1_Commercial_Retail_Existing_Miscellaneous_Natural Gas_Pool Heater_Baseline Forecast | F1 | Commercial | Retail | Existing | Miscellaneous | Natural Gas | Pool Heater | Baseline Forecast | Units | 0 | 0 | 0 | 0 | 0 | 0 | 0 | 0 | 0 | 0 | 0 | 0 | 0 | 0 | 0 | 0 | 0 | 0 | 0 | 0 | 0 | 0 | 0 | 0 | 0 | 0 | 0 | 0 | 0 | 0 | 0 | 0 | 0
F2_Commercial_Retail_Existing_Miscellaneous_Natural Gas_Pool Heater_Baseline Forecast | F2 | Commercial | Retail | Existing | Miscellaneous | Natural Gas | Pool Heater | Baseline Forecast | Usage (MMtherm) | 0 | 0 | 0 | 0 | 0 | 0 | 0 | 0 | 0 | 0 | 0 | 0 | 0 | 0 | 0 | 0 | 0 | 0 | 0 | 0 | 0 | 0 | 0 | 0 | 0 | 0 | 0 | 0 | 0 | 0 | 0 | 0 | 0
F3_Commercial_Retail_Existing_Miscellaneous_Natural Gas_Pool Heater_Baseline Forecast | F3 | Commercial | Retail | Existing | Miscellaneous | Natural Gas | Pool Heater | Baseline Forecast | Summer Peak Demand (MW) | 0 | 0 | 0 | 0 | 0 | 0 | 0 | 0 | 0 | 0 | 0 | 0 | 0 | 0 | 0 | 0 | 0 | 0 | 0 | 0 | 0 | 0 | 0 | 0 | 0 | 0 | 0 | 0 | 0 | 0 | 0 | 0 | 0
F4_Commercial_Retail_Existing_Miscellaneous_Natural Gas_Pool Heater_Baseline Forecast | F4 | Commercial | Retail | Existing | Miscellaneous | Natural Gas | Pool Heater | Baseline Forecast | Winter Peak Demand (MW) | 0 | 0 | 0 | 0 | 0 | 0 | 0 | 0 | 0 | 0 | 0 | 0 | 0 | 0 | 0 | 0 | 0 | 0 | 0 | 0 | 0 | 0 | 0 | 0 | 0 | 0 | 0 | 0 | 0 | 0 | 0 | 0 | 0
F5_Commercial_Retail_Existing_Miscellaneous_Natural Gas_Pool Heater_Baseline Forecast | F5 | Commercial | Retail | Existing | Miscellaneous | Natural Gas | Pool Heater | Baseline Forecast | Turnover | 0 | 0 | 0 | 0 | 0 | 0 | 0 | 0 | 0 | 0 | 0 | 0 | 0 | 0 | 0 | 0 | 0 | 0 | 0 | 0 | 0 | 0 | 0 | 0 | 0 | 0 | 0 | 0 | 0 | 0 | 0 | 0 | 0
F6_Commercial_Retail_Existing_Miscellaneous_Natural Gas_Pool Heater_Baseline Forecast | F6 | Commercial | Retail | Existing | Miscellaneous | Natural Gas | Pool Heater | Baseline Forecast | Avg. Replacement Usage (kWh) | 0.01 | 0.01 | 0.01 | 0.01 | 0.01 | 0.01 | 0.01 | 0.01 | 0.01 | 0.01 | 0.01 | 0.01 | 0.01 | 0.01 | 0.01 | 0.01 | 0.01 | 0.01 | 0.01 | 0.01 | 0.01 | 0.01 | 0.01 | 0.01 | 0.01 | 0.01 | 0.01 | 0.01 | 0.01 | 0.01 | 0.01 | 0.01 | 0.01
F7_Commercial_Retail_Existing_Miscellaneous_Natural Gas_Pool Heater_Baseline Forecast | F7 | Commercial | Retail | Existing | Miscellaneous | Natural Gas | Pool Heater | Baseline Forecast | Avg. Replacement Summer Demand (kW) | 0 | 0 | 0 | 0 | 0 | 0 | 0 | 0 | 0 | 0 | 0 | 0 | 0 | 0 | 0 | 0 | 0 | 0 | 0 | 0 | 0 | 0 | 0 | 0 | 0 | 0 | 0 | 0 | 0 | 0 | 0 | 0 | 0
F8_Commercial_Retail_Existing_Miscellaneous_Natural Gas_Pool Heater_Baseline Forecast | F8 | Commercial | Retail | Existing | Miscellaneous | Natural Gas | Pool Heater | Baseline Forecast | Avg. Replacement Winter Demand (kW) | 0 | 0 | 0 | 0 | 0 | 0 | 0 | 0 | 0 | 0 | 0 | 0 | 0 | 0 | 0 | 0 | 0 | 0 | 0 | 0 | 0 | 0 | 0 | 0 | 0 | 0 | 0 | 0 | 0 | 0 | 0 | 0 | 0
F1_Commercial_Retail_Existing_Miscellaneous_Natural Gas_Miscellaneous_Baseline Forecast | F1 | Commercial | Retail | Existing | Miscellaneous | Natural Gas | Miscellaneous | Baseline Forecast | Units | 20038376.9356 | 19936426.1968 | 19834475.4581 | 19711356.3643 | 19585037.3448 | 19446544.232 | 19317160.2228 | 19202593.7161 | 19099650.7233 | 19000287.7805 | 18902233.3556 | 18805162.517 | 18708225.9782 | 18611009.3545 | 18513188.9085 | 18415186.4985 | 18317157.045 | 18219255.8159 | 18121484.8449 | 18023846.1888 | 17926186.4506 | 17828505.4887 | 17730942.1973 | 17633498.1795 | 17536175.0538 | 17438835.4179 | 17341479.1752 | 17244106.2287 | 17146716.4807 | 17049309.8329 | 16951886.1865 | 16854445.4422 | 16757564.7949
F2_Commercial_Retail_Existing_Miscellaneous_Natural Gas_Miscellaneous_Baseline Forecast | F2 | Commercial | Retail | Existing | Miscellaneous | Natural Gas | Miscellaneous | Baseline Forecast | Usage (MMtherm) | 0.080736 | 0.080325 | 0.079915 | 0.079418 | 0.07891 | 0.078352 | 0.07783 | 0.077369 | 0.076954 | 0.076554 | 0.076158 | 0.075767 | 0.075377 | 0.074985 | 0.074591 | 0.074196 | 0.073801 | 0.073407 | 0.073013 | 0.072619 | 0.072226 | 0.071832 | 0.071439 | 0.071047 | 0.070655 | 0.070262 | 0.06987 | 0.069478 | 0.069085 | 0.068693 | 0.0683 | 0.067908 | 0.067517
F3_Commercial_Retail_Existing_Miscellaneous_Natural Gas_Miscellaneous_Baseline Forecast | F3 | Commercial | Retail | Existing | Miscellaneous | Natural Gas | Miscellaneous | Baseline Forecast | Summer Peak Demand (MW) | 0 | 0 | 0 | 0 | 0 | 0 | 0 | 0 | 0 | 0 | 0 | 0 | 0 | 0 | 0 | 0 | 0 | 0 | 0 | 0 | 0 | 0 | 0 | 0 | 0 | 0 | 0 | 0 | 0 | 0 | 0 | 0 | 0
F4_Commercial_Retail_Existing_Miscellaneous_Natural Gas_Miscellaneous_Baseline Forecast | F4 | Commercial | Retail | Existing | Miscellaneous | Natural Gas | Miscellaneous | Baseline Forecast | Winter Peak Demand (MW) | 0 | 0 | 0 | 0 | 0 | 0 | 0 | 0 | 0 | 0 | 0 | 0 | 0 | 0 | 0 | 0 | 0 | 0 | 0 | 0 | 0 | 0 | 0 | 0 | 0 | 0 | 0 | 0 | 0 | 0 | 0 | 0 | 0
F5_Commercial_Retail_Existing_Miscellaneous_Natural Gas_Miscellaneous_Baseline Forecast | F5 | Commercial | Retail | Existing | Miscellaneous | Natural Gas | Miscellaneous | Baseline Forecast | Turnover | 0 | 1708836.5312 | 2023926.0672 | 2287206.9484 | 2187716.3748 | 2145402.6486 | 2146891.1489 | 2135706.5865 | 2121810.8684 | 2110901.3027 | 2100335.1836 | 2559114.4832 | 2568133.7552 | 2561126.5293 | 2520260.4829 | 2502511.1486 | 2498044.1785 | 2484485.4893 | 2469254.5852 | 2456284.8348 | 2443287.0216 | 2559587.7542 | 2533255.1529 | 2504520.0923 | 2486979.8833 | 2474579.8535 | 2463532.9816 | 2449051.3936 | 2434397.6971 | 2420869.068 | 2407194.8341 | 2428993.8612 | 2406553.739
F6_Commercial_Retail_Existing_Miscellaneous_Natural Gas_Miscellaneous_Baseline Forecast | F6 | Commercial | Retail | Existing | Miscellaneous | Natural Gas | Miscellaneous | Baseline Forecast | Avg. Replacement Usage (kWh) | 0.0040291 | 0.0040291 | 0.0040291 | 0.0040291 | 0.0040291 | 0.0040291 | 0.0040291 | 0.0040291 | 0.0040291 | 0.0040291 | 0.0040291 | 0.0040291 | 0.0040291 | 0.0040291 | 0.0040291 | 0.0040291 | 0.0040291 | 0.0040291 | 0.0040291 | 0.0040291 | 0.0040291 | 0.0040291 | 0.0040291 | 0.0040291 | 0.0040291 | 0.0040291 | 0.0040291 | 0.0040291 | 0.0040291 | 0.0040291 | 0.0040291 | 0.0040291 | 0.0040291
F7_Commercial_Retail_Existing_Miscellaneous_Natural Gas_Miscellaneous_Baseline Forecast | F7 | Commercial | Retail | Existing | Miscellaneous | Natural Gas | Miscellaneous | Baseline Forecast | Avg. Replacement Summer Demand (kW) | 0 | 0 | 0 | 0 | 0 | 0 | 0 | 0 | 0 | 0 | 0 | 0 | 0 | 0 | 0 | 0 | 0 | 0 | 0 | 0 | 0 | 0 | 0 | 0 | 0 | 0 | 0 | 0 | 0 | 0 | 0 | 0 | 0
F8_Commercial_Retail_Existing_Miscellaneous_Natural Gas_Miscellaneous_Baseline Forecast | F8 | Commercial | Retail | Existing | Miscellaneous | Natural Gas | Miscellaneous | Baseline Forecast | Avg. Replacement Winter Demand (kW) | 0 | 0 | 0 | 0 | 0 | 0 | 0 | 0 | 0 | 0 | 0 | 0 | 0 | 0 | 0 | 0 | 0 | 0 | 0 | 0 | 0 | 0 | 0 | 0 | 0 | 0 | 0 | 0 | 0 | 0 | 0 | 0 | 0
F1_Commercial_Retail_New_Space Heating_Natural Gas_Furnace_Baseline Forecast | F1 | Commercial | Retail | New | Space Heating | Natural Gas | Furnace | Baseline Forecast | Units | 0 | 123005.9134 | 716309.1149 | 1095471.4146 | 1584477.5134 | 2248112.408 | 2868395.3727 | 3418159.0683 | 3912604.2845 | 4390011.3722 | 4861190.9784 | 5327689.5134 | 5793548.8903 | 6260741.2437 | 6730807.3003 | 7201739.358 | 7672800.1203 | 8143250.6393 | 8613081.235 | 9082282.1198 | 9551583.338 | 10020985.5636 | 10489827.7734 | 10958102.338 | 11425801.5543 | 11893579.3458 | 12361436.1721 | 12829372.4951 | 13297388.7796 | 13765485.4932 | 14233663.1061 | 14701922.0912 | 14912831.7246
F2_Commercial_Retail_New_Space Heating_Natural Gas_Furnace_Baseline Forecast | F2 | Commercial | Retail | New | Space Heating | Natural Gas | Furnace | Baseline Forecast | Usage (MMtherm) | 0 | 0.016283 | 0.094319 | 0.14348 | 0.20641 | 0.29129 | 0.36965 | 0.43811 | 0.49874 | 0.55652 | 0.61284 | 0.66792 | 0.72227 | 0.77613 | 0.82968 | 0.88269 | 0.93505 | 0.98668 | 1.0376 | 1.0877 | 1.1372 | 1.1861 | 1.2343 | 1.2817 | 1.3284 | 1.3745 | 1.4199 | 1.4646 | 1.5088 | 1.5523 | 1.5951 | 1.6372 | 1.6607
F3_Commercial_Retail_New_Space Heating_Natural Gas_Furnace_Baseline Forecast | F3 | Commercial | Retail | New | Space Heating | Natural Gas | Furnace | Baseline Forecast | Summer Peak Demand (MW) | 0 | 0 | 0 | 0 | 0 | 0 | 0 | 0 | 0 | 0 | 0 | 0 | 0 | 0 | 0 | 0 | 0 | 0 | 0 | 0 | 0 | 0 | 0 | 0 | 0 | 0 | 0 | 0 | 0 | 0 | 0 | 0 | 0
F4_Commercial_Retail_New_Space Heating_Natural Gas_Furnace_Baseline Forecast | F4 | Commercial | Retail | New | Space Heating | Natural Gas | Furnace | Baseline Forecast | Winter Peak Demand (MW) | 0 | 0 | 0 | 0 | 0 | 0 | 0 | 0 | 0 | 0 | 0 | 0 | 0 | 0 | 0 | 0 | 0 | 0 | 0 | 0 | 0 | 0 | 0 | 0 | 0 | 0 | 0 | 0 | 0 | 0 | 0 | 0 | 0
F5_Commercial_Retail_New_Space Heating_Natural Gas_Furnace_Baseline Forecast | F5 | Commercial | Retail | New | Space Heating | Natural Gas | Furnace | Baseline Forecast | Turnover | 0 | 123005.9134 | 593303.2015 | 379162.2997 | 489006.0988 | 663634.8945 | 620282.9648 | 549763.6955 | 494445.2162 | 477407.0877 | 471179.6062 | 466498.535 | 465859.3769 | 467192.3534 | 470066.0566 | 470932.0576 | 471060.7623 | 470450.519 | 469830.5958 | 478662.8781 | 523674.0738 | 548758.8845 | 579710.3641 | 621663.2374 | 657002.8346 | 684809.1081 | 706227.6735 | 724694.5734 | 741268.4854 | 756214.0171 | 769967.3835 | 782772.0314 | 577498.6505
F6_Commercial_Retail_New_Space Heating_Natural Gas_Furnace_Baseline Forecast | F6 | Commercial | Retail | New | Space Heating | Natural Gas | Furnace | Baseline Forecast | Avg. Replacement Usage (kWh) | 0.13237 | 0.13237 | 0.13167 | 0.13097 | 0.13027 | 0.12957 | 0.12887 | 0.12817 | 0.12747 | 0.12677 | 0.12607 | 0.12537 | 0.12467 | 0.12397 | 0.12327 | 0.12257 | 0.12187 | 0.12117 | 0.12046 | 0.11976 | 0.11906 | 0.11836 | 0.11766 | 0.11696 | 0.11626 | 0.11556 | 0.11486 | 0.11416 | 0.11346 | 0.11276 | 0.11206 | 0.11136 | 0.11136
F7_Commercial_Retail_New_Space Heating_Natural Gas_Furnace_Baseline Forecast | F7 | Commercial | Retail | New | Space Heating | Natural Gas | Furnace | Baseline Forecast | Avg. Replacement Summer Demand (kW) | 0 | 0 | 0 | 0 | 0 | 0 | 0 | 0 | 0 | 0 | 0 | 0 | 0 | 0 | 0 | 0 | 0 | 0 | 0 | 0 | 0 | 0 | 0 | 0 | 0 | 0 | 0 | 0 | 0 | 0 | 0 | 0 | 0
F8_Commercial_Retail_New_Space Heating_Natural Gas_Furnace_Baseline Forecast | F8 | Commercial | Retail | New | Space Heating | Natural Gas | Furnace | Baseline Forecast | Avg. Replacement Winter Demand (kW) | 0 | 0 | 0 | 0 | 0 | 0 | 0 | 0 | 0 | 0 | 0 | 0 | 0 | 0 | 0 | 0 | 0 | 0 | 0 | 0 | 0 | 0 | 0 | 0 | 0 | 0 | 0 | 0 | 0 | 0 | 0 | 0 | 0
F1_Commercial_Retail_New_Space Heating_Natural Gas_Boiler_Baseline Forecast | F1 | Commercial | Retail | New | Space Heating | Natural Gas | Boiler | Baseline Forecast | Units | 0 | 5658.8622 | 32953.6564 | 50396.9415 | 72893.5685 | 103423.958 | 131959.9507 | 157251.7186 | 179998.5711 | 201961.5879 | 223638.1107 | 245099.2817 | 266531.0484 | 288024.1384 | 309649.4325 | 331314.5669 | 352985.6223 | 374628.6035 | 396243.0653 | 417828.5574 | 439418.6653 | 461013.4201 | 482582.4114 | 504125.2883 | 525641.6964 | 547161.7194 | 568685.3783 | 590212.6945 | 611743.6893 | 633278.3842 | 654816.8009 | 676358.9611 | 686061.8162
F2_Commercial_Retail_New_Space Heating_Natural Gas_Boiler_Baseline Forecast | F2 | Commercial | Retail | New | Space Heating | Natural Gas | Boiler | Baseline Forecast | Usage (MMtherm) | 0 | 0.003089 | 0.017886 | 0.027202 | 0.039122 | 0.055199 | 0.070032 | 0.08299 | 0.094459 | 0.10539 | 0.11604 | 0.12645 | 0.13672 | 0.14696 | 0.15713 | 0.1672 | 0.17714 | 0.18694 | 0.1966 | 0.20612 | 0.21551 | 0.22479 | 0.23393 | 0.24293 | 0.2518 | 0.26055 | 0.26917 | 0.27768 | 0.28606 | 0.29433 | 0.30247 | 0.31049 | 0.31497
F3_Commercial_Retail_New_Space Heating_Natural Gas_Boiler_Baseline Forecast | F3 | Commercial | Retail | New | Space Heating | Natural Gas | Boiler | Baseline Forecast | Summer Peak Demand (MW) | 0 | 0 | 0 | 0 | 0 | 0 | 0 | 0 | 0 | 0 | 0 | 0 | 0 | 0 | 0 | 0 | 0 | 0 | 0 | 0 | 0 | 0 | 0 | 0 | 0 | 0 | 0 | 0 | 0 | 0 | 0 | 0 | 0
F4_Commercial_Retail_New_Space Heating_Natural Gas_Boiler_Baseline Forecast | F4 | Commercial | Retail | New | Space Heating | Natural Gas | Boiler | Baseline Forecast | Winter Peak Demand (MW) | 0 | 0 | 0 | 0 | 0 | 0 | 0 | 0 | 0 | 0 | 0 | 0 | 0 | 0 | 0 | 0 | 0 | 0 | 0 | 0 | 0 | 0 | 0 | 0 | 0 | 0 | 0 | 0 | 0 | 0 | 0 | 0 | 0
F5_Commercial_Retail_New_Space Heating_Natural Gas_Boiler_Baseline Forecast | F5 | Commercial | Retail | New | Space Heating | Natural Gas | Boiler | Baseline Forecast | Turnover | 0 | 5658.8622 | 27294.7941 | 17443.2851 | 22496.627 | 30530.3895 | 28535.9927 | 25291.7679 | 22746.8525 | 21963.0168 | 21676.5228 | 21461.171 | 21431.7667 | 21493.09 | 21625.2941 | 21665.1343 | 21671.0554 | 21642.9813 | 21614.4618 | 21585.4921 | 21590.1079 | 21594.7547 | 22083.4333 | 24491.8964 | 25783.0881 | 27443.9709 | 29684.5561 | 31540.4947 | 32933.136 | 33968.1735 | 34838.2169 | 35603.4807 | 24436.8893
F6_Commercial_Retail_New_Space Heating_Natural Gas_Boiler_Baseline Forecast | F6 | Commercial | Retail | New | Space Heating | Natural Gas | Boiler | Baseline Forecast | Avg. Replacement Usage (kWh) | 0.54587 | 0.54587 | 0.5427 | 0.53953 | 0.53635 | 0.53347 | 0.53027 | 0.52739 | 0.52418 | 0.5213 | 0.51808 | 0.5152 | 0.51233 | 0.51197 | 0.50878 | 0.50589 | 0.50269 | 0.49981 | 0.49691 | 0.49402 | 0.49113 | 0.48825 | 0.48536 | 0.48247 | 0.47958 | 0.4767 | 0.47381 | 0.47092 | 0.46804 | 0.46515 | 0.46226 | 0.45937 | 0.45937
F7_Commercial_Retail_New_Space Heating_Natural Gas_Boiler_Baseline Forecast | F7 | Commercial | Retail | New | Space Heating | Natural Gas | Boiler | Baseline Forecast | Avg. Replacement Summer Demand (kW) | 0 | 0 | 0 | 0 | 0 | 0 | 0 | 0 | 0 | 0 | 0 | 0 | 0 | 0 | 0 | 0 | 0 | 0 | 0 | 0 | 0 | 0 | 0 | 0 | 0 | 0 | 0 | 0 | 0 | 0 | 0 | 0 | 0
F8_Commercial_Retail_New_Space Heating_Natural Gas_Boiler_Baseline Forecast | F8 | Commercial | Retail | New | Space Heating | Natural Gas | Boiler | Baseline Forecast | Avg. Replacement Winter Demand (kW) | 0 | 0 | 0 | 0 | 0 | 0 | 0 | 0 | 0 | 0 | 0 | 0 | 0 | 0 | 0 | 0 | 0 | 0 | 0 | 0 | 0 | 0 | 0 | 0 | 0 | 0 | 0 | 0 | 0 | 0 | 0 | 0 | 0
F1_Commercial_Retail_New_Space Heating_Natural Gas_Unit Heater_Baseline Forecast | F1 | Commercial | Retail | New | Space Heating | Natural Gas | Unit Heater | Baseline Forecast | Units | 0 | 12276.7359 | 71491.9924 | 109334.6887 | 158140.4621 | 224375.248 | 286283.2484 | 341152.9983 | 390501.6286 | 438149.7503 | 485176.3316 | 531735.7137 | 578231.3038 | 624859.9332 | 671775.3755 | 718777.25 | 765791.9699 | 812745.7839 | 859637.7258 | 906466.8188 | 953305.9256 | 1000155.1135 | 1046948.4085 | 1093685.0491 | 1140364.2664 | 1187051.326 | 1233746.2737 | 1280449.1557 | 1327160.0184 | 1373878.9083 | 1420605.8725 | 1467340.9582 | 1488391.0182
F2_Commercial_Retail_New_Space Heating_Natural Gas_Unit Heater_Baseline Forecast | F2 | Commercial | Retail | New | Space Heating | Natural Gas | Unit Heater | Baseline Forecast | Usage (MMtherm) | 0 | 0.00092886 | 0.0053805 | 0.0081847 | 0.011775 | 0.016617 | 0.021087 | 0.024992 | 0.028451 | 0.031747 | 0.03496 | 0.038102 | 0.041202 | 0.044275 | 0.047329 | 0.050353 | 0.05334 | 0.056286 | 0.059189 | 0.06205 | 0.064875 | 0.067663 | 0.070409 | 0.073115 | 0.075779 | 0.078408 | 0.080997 | 0.083551 | 0.086068 | 0.088549 | 0.090991 | 0.093398 | 0.094737
F3_Commercial_Retail_New_Space Heating_Natural Gas_Unit Heater_Baseline Forecast | F3 | Commercial | Retail | New | Space Heating | Natural Gas | Unit Heater | Baseline Forecast | Summer Peak Demand (MW) | 0 | 0 | 0 | 0 | 0 | 0 | 0 | 0 | 0 | 0 | 0 | 0 | 0 | 0 | 0 | 0 | 0 | 0 | 0 | 0 | 0 | 0 | 0 | 0 | 0 | 0 | 0 | 0 | 0 | 0 | 0 | 0 | 0
F4_Commercial_Retail_New_Space Heating_Natural Gas_Unit Heater_Baseline Forecast | F4 | Commercial | Retail | New | Space Heating | Natural Gas | Unit Heater | Baseline Forecast | Winter Peak Demand (MW) | 0 | 0 | 0 | 0 | 0 | 0 | 0 | 0 | 0 | 0 | 0 | 0 | 0 | 0 | 0 | 0 | 0 | 0 | 0 | 0 | 0 | 0 | 0 | 0 | 0 | 0 | 0 | 0 | 0 | 0 | 0 | 0 | 0
F5_Commercial_Retail_New_Space Heating_Natural Gas_Unit Heater_Baseline Forecast | F5 | Commercial | Retail | New | Space Heating | Natural Gas | Unit Heater | Baseline Forecast | Turnover | 0 | 12276.7359 | 59215.2565 | 37842.6963 | 48805.7734 | 66234.7859 | 61908.0005 | 54869.7499 | 49348.6303 | 47648.1217 | 47026.5813 | 46559.382 | 48950.9374 | 60435.9584 | 65529.8448 | 71654.5511 | 79983.8185 | 88928.9656 | 103750.6647 | 96583.1088 | 99045.8487 | 102588.8088 | 99562.6272 | 96897.2587 | 97447.5751 | 99961.9367 | 103482.8265 | 108007.4752 | 114167.2622 | 124444.8719 | 129559.7033 | 134416.0017 | 113896.0221
F6_Commercial_Retail_New_Space Heating_Natural Gas_Unit Heater_Baseline Forecast | F6 | Commercial | Retail | New | Space Heating | Natural Gas | Unit Heater | Baseline Forecast | Avg. Replacement Usage (kWh) | 0.07566 | 0.07566 | 0.07526 | 0.074859 | 0.074459 | 0.074059 | 0.073658 | 0.073257 | 0.072857 | 0.072457 | 0.072056 | 0.071656 | 0.071255 | 0.070855 | 0.070454 | 0.070054 | 0.069654 | 0.069254 | 0.068853 | 0.068453 | 0.068052 | 0.067653 | 0.067252 | 0.066852 | 0.066452 | 0.066053 | 0.065652 | 0.065252 | 0.064852 | 0.064452 | 0.064051 | 0.063651 | 0.063651
F7_Commercial_Retail_New_Space Heating_Natural Gas_Unit Heater_Baseline Forecast | F7 | Commercial | Retail | New | Space Heating | Natural Gas | Unit Heater | Baseline Forecast | Avg. Replacement Summer Demand (kW) | 0 | 0 | 0 | 0 | 0 | 0 | 0 | 0 | 0 | 0 | 0 | 0 | 0 | 0 | 0 | 0 | 0 | 0 | 0 | 0 | 0 | 0 | 0 | 0 | 0 | 0 | 0 | 0 | 0 | 0 | 0 | 0 | 0
F8_Commercial_Retail_New_Space Heating_Natural Gas_Unit Heater_Baseline Forecast | F8 | Commercial | Retail | New | Space Heating | Natural Gas | Unit Heater | Baseline Forecast | Avg. Replacement Winter Demand (kW) | 0 | 0 | 0 | 0 | 0 | 0 | 0 | 0 | 0 | 0 | 0 | 0 | 0 | 0 | 0 | 0 | 0 | 0 | 0 | 0 | 0 | 0 | 0 | 0 | 0 | 0 | 0 | 0 | 0 | 0 | 0 | 0 | 0
F1_Commercial_Retail_New_Water Heating_Natural Gas_Water Heater_Baseline Forecast | F1 | Commercial | Retail | New | Water Heating | Natural Gas | Water Heater | Baseline Forecast | Units | 0 | 67885.4199 | 395322.0113 | 604576.9263 | 874453.2555 | 1240705.0256 | 1583031.4097 | 1886439.0941 | 2159317.204 | 2422792.1846 | 2682830.2962 | 2940284.9834 | 3197386.9273 | 3455224.5242 | 3714648.0819 | 3974549.5746 | 4234522.0978 | 4494157.8354 | 4753451.4451 | 5012397.5253 | 5271398.9782 | 5530456.1758 | 5789204.3077 | 6047639.1634 | 6305756.4916 | 6563917.1844 | 6822121.4955 | 7080369.6799 | 7338661.994 | 7596998.6959 | 7855380.0452 | 8113806.3027 | 8230204.6826
F2_Commercial_Retail_New_Water Heating_Natural Gas_Water Heater_Baseline Forecast | F2 | Commercial | Retail | New | Water Heating | Natural Gas | Water Heater | Baseline Forecast | Usage (MMtherm) | 0 | 0.012071 | 0.070295 | 0.1075 | 0.15549 | 0.22062 | 0.28149 | 0.33544 | 0.38396 | 0.43081 | 0.47705 | 0.52283 | 0.56855 | 0.61439 | 0.66052 | 0.70674 | 0.75297 | 0.79913 | 0.84524 | 0.89129 | 0.93734 | 0.9834 | 1.0294 | 1.0754 | 1.1213 | 1.1672 | 1.2131 | 1.259 | 1.3049 | 1.3509 | 1.3968 | 1.4428 | 1.4635
F3_Commercial_Retail_New_Water Heating_Natural Gas_Water Heater_Baseline Forecast | F3 | Commercial | Retail | New | Water Heating | Natural Gas | Water Heater | Baseline Forecast | Summer Peak Demand (MW) | 0 | 0 | 0 | 0 | 0 | 0 | 0 | 0 | 0 | 0 | 0 | 0 | 0 | 0 | 0 | 0 | 0 | 0 | 0 | 0 | 0 | 0 | 0 | 0 | 0 | 0 | 0 | 0 | 0 | 0 | 0 | 0 | 0
F4_Commercial_Retail_New_Water Heating_Natural Gas_Water Heater_Baseline Forecast | F4 | Commercial | Retail | New | Water Heating | Natural Gas | Water Heater | Baseline Forecast | Winter Peak Demand (MW) | 0 | 0 | 0 | 0 | 0 | 0 | 0 | 0 | 0 | 0 | 0 | 0 | 0 | 0 | 0 | 0 | 0 | 0 | 0 | 0 | 0 | 0 | 0 | 0 | 0 | 0 | 0 | 0 | 0 | 0 | 0 | 0 | 0
F5_Commercial_Retail_New_Water Heating_Natural Gas_Water Heater_Baseline Forecast | F5 | Commercial | Retail | New | Water Heating | Natural Gas | Water Heater | Baseline Forecast | Turnover | 0 | 67885.4199 | 327436.5914 | 209254.915 | 269876.3292 | 366251.7701 | 342326.3841 | 303407.6844 | 272878.1099 | 263474.9806 | 273615.1956 | 333803.6727 | 360032.1153 | 394156.9998 | 441729.434 | 492007.2262 | 574378.4291 | 534755.4669 | 547975.9294 | 569879.2185 | 568236.8018 | 568249.5961 | 576930.3059 | 598861.5078 | 631518.2916 | 687535.1975 | 715530.6371 | 742650.0648 | 772260.4904 | 796338.6248 | 824025.9234 | 815941.0563 | 685648.1853
F6_Commercial_Retail_New_Water Heating_Natural Gas_Water Heater_Baseline Forecast | F6 | Commercial | Retail | New | Water Heating | Natural Gas | Water Heater | Baseline Forecast | Avg. Replacement Usage (kWh) | 0.17782 | 0.17782 | 0.17782 | 0.17782 | 0.17782 | 0.17782 | 0.17782 | 0.17782 | 0.17782 | 0.17782 | 0.17782 | 0.17782 | 0.17782 | 0.17782 | 0.17782 | 0.17782 | 0.17782 | 0.17782 | 0.17782 | 0.17782 | 0.17782 | 0.17782 | 0.17782 | 0.17782 | 0.17782 | 0.17782 | 0.17782 | 0.17782 | 0.17782 | 0.17782 | 0.17782 | 0.17782 | 0.17782
F7_Commercial_Retail_New_Water Heating_Natural Gas_Water Heater_Baseline Forecast | F7 | Commercial | Retail | New | Water Heating | Natural Gas | Water Heater | Baseline Forecast | Avg. Replacement Summer Demand (kW) | 0 | 0 | 0 | 0 | 0 | 0 | 0 | 0 | 0 | 0 | 0 | 0 | 0 | 0 | 0 | 0 | 0 | 0 | 0 | 0 | 0 | 0 | 0 | 0 | 0 | 0 | 0 | 0 | 0 | 0 | 0 | 0 | 0
F8_Commercial_Retail_New_Water Heating_Natural Gas_Water Heater_Baseline Forecast | F8 | Commercial | Retail | New | Water Heating | Natural Gas | Water Heater | Baseline Forecast | Avg. Replacement Winter Demand (kW) | 0 | 0 | 0 | 0 | 0 | 0 | 0 | 0 | 0 | 0 | 0 | 0 | 0 | 0 | 0 | 0 | 0 | 0 | 0 | 0 | 0 | 0 | 0 | 0 | 0 | 0 | 0 | 0 | 0 | 0 | 0 | 0 | 0
F1_Commercial_Retail_New_Food Preparation_Natural Gas_Oven_Baseline Forecast | F1 | Commercial | Retail | New | Food Preparation | Natural Gas | Oven | Baseline Forecast | Units | 0 | 2612.5521 | 15213.8613 | 23266.9804 | 33653.0983 | 47748.1992 | 60922.538 | 72599.1011 | 83100.7417 | 93240.5055 | 103248.0023 | 113156.0766 | 123050.5758 | 132973.3864 | 142957.2322 | 152959.4712 | 162964.4438 | 172956.4554 | 182935.3002 | 192900.7704 | 202868.3717 | 212838.1182 | 222795.9705 | 232741.7664 | 242675.3423 | 252610.5871 | 262547.5106 | 272486.1225 | 282426.4327 | 292368.4512 | 302312.1879 | 312257.6529 | 316737.2133
F2_Commercial_Retail_New_Food Preparation_Natural Gas_Oven_Baseline Forecast | F2 | Commercial | Retail | New | Food Preparation | Natural Gas | Oven | Baseline Forecast | Usage (MMtherm) | 0 | 0.00087091 | 0.0050716 | 0.0077562 | 0.011218 | 0.015917 | 0.020309 | 0.024201 | 0.027702 | 0.031082 | 0.034418 | 0.037721 | 0.04102 | 0.044327 | 0.047656 | 0.05099 | 0.054325 | 0.057656 | 0.060982 | 0.064304 | 0.067627 | 0.070951 | 0.07427 | 0.077586 | 0.080897 | 0.084209 | 0.087522 | 0.090835 | 0.094148 | 0.097463 | 0.10078 | 0.10409 | 0.10559
F3_Commercial_Retail_New_Food Preparation_Natural Gas_Oven_Baseline Forecast | F3 | Commercial | Retail | New | Food Preparation | Natural Gas | Oven | Baseline Forecast | Summer Peak Demand (MW) | 0 | 0 | 0 | 0 | 0 | 0 | 0 | 0 | 0 | 0 | 0 | 0 | 0 | 0 | 0 | 0 | 0 | 0 | 0 | 0 | 0 | 0 | 0 | 0 | 0 | 0 | 0 | 0 | 0 | 0 | 0 | 0 | 0
F4_Commercial_Retail_New_Food Preparation_Natural Gas_Oven_Baseline Forecast | F4 | Commercial | Retail | New | Food Preparation | Natural Gas | Oven | Baseline Forecast | Winter Peak Demand (MW) | 0 | 0 | 0 | 0 | 0 | 0 | 0 | 0 | 0 | 0 | 0 | 0 | 0 | 0 | 0 | 0 | 0 | 0 | 0 | 0 | 0 | 0 | 0 | 0 | 0 | 0 | 0 | 0 | 0 | 0 | 0 | 0 | 0
F5_Commercial_Retail_New_Food Preparation_Natural Gas_Oven_Baseline Forecast | F5 | Commercial | Retail | New | Food Preparation | Natural Gas | Oven | Baseline Forecast | Turnover | 0 | 2612.5521 | 12601.3091 | 8053.1191 | 10386.1179 | 14095.1009 | 13174.3388 | 11676.5631 | 10501.6407 | 10139.7638 | 10007.4968 | 9908.0744 | 10417.0096 | 12861.0807 | 13945.0858 | 15248.4546 | 17020.9652 | 18924.5382 | 22078.6715 | 20553.379 | 21077.4627 | 21831.4227 | 21187.4358 | 20620.2317 | 20737.3419 | 21272.4109 | 22021.6742 | 22984.5426 | 24295.3767 | 26482.5046 | 27570.9668 | 28604.4119 | 24237.6554
F6_Commercial_Retail_New_Food Preparation_Natural Gas_Oven_Baseline Forecast | F6 | Commercial | Retail | New | Food Preparation | Natural Gas | Oven | Baseline Forecast | Avg. Replacement Usage (kWh) | 0.33336 | 0.33336 | 0.33336 | 0.33336 | 0.33336 | 0.33336 | 0.33336 | 0.33336 | 0.33336 | 0.33336 | 0.33336 | 0.33336 | 0.33336 | 0.33336 | 0.33336 | 0.33336 | 0.33336 | 0.33336 | 0.33336 | 0.33336 | 0.33336 | 0.33336 | 0.33336 | 0.33336 | 0.33336 | 0.33336 | 0.33336 | 0.33336 | 0.33336 | 0.33336 | 0.33336 | 0.33336 | 0.33336
F7_Commercial_Retail_New_Food Preparation_Natural Gas_Oven_Baseline Forecast | F7 | Commercial | Retail | New | Food Preparation | Natural Gas | Oven | Baseline Forecast | Avg. Replacement Summer Demand (kW) | 0 | 0 | 0 | 0 | 0 | 0 | 0 | 0 | 0 | 0 | 0 | 0 | 0 | 0 | 0 | 0 | 0 | 0 | 0 | 0 | 0 | 0 | 0 | 0 | 0 | 0 | 0 | 0 | 0 | 0 | 0 | 0 | 0
F8_Commercial_Retail_New_Food Preparation_Natural Gas_Oven_Baseline Forecast | F8 | Commercial | Retail | New | Food Preparation | Natural Gas | Oven | Baseline Forecast | Avg. Replacement Winter Demand (kW) | 0 | 0 | 0 | 0 | 0 | 0 | 0 | 0 | 0 | 0 | 0 | 0 | 0 | 0 | 0 | 0 | 0 | 0 | 0 | 0 | 0 | 0 | 0 | 0 | 0 | 0 | 0 | 0 | 0 | 0 | 0 | 0 | 0
F1_Commercial_Retail_New_Food Preparation_Natural Gas_Conveyor Oven_Baseline Forecast | F1 | Commercial | Retail | New | Food Preparation | Natural Gas | Conveyor Oven | Baseline Forecast | Units | 0 | 1306.2761 | 7606.9306 | 11633.4902 | 16826.5492 | 23874.0996 | 30461.269 | 36299.5505 | 41550.3709 | 46620.2527 | 51624.0011 | 56578.0383 | 61525.2879 | 66486.6932 | 71478.6161 | 76479.7356 | 81482.2219 | 86478.2277 | 91467.6501 | 96450.3852 | 101434.1858 | 106419.0591 | 111397.9852 | 116370.8832 | 121337.6712 | 126305.2936 | 131273.7553 | 136243.0613 | 141213.2164 | 146184.2256 | 151156.094 | 156128.8265 | 158368.6066
F2_Commercial_Retail_New_Food Preparation_Natural Gas_Conveyor Oven_Baseline Forecast | F2 | Commercial | Retail | New | Food Preparation | Natural Gas | Conveyor Oven | Baseline Forecast | Usage (MMtherm) | 0 | 0.00074509 | 0.0043389 | 0.0066357 | 0.0095978 | 0.013618 | 0.017375 | 0.020705 | 0.0237 | 0.026592 | 0.029446 | 0.032272 | 0.035094 | 0.037924 | 0.040771 | 0.043624 | 0.046477 | 0.049327 | 0.052173 | 0.055015 | 0.057857 | 0.060701 | 0.063541 | 0.066377 | 0.06921 | 0.072044 | 0.074878 | 0.077712 | 0.080547 | 0.083383 | 0.086218 | 0.089055 | 0.090332
F3_Commercial_Retail_New_Food Preparation_Natural Gas_Conveyor Oven_Baseline Forecast | F3 | Commercial | Retail | New | Food Preparation | Natural Gas | Conveyor Oven | Baseline Forecast | Summer Peak Demand (MW) | 0 | 0 | 0 | 0 | 0 | 0 | 0 | 0 | 0 | 0 | 0 | 0 | 0 | 0 | 0 | 0 | 0 | 0 | 0 | 0 | 0 | 0 | 0 | 0 | 0 | 0 | 0 | 0 | 0 | 0 | 0 | 0 | 0
F4_Commercial_Retail_New_Food Preparation_Natural Gas_Conveyor Oven_Baseline Forecast | F4 | Commercial | Retail | New | Food Preparation | Natural Gas | Conveyor Oven | Baseline Forecast | Winter Peak Demand (MW) | 0 | 0 | 0 | 0 | 0 | 0 | 0 | 0 | 0 | 0 | 0 | 0 | 0 | 0 | 0 | 0 | 0 | 0 | 0 | 0 | 0 | 0 | 0 | 0 | 0 | 0 | 0 | 0 | 0 | 0 | 0 | 0 | 0
F5_Commercial_Retail_New_Food Preparation_Natural Gas_Conveyor Oven_Baseline Forecast | F5 | Commercial | Retail | New | Food Preparation | Natural Gas | Conveyor Oven | Baseline Forecast | Turnover | 0 | 1306.2761 | 6300.6546 | 4026.5596 | 5193.059 | 7047.5504 | 6587.1694 | 5838.2816 | 5250.8203 | 5069.8819 | 5003.7484 | 4954.0372 | 4947.2496 | 4961.4053 | 4991.9229 | 5001.1195 | 5002.4863 | 5257.261 | 6458.5575 | 6963.3551 | 7606.9084 | 8492.8696 | 9445.1895 | 11022.8113 | 10260.7424 | 10522.5531 | 10899.2998 | 10584.0977 | 10255.122 | 10037.2644 | 9975.8251 | 9958.7853 | 7216.0882
F6_Commercial_Retail_New_Food Preparation_Natural Gas_Conveyor Oven_Baseline Forecast | F6 | Commercial | Retail | New | Food Preparation | Natural Gas | Conveyor Oven | Baseline Forecast | Avg. Replacement Usage (kWh) | 0.57039 | 0.57039 | 0.57039 | 0.57039 | 0.57039 | 0.57039 | 0.57039 | 0.57039 | 0.57039 | 0.57039 | 0.57039 | 0.57039 | 0.57039 | 0.57039 | 0.57039 | 0.57039 | 0.57039 | 0.57039 | 0.57039 | 0.57039 | 0.57039 | 0.57039 | 0.57039 | 0.57039 | 0.57039 | 0.57039 | 0.57039 | 0.57039 | 0.57039 | 0.57039 | 0.57039 | 0.57039 | 0.57039
F7_Commercial_Retail_New_Food Preparation_Natural Gas_Conveyor Oven_Baseline Forecast | F7 | Commercial | Retail | New | Food Preparation | Natural Gas | Conveyor Oven | Baseline Forecast | Avg. Replacement Summer Demand (kW) | 0 | 0 | 0 | 0 | 0 | 0 | 0 | 0 | 0 | 0 | 0 | 0 | 0 | 0 | 0 | 0 | 0 | 0 | 0 | 0 | 0 | 0 | 0 | 0 | 0 | 0 | 0 | 0 | 0 | 0 | 0 | 0 | 0
F8_Commercial_Retail_New_Food Preparation_Natural Gas_Conveyor Oven_Baseline Forecast | F8 | Commercial | Retail | New | Food Preparation | Natural Gas | Conveyor Oven | Baseline Forecast | Avg. Replacement Winter Demand (kW) | 0 | 0 | 0 | 0 | 0 | 0 | 0 | 0 | 0 | 0 | 0 | 0 | 0 | 0 | 0 | 0 | 0 | 0 | 0 | 0 | 0 | 0 | 0 | 0 | 0 | 0 | 0 | 0 | 0 | 0 | 0 | 0 | 0
F1_Commercial_Retail_New_Food Preparation_Natural Gas_Double Rack Oven_Baseline Forecast | F1 | Commercial | Retail | New | Food Preparation | Natural Gas | Double Rack Oven | Baseline Forecast | Units | 0 | 1306.2761 | 7606.9306 | 11633.4902 | 16826.5492 | 23874.0996 | 30461.269 | 36299.5505 | 41550.3709 | 46620.2527 | 51624.0011 | 56578.0383 | 61525.2879 | 66486.6932 | 71478.6161 | 76479.7356 | 81482.2219 | 86478.2277 | 91467.6501 | 96450.3852 | 101434.1858 | 106419.0591 | 111397.9852 | 116370.8832 | 121337.6712 | 126305.2936 | 131273.7553 | 136243.0613 | 141213.2164 | 146184.2256 | 151156.094 | 156128.8265 | 158368.6066
F2_Commercial_Retail_New_Food Preparation_Natural Gas_Double Rack Oven_Baseline Forecast | F2 | Commercial | Retail | New | Food Preparation | Natural Gas | Double Rack Oven | Baseline Forecast | Usage (MMtherm) | 0 | 0.0011319 | 0.0065916 | 0.010081 | 0.014581 | 0.020688 | 0.026396 | 0.031455 | 0.036005 | 0.040398 | 0.044734 | 0.049027 | 0.053314 | 0.057613 | 0.061939 | 0.066272 | 0.070607 | 0.074936 | 0.07926 | 0.083577 | 0.087896 | 0.092216 | 0.09653 | 0.10084 | 0.10514 | 0.10945 | 0.11375 | 0.11806 | 0.12237 | 0.12667 | 0.13098 | 0.13529 | 0.13723
F3_Commercial_Retail_New_Food Preparation_Natural Gas_Double Rack Oven_Baseline Forecast | F3 | Commercial | Retail | New | Food Preparation | Natural Gas | Double Rack Oven | Baseline Forecast | Summer Peak Demand (MW) | 0 | 0 | 0 | 0 | 0 | 0 | 0 | 0 | 0 | 0 | 0 | 0 | 0 | 0 | 0 | 0 | 0 | 0 | 0 | 0 | 0 | 0 | 0 | 0 | 0 | 0 | 0 | 0 | 0 | 0 | 0 | 0 | 0
F4_Commercial_Retail_New_Food Preparation_Natural Gas_Double Rack Oven_Baseline Forecast | F4 | Commercial | Retail | New | Food Preparation | Natural Gas | Double Rack Oven | Baseline Forecast | Winter Peak Demand (MW) | 0 | 0 | 0 | 0 | 0 | 0 | 0 | 0 | 0 | 0 | 0 | 0 | 0 | 0 | 0 | 0 | 0 | 0 | 0 | 0 | 0 | 0 | 0 | 0 | 0 | 0 | 0 | 0 | 0 | 0 | 0 | 0 | 0
F5_Commercial_Retail_New_Food Preparation_Natural Gas_Double Rack Oven_Baseline Forecast | F5 | Commercial | Retail | New | Food Preparation | Natural Gas | Double Rack Oven | Baseline Forecast | Turnover | 0 | 1306.2761 | 6300.6546 | 4026.5596 | 5193.059 | 7047.5504 | 6587.1694 | 5838.2816 | 5250.8203 | 5069.8819 | 5003.7484 | 4954.0372 | 5208.5048 | 6430.5404 | 6972.5429 | 7624.2273 | 8510.4826 | 9462.2691 | 11039.3358 | 10276.6895 | 10538.7313 | 10915.7113 | 10593.7179 | 10310.1159 | 10368.6709 | 10636.2054 | 11010.8371 | 11492.2713 | 12147.6884 | 13241.2523 | 13785.4834 | 14302.206 | 12118.8277
F6_Commercial_Retail_New_Food Preparation_Natural Gas_Double Rack Oven_Baseline Forecast | F6 | Commercial | Retail | New | Food Preparation | Natural Gas | Double Rack Oven | Baseline Forecast | Avg. Replacement Usage (kWh) | 0.86653 | 0.86653 | 0.86653 | 0.86653 | 0.86653 | 0.86653 | 0.86653 | 0.86653 | 0.86653 | 0.86653 | 0.86653 | 0.86653 | 0.86653 | 0.86653 | 0.86653 | 0.86653 | 0.86653 | 0.86653 | 0.86653 | 0.86653 | 0.86653 | 0.86653 | 0.86653 | 0.86653 | 0.86653 | 0.86653 | 0.86653 | 0.86653 | 0.86653 | 0.86653 | 0.86653 | 0.86653 | 0.86653
F7_Commercial_Retail_New_Food Preparation_Natural Gas_Double Rack Oven_Baseline Forecast | F7 | Commercial | Retail | New | Food Preparation | Natural Gas | Double Rack Oven | Baseline Forecast | Avg. Replacement Summer Demand (kW) | 0 | 0 | 0 | 0 | 0 | 0 | 0 | 0 | 0 | 0 | 0 | 0 | 0 | 0 | 0 | 0 | 0 | 0 | 0 | 0 | 0 | 0 | 0 | 0 | 0 | 0 | 0 | 0 | 0 | 0 | 0 | 0 | 0
F8_Commercial_Retail_New_Food Preparation_Natural Gas_Double Rack Oven_Baseline Forecast | F8 | Commercial | Retail | New | Food Preparation | Natural Gas | Double Rack Oven | Baseline Forecast | Avg. Replacement Winter Demand (kW) | 0 | 0 | 0 | 0 | 0 | 0 | 0 | 0 | 0 | 0 | 0 | 0 | 0 | 0 | 0 | 0 | 0 | 0 | 0 | 0 | 0 | 0 | 0 | 0 | 0 | 0 | 0 | 0 | 0 | 0 | 0 | 0 | 0
F1_Commercial_Retail_New_Food Preparation_Natural Gas_Fryer_Baseline Forecast | F1 | Commercial | Retail | New | Food Preparation | Natural Gas | Fryer | Baseline Forecast | Units | 0 | 5225.1043 | 30427.7225 | 46533.9608 | 67306.1966 | 95496.3983 | 121845.0759 | 145198.2022 | 166201.4835 | 186481.011 | 206496.0045 | 226312.1533 | 246101.1516 | 265946.7727 | 285914.4644 | 305918.9424 | 325928.8877 | 345912.9107 | 365870.6004 | 385801.5408 | 405736.7433 | 425676.2365 | 445591.941 | 465483.5328 | 485350.6846 | 505221.1743 | 525095.0212 | 544972.245 | 564852.8655 | 584736.9024 | 604624.3759 | 624515.3059 | 633474.4265
F2_Commercial_Retail_New_Food Preparation_Natural Gas_Fryer_Baseline Forecast | F2 | Commercial | Retail | New | Food Preparation | Natural Gas | Fryer | Baseline Forecast | Usage (MMtherm) | 0 | 0.0028175 | 0.016408 | 0.022326 | 0.02996 | 0.040319 | 0.049777 | 0.057109 | 0.063889 | 0.070638 | 0.077253 | 0.083166 | 0.090438 | 0.097731 | 0.10507 | 0.11242 | 0.11977 | 0.12712 | 0.13445 | 0.14178 | 0.1491 | 0.15643 | 0.16375 | 0.17106 | 0.17836 | 0.18566 | 0.19296 | 0.20027 | 0.20757 | 0.21488 | 0.22219 | 0.2295 | 0.23279
F3_Commercial_Retail_New_Food Preparation_Natural Gas_Fryer_Baseline Forecast | F3 | Commercial | Retail | New | Food Preparation | Natural Gas | Fryer | Baseline Forecast | Summer Peak Demand (MW) | 0 | 0 | 0 | 0 | 0 | 0 | 0 | 0 | 0 | 0 | 0 | 0 | 0 | 0 | 0 | 0 | 0 | 0 | 0 | 0 | 0 | 0 | 0 | 0 | 0 | 0 | 0 | 0 | 0 | 0 | 0 | 0 | 0
F4_Commercial_Retail_New_Food Preparation_Natural Gas_Fryer_Baseline Forecast | F4 | Commercial | Retail | New | Food Preparation | Natural Gas | Fryer | Baseline Forecast | Winter Peak Demand (MW) | 0 | 0 | 0 | 0 | 0 | 0 | 0 | 0 | 0 | 0 | 0 | 0 | 0 | 0 | 0 | 0 | 0 | 0 | 0 | 0 | 0 | 0 | 0 | 0 | 0 | 0 | 0 | 0 | 0 | 0 | 0 | 0 | 0
F5_Commercial_Retail_New_Food Preparation_Natural Gas_Fryer_Baseline Forecast | F5 | Commercial | Retail | New | Food Preparation | Natural Gas | Fryer | Baseline Forecast | Turnover | 0 | 5225.1043 | 25202.6183 | 16106.2382 | 20772.2359 | 28190.2017 | 27654.9537 | 30633.4878 | 30490.1121 | 32587.7095 | 37533.6222 | 44609.6164 | 43883.8574 | 46646.5566 | 49975.6387 | 51766.827 | 55690.9312 | 57681.7031 | 60390.3585 | 63923.0401 | 67550.1505 | 69401.2109 | 72088.0201 | 74908.4249 | 77535.5941 | 80940.5673 | 83499.1274 | 86260.9658 | 89233.8551 | 92143.5918 | 94756.5467 | 97555.1092 | 89441.7918
F6_Commercial_Retail_New_Food Preparation_Natural Gas_Fryer_Baseline Forecast | F6 | Commercial | Retail | New | Food Preparation | Natural Gas | Fryer | Baseline Forecast | Avg. Replacement Usage (kWh) | 0.53923 | 0.53923 | 0.53923 | 0.36748 | 0.36748 | 0.36748 | 0.36748 | 0.36748 | 0.36748 | 0.36748 | 0.36748 | 0.36748 | 0.36748 | 0.36748 | 0.36748 | 0.36748 | 0.36748 | 0.36748 | 0.36748 | 0.36748 | 0.36748 | 0.36748 | 0.36748 | 0.36748 | 0.36748 | 0.36748 | 0.36748 | 0.36748 | 0.36748 | 0.36748 | 0.36748 | 0.36748 | 0.36748
F7_Commercial_Retail_New_Food Preparation_Natural Gas_Fryer_Baseline Forecast | F7 | Commercial | Retail | New | Food Preparation | Natural Gas | Fryer | Baseline Forecast | Avg. Replacement Summer Demand (kW) | 0 | 0 | 0 | 0 | 0 | 0 | 0 | 0 | 0 | 0 | 0 | 0 | 0 | 0 | 0 | 0 | 0 | 0 | 0 | 0 | 0 | 0 | 0 | 0 | 0 | 0 | 0 | 0 | 0 | 0 | 0 | 0 | 0
F8_Commercial_Retail_New_Food Preparation_Natural Gas_Fryer_Baseline Forecast | F8 | Commercial | Retail | New | Food Preparation | Natural Gas | Fryer | Baseline Forecast | Avg. Replacement Winter Demand (kW) | 0 | 0 | 0 | 0 | 0 | 0 | 0 | 0 | 0 | 0 | 0 | 0 | 0 | 0 | 0 | 0 | 0 | 0 | 0 | 0 | 0 | 0 | 0 | 0 | 0 | 0 | 0 | 0 | 0 | 0 | 0 | 0 | 0
F1_Commercial_Retail_New_Food Preparation_Natural Gas_Broiler_Baseline Forecast | F1 | Commercial | Retail | New | Food Preparation | Natural Gas | Broiler | Baseline Forecast | Units | 0 | 0 | 0 | 0 | 0 | 0 | 0 | 0 | 0 | 0 | 0 | 0 | 0 | 0 | 0 | 0 | 0 | 0 | 0 | 0 | 0 | 0 | 0 | 0 | 0 | 0 | 0 | 0 | 0 | 0 | 0 | 0 | 0
F2_Commercial_Retail_New_Food Preparation_Natural Gas_Broiler_Baseline Forecast | F2 | Commercial | Retail | New | Food Preparation | Natural Gas | Broiler | Baseline Forecast | Usage (MMtherm) | 0 | 0 | 0 | 0 | 0 | 0 | 0 | 0 | 0 | 0 | 0 | 0 | 0 | 0 | 0 | 0 | 0 | 0 | 0 | 0 | 0 | 0 | 0 | 0 | 0 | 0 | 0 | 0 | 0 | 0 | 0 | 0 | 0
F3_Commercial_Retail_New_Food Preparation_Natural Gas_Broiler_Baseline Forecast | F3 | Commercial | Retail | New | Food Preparation | Natural Gas | Broiler | Baseline Forecast | Summer Peak Demand (MW) | 0 | 0 | 0 | 0 | 0 | 0 | 0 | 0 | 0 | 0 | 0 | 0 | 0 | 0 | 0 | 0 | 0 | 0 | 0 | 0 | 0 | 0 | 0 | 0 | 0 | 0 | 0 | 0 | 0 | 0 | 0 | 0 | 0
F4_Commercial_Retail_New_Food Preparation_Natural Gas_Broiler_Baseline Forecast | F4 | Commercial | Retail | New | Food Preparation | Natural Gas | Broiler | Baseline Forecast | Winter Peak Demand (MW) | 0 | 0 | 0 | 0 | 0 | 0 | 0 | 0 | 0 | 0 | 0 | 0 | 0 | 0 | 0 | 0 | 0 | 0 | 0 | 0 | 0 | 0 | 0 | 0 | 0 | 0 | 0 | 0 | 0 | 0 | 0 | 0 | 0
F5_Commercial_Retail_New_Food Preparation_Natural Gas_Broiler_Baseline Forecast | F5 | Commercial | Retail | New | Food Preparation | Natural Gas | Broiler | Baseline Forecast | Turnover | 0 | 0 | 0 | 0 | 0 | 0 | 0 | 0 | 0 | 0 | 0 | 0 | 0 | 0 | 0 | 0 | 0 | 0 | 0 | 0 | 0 | 0 | 0 | 0 | 0 | 0 | 0 | 0 | 0 | 0 | 0 | 0 | 0
F6_Commercial_Retail_New_Food Preparation_Natural Gas_Broiler_Baseline Forecast | F6 | Commercial | Retail | New | Food Preparation | Natural Gas | Broiler | Baseline Forecast | Avg. Replacement Usage (kWh) | 0.59309 | 0.59309 | 0.59309 | 0.59309 | 0.59309 | 0.59309 | 0.59309 | 0.59309 | 0.59309 | 0.59309 | 0.59309 | 0.59309 | 0.59309 | 0.59309 | 0.59309 | 0.59309 | 0.59309 | 0.59309 | 0.59309 | 0.59309 | 0.59309 | 0.59309 | 0.59309 | 0.59309 | 0.59309 | 0.59309 | 0.59309 | 0.59309 | 0.59309 | 0.59309 | 0.59309 | 0.59309 | 0.59309
F7_Commercial_Retail_New_Food Preparation_Natural Gas_Broiler_Baseline Forecast | F7 | Commercial | Retail | New | Food Preparation | Natural Gas | Broiler | Baseline Forecast | Avg. Replacement Summer Demand (kW) | 0 | 0 | 0 | 0 | 0 | 0 | 0 | 0 | 0 | 0 | 0 | 0 | 0 | 0 | 0 | 0 | 0 | 0 | 0 | 0 | 0 | 0 | 0 | 0 | 0 | 0 | 0 | 0 | 0 | 0 | 0 | 0 | 0
F8_Commercial_Retail_New_Food Preparation_Natural Gas_Broiler_Baseline Forecast | F8 | Commercial | Retail | New | Food Preparation | Natural Gas | Broiler | Baseline Forecast | Avg. Replacement Winter Demand (kW) | 0 | 0 | 0 | 0 | 0 | 0 | 0 | 0 | 0 | 0 | 0 | 0 | 0 | 0 | 0 | 0 | 0 | 0 | 0 | 0 | 0 | 0 | 0 | 0 | 0 | 0 | 0 | 0 | 0 | 0 | 0 | 0 | 0
F1_Commercial_Retail_New_Food Preparation_Natural Gas_Griddle_Baseline Forecast | F1 | Commercial | Retail | New | Food Preparation | Natural Gas | Griddle | Baseline Forecast | Units | 0 | 0 | 0 | 0 | 0 | 0 | 0 | 0 | 0 | 0 | 0 | 0 | 0 | 0 | 0 | 0 | 0 | 0 | 0 | 0 | 0 | 0 | 0 | 0 | 0 | 0 | 0 | 0 | 0 | 0 | 0 | 0 | 0
F2_Commercial_Retail_New_Food Preparation_Natural Gas_Griddle_Baseline Forecast | F2 | Commercial | Retail | New | Food Preparation | Natural Gas | Griddle | Baseline Forecast | Usage (MMtherm) | 0 | 0 | 0 | 0 | 0 | 0 | 0 | 0 | 0 | 0 | 0 | 0 | 0 | 0 | 0 | 0 | 0 | 0 | 0 | 0 | 0 | 0 | 0 | 0 | 0 | 0 | 0 | 0 | 0 | 0 | 0 | 0 | 0
F3_Commercial_Retail_New_Food Preparation_Natural Gas_Griddle_Baseline Forecast | F3 | Commercial | Retail | New | Food Preparation | Natural Gas | Griddle | Baseline Forecast | Summer Peak Demand (MW) | 0 | 0 | 0 | 0 | 0 | 0 | 0 | 0 | 0 | 0 | 0 | 0 | 0 | 0 | 0 | 0 | 0 | 0 | 0 | 0 | 0 | 0 | 0 | 0 | 0 | 0 | 0 | 0 | 0 | 0 | 0 | 0 | 0
F4_Commercial_Retail_New_Food Preparation_Natural Gas_Griddle_Baseline Forecast | F4 | Commercial | Retail | New | Food Preparation | Natural Gas | Griddle | Baseline Forecast | Winter Peak Demand (MW) | 0 | 0 | 0 | 0 | 0 | 0 | 0 | 0 | 0 | 0 | 0 | 0 | 0 | 0 | 0 | 0 | 0 | 0 | 0 | 0 | 0 | 0 | 0 | 0 | 0 | 0 | 0 | 0 | 0 | 0 | 0 | 0 | 0
F5_Commercial_Retail_New_Food Preparation_Natural Gas_Griddle_Baseline Forecast | F5 | Commercial | Retail | New | Food Preparation | Natural Gas | Griddle | Baseline Forecast | Turnover | 0 | 0 | 0 | 0 | 0 | 0 | 0 | 0 | 0 | 0 | 0 | 0 | 0 | 0 | 0 | 0 | 0 | 0 | 0 | 0 | 0 | 0 | 0 | 0 | 0 | 0 | 0 | 0 | 0 | 0 | 0 | 0 | 0
F6_Commercial_Retail_New_Food Preparation_Natural Gas_Griddle_Baseline Forecast | F6 | Commercial | Retail | New | Food Preparation | Natural Gas | Griddle | Baseline Forecast | Avg. Replacement Usage (kWh) | 0.39369 | 0.39369 | 0.39369 | 0.39369 | 0.39369 | 0.39369 | 0.39369 | 0.39369 | 0.39369 | 0.39369 | 0.39369 | 0.39369 | 0.39369 | 0.39369 | 0.39369 | 0.39369 | 0.39369 | 0.39369 | 0.39369 | 0.39369 | 0.39369 | 0.39369 | 0.39369 | 0.39369 | 0.39369 | 0.39369 | 0.39369 | 0.39369 | 0.39369 | 0.39369 | 0.39369 | 0.39369 | 0.39369
F7_Commercial_Retail_New_Food Preparation_Natural Gas_Griddle_Baseline Forecast | F7 | Commercial | Retail | New | Food Preparation | Natural Gas | Griddle | Baseline Forecast | Avg. Replacement Summer Demand (kW) | 0 | 0 | 0 | 0 | 0 | 0 | 0 | 0 | 0 | 0 | 0 | 0 | 0 | 0 | 0 | 0 | 0 | 0 | 0 | 0 | 0 | 0 | 0 | 0 | 0 | 0 | 0 | 0 | 0 | 0 | 0 | 0 | 0
F8_Commercial_Retail_New_Food Preparation_Natural Gas_Griddle_Baseline Forecast | F8 | Commercial | Retail | New | Food Preparation | Natural Gas | Griddle | Baseline Forecast | Avg. Replacement Winter Demand (kW) | 0 | 0 | 0 | 0 | 0 | 0 | 0 | 0 | 0 | 0 | 0 | 0 | 0 | 0 | 0 | 0 | 0 | 0 | 0 | 0 | 0 | 0 | 0 | 0 | 0 | 0 | 0 | 0 | 0 | 0 | 0 | 0 | 0
F1_Commercial_Retail_New_Food Preparation_Natural Gas_Range_Baseline Forecast | F1 | Commercial | Retail | New | Food Preparation | Natural Gas | Range | Baseline Forecast | Units | 0 | 0 | 0 | 0 | 0 | 0 | 0 | 0 | 0 | 0 | 0 | 0 | 0 | 0 | 0 | 0 | 0 | 0 | 0 | 0 | 0 | 0 | 0 | 0 | 0 | 0 | 0 | 0 | 0 | 0 | 0 | 0 | 0
F2_Commercial_Retail_New_Food Preparation_Natural Gas_Range_Baseline Forecast | F2 | Commercial | Retail | New | Food Preparation | Natural Gas | Range | Baseline Forecast | Usage (MMtherm) | 0 | 0 | 0 | 0 | 0 | 0 | 0 | 0 | 0 | 0 | 0 | 0 | 0 | 0 | 0 | 0 | 0 | 0 | 0 | 0 | 0 | 0 | 0 | 0 | 0 | 0 | 0 | 0 | 0 | 0 | 0 | 0 | 0
F3_Commercial_Retail_New_Food Preparation_Natural Gas_Range_Baseline Forecast | F3 | Commercial | Retail | New | Food Preparation | Natural Gas | Range | Baseline Forecast | Summer Peak Demand (MW) | 0 | 0 | 0 | 0 | 0 | 0 | 0 | 0 | 0 | 0 | 0 | 0 | 0 | 0 | 0 | 0 | 0 | 0 | 0 | 0 | 0 | 0 | 0 | 0 | 0 | 0 | 0 | 0 | 0 | 0 | 0 | 0 | 0
F4_Commercial_Retail_New_Food Preparation_Natural Gas_Range_Baseline Forecast | F4 | Commercial | Retail | New | Food Preparation | Natural Gas | Range | Baseline Forecast | Winter Peak Demand (MW) | 0 | 0 | 0 | 0 | 0 | 0 | 0 | 0 | 0 | 0 | 0 | 0 | 0 | 0 | 0 | 0 | 0 | 0 | 0 | 0 | 0 | 0 | 0 | 0 | 0 | 0 | 0 | 0 | 0 | 0 | 0 | 0 | 0
F5_Commercial_Retail_New_Food Preparation_Natural Gas_Range_Baseline Forecast | F5 | Commercial | Retail | New | Food Preparation | Natural Gas | Range | Baseline Forecast | Turnover | 0 | 0 | 0 | 0 | 0 | 0 | 0 | 0 | 0 | 0 | 0 | 0 | 0 | 0 | 0 | 0 | 0 | 0 | 0 | 0 | 0 | 0 | 0 | 0 | 0 | 0 | 0 | 0 | 0 | 0 | 0 | 0 | 0
F6_Commercial_Retail_New_Food Preparation_Natural Gas_Range_Baseline Forecast | F6 | Commercial | Retail | New | Food Preparation | Natural Gas | Range | Baseline Forecast | Avg. Replacement Usage (kWh) | 0.40837 | 0.40837 | 0.40837 | 0.40837 | 0.40837 | 0.40837 | 0.40837 | 0.40837 | 0.40837 | 0.40837 | 0.40837 | 0.40837 | 0.40837 | 0.40837 | 0.40837 | 0.40837 | 0.40837 | 0.40837 | 0.40837 | 0.40837 | 0.40837 | 0.40837 | 0.40837 | 0.40837 | 0.40837 | 0.40837 | 0.40837 | 0.40837 | 0.40837 | 0.40837 | 0.40837 | 0.40837 | 0.40837
F7_Commercial_Retail_New_Food Preparation_Natural Gas_Range_Baseline Forecast | F7 | Commercial | Retail | New | Food Preparation | Natural Gas | Range | Baseline Forecast | Avg. Replacement Summer Demand (kW) | 0 | 0 | 0 | 0 | 0 | 0 | 0 | 0 | 0 | 0 | 0 | 0 | 0 | 0 | 0 | 0 | 0 | 0 | 0 | 0 | 0 | 0 | 0 | 0 | 0 | 0 | 0 | 0 | 0 | 0 | 0 | 0 | 0
F8_Commercial_Retail_New_Food Preparation_Natural Gas_Range_Baseline Forecast | F8 | Commercial | Retail | New | Food Preparation | Natural Gas | Range | Baseline Forecast | Avg. Replacement Winter Demand (kW) | 0 | 0 | 0 | 0 | 0 | 0 | 0 | 0 | 0 | 0 | 0 | 0 | 0 | 0 | 0 | 0 | 0 | 0 | 0 | 0 | 0 | 0 | 0 | 0 | 0 | 0 | 0 | 0 | 0 | 0 | 0 | 0 | 0
F1_Commercial_Retail_New_Food Preparation_Natural Gas_Steamer_Baseline Forecast | F1 | Commercial | Retail | New | Food Preparation | Natural Gas | Steamer | Baseline Forecast | Units | 0 | 0 | 0 | 0 | 0 | 0 | 0 | 0 | 0 | 0 | 0 | 0 | 0 | 0 | 0 | 0 | 0 | 0 | 0 | 0 | 0 | 0 | 0 | 0 | 0 | 0 | 0 | 0 | 0 | 0 | 0 | 0 | 0
F2_Commercial_Retail_New_Food Preparation_Natural Gas_Steamer_Baseline Forecast | F2 | Commercial | Retail | New | Food Preparation | Natural Gas | Steamer | Baseline Forecast | Usage (MMtherm) | 0 | 0 | 0 | 0 | 0 | 0 | 0 | 0 | 0 | 0 | 0 | 0 | 0 | 0 | 0 | 0 | 0 | 0 | 0 | 0 | 0 | 0 | 0 | 0 | 0 | 0 | 0 | 0 | 0 | 0 | 0 | 0 | 0
F3_Commercial_Retail_New_Food Preparation_Natural Gas_Steamer_Baseline Forecast | F3 | Commercial | Retail | New | Food Preparation | Natural Gas | Steamer | Baseline Forecast | Summer Peak Demand (MW) | 0 | 0 | 0 | 0 | 0 | 0 | 0 | 0 | 0 | 0 | 0 | 0 | 0 | 0 | 0 | 0 | 0 | 0 | 0 | 0 | 0 | 0 | 0 | 0 | 0 | 0 | 0 | 0 | 0 | 0 | 0 | 0 | 0
F4_Commercial_Retail_New_Food Preparation_Natural Gas_Steamer_Baseline Forecast | F4 | Commercial | Retail | New | Food Preparation | Natural Gas | Steamer | Baseline Forecast | Winter Peak Demand (MW) | 0 | 0 | 0 | 0 | 0 | 0 | 0 | 0 | 0 | 0 | 0 | 0 | 0 | 0 | 0 | 0 | 0 | 0 | 0 | 0 | 0 | 0 | 0 | 0 | 0 | 0 | 0 | 0 | 0 | 0 | 0 | 0 | 0
F5_Commercial_Retail_New_Food Preparation_Natural Gas_Steamer_Baseline Forecast | F5 | Commercial | Retail | New | Food Preparation | Natural Gas | Steamer | Baseline Forecast | Turnover | 0 | 0 | 0 | 0 | 0 | 0 | 0 | 0 | 0 | 0 | 0 | 0 | 0 | 0 | 0 | 0 | 0 | 0 | 0 | 0 | 0 | 0 | 0 | 0 | 0 | 0 | 0 | 0 | 0 | 0 | 0 | 0 | 0
F6_Commercial_Retail_New_Food Preparation_Natural Gas_Steamer_Baseline Forecast | F6 | Commercial | Retail | New | Food Preparation | Natural Gas | Steamer | Baseline Forecast | Avg. Replacement Usage (kWh) | 0.68205 | 0.68205 | 0.68205 | 0.41273 | 0.41273 | 0.41273 | 0.41273 | 0.41273 | 0.41273 | 0.41273 | 0.41273 | 0.41273 | 0.41273 | 0.41273 | 0.41273 | 0.41273 | 0.41273 | 0.41273 | 0.41273 | 0.41273 | 0.41273 | 0.41273 | 0.41273 | 0.41273 | 0.41273 | 0.41273 | 0.41273 | 0.41273 | 0.41273 | 0.41273 | 0.41273 | 0.41273 | 0.41273
F7_Commercial_Retail_New_Food Preparation_Natural Gas_Steamer_Baseline Forecast | F7 | Commercial | Retail | New | Food Preparation | Natural Gas | Steamer | Baseline Forecast | Avg. Replacement Summer Demand (kW) | 0 | 0 | 0 | 0 | 0 | 0 | 0 | 0 | 0 | 0 | 0 | 0 | 0 | 0 | 0 | 0 | 0 | 0 | 0 | 0 | 0 | 0 | 0 | 0 | 0 | 0 | 0 | 0 | 0 | 0 | 0 | 0 | 0
F8_Commercial_Retail_New_Food Preparation_Natural Gas_Steamer_Baseline Forecast | F8 | Commercial | Retail | New | Food Preparation | Natural Gas | Steamer | Baseline Forecast | Avg. Replacement Winter Demand (kW) | 0 | 0 | 0 | 0 | 0 | 0 | 0 | 0 | 0 | 0 | 0 | 0 | 0 | 0 | 0 | 0 | 0 | 0 | 0 | 0 | 0 | 0 | 0 | 0 | 0 | 0 | 0 | 0 | 0 | 0 | 0 | 0 | 0
F1_Commercial_Retail_New_Food Preparation_Natural Gas_Food Prep Other_Baseline Forecast | F1 | Commercial | Retail | New | Food Preparation | Natural Gas | Food Prep Other | Baseline Forecast | Units | 0 | 0 | 0 | 0 | 0 | 0 | 0 | 0 | 0 | 0 | 0 | 0 | 0 | 0 | 0 | 0 | 0 | 0 | 0 | 0 | 0 | 0 | 0 | 0 | 0 | 0 | 0 | 0 | 0 | 0 | 0 | 0 | 0
F2_Commercial_Retail_New_Food Preparation_Natural Gas_Food Prep Other_Baseline Forecast | F2 | Commercial | Retail | New | Food Preparation | Natural Gas | Food Prep Other | Baseline Forecast | Usage (MMtherm) | 0 | 0 | 0 | 0 | 0 | 0 | 0 | 0 | 0 | 0 | 0 | 0 | 0 | 0 | 0 | 0 | 0 | 0 | 0 | 0 | 0 | 0 | 0 | 0 | 0 | 0 | 0 | 0 | 0 | 0 | 0 | 0 | 0
F3_Commercial_Retail_New_Food Preparation_Natural Gas_Food Prep Other_Baseline Forecast | F3 | Commercial | Retail | New | Food Preparation | Natural Gas | Food Prep Other | Baseline Forecast | Summer Peak Demand (MW) | 0 | 0 | 0 | 0 | 0 | 0 | 0 | 0 | 0 | 0 | 0 | 0 | 0 | 0 | 0 | 0 | 0 | 0 | 0 | 0 | 0 | 0 | 0 | 0 | 0 | 0 | 0 | 0 | 0 | 0 | 0 | 0 | 0
F4_Commercial_Retail_New_Food Preparation_Natural Gas_Food Prep Other_Baseline Forecast | F4 | Commercial | Retail | New | Food Preparation | Natural Gas | Food Prep Other | Baseline Forecast | Winter Peak Demand (MW) | 0 | 0 | 0 | 0 | 0 | 0 | 0 | 0 | 0 | 0 | 0 | 0 | 0 | 0 | 0 | 0 | 0 | 0 | 0 | 0 | 0 | 0 | 0 | 0 | 0 | 0 | 0 | 0 | 0 | 0 | 0 | 0 | 0
F5_Commercial_Retail_New_Food Preparation_Natural Gas_Food Prep Other_Baseline Forecast | F5 | Commercial | Retail | New | Food Preparation | Natural Gas | Food Prep Other | Baseline Forecast | Turnover | 0 | 0 | 0 | 0 | 0 | 0 | 0 | 0 | 0 | 0 | 0 | 0 | 0 | 0 | 0 | 0 | 0 | 0 | 0 | 0 | 0 | 0 | 0 | 0 | 0 | 0 | 0 | 0 | 0 | 0 | 0 | 0 | 0
F6_Commercial_Retail_New_Food Preparation_Natural Gas_Food Prep Other_Baseline Forecast | F6 | Commercial | Retail | New | Food Preparation | Natural Gas | Food Prep Other | Baseline Forecast | Avg. Replacement Usage (kWh) | 0.17043 | 0.17043 | 0.17043 | 0.17043 | 0.17043 | 0.17043 | 0.17043 | 0.17043 | 0.17043 | 0.17043 | 0.17043 | 0.17043 | 0.17043 | 0.17043 | 0.17043 | 0.17043 | 0.17043 | 0.17043 | 0.17043 | 0.17043 | 0.17043 | 0.17043 | 0.17043 | 0.17043 | 0.17043 | 0.17043 | 0.17043 | 0.17043 | 0.17043 | 0.17043 | 0.17043 | 0.17043 | 0.17043
F7_Commercial_Retail_New_Food Preparation_Natural Gas_Food Prep Other_Baseline Forecast | F7 | Commercial | Retail | New | Food Preparation | Natural Gas | Food Prep Other | Baseline Forecast | Avg. Replacement Summer Demand (kW) | 0 | 0 | 0 | 0 | 0 | 0 | 0 | 0 | 0 | 0 | 0 | 0 | 0 | 0 | 0 | 0 | 0 | 0 | 0 | 0 | 0 | 0 | 0 | 0 | 0 | 0 | 0 | 0 | 0 | 0 | 0 | 0 | 0
F8_Commercial_Retail_New_Food Preparation_Natural Gas_Food Prep Other_Baseline Forecast | F8 | Commercial | Retail | New | Food Preparation | Natural Gas | Food Prep Other | Baseline Forecast | Avg. Replacement Winter Demand (kW) | 0 | 0 | 0 | 0 | 0 | 0 | 0 | 0 | 0 | 0 | 0 | 0 | 0 | 0 | 0 | 0 | 0 | 0 | 0 | 0 | 0 | 0 | 0 | 0 | 0 | 0 | 0 | 0 | 0 | 0 | 0 | 0 | 0
F1_Commercial_Retail_New_Miscellaneous_Natural Gas_Pool Heater_Baseline Forecast | F1 | Commercial | Retail | New | Miscellaneous | Natural Gas | Pool Heater | Baseline Forecast | Units | 0 | 0 | 0 | 0 | 0 | 0 | 0 | 0 | 0 | 0 | 0 | 0 | 0 | 0 | 0 | 0 | 0 | 0 | 0 | 0 | 0 | 0 | 0 | 0 | 0 | 0 | 0 | 0 | 0 | 0 | 0 | 0 | 0
F2_Commercial_Retail_New_Miscellaneous_Natural Gas_Pool Heater_Baseline Forecast | F2 | Commercial | Retail | New | Miscellaneous | Natural Gas | Pool Heater | Baseline Forecast | Usage (MMtherm) | 0 | 0 | 0 | 0 | 0 | 0 | 0 | 0 | 0 | 0 | 0 | 0 | 0 | 0 | 0 | 0 | 0 | 0 | 0 | 0 | 0 | 0 | 0 | 0 | 0 | 0 | 0 | 0 | 0 | 0 | 0 | 0 | 0
F3_Commercial_Retail_New_Miscellaneous_Natural Gas_Pool Heater_Baseline Forecast | F3 | Commercial | Retail | New | Miscellaneous | Natural Gas | Pool Heater | Baseline Forecast | Summer Peak Demand (MW) | 0 | 0 | 0 | 0 | 0 | 0 | 0 | 0 | 0 | 0 | 0 | 0 | 0 | 0 | 0 | 0 | 0 | 0 | 0 | 0 | 0 | 0 | 0 | 0 | 0 | 0 | 0 | 0 | 0 | 0 | 0 | 0 | 0
F4_Commercial_Retail_New_Miscellaneous_Natural Gas_Pool Heater_Baseline Forecast | F4 | Commercial | Retail | New | Miscellaneous | Natural Gas | Pool Heater | Baseline Forecast | Winter Peak Demand (MW) | 0 | 0 | 0 | 0 | 0 | 0 | 0 | 0 | 0 | 0 | 0 | 0 | 0 | 0 | 0 | 0 | 0 | 0 | 0 | 0 | 0 | 0 | 0 | 0 | 0 | 0 | 0 | 0 | 0 | 0 | 0 | 0 | 0
F5_Commercial_Retail_New_Miscellaneous_Natural Gas_Pool Heater_Baseline Forecast | F5 | Commercial | Retail | New | Miscellaneous | Natural Gas | Pool Heater | Baseline Forecast | Turnover | 0 | 0 | 0 | 0 | 0 | 0 | 0 | 0 | 0 | 0 | 0 | 0 | 0 | 0 | 0 | 0 | 0 | 0 | 0 | 0 | 0 | 0 | 0 | 0 | 0 | 0 | 0 | 0 | 0 | 0 | 0 | 0 | 0
F6_Commercial_Retail_New_Miscellaneous_Natural Gas_Pool Heater_Baseline Forecast | F6 | Commercial | Retail | New | Miscellaneous | Natural Gas | Pool Heater | Baseline Forecast | Avg. Replacement Usage (kWh) | 0.01 | 0.01 | 0.01 | 0.01 | 0.01 | 0.01 | 0.01 | 0.01 | 0.01 | 0.01 | 0.01 | 0.01 | 0.01 | 0.01 | 0.01 | 0.01 | 0.01 | 0.01 | 0.01 | 0.01 | 0.01 | 0.01 | 0.01 | 0.01 | 0.01 | 0.01 | 0.01 | 0.01 | 0.01 | 0.01 | 0.01 | 0.01 | 0.01
F7_Commercial_Retail_New_Miscellaneous_Natural Gas_Pool Heater_Baseline Forecast | F7 | Commercial | Retail | New | Miscellaneous | Natural Gas | Pool Heater | Baseline Forecast | Avg. Replacement Summer Demand (kW) | 0 | 0 | 0 | 0 | 0 | 0 | 0 | 0 | 0 | 0 | 0 | 0 | 0 | 0 | 0 | 0 | 0 | 0 | 0 | 0 | 0 | 0 | 0 | 0 | 0 | 0 | 0 | 0 | 0 | 0 | 0 | 0 | 0
F8_Commercial_Retail_New_Miscellaneous_Natural Gas_Pool Heater_Baseline Forecast | F8 | Commercial | Retail | New | Miscellaneous | Natural Gas | Pool Heater | Baseline Forecast | Avg. Replacement Winter Demand (kW) | 0 | 0 | 0 | 0 | 0 | 0 | 0 | 0 | 0 | 0 | 0 | 0 | 0 | 0 | 0 | 0 | 0 | 0 | 0 | 0 | 0 | 0 | 0 | 0 | 0 | 0 | 0 | 0 | 0 | 0 | 0 | 0 | 0
F1_Commercial_Retail_New_Miscellaneous_Natural Gas_Miscellaneous_Baseline Forecast | F1 | Commercial | Retail | New | Miscellaneous | Natural Gas | Miscellaneous | Baseline Forecast | Units | 0 | 158668.9991 | 923988.5074 | 1413081.2748 | 2043864.8373 | 2899907.2957 | 3700028.8058 | 4409185.4058 | 5046985.0481 | 5662806.7 | 6270595.3376 | 6872345.7217 | 7473271.6368 | 8075916.9979 | 8682269.2347 | 9289738.552 | 9897373.8894 | 10504222.0556 | 11110270.5644 | 11715506.7901 | 12320872.439 | 12926368.3802 | 13531141.9404 | 14135183.2782 | 14738482.4569 | 15341882.9923 | 15945385.4768 | 16548990.5066 | 17152698.6811 | 17756510.6035 | 18360426.8803 | 18964448.1217 | 19236506.7528
F2_Commercial_Retail_New_Miscellaneous_Natural Gas_Miscellaneous_Baseline Forecast | F2 | Commercial | Retail | New | Miscellaneous | Natural Gas | Miscellaneous | Baseline Forecast | Usage (MMtherm) | 0 | 0.00063929 | 0.0037228 | 0.0056934 | 0.0082349 | 0.011684 | 0.014908 | 0.017765 | 0.020335 | 0.022816 | 0.025265 | 0.027689 | 0.03011 | 0.032538 | 0.034981 | 0.037429 | 0.039877 | 0.042322 | 0.044764 | 0.047203 | 0.049642 | 0.052081 | 0.054518 | 0.056952 | 0.059382 | 0.061814 | 0.064245 | 0.066677 | 0.069109 | 0.071542 | 0.073975 | 0.076409 | 0.077505
F3_Commercial_Retail_New_Miscellaneous_Natural Gas_Miscellaneous_Baseline Forecast | F3 | Commercial | Retail | New | Miscellaneous | Natural Gas | Miscellaneous | Baseline Forecast | Summer Peak Demand (MW) | 0 | 0 | 0 | 0 | 0 | 0 | 0 | 0 | 0 | 0 | 0 | 0 | 0 | 0 | 0 | 0 | 0 | 0 | 0 | 0 | 0 | 0 | 0 | 0 | 0 | 0 | 0 | 0 | 0 | 0 | 0 | 0 | 0
F4_Commercial_Retail_New_Miscellaneous_Natural Gas_Miscellaneous_Baseline Forecast | F4 | Commercial | Retail | New | Miscellaneous | Natural Gas | Miscellaneous | Baseline Forecast | Winter Peak Demand (MW) | 0 | 0 | 0 | 0 | 0 | 0 | 0 | 0 | 0 | 0 | 0 | 0 | 0 | 0 | 0 | 0 | 0 | 0 | 0 | 0 | 0 | 0 | 0 | 0 | 0 | 0 | 0 | 0 | 0 | 0 | 0 | 0 | 0
F5_Commercial_Retail_New_Miscellaneous_Natural Gas_Miscellaneous_Baseline Forecast | F5 | Commercial | Retail | New | Miscellaneous | Natural Gas | Miscellaneous | Baseline Forecast | Turnover | 0 | 158668.9991 | 765319.5083 | 489092.7674 | 653450.5624 | 984802.6737 | 980357.8044 | 956994.9325 | 990918.595 | 1058546.1548 | 1123980.3447 | 1231989.5658 | 1469103.7717 | 1426885.7939 | 1536729.3647 | 1711349.2017 | 1756363.8786 | 1804198.4567 | 1886711.1169 | 1973559.9314 | 2055021.8954 | 2149057.8568 | 2278848.6834 | 2320236.9187 | 2413335.9375 | 2531287.1646 | 2600554.5032 | 2674063.1261 | 2764039.6486 | 2852336.4238 | 2936966.5361 | 3026039.4633 | 2793366.3675
F6_Commercial_Retail_New_Miscellaneous_Natural Gas_Miscellaneous_Baseline Forecast | F6 | Commercial | Retail | New | Miscellaneous | Natural Gas | Miscellaneous | Baseline Forecast | Avg. Replacement Usage (kWh) | 0.0040291 | 0.0040291 | 0.0040291 | 0.0040291 | 0.0040291 | 0.0040291 | 0.0040291 | 0.0040291 | 0.0040291 | 0.0040291 | 0.0040291 | 0.0040291 | 0.0040291 | 0.0040291 | 0.0040291 | 0.0040291 | 0.0040291 | 0.0040291 | 0.0040291 | 0.0040291 | 0.0040291 | 0.0040291 | 0.0040291 | 0.0040291 | 0.0040291 | 0.0040291 | 0.0040291 | 0.0040291 | 0.0040291 | 0.0040291 | 0.0040291 | 0.0040291 | 0.0040291
F7_Commercial_Retail_New_Miscellaneous_Natural Gas_Miscellaneous_Baseline Forecast | F7 | Commercial | Retail | New | Miscellaneous | Natural Gas | Miscellaneous | Baseline Forecast | Avg. Replacement Summer Demand (kW) | 0 | 0 | 0 | 0 | 0 | 0 | 0 | 0 | 0 | 0 | 0 | 0 | 0 | 0 | 0 | 0 | 0 | 0 | 0 | 0 | 0 | 0 | 0 | 0 | 0 | 0 | 0 | 0 | 0 | 0 | 0 | 0 | 0
F8_Commercial_Retail_New_Miscellaneous_Natural Gas_Miscellaneous_Baseline Forecast | F8 | Commercial | Retail | New | Miscellaneous | Natural Gas | Miscellaneous | Baseline Forecast | Avg. Replacement Winter Demand (kW) | 0 | 0 | 0 | 0 | 0 | 0 | 0 | 0 | 0 | 0 | 0 | 0 | 0 | 0 | 0 | 0 | 0 | 0 | 0 | 0 | 0 | 0 | 0 | 0 | 0 | 0 | 0 | 0 | 0 | 0 | 0 | 0 | 0
F1_Commercial_Grocery_Existing_Space Heating_Natural Gas_Furnace_Baseline Forecast | F1 | Commercial | Grocery | Existing | Space Heating | Natural Gas | Furnace | Baseline Forecast | Units | 1830365.9982 | 1821053.5092 | 1811741.0201 | 1800494.9495 | 1788956.5879 | 1776306.2078 | 1764487.8808 | 1754023.0293 | 1744619.9048 | 1735543.7929 | 1726587.2049 | 1717720.4607 | 1708865.9839 | 1699985.9232 | 1691050.7076 | 1682098.8709 | 1673144.5639 | 1664201.9693 | 1655271.2729 | 1646352.6626 | 1637432.1265 | 1628509.6518 | 1619597.9255 | 1610697.0939 | 1601807.3051 | 1592916.0081 | 1584023.1943 | 1575128.8546 | 1566232.9803 | 1557335.5622 | 1548436.5915 | 1539536.059 | 1530686.6875
F2_Commercial_Grocery_Existing_Space Heating_Natural Gas_Furnace_Baseline Forecast | F2 | Commercial | Grocery | Existing | Space Heating | Natural Gas | Furnace | Baseline Forecast | Usage (MMtherm) | 0.3488 | 0.34548 | 0.34028 | 0.33469 | 0.32907 | 0.32327 | 0.31767 | 0.31237 | 0.30713 | 0.30203 | 0.29702 | 0.29212 | 0.28732 | 0.28262 | 0.27801 | 0.27352 | 0.26914 | 0.26489 | 0.26076 | 0.25676 | 0.25287 | 0.24909 | 0.24541 | 0.24182 | 0.23831 | 0.23488 | 0.23153 | 0.22826 | 0.22507 | 0.22194 | 0.21887 | 0.21586 | 0.21423
F3_Commercial_Grocery_Existing_Space Heating_Natural Gas_Furnace_Baseline Forecast | F3 | Commercial | Grocery | Existing | Space Heating | Natural Gas | Furnace | Baseline Forecast | Summer Peak Demand (MW) | 0 | 0 | 0 | 0 | 0 | 0 | 0 | 0 | 0 | 0 | 0 | 0 | 0 | 0 | 0 | 0 | 0 | 0 | 0 | 0 | 0 | 0 | 0 | 0 | 0 | 0 | 0 | 0 | 0 | 0 | 0 | 0 | 0
F4_Commercial_Grocery_Existing_Space Heating_Natural Gas_Furnace_Baseline Forecast | F4 | Commercial | Grocery | Existing | Space Heating | Natural Gas | Furnace | Baseline Forecast | Winter Peak Demand (MW) | 0 | 0 | 0 | 0 | 0 | 0 | 0 | 0 | 0 | 0 | 0 | 0 | 0 | 0 | 0 | 0 | 0 | 0 | 0 | 0 | 0 | 0 | 0 | 0 | 0 | 0 | 0 | 0 | 0 | 0 | 0 | 0 | 0
F5_Commercial_Grocery_Existing_Space Heating_Natural Gas_Furnace_Baseline Forecast | F5 | Commercial | Grocery | Existing | Space Heating | Natural Gas | Furnace | Baseline Forecast | Turnover | 0 | 36542.8798 | 39618.7257 | 42365.8446 | 44839.4515 | 47038.4004 | 49032.4717 | 50858.6078 | 52529.5819 | 54041.0835 | 55401.1804 | 56621.8127 | 57712.1381 | 58681.4846 | 59538.5049 | 60293.4367 | 60955.0108 | 61531.3262 | 62029.3727 | 59490.698 | 57371.3269 | 55617.1918 | 54180.6606 | 53019.0537 | 52094.5371 | 51373.2076 | 50825.4585 | 50425.1518 | 50149.2506 | 49977.4891 | 49892.074 | 49877.418 | 59937.6771
F6_Commercial_Grocery_Existing_Space Heating_Natural Gas_Furnace_Baseline Forecast | F6 | Commercial | Grocery | Existing | Space Heating | Natural Gas | Furnace | Baseline Forecast | Avg. Replacement Usage (kWh) | 0.16674 | 0.16674 | 0.16586 | 0.16498 | 0.16409 | 0.16321 | 0.16233 | 0.16145 | 0.15699 | 0.15613 | 0.15527 | 0.15441 | 0.15354 | 0.15268 | 0.15182 | 0.15095 | 0.15009 | 0.14923 | 0.14837 | 0.1475 | 0.14664 | 0.14578 | 0.14492 | 0.14405 | 0.14319 | 0.14233 | 0.14147 | 0.14061 | 0.13974 | 0.13888 | 0.13802 | 0.13716 | 0.13716
F7_Commercial_Grocery_Existing_Space Heating_Natural Gas_Furnace_Baseline Forecast | F7 | Commercial | Grocery | Existing | Space Heating | Natural Gas | Furnace | Baseline Forecast | Avg. Replacement Summer Demand (kW) | 0 | 0 | 0 | 0 | 0 | 0 | 0 | 0 | 0 | 0 | 0 | 0 | 0 | 0 | 0 | 0 | 0 | 0 | 0 | 0 | 0 | 0 | 0 | 0 | 0 | 0 | 0 | 0 | 0 | 0 | 0 | 0 | 0
F8_Commercial_Grocery_Existing_Space Heating_Natural Gas_Furnace_Baseline Forecast | F8 | Commercial | Grocery | Existing | Space Heating | Natural Gas | Furnace | Baseline Forecast | Avg. Replacement Winter Demand (kW) | 0 | 0 | 0 | 0 | 0 | 0 | 0 | 0 | 0 | 0 | 0 | 0 | 0 | 0 | 0 | 0 | 0 | 0 | 0 | 0 | 0 | 0 | 0 | 0 | 0 | 0 | 0 | 0 | 0 | 0 | 0 | 0 | 0
F1_Commercial_Grocery_Existing_Space Heating_Natural Gas_Boiler_Baseline Forecast | F1 | Commercial | Grocery | Existing | Space Heating | Natural Gas | Boiler | Baseline Forecast | Units | 12218.0928 | 12155.9299 | 12093.767 | 12018.6971 | 11941.676 | 11857.2319 | 11778.342 | 11708.4868 | 11645.7189 | 11585.1339 | 11525.3467 | 11466.1593 | 11407.0537 | 11347.7774 | 11288.1328 | 11228.3774 | 11168.6054 | 11108.9116 | 11049.2973 | 10989.7636 | 10930.2171 | 10870.6576 | 10811.1699 | 10751.7549 | 10692.4136 | 10633.0623 | 10573.7008 | 10514.3291 | 10454.9472 | 10395.555 | 10336.1525 | 10276.7395 | 10217.668
F2_Commercial_Grocery_Existing_Space Heating_Natural Gas_Boiler_Baseline Forecast | F2 | Commercial | Grocery | Existing | Space Heating | Natural Gas | Boiler | Baseline Forecast | Usage (MMtherm) | 0.0090279 | 0.0089391 | 0.0088003 | 0.008651 | 0.0085 | 0.008344 | 0.0081927 | 0.008049 | 0.0079117 | 0.0077778 | 0.0076463 | 0.0075177 | 0.0073917 | 0.0072684 | 0.0071478 | 0.0070302 | 0.0069157 | 0.0068047 | 0.0066969 | 0.0065926 | 0.0064917 | 0.0063944 | 0.0063001 | 0.0062087 | 0.00612 | 0.0060337 | 0.0059495 | 0.0058674 | 0.0057871 | 0.0057085 | 0.0056314 | 0.0055558 | 0.0055163
F3_Commercial_Grocery_Existing_Space Heating_Natural Gas_Boiler_Baseline Forecast | F3 | Commercial | Grocery | Existing | Space Heating | Natural Gas | Boiler | Baseline Forecast | Summer Peak Demand (MW) | 0 | 0 | 0 | 0 | 0 | 0 | 0 | 0 | 0 | 0 | 0 | 0 | 0 | 0 | 0 | 0 | 0 | 0 | 0 | 0 | 0 | 0 | 0 | 0 | 0 | 0 | 0 | 0 | 0 | 0 | 0 | 0 | 0
F4_Commercial_Grocery_Existing_Space Heating_Natural Gas_Boiler_Baseline Forecast | F4 | Commercial | Grocery | Existing | Space Heating | Natural Gas | Boiler | Baseline Forecast | Winter Peak Demand (MW) | 0 | 0 | 0 | 0 | 0 | 0 | 0 | 0 | 0 | 0 | 0 | 0 | 0 | 0 | 0 | 0 | 0 | 0 | 0 | 0 | 0 | 0 | 0 | 0 | 0 | 0 | 0 | 0 | 0 | 0 | 0 | 0 | 0
F5_Commercial_Grocery_Existing_Space Heating_Natural Gas_Boiler_Baseline Forecast | F5 | Commercial | Grocery | Existing | Space Heating | Natural Gas | Boiler | Baseline Forecast | Turnover | 0 | 221.0169 | 243.8743 | 264.0321 | 281.9152 | 297.5915 | 311.5681 | 324.1402 | 335.4412 | 345.4879 | 354.3694 | 362.1947 | 369.0508 | 375.022 | 380.1849 | 384.6235 | 388.4095 | 391.6083 | 394.2764 | 396.4646 | 398.2157 | 399.5713 | 379.1285 | 362.4784 | 349.0612 | 338.3871 | 330.0325 | 323.6296 | 318.8595 | 315.4467 | 313.153 | 311.7734 | 311.1428
F6_Commercial_Grocery_Existing_Space Heating_Natural Gas_Boiler_Baseline Forecast | F6 | Commercial | Grocery | Existing | Space Heating | Natural Gas | Boiler | Baseline Forecast | Avg. Replacement Usage (kWh) | 0.63306 | 0.63306 | 0.6297 | 0.62635 | 0.623 | 0.61966 | 0.6163 | 0.61295 | 0.6096 | 0.60625 | 0.6029 | 0.59955 | 0.5962 | 0.59285 | 0.5895 | 0.58615 | 0.5828 | 0.57945 | 0.5761 | 0.57275 | 0.5694 | 0.56606 | 0.5627 | 0.55936 | 0.55601 | 0.55267 | 0.54931 | 0.54597 | 0.54262 | 0.53927 | 0.53592 | 0.53257 | 0.53257
F7_Commercial_Grocery_Existing_Space Heating_Natural Gas_Boiler_Baseline Forecast | F7 | Commercial | Grocery | Existing | Space Heating | Natural Gas | Boiler | Baseline Forecast | Avg. Replacement Summer Demand (kW) | 0 | 0 | 0 | 0 | 0 | 0 | 0 | 0 | 0 | 0 | 0 | 0 | 0 | 0 | 0 | 0 | 0 | 0 | 0 | 0 | 0 | 0 | 0 | 0 | 0 | 0 | 0 | 0 | 0 | 0 | 0 | 0 | 0
F8_Commercial_Grocery_Existing_Space Heating_Natural Gas_Boiler_Baseline Forecast | F8 | Commercial | Grocery | Existing | Space Heating | Natural Gas | Boiler | Baseline Forecast | Avg. Replacement Winter Demand (kW) | 0 | 0 | 0 | 0 | 0 | 0 | 0 | 0 | 0 | 0 | 0 | 0 | 0 | 0 | 0 | 0 | 0 | 0 | 0 | 0 | 0 | 0 | 0 | 0 | 0 | 0 | 0 | 0 | 0 | 0 | 0 | 0 | 0
F1_Commercial_Grocery_Existing_Space Heating_Natural Gas_Unit Heater_Baseline Forecast | F1 | Commercial | Grocery | Existing | Space Heating | Natural Gas | Unit Heater | Baseline Forecast | Units | 0 | 0 | 0 | 0 | 0 | 0 | 0 | 0 | 0 | 0 | 0 | 0 | 0 | 0 | 0 | 0 | 0 | 0 | 0 | 0 | 0 | 0 | 0 | 0 | 0 | 0 | 0 | 0 | 0 | 0 | 0 | 0 | 0
F2_Commercial_Grocery_Existing_Space Heating_Natural Gas_Unit Heater_Baseline Forecast | F2 | Commercial | Grocery | Existing | Space Heating | Natural Gas | Unit Heater | Baseline Forecast | Usage (MMtherm) | 0 | 0 | 0 | 0 | 0 | 0 | 0 | 0 | 0 | 0 | 0 | 0 | 0 | 0 | 0 | 0 | 0 | 0 | 0 | 0 | 0 | 0 | 0 | 0 | 0 | 0 | 0 | 0 | 0 | 0 | 0 | 0 | 0
F3_Commercial_Grocery_Existing_Space Heating_Natural Gas_Unit Heater_Baseline Forecast | F3 | Commercial | Grocery | Existing | Space Heating | Natural Gas | Unit Heater | Baseline Forecast | Summer Peak Demand (MW) | 0 | 0 | 0 | 0 | 0 | 0 | 0 | 0 | 0 | 0 | 0 | 0 | 0 | 0 | 0 | 0 | 0 | 0 | 0 | 0 | 0 | 0 | 0 | 0 | 0 | 0 | 0 | 0 | 0 | 0 | 0 | 0 | 0
F4_Commercial_Grocery_Existing_Space Heating_Natural Gas_Unit Heater_Baseline Forecast | F4 | Commercial | Grocery | Existing | Space Heating | Natural Gas | Unit Heater | Baseline Forecast | Winter Peak Demand (MW) | 0 | 0 | 0 | 0 | 0 | 0 | 0 | 0 | 0 | 0 | 0 | 0 | 0 | 0 | 0 | 0 | 0 | 0 | 0 | 0 | 0 | 0 | 0 | 0 | 0 | 0 | 0 | 0 | 0 | 0 | 0 | 0 | 0
F5_Commercial_Grocery_Existing_Space Heating_Natural Gas_Unit Heater_Baseline Forecast | F5 | Commercial | Grocery | Existing | Space Heating | Natural Gas | Unit Heater | Baseline Forecast | Turnover | 0 | 0 | 0 | 0 | 0 | 0 | 0 | 0 | 0 | 0 | 0 | 0 | 0 | 0 | 0 | 0 | 0 | 0 | 0 | 0 | 0 | 0 | 0 | 0 | 0 | 0 | 0 | 0 | 0 | 0 | 0 | 0 | 0
F6_Commercial_Grocery_Existing_Space Heating_Natural Gas_Unit Heater_Baseline Forecast | F6 | Commercial | Grocery | Existing | Space Heating | Natural Gas | Unit Heater | Baseline Forecast | Avg. Replacement Usage (kWh) | 0.095281 | 0.095281 | 0.094776 | 0.094272 | 0.093768 | 0.093264 | 0.092759 | 0.092255 | 0.091751 | 0.091247 | 0.090742 | 0.090238 | 0.089733 | 0.08923 | 0.088725 | 0.088221 | 0.087717 | 0.087213 | 0.086708 | 0.086204 | 0.0857 | 0.085197 | 0.084692 | 0.084188 | 0.083684 | 0.083182 | 0.082677 | 0.082173 | 0.081669 | 0.081166 | 0.080661 | 0.080157 | 0.080157
F7_Commercial_Grocery_Existing_Space Heating_Natural Gas_Unit Heater_Baseline Forecast | F7 | Commercial | Grocery | Existing | Space Heating | Natural Gas | Unit Heater | Baseline Forecast | Avg. Replacement Summer Demand (kW) | 0 | 0 | 0 | 0 | 0 | 0 | 0 | 0 | 0 | 0 | 0 | 0 | 0 | 0 | 0 | 0 | 0 | 0 | 0 | 0 | 0 | 0 | 0 | 0 | 0 | 0 | 0 | 0 | 0 | 0 | 0 | 0 | 0
F8_Commercial_Grocery_Existing_Space Heating_Natural Gas_Unit Heater_Baseline Forecast | F8 | Commercial | Grocery | Existing | Space Heating | Natural Gas | Unit Heater | Baseline Forecast | Avg. Replacement Winter Demand (kW) | 0 | 0 | 0 | 0 | 0 | 0 | 0 | 0 | 0 | 0 | 0 | 0 | 0 | 0 | 0 | 0 | 0 | 0 | 0 | 0 | 0 | 0 | 0 | 0 | 0 | 0 | 0 | 0 | 0 | 0 | 0 | 0 | 0
F1_Commercial_Grocery_Existing_Water Heating_Natural Gas_Water Heater_Baseline Forecast | F1 | Commercial | Grocery | Existing | Water Heating | Natural Gas | Water Heater | Baseline Forecast | Units | 1389198.4354 | 1382130.5074 | 1375062.5793 | 1366527.1149 | 1357769.8096 | 1348168.5123 | 1339198.7208 | 1331256.1807 | 1324119.4627 | 1317230.9385 | 1310433.1298 | 1303703.51 | 1296983.2009 | 1290243.4743 | 1283461.8866 | 1276667.6839 | 1269871.6064 | 1263084.4182 | 1256306.2605 | 1249537.2757 | 1242766.8294 | 1235994.9117 | 1229231.1517 | 1222475.6606 | 1215728.5506 | 1208980.296 | 1202230.89 | 1195480.3261 | 1188728.5973 | 1181975.697 | 1175221.6182 | 1168466.354 | 1161749.9196
F2_Commercial_Grocery_Existing_Water Heating_Natural Gas_Water Heater_Baseline Forecast | F2 | Commercial | Grocery | Existing | Water Heating | Natural Gas | Water Heater | Baseline Forecast | Usage (MMtherm) | 0.50412 | 0.495 | 0.48458 | 0.47301 | 0.46128 | 0.44961 | 0.43881 | 0.42926 | 0.42106 | 0.41418 | 0.4083 | 0.40323 | 0.39879 | 0.39483 | 0.39126 | 0.38799 | 0.38498 | 0.38217 | 0.37952 | 0.37699 | 0.37457 | 0.37223 | 0.36995 | 0.36772 | 0.36554 | 0.36339 | 0.36127 | 0.35916 | 0.35707 | 0.35499 | 0.35293 | 0.35087 | 0.34883
F3_Commercial_Grocery_Existing_Water Heating_Natural Gas_Water Heater_Baseline Forecast | F3 | Commercial | Grocery | Existing | Water Heating | Natural Gas | Water Heater | Baseline Forecast | Summer Peak Demand (MW) | 0 | 0 | 0 | 0 | 0 | 0 | 0 | 0 | 0 | 0 | 0 | 0 | 0 | 0 | 0 | 0 | 0 | 0 | 0 | 0 | 0 | 0 | 0 | 0 | 0 | 0 | 0 | 0 | 0 | 0 | 0 | 0 | 0
F4_Commercial_Grocery_Existing_Water Heating_Natural Gas_Water Heater_Baseline Forecast | F4 | Commercial | Grocery | Existing | Water Heating | Natural Gas | Water Heater | Baseline Forecast | Winter Peak Demand (MW) | 0 | 0 | 0 | 0 | 0 | 0 | 0 | 0 | 0 | 0 | 0 | 0 | 0 | 0 | 0 | 0 | 0 | 0 | 0 | 0 | 0 | 0 | 0 | 0 | 0 | 0 | 0 | 0 | 0 | 0 | 0 | 0 | 0
F5_Commercial_Grocery_Existing_Water Heating_Natural Gas_Water Heater_Baseline Forecast | F5 | Commercial | Grocery | Existing | Water Heating | Natural Gas | Water Heater | Baseline Forecast | Turnover | 0 | 55285.2203 | 71503.2541 | 84178.0703 | 94066.2924 | 101684.2619 | 107590.1539 | 112186.7689 | 115750.6676 | 118463.4131 | 104765.114 | 96940.1977 | 93131.2266 | 91995.4324 | 92570.2855 | 107564.3234 | 110990.8136 | 113579.7618 | 115502.3273 | 113895.8562 | 110706.0937 | 107106.7128 | 103759.1785 | 100991.9599 | 97650.9108 | 97049.4134 | 98023.4943 | 99802.1675 | 101318.4055 | 105410.4221 | 105184.7302 | 104161.8004 | 102659.3148
F6_Commercial_Grocery_Existing_Water Heating_Natural Gas_Water Heater_Baseline Forecast | F6 | Commercial | Grocery | Existing | Water Heating | Natural Gas | Water Heater | Baseline Forecast | Avg. Replacement Usage (kWh) | 0.30018 | 0.30018 | 0.30018 | 0.30018 | 0.30018 | 0.30018 | 0.30018 | 0.30018 | 0.30018 | 0.30018 | 0.30018 | 0.30018 | 0.30018 | 0.30018 | 0.30018 | 0.30018 | 0.30018 | 0.30018 | 0.30018 | 0.30018 | 0.30018 | 0.30018 | 0.30018 | 0.30018 | 0.30018 | 0.30018 | 0.30018 | 0.30018 | 0.30018 | 0.30018 | 0.30018 | 0.30018 | 0.30018
F7_Commercial_Grocery_Existing_Water Heating_Natural Gas_Water Heater_Baseline Forecast | F7 | Commercial | Grocery | Existing | Water Heating | Natural Gas | Water Heater | Baseline Forecast | Avg. Replacement Summer Demand (kW) | 0 | 0 | 0 | 0 | 0 | 0 | 0 | 0 | 0 | 0 | 0 | 0 | 0 | 0 | 0 | 0 | 0 | 0 | 0 | 0 | 0 | 0 | 0 | 0 | 0 | 0 | 0 | 0 | 0 | 0 | 0 | 0 | 0
F8_Commercial_Grocery_Existing_Water Heating_Natural Gas_Water Heater_Baseline Forecast | F8 | Commercial | Grocery | Existing | Water Heating | Natural Gas | Water Heater | Baseline Forecast | Avg. Replacement Winter Demand (kW) | 0 | 0 | 0 | 0 | 0 | 0 | 0 | 0 | 0 | 0 | 0 | 0 | 0 | 0 | 0 | 0 | 0 | 0 | 0 | 0 | 0 | 0 | 0 | 0 | 0 | 0 | 0 | 0 | 0 | 0 | 0 | 0 | 0
F1_Commercial_Grocery_Existing_Food Preparation_Natural Gas_Oven_Baseline Forecast | F1 | Commercial | Grocery | Existing | Food Preparation | Natural Gas | Oven | Baseline Forecast | Units | 318485.1206 | 316864.7402 | 315244.3598 | 313287.5346 | 311279.8507 | 309078.6746 | 307022.2764 | 305201.3841 | 303565.233 | 301985.9824 | 300427.5291 | 298884.7086 | 297344.0227 | 295798.8852 | 294244.1506 | 292686.524 | 291128.4676 | 289572.4491 | 288018.5009 | 286466.6557 | 284914.4754 | 283361.9578 | 281811.3105 | 280262.5588 | 278715.7285 | 277168.6359 | 275621.2793 | 274073.6572 | 272525.7681 | 270977.6104 | 269429.1825 | 267880.4828 | 266340.6852
F2_Commercial_Grocery_Existing_Food Preparation_Natural Gas_Oven_Baseline Forecast | F2 | Commercial | Grocery | Existing | Food Preparation | Natural Gas | Oven | Baseline Forecast | Usage (MMtherm) | 0.014501 | 0.014427 | 0.014353 | 0.014264 | 0.014173 | 0.014072 | 0.013979 | 0.013896 | 0.013821 | 0.01375 | 0.013679 | 0.013608 | 0.013538 | 0.013468 | 0.013397 | 0.013326 | 0.013255 | 0.013184 | 0.013114 | 0.013043 | 0.012972 | 0.012902 | 0.012831 | 0.01276 | 0.01269 | 0.01262 | 0.012549 | 0.012479 | 0.012408 | 0.012338 | 0.012267 | 0.012197 | 0.012127
F3_Commercial_Grocery_Existing_Food Preparation_Natural Gas_Oven_Baseline Forecast | F3 | Commercial | Grocery | Existing | Food Preparation | Natural Gas | Oven | Baseline Forecast | Summer Peak Demand (MW) | 0 | 0 | 0 | 0 | 0 | 0 | 0 | 0 | 0 | 0 | 0 | 0 | 0 | 0 | 0 | 0 | 0 | 0 | 0 | 0 | 0 | 0 | 0 | 0 | 0 | 0 | 0 | 0 | 0 | 0 | 0 | 0 | 0
F4_Commercial_Grocery_Existing_Food Preparation_Natural Gas_Oven_Baseline Forecast | F4 | Commercial | Grocery | Existing | Food Preparation | Natural Gas | Oven | Baseline Forecast | Winter Peak Demand (MW) | 0 | 0 | 0 | 0 | 0 | 0 | 0 | 0 | 0 | 0 | 0 | 0 | 0 | 0 | 0 | 0 | 0 | 0 | 0 | 0 | 0 | 0 | 0 | 0 | 0 | 0 | 0 | 0 | 0 | 0 | 0 | 0 | 0
F5_Commercial_Grocery_Existing_Food Preparation_Natural Gas_Oven_Baseline Forecast | F5 | Commercial | Grocery | Existing | Food Preparation | Natural Gas | Oven | Baseline Forecast | Turnover | 0 | 10562.158 | 13660.5889 | 16082.0934 | 17971.2234 | 19426.625 | 20554.9367 | 21433.1131 | 22113.9906 | 22632.2565 | 23019.4924 | 23302.434 | 20528.1455 | 18900.7677 | 18062.046 | 17752.6992 | 17786.236 | 20560.5971 | 21160.5177 | 21611.648 | 21944.2132 | 22182.4095 | 22345.6714 | 21888.8105 | 21167.7729 | 20395.3697 | 19689.9496 | 19108.8005 | 18433.0482 | 18279.1822 | 18427.5681 | 18732.4857 | 19100.5418
F6_Commercial_Grocery_Existing_Food Preparation_Natural Gas_Oven_Baseline Forecast | F6 | Commercial | Grocery | Existing | Food Preparation | Natural Gas | Oven | Baseline Forecast | Avg. Replacement Usage (kWh) | 0.04553 | 0.04553 | 0.04553 | 0.04553 | 0.04553 | 0.04553 | 0.04553 | 0.04553 | 0.04553 | 0.04553 | 0.04553 | 0.04553 | 0.04553 | 0.04553 | 0.04553 | 0.04553 | 0.04553 | 0.04553 | 0.04553 | 0.04553 | 0.04553 | 0.04553 | 0.04553 | 0.04553 | 0.04553 | 0.04553 | 0.04553 | 0.04553 | 0.04553 | 0.04553 | 0.04553 | 0.04553 | 0.04553
F7_Commercial_Grocery_Existing_Food Preparation_Natural Gas_Oven_Baseline Forecast | F7 | Commercial | Grocery | Existing | Food Preparation | Natural Gas | Oven | Baseline Forecast | Avg. Replacement Summer Demand (kW) | 0 | 0 | 0 | 0 | 0 | 0 | 0 | 0 | 0 | 0 | 0 | 0 | 0 | 0 | 0 | 0 | 0 | 0 | 0 | 0 | 0 | 0 | 0 | 0 | 0 | 0 | 0 | 0 | 0 | 0 | 0 | 0 | 0
F8_Commercial_Grocery_Existing_Food Preparation_Natural Gas_Oven_Baseline Forecast | F8 | Commercial | Grocery | Existing | Food Preparation | Natural Gas | Oven | Baseline Forecast | Avg. Replacement Winter Demand (kW) | 0 | 0 | 0 | 0 | 0 | 0 | 0 | 0 | 0 | 0 | 0 | 0 | 0 | 0 | 0 | 0 | 0 | 0 | 0 | 0 | 0 | 0 | 0 | 0 | 0 | 0 | 0 | 0 | 0 | 0 | 0 | 0 | 0
F1_Commercial_Grocery_Existing_Food Preparation_Natural Gas_Conveyor Oven_Baseline Forecast | F1 | Commercial | Grocery | Existing | Food Preparation | Natural Gas | Conveyor Oven | Baseline Forecast | Units | 159242.5603 | 158432.3701 | 157622.1799 | 156643.7673 | 155639.9253 | 154539.3373 | 153511.1382 | 152600.692 | 151782.6165 | 150992.9912 | 150213.7645 | 149442.3543 | 148672.0113 | 147899.4426 | 147122.0753 | 146343.262 | 145564.2338 | 144786.2246 | 144009.2505 | 143233.3279 | 142457.2377 | 141680.9789 | 140905.6552 | 140131.2794 | 139357.8643 | 138584.3179 | 137810.6396 | 137036.8286 | 136262.884 | 135488.8052 | 134714.5912 | 133940.2414 | 133170.3426
F2_Commercial_Grocery_Existing_Food Preparation_Natural Gas_Conveyor Oven_Baseline Forecast | F2 | Commercial | Grocery | Existing | Food Preparation | Natural Gas | Conveyor Oven | Baseline Forecast | Usage (MMtherm) | 0.012406 | 0.012343 | 0.01228 | 0.012203 | 0.012125 | 0.012039 | 0.011959 | 0.011888 | 0.011825 | 0.011763 | 0.011702 | 0.011642 | 0.011582 | 0.011522 | 0.011462 | 0.011401 | 0.01134 | 0.01128 | 0.011219 | 0.011159 | 0.011098 | 0.011038 | 0.010977 | 0.010917 | 0.010857 | 0.010796 | 0.010736 | 0.010676 | 0.010616 | 0.010555 | 0.010495 | 0.010435 | 0.010375
F3_Commercial_Grocery_Existing_Food Preparation_Natural Gas_Conveyor Oven_Baseline Forecast | F3 | Commercial | Grocery | Existing | Food Preparation | Natural Gas | Conveyor Oven | Baseline Forecast | Summer Peak Demand (MW) | 0 | 0 | 0 | 0 | 0 | 0 | 0 | 0 | 0 | 0 | 0 | 0 | 0 | 0 | 0 | 0 | 0 | 0 | 0 | 0 | 0 | 0 | 0 | 0 | 0 | 0 | 0 | 0 | 0 | 0 | 0 | 0 | 0
F4_Commercial_Grocery_Existing_Food Preparation_Natural Gas_Conveyor Oven_Baseline Forecast | F4 | Commercial | Grocery | Existing | Food Preparation | Natural Gas | Conveyor Oven | Baseline Forecast | Winter Peak Demand (MW) | 0 | 0 | 0 | 0 | 0 | 0 | 0 | 0 | 0 | 0 | 0 | 0 | 0 | 0 | 0 | 0 | 0 | 0 | 0 | 0 | 0 | 0 | 0 | 0 | 0 | 0 | 0 | 0 | 0 | 0 | 0 | 0 | 0
F5_Commercial_Grocery_Existing_Food Preparation_Natural Gas_Conveyor Oven_Baseline Forecast | F5 | Commercial | Grocery | Existing | Food Preparation | Natural Gas | Conveyor Oven | Baseline Forecast | Turnover | 0 | 3727.8205 | 4821.3843 | 5676.033 | 6342.7847 | 6856.4559 | 7254.6836 | 7564.6281 | 7804.9378 | 7987.8552 | 8124.5267 | 8224.3885 | 8294.6773 | 8341.2529 | 8368.7766 | 8381.2656 | 8381.8401 | 7350.9797 | 6730.2232 | 6393.1889 | 6247.9489 | 6228.3164 | 7156.2996 | 7342.1799 | 7480.8297 | 7581.8479 | 7652.9181 | 7700.1553 | 7728.4264 | 7741.6043 | 7742.7712 | 7734.3796 | 7718.6474
F6_Commercial_Grocery_Existing_Food Preparation_Natural Gas_Conveyor Oven_Baseline Forecast | F6 | Commercial | Grocery | Existing | Food Preparation | Natural Gas | Conveyor Oven | Baseline Forecast | Avg. Replacement Usage (kWh) | 0.077906 | 0.077906 | 0.077906 | 0.077906 | 0.077906 | 0.077906 | 0.077906 | 0.077906 | 0.077906 | 0.077906 | 0.077906 | 0.077906 | 0.077906 | 0.077906 | 0.077906 | 0.077906 | 0.077906 | 0.077906 | 0.077906 | 0.077906 | 0.077906 | 0.077906 | 0.077906 | 0.077906 | 0.077906 | 0.077906 | 0.077906 | 0.077906 | 0.077906 | 0.077906 | 0.077906 | 0.077906 | 0.077906
F7_Commercial_Grocery_Existing_Food Preparation_Natural Gas_Conveyor Oven_Baseline Forecast | F7 | Commercial | Grocery | Existing | Food Preparation | Natural Gas | Conveyor Oven | Baseline Forecast | Avg. Replacement Summer Demand (kW) | 0 | 0 | 0 | 0 | 0 | 0 | 0 | 0 | 0 | 0 | 0 | 0 | 0 | 0 | 0 | 0 | 0 | 0 | 0 | 0 | 0 | 0 | 0 | 0 | 0 | 0 | 0 | 0 | 0 | 0 | 0 | 0 | 0
F8_Commercial_Grocery_Existing_Food Preparation_Natural Gas_Conveyor Oven_Baseline Forecast | F8 | Commercial | Grocery | Existing | Food Preparation | Natural Gas | Conveyor Oven | Baseline Forecast | Avg. Replacement Winter Demand (kW) | 0 | 0 | 0 | 0 | 0 | 0 | 0 | 0 | 0 | 0 | 0 | 0 | 0 | 0 | 0 | 0 | 0 | 0 | 0 | 0 | 0 | 0 | 0 | 0 | 0 | 0 | 0 | 0 | 0 | 0 | 0 | 0 | 0
F1_Commercial_Grocery_Existing_Food Preparation_Natural Gas_Double Rack Oven_Baseline Forecast | F1 | Commercial | Grocery | Existing | Food Preparation | Natural Gas | Double Rack Oven | Baseline Forecast | Units | 159242.5603 | 158432.3701 | 157622.1799 | 156643.7673 | 155639.9253 | 154539.3373 | 153511.1382 | 152600.692 | 151782.6165 | 150992.9912 | 150213.7645 | 149442.3543 | 148672.0113 | 147899.4426 | 147122.0753 | 146343.262 | 145564.2338 | 144786.2246 | 144009.2505 | 143233.3279 | 142457.2377 | 141680.9789 | 140905.6552 | 140131.2794 | 139357.8643 | 138584.3179 | 137810.6396 | 137036.8286 | 136262.884 | 135488.8052 | 134714.5912 | 133940.2414 | 133170.3426
F2_Commercial_Grocery_Existing_Food Preparation_Natural Gas_Double Rack Oven_Baseline Forecast | F2 | Commercial | Grocery | Existing | Food Preparation | Natural Gas | Double Rack Oven | Baseline Forecast | Usage (MMtherm) | 0.018847 | 0.018751 | 0.018655 | 0.018539 | 0.01842 | 0.01829 | 0.018168 | 0.018061 | 0.017964 | 0.01787 | 0.017778 | 0.017687 | 0.017596 | 0.017504 | 0.017412 | 0.01732 | 0.017228 | 0.017136 | 0.017044 | 0.016952 | 0.01686 | 0.016768 | 0.016677 | 0.016585 | 0.016493 | 0.016402 | 0.01631 | 0.016219 | 0.016127 | 0.016035 | 0.015944 | 0.015852 | 0.015761
F3_Commercial_Grocery_Existing_Food Preparation_Natural Gas_Double Rack Oven_Baseline Forecast | F3 | Commercial | Grocery | Existing | Food Preparation | Natural Gas | Double Rack Oven | Baseline Forecast | Summer Peak Demand (MW) | 0 | 0 | 0 | 0 | 0 | 0 | 0 | 0 | 0 | 0 | 0 | 0 | 0 | 0 | 0 | 0 | 0 | 0 | 0 | 0 | 0 | 0 | 0 | 0 | 0 | 0 | 0 | 0 | 0 | 0 | 0 | 0 | 0
F4_Commercial_Grocery_Existing_Food Preparation_Natural Gas_Double Rack Oven_Baseline Forecast | F4 | Commercial | Grocery | Existing | Food Preparation | Natural Gas | Double Rack Oven | Baseline Forecast | Winter Peak Demand (MW) | 0 | 0 | 0 | 0 | 0 | 0 | 0 | 0 | 0 | 0 | 0 | 0 | 0 | 0 | 0 | 0 | 0 | 0 | 0 | 0 | 0 | 0 | 0 | 0 | 0 | 0 | 0 | 0 | 0 | 0 | 0 | 0 | 0
F5_Commercial_Grocery_Existing_Food Preparation_Natural Gas_Double Rack Oven_Baseline Forecast | F5 | Commercial | Grocery | Existing | Food Preparation | Natural Gas | Double Rack Oven | Baseline Forecast | Turnover | 0 | 5281.079 | 6830.2945 | 8041.0467 | 8985.6117 | 9713.3125 | 10277.4684 | 10716.5565 | 11056.9953 | 11316.1283 | 11509.7462 | 11651.217 | 10264.0727 | 9450.3839 | 9031.023 | 8876.3496 | 8893.118 | 10280.2985 | 10580.2588 | 10805.824 | 10972.1066 | 11091.2047 | 11172.8357 | 10944.4052 | 10583.8864 | 10197.6849 | 9844.9748 | 9554.4003 | 9216.5241 | 9139.5911 | 9213.7841 | 9366.2429 | 9550.2709
F6_Commercial_Grocery_Existing_Food Preparation_Natural Gas_Double Rack Oven_Baseline Forecast | F6 | Commercial | Grocery | Existing | Food Preparation | Natural Gas | Double Rack Oven | Baseline Forecast | Avg. Replacement Usage (kWh) | 0.11835 | 0.11835 | 0.11835 | 0.11835 | 0.11835 | 0.11835 | 0.11835 | 0.11835 | 0.11835 | 0.11835 | 0.11835 | 0.11835 | 0.11835 | 0.11835 | 0.11835 | 0.11835 | 0.11835 | 0.11835 | 0.11835 | 0.11835 | 0.11835 | 0.11835 | 0.11835 | 0.11835 | 0.11835 | 0.11835 | 0.11835 | 0.11835 | 0.11835 | 0.11835 | 0.11835 | 0.11835 | 0.11835
F7_Commercial_Grocery_Existing_Food Preparation_Natural Gas_Double Rack Oven_Baseline Forecast | F7 | Commercial | Grocery | Existing | Food Preparation | Natural Gas | Double Rack Oven | Baseline Forecast | Avg. Replacement Summer Demand (kW) | 0 | 0 | 0 | 0 | 0 | 0 | 0 | 0 | 0 | 0 | 0 | 0 | 0 | 0 | 0 | 0 | 0 | 0 | 0 | 0 | 0 | 0 | 0 | 0 | 0 | 0 | 0 | 0 | 0 | 0 | 0 | 0 | 0
F8_Commercial_Grocery_Existing_Food Preparation_Natural Gas_Double Rack Oven_Baseline Forecast | F8 | Commercial | Grocery | Existing | Food Preparation | Natural Gas | Double Rack Oven | Baseline Forecast | Avg. Replacement Winter Demand (kW) | 0 | 0 | 0 | 0 | 0 | 0 | 0 | 0 | 0 | 0 | 0 | 0 | 0 | 0 | 0 | 0 | 0 | 0 | 0 | 0 | 0 | 0 | 0 | 0 | 0 | 0 | 0 | 0 | 0 | 0 | 0 | 0 | 0
F1_Commercial_Grocery_Existing_Food Preparation_Natural Gas_Fryer_Baseline Forecast | F1 | Commercial | Grocery | Existing | Food Preparation | Natural Gas | Fryer | Baseline Forecast | Units | 636970.2411 | 633729.4803 | 630488.7195 | 626575.0693 | 622559.7013 | 618157.3492 | 614044.5529 | 610402.7681 | 607130.466 | 603971.9648 | 600855.0581 | 597769.4172 | 594688.0454 | 591597.7703 | 588488.3013 | 585373.048 | 582256.9352 | 579144.8982 | 576037.0018 | 572933.3114 | 569828.9509 | 566723.9157 | 563622.6209 | 560525.1176 | 557431.4571 | 554337.2718 | 551242.5586 | 548147.3144 | 545051.5362 | 541955.2208 | 538858.365 | 535760.9657 | 532681.3705
F2_Commercial_Grocery_Existing_Food Preparation_Natural Gas_Fryer_Baseline Forecast | F2 | Commercial | Grocery | Existing | Food Preparation | Natural Gas | Fryer | Baseline Forecast | Usage (MMtherm) | 0.046912 | 0.046674 | 0.046435 | 0.044414 | 0.042174 | 0.039761 | 0.037675 | 0.035748 | 0.034285 | 0.033159 | 0.032052 | 0.031095 | 0.030663 | 0.030301 | 0.029991 | 0.029719 | 0.029477 | 0.029256 | 0.029053 | 0.028861 | 0.028679 | 0.028503 | 0.028333 | 0.028166 | 0.028002 | 0.027841 | 0.027681 | 0.027522 | 0.027364 | 0.027207 | 0.02705 | 0.026894 | 0.026738
F3_Commercial_Grocery_Existing_Food Preparation_Natural Gas_Fryer_Baseline Forecast | F3 | Commercial | Grocery | Existing | Food Preparation | Natural Gas | Fryer | Baseline Forecast | Summer Peak Demand (MW) | 0 | 0 | 0 | 0 | 0 | 0 | 0 | 0 | 0 | 0 | 0 | 0 | 0 | 0 | 0 | 0 | 0 | 0 | 0 | 0 | 0 | 0 | 0 | 0 | 0 | 0 | 0 | 0 | 0 | 0 | 0 | 0 | 0
F4_Commercial_Grocery_Existing_Food Preparation_Natural Gas_Fryer_Baseline Forecast | F4 | Commercial | Grocery | Existing | Food Preparation | Natural Gas | Fryer | Baseline Forecast | Winter Peak Demand (MW) | 0 | 0 | 0 | 0 | 0 | 0 | 0 | 0 | 0 | 0 | 0 | 0 | 0 | 0 | 0 | 0 | 0 | 0 | 0 | 0 | 0 | 0 | 0 | 0 | 0 | 0 | 0 | 0 | 0 | 0 | 0 | 0 | 0
F5_Commercial_Grocery_Existing_Food Preparation_Natural Gas_Fryer_Baseline Forecast | F5 | Commercial | Grocery | Existing | Food Preparation | Natural Gas | Fryer | Baseline Forecast | Turnover | 0 | 43208.8282 | 60899.4786 | 73871.7766 | 83346.9487 | 90166.2398 | 77641.42 | 72625.5469 | 72071.9825 | 73987.3951 | 86836.5503 | 87718.7721 | 86145.7704 | 84074.0458 | 82420.4969 | 79940.2048 | 79965.4278 | 80589.8994 | 81102.1053 | 83553.2006 | 82080.1716 | 80429.2547 | 79232.1459 | 78553.1984 | 78450.9653 | 78575.6393 | 78398.3538 | 77946.1016 | 77877.5884 | 76914.3309 | 76179.9174 | 75684.9044 | 75319.1947
F6_Commercial_Grocery_Existing_Food Preparation_Natural Gas_Fryer_Baseline Forecast | F6 | Commercial | Grocery | Existing | Food Preparation | Natural Gas | Fryer | Baseline Forecast | Avg. Replacement Usage (kWh) | 0.073649 | 0.073649 | 0.073649 | 0.050191 | 0.050191 | 0.050191 | 0.050191 | 0.050191 | 0.050191 | 0.050191 | 0.050191 | 0.050191 | 0.050191 | 0.050191 | 0.050191 | 0.050191 | 0.050191 | 0.050191 | 0.050191 | 0.050191 | 0.050191 | 0.050191 | 0.050191 | 0.050191 | 0.050191 | 0.050191 | 0.050191 | 0.050191 | 0.050191 | 0.050191 | 0.050191 | 0.050191 | 0.050191
F7_Commercial_Grocery_Existing_Food Preparation_Natural Gas_Fryer_Baseline Forecast | F7 | Commercial | Grocery | Existing | Food Preparation | Natural Gas | Fryer | Baseline Forecast | Avg. Replacement Summer Demand (kW) | 0 | 0 | 0 | 0 | 0 | 0 | 0 | 0 | 0 | 0 | 0 | 0 | 0 | 0 | 0 | 0 | 0 | 0 | 0 | 0 | 0 | 0 | 0 | 0 | 0 | 0 | 0 | 0 | 0 | 0 | 0 | 0 | 0
F8_Commercial_Grocery_Existing_Food Preparation_Natural Gas_Fryer_Baseline Forecast | F8 | Commercial | Grocery | Existing | Food Preparation | Natural Gas | Fryer | Baseline Forecast | Avg. Replacement Winter Demand (kW) | 0 | 0 | 0 | 0 | 0 | 0 | 0 | 0 | 0 | 0 | 0 | 0 | 0 | 0 | 0 | 0 | 0 | 0 | 0 | 0 | 0 | 0 | 0 | 0 | 0 | 0 | 0 | 0 | 0 | 0 | 0 | 0 | 0
F1_Commercial_Grocery_Existing_Food Preparation_Natural Gas_Broiler_Baseline Forecast | F1 | Commercial | Grocery | Existing | Food Preparation | Natural Gas | Broiler | Baseline Forecast | Units | 0 | 0 | 0 | 0 | 0 | 0 | 0 | 0 | 0 | 0 | 0 | 0 | 0 | 0 | 0 | 0 | 0 | 0 | 0 | 0 | 0 | 0 | 0 | 0 | 0 | 0 | 0 | 0 | 0 | 0 | 0 | 0 | 0
F2_Commercial_Grocery_Existing_Food Preparation_Natural Gas_Broiler_Baseline Forecast | F2 | Commercial | Grocery | Existing | Food Preparation | Natural Gas | Broiler | Baseline Forecast | Usage (MMtherm) | 0 | 0 | 0 | 0 | 0 | 0 | 0 | 0 | 0 | 0 | 0 | 0 | 0 | 0 | 0 | 0 | 0 | 0 | 0 | 0 | 0 | 0 | 0 | 0 | 0 | 0 | 0 | 0 | 0 | 0 | 0 | 0 | 0
F3_Commercial_Grocery_Existing_Food Preparation_Natural Gas_Broiler_Baseline Forecast | F3 | Commercial | Grocery | Existing | Food Preparation | Natural Gas | Broiler | Baseline Forecast | Summer Peak Demand (MW) | 0 | 0 | 0 | 0 | 0 | 0 | 0 | 0 | 0 | 0 | 0 | 0 | 0 | 0 | 0 | 0 | 0 | 0 | 0 | 0 | 0 | 0 | 0 | 0 | 0 | 0 | 0 | 0 | 0 | 0 | 0 | 0 | 0
F4_Commercial_Grocery_Existing_Food Preparation_Natural Gas_Broiler_Baseline Forecast | F4 | Commercial | Grocery | Existing | Food Preparation | Natural Gas | Broiler | Baseline Forecast | Winter Peak Demand (MW) | 0 | 0 | 0 | 0 | 0 | 0 | 0 | 0 | 0 | 0 | 0 | 0 | 0 | 0 | 0 | 0 | 0 | 0 | 0 | 0 | 0 | 0 | 0 | 0 | 0 | 0 | 0 | 0 | 0 | 0 | 0 | 0 | 0
F5_Commercial_Grocery_Existing_Food Preparation_Natural Gas_Broiler_Baseline Forecast | F5 | Commercial | Grocery | Existing | Food Preparation | Natural Gas | Broiler | Baseline Forecast | Turnover | 0 | 0 | 0 | 0 | 0 | 0 | 0 | 0 | 0 | 0 | 0 | 0 | 0 | 0 | 0 | 0 | 0 | 0 | 0 | 0 | 0 | 0 | 0 | 0 | 0 | 0 | 0 | 0 | 0 | 0 | 0 | 0 | 0
F6_Commercial_Grocery_Existing_Food Preparation_Natural Gas_Broiler_Baseline Forecast | F6 | Commercial | Grocery | Existing | Food Preparation | Natural Gas | Broiler | Baseline Forecast | Avg. Replacement Usage (kWh) | 0.081005 | 0.081005 | 0.081005 | 0.081005 | 0.081005 | 0.081005 | 0.081005 | 0.081005 | 0.081005 | 0.081005 | 0.081005 | 0.081005 | 0.081005 | 0.081005 | 0.081005 | 0.081005 | 0.081005 | 0.081005 | 0.081005 | 0.081005 | 0.081005 | 0.081005 | 0.081005 | 0.081005 | 0.081005 | 0.081005 | 0.081005 | 0.081005 | 0.081005 | 0.081005 | 0.081005 | 0.081005 | 0.081005
F7_Commercial_Grocery_Existing_Food Preparation_Natural Gas_Broiler_Baseline Forecast | F7 | Commercial | Grocery | Existing | Food Preparation | Natural Gas | Broiler | Baseline Forecast | Avg. Replacement Summer Demand (kW) | 0 | 0 | 0 | 0 | 0 | 0 | 0 | 0 | 0 | 0 | 0 | 0 | 0 | 0 | 0 | 0 | 0 | 0 | 0 | 0 | 0 | 0 | 0 | 0 | 0 | 0 | 0 | 0 | 0 | 0 | 0 | 0 | 0
F8_Commercial_Grocery_Existing_Food Preparation_Natural Gas_Broiler_Baseline Forecast | F8 | Commercial | Grocery | Existing | Food Preparation | Natural Gas | Broiler | Baseline Forecast | Avg. Replacement Winter Demand (kW) | 0 | 0 | 0 | 0 | 0 | 0 | 0 | 0 | 0 | 0 | 0 | 0 | 0 | 0 | 0 | 0 | 0 | 0 | 0 | 0 | 0 | 0 | 0 | 0 | 0 | 0 | 0 | 0 | 0 | 0 | 0 | 0 | 0
F1_Commercial_Grocery_Existing_Food Preparation_Natural Gas_Griddle_Baseline Forecast | F1 | Commercial | Grocery | Existing | Food Preparation | Natural Gas | Griddle | Baseline Forecast | Units | 636970.2411 | 633729.4803 | 630488.7195 | 626575.0693 | 622559.7013 | 618157.3492 | 614044.5529 | 610402.7681 | 607130.466 | 603971.9648 | 600855.0581 | 597769.4172 | 594688.0454 | 591597.7703 | 588488.3013 | 585373.048 | 582256.9352 | 579144.8982 | 576037.0018 | 572933.3114 | 569828.9509 | 566723.9157 | 563622.6209 | 560525.1176 | 557431.4571 | 554337.2718 | 551242.5586 | 548147.3144 | 545051.5362 | 541955.2208 | 538858.365 | 535760.9657 | 532681.3705
F2_Commercial_Grocery_Existing_Food Preparation_Natural Gas_Griddle_Baseline Forecast | F2 | Commercial | Grocery | Existing | Food Preparation | Natural Gas | Griddle | Baseline Forecast | Usage (MMtherm) | 0.03425 | 0.034076 | 0.033902 | 0.033691 | 0.033475 | 0.033239 | 0.033017 | 0.032822 | 0.032646 | 0.032476 | 0.032308 | 0.032142 | 0.031977 | 0.031811 | 0.031643 | 0.031476 | 0.031308 | 0.031141 | 0.030974 | 0.030807 | 0.03064 | 0.030473 | 0.030306 | 0.03014 | 0.029973 | 0.029807 | 0.029641 | 0.029474 | 0.029308 | 0.029141 | 0.028975 | 0.028808 | 0.028643
F3_Commercial_Grocery_Existing_Food Preparation_Natural Gas_Griddle_Baseline Forecast | F3 | Commercial | Grocery | Existing | Food Preparation | Natural Gas | Griddle | Baseline Forecast | Summer Peak Demand (MW) | 0 | 0 | 0 | 0 | 0 | 0 | 0 | 0 | 0 | 0 | 0 | 0 | 0 | 0 | 0 | 0 | 0 | 0 | 0 | 0 | 0 | 0 | 0 | 0 | 0 | 0 | 0 | 0 | 0 | 0 | 0 | 0 | 0
F4_Commercial_Grocery_Existing_Food Preparation_Natural Gas_Griddle_Baseline Forecast | F4 | Commercial | Grocery | Existing | Food Preparation | Natural Gas | Griddle | Baseline Forecast | Winter Peak Demand (MW) | 0 | 0 | 0 | 0 | 0 | 0 | 0 | 0 | 0 | 0 | 0 | 0 | 0 | 0 | 0 | 0 | 0 | 0 | 0 | 0 | 0 | 0 | 0 | 0 | 0 | 0 | 0 | 0 | 0 | 0 | 0 | 0 | 0
F5_Commercial_Grocery_Existing_Food Preparation_Natural Gas_Griddle_Baseline Forecast | F5 | Commercial | Grocery | Existing | Food Preparation | Natural Gas | Griddle | Baseline Forecast | Turnover | 0 | 21124.316 | 27321.1778 | 32164.1869 | 35942.4468 | 38853.2499 | 41109.8735 | 42866.2262 | 44227.9811 | 45264.513 | 46038.9848 | 46604.868 | 41056.291 | 37801.5354 | 36124.0921 | 35505.3984 | 35572.472 | 41121.1942 | 42321.0354 | 43223.296 | 43888.4264 | 44364.819 | 44691.3427 | 43777.6209 | 42335.5458 | 40790.7394 | 39379.8992 | 38217.601 | 36866.0963 | 36558.3644 | 36855.1363 | 37464.9715 | 38201.0836
F6_Commercial_Grocery_Existing_Food Preparation_Natural Gas_Griddle_Baseline Forecast | F6 | Commercial | Grocery | Existing | Food Preparation | Natural Gas | Griddle | Baseline Forecast | Avg. Replacement Usage (kWh) | 0.05377 | 0.05377 | 0.05377 | 0.05377 | 0.05377 | 0.05377 | 0.05377 | 0.05377 | 0.05377 | 0.05377 | 0.05377 | 0.05377 | 0.05377 | 0.05377 | 0.05377 | 0.05377 | 0.05377 | 0.05377 | 0.05377 | 0.05377 | 0.05377 | 0.05377 | 0.05377 | 0.05377 | 0.05377 | 0.05377 | 0.05377 | 0.05377 | 0.05377 | 0.05377 | 0.05377 | 0.05377 | 0.05377
F7_Commercial_Grocery_Existing_Food Preparation_Natural Gas_Griddle_Baseline Forecast | F7 | Commercial | Grocery | Existing | Food Preparation | Natural Gas | Griddle | Baseline Forecast | Avg. Replacement Summer Demand (kW) | 0 | 0 | 0 | 0 | 0 | 0 | 0 | 0 | 0 | 0 | 0 | 0 | 0 | 0 | 0 | 0 | 0 | 0 | 0 | 0 | 0 | 0 | 0 | 0 | 0 | 0 | 0 | 0 | 0 | 0 | 0 | 0 | 0
F8_Commercial_Grocery_Existing_Food Preparation_Natural Gas_Griddle_Baseline Forecast | F8 | Commercial | Grocery | Existing | Food Preparation | Natural Gas | Griddle | Baseline Forecast | Avg. Replacement Winter Demand (kW) | 0 | 0 | 0 | 0 | 0 | 0 | 0 | 0 | 0 | 0 | 0 | 0 | 0 | 0 | 0 | 0 | 0 | 0 | 0 | 0 | 0 | 0 | 0 | 0 | 0 | 0 | 0 | 0 | 0 | 0 | 0 | 0 | 0
F1_Commercial_Grocery_Existing_Food Preparation_Natural Gas_Range_Baseline Forecast | F1 | Commercial | Grocery | Existing | Food Preparation | Natural Gas | Range | Baseline Forecast | Units | 636970.2411 | 633729.4803 | 630488.7195 | 626575.0693 | 622559.7013 | 618157.3492 | 614044.5529 | 610402.7681 | 607130.466 | 603971.9648 | 600855.0581 | 597769.4172 | 594688.0454 | 591597.7703 | 588488.3013 | 585373.048 | 582256.9352 | 579144.8982 | 576037.0018 | 572933.3114 | 569828.9509 | 566723.9157 | 563622.6209 | 560525.1176 | 557431.4571 | 554337.2718 | 551242.5586 | 548147.3144 | 545051.5362 | 541955.2208 | 538858.365 | 535760.9657 | 532681.3705
F2_Commercial_Grocery_Existing_Food Preparation_Natural Gas_Range_Baseline Forecast | F2 | Commercial | Grocery | Existing | Food Preparation | Natural Gas | Range | Baseline Forecast | Usage (MMtherm) | 0.035528 | 0.035347 | 0.035166 | 0.034948 | 0.034724 | 0.034478 | 0.034249 | 0.034046 | 0.033863 | 0.033687 | 0.033513 | 0.033341 | 0.033169 | 0.032997 | 0.032824 | 0.03265 | 0.032476 | 0.032302 | 0.032129 | 0.031956 | 0.031783 | 0.03161 | 0.031437 | 0.031264 | 0.031091 | 0.030919 | 0.030746 | 0.030573 | 0.030401 | 0.030228 | 0.030055 | 0.029883 | 0.029711
F3_Commercial_Grocery_Existing_Food Preparation_Natural Gas_Range_Baseline Forecast | F3 | Commercial | Grocery | Existing | Food Preparation | Natural Gas | Range | Baseline Forecast | Summer Peak Demand (MW) | 0 | 0 | 0 | 0 | 0 | 0 | 0 | 0 | 0 | 0 | 0 | 0 | 0 | 0 | 0 | 0 | 0 | 0 | 0 | 0 | 0 | 0 | 0 | 0 | 0 | 0 | 0 | 0 | 0 | 0 | 0 | 0 | 0
F4_Commercial_Grocery_Existing_Food Preparation_Natural Gas_Range_Baseline Forecast | F4 | Commercial | Grocery | Existing | Food Preparation | Natural Gas | Range | Baseline Forecast | Winter Peak Demand (MW) | 0 | 0 | 0 | 0 | 0 | 0 | 0 | 0 | 0 | 0 | 0 | 0 | 0 | 0 | 0 | 0 | 0 | 0 | 0 | 0 | 0 | 0 | 0 | 0 | 0 | 0 | 0 | 0 | 0 | 0 | 0 | 0 | 0
F5_Commercial_Grocery_Existing_Food Preparation_Natural Gas_Range_Baseline Forecast | F5 | Commercial | Grocery | Existing | Food Preparation | Natural Gas | Range | Baseline Forecast | Turnover | 0 | 25349.1792 | 32785.4134 | 38597.0243 | 43130.9361 | 46623.8999 | 49331.8481 | 51439.4714 | 53073.5774 | 54317.4156 | 48036.5211 | 44448.6688 | 42702.1931 | 42181.4129 | 42444.9924 | 49320.0045 | 50891.1064 | 52078.1815 | 52959.7093 | 52223.116 | 50760.5576 | 49110.1825 | 47575.2832 | 46306.4681 | 44774.5423 | 44498.7459 | 44945.378 | 45760.9288 | 46456.1488 | 48332.4054 | 48228.922 | 47759.8919 | 47070.9776
F6_Commercial_Grocery_Existing_Food Preparation_Natural Gas_Range_Baseline Forecast | F6 | Commercial | Grocery | Existing | Food Preparation | Natural Gas | Range | Baseline Forecast | Avg. Replacement Usage (kWh) | 0.055776 | 0.055776 | 0.055776 | 0.055776 | 0.055776 | 0.055776 | 0.055776 | 0.055776 | 0.055776 | 0.055776 | 0.055776 | 0.055776 | 0.055776 | 0.055776 | 0.055776 | 0.055776 | 0.055776 | 0.055776 | 0.055776 | 0.055776 | 0.055776 | 0.055776 | 0.055776 | 0.055776 | 0.055776 | 0.055776 | 0.055776 | 0.055776 | 0.055776 | 0.055776 | 0.055776 | 0.055776 | 0.055776
F7_Commercial_Grocery_Existing_Food Preparation_Natural Gas_Range_Baseline Forecast | F7 | Commercial | Grocery | Existing | Food Preparation | Natural Gas | Range | Baseline Forecast | Avg. Replacement Summer Demand (kW) | 0 | 0 | 0 | 0 | 0 | 0 | 0 | 0 | 0 | 0 | 0 | 0 | 0 | 0 | 0 | 0 | 0 | 0 | 0 | 0 | 0 | 0 | 0 | 0 | 0 | 0 | 0 | 0 | 0 | 0 | 0 | 0 | 0
F8_Commercial_Grocery_Existing_Food Preparation_Natural Gas_Range_Baseline Forecast | F8 | Commercial | Grocery | Existing | Food Preparation | Natural Gas | Range | Baseline Forecast | Avg. Replacement Winter Demand (kW) | 0 | 0 | 0 | 0 | 0 | 0 | 0 | 0 | 0 | 0 | 0 | 0 | 0 | 0 | 0 | 0 | 0 | 0 | 0 | 0 | 0 | 0 | 0 | 0 | 0 | 0 | 0 | 0 | 0 | 0 | 0 | 0 | 0
F1_Commercial_Grocery_Existing_Food Preparation_Natural Gas_Steamer_Baseline Forecast | F1 | Commercial | Grocery | Existing | Food Preparation | Natural Gas | Steamer | Baseline Forecast | Units | 31300.2521 | 31141.0035 | 30981.7548 | 30789.4409 | 30592.1287 | 30375.8003 | 30173.7005 | 29994.7459 | 29833.9473 | 29678.7409 | 29525.5784 | 29373.9522 | 29222.5359 | 29070.682 | 28917.885 | 28764.8037 | 28611.6802 | 28458.757 | 28306.0372 | 28153.5242 | 28000.9781 | 27848.399 | 27696.0036 | 27543.7946 | 27391.7744 | 27239.7284 | 27087.6564 | 26935.5584 | 26783.4341 | 26631.2834 | 26479.1062 | 26326.9023 | 26175.5732
F2_Commercial_Grocery_Existing_Food Preparation_Natural Gas_Steamer_Baseline Forecast | F2 | Commercial | Grocery | Existing | Food Preparation | Natural Gas | Steamer | Baseline Forecast | Usage (MMtherm) | 0.0029158 | 0.002901 | 0.0028861 | 0.0028153 | 0.00274 | 0.0026598 | 0.0025782 | 0.0024961 | 0.0024136 | 0.0023297 | 0.0022502 | 0.0021739 | 0.0021054 | 0.0020438 | 0.0019883 | 0.0019382 | 0.0018929 | 0.0018518 | 0.0018145 | 0.0017688 | 0.0017257 | 0.0017 | 0.0016763 | 0.0016544 | 0.001634 | 0.001615 | 0.0015972 | 0.0015805 | 0.0015647 | 0.0015498 | 0.0015355 | 0.001522 | 0.001509
F3_Commercial_Grocery_Existing_Food Preparation_Natural Gas_Steamer_Baseline Forecast | F3 | Commercial | Grocery | Existing | Food Preparation | Natural Gas | Steamer | Baseline Forecast | Summer Peak Demand (MW) | 0 | 0 | 0 | 0 | 0 | 0 | 0 | 0 | 0 | 0 | 0 | 0 | 0 | 0 | 0 | 0 | 0 | 0 | 0 | 0 | 0 | 0 | 0 | 0 | 0 | 0 | 0 | 0 | 0 | 0 | 0 | 0 | 0
F4_Commercial_Grocery_Existing_Food Preparation_Natural Gas_Steamer_Baseline Forecast | F4 | Commercial | Grocery | Existing | Food Preparation | Natural Gas | Steamer | Baseline Forecast | Winter Peak Demand (MW) | 0 | 0 | 0 | 0 | 0 | 0 | 0 | 0 | 0 | 0 | 0 | 0 | 0 | 0 | 0 | 0 | 0 | 0 | 0 | 0 | 0 | 0 | 0 | 0 | 0 | 0 | 0 | 0 | 0 | 0 | 0 | 0 | 0
F5_Commercial_Grocery_Existing_Food Preparation_Natural Gas_Steamer_Baseline Forecast | F5 | Commercial | Grocery | Existing | Food Preparation | Natural Gas | Steamer | Baseline Forecast | Turnover | 0 | 1153.3705 | 1306.8436 | 1439.5155 | 1554.6297 | 1653.3786 | 1739.2778 | 1814.5847 | 1880.5575 | 1937.7135 | 1835.0276 | 1760.4285 | 1708.5654 | 1674.9787 | 1655.9358 | 1648.3805 | 1649.751 | 1657.9268 | 1671.1476 | 1992.9805 | 1992.7558 | 1981.8127 | 1963.9442 | 1942.0282 | 1918.2195 | 1894.0806 | 1870.7327 | 1848.9378 | 1818.9926 | 1800.0871 | 1788.3689 | 1781.062 | 1776.2741
F6_Commercial_Grocery_Existing_Food Preparation_Natural Gas_Steamer_Baseline Forecast | F6 | Commercial | Grocery | Existing | Food Preparation | Natural Gas | Steamer | Baseline Forecast | Avg. Replacement Usage (kWh) | 0.093156 | 0.093156 | 0.093156 | 0.056371 | 0.056371 | 0.056371 | 0.056371 | 0.056371 | 0.056371 | 0.056371 | 0.056371 | 0.056371 | 0.056371 | 0.056371 | 0.056371 | 0.056371 | 0.056371 | 0.056371 | 0.056371 | 0.056371 | 0.056371 | 0.056371 | 0.056371 | 0.056371 | 0.056371 | 0.056371 | 0.056371 | 0.056371 | 0.056371 | 0.056371 | 0.056371 | 0.056371 | 0.056371
F7_Commercial_Grocery_Existing_Food Preparation_Natural Gas_Steamer_Baseline Forecast | F7 | Commercial | Grocery | Existing | Food Preparation | Natural Gas | Steamer | Baseline Forecast | Avg. Replacement Summer Demand (kW) | 0 | 0 | 0 | 0 | 0 | 0 | 0 | 0 | 0 | 0 | 0 | 0 | 0 | 0 | 0 | 0 | 0 | 0 | 0 | 0 | 0 | 0 | 0 | 0 | 0 | 0 | 0 | 0 | 0 | 0 | 0 | 0 | 0
F8_Commercial_Grocery_Existing_Food Preparation_Natural Gas_Steamer_Baseline Forecast | F8 | Commercial | Grocery | Existing | Food Preparation | Natural Gas | Steamer | Baseline Forecast | Avg. Replacement Winter Demand (kW) | 0 | 0 | 0 | 0 | 0 | 0 | 0 | 0 | 0 | 0 | 0 | 0 | 0 | 0 | 0 | 0 | 0 | 0 | 0 | 0 | 0 | 0 | 0 | 0 | 0 | 0 | 0 | 0 | 0 | 0 | 0 | 0 | 0
F1_Commercial_Grocery_Existing_Food Preparation_Natural Gas_Food Prep Other_Baseline Forecast | F1 | Commercial | Grocery | Existing | Food Preparation | Natural Gas | Food Prep Other | Baseline Forecast | Units | 0 | 0 | 0 | 0 | 0 | 0 | 0 | 0 | 0 | 0 | 0 | 0 | 0 | 0 | 0 | 0 | 0 | 0 | 0 | 0 | 0 | 0 | 0 | 0 | 0 | 0 | 0 | 0 | 0 | 0 | 0 | 0 | 0
F2_Commercial_Grocery_Existing_Food Preparation_Natural Gas_Food Prep Other_Baseline Forecast | F2 | Commercial | Grocery | Existing | Food Preparation | Natural Gas | Food Prep Other | Baseline Forecast | Usage (MMtherm) | 0 | 0 | 0 | 0 | 0 | 0 | 0 | 0 | 0 | 0 | 0 | 0 | 0 | 0 | 0 | 0 | 0 | 0 | 0 | 0 | 0 | 0 | 0 | 0 | 0 | 0 | 0 | 0 | 0 | 0 | 0 | 0 | 0
F3_Commercial_Grocery_Existing_Food Preparation_Natural Gas_Food Prep Other_Baseline Forecast | F3 | Commercial | Grocery | Existing | Food Preparation | Natural Gas | Food Prep Other | Baseline Forecast | Summer Peak Demand (MW) | 0 | 0 | 0 | 0 | 0 | 0 | 0 | 0 | 0 | 0 | 0 | 0 | 0 | 0 | 0 | 0 | 0 | 0 | 0 | 0 | 0 | 0 | 0 | 0 | 0 | 0 | 0 | 0 | 0 | 0 | 0 | 0 | 0
F4_Commercial_Grocery_Existing_Food Preparation_Natural Gas_Food Prep Other_Baseline Forecast | F4 | Commercial | Grocery | Existing | Food Preparation | Natural Gas | Food Prep Other | Baseline Forecast | Winter Peak Demand (MW) | 0 | 0 | 0 | 0 | 0 | 0 | 0 | 0 | 0 | 0 | 0 | 0 | 0 | 0 | 0 | 0 | 0 | 0 | 0 | 0 | 0 | 0 | 0 | 0 | 0 | 0 | 0 | 0 | 0 | 0 | 0 | 0 | 0
F5_Commercial_Grocery_Existing_Food Preparation_Natural Gas_Food Prep Other_Baseline Forecast | F5 | Commercial | Grocery | Existing | Food Preparation | Natural Gas | Food Prep Other | Baseline Forecast | Turnover | 0 | 0 | 0 | 0 | 0 | 0 | 0 | 0 | 0 | 0 | 0 | 0 | 0 | 0 | 0 | 0 | 0 | 0 | 0 | 0 | 0 | 0 | 0 | 0 | 0 | 0 | 0 | 0 | 0 | 0 | 0 | 0 | 0
F6_Commercial_Grocery_Existing_Food Preparation_Natural Gas_Food Prep Other_Baseline Forecast | F6 | Commercial | Grocery | Existing | Food Preparation | Natural Gas | Food Prep Other | Baseline Forecast | Avg. Replacement Usage (kWh) | 0.023277 | 0.023277 | 0.023277 | 0.023277 | 0.023277 | 0.023277 | 0.023277 | 0.023277 | 0.023277 | 0.023277 | 0.023277 | 0.023277 | 0.023277 | 0.023277 | 0.023277 | 0.023277 | 0.023277 | 0.023277 | 0.023277 | 0.023277 | 0.023277 | 0.023277 | 0.023277 | 0.023277 | 0.023277 | 0.023277 | 0.023277 | 0.023277 | 0.023277 | 0.023277 | 0.023277 | 0.023277 | 0.023277
F7_Commercial_Grocery_Existing_Food Preparation_Natural Gas_Food Prep Other_Baseline Forecast | F7 | Commercial | Grocery | Existing | Food Preparation | Natural Gas | Food Prep Other | Baseline Forecast | Avg. Replacement Summer Demand (kW) | 0 | 0 | 0 | 0 | 0 | 0 | 0 | 0 | 0 | 0 | 0 | 0 | 0 | 0 | 0 | 0 | 0 | 0 | 0 | 0 | 0 | 0 | 0 | 0 | 0 | 0 | 0 | 0 | 0 | 0 | 0 | 0 | 0
F8_Commercial_Grocery_Existing_Food Preparation_Natural Gas_Food Prep Other_Baseline Forecast | F8 | Commercial | Grocery | Existing | Food Preparation | Natural Gas | Food Prep Other | Baseline Forecast | Avg. Replacement Winter Demand (kW) | 0 | 0 | 0 | 0 | 0 | 0 | 0 | 0 | 0 | 0 | 0 | 0 | 0 | 0 | 0 | 0 | 0 | 0 | 0 | 0 | 0 | 0 | 0 | 0 | 0 | 0 | 0 | 0 | 0 | 0 | 0 | 0 | 0
F1_Commercial_Grocery_Existing_Miscellaneous_Natural Gas_Pool Heater_Baseline Forecast | F1 | Commercial | Grocery | Existing | Miscellaneous | Natural Gas | Pool Heater | Baseline Forecast | Units | 0 | 0 | 0 | 0 | 0 | 0 | 0 | 0 | 0 | 0 | 0 | 0 | 0 | 0 | 0 | 0 | 0 | 0 | 0 | 0 | 0 | 0 | 0 | 0 | 0 | 0 | 0 | 0 | 0 | 0 | 0 | 0 | 0
F2_Commercial_Grocery_Existing_Miscellaneous_Natural Gas_Pool Heater_Baseline Forecast | F2 | Commercial | Grocery | Existing | Miscellaneous | Natural Gas | Pool Heater | Baseline Forecast | Usage (MMtherm) | 0 | 0 | 0 | 0 | 0 | 0 | 0 | 0 | 0 | 0 | 0 | 0 | 0 | 0 | 0 | 0 | 0 | 0 | 0 | 0 | 0 | 0 | 0 | 0 | 0 | 0 | 0 | 0 | 0 | 0 | 0 | 0 | 0
F3_Commercial_Grocery_Existing_Miscellaneous_Natural Gas_Pool Heater_Baseline Forecast | F3 | Commercial | Grocery | Existing | Miscellaneous | Natural Gas | Pool Heater | Baseline Forecast | Summer Peak Demand (MW) | 0 | 0 | 0 | 0 | 0 | 0 | 0 | 0 | 0 | 0 | 0 | 0 | 0 | 0 | 0 | 0 | 0 | 0 | 0 | 0 | 0 | 0 | 0 | 0 | 0 | 0 | 0 | 0 | 0 | 0 | 0 | 0 | 0
F4_Commercial_Grocery_Existing_Miscellaneous_Natural Gas_Pool Heater_Baseline Forecast | F4 | Commercial | Grocery | Existing | Miscellaneous | Natural Gas | Pool Heater | Baseline Forecast | Winter Peak Demand (MW) | 0 | 0 | 0 | 0 | 0 | 0 | 0 | 0 | 0 | 0 | 0 | 0 | 0 | 0 | 0 | 0 | 0 | 0 | 0 | 0 | 0 | 0 | 0 | 0 | 0 | 0 | 0 | 0 | 0 | 0 | 0 | 0 | 0
F5_Commercial_Grocery_Existing_Miscellaneous_Natural Gas_Pool Heater_Baseline Forecast | F5 | Commercial | Grocery | Existing | Miscellaneous | Natural Gas | Pool Heater | Baseline Forecast | Turnover | 0 | 0 | 0 | 0 | 0 | 0 | 0 | 0 | 0 | 0 | 0 | 0 | 0 | 0 | 0 | 0 | 0 | 0 | 0 | 0 | 0 | 0 | 0 | 0 | 0 | 0 | 0 | 0 | 0 | 0 | 0 | 0 | 0
F6_Commercial_Grocery_Existing_Miscellaneous_Natural Gas_Pool Heater_Baseline Forecast | F6 | Commercial | Grocery | Existing | Miscellaneous | Natural Gas | Pool Heater | Baseline Forecast | Avg. Replacement Usage (kWh) | 0.01 | 0.01 | 0.01 | 0.01 | 0.01 | 0.01 | 0.01 | 0.01 | 0.01 | 0.01 | 0.01 | 0.01 | 0.01 | 0.01 | 0.01 | 0.01 | 0.01 | 0.01 | 0.01 | 0.01 | 0.01 | 0.01 | 0.01 | 0.01 | 0.01 | 0.01 | 0.01 | 0.01 | 0.01 | 0.01 | 0.01 | 0.01 | 0.01
F7_Commercial_Grocery_Existing_Miscellaneous_Natural Gas_Pool Heater_Baseline Forecast | F7 | Commercial | Grocery | Existing | Miscellaneous | Natural Gas | Pool Heater | Baseline Forecast | Avg. Replacement Summer Demand (kW) | 0 | 0 | 0 | 0 | 0 | 0 | 0 | 0 | 0 | 0 | 0 | 0 | 0 | 0 | 0 | 0 | 0 | 0 | 0 | 0 | 0 | 0 | 0 | 0 | 0 | 0 | 0 | 0 | 0 | 0 | 0 | 0 | 0
F8_Commercial_Grocery_Existing_Miscellaneous_Natural Gas_Pool Heater_Baseline Forecast | F8 | Commercial | Grocery | Existing | Miscellaneous | Natural Gas | Pool Heater | Baseline Forecast | Avg. Replacement Winter Demand (kW) | 0 | 0 | 0 | 0 | 0 | 0 | 0 | 0 | 0 | 0 | 0 | 0 | 0 | 0 | 0 | 0 | 0 | 0 | 0 | 0 | 0 | 0 | 0 | 0 | 0 | 0 | 0 | 0 | 0 | 0 | 0 | 0 | 0
F1_Commercial_Grocery_Existing_Miscellaneous_Natural Gas_Miscellaneous_Baseline Forecast | F1 | Commercial | Grocery | Existing | Miscellaneous | Natural Gas | Miscellaneous | Baseline Forecast | Units | 2223808.3857 | 2212494.1506 | 2201179.9155 | 2187516.4699 | 2173497.9047 | 2158128.2893 | 2143769.5793 | 2131055.2781 | 2119630.9252 | 2108603.8771 | 2097722.0451 | 2086949.369 | 2076191.5971 | 2065402.7421 | 2054546.8764 | 2043670.8169 | 2032791.7561 | 2021926.9253 | 2011076.5503 | 2000240.8592 | 1989402.8285 | 1978562.4424 | 1967735.1151 | 1956921.0245 | 1946120.3502 | 1935317.8436 | 1924513.494 | 1913707.2907 | 1902899.2228 | 1892089.2795 | 1881277.4496 | 1870463.7223 | 1859712.1531
F2_Commercial_Grocery_Existing_Miscellaneous_Natural Gas_Miscellaneous_Baseline Forecast | F2 | Commercial | Grocery | Existing | Miscellaneous | Natural Gas | Miscellaneous | Baseline Forecast | Usage (MMtherm) | 0.0067762 | 0.0067417 | 0.0067072 | 0.0066656 | 0.0066229 | 0.006576 | 0.0065323 | 0.0064935 | 0.0064587 | 0.0064251 | 0.006392 | 0.0063591 | 0.0063263 | 0.0062935 | 0.0062604 | 0.0062273 | 0.0061941 | 0.006161 | 0.0061279 | 0.0060949 | 0.0060619 | 0.0060289 | 0.0059959 | 0.0059629 | 0.00593 | 0.0058971 | 0.0058642 | 0.0058312 | 0.0057983 | 0.0057654 | 0.0057324 | 0.0056995 | 0.0056667
F3_Commercial_Grocery_Existing_Miscellaneous_Natural Gas_Miscellaneous_Baseline Forecast | F3 | Commercial | Grocery | Existing | Miscellaneous | Natural Gas | Miscellaneous | Baseline Forecast | Summer Peak Demand (MW) | 0 | 0 | 0 | 0 | 0 | 0 | 0 | 0 | 0 | 0 | 0 | 0 | 0 | 0 | 0 | 0 | 0 | 0 | 0 | 0 | 0 | 0 | 0 | 0 | 0 | 0 | 0 | 0 | 0 | 0 | 0 | 0 | 0
F4_Commercial_Grocery_Existing_Miscellaneous_Natural Gas_Miscellaneous_Baseline Forecast | F4 | Commercial | Grocery | Existing | Miscellaneous | Natural Gas | Miscellaneous | Baseline Forecast | Winter Peak Demand (MW) | 0 | 0 | 0 | 0 | 0 | 0 | 0 | 0 | 0 | 0 | 0 | 0 | 0 | 0 | 0 | 0 | 0 | 0 | 0 | 0 | 0 | 0 | 0 | 0 | 0 | 0 | 0 | 0 | 0 | 0 | 0 | 0 | 0
F5_Commercial_Grocery_Existing_Miscellaneous_Natural Gas_Miscellaneous_Baseline Forecast | F5 | Commercial | Grocery | Existing | Miscellaneous | Natural Gas | Miscellaneous | Baseline Forecast | Turnover | 0 | 189642.3558 | 224610.1955 | 253828.4417 | 242787.2295 | 238091.3592 | 238256.5492 | 237015.3148 | 235473.2031 | 234262.4871 | 233089.8859 | 284004.0521 | 285004.9881 | 284227.3439 | 279692.1335 | 277722.3572 | 277226.6242 | 275721.9152 | 274031.628 | 272592.2779 | 271149.8134 | 284056.5746 | 281134.2491 | 277945.3047 | 275998.7367 | 274622.6128 | 273396.6589 | 271789.5288 | 270163.2987 | 268661.9256 | 267144.3938 | 269563.5946 | 267073.2466
F6_Commercial_Grocery_Existing_Miscellaneous_Natural Gas_Miscellaneous_Baseline Forecast | F6 | Commercial | Grocery | Existing | Miscellaneous | Natural Gas | Miscellaneous | Baseline Forecast | Avg. Replacement Usage (kWh) | 0.0030471 | 0.0030471 | 0.0030471 | 0.0030471 | 0.0030471 | 0.0030471 | 0.0030471 | 0.0030471 | 0.0030471 | 0.0030471 | 0.0030471 | 0.0030471 | 0.0030471 | 0.0030471 | 0.0030471 | 0.0030471 | 0.0030471 | 0.0030471 | 0.0030471 | 0.0030471 | 0.0030471 | 0.0030471 | 0.0030471 | 0.0030471 | 0.0030471 | 0.0030471 | 0.0030471 | 0.0030471 | 0.0030471 | 0.0030471 | 0.0030471 | 0.0030471 | 0.0030471
F7_Commercial_Grocery_Existing_Miscellaneous_Natural Gas_Miscellaneous_Baseline Forecast | F7 | Commercial | Grocery | Existing | Miscellaneous | Natural Gas | Miscellaneous | Baseline Forecast | Avg. Replacement Summer Demand (kW) | 0 | 0 | 0 | 0 | 0 | 0 | 0 | 0 | 0 | 0 | 0 | 0 | 0 | 0 | 0 | 0 | 0 | 0 | 0 | 0 | 0 | 0 | 0 | 0 | 0 | 0 | 0 | 0 | 0 | 0 | 0 | 0 | 0
F8_Commercial_Grocery_Existing_Miscellaneous_Natural Gas_Miscellaneous_Baseline Forecast | F8 | Commercial | Grocery | Existing | Miscellaneous | Natural Gas | Miscellaneous | Baseline Forecast | Avg. Replacement Winter Demand (kW) | 0 | 0 | 0 | 0 | 0 | 0 | 0 | 0 | 0 | 0 | 0 | 0 | 0 | 0 | 0 | 0 | 0 | 0 | 0 | 0 | 0 | 0 | 0 | 0 | 0 | 0 | 0 | 0 | 0 | 0 | 0 | 0 | 0
F1_Commercial_Grocery_New_Space Heating_Natural Gas_Furnace_Baseline Forecast | F1 | Commercial | Grocery | New | Space Heating | Natural Gas | Furnace | Baseline Forecast | Units | 0 | 14493.3066 | 84399.9068 | 129075.1205 | 186692.8003 | 264886.3094 | 337971.8298 | 402748.34 | 461006.8897 | 517257.9033 | 572775.157 | 627740.8583 | 682631.2502 | 737678.7015 | 793064.75 | 848552.836 | 904056.0868 | 959487.435 | 1014845.7401 | 1070129.8488 | 1125425.7794 | 1180733.6113 | 1235975.4587 | 1291150.4227 | 1346257.5957 | 1401374.0269 | 1456499.7704 | 1511634.8807 | 1566779.4126 | 1621933.4211 | 1677096.9616 | 1732270.09 | 1757120.7488
F2_Commercial_Grocery_New_Space Heating_Natural Gas_Furnace_Baseline Forecast | F2 | Commercial | Grocery | New | Space Heating | Natural Gas | Furnace | Baseline Forecast | Usage (MMtherm) | 0 | 0.0024167 | 0.013999 | 0.021294 | 0.030635 | 0.043233 | 0.054863 | 0.065022 | 0.073817 | 0.082198 | 0.090367 | 0.098356 | 0.10624 | 0.11405 | 0.12182 | 0.1295 | 0.1371 | 0.14459 | 0.15197 | 0.15924 | 0.1664 | 0.17346 | 0.1804 | 0.18722 | 0.19392 | 0.20052 | 0.20703 | 0.21346 | 0.2198 | 0.22605 | 0.23221 | 0.23828 | 0.24163
F3_Commercial_Grocery_New_Space Heating_Natural Gas_Furnace_Baseline Forecast | F3 | Commercial | Grocery | New | Space Heating | Natural Gas | Furnace | Baseline Forecast | Summer Peak Demand (MW) | 0 | 0 | 0 | 0 | 0 | 0 | 0 | 0 | 0 | 0 | 0 | 0 | 0 | 0 | 0 | 0 | 0 | 0 | 0 | 0 | 0 | 0 | 0 | 0 | 0 | 0 | 0 | 0 | 0 | 0 | 0 | 0 | 0
F4_Commercial_Grocery_New_Space Heating_Natural Gas_Furnace_Baseline Forecast | F4 | Commercial | Grocery | New | Space Heating | Natural Gas | Furnace | Baseline Forecast | Winter Peak Demand (MW) | 0 | 0 | 0 | 0 | 0 | 0 | 0 | 0 | 0 | 0 | 0 | 0 | 0 | 0 | 0 | 0 | 0 | 0 | 0 | 0 | 0 | 0 | 0 | 0 | 0 | 0 | 0 | 0 | 0 | 0 | 0 | 0 | 0
F5_Commercial_Grocery_New_Space Heating_Natural Gas_Furnace_Baseline Forecast | F5 | Commercial | Grocery | New | Space Heating | Natural Gas | Furnace | Baseline Forecast | Turnover | 0 | 14493.3066 | 69906.6002 | 44675.2137 | 57617.6798 | 78193.5091 | 73085.5204 | 64776.5102 | 58258.5497 | 56251.0136 | 55517.2537 | 54965.7014 | 54890.3919 | 55047.4513 | 55386.0485 | 55488.086 | 55503.2508 | 55431.3482 | 55358.3051 | 56398.9784 | 61702.4719 | 64658.1172 | 68305.0093 | 73248.1526 | 77412.0793 | 80688.384 | 83212.05 | 85387.9327 | 87340.772 | 89101.7457 | 90722.2512 | 92230.9729 | 68044.4117
F6_Commercial_Grocery_New_Space Heating_Natural Gas_Furnace_Baseline Forecast | F6 | Commercial | Grocery | New | Space Heating | Natural Gas | Furnace | Baseline Forecast | Avg. Replacement Usage (kWh) | 0.16674 | 0.16674 | 0.16586 | 0.16498 | 0.16409 | 0.16321 | 0.16233 | 0.16145 | 0.15706 | 0.1562 | 0.15534 | 0.15447 | 0.15361 | 0.15275 | 0.15188 | 0.15102 | 0.15016 | 0.1493 | 0.14843 | 0.14757 | 0.14671 | 0.14584 | 0.14498 | 0.14412 | 0.14326 | 0.14239 | 0.14153 | 0.14067 | 0.13981 | 0.13894 | 0.13808 | 0.13722 | 0.13722
F7_Commercial_Grocery_New_Space Heating_Natural Gas_Furnace_Baseline Forecast | F7 | Commercial | Grocery | New | Space Heating | Natural Gas | Furnace | Baseline Forecast | Avg. Replacement Summer Demand (kW) | 0 | 0 | 0 | 0 | 0 | 0 | 0 | 0 | 0 | 0 | 0 | 0 | 0 | 0 | 0 | 0 | 0 | 0 | 0 | 0 | 0 | 0 | 0 | 0 | 0 | 0 | 0 | 0 | 0 | 0 | 0 | 0 | 0
F8_Commercial_Grocery_New_Space Heating_Natural Gas_Furnace_Baseline Forecast | F8 | Commercial | Grocery | New | Space Heating | Natural Gas | Furnace | Baseline Forecast | Avg. Replacement Winter Demand (kW) | 0 | 0 | 0 | 0 | 0 | 0 | 0 | 0 | 0 | 0 | 0 | 0 | 0 | 0 | 0 | 0 | 0 | 0 | 0 | 0 | 0 | 0 | 0 | 0 | 0 | 0 | 0 | 0 | 0 | 0 | 0 | 0 | 0
F1_Commercial_Grocery_New_Space Heating_Natural Gas_Boiler_Baseline Forecast | F1 | Commercial | Grocery | New | Space Heating | Natural Gas | Boiler | Baseline Forecast | Units | 0 | 96.746 | 563.3878 | 861.6046 | 1246.2152 | 1768.174 | 2256.0358 | 2688.4331 | 3077.3217 | 3452.8095 | 3823.3993 | 4190.3073 | 4556.7127 | 4924.1665 | 5293.8804 | 5664.2755 | 6034.7718 | 6404.7882 | 6774.317 | 7143.3505 | 7512.4629 | 7881.6548 | 8250.4062 | 8618.7111 | 8986.5635 | 9354.4777 | 9722.4541 | 10090.493 | 10458.5948 | 10826.7599 | 11194.9885 | 11563.2812 | 11729.1648
F2_Commercial_Grocery_New_Space Heating_Natural Gas_Boiler_Baseline Forecast | F2 | Commercial | Grocery | New | Space Heating | Natural Gas | Boiler | Baseline Forecast | Usage (MMtherm) | 0 | 6.1251e-05 | 0.0003548 | 0.00053972 | 0.00077646 | 0.0010958 | 0.0013905 | 0.001648 | 0.0018761 | 0.0020935 | 0.0023053 | 0.0025125 | 0.0027169 | 0.0029196 | 0.003121 | 0.0033204 | 0.0035409 | 0.0037583 | 0.0039726 | 0.0041839 | 0.0043925 | 0.0045985 | 0.0048019 | 0.0050048 | 0.0052061 | 0.0054064 | 0.0056061 | 0.0058049 | 0.0060023 | 0.006198 | 0.0063915 | 0.006583 | 0.0066956
F3_Commercial_Grocery_New_Space Heating_Natural Gas_Boiler_Baseline Forecast | F3 | Commercial | Grocery | New | Space Heating | Natural Gas | Boiler | Baseline Forecast | Summer Peak Demand (MW) | 0 | 0 | 0 | 0 | 0 | 0 | 0 | 0 | 0 | 0 | 0 | 0 | 0 | 0 | 0 | 0 | 0 | 0 | 0 | 0 | 0 | 0 | 0 | 0 | 0 | 0 | 0 | 0 | 0 | 0 | 0 | 0 | 0
F4_Commercial_Grocery_New_Space Heating_Natural Gas_Boiler_Baseline Forecast | F4 | Commercial | Grocery | New | Space Heating | Natural Gas | Boiler | Baseline Forecast | Winter Peak Demand (MW) | 0 | 0 | 0 | 0 | 0 | 0 | 0 | 0 | 0 | 0 | 0 | 0 | 0 | 0 | 0 | 0 | 0 | 0 | 0 | 0 | 0 | 0 | 0 | 0 | 0 | 0 | 0 | 0 | 0 | 0 | 0 | 0 | 0
F5_Commercial_Grocery_New_Space Heating_Natural Gas_Boiler_Baseline Forecast | F5 | Commercial | Grocery | New | Space Heating | Natural Gas | Boiler | Baseline Forecast | Turnover | 0 | 96.746 | 466.6418 | 298.2168 | 384.6106 | 521.9588 | 487.8618 | 432.3974 | 388.8885 | 375.4878 | 370.5898 | 366.9081 | 366.4054 | 367.4538 | 369.714 | 370.3951 | 370.4963 | 370.0164 | 369.5288 | 369.0335 | 369.1124 | 369.1919 | 377.5465 | 418.7225 | 440.7971 | 469.1922 | 507.4981 | 539.2279 | 563.037 | 580.7324 | 595.607 | 608.6902 | 417.782
F6_Commercial_Grocery_New_Space Heating_Natural Gas_Boiler_Baseline Forecast | F6 | Commercial | Grocery | New | Space Heating | Natural Gas | Boiler | Baseline Forecast | Avg. Replacement Usage (kWh) | 0.63311 | 0.63311 | 0.62976 | 0.62641 | 0.62306 | 0.61971 | 0.61635 | 0.613 | 0.60965 | 0.60631 | 0.60295 | 0.5996 | 0.59625 | 0.5929 | 0.58955 | 0.5862 | 0.64628 | 0.64257 | 0.63885 | 0.63513 | 0.63142 | 0.62771 | 0.624 | 0.62028 | 0.61657 | 0.61287 | 0.60915 | 0.60543 | 0.60172 | 0.59801 | 0.5943 | 0.59058 | 0.59058
F7_Commercial_Grocery_New_Space Heating_Natural Gas_Boiler_Baseline Forecast | F7 | Commercial | Grocery | New | Space Heating | Natural Gas | Boiler | Baseline Forecast | Avg. Replacement Summer Demand (kW) | 0 | 0 | 0 | 0 | 0 | 0 | 0 | 0 | 0 | 0 | 0 | 0 | 0 | 0 | 0 | 0 | 0 | 0 | 0 | 0 | 0 | 0 | 0 | 0 | 0 | 0 | 0 | 0 | 0 | 0 | 0 | 0 | 0
F8_Commercial_Grocery_New_Space Heating_Natural Gas_Boiler_Baseline Forecast | F8 | Commercial | Grocery | New | Space Heating | Natural Gas | Boiler | Baseline Forecast | Avg. Replacement Winter Demand (kW) | 0 | 0 | 0 | 0 | 0 | 0 | 0 | 0 | 0 | 0 | 0 | 0 | 0 | 0 | 0 | 0 | 0 | 0 | 0 | 0 | 0 | 0 | 0 | 0 | 0 | 0 | 0 | 0 | 0 | 0 | 0 | 0 | 0
F1_Commercial_Grocery_New_Space Heating_Natural Gas_Unit Heater_Baseline Forecast | F1 | Commercial | Grocery | New | Space Heating | Natural Gas | Unit Heater | Baseline Forecast | Units | 0 | 0 | 0 | 0 | 0 | 0 | 0 | 0 | 0 | 0 | 0 | 0 | 0 | 0 | 0 | 0 | 0 | 0 | 0 | 0 | 0 | 0 | 0 | 0 | 0 | 0 | 0 | 0 | 0 | 0 | 0 | 0 | 0
F2_Commercial_Grocery_New_Space Heating_Natural Gas_Unit Heater_Baseline Forecast | F2 | Commercial | Grocery | New | Space Heating | Natural Gas | Unit Heater | Baseline Forecast | Usage (MMtherm) | 0 | 0 | 0 | 0 | 0 | 0 | 0 | 0 | 0 | 0 | 0 | 0 | 0 | 0 | 0 | 0 | 0 | 0 | 0 | 0 | 0 | 0 | 0 | 0 | 0 | 0 | 0 | 0 | 0 | 0 | 0 | 0 | 0
F3_Commercial_Grocery_New_Space Heating_Natural Gas_Unit Heater_Baseline Forecast | F3 | Commercial | Grocery | New | Space Heating | Natural Gas | Unit Heater | Baseline Forecast | Summer Peak Demand (MW) | 0 | 0 | 0 | 0 | 0 | 0 | 0 | 0 | 0 | 0 | 0 | 0 | 0 | 0 | 0 | 0 | 0 | 0 | 0 | 0 | 0 | 0 | 0 | 0 | 0 | 0 | 0 | 0 | 0 | 0 | 0 | 0 | 0
F4_Commercial_Grocery_New_Space Heating_Natural Gas_Unit Heater_Baseline Forecast | F4 | Commercial | Grocery | New | Space Heating | Natural Gas | Unit Heater | Baseline Forecast | Winter Peak Demand (MW) | 0 | 0 | 0 | 0 | 0 | 0 | 0 | 0 | 0 | 0 | 0 | 0 | 0 | 0 | 0 | 0 | 0 | 0 | 0 | 0 | 0 | 0 | 0 | 0 | 0 | 0 | 0 | 0 | 0 | 0 | 0 | 0 | 0
F5_Commercial_Grocery_New_Space Heating_Natural Gas_Unit Heater_Baseline Forecast | F5 | Commercial | Grocery | New | Space Heating | Natural Gas | Unit Heater | Baseline Forecast | Turnover | 0 | 0 | 0 | 0 | 0 | 0 | 0 | 0 | 0 | 0 | 0 | 0 | 0 | 0 | 0 | 0 | 0 | 0 | 0 | 0 | 0 | 0 | 0 | 0 | 0 | 0 | 0 | 0 | 0 | 0 | 0 | 0 | 0
F6_Commercial_Grocery_New_Space Heating_Natural Gas_Unit Heater_Baseline Forecast | F6 | Commercial | Grocery | New | Space Heating | Natural Gas | Unit Heater | Baseline Forecast | Avg. Replacement Usage (kWh) | 0.095281 | 0.095281 | 0.094776 | 0.094272 | 0.093768 | 0.093264 | 0.092759 | 0.092255 | 0.091751 | 0.091247 | 0.090742 | 0.090238 | 0.089733 | 0.08923 | 0.088725 | 0.088221 | 0.087717 | 0.087213 | 0.086708 | 0.086204 | 0.0857 | 0.085197 | 0.084692 | 0.084188 | 0.083684 | 0.083182 | 0.082677 | 0.082173 | 0.081669 | 0.081166 | 0.080661 | 0.080157 | 0.080157
F7_Commercial_Grocery_New_Space Heating_Natural Gas_Unit Heater_Baseline Forecast | F7 | Commercial | Grocery | New | Space Heating | Natural Gas | Unit Heater | Baseline Forecast | Avg. Replacement Summer Demand (kW) | 0 | 0 | 0 | 0 | 0 | 0 | 0 | 0 | 0 | 0 | 0 | 0 | 0 | 0 | 0 | 0 | 0 | 0 | 0 | 0 | 0 | 0 | 0 | 0 | 0 | 0 | 0 | 0 | 0 | 0 | 0 | 0 | 0
F8_Commercial_Grocery_New_Space Heating_Natural Gas_Unit Heater_Baseline Forecast | F8 | Commercial | Grocery | New | Space Heating | Natural Gas | Unit Heater | Baseline Forecast | Avg. Replacement Winter Demand (kW) | 0 | 0 | 0 | 0 | 0 | 0 | 0 | 0 | 0 | 0 | 0 | 0 | 0 | 0 | 0 | 0 | 0 | 0 | 0 | 0 | 0 | 0 | 0 | 0 | 0 | 0 | 0 | 0 | 0 | 0 | 0 | 0 | 0
F1_Commercial_Grocery_New_Water Heating_Natural Gas_Water Heater_Baseline Forecast | F1 | Commercial | Grocery | New | Water Heating | Natural Gas | Water Heater | Baseline Forecast | Units | 0 | 11000.0289 | 64057.2534 | 97964.5359 | 141694.8011 | 201041.5659 | 256511.5051 | 305675.1296 | 349891.7979 | 392584.8003 | 434720.8988 | 476438.384 | 518098.7112 | 559878.2423 | 601914.7596 | 644028.7207 | 686154.1913 | 728225.0899 | 770240.5507 | 812199.6984 | 854167.8186 | 896144.9716 | 938072.0441 | 979948.354 | 1021773.2122 | 1063605.0973 | 1105444.0501 | 1147290.112 | 1189143.3247 | 1231003.7299 | 1272871.3697 | 1314746.2863 | 1333607.2662
F2_Commercial_Grocery_New_Water Heating_Natural Gas_Water Heater_Baseline Forecast | F2 | Commercial | Grocery | New | Water Heating | Natural Gas | Water Heater | Baseline Forecast | Usage (MMtherm) | 0 | 0.0033017 | 0.019227 | 0.029405 | 0.04253 | 0.060344 | 0.076993 | 0.09175 | 0.10502 | 0.11784 | 0.13048 | 0.14301 | 0.15551 | 0.16805 | 0.18067 | 0.19331 | 0.20595 | 0.21858 | 0.23119 | 0.24379 | 0.25638 | 0.26898 | 0.28157 | 0.29414 | 0.30669 | 0.31925 | 0.3318 | 0.34437 | 0.35693 | 0.36949 | 0.38206 | 0.39463 | 0.40029
F3_Commercial_Grocery_New_Water Heating_Natural Gas_Water Heater_Baseline Forecast | F3 | Commercial | Grocery | New | Water Heating | Natural Gas | Water Heater | Baseline Forecast | Summer Peak Demand (MW) | 0 | 0 | 0 | 0 | 0 | 0 | 0 | 0 | 0 | 0 | 0 | 0 | 0 | 0 | 0 | 0 | 0 | 0 | 0 | 0 | 0 | 0 | 0 | 0 | 0 | 0 | 0 | 0 | 0 | 0 | 0 | 0 | 0
F4_Commercial_Grocery_New_Water Heating_Natural Gas_Water Heater_Baseline Forecast | F4 | Commercial | Grocery | New | Water Heating | Natural Gas | Water Heater | Baseline Forecast | Winter Peak Demand (MW) | 0 | 0 | 0 | 0 | 0 | 0 | 0 | 0 | 0 | 0 | 0 | 0 | 0 | 0 | 0 | 0 | 0 | 0 | 0 | 0 | 0 | 0 | 0 | 0 | 0 | 0 | 0 | 0 | 0 | 0 | 0 | 0 | 0
F5_Commercial_Grocery_New_Water Heating_Natural Gas_Water Heater_Baseline Forecast | F5 | Commercial | Grocery | New | Water Heating | Natural Gas | Water Heater | Baseline Forecast | Turnover | 0 | 11000.0289 | 53057.2245 | 33907.2825 | 43730.2652 | 59346.7648 | 55469.9392 | 49163.6245 | 44216.6683 | 42693.0024 | 44336.1043 | 54088.9347 | 58338.9434 | 63868.4771 | 71577.027 | 79723.9482 | 93071.2268 | 86650.7947 | 88793.0142 | 92342.183 | 92076.0488 | 92078.1219 | 93484.7282 | 97038.4199 | 102330.0653 | 111406.9419 | 115943.2716 | 120337.6539 | 125135.6729 | 129037.2497 | 133523.6487 | 132213.5917 | 111101.1739
F6_Commercial_Grocery_New_Water Heating_Natural Gas_Water Heater_Baseline Forecast | F6 | Commercial | Grocery | New | Water Heating | Natural Gas | Water Heater | Baseline Forecast | Avg. Replacement Usage (kWh) | 0.30016 | 0.30016 | 0.30016 | 0.30016 | 0.30016 | 0.30016 | 0.30016 | 0.30016 | 0.30016 | 0.30016 | 0.30016 | 0.30016 | 0.30016 | 0.30016 | 0.30016 | 0.30016 | 0.30016 | 0.30016 | 0.30016 | 0.30016 | 0.30016 | 0.30016 | 0.30016 | 0.30016 | 0.30016 | 0.30016 | 0.30016 | 0.30016 | 0.30016 | 0.30016 | 0.30016 | 0.30016 | 0.30016
F7_Commercial_Grocery_New_Water Heating_Natural Gas_Water Heater_Baseline Forecast | F7 | Commercial | Grocery | New | Water Heating | Natural Gas | Water Heater | Baseline Forecast | Avg. Replacement Summer Demand (kW) | 0 | 0 | 0 | 0 | 0 | 0 | 0 | 0 | 0 | 0 | 0 | 0 | 0 | 0 | 0 | 0 | 0 | 0 | 0 | 0 | 0 | 0 | 0 | 0 | 0 | 0 | 0 | 0 | 0 | 0 | 0 | 0 | 0
F8_Commercial_Grocery_New_Water Heating_Natural Gas_Water Heater_Baseline Forecast | F8 | Commercial | Grocery | New | Water Heating | Natural Gas | Water Heater | Baseline Forecast | Avg. Replacement Winter Demand (kW) | 0 | 0 | 0 | 0 | 0 | 0 | 0 | 0 | 0 | 0 | 0 | 0 | 0 | 0 | 0 | 0 | 0 | 0 | 0 | 0 | 0 | 0 | 0 | 0 | 0 | 0 | 0 | 0 | 0 | 0 | 0 | 0 | 0
F1_Commercial_Grocery_New_Food Preparation_Natural Gas_Oven_Baseline Forecast | F1 | Commercial | Grocery | New | Food Preparation | Natural Gas | Oven | Baseline Forecast | Units | 0 | 2521.8467 | 14685.65 | 22459.1723 | 32484.6938 | 46090.4258 | 58807.3637 | 70078.5273 | 80215.5607 | 90003.2812 | 99663.327 | 109227.4021 | 118778.3734 | 128356.6732 | 137993.8891 | 147648.8596 | 157306.4688 | 166951.5669 | 176583.9555 | 186203.4338 | 195824.9691 | 205448.5753 | 215060.7001 | 224661.1871 | 234249.8785 | 243840.1808 | 253432.1034 | 263025.6559 | 272620.8477 | 282217.6885 | 291816.1879 | 301416.3555 | 305740.3897
F2_Commercial_Grocery_New_Food Preparation_Natural Gas_Oven_Baseline Forecast | F2 | Commercial | Grocery | New | Food Preparation | Natural Gas | Oven | Baseline Forecast | Usage (MMtherm) | 0 | 0.00011482 | 0.00066864 | 0.0010226 | 0.001479 | 0.0020985 | 0.0026775 | 0.0031907 | 0.0036522 | 0.0040979 | 0.0045377 | 0.0049732 | 0.005408 | 0.0058441 | 0.0062829 | 0.0067225 | 0.0071622 | 0.0076014 | 0.0080399 | 0.0084779 | 0.008916 | 0.0093541 | 0.0097918 | 0.010229 | 0.010665 | 0.011102 | 0.011539 | 0.011976 | 0.012413 | 0.012849 | 0.013286 | 0.013724 | 0.01392
F3_Commercial_Grocery_New_Food Preparation_Natural Gas_Oven_Baseline Forecast | F3 | Commercial | Grocery | New | Food Preparation | Natural Gas | Oven | Baseline Forecast | Summer Peak Demand (MW) | 0 | 0 | 0 | 0 | 0 | 0 | 0 | 0 | 0 | 0 | 0 | 0 | 0 | 0 | 0 | 0 | 0 | 0 | 0 | 0 | 0 | 0 | 0 | 0 | 0 | 0 | 0 | 0 | 0 | 0 | 0 | 0 | 0
F4_Commercial_Grocery_New_Food Preparation_Natural Gas_Oven_Baseline Forecast | F4 | Commercial | Grocery | New | Food Preparation | Natural Gas | Oven | Baseline Forecast | Winter Peak Demand (MW) | 0 | 0 | 0 | 0 | 0 | 0 | 0 | 0 | 0 | 0 | 0 | 0 | 0 | 0 | 0 | 0 | 0 | 0 | 0 | 0 | 0 | 0 | 0 | 0 | 0 | 0 | 0 | 0 | 0 | 0 | 0 | 0 | 0
F5_Commercial_Grocery_New_Food Preparation_Natural Gas_Oven_Baseline Forecast | F5 | Commercial | Grocery | New | Food Preparation | Natural Gas | Oven | Baseline Forecast | Turnover | 0 | 2521.8467 | 12163.8033 | 7773.5223 | 10025.5215 | 13605.732 | 12716.9379 | 11271.1636 | 10137.0334 | 9787.7205 | 9660.0457 | 9564.0752 | 10055.3406 | 12414.5559 | 13460.9253 | 14719.0423 | 16430.013 | 18267.4957 | 21312.1204 | 19839.7847 | 20345.6726 | 21073.4558 | 20451.8276 | 19904.3163 | 20017.3605 | 20533.8524 | 21257.102 | 22186.5405 | 23451.8637 | 25563.0565 | 26613.7283 | 27611.2931 | 23396.1464
F6_Commercial_Grocery_New_Food Preparation_Natural Gas_Oven_Baseline Forecast | F6 | Commercial | Grocery | New | Food Preparation | Natural Gas | Oven | Baseline Forecast | Avg. Replacement Usage (kWh) | 0.04553 | 0.04553 | 0.04553 | 0.04553 | 0.04553 | 0.04553 | 0.04553 | 0.04553 | 0.04553 | 0.04553 | 0.04553 | 0.04553 | 0.04553 | 0.04553 | 0.04553 | 0.04553 | 0.04553 | 0.04553 | 0.04553 | 0.04553 | 0.04553 | 0.04553 | 0.04553 | 0.04553 | 0.04553 | 0.04553 | 0.04553 | 0.04553 | 0.04553 | 0.04553 | 0.04553 | 0.04553 | 0.04553
F7_Commercial_Grocery_New_Food Preparation_Natural Gas_Oven_Baseline Forecast | F7 | Commercial | Grocery | New | Food Preparation | Natural Gas | Oven | Baseline Forecast | Avg. Replacement Summer Demand (kW) | 0 | 0 | 0 | 0 | 0 | 0 | 0 | 0 | 0 | 0 | 0 | 0 | 0 | 0 | 0 | 0 | 0 | 0 | 0 | 0 | 0 | 0 | 0 | 0 | 0 | 0 | 0 | 0 | 0 | 0 | 0 | 0 | 0
F8_Commercial_Grocery_New_Food Preparation_Natural Gas_Oven_Baseline Forecast | F8 | Commercial | Grocery | New | Food Preparation | Natural Gas | Oven | Baseline Forecast | Avg. Replacement Winter Demand (kW) | 0 | 0 | 0 | 0 | 0 | 0 | 0 | 0 | 0 | 0 | 0 | 0 | 0 | 0 | 0 | 0 | 0 | 0 | 0 | 0 | 0 | 0 | 0 | 0 | 0 | 0 | 0 | 0 | 0 | 0 | 0 | 0 | 0
F1_Commercial_Grocery_New_Food Preparation_Natural Gas_Conveyor Oven_Baseline Forecast | F1 | Commercial | Grocery | New | Food Preparation | Natural Gas | Conveyor Oven | Baseline Forecast | Units | 0 | 1260.9234 | 7342.825 | 11229.5861 | 16242.3469 | 23045.2129 | 29403.6818 | 35039.2637 | 40107.7804 | 45001.6406 | 49831.6635 | 54613.7011 | 59389.1867 | 64178.3366 | 68996.9445 | 73824.4298 | 78653.2344 | 83475.7835 | 88291.9777 | 93101.7169 | 97912.4846 | 102724.2876 | 107530.35 | 112330.5936 | 117124.9392 | 121920.0904 | 126716.0517 | 131512.828 | 136310.4239 | 141108.8443 | 145908.0939 | 150708.1778 | 152870.1948
F2_Commercial_Grocery_New_Food Preparation_Natural Gas_Conveyor Oven_Baseline Forecast | F2 | Commercial | Grocery | New | Food Preparation | Natural Gas | Conveyor Oven | Baseline Forecast | Usage (MMtherm) | 0 | 9.8233e-05 | 0.00057205 | 0.00087485 | 0.0012654 | 0.0017953 | 0.0022907 | 0.0027298 | 0.0031246 | 0.0035059 | 0.0038822 | 0.0042547 | 0.0046267 | 0.0049998 | 0.0053752 | 0.0057513 | 0.0061275 | 0.0065032 | 0.0068784 | 0.0072531 | 0.0076279 | 0.0080028 | 0.0083772 | 0.0087512 | 0.0091247 | 0.0094982 | 0.0098719 | 0.010246 | 0.010619 | 0.010993 | 0.011367 | 0.011741 | 0.011909
F3_Commercial_Grocery_New_Food Preparation_Natural Gas_Conveyor Oven_Baseline Forecast | F3 | Commercial | Grocery | New | Food Preparation | Natural Gas | Conveyor Oven | Baseline Forecast | Summer Peak Demand (MW) | 0 | 0 | 0 | 0 | 0 | 0 | 0 | 0 | 0 | 0 | 0 | 0 | 0 | 0 | 0 | 0 | 0 | 0 | 0 | 0 | 0 | 0 | 0 | 0 | 0 | 0 | 0 | 0 | 0 | 0 | 0 | 0 | 0
F4_Commercial_Grocery_New_Food Preparation_Natural Gas_Conveyor Oven_Baseline Forecast | F4 | Commercial | Grocery | New | Food Preparation | Natural Gas | Conveyor Oven | Baseline Forecast | Winter Peak Demand (MW) | 0 | 0 | 0 | 0 | 0 | 0 | 0 | 0 | 0 | 0 | 0 | 0 | 0 | 0 | 0 | 0 | 0 | 0 | 0 | 0 | 0 | 0 | 0 | 0 | 0 | 0 | 0 | 0 | 0 | 0 | 0 | 0 | 0
F5_Commercial_Grocery_New_Food Preparation_Natural Gas_Conveyor Oven_Baseline Forecast | F5 | Commercial | Grocery | New | Food Preparation | Natural Gas | Conveyor Oven | Baseline Forecast | Turnover | 0 | 1260.9234 | 6081.9017 | 3886.7611 | 5012.7608 | 6802.866 | 6358.469 | 5635.5818 | 5068.5167 | 4893.8603 | 4830.0229 | 4782.0376 | 4775.4856 | 4789.1499 | 4818.608 | 4827.4853 | 4828.8046 | 5074.7337 | 6234.3223 | 6721.5938 | 7342.8036 | 8198.005 | 9117.2612 | 10640.1095 | 9904.4989 | 10157.2198 | 10520.8862 | 10216.6276 | 9899.0736 | 9688.7798 | 9629.4737 | 9613.0255 | 6965.5523
F6_Commercial_Grocery_New_Food Preparation_Natural Gas_Conveyor Oven_Baseline Forecast | F6 | Commercial | Grocery | New | Food Preparation | Natural Gas | Conveyor Oven | Baseline Forecast | Avg. Replacement Usage (kWh) | 0.077906 | 0.077906 | 0.077906 | 0.077906 | 0.077906 | 0.077906 | 0.077906 | 0.077906 | 0.077906 | 0.077906 | 0.077906 | 0.077906 | 0.077906 | 0.077906 | 0.077906 | 0.077906 | 0.077906 | 0.077906 | 0.077906 | 0.077906 | 0.077906 | 0.077906 | 0.077906 | 0.077906 | 0.077906 | 0.077906 | 0.077906 | 0.077906 | 0.077906 | 0.077906 | 0.077906 | 0.077906 | 0.077906
F7_Commercial_Grocery_New_Food Preparation_Natural Gas_Conveyor Oven_Baseline Forecast | F7 | Commercial | Grocery | New | Food Preparation | Natural Gas | Conveyor Oven | Baseline Forecast | Avg. Replacement Summer Demand (kW) | 0 | 0 | 0 | 0 | 0 | 0 | 0 | 0 | 0 | 0 | 0 | 0 | 0 | 0 | 0 | 0 | 0 | 0 | 0 | 0 | 0 | 0 | 0 | 0 | 0 | 0 | 0 | 0 | 0 | 0 | 0 | 0 | 0
F8_Commercial_Grocery_New_Food Preparation_Natural Gas_Conveyor Oven_Baseline Forecast | F8 | Commercial | Grocery | New | Food Preparation | Natural Gas | Conveyor Oven | Baseline Forecast | Avg. Replacement Winter Demand (kW) | 0 | 0 | 0 | 0 | 0 | 0 | 0 | 0 | 0 | 0 | 0 | 0 | 0 | 0 | 0 | 0 | 0 | 0 | 0 | 0 | 0 | 0 | 0 | 0 | 0 | 0 | 0 | 0 | 0 | 0 | 0 | 0 | 0
F1_Commercial_Grocery_New_Food Preparation_Natural Gas_Double Rack Oven_Baseline Forecast | F1 | Commercial | Grocery | New | Food Preparation | Natural Gas | Double Rack Oven | Baseline Forecast | Units | 0 | 1260.9234 | 7342.825 | 11229.5861 | 16242.3469 | 23045.2129 | 29403.6818 | 35039.2637 | 40107.7804 | 45001.6406 | 49831.6635 | 54613.7011 | 59389.1867 | 64178.3366 | 68996.9445 | 73824.4298 | 78653.2344 | 83475.7835 | 88291.9777 | 93101.7169 | 97912.4846 | 102724.2876 | 107530.35 | 112330.5936 | 117124.9392 | 121920.0904 | 126716.0517 | 131512.828 | 136310.4239 | 141108.8443 | 145908.0939 | 150708.1778 | 152870.1948
F2_Commercial_Grocery_New_Food Preparation_Natural Gas_Double Rack Oven_Baseline Forecast | F2 | Commercial | Grocery | New | Food Preparation | Natural Gas | Double Rack Oven | Baseline Forecast | Usage (MMtherm) | 0 | 0.00014923 | 0.00086904 | 0.0013291 | 0.0019223 | 0.0027275 | 0.00348 | 0.004147 | 0.0047469 | 0.0053261 | 0.0058977 | 0.0064637 | 0.0070289 | 0.0075957 | 0.008166 | 0.0087373 | 0.0093088 | 0.0098796 | 0.01045 | 0.011019 | 0.011588 | 0.012158 | 0.012727 | 0.013295 | 0.013862 | 0.01443 | 0.014997 | 0.015565 | 0.016133 | 0.016701 | 0.017269 | 0.017837 | 0.018093
F3_Commercial_Grocery_New_Food Preparation_Natural Gas_Double Rack Oven_Baseline Forecast | F3 | Commercial | Grocery | New | Food Preparation | Natural Gas | Double Rack Oven | Baseline Forecast | Summer Peak Demand (MW) | 0 | 0 | 0 | 0 | 0 | 0 | 0 | 0 | 0 | 0 | 0 | 0 | 0 | 0 | 0 | 0 | 0 | 0 | 0 | 0 | 0 | 0 | 0 | 0 | 0 | 0 | 0 | 0 | 0 | 0 | 0 | 0 | 0
F4_Commercial_Grocery_New_Food Preparation_Natural Gas_Double Rack Oven_Baseline Forecast | F4 | Commercial | Grocery | New | Food Preparation | Natural Gas | Double Rack Oven | Baseline Forecast | Winter Peak Demand (MW) | 0 | 0 | 0 | 0 | 0 | 0 | 0 | 0 | 0 | 0 | 0 | 0 | 0 | 0 | 0 | 0 | 0 | 0 | 0 | 0 | 0 | 0 | 0 | 0 | 0 | 0 | 0 | 0 | 0 | 0 | 0 | 0 | 0
F5_Commercial_Grocery_New_Food Preparation_Natural Gas_Double Rack Oven_Baseline Forecast | F5 | Commercial | Grocery | New | Food Preparation | Natural Gas | Double Rack Oven | Baseline Forecast | Turnover | 0 | 1260.9234 | 6081.9017 | 3886.7611 | 5012.7608 | 6802.866 | 6358.469 | 5635.5818 | 5068.5167 | 4893.8603 | 4830.0229 | 4782.0376 | 5027.6703 | 6207.2779 | 6730.4626 | 7359.5212 | 8215.0065 | 9133.7479 | 10656.0602 | 9919.8923 | 10172.8363 | 10536.7279 | 10225.9138 | 9952.1582 | 10008.6803 | 10266.9262 | 10628.551 | 11093.2702 | 11725.9318 | 12781.5282 | 13306.8642 | 13805.6466 | 11698.0732
F6_Commercial_Grocery_New_Food Preparation_Natural Gas_Double Rack Oven_Baseline Forecast | F6 | Commercial | Grocery | New | Food Preparation | Natural Gas | Double Rack Oven | Baseline Forecast | Avg. Replacement Usage (kWh) | 0.11835 | 0.11835 | 0.11835 | 0.11835 | 0.11835 | 0.11835 | 0.11835 | 0.11835 | 0.11835 | 0.11835 | 0.11835 | 0.11835 | 0.11835 | 0.11835 | 0.11835 | 0.11835 | 0.11835 | 0.11835 | 0.11835 | 0.11835 | 0.11835 | 0.11835 | 0.11835 | 0.11835 | 0.11835 | 0.11835 | 0.11835 | 0.11835 | 0.11835 | 0.11835 | 0.11835 | 0.11835 | 0.11835
F7_Commercial_Grocery_New_Food Preparation_Natural Gas_Double Rack Oven_Baseline Forecast | F7 | Commercial | Grocery | New | Food Preparation | Natural Gas | Double Rack Oven | Baseline Forecast | Avg. Replacement Summer Demand (kW) | 0 | 0 | 0 | 0 | 0 | 0 | 0 | 0 | 0 | 0 | 0 | 0 | 0 | 0 | 0 | 0 | 0 | 0 | 0 | 0 | 0 | 0 | 0 | 0 | 0 | 0 | 0 | 0 | 0 | 0 | 0 | 0 | 0
F8_Commercial_Grocery_New_Food Preparation_Natural Gas_Double Rack Oven_Baseline Forecast | F8 | Commercial | Grocery | New | Food Preparation | Natural Gas | Double Rack Oven | Baseline Forecast | Avg. Replacement Winter Demand (kW) | 0 | 0 | 0 | 0 | 0 | 0 | 0 | 0 | 0 | 0 | 0 | 0 | 0 | 0 | 0 | 0 | 0 | 0 | 0 | 0 | 0 | 0 | 0 | 0 | 0 | 0 | 0 | 0 | 0 | 0 | 0 | 0 | 0
F1_Commercial_Grocery_New_Food Preparation_Natural Gas_Fryer_Baseline Forecast | F1 | Commercial | Grocery | New | Food Preparation | Natural Gas | Fryer | Baseline Forecast | Units | 0 | 5043.6935 | 29371.3001 | 44918.3446 | 64969.3876 | 92180.8515 | 117614.7274 | 140157.0546 | 160431.1214 | 180006.5625 | 199326.6539 | 218454.8043 | 237556.7468 | 256713.3463 | 275987.7781 | 295297.7192 | 314612.9376 | 333903.1338 | 353167.9109 | 372406.8675 | 391649.9382 | 410897.1505 | 430121.4002 | 449322.3743 | 468499.757 | 487680.3616 | 506864.2069 | 526051.3118 | 545241.6955 | 564435.377 | 583632.3758 | 602832.7111 | 611480.7793
F2_Commercial_Grocery_New_Food Preparation_Natural Gas_Fryer_Baseline Forecast | F2 | Commercial | Grocery | New | Food Preparation | Natural Gas | Fryer | Baseline Forecast | Usage (MMtherm) | 0 | 0.00037146 | 0.0021632 | 0.0029435 | 0.0039499 | 0.0053157 | 0.0065627 | 0.0075292 | 0.0084232 | 0.009313 | 0.010185 | 0.010965 | 0.011923 | 0.012885 | 0.013852 | 0.014821 | 0.015791 | 0.016759 | 0.017726 | 0.018692 | 0.019657 | 0.020624 | 0.021588 | 0.022552 | 0.023515 | 0.024477 | 0.02544 | 0.026403 | 0.027366 | 0.02833 | 0.029293 | 0.030257 | 0.030691
F3_Commercial_Grocery_New_Food Preparation_Natural Gas_Fryer_Baseline Forecast | F3 | Commercial | Grocery | New | Food Preparation | Natural Gas | Fryer | Baseline Forecast | Summer Peak Demand (MW) | 0 | 0 | 0 | 0 | 0 | 0 | 0 | 0 | 0 | 0 | 0 | 0 | 0 | 0 | 0 | 0 | 0 | 0 | 0 | 0 | 0 | 0 | 0 | 0 | 0 | 0 | 0 | 0 | 0 | 0 | 0 | 0 | 0
F4_Commercial_Grocery_New_Food Preparation_Natural Gas_Fryer_Baseline Forecast | F4 | Commercial | Grocery | New | Food Preparation | Natural Gas | Fryer | Baseline Forecast | Winter Peak Demand (MW) | 0 | 0 | 0 | 0 | 0 | 0 | 0 | 0 | 0 | 0 | 0 | 0 | 0 | 0 | 0 | 0 | 0 | 0 | 0 | 0 | 0 | 0 | 0 | 0 | 0 | 0 | 0 | 0 | 0 | 0 | 0 | 0 | 0
F5_Commercial_Grocery_New_Food Preparation_Natural Gas_Fryer_Baseline Forecast | F5 | Commercial | Grocery | New | Food Preparation | Natural Gas | Fryer | Baseline Forecast | Turnover | 0 | 5043.6935 | 24327.6066 | 15547.0445 | 20051.043 | 27211.4639 | 26694.7992 | 29569.9214 | 29431.5235 | 31456.2944 | 36230.4895 | 43060.8117 | 42360.2504 | 45027.0312 | 48240.5307 | 49969.5306 | 53757.3935 | 55679.0476 | 58293.6611 | 61703.6912 | 65204.8717 | 66991.665 | 69585.1906 | 72307.6736 | 74843.6299 | 78130.3855 | 80600.1148 | 83266.0647 | 86135.738 | 88944.4514 | 91466.6869 | 94168.0859 | 86336.4554
F6_Commercial_Grocery_New_Food Preparation_Natural Gas_Fryer_Baseline Forecast | F6 | Commercial | Grocery | New | Food Preparation | Natural Gas | Fryer | Baseline Forecast | Avg. Replacement Usage (kWh) | 0.073649 | 0.073649 | 0.073649 | 0.050191 | 0.050191 | 0.050191 | 0.050191 | 0.050191 | 0.050191 | 0.050191 | 0.050191 | 0.050191 | 0.050191 | 0.050191 | 0.050191 | 0.050191 | 0.050191 | 0.050191 | 0.050191 | 0.050191 | 0.050191 | 0.050191 | 0.050191 | 0.050191 | 0.050191 | 0.050191 | 0.050191 | 0.050191 | 0.050191 | 0.050191 | 0.050191 | 0.050191 | 0.050191
F7_Commercial_Grocery_New_Food Preparation_Natural Gas_Fryer_Baseline Forecast | F7 | Commercial | Grocery | New | Food Preparation | Natural Gas | Fryer | Baseline Forecast | Avg. Replacement Summer Demand (kW) | 0 | 0 | 0 | 0 | 0 | 0 | 0 | 0 | 0 | 0 | 0 | 0 | 0 | 0 | 0 | 0 | 0 | 0 | 0 | 0 | 0 | 0 | 0 | 0 | 0 | 0 | 0 | 0 | 0 | 0 | 0 | 0 | 0
F8_Commercial_Grocery_New_Food Preparation_Natural Gas_Fryer_Baseline Forecast | F8 | Commercial | Grocery | New | Food Preparation | Natural Gas | Fryer | Baseline Forecast | Avg. Replacement Winter Demand (kW) | 0 | 0 | 0 | 0 | 0 | 0 | 0 | 0 | 0 | 0 | 0 | 0 | 0 | 0 | 0 | 0 | 0 | 0 | 0 | 0 | 0 | 0 | 0 | 0 | 0 | 0 | 0 | 0 | 0 | 0 | 0 | 0 | 0
F1_Commercial_Grocery_New_Food Preparation_Natural Gas_Broiler_Baseline Forecast | F1 | Commercial | Grocery | New | Food Preparation | Natural Gas | Broiler | Baseline Forecast | Units | 0 | 0 | 0 | 0 | 0 | 0 | 0 | 0 | 0 | 0 | 0 | 0 | 0 | 0 | 0 | 0 | 0 | 0 | 0 | 0 | 0 | 0 | 0 | 0 | 0 | 0 | 0 | 0 | 0 | 0 | 0 | 0 | 0
F2_Commercial_Grocery_New_Food Preparation_Natural Gas_Broiler_Baseline Forecast | F2 | Commercial | Grocery | New | Food Preparation | Natural Gas | Broiler | Baseline Forecast | Usage (MMtherm) | 0 | 0 | 0 | 0 | 0 | 0 | 0 | 0 | 0 | 0 | 0 | 0 | 0 | 0 | 0 | 0 | 0 | 0 | 0 | 0 | 0 | 0 | 0 | 0 | 0 | 0 | 0 | 0 | 0 | 0 | 0 | 0 | 0
F3_Commercial_Grocery_New_Food Preparation_Natural Gas_Broiler_Baseline Forecast | F3 | Commercial | Grocery | New | Food Preparation | Natural Gas | Broiler | Baseline Forecast | Summer Peak Demand (MW) | 0 | 0 | 0 | 0 | 0 | 0 | 0 | 0 | 0 | 0 | 0 | 0 | 0 | 0 | 0 | 0 | 0 | 0 | 0 | 0 | 0 | 0 | 0 | 0 | 0 | 0 | 0 | 0 | 0 | 0 | 0 | 0 | 0
F4_Commercial_Grocery_New_Food Preparation_Natural Gas_Broiler_Baseline Forecast | F4 | Commercial | Grocery | New | Food Preparation | Natural Gas | Broiler | Baseline Forecast | Winter Peak Demand (MW) | 0 | 0 | 0 | 0 | 0 | 0 | 0 | 0 | 0 | 0 | 0 | 0 | 0 | 0 | 0 | 0 | 0 | 0 | 0 | 0 | 0 | 0 | 0 | 0 | 0 | 0 | 0 | 0 | 0 | 0 | 0 | 0 | 0
F5_Commercial_Grocery_New_Food Preparation_Natural Gas_Broiler_Baseline Forecast | F5 | Commercial | Grocery | New | Food Preparation | Natural Gas | Broiler | Baseline Forecast | Turnover | 0 | 0 | 0 | 0 | 0 | 0 | 0 | 0 | 0 | 0 | 0 | 0 | 0 | 0 | 0 | 0 | 0 | 0 | 0 | 0 | 0 | 0 | 0 | 0 | 0 | 0 | 0 | 0 | 0 | 0 | 0 | 0 | 0
F6_Commercial_Grocery_New_Food Preparation_Natural Gas_Broiler_Baseline Forecast | F6 | Commercial | Grocery | New | Food Preparation | Natural Gas | Broiler | Baseline Forecast | Avg. Replacement Usage (kWh) | 0.081005 | 0.081005 | 0.081005 | 0.081005 | 0.081005 | 0.081005 | 0.081005 | 0.081005 | 0.081005 | 0.081005 | 0.081005 | 0.081005 | 0.081005 | 0.081005 | 0.081005 | 0.081005 | 0.081005 | 0.081005 | 0.081005 | 0.081005 | 0.081005 | 0.081005 | 0.081005 | 0.081005 | 0.081005 | 0.081005 | 0.081005 | 0.081005 | 0.081005 | 0.081005 | 0.081005 | 0.081005 | 0.081005
F7_Commercial_Grocery_New_Food Preparation_Natural Gas_Broiler_Baseline Forecast | F7 | Commercial | Grocery | New | Food Preparation | Natural Gas | Broiler | Baseline Forecast | Avg. Replacement Summer Demand (kW) | 0 | 0 | 0 | 0 | 0 | 0 | 0 | 0 | 0 | 0 | 0 | 0 | 0 | 0 | 0 | 0 | 0 | 0 | 0 | 0 | 0 | 0 | 0 | 0 | 0 | 0 | 0 | 0 | 0 | 0 | 0 | 0 | 0
F8_Commercial_Grocery_New_Food Preparation_Natural Gas_Broiler_Baseline Forecast | F8 | Commercial | Grocery | New | Food Preparation | Natural Gas | Broiler | Baseline Forecast | Avg. Replacement Winter Demand (kW) | 0 | 0 | 0 | 0 | 0 | 0 | 0 | 0 | 0 | 0 | 0 | 0 | 0 | 0 | 0 | 0 | 0 | 0 | 0 | 0 | 0 | 0 | 0 | 0 | 0 | 0 | 0 | 0 | 0 | 0 | 0 | 0 | 0
F1_Commercial_Grocery_New_Food Preparation_Natural Gas_Griddle_Baseline Forecast | F1 | Commercial | Grocery | New | Food Preparation | Natural Gas | Griddle | Baseline Forecast | Units | 0 | 5043.6935 | 29371.3001 | 44918.3446 | 64969.3876 | 92180.8515 | 117614.7274 | 140157.0546 | 160431.1214 | 180006.5625 | 199326.6539 | 218454.8043 | 237556.7468 | 256713.3463 | 275987.7781 | 295297.7192 | 314612.9376 | 333903.1338 | 353167.9109 | 372406.8675 | 391649.9382 | 410897.1505 | 430121.4002 | 449322.3743 | 468499.757 | 487680.3616 | 506864.2069 | 526051.3118 | 545241.6955 | 564435.377 | 583632.3758 | 602832.7111 | 611480.7793
F2_Commercial_Grocery_New_Food Preparation_Natural Gas_Griddle_Baseline Forecast | F2 | Commercial | Grocery | New | Food Preparation | Natural Gas | Griddle | Baseline Forecast | Usage (MMtherm) | 0 | 0.0002712 | 0.0015793 | 0.0024153 | 0.0034934 | 0.0049566 | 0.0063242 | 0.0075363 | 0.0086265 | 0.009679 | 0.010718 | 0.011746 | 0.012774 | 0.013804 | 0.01484 | 0.015878 | 0.016917 | 0.017954 | 0.01899 | 0.020025 | 0.021059 | 0.022094 | 0.023128 | 0.02416 | 0.025191 | 0.026223 | 0.027254 | 0.028286 | 0.029318 | 0.03035 | 0.031382 | 0.032415 | 0.03288
F3_Commercial_Grocery_New_Food Preparation_Natural Gas_Griddle_Baseline Forecast | F3 | Commercial | Grocery | New | Food Preparation | Natural Gas | Griddle | Baseline Forecast | Summer Peak Demand (MW) | 0 | 0 | 0 | 0 | 0 | 0 | 0 | 0 | 0 | 0 | 0 | 0 | 0 | 0 | 0 | 0 | 0 | 0 | 0 | 0 | 0 | 0 | 0 | 0 | 0 | 0 | 0 | 0 | 0 | 0 | 0 | 0 | 0
F4_Commercial_Grocery_New_Food Preparation_Natural Gas_Griddle_Baseline Forecast | F4 | Commercial | Grocery | New | Food Preparation | Natural Gas | Griddle | Baseline Forecast | Winter Peak Demand (MW) | 0 | 0 | 0 | 0 | 0 | 0 | 0 | 0 | 0 | 0 | 0 | 0 | 0 | 0 | 0 | 0 | 0 | 0 | 0 | 0 | 0 | 0 | 0 | 0 | 0 | 0 | 0 | 0 | 0 | 0 | 0 | 0 | 0
F5_Commercial_Grocery_New_Food Preparation_Natural Gas_Griddle_Baseline Forecast | F5 | Commercial | Grocery | New | Food Preparation | Natural Gas | Griddle | Baseline Forecast | Turnover | 0 | 5043.6935 | 24327.6066 | 15547.0445 | 20051.043 | 27211.4639 | 25433.8759 | 22542.3273 | 20274.0668 | 19575.441 | 19320.0915 | 19128.1504 | 20110.6812 | 24829.1118 | 26921.8506 | 29438.0846 | 32860.0261 | 36534.9915 | 42624.2409 | 39679.5693 | 40691.3452 | 42146.9117 | 40903.6551 | 39808.6326 | 40034.721 | 41067.7048 | 42514.204 | 44373.0809 | 46903.7273 | 51126.1129 | 53227.4566 | 55222.5863 | 46792.2928
F6_Commercial_Grocery_New_Food Preparation_Natural Gas_Griddle_Baseline Forecast | F6 | Commercial | Grocery | New | Food Preparation | Natural Gas | Griddle | Baseline Forecast | Avg. Replacement Usage (kWh) | 0.05377 | 0.05377 | 0.05377 | 0.05377 | 0.05377 | 0.05377 | 0.05377 | 0.05377 | 0.05377 | 0.05377 | 0.05377 | 0.05377 | 0.05377 | 0.05377 | 0.05377 | 0.05377 | 0.05377 | 0.05377 | 0.05377 | 0.05377 | 0.05377 | 0.05377 | 0.05377 | 0.05377 | 0.05377 | 0.05377 | 0.05377 | 0.05377 | 0.05377 | 0.05377 | 0.05377 | 0.05377 | 0.05377
F7_Commercial_Grocery_New_Food Preparation_Natural Gas_Griddle_Baseline Forecast | F7 | Commercial | Grocery | New | Food Preparation | Natural Gas | Griddle | Baseline Forecast | Avg. Replacement Summer Demand (kW) | 0 | 0 | 0 | 0 | 0 | 0 | 0 | 0 | 0 | 0 | 0 | 0 | 0 | 0 | 0 | 0 | 0 | 0 | 0 | 0 | 0 | 0 | 0 | 0 | 0 | 0 | 0 | 0 | 0 | 0 | 0 | 0 | 0
F8_Commercial_Grocery_New_Food Preparation_Natural Gas_Griddle_Baseline Forecast | F8 | Commercial | Grocery | New | Food Preparation | Natural Gas | Griddle | Baseline Forecast | Avg. Replacement Winter Demand (kW) | 0 | 0 | 0 | 0 | 0 | 0 | 0 | 0 | 0 | 0 | 0 | 0 | 0 | 0 | 0 | 0 | 0 | 0 | 0 | 0 | 0 | 0 | 0 | 0 | 0 | 0 | 0 | 0 | 0 | 0 | 0 | 0 | 0
F1_Commercial_Grocery_New_Food Preparation_Natural Gas_Range_Baseline Forecast | F1 | Commercial | Grocery | New | Food Preparation | Natural Gas | Range | Baseline Forecast | Units | 0 | 5043.6935 | 29371.3001 | 44918.3446 | 64969.3876 | 92180.8515 | 117614.7274 | 140157.0546 | 160431.1214 | 180006.5625 | 199326.6539 | 218454.8043 | 237556.7468 | 256713.3463 | 275987.7781 | 295297.7192 | 314612.9376 | 333903.1338 | 353167.9109 | 372406.8675 | 391649.9382 | 410897.1505 | 430121.4002 | 449322.3743 | 468499.757 | 487680.3616 | 506864.2069 | 526051.3118 | 545241.6955 | 564435.377 | 583632.3758 | 602832.7111 | 611480.7793
F2_Commercial_Grocery_New_Food Preparation_Natural Gas_Range_Baseline Forecast | F2 | Commercial | Grocery | New | Food Preparation | Natural Gas | Range | Baseline Forecast | Usage (MMtherm) | 0 | 0.00028132 | 0.0016382 | 0.0025054 | 0.0036237 | 0.0051415 | 0.0065601 | 0.0078174 | 0.0089482 | 0.01004 | 0.011118 | 0.012185 | 0.01325 | 0.014318 | 0.015394 | 0.016471 | 0.017548 | 0.018624 | 0.019698 | 0.020771 | 0.021845 | 0.022918 | 0.02399 | 0.025061 | 0.026131 | 0.027201 | 0.028271 | 0.029341 | 0.030411 | 0.031482 | 0.032553 | 0.033624 | 0.034106
F3_Commercial_Grocery_New_Food Preparation_Natural Gas_Range_Baseline Forecast | F3 | Commercial | Grocery | New | Food Preparation | Natural Gas | Range | Baseline Forecast | Summer Peak Demand (MW) | 0 | 0 | 0 | 0 | 0 | 0 | 0 | 0 | 0 | 0 | 0 | 0 | 0 | 0 | 0 | 0 | 0 | 0 | 0 | 0 | 0 | 0 | 0 | 0 | 0 | 0 | 0 | 0 | 0 | 0 | 0 | 0 | 0
F4_Commercial_Grocery_New_Food Preparation_Natural Gas_Range_Baseline Forecast | F4 | Commercial | Grocery | New | Food Preparation | Natural Gas | Range | Baseline Forecast | Winter Peak Demand (MW) | 0 | 0 | 0 | 0 | 0 | 0 | 0 | 0 | 0 | 0 | 0 | 0 | 0 | 0 | 0 | 0 | 0 | 0 | 0 | 0 | 0 | 0 | 0 | 0 | 0 | 0 | 0 | 0 | 0 | 0 | 0 | 0 | 0
F5_Commercial_Grocery_New_Food Preparation_Natural Gas_Range_Baseline Forecast | F5 | Commercial | Grocery | New | Food Preparation | Natural Gas | Range | Baseline Forecast | Turnover | 0 | 5043.6935 | 24327.6066 | 15547.0445 | 20051.043 | 27211.4639 | 25433.8759 | 22542.3273 | 20274.0668 | 19575.441 | 20328.8301 | 24800.6627 | 26749.3613 | 29284.7431 | 32819.2395 | 36554.7363 | 42674.6822 | 39730.8089 | 40713.0517 | 42340.4037 | 42218.3768 | 42219.3274 | 42864.2794 | 44493.7053 | 46920.0113 | 51081.908 | 53161.8895 | 55176.7857 | 57376.7561 | 59165.6929 | 61222.7804 | 60622.0978 | 50941.7084
F6_Commercial_Grocery_New_Food Preparation_Natural Gas_Range_Baseline Forecast | F6 | Commercial | Grocery | New | Food Preparation | Natural Gas | Range | Baseline Forecast | Avg. Replacement Usage (kWh) | 0.055776 | 0.055776 | 0.055776 | 0.055776 | 0.055776 | 0.055776 | 0.055776 | 0.055776 | 0.055776 | 0.055776 | 0.055776 | 0.055776 | 0.055776 | 0.055776 | 0.055776 | 0.055776 | 0.055776 | 0.055776 | 0.055776 | 0.055776 | 0.055776 | 0.055776 | 0.055776 | 0.055776 | 0.055776 | 0.055776 | 0.055776 | 0.055776 | 0.055776 | 0.055776 | 0.055776 | 0.055776 | 0.055776
F7_Commercial_Grocery_New_Food Preparation_Natural Gas_Range_Baseline Forecast | F7 | Commercial | Grocery | New | Food Preparation | Natural Gas | Range | Baseline Forecast | Avg. Replacement Summer Demand (kW) | 0 | 0 | 0 | 0 | 0 | 0 | 0 | 0 | 0 | 0 | 0 | 0 | 0 | 0 | 0 | 0 | 0 | 0 | 0 | 0 | 0 | 0 | 0 | 0 | 0 | 0 | 0 | 0 | 0 | 0 | 0 | 0 | 0
F8_Commercial_Grocery_New_Food Preparation_Natural Gas_Range_Baseline Forecast | F8 | Commercial | Grocery | New | Food Preparation | Natural Gas | Range | Baseline Forecast | Avg. Replacement Winter Demand (kW) | 0 | 0 | 0 | 0 | 0 | 0 | 0 | 0 | 0 | 0 | 0 | 0 | 0 | 0 | 0 | 0 | 0 | 0 | 0 | 0 | 0 | 0 | 0 | 0 | 0 | 0 | 0 | 0 | 0 | 0 | 0 | 0 | 0
F1_Commercial_Grocery_New_Food Preparation_Natural Gas_Steamer_Baseline Forecast | F1 | Commercial | Grocery | New | Food Preparation | Natural Gas | Steamer | Baseline Forecast | Units | 0 | 247.8434 | 1443.2842 | 2207.2546 | 3192.5482 | 4529.6997 | 5779.5017 | 6887.2152 | 7883.468 | 8845.3909 | 9794.7661 | 10734.7094 | 11673.3649 | 12614.7062 | 13561.8377 | 14510.7141 | 15459.8498 | 16407.7559 | 17354.413 | 18299.8013 | 19245.3917 | 20191.1856 | 21135.8512 | 22079.3731 | 23021.7356 | 23964.2565 | 24906.9367 | 25849.777 | 26792.7784 | 27735.9419 | 28679.2684 | 29622.7588 | 30047.7186
F2_Commercial_Grocery_New_Food Preparation_Natural Gas_Steamer_Baseline Forecast | F2 | Commercial | Grocery | New | Food Preparation | Natural Gas | Steamer | Baseline Forecast | Usage (MMtherm) | 0 | 2.3088e-05 | 0.00013445 | 0.00017752 | 0.00023306 | 0.00030843 | 0.00037889 | 0.00044133 | 0.00049749 | 0.00055172 | 0.00060422 | 0.00065142 | 0.00069919 | 0.00074768 | 0.00079701 | 0.00084688 | 0.00089718 | 0.00094776 | 0.00099858 | 0.0010468 | 0.0010849 | 0.0011382 | 0.0011915 | 0.0012446 | 0.0012978 | 0.0013509 | 0.001404 | 0.0014572 | 0.0015103 | 0.0015635 | 0.0016167 | 0.0016699 | 0.0016938
F3_Commercial_Grocery_New_Food Preparation_Natural Gas_Steamer_Baseline Forecast | F3 | Commercial | Grocery | New | Food Preparation | Natural Gas | Steamer | Baseline Forecast | Summer Peak Demand (MW) | 0 | 0 | 0 | 0 | 0 | 0 | 0 | 0 | 0 | 0 | 0 | 0 | 0 | 0 | 0 | 0 | 0 | 0 | 0 | 0 | 0 | 0 | 0 | 0 | 0 | 0 | 0 | 0 | 0 | 0 | 0 | 0 | 0
F4_Commercial_Grocery_New_Food Preparation_Natural Gas_Steamer_Baseline Forecast | F4 | Commercial | Grocery | New | Food Preparation | Natural Gas | Steamer | Baseline Forecast | Winter Peak Demand (MW) | 0 | 0 | 0 | 0 | 0 | 0 | 0 | 0 | 0 | 0 | 0 | 0 | 0 | 0 | 0 | 0 | 0 | 0 | 0 | 0 | 0 | 0 | 0 | 0 | 0 | 0 | 0 | 0 | 0 | 0 | 0 | 0 | 0
F5_Commercial_Grocery_New_Food Preparation_Natural Gas_Steamer_Baseline Forecast | F5 | Commercial | Grocery | New | Food Preparation | Natural Gas | Steamer | Baseline Forecast | Turnover | 0 | 247.8434 | 1195.4408 | 763.9704 | 985.2936 | 1337.1514 | 1249.8021 | 1107.7135 | 996.2528 | 961.9229 | 976.9133 | 1097.2484 | 1163.3679 | 1250.5627 | 1370.5673 | 1464.1307 | 1530.2188 | 1575.1192 | 1611.0601 | 1720.8371 | 2048.6038 | 1922.6437 | 2020.0835 | 2160.0874 | 2159.5365 | 2150.7219 | 2157.326 | 2190.9604 | 2248.2619 | 2368.0744 | 2443.9022 | 2528.6406 | 2110.9468
F6_Commercial_Grocery_New_Food Preparation_Natural Gas_Steamer_Baseline Forecast | F6 | Commercial | Grocery | New | Food Preparation | Natural Gas | Steamer | Baseline Forecast | Avg. Replacement Usage (kWh) | 0.093156 | 0.093156 | 0.093156 | 0.056371 | 0.056371 | 0.056371 | 0.056371 | 0.056371 | 0.056371 | 0.056371 | 0.056371 | 0.056371 | 0.056371 | 0.056371 | 0.056371 | 0.056371 | 0.056371 | 0.056371 | 0.056371 | 0.056371 | 0.056371 | 0.056371 | 0.056371 | 0.056371 | 0.056371 | 0.056371 | 0.056371 | 0.056371 | 0.056371 | 0.056371 | 0.056371 | 0.056371 | 0.056371
F7_Commercial_Grocery_New_Food Preparation_Natural Gas_Steamer_Baseline Forecast | F7 | Commercial | Grocery | New | Food Preparation | Natural Gas | Steamer | Baseline Forecast | Avg. Replacement Summer Demand (kW) | 0 | 0 | 0 | 0 | 0 | 0 | 0 | 0 | 0 | 0 | 0 | 0 | 0 | 0 | 0 | 0 | 0 | 0 | 0 | 0 | 0 | 0 | 0 | 0 | 0 | 0 | 0 | 0 | 0 | 0 | 0 | 0 | 0
F8_Commercial_Grocery_New_Food Preparation_Natural Gas_Steamer_Baseline Forecast | F8 | Commercial | Grocery | New | Food Preparation | Natural Gas | Steamer | Baseline Forecast | Avg. Replacement Winter Demand (kW) | 0 | 0 | 0 | 0 | 0 | 0 | 0 | 0 | 0 | 0 | 0 | 0 | 0 | 0 | 0 | 0 | 0 | 0 | 0 | 0 | 0 | 0 | 0 | 0 | 0 | 0 | 0 | 0 | 0 | 0 | 0 | 0 | 0
F1_Commercial_Grocery_New_Food Preparation_Natural Gas_Food Prep Other_Baseline Forecast | F1 | Commercial | Grocery | New | Food Preparation | Natural Gas | Food Prep Other | Baseline Forecast | Units | 0 | 0 | 0 | 0 | 0 | 0 | 0 | 0 | 0 | 0 | 0 | 0 | 0 | 0 | 0 | 0 | 0 | 0 | 0 | 0 | 0 | 0 | 0 | 0 | 0 | 0 | 0 | 0 | 0 | 0 | 0 | 0 | 0
F2_Commercial_Grocery_New_Food Preparation_Natural Gas_Food Prep Other_Baseline Forecast | F2 | Commercial | Grocery | New | Food Preparation | Natural Gas | Food Prep Other | Baseline Forecast | Usage (MMtherm) | 0 | 0 | 0 | 0 | 0 | 0 | 0 | 0 | 0 | 0 | 0 | 0 | 0 | 0 | 0 | 0 | 0 | 0 | 0 | 0 | 0 | 0 | 0 | 0 | 0 | 0 | 0 | 0 | 0 | 0 | 0 | 0 | 0
F3_Commercial_Grocery_New_Food Preparation_Natural Gas_Food Prep Other_Baseline Forecast | F3 | Commercial | Grocery | New | Food Preparation | Natural Gas | Food Prep Other | Baseline Forecast | Summer Peak Demand (MW) | 0 | 0 | 0 | 0 | 0 | 0 | 0 | 0 | 0 | 0 | 0 | 0 | 0 | 0 | 0 | 0 | 0 | 0 | 0 | 0 | 0 | 0 | 0 | 0 | 0 | 0 | 0 | 0 | 0 | 0 | 0 | 0 | 0
F4_Commercial_Grocery_New_Food Preparation_Natural Gas_Food Prep Other_Baseline Forecast | F4 | Commercial | Grocery | New | Food Preparation | Natural Gas | Food Prep Other | Baseline Forecast | Winter Peak Demand (MW) | 0 | 0 | 0 | 0 | 0 | 0 | 0 | 0 | 0 | 0 | 0 | 0 | 0 | 0 | 0 | 0 | 0 | 0 | 0 | 0 | 0 | 0 | 0 | 0 | 0 | 0 | 0 | 0 | 0 | 0 | 0 | 0 | 0
F5_Commercial_Grocery_New_Food Preparation_Natural Gas_Food Prep Other_Baseline Forecast | F5 | Commercial | Grocery | New | Food Preparation | Natural Gas | Food Prep Other | Baseline Forecast | Turnover | 0 | 0 | 0 | 0 | 0 | 0 | 0 | 0 | 0 | 0 | 0 | 0 | 0 | 0 | 0 | 0 | 0 | 0 | 0 | 0 | 0 | 0 | 0 | 0 | 0 | 0 | 0 | 0 | 0 | 0 | 0 | 0 | 0
F6_Commercial_Grocery_New_Food Preparation_Natural Gas_Food Prep Other_Baseline Forecast | F6 | Commercial | Grocery | New | Food Preparation | Natural Gas | Food Prep Other | Baseline Forecast | Avg. Replacement Usage (kWh) | 0.023277 | 0.023277 | 0.023277 | 0.023277 | 0.023277 | 0.023277 | 0.023277 | 0.023277 | 0.023277 | 0.023277 | 0.023277 | 0.023277 | 0.023277 | 0.023277 | 0.023277 | 0.023277 | 0.023277 | 0.023277 | 0.023277 | 0.023277 | 0.023277 | 0.023277 | 0.023277 | 0.023277 | 0.023277 | 0.023277 | 0.023277 | 0.023277 | 0.023277 | 0.023277 | 0.023277 | 0.023277 | 0.023277
F7_Commercial_Grocery_New_Food Preparation_Natural Gas_Food Prep Other_Baseline Forecast | F7 | Commercial | Grocery | New | Food Preparation | Natural Gas | Food Prep Other | Baseline Forecast | Avg. Replacement Summer Demand (kW) | 0 | 0 | 0 | 0 | 0 | 0 | 0 | 0 | 0 | 0 | 0 | 0 | 0 | 0 | 0 | 0 | 0 | 0 | 0 | 0 | 0 | 0 | 0 | 0 | 0 | 0 | 0 | 0 | 0 | 0 | 0 | 0 | 0
F8_Commercial_Grocery_New_Food Preparation_Natural Gas_Food Prep Other_Baseline Forecast | F8 | Commercial | Grocery | New | Food Preparation | Natural Gas | Food Prep Other | Baseline Forecast | Avg. Replacement Winter Demand (kW) | 0 | 0 | 0 | 0 | 0 | 0 | 0 | 0 | 0 | 0 | 0 | 0 | 0 | 0 | 0 | 0 | 0 | 0 | 0 | 0 | 0 | 0 | 0 | 0 | 0 | 0 | 0 | 0 | 0 | 0 | 0 | 0 | 0
F1_Commercial_Grocery_New_Miscellaneous_Natural Gas_Pool Heater_Baseline Forecast | F1 | Commercial | Grocery | New | Miscellaneous | Natural Gas | Pool Heater | Baseline Forecast | Units | 0 | 0 | 0 | 0 | 0 | 0 | 0 | 0 | 0 | 0 | 0 | 0 | 0 | 0 | 0 | 0 | 0 | 0 | 0 | 0 | 0 | 0 | 0 | 0 | 0 | 0 | 0 | 0 | 0 | 0 | 0 | 0 | 0
F2_Commercial_Grocery_New_Miscellaneous_Natural Gas_Pool Heater_Baseline Forecast | F2 | Commercial | Grocery | New | Miscellaneous | Natural Gas | Pool Heater | Baseline Forecast | Usage (MMtherm) | 0 | 0 | 0 | 0 | 0 | 0 | 0 | 0 | 0 | 0 | 0 | 0 | 0 | 0 | 0 | 0 | 0 | 0 | 0 | 0 | 0 | 0 | 0 | 0 | 0 | 0 | 0 | 0 | 0 | 0 | 0 | 0 | 0
F3_Commercial_Grocery_New_Miscellaneous_Natural Gas_Pool Heater_Baseline Forecast | F3 | Commercial | Grocery | New | Miscellaneous | Natural Gas | Pool Heater | Baseline Forecast | Summer Peak Demand (MW) | 0 | 0 | 0 | 0 | 0 | 0 | 0 | 0 | 0 | 0 | 0 | 0 | 0 | 0 | 0 | 0 | 0 | 0 | 0 | 0 | 0 | 0 | 0 | 0 | 0 | 0 | 0 | 0 | 0 | 0 | 0 | 0 | 0
F4_Commercial_Grocery_New_Miscellaneous_Natural Gas_Pool Heater_Baseline Forecast | F4 | Commercial | Grocery | New | Miscellaneous | Natural Gas | Pool Heater | Baseline Forecast | Winter Peak Demand (MW) | 0 | 0 | 0 | 0 | 0 | 0 | 0 | 0 | 0 | 0 | 0 | 0 | 0 | 0 | 0 | 0 | 0 | 0 | 0 | 0 | 0 | 0 | 0 | 0 | 0 | 0 | 0 | 0 | 0 | 0 | 0 | 0 | 0
F5_Commercial_Grocery_New_Miscellaneous_Natural Gas_Pool Heater_Baseline Forecast | F5 | Commercial | Grocery | New | Miscellaneous | Natural Gas | Pool Heater | Baseline Forecast | Turnover | 0 | 0 | 0 | 0 | 0 | 0 | 0 | 0 | 0 | 0 | 0 | 0 | 0 | 0 | 0 | 0 | 0 | 0 | 0 | 0 | 0 | 0 | 0 | 0 | 0 | 0 | 0 | 0 | 0 | 0 | 0 | 0 | 0
F6_Commercial_Grocery_New_Miscellaneous_Natural Gas_Pool Heater_Baseline Forecast | F6 | Commercial | Grocery | New | Miscellaneous | Natural Gas | Pool Heater | Baseline Forecast | Avg. Replacement Usage (kWh) | 0.01 | 0.01 | 0.01 | 0.01 | 0.01 | 0.01 | 0.01 | 0.01 | 0.01 | 0.01 | 0.01 | 0.01 | 0.01 | 0.01 | 0.01 | 0.01 | 0.01 | 0.01 | 0.01 | 0.01 | 0.01 | 0.01 | 0.01 | 0.01 | 0.01 | 0.01 | 0.01 | 0.01 | 0.01 | 0.01 | 0.01 | 0.01 | 0.01
F7_Commercial_Grocery_New_Miscellaneous_Natural Gas_Pool Heater_Baseline Forecast | F7 | Commercial | Grocery | New | Miscellaneous | Natural Gas | Pool Heater | Baseline Forecast | Avg. Replacement Summer Demand (kW) | 0 | 0 | 0 | 0 | 0 | 0 | 0 | 0 | 0 | 0 | 0 | 0 | 0 | 0 | 0 | 0 | 0 | 0 | 0 | 0 | 0 | 0 | 0 | 0 | 0 | 0 | 0 | 0 | 0 | 0 | 0 | 0 | 0
F8_Commercial_Grocery_New_Miscellaneous_Natural Gas_Pool Heater_Baseline Forecast | F8 | Commercial | Grocery | New | Miscellaneous | Natural Gas | Pool Heater | Baseline Forecast | Avg. Replacement Winter Demand (kW) | 0 | 0 | 0 | 0 | 0 | 0 | 0 | 0 | 0 | 0 | 0 | 0 | 0 | 0 | 0 | 0 | 0 | 0 | 0 | 0 | 0 | 0 | 0 | 0 | 0 | 0 | 0 | 0 | 0 | 0 | 0 | 0 | 0
F1_Commercial_Grocery_New_Miscellaneous_Natural Gas_Miscellaneous_Baseline Forecast | F1 | Commercial | Grocery | New | Miscellaneous | Natural Gas | Miscellaneous | Baseline Forecast | Units | 0 | 17608.6842 | 102541.9073 | 156820.1855 | 226822.9497 | 321824.3764 | 410619.8377 | 489320.2434 | 560101.6344 | 628443.9636 | 695894.8093 | 762675.5448 | 829364.7828 | 896244.8406 | 963536.2781 | 1030951.6864 | 1098385.5191 | 1165731.9936 | 1232989.7241 | 1300157.3095 | 1367339.2579 | 1434535.6659 | 1501651.9059 | 1568686.8856 | 1635639.5025 | 1702603.3676 | 1769578.5468 | 1836565.1062 | 1903563.1123 | 1970572.6321 | 2037593.733 | 2104626.4825 | 2134818.8612
F2_Commercial_Grocery_New_Miscellaneous_Natural Gas_Miscellaneous_Baseline Forecast | F2 | Commercial | Grocery | New | Miscellaneous | Natural Gas | Miscellaneous | Baseline Forecast | Usage (MMtherm) | 0 | 5.3655e-05 | 0.00031245 | 0.00047785 | 0.00069115 | 0.00098063 | 0.0012512 | 0.001491 | 0.0017067 | 0.0019149 | 0.0021205 | 0.0023239 | 0.0025272 | 0.0027309 | 0.002936 | 0.0031414 | 0.0033469 | 0.0035521 | 0.003757 | 0.0039617 | 0.0041664 | 0.0043712 | 0.0045757 | 0.0047799 | 0.0049839 | 0.005188 | 0.0053921 | 0.0055962 | 0.0058003 | 0.0060045 | 0.0062087 | 0.006413 | 0.006505
F3_Commercial_Grocery_New_Miscellaneous_Natural Gas_Miscellaneous_Baseline Forecast | F3 | Commercial | Grocery | New | Miscellaneous | Natural Gas | Miscellaneous | Baseline Forecast | Summer Peak Demand (MW) | 0 | 0 | 0 | 0 | 0 | 0 | 0 | 0 | 0 | 0 | 0 | 0 | 0 | 0 | 0 | 0 | 0 | 0 | 0 | 0 | 0 | 0 | 0 | 0 | 0 | 0 | 0 | 0 | 0 | 0 | 0 | 0 | 0
F4_Commercial_Grocery_New_Miscellaneous_Natural Gas_Miscellaneous_Baseline Forecast | F4 | Commercial | Grocery | New | Miscellaneous | Natural Gas | Miscellaneous | Baseline Forecast | Winter Peak Demand (MW) | 0 | 0 | 0 | 0 | 0 | 0 | 0 | 0 | 0 | 0 | 0 | 0 | 0 | 0 | 0 | 0 | 0 | 0 | 0 | 0 | 0 | 0 | 0 | 0 | 0 | 0 | 0 | 0 | 0 | 0 | 0 | 0 | 0
F5_Commercial_Grocery_New_Miscellaneous_Natural Gas_Miscellaneous_Baseline Forecast | F5 | Commercial | Grocery | New | Miscellaneous | Natural Gas | Miscellaneous | Baseline Forecast | Turnover | 0 | 17608.6842 | 84933.2232 | 54278.2782 | 72518.2905 | 109290.9097 | 108797.6293 | 106204.8769 | 109969.6392 | 117474.7747 | 124736.4956 | 136723.0857 | 163037.4205 | 158352.1761 | 170542.3378 | 189921.2056 | 194916.8206 | 200225.3811 | 209382.4274 | 219020.6891 | 228061.1318 | 238497.005 | 252900.8626 | 257494.0243 | 267825.9179 | 280915.8467 | 288602.9607 | 296760.7618 | 306746.1286 | 316545.0814 | 325937.1172 | 335822.2053 | 310000.7337
F6_Commercial_Grocery_New_Miscellaneous_Natural Gas_Miscellaneous_Baseline Forecast | F6 | Commercial | Grocery | New | Miscellaneous | Natural Gas | Miscellaneous | Baseline Forecast | Avg. Replacement Usage (kWh) | 0.0030471 | 0.0030471 | 0.0030471 | 0.0030471 | 0.0030471 | 0.0030471 | 0.0030471 | 0.0030471 | 0.0030471 | 0.0030471 | 0.0030471 | 0.0030471 | 0.0030471 | 0.0030471 | 0.0030471 | 0.0030471 | 0.0030471 | 0.0030471 | 0.0030471 | 0.0030471 | 0.0030471 | 0.0030471 | 0.0030471 | 0.0030471 | 0.0030471 | 0.0030471 | 0.0030471 | 0.0030471 | 0.0030471 | 0.0030471 | 0.0030471 | 0.0030471 | 0.0030471
F7_Commercial_Grocery_New_Miscellaneous_Natural Gas_Miscellaneous_Baseline Forecast | F7 | Commercial | Grocery | New | Miscellaneous | Natural Gas | Miscellaneous | Baseline Forecast | Avg. Replacement Summer Demand (kW) | 0 | 0 | 0 | 0 | 0 | 0 | 0 | 0 | 0 | 0 | 0 | 0 | 0 | 0 | 0 | 0 | 0 | 0 | 0 | 0 | 0 | 0 | 0 | 0 | 0 | 0 | 0 | 0 | 0 | 0 | 0 | 0 | 0
F8_Commercial_Grocery_New_Miscellaneous_Natural Gas_Miscellaneous_Baseline Forecast | F8 | Commercial | Grocery | New | Miscellaneous | Natural Gas | Miscellaneous | Baseline Forecast | Avg. Replacement Winter Demand (kW) | 0 | 0 | 0 | 0 | 0 | 0 | 0 | 0 | 0 | 0 | 0 | 0 | 0 | 0 | 0 | 0 | 0 | 0 | 0 | 0 | 0 | 0 | 0 | 0 | 0 | 0 | 0 | 0 | 0 | 0 | 0 | 0 | 0
F1_Commercial_School_Existing_Space Heating_Natural Gas_Furnace_Baseline Forecast | F1 | Commercial | School | Existing | Space Heating | Natural Gas | Furnace | Baseline Forecast | Units | 1013223.7453 | 1008068.6916 | 1002913.6379 | 996688.224 | 990301.0086 | 983298.2204 | 976756.0263 | 970963.0669 | 965757.8407 | 960733.6367 | 955775.5968 | 950867.2912 | 945965.7763 | 941050.0991 | 936103.8902 | 931148.4804 | 926191.7032 | 921241.4096 | 916297.7023 | 911360.6855 | 906422.6026 | 901483.4466 | 896550.2405 | 891623.0654 | 886702.003 | 881780.1059 | 876857.369 | 871933.7875 | 867009.3565 | 862084.0709 | 857157.9259 | 852230.9162 | 847332.2275
F2_Commercial_School_Existing_Space Heating_Natural Gas_Furnace_Baseline Forecast | F2 | Commercial | School | Existing | Space Heating | Natural Gas | Furnace | Baseline Forecast | Usage (MMtherm) | 0.30606 | 0.30315 | 0.29858 | 0.29368 | 0.28875 | 0.28366 | 0.27874 | 0.27409 | 0.26966 | 0.26535 | 0.26113 | 0.25699 | 0.25295 | 0.24899 | 0.24512 | 0.24135 | 0.23768 | 0.23411 | 0.23065 | 0.22729 | 0.22403 | 0.22085 | 0.21775 | 0.21472 | 0.21176 | 0.20887 | 0.20603 | 0.20325 | 0.20052 | 0.19784 | 0.19521 | 0.19261 | 0.19127
F3_Commercial_School_Existing_Space Heating_Natural Gas_Furnace_Baseline Forecast | F3 | Commercial | School | Existing | Space Heating | Natural Gas | Furnace | Baseline Forecast | Summer Peak Demand (MW) | 0 | 0 | 0 | 0 | 0 | 0 | 0 | 0 | 0 | 0 | 0 | 0 | 0 | 0 | 0 | 0 | 0 | 0 | 0 | 0 | 0 | 0 | 0 | 0 | 0 | 0 | 0 | 0 | 0 | 0 | 0 | 0 | 0
F4_Commercial_School_Existing_Space Heating_Natural Gas_Furnace_Baseline Forecast | F4 | Commercial | School | Existing | Space Heating | Natural Gas | Furnace | Baseline Forecast | Winter Peak Demand (MW) | 0 | 0 | 0 | 0 | 0 | 0 | 0 | 0 | 0 | 0 | 0 | 0 | 0 | 0 | 0 | 0 | 0 | 0 | 0 | 0 | 0 | 0 | 0 | 0 | 0 | 0 | 0 | 0 | 0 | 0 | 0 | 0 | 0
F5_Commercial_School_Existing_Space Heating_Natural Gas_Furnace_Baseline Forecast | F5 | Commercial | School | Existing | Space Heating | Natural Gas | Furnace | Baseline Forecast | Turnover | 0 | 20228.8032 | 21931.4791 | 23452.1838 | 24821.4822 | 26038.7399 | 27142.585 | 28153.4672 | 29078.4574 | 29915.1694 | 30668.0694 | 31343.7669 | 31947.3312 | 32483.926 | 32958.3411 | 33376.2438 | 33742.467 | 34061.4942 | 34337.1945 | 32931.877 | 31758.6706 | 30787.6454 | 29992.4342 | 29349.4111 | 28837.6325 | 28438.3309 | 28135.117 | 27913.5218 | 27760.793 | 27665.7121 | 27618.4294 | 27610.3163 | 33179.3083
F6_Commercial_School_Existing_Space Heating_Natural Gas_Furnace_Baseline Forecast | F6 | Commercial | School | Existing | Space Heating | Natural Gas | Furnace | Baseline Forecast | Avg. Replacement Usage (kWh) | 0.2643 | 0.2643 | 0.2629 | 0.2615 | 0.2601 | 0.25871 | 0.25731 | 0.25591 | 0.25451 | 0.25311 | 0.25171 | 0.25031 | 0.24891 | 0.24752 | 0.24612 | 0.24472 | 0.24332 | 0.24192 | 0.24052 | 0.23912 | 0.23773 | 0.23633 | 0.23493 | 0.23353 | 0.23213 | 0.23074 | 0.22934 | 0.22794 | 0.22654 | 0.22515 | 0.22375 | 0.22235 | 0.22235
F7_Commercial_School_Existing_Space Heating_Natural Gas_Furnace_Baseline Forecast | F7 | Commercial | School | Existing | Space Heating | Natural Gas | Furnace | Baseline Forecast | Avg. Replacement Summer Demand (kW) | 0 | 0 | 0 | 0 | 0 | 0 | 0 | 0 | 0 | 0 | 0 | 0 | 0 | 0 | 0 | 0 | 0 | 0 | 0 | 0 | 0 | 0 | 0 | 0 | 0 | 0 | 0 | 0 | 0 | 0 | 0 | 0 | 0
F8_Commercial_School_Existing_Space Heating_Natural Gas_Furnace_Baseline Forecast | F8 | Commercial | School | Existing | Space Heating | Natural Gas | Furnace | Baseline Forecast | Avg. Replacement Winter Demand (kW) | 0 | 0 | 0 | 0 | 0 | 0 | 0 | 0 | 0 | 0 | 0 | 0 | 0 | 0 | 0 | 0 | 0 | 0 | 0 | 0 | 0 | 0 | 0 | 0 | 0 | 0 | 0 | 0 | 0 | 0 | 0 | 0 | 0
F1_Commercial_School_Existing_Space Heating_Natural Gas_Boiler_Baseline Forecast | F1 | Commercial | School | Existing | Space Heating | Natural Gas | Boiler | Baseline Forecast | Units | 2487975.3735 | 2475317.1164 | 2462658.8593 | 2447372.3281 | 2431688.4925 | 2414493.1151 | 2398428.7288 | 2384204.0913 | 2371422.6354 | 2359085.6804 | 2346911.1916 | 2334858.8255 | 2322823.1341 | 2310752.6672 | 2298607.2294 | 2286439.1988 | 2274267.8105 | 2262112.3427 | 2249973.0477 | 2237850.181 | 2225724.6968 | 2213596.5774 | 2201483.0681 | 2189384.3678 | 2177300.6776 | 2165214.9374 | 2153127.1353 | 2141037.2593 | 2128945.2972 | 2116851.2368 | 2104755.0658 | 2092656.772 | 2080628.0201
F2_Commercial_School_Existing_Space Heating_Natural Gas_Boiler_Baseline Forecast | F2 | Commercial | School | Existing | Space Heating | Natural Gas | Boiler | Baseline Forecast | Usage (MMtherm) | 1.99 | 1.9727 | 1.9445 | 1.9142 | 1.8835 | 1.8517 | 1.8209 | 1.7918 | 1.7641 | 1.7369 | 1.7104 | 1.6844 | 1.6587 | 1.6335 | 1.6086 | 1.5845 | 1.5609 | 1.5378 | 1.5153 | 1.4935 | 1.4722 | 1.4515 | 1.4314 | 1.4118 | 1.3926 | 1.3739 | 1.3556 | 1.3376 | 1.32 | 1.3027 | 1.2856 | 1.2689 | 1.2603
F3_Commercial_School_Existing_Space Heating_Natural Gas_Boiler_Baseline Forecast | F3 | Commercial | School | Existing | Space Heating | Natural Gas | Boiler | Baseline Forecast | Summer Peak Demand (MW) | 0 | 0 | 0 | 0 | 0 | 0 | 0 | 0 | 0 | 0 | 0 | 0 | 0 | 0 | 0 | 0 | 0 | 0 | 0 | 0 | 0 | 0 | 0 | 0 | 0 | 0 | 0 | 0 | 0 | 0 | 0 | 0 | 0
F4_Commercial_School_Existing_Space Heating_Natural Gas_Boiler_Baseline Forecast | F4 | Commercial | School | Existing | Space Heating | Natural Gas | Boiler | Baseline Forecast | Winter Peak Demand (MW) | 0 | 0 | 0 | 0 | 0 | 0 | 0 | 0 | 0 | 0 | 0 | 0 | 0 | 0 | 0 | 0 | 0 | 0 | 0 | 0 | 0 | 0 | 0 | 0 | 0 | 0 | 0 | 0 | 0 | 0 | 0 | 0 | 0
F5_Commercial_School_Existing_Space Heating_Natural Gas_Boiler_Baseline Forecast | F5 | Commercial | School | Existing | Space Heating | Natural Gas | Boiler | Baseline Forecast | Turnover | 0 | 45005.7658 | 49660.2282 | 53764.9638 | 57406.5167 | 60598.6784 | 63444.7374 | 66004.7952 | 68306.0376 | 70351.8444 | 72160.387 | 73753.8624 | 75149.9725 | 76365.881 | 77417.2062 | 78321.0392 | 79091.9859 | 79743.3689 | 80286.6636 | 80732.254 | 81088.8328 | 81364.8734 | 77202.1048 | 73811.6198 | 71079.4803 | 68905.9113 | 67204.6572 | 65900.8242 | 64929.5011 | 64234.5382 | 63767.4689 | 63486.5565 | 63358.1356
F6_Commercial_School_Existing_Space Heating_Natural Gas_Boiler_Baseline Forecast | F6 | Commercial | School | Existing | Space Heating | Natural Gas | Boiler | Baseline Forecast | Avg. Replacement Usage (kWh) | 0.71372 | 0.71242 | 0.70865 | 0.7067 | 0.70154 | 0.69777 | 0.69254 | 0.69074 | 0.68696 | 0.68161 | 0.68005 | 0.67627 | 0.67076 | 0.667 | 0.66137 | 0.66196 | 0.65627 | 0.6525 | 0.64872 | 0.64495 | 0.64118 | 0.63742 | 0.63364 | 0.62987 | 0.6261 | 0.62234 | 0.61856 | 0.61479 | 0.61102 | 0.60726 | 0.60348 | 0.59971 | 0.59971
F7_Commercial_School_Existing_Space Heating_Natural Gas_Boiler_Baseline Forecast | F7 | Commercial | School | Existing | Space Heating | Natural Gas | Boiler | Baseline Forecast | Avg. Replacement Summer Demand (kW) | 0 | 0 | 0 | 0 | 0 | 0 | 0 | 0 | 0 | 0 | 0 | 0 | 0 | 0 | 0 | 0 | 0 | 0 | 0 | 0 | 0 | 0 | 0 | 0 | 0 | 0 | 0 | 0 | 0 | 0 | 0 | 0 | 0
F8_Commercial_School_Existing_Space Heating_Natural Gas_Boiler_Baseline Forecast | F8 | Commercial | School | Existing | Space Heating | Natural Gas | Boiler | Baseline Forecast | Avg. Replacement Winter Demand (kW) | 0 | 0 | 0 | 0 | 0 | 0 | 0 | 0 | 0 | 0 | 0 | 0 | 0 | 0 | 0 | 0 | 0 | 0 | 0 | 0 | 0 | 0 | 0 | 0 | 0 | 0 | 0 | 0 | 0 | 0 | 0 | 0 | 0
F1_Commercial_School_Existing_Space Heating_Natural Gas_Unit Heater_Baseline Forecast | F1 | Commercial | School | Existing | Space Heating | Natural Gas | Unit Heater | Baseline Forecast | Units | 177977.8817 | 177072.3704 | 176166.8591 | 175073.3337 | 173951.3869 | 172721.3117 | 171572.1422 | 170554.5796 | 169640.2552 | 168757.7283 | 167886.8235 | 167024.6548 | 166163.6789 | 165300.2153 | 164431.3887 | 163560.9458 | 162690.2628 | 161820.7187 | 160952.3315 | 160085.1194 | 159217.7202 | 158350.1324 | 157483.5898 | 156618.1065 | 155753.697 | 154889.1408 | 154024.4372 | 153159.5852 | 152294.5839 | 151429.4326 | 150564.1302 | 149698.676 | 148838.1966
F2_Commercial_School_Existing_Space Heating_Natural Gas_Unit Heater_Baseline Forecast | F2 | Commercial | School | Existing | Space Heating | Natural Gas | Unit Heater | Baseline Forecast | Usage (MMtherm) | 0.026881 | 0.026744 | 0.026466 | 0.026162 | 0.025855 | 0.025534 | 0.025227 | 0.024941 | 0.024672 | 0.024409 | 0.024148 | 0.023891 | 0.023635 | 0.02338 | 0.023126 | 0.022873 | 0.022621 | 0.022371 | 0.022122 | 0.021875 | 0.021629 | 0.021385 | 0.021142 | 0.020901 | 0.020661 | 0.020423 | 0.020185 | 0.01995 | 0.019716 | 0.019483 | 0.019251 | 0.019021 | 0.018911
F3_Commercial_School_Existing_Space Heating_Natural Gas_Unit Heater_Baseline Forecast | F3 | Commercial | School | Existing | Space Heating | Natural Gas | Unit Heater | Baseline Forecast | Summer Peak Demand (MW) | 0 | 0 | 0 | 0 | 0 | 0 | 0 | 0 | 0 | 0 | 0 | 0 | 0 | 0 | 0 | 0 | 0 | 0 | 0 | 0 | 0 | 0 | 0 | 0 | 0 | 0 | 0 | 0 | 0 | 0 | 0 | 0 | 0
F4_Commercial_School_Existing_Space Heating_Natural Gas_Unit Heater_Baseline Forecast | F4 | Commercial | School | Existing | Space Heating | Natural Gas | Unit Heater | Baseline Forecast | Winter Peak Demand (MW) | 0 | 0 | 0 | 0 | 0 | 0 | 0 | 0 | 0 | 0 | 0 | 0 | 0 | 0 | 0 | 0 | 0 | 0 | 0 | 0 | 0 | 0 | 0 | 0 | 0 | 0 | 0 | 0 | 0 | 0 | 0 | 0 | 0
F5_Commercial_School_Existing_Space Heating_Natural Gas_Unit Heater_Baseline Forecast | F5 | Commercial | School | Existing | Space Heating | Natural Gas | Unit Heater | Baseline Forecast | Turnover | 0 | 5902.4123 | 7633.8972 | 8987.0978 | 10042.7934 | 10856.1102 | 11486.6405 | 11977.3886 | 12357.8809 | 12647.5016 | 12863.8992 | 13022.0144 | 11471.6689 | 10562.2473 | 10093.5475 | 9920.6763 | 9939.4176 | 11489.8037 | 11825.0551 | 12077.1587 | 12263.0049 | 12396.1152 | 12487.3503 | 12232.0444 | 11829.1095 | 11397.4703 | 11003.2629 | 10678.5015 | 10300.8733 | 10214.8889 | 10297.8109 | 10468.2069 | 10673.8863
F6_Commercial_School_Existing_Space Heating_Natural Gas_Unit Heater_Baseline Forecast | F6 | Commercial | School | Existing | Space Heating | Natural Gas | Unit Heater | Baseline Forecast | Avg. Replacement Usage (kWh) | 0.15103 | 0.15103 | 0.15023 | 0.14943 | 0.14863 | 0.14784 | 0.14704 | 0.14624 | 0.14544 | 0.14464 | 0.14384 | 0.14304 | 0.14224 | 0.14144 | 0.14064 | 0.13984 | 0.13904 | 0.13824 | 0.13744 | 0.13664 | 0.13585 | 0.13505 | 0.13425 | 0.13345 | 0.13265 | 0.13185 | 0.13105 | 0.13026 | 0.12946 | 0.12866 | 0.12786 | 0.12706 | 0.12706
F7_Commercial_School_Existing_Space Heating_Natural Gas_Unit Heater_Baseline Forecast | F7 | Commercial | School | Existing | Space Heating | Natural Gas | Unit Heater | Baseline Forecast | Avg. Replacement Summer Demand (kW) | 0 | 0 | 0 | 0 | 0 | 0 | 0 | 0 | 0 | 0 | 0 | 0 | 0 | 0 | 0 | 0 | 0 | 0 | 0 | 0 | 0 | 0 | 0 | 0 | 0 | 0 | 0 | 0 | 0 | 0 | 0 | 0 | 0
F8_Commercial_School_Existing_Space Heating_Natural Gas_Unit Heater_Baseline Forecast | F8 | Commercial | School | Existing | Space Heating | Natural Gas | Unit Heater | Baseline Forecast | Avg. Replacement Winter Demand (kW) | 0 | 0 | 0 | 0 | 0 | 0 | 0 | 0 | 0 | 0 | 0 | 0 | 0 | 0 | 0 | 0 | 0 | 0 | 0 | 0 | 0 | 0 | 0 | 0 | 0 | 0 | 0 | 0 | 0 | 0 | 0 | 0 | 0
F1_Commercial_School_Existing_Water Heating_Natural Gas_Water Heater_Baseline Forecast | F1 | Commercial | School | Existing | Water Heating | Natural Gas | Water Heater | Baseline Forecast | Units | 3638011.4321 | 3619502.0511 | 3600992.6701 | 3578640.1277 | 3555706.6317 | 3530562.9023 | 3507072.9507 | 3486273.1492 | 3467583.6223 | 3449544.0614 | 3431742.0648 | 3414118.6404 | 3396519.5984 | 3378869.7064 | 3361110.1892 | 3343317.636 | 3325520.173 | 3307745.9894 | 3289995.4544 | 3272268.9415 | 3254538.6011 | 3236804.4075 | 3219091.5773 | 3201400.4014 | 3183731.1737 | 3166058.9486 | 3148383.7085 | 3130705.4358 | 3113024.1127 | 3095339.7214 | 3077652.244 | 3059961.6624 | 3042372.7677
F2_Commercial_School_Existing_Water Heating_Natural Gas_Water Heater_Baseline Forecast | F2 | Commercial | School | Existing | Water Heating | Natural Gas | Water Heater | Baseline Forecast | Usage (MMtherm) | 0.61433 | 0.60323 | 0.59054 | 0.57646 | 0.56218 | 0.54797 | 0.53483 | 0.52321 | 0.51323 | 0.50484 | 0.49769 | 0.49152 | 0.48611 | 0.48129 | 0.47694 | 0.47296 | 0.46929 | 0.46586 | 0.46263 | 0.45956 | 0.4566 | 0.45375 | 0.45097 | 0.44826 | 0.4456 | 0.44298 | 0.44039 | 0.43782 | 0.43528 | 0.43274 | 0.43022 | 0.42771 | 0.42523
F3_Commercial_School_Existing_Water Heating_Natural Gas_Water Heater_Baseline Forecast | F3 | Commercial | School | Existing | Water Heating | Natural Gas | Water Heater | Baseline Forecast | Summer Peak Demand (MW) | 0 | 0 | 0 | 0 | 0 | 0 | 0 | 0 | 0 | 0 | 0 | 0 | 0 | 0 | 0 | 0 | 0 | 0 | 0 | 0 | 0 | 0 | 0 | 0 | 0 | 0 | 0 | 0 | 0 | 0 | 0 | 0 | 0
F4_Commercial_School_Existing_Water Heating_Natural Gas_Water Heater_Baseline Forecast | F4 | Commercial | School | Existing | Water Heating | Natural Gas | Water Heater | Baseline Forecast | Winter Peak Demand (MW) | 0 | 0 | 0 | 0 | 0 | 0 | 0 | 0 | 0 | 0 | 0 | 0 | 0 | 0 | 0 | 0 | 0 | 0 | 0 | 0 | 0 | 0 | 0 | 0 | 0 | 0 | 0 | 0 | 0 | 0 | 0 | 0 | 0
F5_Commercial_School_Existing_Water Heating_Natural Gas_Water Heater_Baseline Forecast | F5 | Commercial | School | Existing | Water Heating | Natural Gas | Water Heater | Baseline Forecast | Turnover | 0 | 144780.082 | 187251.6188 | 220444.2319 | 246339.3554 | 266289.1763 | 281755.4352 | 293792.9796 | 303126.0627 | 310230.1586 | 274357.2643 | 253865.4943 | 243890.6196 | 240916.2192 | 242421.6357 | 281687.7908 | 290661.0305 | 297440.9281 | 302475.713 | 298268.7112 | 289915.4103 | 280489.4072 | 271722.9361 | 264476.1865 | 255726.6987 | 254151.5066 | 256702.4147 | 261360.3766 | 265331.0772 | 276047.1872 | 275456.1488 | 272777.316 | 268842.6298
F6_Commercial_School_Existing_Water Heating_Natural Gas_Water Heater_Baseline Forecast | F6 | Commercial | School | Existing | Water Heating | Natural Gas | Water Heater | Baseline Forecast | Avg. Replacement Usage (kWh) | 0.13973 | 0.13973 | 0.13973 | 0.13973 | 0.13973 | 0.13973 | 0.13973 | 0.13973 | 0.13973 | 0.13973 | 0.13973 | 0.13973 | 0.13973 | 0.13973 | 0.13973 | 0.13973 | 0.13973 | 0.13973 | 0.13973 | 0.13973 | 0.13973 | 0.13973 | 0.13973 | 0.13973 | 0.13973 | 0.13973 | 0.13973 | 0.13973 | 0.13973 | 0.13973 | 0.13973 | 0.13973 | 0.13973
F7_Commercial_School_Existing_Water Heating_Natural Gas_Water Heater_Baseline Forecast | F7 | Commercial | School | Existing | Water Heating | Natural Gas | Water Heater | Baseline Forecast | Avg. Replacement Summer Demand (kW) | 0 | 0 | 0 | 0 | 0 | 0 | 0 | 0 | 0 | 0 | 0 | 0 | 0 | 0 | 0 | 0 | 0 | 0 | 0 | 0 | 0 | 0 | 0 | 0 | 0 | 0 | 0 | 0 | 0 | 0 | 0 | 0 | 0
F8_Commercial_School_Existing_Water Heating_Natural Gas_Water Heater_Baseline Forecast | F8 | Commercial | School | Existing | Water Heating | Natural Gas | Water Heater | Baseline Forecast | Avg. Replacement Winter Demand (kW) | 0 | 0 | 0 | 0 | 0 | 0 | 0 | 0 | 0 | 0 | 0 | 0 | 0 | 0 | 0 | 0 | 0 | 0 | 0 | 0 | 0 | 0 | 0 | 0 | 0 | 0 | 0 | 0 | 0 | 0 | 0 | 0 | 0
F1_Commercial_School_Existing_Food Preparation_Natural Gas_Oven_Baseline Forecast | F1 | Commercial | School | Existing | Food Preparation | Natural Gas | Oven | Baseline Forecast | Units | 348700.1232 | 346926.0157 | 345151.9082 | 343009.4371 | 340811.2821 | 338401.2783 | 336149.7876 | 334156.1453 | 332364.771 | 330635.6953 | 328929.3899 | 327240.2005 | 325553.3482 | 323861.6219 | 322159.3882 | 320453.988 | 318748.1171 | 317044.4776 | 315343.1048 | 313644.0345 | 311944.5973 | 310244.7908 | 308547.032 | 306851.3487 | 305157.7691 | 303463.9022 | 301769.7464 | 300075.2998 | 298380.5609 | 296685.5279 | 294990.1991 | 293294.5728 | 291608.693
F2_Commercial_School_Existing_Food Preparation_Natural Gas_Oven_Baseline Forecast | F2 | Commercial | School | Existing | Food Preparation | Natural Gas | Oven | Baseline Forecast | Usage (MMtherm) | 0.0067668 | 0.0067324 | 0.0066979 | 0.0066564 | 0.0066137 | 0.0065669 | 0.0065232 | 0.0064846 | 0.0064498 | 0.0064162 | 0.0063831 | 0.0063503 | 0.0063176 | 0.0062848 | 0.0062517 | 0.0062187 | 0.0061856 | 0.0061525 | 0.0061195 | 0.0060865 | 0.0060535 | 0.0060205 | 0.0059876 | 0.0059547 | 0.0059218 | 0.0058889 | 0.0058561 | 0.0058232 | 0.0057903 | 0.0057574 | 0.0057245 | 0.0056916 | 0.0056589
F3_Commercial_School_Existing_Food Preparation_Natural Gas_Oven_Baseline Forecast | F3 | Commercial | School | Existing | Food Preparation | Natural Gas | Oven | Baseline Forecast | Summer Peak Demand (MW) | 0 | 0 | 0 | 0 | 0 | 0 | 0 | 0 | 0 | 0 | 0 | 0 | 0 | 0 | 0 | 0 | 0 | 0 | 0 | 0 | 0 | 0 | 0 | 0 | 0 | 0 | 0 | 0 | 0 | 0 | 0 | 0 | 0
F4_Commercial_School_Existing_Food Preparation_Natural Gas_Oven_Baseline Forecast | F4 | Commercial | School | Existing | Food Preparation | Natural Gas | Oven | Baseline Forecast | Winter Peak Demand (MW) | 0 | 0 | 0 | 0 | 0 | 0 | 0 | 0 | 0 | 0 | 0 | 0 | 0 | 0 | 0 | 0 | 0 | 0 | 0 | 0 | 0 | 0 | 0 | 0 | 0 | 0 | 0 | 0 | 0 | 0 | 0 | 0 | 0
F5_Commercial_School_Existing_Food Preparation_Natural Gas_Oven_Baseline Forecast | F5 | Commercial | School | Existing | Food Preparation | Natural Gas | Oven | Baseline Forecast | Turnover | 0 | 11564.2005 | 14956.5827 | 17607.8178 | 19676.1714 | 21269.6483 | 22505.0042 | 23466.494 | 24211.967 | 24779.4014 | 25203.3747 | 25513.1593 | 22475.6712 | 20693.9025 | 19775.6104 | 19436.9156 | 19473.634 | 22511.2016 | 23168.0372 | 23661.9667 | 24026.0827 | 24286.8769 | 24465.6276 | 23965.4239 | 23175.9807 | 22330.2989 | 21557.9548 | 20921.6716 | 20181.8099 | 20013.3465 | 20175.81 | 20509.6554 | 20912.6293
F6_Commercial_School_Existing_Food Preparation_Natural Gas_Oven_Baseline Forecast | F6 | Commercial | School | Existing | Food Preparation | Natural Gas | Oven | Baseline Forecast | Avg. Replacement Usage (kWh) | 0.019406 | 0.019406 | 0.019406 | 0.019406 | 0.019406 | 0.019406 | 0.019406 | 0.019406 | 0.019406 | 0.019406 | 0.019406 | 0.019406 | 0.019406 | 0.019406 | 0.019406 | 0.019406 | 0.019406 | 0.019406 | 0.019406 | 0.019406 | 0.019406 | 0.019406 | 0.019406 | 0.019406 | 0.019406 | 0.019406 | 0.019406 | 0.019406 | 0.019406 | 0.019406 | 0.019406 | 0.019406 | 0.019406
F7_Commercial_School_Existing_Food Preparation_Natural Gas_Oven_Baseline Forecast | F7 | Commercial | School | Existing | Food Preparation | Natural Gas | Oven | Baseline Forecast | Avg. Replacement Summer Demand (kW) | 0 | 0 | 0 | 0 | 0 | 0 | 0 | 0 | 0 | 0 | 0 | 0 | 0 | 0 | 0 | 0 | 0 | 0 | 0 | 0 | 0 | 0 | 0 | 0 | 0 | 0 | 0 | 0 | 0 | 0 | 0 | 0 | 0
F8_Commercial_School_Existing_Food Preparation_Natural Gas_Oven_Baseline Forecast | F8 | Commercial | School | Existing | Food Preparation | Natural Gas | Oven | Baseline Forecast | Avg. Replacement Winter Demand (kW) | 0 | 0 | 0 | 0 | 0 | 0 | 0 | 0 | 0 | 0 | 0 | 0 | 0 | 0 | 0 | 0 | 0 | 0 | 0 | 0 | 0 | 0 | 0 | 0 | 0 | 0 | 0 | 0 | 0 | 0 | 0 | 0 | 0
F1_Commercial_School_Existing_Food Preparation_Natural Gas_Conveyor Oven_Baseline Forecast | F1 | Commercial | School | Existing | Food Preparation | Natural Gas | Conveyor Oven | Baseline Forecast | Units | 174350.0616 | 173463.0079 | 172575.9541 | 171504.7186 | 170405.6411 | 169200.6392 | 168074.8938 | 167078.0727 | 166182.3855 | 165317.8476 | 164464.695 | 163620.1003 | 162776.6741 | 161930.811 | 161079.6941 | 160226.994 | 159374.0586 | 158522.2388 | 157671.5524 | 156822.0173 | 155972.2987 | 155122.3954 | 154273.516 | 153425.6743 | 152578.8846 | 151731.9511 | 150884.8732 | 150037.6499 | 149190.2805 | 148342.764 | 147495.0996 | 146647.2864 | 145804.3465
F2_Commercial_School_Existing_Food Preparation_Natural Gas_Conveyor Oven_Baseline Forecast | F2 | Commercial | School | Existing | Food Preparation | Natural Gas | Conveyor Oven | Baseline Forecast | Usage (MMtherm) | 0.0057892 | 0.0057598 | 0.0057303 | 0.0056947 | 0.0056582 | 0.0056182 | 0.0055809 | 0.0055478 | 0.005518 | 0.0054893 | 0.005461 | 0.0054329 | 0.0054049 | 0.0053768 | 0.0053486 | 0.0053203 | 0.005292 | 0.0052637 | 0.0052354 | 0.0052072 | 0.005179 | 0.0051508 | 0.0051226 | 0.0050944 | 0.0050663 | 0.0050382 | 0.0050101 | 0.0049819 | 0.0049538 | 0.0049257 | 0.0048975 | 0.0048694 | 0.0048414
F3_Commercial_School_Existing_Food Preparation_Natural Gas_Conveyor Oven_Baseline Forecast | F3 | Commercial | School | Existing | Food Preparation | Natural Gas | Conveyor Oven | Baseline Forecast | Summer Peak Demand (MW) | 0 | 0 | 0 | 0 | 0 | 0 | 0 | 0 | 0 | 0 | 0 | 0 | 0 | 0 | 0 | 0 | 0 | 0 | 0 | 0 | 0 | 0 | 0 | 0 | 0 | 0 | 0 | 0 | 0 | 0 | 0 | 0 | 0
F4_Commercial_School_Existing_Food Preparation_Natural Gas_Conveyor Oven_Baseline Forecast | F4 | Commercial | School | Existing | Food Preparation | Natural Gas | Conveyor Oven | Baseline Forecast | Winter Peak Demand (MW) | 0 | 0 | 0 | 0 | 0 | 0 | 0 | 0 | 0 | 0 | 0 | 0 | 0 | 0 | 0 | 0 | 0 | 0 | 0 | 0 | 0 | 0 | 0 | 0 | 0 | 0 | 0 | 0 | 0 | 0 | 0 | 0 | 0
F5_Commercial_School_Existing_Food Preparation_Natural Gas_Conveyor Oven_Baseline Forecast | F5 | Commercial | School | Existing | Food Preparation | Natural Gas | Conveyor Oven | Baseline Forecast | Turnover | 0 | 4081.4825 | 5278.7939 | 6214.5239 | 6944.5311 | 7506.9347 | 7942.9427 | 8282.292 | 8545.4001 | 8745.6711 | 8895.3087 | 9004.6444 | 9081.6017 | 9132.5959 | 9162.7308 | 9176.4047 | 9177.0337 | 8048.3746 | 7368.7262 | 6999.7172 | 6840.6981 | 6819.203 | 7835.225 | 8038.7398 | 8190.5435 | 8301.1454 | 8378.9581 | 8430.6768 | 8461.63 | 8476.0581 | 8477.3356 | 8468.148 | 8450.9232
F6_Commercial_School_Existing_Food Preparation_Natural Gas_Conveyor Oven_Baseline Forecast | F6 | Commercial | School | Existing | Food Preparation | Natural Gas | Conveyor Oven | Baseline Forecast | Avg. Replacement Usage (kWh) | 0.033205 | 0.033205 | 0.033205 | 0.033205 | 0.033205 | 0.033205 | 0.033205 | 0.033205 | 0.033205 | 0.033205 | 0.033205 | 0.033205 | 0.033205 | 0.033205 | 0.033205 | 0.033205 | 0.033205 | 0.033205 | 0.033205 | 0.033205 | 0.033205 | 0.033205 | 0.033205 | 0.033205 | 0.033205 | 0.033205 | 0.033205 | 0.033205 | 0.033205 | 0.033205 | 0.033205 | 0.033205 | 0.033205
F7_Commercial_School_Existing_Food Preparation_Natural Gas_Conveyor Oven_Baseline Forecast | F7 | Commercial | School | Existing | Food Preparation | Natural Gas | Conveyor Oven | Baseline Forecast | Avg. Replacement Summer Demand (kW) | 0 | 0 | 0 | 0 | 0 | 0 | 0 | 0 | 0 | 0 | 0 | 0 | 0 | 0 | 0 | 0 | 0 | 0 | 0 | 0 | 0 | 0 | 0 | 0 | 0 | 0 | 0 | 0 | 0 | 0 | 0 | 0 | 0
F8_Commercial_School_Existing_Food Preparation_Natural Gas_Conveyor Oven_Baseline Forecast | F8 | Commercial | School | Existing | Food Preparation | Natural Gas | Conveyor Oven | Baseline Forecast | Avg. Replacement Winter Demand (kW) | 0 | 0 | 0 | 0 | 0 | 0 | 0 | 0 | 0 | 0 | 0 | 0 | 0 | 0 | 0 | 0 | 0 | 0 | 0 | 0 | 0 | 0 | 0 | 0 | 0 | 0 | 0 | 0 | 0 | 0 | 0 | 0 | 0
F1_Commercial_School_Existing_Food Preparation_Natural Gas_Double Rack Oven_Baseline Forecast | F1 | Commercial | School | Existing | Food Preparation | Natural Gas | Double Rack Oven | Baseline Forecast | Units | 174350.0616 | 173463.0079 | 172575.9541 | 171504.7186 | 170405.6411 | 169200.6392 | 168074.8938 | 167078.0727 | 166182.3855 | 165317.8476 | 164464.695 | 163620.1003 | 162776.6741 | 161930.811 | 161079.6941 | 160226.994 | 159374.0586 | 158522.2388 | 157671.5524 | 156822.0173 | 155972.2987 | 155122.3954 | 154273.516 | 153425.6743 | 152578.8846 | 151731.9511 | 150884.8732 | 150037.6499 | 149190.2805 | 148342.764 | 147495.0996 | 146647.2864 | 145804.3465
F2_Commercial_School_Existing_Food Preparation_Natural Gas_Double Rack Oven_Baseline Forecast | F2 | Commercial | School | Existing | Food Preparation | Natural Gas | Double Rack Oven | Baseline Forecast | Usage (MMtherm) | 0.0087949 | 0.0087501 | 0.0087054 | 0.0086514 | 0.0085959 | 0.0085351 | 0.0084783 | 0.0084281 | 0.0083829 | 0.0083393 | 0.0082962 | 0.0082536 | 0.0082111 | 0.0081684 | 0.0081255 | 0.0080825 | 0.0080394 | 0.0079965 | 0.0079536 | 0.0079107 | 0.0078678 | 0.007825 | 0.0077821 | 0.0077394 | 0.0076967 | 0.0076539 | 0.0076112 | 0.0075685 | 0.0075257 | 0.007483 | 0.0074402 | 0.0073974 | 0.0073549
F3_Commercial_School_Existing_Food Preparation_Natural Gas_Double Rack Oven_Baseline Forecast | F3 | Commercial | School | Existing | Food Preparation | Natural Gas | Double Rack Oven | Baseline Forecast | Summer Peak Demand (MW) | 0 | 0 | 0 | 0 | 0 | 0 | 0 | 0 | 0 | 0 | 0 | 0 | 0 | 0 | 0 | 0 | 0 | 0 | 0 | 0 | 0 | 0 | 0 | 0 | 0 | 0 | 0 | 0 | 0 | 0 | 0 | 0 | 0
F4_Commercial_School_Existing_Food Preparation_Natural Gas_Double Rack Oven_Baseline Forecast | F4 | Commercial | School | Existing | Food Preparation | Natural Gas | Double Rack Oven | Baseline Forecast | Winter Peak Demand (MW) | 0 | 0 | 0 | 0 | 0 | 0 | 0 | 0 | 0 | 0 | 0 | 0 | 0 | 0 | 0 | 0 | 0 | 0 | 0 | 0 | 0 | 0 | 0 | 0 | 0 | 0 | 0 | 0 | 0 | 0 | 0 | 0 | 0
F5_Commercial_School_Existing_Food Preparation_Natural Gas_Double Rack Oven_Baseline Forecast | F5 | Commercial | School | Existing | Food Preparation | Natural Gas | Double Rack Oven | Baseline Forecast | Turnover | 0 | 5782.1003 | 7478.2913 | 8803.9089 | 9838.0857 | 10634.8242 | 11252.5021 | 11733.247 | 12105.9835 | 12389.7007 | 12601.6874 | 12756.5796 | 11237.8356 | 10346.9512 | 9887.8052 | 9718.4578 | 9736.817 | 11255.6008 | 11584.0186 | 11830.9834 | 12013.0414 | 12143.4385 | 12232.8138 | 11982.7119 | 11587.9904 | 11165.1494 | 10778.9774 | 10460.8358 | 10090.905 | 10006.6733 | 10087.905 | 10254.8277 | 10456.3147
F6_Commercial_School_Existing_Food Preparation_Natural Gas_Double Rack Oven_Baseline Forecast | F6 | Commercial | School | Existing | Food Preparation | Natural Gas | Double Rack Oven | Baseline Forecast | Avg. Replacement Usage (kWh) | 0.050444 | 0.050444 | 0.050444 | 0.050444 | 0.050444 | 0.050444 | 0.050444 | 0.050444 | 0.050444 | 0.050444 | 0.050444 | 0.050444 | 0.050444 | 0.050444 | 0.050444 | 0.050444 | 0.050444 | 0.050444 | 0.050444 | 0.050444 | 0.050444 | 0.050444 | 0.050444 | 0.050444 | 0.050444 | 0.050444 | 0.050444 | 0.050444 | 0.050444 | 0.050444 | 0.050444 | 0.050444 | 0.050444
F7_Commercial_School_Existing_Food Preparation_Natural Gas_Double Rack Oven_Baseline Forecast | F7 | Commercial | School | Existing | Food Preparation | Natural Gas | Double Rack Oven | Baseline Forecast | Avg. Replacement Summer Demand (kW) | 0 | 0 | 0 | 0 | 0 | 0 | 0 | 0 | 0 | 0 | 0 | 0 | 0 | 0 | 0 | 0 | 0 | 0 | 0 | 0 | 0 | 0 | 0 | 0 | 0 | 0 | 0 | 0 | 0 | 0 | 0 | 0 | 0
F8_Commercial_School_Existing_Food Preparation_Natural Gas_Double Rack Oven_Baseline Forecast | F8 | Commercial | School | Existing | Food Preparation | Natural Gas | Double Rack Oven | Baseline Forecast | Avg. Replacement Winter Demand (kW) | 0 | 0 | 0 | 0 | 0 | 0 | 0 | 0 | 0 | 0 | 0 | 0 | 0 | 0 | 0 | 0 | 0 | 0 | 0 | 0 | 0 | 0 | 0 | 0 | 0 | 0 | 0 | 0 | 0 | 0 | 0 | 0 | 0
F1_Commercial_School_Existing_Food Preparation_Natural Gas_Fryer_Baseline Forecast | F1 | Commercial | School | Existing | Food Preparation | Natural Gas | Fryer | Baseline Forecast | Units | 451258.983 | 448963.0792 | 446667.1753 | 443894.5657 | 441049.8945 | 437931.066 | 435017.3721 | 432437.3645 | 430119.1154 | 427881.488 | 425673.3281 | 423487.3184 | 421304.333 | 419115.0402 | 416912.1494 | 414705.1609 | 412497.5634 | 410292.8534 | 408091.0768 | 405892.28 | 403693.0083 | 401493.2587 | 399296.159 | 397101.7454 | 394910.0541 | 392717.9911 | 390525.5541 | 388332.7409 | 386139.5494 | 383945.9773 | 381752.0224 | 379557.6824 | 377375.9557
F2_Commercial_School_Existing_Food Preparation_Natural Gas_Fryer_Baseline Forecast | F2 | Commercial | School | Existing | Food Preparation | Natural Gas | Fryer | Baseline Forecast | Usage (MMtherm) | 0.014165 | 0.014093 | 0.014021 | 0.013411 | 0.012735 | 0.012006 | 0.011376 | 0.010794 | 0.010353 | 0.010012 | 0.0096782 | 0.0093892 | 0.0092587 | 0.0091494 | 0.0090557 | 0.0089737 | 0.0089005 | 0.008834 | 0.0087725 | 0.0087146 | 0.0086596 | 0.0086065 | 0.008555 | 0.0085047 | 0.0084554 | 0.0084066 | 0.0083583 | 0.0083104 | 0.0082627 | 0.0082152 | 0.0081678 | 0.0081206 | 0.0080737
F3_Commercial_School_Existing_Food Preparation_Natural Gas_Fryer_Baseline Forecast | F3 | Commercial | School | Existing | Food Preparation | Natural Gas | Fryer | Baseline Forecast | Summer Peak Demand (MW) | 0 | 0 | 0 | 0 | 0 | 0 | 0 | 0 | 0 | 0 | 0 | 0 | 0 | 0 | 0 | 0 | 0 | 0 | 0 | 0 | 0 | 0 | 0 | 0 | 0 | 0 | 0 | 0 | 0 | 0 | 0 | 0 | 0
F4_Commercial_School_Existing_Food Preparation_Natural Gas_Fryer_Baseline Forecast | F4 | Commercial | School | Existing | Food Preparation | Natural Gas | Fryer | Baseline Forecast | Winter Peak Demand (MW) | 0 | 0 | 0 | 0 | 0 | 0 | 0 | 0 | 0 | 0 | 0 | 0 | 0 | 0 | 0 | 0 | 0 | 0 | 0 | 0 | 0 | 0 | 0 | 0 | 0 | 0 | 0 | 0 | 0 | 0 | 0 | 0 | 0
F5_Commercial_School_Existing_Food Preparation_Natural Gas_Fryer_Baseline Forecast | F5 | Commercial | School | Existing | Food Preparation | Natural Gas | Fryer | Baseline Forecast | Turnover | 0 | 30611.119 | 43143.9885 | 52334.1604 | 59046.8076 | 63877.9067 | 55004.749 | 51451.274 | 51059.1036 | 52416.0699 | 61519.0018 | 62144.0082 | 61029.6215 | 59561.9166 | 58390.4666 | 56633.3137 | 56651.1829 | 57093.5873 | 57456.4574 | 59192.926 | 58149.3645 | 56979.7792 | 56131.6923 | 55650.6947 | 55578.2681 | 55666.5929 | 55540.9957 | 55220.5994 | 55172.0616 | 54489.6456 | 53969.3534 | 53618.6634 | 53359.5779
F6_Commercial_School_Existing_Food Preparation_Natural Gas_Fryer_Baseline Forecast | F6 | Commercial | School | Existing | Food Preparation | Natural Gas | Fryer | Baseline Forecast | Avg. Replacement Usage (kWh) | 0.031391 | 0.031391 | 0.031391 | 0.021392 | 0.021392 | 0.021392 | 0.021392 | 0.021392 | 0.021392 | 0.021392 | 0.021392 | 0.021392 | 0.021392 | 0.021392 | 0.021392 | 0.021392 | 0.021392 | 0.021392 | 0.021392 | 0.021392 | 0.021392 | 0.021392 | 0.021392 | 0.021392 | 0.021392 | 0.021392 | 0.021392 | 0.021392 | 0.021392 | 0.021392 | 0.021392 | 0.021392 | 0.021392
F7_Commercial_School_Existing_Food Preparation_Natural Gas_Fryer_Baseline Forecast | F7 | Commercial | School | Existing | Food Preparation | Natural Gas | Fryer | Baseline Forecast | Avg. Replacement Summer Demand (kW) | 0 | 0 | 0 | 0 | 0 | 0 | 0 | 0 | 0 | 0 | 0 | 0 | 0 | 0 | 0 | 0 | 0 | 0 | 0 | 0 | 0 | 0 | 0 | 0 | 0 | 0 | 0 | 0 | 0 | 0 | 0 | 0 | 0
F8_Commercial_School_Existing_Food Preparation_Natural Gas_Fryer_Baseline Forecast | F8 | Commercial | School | Existing | Food Preparation | Natural Gas | Fryer | Baseline Forecast | Avg. Replacement Winter Demand (kW) | 0 | 0 | 0 | 0 | 0 | 0 | 0 | 0 | 0 | 0 | 0 | 0 | 0 | 0 | 0 | 0 | 0 | 0 | 0 | 0 | 0 | 0 | 0 | 0 | 0 | 0 | 0 | 0 | 0 | 0 | 0 | 0 | 0
F1_Commercial_School_Existing_Food Preparation_Natural Gas_Broiler_Baseline Forecast | F1 | Commercial | School | Existing | Food Preparation | Natural Gas | Broiler | Baseline Forecast | Units | 697400.2465 | 693852.0314 | 690303.8164 | 686018.8742 | 681622.5643 | 676802.5566 | 672299.5751 | 668312.2906 | 664729.5419 | 661271.3906 | 657858.7798 | 654480.4011 | 651106.6964 | 647723.2439 | 644318.7764 | 640907.9759 | 637496.2343 | 634088.9553 | 630686.2097 | 627288.069 | 623889.1947 | 620489.5817 | 617094.064 | 613702.6974 | 610315.5382 | 606927.8045 | 603539.4927 | 600150.5996 | 596761.1218 | 593371.0558 | 589980.3982 | 586589.1456 | 583217.3861
F2_Commercial_School_Existing_Food Preparation_Natural Gas_Broiler_Baseline Forecast | F2 | Commercial | School | Existing | Food Preparation | Natural Gas | Broiler | Baseline Forecast | Usage (MMtherm) | 0.024078 | 0.023956 | 0.023833 | 0.023685 | 0.023533 | 0.023367 | 0.023212 | 0.023074 | 0.02295 | 0.022831 | 0.022713 | 0.022596 | 0.02248 | 0.022363 | 0.022245 | 0.022128 | 0.02201 | 0.021892 | 0.021775 | 0.021657 | 0.02154 | 0.021423 | 0.021306 | 0.021188 | 0.021072 | 0.020955 | 0.020838 | 0.020721 | 0.020604 | 0.020486 | 0.020369 | 0.020252 | 0.020136
F3_Commercial_School_Existing_Food Preparation_Natural Gas_Broiler_Baseline Forecast | F3 | Commercial | School | Existing | Food Preparation | Natural Gas | Broiler | Baseline Forecast | Summer Peak Demand (MW) | 0 | 0 | 0 | 0 | 0 | 0 | 0 | 0 | 0 | 0 | 0 | 0 | 0 | 0 | 0 | 0 | 0 | 0 | 0 | 0 | 0 | 0 | 0 | 0 | 0 | 0 | 0 | 0 | 0 | 0 | 0 | 0 | 0
F4_Commercial_School_Existing_Food Preparation_Natural Gas_Broiler_Baseline Forecast | F4 | Commercial | School | Existing | Food Preparation | Natural Gas | Broiler | Baseline Forecast | Winter Peak Demand (MW) | 0 | 0 | 0 | 0 | 0 | 0 | 0 | 0 | 0 | 0 | 0 | 0 | 0 | 0 | 0 | 0 | 0 | 0 | 0 | 0 | 0 | 0 | 0 | 0 | 0 | 0 | 0 | 0 | 0 | 0 | 0 | 0 | 0
F5_Commercial_School_Existing_Food Preparation_Natural Gas_Broiler_Baseline Forecast | F5 | Commercial | School | Existing | Food Preparation | Natural Gas | Broiler | Baseline Forecast | Turnover | 0 | 23128.401 | 29913.1654 | 35215.6355 | 39352.3427 | 42539.2967 | 45010.0084 | 46932.988 | 48423.9341 | 49558.8027 | 50406.7494 | 51026.3185 | 44951.3424 | 41387.805 | 39551.2209 | 38873.8311 | 38947.2681 | 45022.4031 | 46336.0744 | 47323.9335 | 48052.1654 | 48573.7539 | 48931.2552 | 47930.8477 | 46351.9614 | 44660.5978 | 43115.9097 | 41843.3431 | 40363.6198 | 40026.6931 | 40351.62 | 41019.3109 | 41825.2587
F6_Commercial_School_Existing_Food Preparation_Natural Gas_Broiler_Baseline Forecast | F6 | Commercial | School | Existing | Food Preparation | Natural Gas | Broiler | Baseline Forecast | Avg. Replacement Usage (kWh) | 0.034526 | 0.034526 | 0.034526 | 0.034526 | 0.034526 | 0.034526 | 0.034526 | 0.034526 | 0.034526 | 0.034526 | 0.034526 | 0.034526 | 0.034526 | 0.034526 | 0.034526 | 0.034526 | 0.034526 | 0.034526 | 0.034526 | 0.034526 | 0.034526 | 0.034526 | 0.034526 | 0.034526 | 0.034526 | 0.034526 | 0.034526 | 0.034526 | 0.034526 | 0.034526 | 0.034526 | 0.034526 | 0.034526
F7_Commercial_School_Existing_Food Preparation_Natural Gas_Broiler_Baseline Forecast | F7 | Commercial | School | Existing | Food Preparation | Natural Gas | Broiler | Baseline Forecast | Avg. Replacement Summer Demand (kW) | 0 | 0 | 0 | 0 | 0 | 0 | 0 | 0 | 0 | 0 | 0 | 0 | 0 | 0 | 0 | 0 | 0 | 0 | 0 | 0 | 0 | 0 | 0 | 0 | 0 | 0 | 0 | 0 | 0 | 0 | 0 | 0 | 0
F8_Commercial_School_Existing_Food Preparation_Natural Gas_Broiler_Baseline Forecast | F8 | Commercial | School | Existing | Food Preparation | Natural Gas | Broiler | Baseline Forecast | Avg. Replacement Winter Demand (kW) | 0 | 0 | 0 | 0 | 0 | 0 | 0 | 0 | 0 | 0 | 0 | 0 | 0 | 0 | 0 | 0 | 0 | 0 | 0 | 0 | 0 | 0 | 0 | 0 | 0 | 0 | 0 | 0 | 0 | 0 | 0 | 0 | 0
F1_Commercial_School_Existing_Food Preparation_Natural Gas_Griddle_Baseline Forecast | F1 | Commercial | School | Existing | Food Preparation | Natural Gas | Griddle | Baseline Forecast | Units | 984565.0538 | 979555.8091 | 974546.5643 | 968497.2342 | 962290.679 | 955485.9623 | 949128.812 | 943499.7044 | 938441.7063 | 933559.6102 | 928741.8068 | 923972.331 | 919209.4538 | 914432.8149 | 909626.5078 | 904811.2601 | 899994.6837 | 895184.4074 | 890380.5313 | 885583.1563 | 880784.7454 | 875985.2918 | 871191.6197 | 866403.8081 | 861621.9363 | 856839.2534 | 852055.7544 | 847271.4348 | 842486.2896 | 837700.3141 | 832913.5034 | 828125.8526 | 823365.7215
F2_Commercial_School_Existing_Food Preparation_Natural Gas_Griddle_Baseline Forecast | F2 | Commercial | School | Existing | Food Preparation | Natural Gas | Griddle | Baseline Forecast | Usage (MMtherm) | 0.022564 | 0.022449 | 0.022335 | 0.022196 | 0.022054 | 0.021898 | 0.021752 | 0.021623 | 0.021507 | 0.021395 | 0.021285 | 0.021175 | 0.021066 | 0.020957 | 0.020847 | 0.020736 | 0.020626 | 0.020516 | 0.020406 | 0.020296 | 0.020186 | 0.020076 | 0.019966 | 0.019856 | 0.019747 | 0.019637 | 0.019527 | 0.019418 | 0.019308 | 0.019198 | 0.019089 | 0.018979 | 0.01887
F3_Commercial_School_Existing_Food Preparation_Natural Gas_Griddle_Baseline Forecast | F3 | Commercial | School | Existing | Food Preparation | Natural Gas | Griddle | Baseline Forecast | Summer Peak Demand (MW) | 0 | 0 | 0 | 0 | 0 | 0 | 0 | 0 | 0 | 0 | 0 | 0 | 0 | 0 | 0 | 0 | 0 | 0 | 0 | 0 | 0 | 0 | 0 | 0 | 0 | 0 | 0 | 0 | 0 | 0 | 0 | 0 | 0
F4_Commercial_School_Existing_Food Preparation_Natural Gas_Griddle_Baseline Forecast | F4 | Commercial | School | Existing | Food Preparation | Natural Gas | Griddle | Baseline Forecast | Winter Peak Demand (MW) | 0 | 0 | 0 | 0 | 0 | 0 | 0 | 0 | 0 | 0 | 0 | 0 | 0 | 0 | 0 | 0 | 0 | 0 | 0 | 0 | 0 | 0 | 0 | 0 | 0 | 0 | 0 | 0 | 0 | 0 | 0 | 0 | 0
F5_Commercial_School_Existing_Food Preparation_Natural Gas_Griddle_Baseline Forecast | F5 | Commercial | School | Existing | Food Preparation | Natural Gas | Griddle | Baseline Forecast | Turnover | 0 | 32651.8603 | 42230.3511 | 49716.1914 | 55556.2485 | 60055.4777 | 63543.5412 | 66258.336 | 68363.201 | 69965.3686 | 71162.4698 | 72037.1556 | 63460.7187 | 58429.8423 | 55837.0177 | 54880.7027 | 54984.3785 | 63561.0397 | 65415.6344 | 66810.259 | 67838.3512 | 68574.7113 | 69079.4192 | 67667.0791 | 65438.0632 | 63050.2557 | 60869.5196 | 59072.955 | 56983.9339 | 56508.2726 | 56966.9929 | 57909.6153 | 59047.424
F6_Commercial_School_Existing_Food Preparation_Natural Gas_Griddle_Baseline Forecast | F6 | Commercial | School | Existing | Food Preparation | Natural Gas | Griddle | Baseline Forecast | Avg. Replacement Usage (kWh) | 0.022918 | 0.022918 | 0.022918 | 0.022918 | 0.022918 | 0.022918 | 0.022918 | 0.022918 | 0.022918 | 0.022918 | 0.022918 | 0.022918 | 0.022918 | 0.022918 | 0.022918 | 0.022918 | 0.022918 | 0.022918 | 0.022918 | 0.022918 | 0.022918 | 0.022918 | 0.022918 | 0.022918 | 0.022918 | 0.022918 | 0.022918 | 0.022918 | 0.022918 | 0.022918 | 0.022918 | 0.022918 | 0.022918
F7_Commercial_School_Existing_Food Preparation_Natural Gas_Griddle_Baseline Forecast | F7 | Commercial | School | Existing | Food Preparation | Natural Gas | Griddle | Baseline Forecast | Avg. Replacement Summer Demand (kW) | 0 | 0 | 0 | 0 | 0 | 0 | 0 | 0 | 0 | 0 | 0 | 0 | 0 | 0 | 0 | 0 | 0 | 0 | 0 | 0 | 0 | 0 | 0 | 0 | 0 | 0 | 0 | 0 | 0 | 0 | 0 | 0 | 0
F8_Commercial_School_Existing_Food Preparation_Natural Gas_Griddle_Baseline Forecast | F8 | Commercial | School | Existing | Food Preparation | Natural Gas | Griddle | Baseline Forecast | Avg. Replacement Winter Demand (kW) | 0 | 0 | 0 | 0 | 0 | 0 | 0 | 0 | 0 | 0 | 0 | 0 | 0 | 0 | 0 | 0 | 0 | 0 | 0 | 0 | 0 | 0 | 0 | 0 | 0 | 0 | 0 | 0 | 0 | 0 | 0 | 0 | 0
F1_Commercial_School_Existing_Food Preparation_Natural Gas_Range_Baseline Forecast | F1 | Commercial | School | Existing | Food Preparation | Natural Gas | Range | Baseline Forecast | Units | 1217031.8026 | 1210839.8195 | 1204647.8364 | 1197170.1923 | 1189498.2004 | 1181086.8145 | 1173228.6703 | 1166270.468 | 1160018.2203 | 1153983.4071 | 1148028.0668 | 1142132.4647 | 1136245.0192 | 1130340.5628 | 1124399.4333 | 1118447.2521 | 1112493.4285 | 1106547.3925 | 1100609.2678 | 1094679.1793 | 1088747.8103 | 1082815.1523 | 1076889.641 | 1070971.3738 | 1065060.4491 | 1059148.5215 | 1053235.5853 | 1047321.6347 | 1041406.6636 | 1035490.6661 | 1029573.6361 | 1023655.5678 | 1017771.5169
F2_Commercial_School_Existing_Food Preparation_Natural Gas_Range_Baseline Forecast | F2 | Commercial | School | Existing | Food Preparation | Natural Gas | Range | Baseline Forecast | Usage (MMtherm) | 0.028932 | 0.028785 | 0.028638 | 0.02846 | 0.028278 | 0.028078 | 0.027891 | 0.027725 | 0.027577 | 0.027433 | 0.027292 | 0.027152 | 0.027012 | 0.026871 | 0.02673 | 0.026588 | 0.026447 | 0.026306 | 0.026164 | 0.026023 | 0.025882 | 0.025741 | 0.025601 | 0.02546 | 0.025319 | 0.025179 | 0.025038 | 0.024898 | 0.024757 | 0.024616 | 0.024476 | 0.024335 | 0.024195
F3_Commercial_School_Existing_Food Preparation_Natural Gas_Range_Baseline Forecast | F3 | Commercial | School | Existing | Food Preparation | Natural Gas | Range | Baseline Forecast | Summer Peak Demand (MW) | 0 | 0 | 0 | 0 | 0 | 0 | 0 | 0 | 0 | 0 | 0 | 0 | 0 | 0 | 0 | 0 | 0 | 0 | 0 | 0 | 0 | 0 | 0 | 0 | 0 | 0 | 0 | 0 | 0 | 0 | 0 | 0 | 0
F4_Commercial_School_Existing_Food Preparation_Natural Gas_Range_Baseline Forecast | F4 | Commercial | School | Existing | Food Preparation | Natural Gas | Range | Baseline Forecast | Winter Peak Demand (MW) | 0 | 0 | 0 | 0 | 0 | 0 | 0 | 0 | 0 | 0 | 0 | 0 | 0 | 0 | 0 | 0 | 0 | 0 | 0 | 0 | 0 | 0 | 0 | 0 | 0 | 0 | 0 | 0 | 0 | 0 | 0 | 0 | 0
F5_Commercial_School_Existing_Food Preparation_Natural Gas_Range_Baseline Forecast | F5 | Commercial | School | Existing | Food Preparation | Natural Gas | Range | Baseline Forecast | Turnover | 0 | 48433.5928 | 62641.6875 | 73745.6838 | 82408.4353 | 89082.2919 | 94256.2528 | 98283.1985 | 101405.4148 | 103781.9634 | 91781.3267 | 84926.1708 | 81589.2544 | 80594.2219 | 81097.8321 | 94233.6236 | 97235.4608 | 99503.5545 | 101187.852 | 99780.4746 | 96986.0268 | 93832.7257 | 90900.0593 | 88475.7885 | 85548.8035 | 85021.8511 | 85875.2119 | 87433.4499 | 88761.7769 | 92346.6603 | 92148.9389 | 91252.7832 | 89936.5042
F6_Commercial_School_Existing_Food Preparation_Natural Gas_Range_Baseline Forecast | F6 | Commercial | School | Existing | Food Preparation | Natural Gas | Range | Baseline Forecast | Avg. Replacement Usage (kWh) | 0.023773 | 0.023773 | 0.023773 | 0.023773 | 0.023773 | 0.023773 | 0.023773 | 0.023773 | 0.023773 | 0.023773 | 0.023773 | 0.023773 | 0.023773 | 0.023773 | 0.023773 | 0.023773 | 0.023773 | 0.023773 | 0.023773 | 0.023773 | 0.023773 | 0.023773 | 0.023773 | 0.023773 | 0.023773 | 0.023773 | 0.023773 | 0.023773 | 0.023773 | 0.023773 | 0.023773 | 0.023773 | 0.023773
F7_Commercial_School_Existing_Food Preparation_Natural Gas_Range_Baseline Forecast | F7 | Commercial | School | Existing | Food Preparation | Natural Gas | Range | Baseline Forecast | Avg. Replacement Summer Demand (kW) | 0 | 0 | 0 | 0 | 0 | 0 | 0 | 0 | 0 | 0 | 0 | 0 | 0 | 0 | 0 | 0 | 0 | 0 | 0 | 0 | 0 | 0 | 0 | 0 | 0 | 0 | 0 | 0 | 0 | 0 | 0 | 0 | 0
F8_Commercial_School_Existing_Food Preparation_Natural Gas_Range_Baseline Forecast | F8 | Commercial | School | Existing | Food Preparation | Natural Gas | Range | Baseline Forecast | Avg. Replacement Winter Demand (kW) | 0 | 0 | 0 | 0 | 0 | 0 | 0 | 0 | 0 | 0 | 0 | 0 | 0 | 0 | 0 | 0 | 0 | 0 | 0 | 0 | 0 | 0 | 0 | 0 | 0 | 0 | 0 | 0 | 0 | 0 | 0 | 0 | 0
F1_Commercial_School_Existing_Food Preparation_Natural Gas_Steamer_Baseline Forecast | F1 | Commercial | School | Existing | Food Preparation | Natural Gas | Steamer | Baseline Forecast | Units | 437584.4684 | 435358.1374 | 433131.8064 | 430443.2152 | 427684.7462 | 424660.4277 | 421835.0275 | 419333.202 | 417085.2028 | 414915.3823 | 412774.1364 | 410654.3693 | 408537.535 | 406414.5844 | 404278.4479 | 402138.3378 | 399997.6372 | 397859.7366 | 395724.6806 | 393592.5139 | 391459.8868 | 389326.7963 | 387196.2754 | 385068.3591 | 382943.0828 | 380817.4459 | 378691.4464 | 376565.0821 | 374438.3509 | 372311.2507 | 370183.7793 | 368055.9345 | 365940.3207
F2_Commercial_School_Existing_Food Preparation_Natural Gas_Steamer_Baseline Forecast | F2 | Commercial | School | Existing | Food Preparation | Natural Gas | Steamer | Baseline Forecast | Usage (MMtherm) | 0.017374 | 0.017286 | 0.017197 | 0.016775 | 0.016327 | 0.015849 | 0.015362 | 0.014873 | 0.014381 | 0.013882 | 0.013408 | 0.012953 | 0.012545 | 0.012178 | 0.011848 | 0.011549 | 0.011279 | 0.011034 | 0.010812 | 0.010539 | 0.010283 | 0.01013 | 0.0099887 | 0.009858 | 0.0097366 | 0.0096233 | 0.0095173 | 0.0094176 | 0.0093235 | 0.0092344 | 0.0091497 | 0.0090688 | 0.0089918
F3_Commercial_School_Existing_Food Preparation_Natural Gas_Steamer_Baseline Forecast | F3 | Commercial | School | Existing | Food Preparation | Natural Gas | Steamer | Baseline Forecast | Summer Peak Demand (MW) | 0 | 0 | 0 | 0 | 0 | 0 | 0 | 0 | 0 | 0 | 0 | 0 | 0 | 0 | 0 | 0 | 0 | 0 | 0 | 0 | 0 | 0 | 0 | 0 | 0 | 0 | 0 | 0 | 0 | 0 | 0 | 0 | 0
F4_Commercial_School_Existing_Food Preparation_Natural Gas_Steamer_Baseline Forecast | F4 | Commercial | School | Existing | Food Preparation | Natural Gas | Steamer | Baseline Forecast | Winter Peak Demand (MW) | 0 | 0 | 0 | 0 | 0 | 0 | 0 | 0 | 0 | 0 | 0 | 0 | 0 | 0 | 0 | 0 | 0 | 0 | 0 | 0 | 0 | 0 | 0 | 0 | 0 | 0 | 0 | 0 | 0 | 0 | 0 | 0 | 0
F5_Commercial_School_Existing_Food Preparation_Natural Gas_Steamer_Baseline Forecast | F5 | Commercial | School | Existing | Food Preparation | Natural Gas | Steamer | Baseline Forecast | Turnover | 0 | 16124.3755 | 18269.963 | 20124.7457 | 21734.0684 | 23114.5998 | 24315.4897 | 25368.2962 | 26290.6107 | 27089.665 | 25654.0936 | 24611.1815 | 23886.123 | 23416.5733 | 23150.3499 | 23044.7254 | 23063.8856 | 23178.1847 | 23363.0145 | 27862.3099 | 27859.168 | 27706.1809 | 27456.3763 | 27149.9857 | 26817.1336 | 26479.6675 | 26153.2587 | 25848.5608 | 25429.9201 | 25165.617 | 25001.7937 | 24899.6418 | 24832.7061
F6_Commercial_School_Existing_Food Preparation_Natural Gas_Steamer_Baseline Forecast | F6 | Commercial | School | Existing | Food Preparation | Natural Gas | Steamer | Baseline Forecast | Avg. Replacement Usage (kWh) | 0.039704 | 0.039704 | 0.039704 | 0.024026 | 0.024026 | 0.024026 | 0.024026 | 0.024026 | 0.024026 | 0.024026 | 0.024026 | 0.024026 | 0.024026 | 0.024026 | 0.024026 | 0.024026 | 0.024026 | 0.024026 | 0.024026 | 0.024026 | 0.024026 | 0.024026 | 0.024026 | 0.024026 | 0.024026 | 0.024026 | 0.024026 | 0.024026 | 0.024026 | 0.024026 | 0.024026 | 0.024026 | 0.024026
F7_Commercial_School_Existing_Food Preparation_Natural Gas_Steamer_Baseline Forecast | F7 | Commercial | School | Existing | Food Preparation | Natural Gas | Steamer | Baseline Forecast | Avg. Replacement Summer Demand (kW) | 0 | 0 | 0 | 0 | 0 | 0 | 0 | 0 | 0 | 0 | 0 | 0 | 0 | 0 | 0 | 0 | 0 | 0 | 0 | 0 | 0 | 0 | 0 | 0 | 0 | 0 | 0 | 0 | 0 | 0 | 0 | 0 | 0
F8_Commercial_School_Existing_Food Preparation_Natural Gas_Steamer_Baseline Forecast | F8 | Commercial | School | Existing | Food Preparation | Natural Gas | Steamer | Baseline Forecast | Avg. Replacement Winter Demand (kW) | 0 | 0 | 0 | 0 | 0 | 0 | 0 | 0 | 0 | 0 | 0 | 0 | 0 | 0 | 0 | 0 | 0 | 0 | 0 | 0 | 0 | 0 | 0 | 0 | 0 | 0 | 0 | 0 | 0 | 0 | 0 | 0 | 0
F1_Commercial_School_Existing_Food Preparation_Natural Gas_Food Prep Other_Baseline Forecast | F1 | Commercial | School | Existing | Food Preparation | Natural Gas | Food Prep Other | Baseline Forecast | Units | 54698.0585 | 54419.7672 | 54141.4758 | 53805.4019 | 53460.5933 | 53082.5535 | 52729.3784 | 52416.6502 | 52135.6503 | 51864.4228 | 51596.767 | 51331.7962 | 51067.1919 | 50801.823 | 50534.806 | 50267.2922 | 49999.7046 | 49732.4671 | 49465.5851 | 49199.0642 | 48932.4859 | 48665.8495 | 48399.5344 | 48133.5449 | 47867.8854 | 47602.1807 | 47336.4308 | 47070.6353 | 46804.7939 | 46538.9063 | 46272.9724 | 46006.9918 | 45742.5401
F2_Commercial_School_Existing_Food Preparation_Natural Gas_Food Prep Other_Baseline Forecast | F2 | Commercial | School | Existing | Food Preparation | Natural Gas | Food Prep Other | Baseline Forecast | Usage (MMtherm) | 0.00054267 | 0.00053991 | 0.00053715 | 0.00053381 | 0.00053039 | 0.00052664 | 0.00052314 | 0.00052003 | 0.00051725 | 0.00051455 | 0.0005119 | 0.00050927 | 0.00050665 | 0.00050401 | 0.00050136 | 0.00049871 | 0.00049605 | 0.0004934 | 0.00049076 | 0.00048811 | 0.00048547 | 0.00048282 | 0.00048018 | 0.00047754 | 0.0004749 | 0.00047227 | 0.00046963 | 0.00046699 | 0.00046436 | 0.00046172 | 0.00045908 | 0.00045644 | 0.00045382
F3_Commercial_School_Existing_Food Preparation_Natural Gas_Food Prep Other_Baseline Forecast | F3 | Commercial | School | Existing | Food Preparation | Natural Gas | Food Prep Other | Baseline Forecast | Summer Peak Demand (MW) | 0 | 0 | 0 | 0 | 0 | 0 | 0 | 0 | 0 | 0 | 0 | 0 | 0 | 0 | 0 | 0 | 0 | 0 | 0 | 0 | 0 | 0 | 0 | 0 | 0 | 0 | 0 | 0 | 0 | 0 | 0 | 0 | 0
F4_Commercial_School_Existing_Food Preparation_Natural Gas_Food Prep Other_Baseline Forecast | F4 | Commercial | School | Existing | Food Preparation | Natural Gas | Food Prep Other | Baseline Forecast | Winter Peak Demand (MW) | 0 | 0 | 0 | 0 | 0 | 0 | 0 | 0 | 0 | 0 | 0 | 0 | 0 | 0 | 0 | 0 | 0 | 0 | 0 | 0 | 0 | 0 | 0 | 0 | 0 | 0 | 0 | 0 | 0 | 0 | 0 | 0 | 0
F5_Commercial_School_Existing_Food Preparation_Natural Gas_Food Prep Other_Baseline Forecast | F5 | Commercial | School | Existing | Food Preparation | Natural Gas | Food Prep Other | Baseline Forecast | Turnover | 0 | 2176.7907 | 2815.3567 | 3314.4128 | 3703.7499 | 4003.6985 | 4236.2361 | 4417.2224 | 4557.5467 | 4664.3579 | 4125.0034 | 3816.9066 | 3666.9328 | 3622.2122 | 3644.8464 | 4235.219 | 4370.1331 | 4472.0699 | 4547.7686 | 4484.5157 | 4358.9226 | 4217.2012 | 4085.3959 | 3976.4399 | 3844.89 | 3821.2068 | 3859.5601 | 3929.5933 | 3989.2933 | 4150.4117 | 4141.5253 | 4101.2487 | 4042.0901
F6_Commercial_School_Existing_Food Preparation_Natural Gas_Food Prep Other_Baseline Forecast | F6 | Commercial | School | Existing | Food Preparation | Natural Gas | Food Prep Other | Baseline Forecast | Avg. Replacement Usage (kWh) | 0.0099211 | 0.0099211 | 0.0099211 | 0.0099211 | 0.0099211 | 0.0099211 | 0.0099211 | 0.0099211 | 0.0099211 | 0.0099211 | 0.0099211 | 0.0099211 | 0.0099211 | 0.0099211 | 0.0099211 | 0.0099211 | 0.0099211 | 0.0099211 | 0.0099211 | 0.0099211 | 0.0099211 | 0.0099211 | 0.0099211 | 0.0099211 | 0.0099211 | 0.0099211 | 0.0099211 | 0.0099211 | 0.0099211 | 0.0099211 | 0.0099211 | 0.0099211 | 0.0099211
F7_Commercial_School_Existing_Food Preparation_Natural Gas_Food Prep Other_Baseline Forecast | F7 | Commercial | School | Existing | Food Preparation | Natural Gas | Food Prep Other | Baseline Forecast | Avg. Replacement Summer Demand (kW) | 0 | 0 | 0 | 0 | 0 | 0 | 0 | 0 | 0 | 0 | 0 | 0 | 0 | 0 | 0 | 0 | 0 | 0 | 0 | 0 | 0 | 0 | 0 | 0 | 0 | 0 | 0 | 0 | 0 | 0 | 0 | 0 | 0
F8_Commercial_School_Existing_Food Preparation_Natural Gas_Food Prep Other_Baseline Forecast | F8 | Commercial | School | Existing | Food Preparation | Natural Gas | Food Prep Other | Baseline Forecast | Avg. Replacement Winter Demand (kW) | 0 | 0 | 0 | 0 | 0 | 0 | 0 | 0 | 0 | 0 | 0 | 0 | 0 | 0 | 0 | 0 | 0 | 0 | 0 | 0 | 0 | 0 | 0 | 0 | 0 | 0 | 0 | 0 | 0 | 0 | 0 | 0 | 0
F1_Commercial_School_Existing_Miscellaneous_Natural Gas_Pool Heater_Baseline Forecast | F1 | Commercial | School | Existing | Miscellaneous | Natural Gas | Pool Heater | Baseline Forecast | Units | 12667.3925 | 12602.9436 | 12538.4948 | 12460.6642 | 12380.8108 | 12293.2615 | 12211.4705 | 12139.0466 | 12073.9705 | 12011.1575 | 11949.1718 | 11887.8078 | 11826.5287 | 11765.0726 | 11703.2348 | 11641.2819 | 11579.3119 | 11517.423 | 11455.6165 | 11393.8935 | 11332.1573 | 11270.4076 | 11208.7323 | 11147.1325 | 11085.609 | 11024.0751 | 10962.5307 | 10900.9758 | 10839.4102 | 10777.8339 | 10716.2469 | 10654.6491 | 10593.4054
F2_Commercial_School_Existing_Miscellaneous_Natural Gas_Pool Heater_Baseline Forecast | F2 | Commercial | School | Existing | Miscellaneous | Natural Gas | Pool Heater | Baseline Forecast | Usage (MMtherm) | 2.1679e-05 | 2.1569e-05 | 2.1459e-05 | 2.1325e-05 | 2.1189e-05 | 2.1039e-05 | 2.0899e-05 | 2.0775e-05 | 2.0664e-05 | 2.0556e-05 | 2.045e-05 | 2.0345e-05 | 2.024e-05 | 2.0135e-05 | 2.0029e-05 | 1.9923e-05 | 1.9817e-05 | 1.9711e-05 | 1.9605e-05 | 1.95e-05 | 1.9394e-05 | 1.9288e-05 | 1.9183e-05 | 1.9077e-05 | 1.8972e-05 | 1.8867e-05 | 1.8761e-05 | 1.8656e-05 | 1.8551e-05 | 1.8445e-05 | 1.834e-05 | 1.8234e-05 | 1.813e-05
F3_Commercial_School_Existing_Miscellaneous_Natural Gas_Pool Heater_Baseline Forecast | F3 | Commercial | School | Existing | Miscellaneous | Natural Gas | Pool Heater | Baseline Forecast | Summer Peak Demand (MW) | 0 | 0 | 0 | 0 | 0 | 0 | 0 | 0 | 0 | 0 | 0 | 0 | 0 | 0 | 0 | 0 | 0 | 0 | 0 | 0 | 0 | 0 | 0 | 0 | 0 | 0 | 0 | 0 | 0 | 0 | 0 | 0 | 0
F4_Commercial_School_Existing_Miscellaneous_Natural Gas_Pool Heater_Baseline Forecast | F4 | Commercial | School | Existing | Miscellaneous | Natural Gas | Pool Heater | Baseline Forecast | Winter Peak Demand (MW) | 0 | 0 | 0 | 0 | 0 | 0 | 0 | 0 | 0 | 0 | 0 | 0 | 0 | 0 | 0 | 0 | 0 | 0 | 0 | 0 | 0 | 0 | 0 | 0 | 0 | 0 | 0 | 0 | 0 | 0 | 0 | 0 | 0
F5_Commercial_School_Existing_Miscellaneous_Natural Gas_Pool Heater_Baseline Forecast | F5 | Commercial | School | Existing | Miscellaneous | Natural Gas | Pool Heater | Baseline Forecast | Turnover | 0 | 840.1962 | 1086.6695 | 1279.2949 | 1429.571 | 1545.3449 | 1390.8702 | 1316.5071 | 1295.4784 | 1308.3688 | 1341.7115 | 1546.4126 | 1549.2808 | 1534.7973 | 1515.6192 | 1498.7542 | 1458.0346 | 1445.507 | 1445.6106 | 1450.2504 | 1455.673 | 1494.607 | 1473.1885 | 1451.8125 | 1434.4829 | 1422.241 | 1414.0708 | 1410.2777 | 1406.147 | 1400.5405 | 1393.8277 | 1395.1385 | 1380.5125
F6_Commercial_School_Existing_Miscellaneous_Natural Gas_Pool Heater_Baseline Forecast | F6 | Commercial | School | Existing | Miscellaneous | Natural Gas | Pool Heater | Baseline Forecast | Avg. Replacement Usage (kWh) | 0.0017114 | 0.0017114 | 0.0017114 | 0.0017114 | 0.0017114 | 0.0017114 | 0.0017114 | 0.0017114 | 0.0017114 | 0.0017114 | 0.0017114 | 0.0017114 | 0.0017114 | 0.0017114 | 0.0017114 | 0.0017114 | 0.0017114 | 0.0017114 | 0.0017114 | 0.0017114 | 0.0017114 | 0.0017114 | 0.0017114 | 0.0017114 | 0.0017114 | 0.0017114 | 0.0017114 | 0.0017114 | 0.0017114 | 0.0017114 | 0.0017114 | 0.0017114 | 0.0017114
F7_Commercial_School_Existing_Miscellaneous_Natural Gas_Pool Heater_Baseline Forecast | F7 | Commercial | School | Existing | Miscellaneous | Natural Gas | Pool Heater | Baseline Forecast | Avg. Replacement Summer Demand (kW) | 0 | 0 | 0 | 0 | 0 | 0 | 0 | 0 | 0 | 0 | 0 | 0 | 0 | 0 | 0 | 0 | 0 | 0 | 0 | 0 | 0 | 0 | 0 | 0 | 0 | 0 | 0 | 0 | 0 | 0 | 0 | 0 | 0
F8_Commercial_School_Existing_Miscellaneous_Natural Gas_Pool Heater_Baseline Forecast | F8 | Commercial | School | Existing | Miscellaneous | Natural Gas | Pool Heater | Baseline Forecast | Avg. Replacement Winter Demand (kW) | 0 | 0 | 0 | 0 | 0 | 0 | 0 | 0 | 0 | 0 | 0 | 0 | 0 | 0 | 0 | 0 | 0 | 0 | 0 | 0 | 0 | 0 | 0 | 0 | 0 | 0 | 0 | 0 | 0 | 0 | 0 | 0 | 0
F1_Commercial_School_Existing_Miscellaneous_Natural Gas_Miscellaneous_Baseline Forecast | F1 | Commercial | School | Existing | Miscellaneous | Natural Gas | Miscellaneous | Baseline Forecast | Units | 4170726.9641 | 4149507.2468 | 4128287.5294 | 4102661.8948 | 4076370.2375 | 4047544.7013 | 4020615.1062 | 3996769.5812 | 3975343.3391 | 3954662.2377 | 3934253.4873 | 3914049.4575 | 3893873.3805 | 3873639.0075 | 3853278.9567 | 3832881.0325 | 3812477.4796 | 3792100.6148 | 3771750.8616 | 3751428.6481 | 3731102.0465 | 3710771.0276 | 3690464.5002 | 3670182.798 | 3649926.258 | 3629666.2816 | 3609402.8487 | 3589135.9391 | 3568865.5325 | 3548591.6084 | 3528314.1463 | 3508033.1255 | 3487868.6816
F2_Commercial_School_Existing_Miscellaneous_Natural Gas_Miscellaneous_Baseline Forecast | F2 | Commercial | School | Existing | Miscellaneous | Natural Gas | Miscellaneous | Baseline Forecast | Usage (MMtherm) | 0.038974 | 0.038775 | 0.038577 | 0.038338 | 0.038092 | 0.037823 | 0.037571 | 0.037348 | 0.037148 | 0.036955 | 0.036764 | 0.036575 | 0.036387 | 0.036198 | 0.036007 | 0.035817 | 0.035626 | 0.035436 | 0.035245 | 0.035056 | 0.034866 | 0.034676 | 0.034486 | 0.034296 | 0.034107 | 0.033918 | 0.033728 | 0.033539 | 0.03335 | 0.03316 | 0.032971 | 0.032781 | 0.032593
F3_Commercial_School_Existing_Miscellaneous_Natural Gas_Miscellaneous_Baseline Forecast | F3 | Commercial | School | Existing | Miscellaneous | Natural Gas | Miscellaneous | Baseline Forecast | Summer Peak Demand (MW) | 0 | 0 | 0 | 0 | 0 | 0 | 0 | 0 | 0 | 0 | 0 | 0 | 0 | 0 | 0 | 0 | 0 | 0 | 0 | 0 | 0 | 0 | 0 | 0 | 0 | 0 | 0 | 0 | 0 | 0 | 0 | 0 | 0
F4_Commercial_School_Existing_Miscellaneous_Natural Gas_Miscellaneous_Baseline Forecast | F4 | Commercial | School | Existing | Miscellaneous | Natural Gas | Miscellaneous | Baseline Forecast | Winter Peak Demand (MW) | 0 | 0 | 0 | 0 | 0 | 0 | 0 | 0 | 0 | 0 | 0 | 0 | 0 | 0 | 0 | 0 | 0 | 0 | 0 | 0 | 0 | 0 | 0 | 0 | 0 | 0 | 0 | 0 | 0 | 0 | 0 | 0 | 0
F5_Commercial_School_Existing_Miscellaneous_Natural Gas_Miscellaneous_Baseline Forecast | F5 | Commercial | School | Existing | Miscellaneous | Natural Gas | Miscellaneous | Baseline Forecast | Turnover | 0 | 355672.0497 | 421253.8295 | 476052.3132 | 455344.6471 | 446537.5965 | 446847.4085 | 444519.4876 | 441627.275 | 439356.5911 | 437157.3911 | 532646.3223 | 534523.5662 | 533065.1035 | 524559.3686 | 520865.076 | 519935.3344 | 517113.27 | 513943.1558 | 511243.6713 | 508538.3459 | 532744.8275 | 527264.0398 | 521283.2114 | 517632.4456 | 515051.541 | 512752.2786 | 509738.1248 | 506688.1489 | 503872.3411 | 501026.2276 | 505563.4109 | 500892.792
F6_Commercial_School_Existing_Miscellaneous_Natural Gas_Miscellaneous_Baseline Forecast | F6 | Commercial | School | Existing | Miscellaneous | Natural Gas | Miscellaneous | Baseline Forecast | Avg. Replacement Usage (kWh) | 0.0093446 | 0.0093446 | 0.0093446 | 0.0093446 | 0.0093446 | 0.0093446 | 0.0093446 | 0.0093446 | 0.0093446 | 0.0093446 | 0.0093446 | 0.0093446 | 0.0093446 | 0.0093446 | 0.0093446 | 0.0093446 | 0.0093446 | 0.0093446 | 0.0093446 | 0.0093446 | 0.0093446 | 0.0093446 | 0.0093446 | 0.0093446 | 0.0093446 | 0.0093446 | 0.0093446 | 0.0093446 | 0.0093446 | 0.0093446 | 0.0093446 | 0.0093446 | 0.0093446
F7_Commercial_School_Existing_Miscellaneous_Natural Gas_Miscellaneous_Baseline Forecast | F7 | Commercial | School | Existing | Miscellaneous | Natural Gas | Miscellaneous | Baseline Forecast | Avg. Replacement Summer Demand (kW) | 0 | 0 | 0 | 0 | 0 | 0 | 0 | 0 | 0 | 0 | 0 | 0 | 0 | 0 | 0 | 0 | 0 | 0 | 0 | 0 | 0 | 0 | 0 | 0 | 0 | 0 | 0 | 0 | 0 | 0 | 0 | 0 | 0
F8_Commercial_School_Existing_Miscellaneous_Natural Gas_Miscellaneous_Baseline Forecast | F8 | Commercial | School | Existing | Miscellaneous | Natural Gas | Miscellaneous | Baseline Forecast | Avg. Replacement Winter Demand (kW) | 0 | 0 | 0 | 0 | 0 | 0 | 0 | 0 | 0 | 0 | 0 | 0 | 0 | 0 | 0 | 0 | 0 | 0 | 0 | 0 | 0 | 0 | 0 | 0 | 0 | 0 | 0 | 0 | 0 | 0 | 0 | 0 | 0
F1_Commercial_School_New_Space Heating_Natural Gas_Furnace_Baseline Forecast | F1 | Commercial | School | New | Space Heating | Natural Gas | Furnace | Baseline Forecast | Units | 0 | 8022.965 | 46720.7049 | 71451.271 | 103346.3135 | 146631.3834 | 187088.8574 | 222946.7668 | 255196.5715 | 286335.0775 | 317067.4009 | 347494.405 | 377879.7206 | 408351.9785 | 439011.6714 | 469727.8487 | 500452.4205 | 531137.1897 | 561781.525 | 592384.7877 | 622994.5947 | 653610.9898 | 684190.8583 | 714733.7026 | 745239.0203 | 775749.4629 | 806265.0605 | 836785.8433 | 867311.8414 | 897843.0855 | 928379.6062 | 958921.4344 | 972677.8512
F2_Commercial_School_New_Space Heating_Natural Gas_Furnace_Baseline Forecast | F2 | Commercial | School | New | Space Heating | Natural Gas | Furnace | Baseline Forecast | Usage (MMtherm) | 0 | 0.0021205 | 0.012283 | 0.018684 | 0.02688 | 0.037934 | 0.048138 | 0.057053 | 0.064949 | 0.072473 | 0.079808 | 0.08698 | 0.094058 | 0.10107 | 0.10805 | 0.11495 | 0.12177 | 0.12849 | 0.13512 | 0.14165 | 0.1481 | 0.15447 | 0.16073 | 0.16691 | 0.17299 | 0.17899 | 0.1849 | 0.19073 | 0.19648 | 0.20214 | 0.20772 | 0.21321 | 0.21627
F3_Commercial_School_New_Space Heating_Natural Gas_Furnace_Baseline Forecast | F3 | Commercial | School | New | Space Heating | Natural Gas | Furnace | Baseline Forecast | Summer Peak Demand (MW) | 0 | 0 | 0 | 0 | 0 | 0 | 0 | 0 | 0 | 0 | 0 | 0 | 0 | 0 | 0 | 0 | 0 | 0 | 0 | 0 | 0 | 0 | 0 | 0 | 0 | 0 | 0 | 0 | 0 | 0 | 0 | 0 | 0
F4_Commercial_School_New_Space Heating_Natural Gas_Furnace_Baseline Forecast | F4 | Commercial | School | New | Space Heating | Natural Gas | Furnace | Baseline Forecast | Winter Peak Demand (MW) | 0 | 0 | 0 | 0 | 0 | 0 | 0 | 0 | 0 | 0 | 0 | 0 | 0 | 0 | 0 | 0 | 0 | 0 | 0 | 0 | 0 | 0 | 0 | 0 | 0 | 0 | 0 | 0 | 0 | 0 | 0 | 0 | 0
F5_Commercial_School_New_Space Heating_Natural Gas_Furnace_Baseline Forecast | F5 | Commercial | School | New | Space Heating | Natural Gas | Furnace | Baseline Forecast | Turnover | 0 | 8022.965 | 38697.7399 | 24730.5661 | 31895.0425 | 43285.0699 | 40457.474 | 35857.9095 | 32249.8047 | 31138.506 | 30732.3234 | 30427.0041 | 30385.3156 | 30472.2579 | 30659.693 | 30716.1772 | 30724.5719 | 30684.7692 | 30644.3352 | 31220.414 | 34156.2342 | 35792.3715 | 37811.1576 | 40547.5012 | 42852.4989 | 44666.1415 | 46063.1508 | 47267.6399 | 48348.6605 | 49323.4711 | 50220.5238 | 51055.697 | 37666.9003
F6_Commercial_School_New_Space Heating_Natural Gas_Furnace_Baseline Forecast | F6 | Commercial | School | New | Space Heating | Natural Gas | Furnace | Baseline Forecast | Avg. Replacement Usage (kWh) | 0.2643 | 0.2643 | 0.2629 | 0.2615 | 0.2601 | 0.2587 | 0.2573 | 0.2559 | 0.2545 | 0.25311 | 0.25171 | 0.25031 | 0.24891 | 0.24751 | 0.24611 | 0.24471 | 0.24331 | 0.24192 | 0.24052 | 0.23912 | 0.23772 | 0.23633 | 0.23493 | 0.23353 | 0.23213 | 0.23074 | 0.22933 | 0.22794 | 0.22654 | 0.22514 | 0.22374 | 0.22235 | 0.22235
F7_Commercial_School_New_Space Heating_Natural Gas_Furnace_Baseline Forecast | F7 | Commercial | School | New | Space Heating | Natural Gas | Furnace | Baseline Forecast | Avg. Replacement Summer Demand (kW) | 0 | 0 | 0 | 0 | 0 | 0 | 0 | 0 | 0 | 0 | 0 | 0 | 0 | 0 | 0 | 0 | 0 | 0 | 0 | 0 | 0 | 0 | 0 | 0 | 0 | 0 | 0 | 0 | 0 | 0 | 0 | 0 | 0
F8_Commercial_School_New_Space Heating_Natural Gas_Furnace_Baseline Forecast | F8 | Commercial | School | New | Space Heating | Natural Gas | Furnace | Baseline Forecast | Avg. Replacement Winter Demand (kW) | 0 | 0 | 0 | 0 | 0 | 0 | 0 | 0 | 0 | 0 | 0 | 0 | 0 | 0 | 0 | 0 | 0 | 0 | 0 | 0 | 0 | 0 | 0 | 0 | 0 | 0 | 0 | 0 | 0 | 0 | 0 | 0 | 0
F1_Commercial_School_New_Space Heating_Natural Gas_Boiler_Baseline Forecast | F1 | Commercial | School | New | Space Heating | Natural Gas | Boiler | Baseline Forecast | Units | 0 | 19700.426 | 114722.8969 | 175448.911 | 253767.3285 | 360054.0084 | 459397.5141 | 547446.7689 | 626636.3064 | 703097.0452 | 778560.4007 | 853274.0435 | 927885.3198 | 1002710.0834 | 1077995.0947 | 1153418.8032 | 1228863.1249 | 1304209.711 | 1379457.0112 | 1454603.4579 | 1529765.9739 | 1604944.667 | 1680033.6689 | 1755031.7578 | 1829937.6997 | 1904856.2261 | 1979787.4106 | 2054731.3272 | 2129688.0503 | 2204657.6548 | 2279640.216 | 2354635.8096 | 2388414.7517
F2_Commercial_School_New_Space Heating_Natural Gas_Boiler_Baseline Forecast | F2 | Commercial | School | New | Space Heating | Natural Gas | Boiler | Baseline Forecast | Usage (MMtherm) | 0 | 0.01497 | 0.086712 | 0.12952 | 0.18434 | 0.25827 | 0.32653 | 0.38615 | 0.43803 | 0.48748 | 0.53567 | 0.58279 | 0.62929 | 0.67537 | 0.72119 | 0.76654 | 0.81134 | 0.85552 | 0.89905 | 0.94196 | 0.98432 | 1.0261 | 1.0672 | 1.1073 | 1.1468 | 1.1857 | 1.224 | 1.2617 | 1.2988 | 1.3355 | 1.3716 | 1.4072 | 1.4269
F3_Commercial_School_New_Space Heating_Natural Gas_Boiler_Baseline Forecast | F3 | Commercial | School | New | Space Heating | Natural Gas | Boiler | Baseline Forecast | Summer Peak Demand (MW) | 0 | 0 | 0 | 0 | 0 | 0 | 0 | 0 | 0 | 0 | 0 | 0 | 0 | 0 | 0 | 0 | 0 | 0 | 0 | 0 | 0 | 0 | 0 | 0 | 0 | 0 | 0 | 0 | 0 | 0 | 0 | 0 | 0
F4_Commercial_School_New_Space Heating_Natural Gas_Boiler_Baseline Forecast | F4 | Commercial | School | New | Space Heating | Natural Gas | Boiler | Baseline Forecast | Winter Peak Demand (MW) | 0 | 0 | 0 | 0 | 0 | 0 | 0 | 0 | 0 | 0 | 0 | 0 | 0 | 0 | 0 | 0 | 0 | 0 | 0 | 0 | 0 | 0 | 0 | 0 | 0 | 0 | 0 | 0 | 0 | 0 | 0 | 0 | 0
F5_Commercial_School_New_Space Heating_Natural Gas_Boiler_Baseline Forecast | F5 | Commercial | School | New | Space Heating | Natural Gas | Boiler | Baseline Forecast | Turnover | 0 | 19700.426 | 95022.4709 | 60726.0141 | 78318.4174 | 106286.6799 | 99343.5057 | 88049.2548 | 79189.5376 | 76460.7388 | 75463.3555 | 74713.6428 | 74611.2763 | 74824.7636 | 75285.0112 | 75423.7085 | 75444.3217 | 75346.5861 | 75247.3002 | 75146.4467 | 75162.516 | 75178.6931 | 76879.9497 | 85264.6296 | 89759.7076 | 95541.8059 | 103342.0458 | 109803.2001 | 114651.4586 | 118254.7765 | 121283.6938 | 123947.8374 | 85073.1313
F6_Commercial_School_New_Space Heating_Natural Gas_Boiler_Baseline Forecast | F6 | Commercial | School | New | Space Heating | Natural Gas | Boiler | Baseline Forecast | Avg. Replacement Usage (kWh) | 0.75986 | 0.75986 | 0.75583 | 0.71256 | 0.70875 | 0.70494 | 0.70113 | 0.69732 | 0.68183 | 0.67809 | 0.67434 | 0.67059 | 0.66684 | 0.6631 | 0.65935 | 0.6556 | 0.65186 | 0.64811 | 0.64436 | 0.64062 | 0.63687 | 0.63313 | 0.62938 | 0.62564 | 0.62189 | 0.61816 | 0.6144 | 0.61066 | 0.60692 | 0.60318 | 0.59943 | 0.59568 | 0.59568
F7_Commercial_School_New_Space Heating_Natural Gas_Boiler_Baseline Forecast | F7 | Commercial | School | New | Space Heating | Natural Gas | Boiler | Baseline Forecast | Avg. Replacement Summer Demand (kW) | 0 | 0 | 0 | 0 | 0 | 0 | 0 | 0 | 0 | 0 | 0 | 0 | 0 | 0 | 0 | 0 | 0 | 0 | 0 | 0 | 0 | 0 | 0 | 0 | 0 | 0 | 0 | 0 | 0 | 0 | 0 | 0 | 0
F8_Commercial_School_New_Space Heating_Natural Gas_Boiler_Baseline Forecast | F8 | Commercial | School | New | Space Heating | Natural Gas | Boiler | Baseline Forecast | Avg. Replacement Winter Demand (kW) | 0 | 0 | 0 | 0 | 0 | 0 | 0 | 0 | 0 | 0 | 0 | 0 | 0 | 0 | 0 | 0 | 0 | 0 | 0 | 0 | 0 | 0 | 0 | 0 | 0 | 0 | 0 | 0 | 0 | 0 | 0 | 0 | 0
F1_Commercial_School_New_Space Heating_Natural Gas_Unit Heater_Baseline Forecast | F1 | Commercial | School | New | Space Heating | Natural Gas | Unit Heater | Baseline Forecast | Units | 0 | 1409.2744 | 8206.7284 | 12550.7776 | 18153.3033 | 25756.545 | 32863.1052 | 39161.7286 | 44826.5701 | 50296.2063 | 55694.4946 | 61039.1519 | 66376.4865 | 71729.0929 | 77114.6232 | 82510.0753 | 87907.0019 | 93296.937 | 98679.7697 | 104055.3877 | 109432.1553 | 114810.0802 | 120181.5889 | 125546.5942 | 130905.0077 | 136264.3215 | 141624.5407 | 146985.6708 | 152347.7169 | 157710.6846 | 163074.5791 | 168439.4058 | 170855.7901
F2_Commercial_School_New_Space Heating_Natural Gas_Unit Heater_Baseline Forecast | F2 | Commercial | School | New | Space Heating | Natural Gas | Unit Heater | Baseline Forecast | Usage (MMtherm) | 0 | 0.00021285 | 0.0012329 | 0.0018755 | 0.0026982 | 0.0038077 | 0.004832 | 0.0057269 | 0.0065194 | 0.0072747 | 0.008011 | 0.0087309 | 0.0094413 | 0.010145 | 0.010845 | 0.011538 | 0.012223 | 0.012898 | 0.013563 | 0.014219 | 0.014866 | 0.015505 | 0.016134 | 0.016754 | 0.017365 | 0.017967 | 0.01856 | 0.019146 | 0.019722 | 0.020291 | 0.020851 | 0.021402 | 0.021709
F3_Commercial_School_New_Space Heating_Natural Gas_Unit Heater_Baseline Forecast | F3 | Commercial | School | New | Space Heating | Natural Gas | Unit Heater | Baseline Forecast | Summer Peak Demand (MW) | 0 | 0 | 0 | 0 | 0 | 0 | 0 | 0 | 0 | 0 | 0 | 0 | 0 | 0 | 0 | 0 | 0 | 0 | 0 | 0 | 0 | 0 | 0 | 0 | 0 | 0 | 0 | 0 | 0 | 0 | 0 | 0 | 0
F4_Commercial_School_New_Space Heating_Natural Gas_Unit Heater_Baseline Forecast | F4 | Commercial | School | New | Space Heating | Natural Gas | Unit Heater | Baseline Forecast | Winter Peak Demand (MW) | 0 | 0 | 0 | 0 | 0 | 0 | 0 | 0 | 0 | 0 | 0 | 0 | 0 | 0 | 0 | 0 | 0 | 0 | 0 | 0 | 0 | 0 | 0 | 0 | 0 | 0 | 0 | 0 | 0 | 0 | 0 | 0 | 0
F5_Commercial_School_New_Space Heating_Natural Gas_Unit Heater_Baseline Forecast | F5 | Commercial | School | New | Space Heating | Natural Gas | Unit Heater | Baseline Forecast | Turnover | 0 | 1409.2744 | 6797.454 | 4344.0492 | 5602.5257 | 7603.2417 | 7106.5602 | 6298.6234 | 5664.8415 | 5469.6363 | 5398.2882 | 5344.6574 | 5619.1894 | 6937.5811 | 7522.3199 | 8225.3889 | 9181.5244 | 10208.3582 | 11909.7748 | 11086.9947 | 11369.6982 | 11776.4027 | 11429.0204 | 11123.0567 | 11186.2288 | 11474.8581 | 11879.029 | 12398.4237 | 13105.5197 | 14285.3099 | 14872.453 | 15429.9185 | 13074.3834
F6_Commercial_School_New_Space Heating_Natural Gas_Unit Heater_Baseline Forecast | F6 | Commercial | School | New | Space Heating | Natural Gas | Unit Heater | Baseline Forecast | Avg. Replacement Usage (kWh) | 0.15103 | 0.15103 | 0.15023 | 0.14943 | 0.14863 | 0.14784 | 0.14704 | 0.14624 | 0.14544 | 0.14464 | 0.14384 | 0.14304 | 0.14224 | 0.14144 | 0.14064 | 0.13984 | 0.13904 | 0.13824 | 0.13744 | 0.13664 | 0.13585 | 0.13505 | 0.13425 | 0.13345 | 0.13265 | 0.13185 | 0.13105 | 0.13026 | 0.12946 | 0.12866 | 0.12786 | 0.12706 | 0.12706
F7_Commercial_School_New_Space Heating_Natural Gas_Unit Heater_Baseline Forecast | F7 | Commercial | School | New | Space Heating | Natural Gas | Unit Heater | Baseline Forecast | Avg. Replacement Summer Demand (kW) | 0 | 0 | 0 | 0 | 0 | 0 | 0 | 0 | 0 | 0 | 0 | 0 | 0 | 0 | 0 | 0 | 0 | 0 | 0 | 0 | 0 | 0 | 0 | 0 | 0 | 0 | 0 | 0 | 0 | 0 | 0 | 0 | 0
F8_Commercial_School_New_Space Heating_Natural Gas_Unit Heater_Baseline Forecast | F8 | Commercial | School | New | Space Heating | Natural Gas | Unit Heater | Baseline Forecast | Avg. Replacement Winter Demand (kW) | 0 | 0 | 0 | 0 | 0 | 0 | 0 | 0 | 0 | 0 | 0 | 0 | 0 | 0 | 0 | 0 | 0 | 0 | 0 | 0 | 0 | 0 | 0 | 0 | 0 | 0 | 0 | 0 | 0 | 0 | 0 | 0 | 0
F1_Commercial_School_New_Water Heating_Natural Gas_Water Heater_Baseline Forecast | F1 | Commercial | School | New | Water Heating | Natural Gas | Water Heater | Baseline Forecast | Units | 0 | 28806.706 | 167752.147 | 256548.0153 | 371068.1592 | 526484.5515 | 671748.3725 | 800497.3139 | 916291.2426 | 1028095.0188 | 1138440.3835 | 1247689.4901 | 1356788.9124 | 1466200.504 | 1576285.0871 | 1686572.4785 | 1796890.0112 | 1907064.6313 | 2017094.0719 | 2126976.0406 | 2236881.5064 | 2346810.6271 | 2456608.5979 | 2566273.6321 | 2675803.9257 | 2785352.6209 | 2894919.8251 | 3004505.6466 | 3114110.1943 | 3223733.5777 | 3333375.9068 | 3443037.2925 | 3492430.1357
F2_Commercial_School_New_Water Heating_Natural Gas_Water Heater_Baseline Forecast | F2 | Commercial | School | New | Water Heating | Natural Gas | Water Heater | Baseline Forecast | Usage (MMtherm) | 0 | 0.0040251 | 0.02344 | 0.035847 | 0.051849 | 0.073565 | 0.093863 | 0.11185 | 0.12803 | 0.14365 | 0.15907 | 0.17434 | 0.18958 | 0.20487 | 0.22025 | 0.23566 | 0.25108 | 0.26647 | 0.28185 | 0.2972 | 0.31256 | 0.32792 | 0.34326 | 0.35858 | 0.37389 | 0.38919 | 0.4045 | 0.41982 | 0.43513 | 0.45045 | 0.46577 | 0.48109 | 0.48799
F3_Commercial_School_New_Water Heating_Natural Gas_Water Heater_Baseline Forecast | F3 | Commercial | School | New | Water Heating | Natural Gas | Water Heater | Baseline Forecast | Summer Peak Demand (MW) | 0 | 0 | 0 | 0 | 0 | 0 | 0 | 0 | 0 | 0 | 0 | 0 | 0 | 0 | 0 | 0 | 0 | 0 | 0 | 0 | 0 | 0 | 0 | 0 | 0 | 0 | 0 | 0 | 0 | 0 | 0 | 0 | 0
F4_Commercial_School_New_Water Heating_Natural Gas_Water Heater_Baseline Forecast | F4 | Commercial | School | New | Water Heating | Natural Gas | Water Heater | Baseline Forecast | Winter Peak Demand (MW) | 0 | 0 | 0 | 0 | 0 | 0 | 0 | 0 | 0 | 0 | 0 | 0 | 0 | 0 | 0 | 0 | 0 | 0 | 0 | 0 | 0 | 0 | 0 | 0 | 0 | 0 | 0 | 0 | 0 | 0 | 0 | 0 | 0
F5_Commercial_School_New_Water Heating_Natural Gas_Water Heater_Baseline Forecast | F5 | Commercial | School | New | Water Heating | Natural Gas | Water Heater | Baseline Forecast | Turnover | 0 | 28806.706 | 138945.441 | 88795.8683 | 114520.144 | 155416.3922 | 145263.821 | 128748.9414 | 115793.9287 | 111803.7762 | 116106.7059 | 141647.2677 | 152777.125 | 167257.7825 | 187444.8142 | 208779.8457 | 243733.493 | 226919.7644 | 232529.7758 | 241824.2842 | 241127.3361 | 241132.7653 | 244816.3641 | 254122.7172 | 267980.3963 | 291750.7809 | 303630.451 | 315138.3916 | 327703.3699 | 337920.7588 | 349669.6715 | 346238.9143 | 290950.0404
F6_Commercial_School_New_Water Heating_Natural Gas_Water Heater_Baseline Forecast | F6 | Commercial | School | New | Water Heating | Natural Gas | Water Heater | Baseline Forecast | Avg. Replacement Usage (kWh) | 0.13973 | 0.13973 | 0.13973 | 0.13973 | 0.13973 | 0.13973 | 0.13973 | 0.13973 | 0.13973 | 0.13973 | 0.13973 | 0.13973 | 0.13973 | 0.13973 | 0.13973 | 0.13973 | 0.13973 | 0.13973 | 0.13973 | 0.13973 | 0.13973 | 0.13973 | 0.13973 | 0.13973 | 0.13973 | 0.13973 | 0.13973 | 0.13973 | 0.13973 | 0.13973 | 0.13973 | 0.13973 | 0.13973
F7_Commercial_School_New_Water Heating_Natural Gas_Water Heater_Baseline Forecast | F7 | Commercial | School | New | Water Heating | Natural Gas | Water Heater | Baseline Forecast | Avg. Replacement Summer Demand (kW) | 0 | 0 | 0 | 0 | 0 | 0 | 0 | 0 | 0 | 0 | 0 | 0 | 0 | 0 | 0 | 0 | 0 | 0 | 0 | 0 | 0 | 0 | 0 | 0 | 0 | 0 | 0 | 0 | 0 | 0 | 0 | 0 | 0
F8_Commercial_School_New_Water Heating_Natural Gas_Water Heater_Baseline Forecast | F8 | Commercial | School | New | Water Heating | Natural Gas | Water Heater | Baseline Forecast | Avg. Replacement Winter Demand (kW) | 0 | 0 | 0 | 0 | 0 | 0 | 0 | 0 | 0 | 0 | 0 | 0 | 0 | 0 | 0 | 0 | 0 | 0 | 0 | 0 | 0 | 0 | 0 | 0 | 0 | 0 | 0 | 0 | 0 | 0 | 0 | 0 | 0
F1_Commercial_School_New_Food Preparation_Natural Gas_Oven_Baseline Forecast | F1 | Commercial | School | New | Food Preparation | Natural Gas | Oven | Baseline Forecast | Units | 0 | 2761.0969 | 16078.8924 | 24589.8965 | 35566.5493 | 50463.0707 | 64386.4772 | 76726.9475 | 87825.6914 | 98541.9827 | 109118.4867 | 119589.9153 | 130046.9968 | 140533.9994 | 151085.5077 | 161656.4549 | 172230.2912 | 182790.4294 | 193336.6523 | 203868.7402 | 214403.0802 | 224939.6876 | 235463.7243 | 245975.0192 | 256473.3993 | 266973.5432 | 277475.4611 | 287979.1636 | 298484.6609 | 308991.9635 | 319501.0822 | 330012.0273 | 334746.2869
F2_Commercial_School_New_Food Preparation_Natural Gas_Oven_Baseline Forecast | F2 | Commercial | School | New | Food Preparation | Natural Gas | Oven | Baseline Forecast | Usage (MMtherm) | 0 | 5.3581e-05 | 0.00031202 | 0.00047719 | 0.0006902 | 0.00097927 | 0.0012495 | 0.0014889 | 0.0017043 | 0.0019123 | 0.0021175 | 0.0023207 | 0.0025237 | 0.0027272 | 0.0029319 | 0.0031371 | 0.0033423 | 0.0035472 | 0.0037518 | 0.0039562 | 0.0041607 | 0.0043651 | 0.0045694 | 0.0047733 | 0.0049771 | 0.0051808 | 0.0053846 | 0.0055885 | 0.0057923 | 0.0059962 | 0.0062002 | 0.0064041 | 0.006496
F3_Commercial_School_New_Food Preparation_Natural Gas_Oven_Baseline Forecast | F3 | Commercial | School | New | Food Preparation | Natural Gas | Oven | Baseline Forecast | Summer Peak Demand (MW) | 0 | 0 | 0 | 0 | 0 | 0 | 0 | 0 | 0 | 0 | 0 | 0 | 0 | 0 | 0 | 0 | 0 | 0 | 0 | 0 | 0 | 0 | 0 | 0 | 0 | 0 | 0 | 0 | 0 | 0 | 0 | 0 | 0
F4_Commercial_School_New_Food Preparation_Natural Gas_Oven_Baseline Forecast | F4 | Commercial | School | New | Food Preparation | Natural Gas | Oven | Baseline Forecast | Winter Peak Demand (MW) | 0 | 0 | 0 | 0 | 0 | 0 | 0 | 0 | 0 | 0 | 0 | 0 | 0 | 0 | 0 | 0 | 0 | 0 | 0 | 0 | 0 | 0 | 0 | 0 | 0 | 0 | 0 | 0 | 0 | 0 | 0 | 0 | 0
F5_Commercial_School_New_Food Preparation_Natural Gas_Oven_Baseline Forecast | F5 | Commercial | School | New | Food Preparation | Natural Gas | Oven | Baseline Forecast | Turnover | 0 | 2761.0969 | 13317.7955 | 8511.0041 | 10976.6528 | 14896.5214 | 13923.4066 | 12340.4702 | 11098.7439 | 10716.2914 | 10576.504 | 10471.4286 | 11009.3009 | 13592.3372 | 14737.9768 | 16115.4526 | 17988.7448 | 20000.5514 | 23334.0227 | 21722.0049 | 22275.887 | 23072.7157 | 22392.1129 | 21792.6588 | 21916.4276 | 22481.9196 | 23273.7846 | 24291.3998 | 25676.7655 | 27988.2492 | 29138.5994 | 30230.8042 | 25615.7623
F6_Commercial_School_New_Food Preparation_Natural Gas_Oven_Baseline Forecast | F6 | Commercial | School | New | Food Preparation | Natural Gas | Oven | Baseline Forecast | Avg. Replacement Usage (kWh) | 0.019406 | 0.019406 | 0.019406 | 0.019406 | 0.019406 | 0.019406 | 0.019406 | 0.019406 | 0.019406 | 0.019406 | 0.019406 | 0.019406 | 0.019406 | 0.019406 | 0.019406 | 0.019406 | 0.019406 | 0.019406 | 0.019406 | 0.019406 | 0.019406 | 0.019406 | 0.019406 | 0.019406 | 0.019406 | 0.019406 | 0.019406 | 0.019406 | 0.019406 | 0.019406 | 0.019406 | 0.019406 | 0.019406
F7_Commercial_School_New_Food Preparation_Natural Gas_Oven_Baseline Forecast | F7 | Commercial | School | New | Food Preparation | Natural Gas | Oven | Baseline Forecast | Avg. Replacement Summer Demand (kW) | 0 | 0 | 0 | 0 | 0 | 0 | 0 | 0 | 0 | 0 | 0 | 0 | 0 | 0 | 0 | 0 | 0 | 0 | 0 | 0 | 0 | 0 | 0 | 0 | 0 | 0 | 0 | 0 | 0 | 0 | 0 | 0 | 0
F8_Commercial_School_New_Food Preparation_Natural Gas_Oven_Baseline Forecast | F8 | Commercial | School | New | Food Preparation | Natural Gas | Oven | Baseline Forecast | Avg. Replacement Winter Demand (kW) | 0 | 0 | 0 | 0 | 0 | 0 | 0 | 0 | 0 | 0 | 0 | 0 | 0 | 0 | 0 | 0 | 0 | 0 | 0 | 0 | 0 | 0 | 0 | 0 | 0 | 0 | 0 | 0 | 0 | 0 | 0 | 0 | 0
F1_Commercial_School_New_Food Preparation_Natural Gas_Conveyor Oven_Baseline Forecast | F1 | Commercial | School | New | Food Preparation | Natural Gas | Conveyor Oven | Baseline Forecast | Units | 0 | 1380.5484 | 8039.4462 | 12294.9482 | 17783.2746 | 25231.5353 | 32193.2386 | 38363.4737 | 43912.8457 | 49270.9914 | 54559.2433 | 59794.9576 | 65023.4984 | 70266.9997 | 75542.7538 | 80828.2275 | 86115.1456 | 91395.2147 | 96668.3262 | 101934.3701 | 107201.5401 | 112469.8438 | 117731.8621 | 122987.5096 | 128236.6996 | 133486.7716 | 138737.7306 | 143989.5818 | 149242.3304 | 154495.9818 | 159750.5411 | 165006.0137 | 167373.1435
F2_Commercial_School_New_Food Preparation_Natural Gas_Conveyor Oven_Baseline Forecast | F2 | Commercial | School | New | Food Preparation | Natural Gas | Conveyor Oven | Baseline Forecast | Usage (MMtherm) | 0 | 4.5841e-05 | 0.00026695 | 0.00040825 | 0.00059049 | 0.0008378 | 0.001069 | 0.0012738 | 0.0014581 | 0.001636 | 0.0018116 | 0.0019855 | 0.0021591 | 0.0023332 | 0.0025084 | 0.0026839 | 0.0028594 | 0.0030347 | 0.0032098 | 0.0033847 | 0.0035596 | 0.0037345 | 0.0039092 | 0.0040837 | 0.004258 | 0.0044324 | 0.0046067 | 0.0047811 | 0.0049555 | 0.00513 | 0.0053045 | 0.005479 | 0.0055576
F3_Commercial_School_New_Food Preparation_Natural Gas_Conveyor Oven_Baseline Forecast | F3 | Commercial | School | New | Food Preparation | Natural Gas | Conveyor Oven | Baseline Forecast | Summer Peak Demand (MW) | 0 | 0 | 0 | 0 | 0 | 0 | 0 | 0 | 0 | 0 | 0 | 0 | 0 | 0 | 0 | 0 | 0 | 0 | 0 | 0 | 0 | 0 | 0 | 0 | 0 | 0 | 0 | 0 | 0 | 0 | 0 | 0 | 0
F4_Commercial_School_New_Food Preparation_Natural Gas_Conveyor Oven_Baseline Forecast | F4 | Commercial | School | New | Food Preparation | Natural Gas | Conveyor Oven | Baseline Forecast | Winter Peak Demand (MW) | 0 | 0 | 0 | 0 | 0 | 0 | 0 | 0 | 0 | 0 | 0 | 0 | 0 | 0 | 0 | 0 | 0 | 0 | 0 | 0 | 0 | 0 | 0 | 0 | 0 | 0 | 0 | 0 | 0 | 0 | 0 | 0 | 0
F5_Commercial_School_New_Food Preparation_Natural Gas_Conveyor Oven_Baseline Forecast | F5 | Commercial | School | New | Food Preparation | Natural Gas | Conveyor Oven | Baseline Forecast | Turnover | 0 | 1380.5484 | 6658.8978 | 4255.5021 | 5488.3264 | 7448.2607 | 6961.7033 | 6170.2351 | 5549.372 | 5358.1457 | 5288.252 | 5235.7143 | 5228.5407 | 5243.5013 | 5275.7541 | 5285.4736 | 5286.9181 | 5556.1788 | 6825.7788 | 7359.2782 | 8039.4227 | 8975.7579 | 9982.2249 | 11649.5473 | 10844.1486 | 11120.8454 | 11519.0132 | 11185.8893 | 10838.2087 | 10607.9641 | 10543.0315 | 10525.0228 | 7626.3812
F6_Commercial_School_New_Food Preparation_Natural Gas_Conveyor Oven_Baseline Forecast | F6 | Commercial | School | New | Food Preparation | Natural Gas | Conveyor Oven | Baseline Forecast | Avg. Replacement Usage (kWh) | 0.033205 | 0.033205 | 0.033205 | 0.033205 | 0.033205 | 0.033205 | 0.033205 | 0.033205 | 0.033205 | 0.033205 | 0.033205 | 0.033205 | 0.033205 | 0.033205 | 0.033205 | 0.033205 | 0.033205 | 0.033205 | 0.033205 | 0.033205 | 0.033205 | 0.033205 | 0.033205 | 0.033205 | 0.033205 | 0.033205 | 0.033205 | 0.033205 | 0.033205 | 0.033205 | 0.033205 | 0.033205 | 0.033205
F7_Commercial_School_New_Food Preparation_Natural Gas_Conveyor Oven_Baseline Forecast | F7 | Commercial | School | New | Food Preparation | Natural Gas | Conveyor Oven | Baseline Forecast | Avg. Replacement Summer Demand (kW) | 0 | 0 | 0 | 0 | 0 | 0 | 0 | 0 | 0 | 0 | 0 | 0 | 0 | 0 | 0 | 0 | 0 | 0 | 0 | 0 | 0 | 0 | 0 | 0 | 0 | 0 | 0 | 0 | 0 | 0 | 0 | 0 | 0
F8_Commercial_School_New_Food Preparation_Natural Gas_Conveyor Oven_Baseline Forecast | F8 | Commercial | School | New | Food Preparation | Natural Gas | Conveyor Oven | Baseline Forecast | Avg. Replacement Winter Demand (kW) | 0 | 0 | 0 | 0 | 0 | 0 | 0 | 0 | 0 | 0 | 0 | 0 | 0 | 0 | 0 | 0 | 0 | 0 | 0 | 0 | 0 | 0 | 0 | 0 | 0 | 0 | 0 | 0 | 0 | 0 | 0 | 0 | 0
F1_Commercial_School_New_Food Preparation_Natural Gas_Double Rack Oven_Baseline Forecast | F1 | Commercial | School | New | Food Preparation | Natural Gas | Double Rack Oven | Baseline Forecast | Units | 0 | 1380.5484 | 8039.4462 | 12294.9482 | 17783.2746 | 25231.5353 | 32193.2386 | 38363.4737 | 43912.8457 | 49270.9914 | 54559.2433 | 59794.9576 | 65023.4984 | 70266.9997 | 75542.7538 | 80828.2275 | 86115.1456 | 91395.2147 | 96668.3262 | 101934.3701 | 107201.5401 | 112469.8438 | 117731.8621 | 122987.5096 | 128236.6996 | 133486.7716 | 138737.7306 | 143989.5818 | 149242.3304 | 154495.9818 | 159750.5411 | 165006.0137 | 167373.1435
F2_Commercial_School_New_Food Preparation_Natural Gas_Double Rack Oven_Baseline Forecast | F2 | Commercial | School | New | Food Preparation | Natural Gas | Double Rack Oven | Baseline Forecast | Usage (MMtherm) | 0 | 6.964e-05 | 0.00040554 | 0.0006202 | 0.00089706 | 0.0012728 | 0.001624 | 0.0019352 | 0.0022151 | 0.0024854 | 0.0027522 | 0.0030163 | 0.00328 | 0.0035445 | 0.0038107 | 0.0040773 | 0.004344 | 0.0046103 | 0.0048763 | 0.005142 | 0.0054077 | 0.0056734 | 0.0059388 | 0.006204 | 0.0064687 | 0.0067336 | 0.0069985 | 0.0072634 | 0.0075284 | 0.0077934 | 0.0080584 | 0.0083235 | 0.0084429
F3_Commercial_School_New_Food Preparation_Natural Gas_Double Rack Oven_Baseline Forecast | F3 | Commercial | School | New | Food Preparation | Natural Gas | Double Rack Oven | Baseline Forecast | Summer Peak Demand (MW) | 0 | 0 | 0 | 0 | 0 | 0 | 0 | 0 | 0 | 0 | 0 | 0 | 0 | 0 | 0 | 0 | 0 | 0 | 0 | 0 | 0 | 0 | 0 | 0 | 0 | 0 | 0 | 0 | 0 | 0 | 0 | 0 | 0
F4_Commercial_School_New_Food Preparation_Natural Gas_Double Rack Oven_Baseline Forecast | F4 | Commercial | School | New | Food Preparation | Natural Gas | Double Rack Oven | Baseline Forecast | Winter Peak Demand (MW) | 0 | 0 | 0 | 0 | 0 | 0 | 0 | 0 | 0 | 0 | 0 | 0 | 0 | 0 | 0 | 0 | 0 | 0 | 0 | 0 | 0 | 0 | 0 | 0 | 0 | 0 | 0 | 0 | 0 | 0 | 0 | 0 | 0
F5_Commercial_School_New_Food Preparation_Natural Gas_Double Rack Oven_Baseline Forecast | F5 | Commercial | School | New | Food Preparation | Natural Gas | Double Rack Oven | Baseline Forecast | Turnover | 0 | 1380.5484 | 6658.8978 | 4255.5021 | 5488.3264 | 7448.2607 | 6961.7033 | 6170.2351 | 5549.372 | 5358.1457 | 5288.252 | 5235.7143 | 5504.6504 | 6796.1686 | 7368.9884 | 8057.7263 | 8994.3724 | 10000.2757 | 11667.0113 | 10861.0025 | 11137.9435 | 11536.3579 | 11196.0565 | 10896.3294 | 10958.2138 | 11240.9598 | 11636.8923 | 12145.6999 | 12838.3827 | 13994.1246 | 14569.2997 | 15115.4021 | 12807.8811
F6_Commercial_School_New_Food Preparation_Natural Gas_Double Rack Oven_Baseline Forecast | F6 | Commercial | School | New | Food Preparation | Natural Gas | Double Rack Oven | Baseline Forecast | Avg. Replacement Usage (kWh) | 0.050444 | 0.050444 | 0.050444 | 0.050444 | 0.050444 | 0.050444 | 0.050444 | 0.050444 | 0.050444 | 0.050444 | 0.050444 | 0.050444 | 0.050444 | 0.050444 | 0.050444 | 0.050444 | 0.050444 | 0.050444 | 0.050444 | 0.050444 | 0.050444 | 0.050444 | 0.050444 | 0.050444 | 0.050444 | 0.050444 | 0.050444 | 0.050444 | 0.050444 | 0.050444 | 0.050444 | 0.050444 | 0.050444
F7_Commercial_School_New_Food Preparation_Natural Gas_Double Rack Oven_Baseline Forecast | F7 | Commercial | School | New | Food Preparation | Natural Gas | Double Rack Oven | Baseline Forecast | Avg. Replacement Summer Demand (kW) | 0 | 0 | 0 | 0 | 0 | 0 | 0 | 0 | 0 | 0 | 0 | 0 | 0 | 0 | 0 | 0 | 0 | 0 | 0 | 0 | 0 | 0 | 0 | 0 | 0 | 0 | 0 | 0 | 0 | 0 | 0 | 0 | 0
F8_Commercial_School_New_Food Preparation_Natural Gas_Double Rack Oven_Baseline Forecast | F8 | Commercial | School | New | Food Preparation | Natural Gas | Double Rack Oven | Baseline Forecast | Avg. Replacement Winter Demand (kW) | 0 | 0 | 0 | 0 | 0 | 0 | 0 | 0 | 0 | 0 | 0 | 0 | 0 | 0 | 0 | 0 | 0 | 0 | 0 | 0 | 0 | 0 | 0 | 0 | 0 | 0 | 0 | 0 | 0 | 0 | 0 | 0 | 0
F1_Commercial_School_New_Food Preparation_Natural Gas_Fryer_Baseline Forecast | F1 | Commercial | School | New | Food Preparation | Natural Gas | Fryer | Baseline Forecast | Units | 0 | 3573.1842 | 20807.9784 | 31822.219 | 46027.2991 | 65305.1503 | 83323.6764 | 99293.6967 | 113656.7771 | 127524.9188 | 141212.1592 | 154763.4198 | 168296.1135 | 181867.5286 | 195522.4217 | 209202.4711 | 222886.2592 | 236552.3204 | 250200.3736 | 263830.1344 | 277462.8097 | 291098.4192 | 304717.7609 | 318320.6131 | 331906.752 | 345495.1735 | 359085.8909 | 372678.9175 | 386274.267 | 399871.9528 | 413471.9887 | 427074.3883 | 433201.0772
F2_Commercial_School_New_Food Preparation_Natural Gas_Fryer_Baseline Forecast | F2 | Commercial | School | New | Food Preparation | Natural Gas | Fryer | Baseline Forecast | Usage (MMtherm) | 0 | 0.00011216 | 0.00065317 | 0.00088879 | 0.0011927 | 0.0016051 | 0.0019816 | 0.0022735 | 0.0025434 | 0.0028121 | 0.0030754 | 0.0033108 | 0.0036003 | 0.0038906 | 0.0041827 | 0.0044753 | 0.0047681 | 0.0050604 | 0.0053524 | 0.005644 | 0.0059356 | 0.0062273 | 0.0065186 | 0.0068096 | 0.0071003 | 0.007391 | 0.0076817 | 0.0079725 | 0.0082633 | 0.0085542 | 0.0088452 | 0.0091361 | 0.0092672
F3_Commercial_School_New_Food Preparation_Natural Gas_Fryer_Baseline Forecast | F3 | Commercial | School | New | Food Preparation | Natural Gas | Fryer | Baseline Forecast | Summer Peak Demand (MW) | 0 | 0 | 0 | 0 | 0 | 0 | 0 | 0 | 0 | 0 | 0 | 0 | 0 | 0 | 0 | 0 | 0 | 0 | 0 | 0 | 0 | 0 | 0 | 0 | 0 | 0 | 0 | 0 | 0 | 0 | 0 | 0 | 0
F4_Commercial_School_New_Food Preparation_Natural Gas_Fryer_Baseline Forecast | F4 | Commercial | School | New | Food Preparation | Natural Gas | Fryer | Baseline Forecast | Winter Peak Demand (MW) | 0 | 0 | 0 | 0 | 0 | 0 | 0 | 0 | 0 | 0 | 0 | 0 | 0 | 0 | 0 | 0 | 0 | 0 | 0 | 0 | 0 | 0 | 0 | 0 | 0 | 0 | 0 | 0 | 0 | 0 | 0 | 0 | 0
F5_Commercial_School_New_Food Preparation_Natural Gas_Fryer_Baseline Forecast | F5 | Commercial | School | New | Food Preparation | Natural Gas | Fryer | Baseline Forecast | Turnover | 0 | 3573.1842 | 17234.7942 | 11014.2406 | 14205.0801 | 19277.8512 | 18911.8222 | 20948.6909 | 20850.6434 | 22285.0841 | 25667.3433 | 30506.2574 | 30009.9475 | 31899.2176 | 34175.8082 | 35400.7112 | 38084.2073 | 39445.5954 | 41297.9077 | 43713.7297 | 46194.1268 | 47459.9733 | 49297.346 | 51226.078 | 53022.6659 | 55351.1546 | 57100.8243 | 58989.5057 | 61022.5141 | 63012.3357 | 64799.2032 | 66712.9984 | 61164.7115
F6_Commercial_School_New_Food Preparation_Natural Gas_Fryer_Baseline Forecast | F6 | Commercial | School | New | Food Preparation | Natural Gas | Fryer | Baseline Forecast | Avg. Replacement Usage (kWh) | 0.031391 | 0.031391 | 0.031391 | 0.021392 | 0.021392 | 0.021392 | 0.021392 | 0.021392 | 0.021392 | 0.021392 | 0.021392 | 0.021392 | 0.021392 | 0.021392 | 0.021392 | 0.021392 | 0.021392 | 0.021392 | 0.021392 | 0.021392 | 0.021392 | 0.021392 | 0.021392 | 0.021392 | 0.021392 | 0.021392 | 0.021392 | 0.021392 | 0.021392 | 0.021392 | 0.021392 | 0.021392 | 0.021392
F7_Commercial_School_New_Food Preparation_Natural Gas_Fryer_Baseline Forecast | F7 | Commercial | School | New | Food Preparation | Natural Gas | Fryer | Baseline Forecast | Avg. Replacement Summer Demand (kW) | 0 | 0 | 0 | 0 | 0 | 0 | 0 | 0 | 0 | 0 | 0 | 0 | 0 | 0 | 0 | 0 | 0 | 0 | 0 | 0 | 0 | 0 | 0 | 0 | 0 | 0 | 0 | 0 | 0 | 0 | 0 | 0 | 0
F8_Commercial_School_New_Food Preparation_Natural Gas_Fryer_Baseline Forecast | F8 | Commercial | School | New | Food Preparation | Natural Gas | Fryer | Baseline Forecast | Avg. Replacement Winter Demand (kW) | 0 | 0 | 0 | 0 | 0 | 0 | 0 | 0 | 0 | 0 | 0 | 0 | 0 | 0 | 0 | 0 | 0 | 0 | 0 | 0 | 0 | 0 | 0 | 0 | 0 | 0 | 0 | 0 | 0 | 0 | 0 | 0 | 0
F1_Commercial_School_New_Food Preparation_Natural Gas_Broiler_Baseline Forecast | F1 | Commercial | School | New | Food Preparation | Natural Gas | Broiler | Baseline Forecast | Units | 0 | 5522.1937 | 32157.7848 | 49179.793 | 71133.0985 | 100926.1413 | 128772.9545 | 153453.8949 | 175651.3827 | 197083.9655 | 218236.9734 | 239179.8306 | 260093.9935 | 281067.9988 | 302171.0153 | 323312.9099 | 344460.5824 | 365580.8589 | 386673.3047 | 407737.4804 | 428806.1605 | 449879.3751 | 470927.4486 | 491950.0384 | 512946.7986 | 533947.0864 | 554950.9223 | 575958.3271 | 596969.3217 | 617983.9271 | 639002.1643 | 660024.0547 | 669492.5739
F2_Commercial_School_New_Food Preparation_Natural Gas_Broiler_Baseline Forecast | F2 | Commercial | School | New | Food Preparation | Natural Gas | Broiler | Baseline Forecast | Usage (MMtherm) | 0 | 0.00019066 | 0.0011103 | 0.001698 | 0.0024559 | 0.0034845 | 0.004446 | 0.0052981 | 0.0060645 | 0.0068044 | 0.0075348 | 0.0082578 | 0.0089799 | 0.009704 | 0.010433 | 0.011163 | 0.011893 | 0.012622 | 0.01335 | 0.014077 | 0.014805 | 0.015532 | 0.016259 | 0.016985 | 0.01771 | 0.018435 | 0.01916 | 0.019885 | 0.020611 | 0.021336 | 0.022062 | 0.022788 | 0.023115
F3_Commercial_School_New_Food Preparation_Natural Gas_Broiler_Baseline Forecast | F3 | Commercial | School | New | Food Preparation | Natural Gas | Broiler | Baseline Forecast | Summer Peak Demand (MW) | 0 | 0 | 0 | 0 | 0 | 0 | 0 | 0 | 0 | 0 | 0 | 0 | 0 | 0 | 0 | 0 | 0 | 0 | 0 | 0 | 0 | 0 | 0 | 0 | 0 | 0 | 0 | 0 | 0 | 0 | 0 | 0 | 0
F4_Commercial_School_New_Food Preparation_Natural Gas_Broiler_Baseline Forecast | F4 | Commercial | School | New | Food Preparation | Natural Gas | Broiler | Baseline Forecast | Winter Peak Demand (MW) | 0 | 0 | 0 | 0 | 0 | 0 | 0 | 0 | 0 | 0 | 0 | 0 | 0 | 0 | 0 | 0 | 0 | 0 | 0 | 0 | 0 | 0 | 0 | 0 | 0 | 0 | 0 | 0 | 0 | 0 | 0 | 0 | 0
F5_Commercial_School_New_Food Preparation_Natural Gas_Broiler_Baseline Forecast | F5 | Commercial | School | New | Food Preparation | Natural Gas | Broiler | Baseline Forecast | Turnover | 0 | 5522.1937 | 26635.5911 | 17022.0082 | 21953.3056 | 29793.0428 | 27846.8132 | 24680.9404 | 22197.4878 | 21432.5827 | 21153.0079 | 20942.8572 | 22018.6017 | 27184.6745 | 29475.9535 | 32230.9052 | 35977.4897 | 40001.1027 | 46668.0453 | 43444.0099 | 44551.7739 | 46145.4314 | 44784.2259 | 43585.3175 | 43832.8551 | 44963.8391 | 46547.5692 | 48582.7996 | 51353.531 | 55976.4985 | 58277.1988 | 60461.6084 | 51231.5246
F6_Commercial_School_New_Food Preparation_Natural Gas_Broiler_Baseline Forecast | F6 | Commercial | School | New | Food Preparation | Natural Gas | Broiler | Baseline Forecast | Avg. Replacement Usage (kWh) | 0.034526 | 0.034526 | 0.034526 | 0.034526 | 0.034526 | 0.034526 | 0.034526 | 0.034526 | 0.034526 | 0.034526 | 0.034526 | 0.034526 | 0.034526 | 0.034526 | 0.034526 | 0.034526 | 0.034526 | 0.034526 | 0.034526 | 0.034526 | 0.034526 | 0.034526 | 0.034526 | 0.034526 | 0.034526 | 0.034526 | 0.034526 | 0.034526 | 0.034526 | 0.034526 | 0.034526 | 0.034526 | 0.034526
F7_Commercial_School_New_Food Preparation_Natural Gas_Broiler_Baseline Forecast | F7 | Commercial | School | New | Food Preparation | Natural Gas | Broiler | Baseline Forecast | Avg. Replacement Summer Demand (kW) | 0 | 0 | 0 | 0 | 0 | 0 | 0 | 0 | 0 | 0 | 0 | 0 | 0 | 0 | 0 | 0 | 0 | 0 | 0 | 0 | 0 | 0 | 0 | 0 | 0 | 0 | 0 | 0 | 0 | 0 | 0 | 0 | 0
F8_Commercial_School_New_Food Preparation_Natural Gas_Broiler_Baseline Forecast | F8 | Commercial | School | New | Food Preparation | Natural Gas | Broiler | Baseline Forecast | Avg. Replacement Winter Demand (kW) | 0 | 0 | 0 | 0 | 0 | 0 | 0 | 0 | 0 | 0 | 0 | 0 | 0 | 0 | 0 | 0 | 0 | 0 | 0 | 0 | 0 | 0 | 0 | 0 | 0 | 0 | 0 | 0 | 0 | 0 | 0 | 0 | 0
F1_Commercial_School_New_Food Preparation_Natural Gas_Griddle_Baseline Forecast | F1 | Commercial | School | New | Food Preparation | Natural Gas | Griddle | Baseline Forecast | Units | 0 | 7796.0382 | 45399.2256 | 69430.296 | 100423.1979 | 142483.9642 | 181797.1122 | 216640.7928 | 247978.4227 | 278236.1866 | 308099.2565 | 337665.6431 | 367191.5203 | 396801.8807 | 426594.3746 | 456441.7551 | 486297.2928 | 516114.1537 | 545891.7242 | 575629.3841 | 605373.403 | 635123.8237 | 664838.7509 | 694517.7012 | 724160.1862 | 753807.6513 | 783460.1256 | 813117.6383 | 842780.2189 | 872447.8971 | 902120.7026 | 931798.6654 | 945165.9866
F2_Commercial_School_New_Food Preparation_Natural Gas_Griddle_Baseline Forecast | F2 | Commercial | School | New | Food Preparation | Natural Gas | Griddle | Baseline Forecast | Usage (MMtherm) | 0 | 0.00017867 | 0.0010405 | 0.0015912 | 0.0023015 | 0.0032654 | 0.0041664 | 0.0049649 | 0.0056831 | 0.0063766 | 0.007061 | 0.0077386 | 0.0084152 | 0.0090938 | 0.0097766 | 0.010461 | 0.011145 | 0.011828 | 0.012511 | 0.013192 | 0.013874 | 0.014556 | 0.015237 | 0.015917 | 0.016596 | 0.017276 | 0.017955 | 0.018635 | 0.019315 | 0.019995 | 0.020675 | 0.021355 | 0.021661
F3_Commercial_School_New_Food Preparation_Natural Gas_Griddle_Baseline Forecast | F3 | Commercial | School | New | Food Preparation | Natural Gas | Griddle | Baseline Forecast | Summer Peak Demand (MW) | 0 | 0 | 0 | 0 | 0 | 0 | 0 | 0 | 0 | 0 | 0 | 0 | 0 | 0 | 0 | 0 | 0 | 0 | 0 | 0 | 0 | 0 | 0 | 0 | 0 | 0 | 0 | 0 | 0 | 0 | 0 | 0 | 0
F4_Commercial_School_New_Food Preparation_Natural Gas_Griddle_Baseline Forecast | F4 | Commercial | School | New | Food Preparation | Natural Gas | Griddle | Baseline Forecast | Winter Peak Demand (MW) | 0 | 0 | 0 | 0 | 0 | 0 | 0 | 0 | 0 | 0 | 0 | 0 | 0 | 0 | 0 | 0 | 0 | 0 | 0 | 0 | 0 | 0 | 0 | 0 | 0 | 0 | 0 | 0 | 0 | 0 | 0 | 0 | 0
F5_Commercial_School_New_Food Preparation_Natural Gas_Griddle_Baseline Forecast | F5 | Commercial | School | New | Food Preparation | Natural Gas | Griddle | Baseline Forecast | Turnover | 0 | 7796.0382 | 37603.1874 | 24031.0704 | 30992.902 | 42060.7663 | 39313.148 | 34843.6806 | 31337.6298 | 30257.7639 | 29863.07 | 29566.3866 | 31085.0848 | 38378.364 | 41613.1109 | 45502.4545 | 50791.7501 | 56472.145 | 65884.2993 | 61332.7198 | 62896.622 | 65146.4914 | 63224.7895 | 61532.2129 | 61881.6778 | 63478.3611 | 65714.2153 | 68587.4818 | 72499.1025 | 79025.6449 | 82273.6924 | 85357.5648 | 72326.8582
F6_Commercial_School_New_Food Preparation_Natural Gas_Griddle_Baseline Forecast | F6 | Commercial | School | New | Food Preparation | Natural Gas | Griddle | Baseline Forecast | Avg. Replacement Usage (kWh) | 0.022918 | 0.022918 | 0.022918 | 0.022918 | 0.022918 | 0.022918 | 0.022918 | 0.022918 | 0.022918 | 0.022918 | 0.022918 | 0.022918 | 0.022918 | 0.022918 | 0.022918 | 0.022918 | 0.022918 | 0.022918 | 0.022918 | 0.022918 | 0.022918 | 0.022918 | 0.022918 | 0.022918 | 0.022918 | 0.022918 | 0.022918 | 0.022918 | 0.022918 | 0.022918 | 0.022918 | 0.022918 | 0.022918
F7_Commercial_School_New_Food Preparation_Natural Gas_Griddle_Baseline Forecast | F7 | Commercial | School | New | Food Preparation | Natural Gas | Griddle | Baseline Forecast | Avg. Replacement Summer Demand (kW) | 0 | 0 | 0 | 0 | 0 | 0 | 0 | 0 | 0 | 0 | 0 | 0 | 0 | 0 | 0 | 0 | 0 | 0 | 0 | 0 | 0 | 0 | 0 | 0 | 0 | 0 | 0 | 0 | 0 | 0 | 0 | 0 | 0
F8_Commercial_School_New_Food Preparation_Natural Gas_Griddle_Baseline Forecast | F8 | Commercial | School | New | Food Preparation | Natural Gas | Griddle | Baseline Forecast | Avg. Replacement Winter Demand (kW) | 0 | 0 | 0 | 0 | 0 | 0 | 0 | 0 | 0 | 0 | 0 | 0 | 0 | 0 | 0 | 0 | 0 | 0 | 0 | 0 | 0 | 0 | 0 | 0 | 0 | 0 | 0 | 0 | 0 | 0 | 0 | 0 | 0
F1_Commercial_School_New_Food Preparation_Natural Gas_Range_Baseline Forecast | F1 | Commercial | School | New | Food Preparation | Natural Gas | Range | Baseline Forecast | Units | 0 | 9636.7694 | 56118.4872 | 85823.5603 | 124134.2308 | 176126.0113 | 224721.4304 | 267792.0911 | 306528.8836 | 343930.8417 | 380844.9143 | 417392.2533 | 453889.5181 | 490491.2136 | 527318.0464 | 564212.725 | 601117.4869 | 637974.44 | 674782.8258 | 711541.8775 | 748308.7898 | 785083.6154 | 821814.5671 | 858501.0473 | 895142.4524 | 931790.0134 | 968443.7663 | 1005103.7473 | 1041769.9928 | 1078442.5394 | 1115121.424 | 1151806.6836 | 1168330.1779
F2_Commercial_School_New_Food Preparation_Natural Gas_Range_Baseline Forecast | F2 | Commercial | School | New | Food Preparation | Natural Gas | Range | Baseline Forecast | Usage (MMtherm) | 0 | 0.00022909 | 0.0013341 | 0.0020403 | 0.002951 | 0.004187 | 0.0053422 | 0.0063661 | 0.007287 | 0.0081761 | 0.0090537 | 0.0099225 | 0.01079 | 0.01166 | 0.012536 | 0.013413 | 0.01429 | 0.015166 | 0.016041 | 0.016915 | 0.017789 | 0.018664 | 0.019537 | 0.020409 | 0.02128 | 0.022151 | 0.023022 | 0.023894 | 0.024766 | 0.025637 | 0.026509 | 0.027382 | 0.027774
F3_Commercial_School_New_Food Preparation_Natural Gas_Range_Baseline Forecast | F3 | Commercial | School | New | Food Preparation | Natural Gas | Range | Baseline Forecast | Summer Peak Demand (MW) | 0 | 0 | 0 | 0 | 0 | 0 | 0 | 0 | 0 | 0 | 0 | 0 | 0 | 0 | 0 | 0 | 0 | 0 | 0 | 0 | 0 | 0 | 0 | 0 | 0 | 0 | 0 | 0 | 0 | 0 | 0 | 0 | 0
F4_Commercial_School_New_Food Preparation_Natural Gas_Range_Baseline Forecast | F4 | Commercial | School | New | Food Preparation | Natural Gas | Range | Baseline Forecast | Winter Peak Demand (MW) | 0 | 0 | 0 | 0 | 0 | 0 | 0 | 0 | 0 | 0 | 0 | 0 | 0 | 0 | 0 | 0 | 0 | 0 | 0 | 0 | 0 | 0 | 0 | 0 | 0 | 0 | 0 | 0 | 0 | 0 | 0 | 0 | 0
F5_Commercial_School_New_Food Preparation_Natural Gas_Range_Baseline Forecast | F5 | Commercial | School | New | Food Preparation | Natural Gas | Range | Baseline Forecast | Turnover | 0 | 9636.7694 | 46481.7177 | 29705.0731 | 38310.6705 | 51991.7805 | 48595.419 | 43070.6608 | 38736.7925 | 37401.9581 | 38841.4265 | 47385.5656 | 51108.8608 | 55953.1063 | 62706.3175 | 69843.5716 | 81536.6905 | 75911.9577 | 77788.6869 | 80897.9988 | 80664.8473 | 80666.6635 | 81898.9458 | 85012.2201 | 89648.0594 | 97600.0173 | 101574.149 | 105423.9251 | 109627.3144 | 113045.3595 | 116975.7486 | 115828.05 | 97332.1439
F6_Commercial_School_New_Food Preparation_Natural Gas_Range_Baseline Forecast | F6 | Commercial | School | New | Food Preparation | Natural Gas | Range | Baseline Forecast | Avg. Replacement Usage (kWh) | 0.023773 | 0.023773 | 0.023773 | 0.023773 | 0.023773 | 0.023773 | 0.023773 | 0.023773 | 0.023773 | 0.023773 | 0.023773 | 0.023773 | 0.023773 | 0.023773 | 0.023773 | 0.023773 | 0.023773 | 0.023773 | 0.023773 | 0.023773 | 0.023773 | 0.023773 | 0.023773 | 0.023773 | 0.023773 | 0.023773 | 0.023773 | 0.023773 | 0.023773 | 0.023773 | 0.023773 | 0.023773 | 0.023773
F7_Commercial_School_New_Food Preparation_Natural Gas_Range_Baseline Forecast | F7 | Commercial | School | New | Food Preparation | Natural Gas | Range | Baseline Forecast | Avg. Replacement Summer Demand (kW) | 0 | 0 | 0 | 0 | 0 | 0 | 0 | 0 | 0 | 0 | 0 | 0 | 0 | 0 | 0 | 0 | 0 | 0 | 0 | 0 | 0 | 0 | 0 | 0 | 0 | 0 | 0 | 0 | 0 | 0 | 0 | 0 | 0
F8_Commercial_School_New_Food Preparation_Natural Gas_Range_Baseline Forecast | F8 | Commercial | School | New | Food Preparation | Natural Gas | Range | Baseline Forecast | Avg. Replacement Winter Demand (kW) | 0 | 0 | 0 | 0 | 0 | 0 | 0 | 0 | 0 | 0 | 0 | 0 | 0 | 0 | 0 | 0 | 0 | 0 | 0 | 0 | 0 | 0 | 0 | 0 | 0 | 0 | 0 | 0 | 0 | 0 | 0 | 0 | 0
F1_Commercial_School_New_Food Preparation_Natural Gas_Steamer_Baseline Forecast | F1 | Commercial | School | New | Food Preparation | Natural Gas | Steamer | Baseline Forecast | Units | 0 | 3464.9059 | 20177.4336 | 30857.9093 | 44632.5324 | 63326.2063 | 80798.7165 | 96284.7968 | 110212.6323 | 123660.5274 | 136933.0029 | 150073.6192 | 163196.2312 | 176356.3914 | 189597.4998 | 202863.0023 | 216132.1301 | 229384.0683 | 242618.5441 | 255835.2818 | 269054.8458 | 282277.255 | 295483.8893 | 308674.5339 | 321848.9717 | 335025.6228 | 348204.5003 | 361385.617 | 374568.9862 | 387754.6209 | 400942.5345 | 414132.7402 | 420073.7718
F2_Commercial_School_New_Food Preparation_Natural Gas_Steamer_Baseline Forecast | F2 | Commercial | School | New | Food Preparation | Natural Gas | Steamer | Baseline Forecast | Usage (MMtherm) | 0 | 0.00013757 | 0.00080113 | 0.0010577 | 0.0013887 | 0.0018378 | 0.0022576 | 0.0026297 | 0.0029643 | 0.0032874 | 0.0036003 | 0.0038815 | 0.0041662 | 0.0044551 | 0.004749 | 0.0050462 | 0.0053459 | 0.0056473 | 0.0059502 | 0.0062375 | 0.0064644 | 0.0067821 | 0.0070994 | 0.0074163 | 0.0077328 | 0.0080494 | 0.0083661 | 0.0086827 | 0.0089995 | 0.0093163 | 0.0096332 | 0.0099501 | 0.010093
F3_Commercial_School_New_Food Preparation_Natural Gas_Steamer_Baseline Forecast | F3 | Commercial | School | New | Food Preparation | Natural Gas | Steamer | Baseline Forecast | Summer Peak Demand (MW) | 0 | 0 | 0 | 0 | 0 | 0 | 0 | 0 | 0 | 0 | 0 | 0 | 0 | 0 | 0 | 0 | 0 | 0 | 0 | 0 | 0 | 0 | 0 | 0 | 0 | 0 | 0 | 0 | 0 | 0 | 0 | 0 | 0
F4_Commercial_School_New_Food Preparation_Natural Gas_Steamer_Baseline Forecast | F4 | Commercial | School | New | Food Preparation | Natural Gas | Steamer | Baseline Forecast | Winter Peak Demand (MW) | 0 | 0 | 0 | 0 | 0 | 0 | 0 | 0 | 0 | 0 | 0 | 0 | 0 | 0 | 0 | 0 | 0 | 0 | 0 | 0 | 0 | 0 | 0 | 0 | 0 | 0 | 0 | 0 | 0 | 0 | 0 | 0 | 0
F5_Commercial_School_New_Food Preparation_Natural Gas_Steamer_Baseline Forecast | F5 | Commercial | School | New | Food Preparation | Natural Gas | Steamer | Baseline Forecast | Turnover | 0 | 3464.9059 | 16712.5277 | 10680.4757 | 13774.6231 | 18693.6739 | 17472.5102 | 15486.0803 | 13927.8355 | 13447.8951 | 13657.4651 | 15339.7767 | 16264.1409 | 17483.1439 | 19160.8355 | 20468.8721 | 21392.7987 | 22020.5162 | 22522.9779 | 24057.6846 | 28639.9349 | 26878.9852 | 28241.2153 | 30198.501 | 30190.7989 | 30067.5696 | 30159.8958 | 30630.1126 | 31431.2 | 33106.2052 | 34166.2956 | 35350.9565 | 29511.5045
F6_Commercial_School_New_Food Preparation_Natural Gas_Steamer_Baseline Forecast | F6 | Commercial | School | New | Food Preparation | Natural Gas | Steamer | Baseline Forecast | Avg. Replacement Usage (kWh) | 0.039704 | 0.039704 | 0.039704 | 0.024026 | 0.024026 | 0.024026 | 0.024026 | 0.024026 | 0.024026 | 0.024026 | 0.024026 | 0.024026 | 0.024026 | 0.024026 | 0.024026 | 0.024026 | 0.024026 | 0.024026 | 0.024026 | 0.024026 | 0.024026 | 0.024026 | 0.024026 | 0.024026 | 0.024026 | 0.024026 | 0.024026 | 0.024026 | 0.024026 | 0.024026 | 0.024026 | 0.024026 | 0.024026
F7_Commercial_School_New_Food Preparation_Natural Gas_Steamer_Baseline Forecast | F7 | Commercial | School | New | Food Preparation | Natural Gas | Steamer | Baseline Forecast | Avg. Replacement Summer Demand (kW) | 0 | 0 | 0 | 0 | 0 | 0 | 0 | 0 | 0 | 0 | 0 | 0 | 0 | 0 | 0 | 0 | 0 | 0 | 0 | 0 | 0 | 0 | 0 | 0 | 0 | 0 | 0 | 0 | 0 | 0 | 0 | 0 | 0
F8_Commercial_School_New_Food Preparation_Natural Gas_Steamer_Baseline Forecast | F8 | Commercial | School | New | Food Preparation | Natural Gas | Steamer | Baseline Forecast | Avg. Replacement Winter Demand (kW) | 0 | 0 | 0 | 0 | 0 | 0 | 0 | 0 | 0 | 0 | 0 | 0 | 0 | 0 | 0 | 0 | 0 | 0 | 0 | 0 | 0 | 0 | 0 | 0 | 0 | 0 | 0 | 0 | 0 | 0 | 0 | 0 | 0
F1_Commercial_School_New_Food Preparation_Natural Gas_Food Prep Other_Baseline Forecast | F1 | Commercial | School | New | Food Preparation | Natural Gas | Food Prep Other | Baseline Forecast | Units | 0 | 433.1132 | 2522.1792 | 3857.2387 | 5579.0666 | 7915.7758 | 10099.8396 | 12035.5996 | 13776.579 | 15457.5659 | 17116.6254 | 18759.2024 | 20399.5289 | 22044.5489 | 23699.6875 | 25357.8753 | 27016.5163 | 28673.0085 | 30327.318 | 31979.4102 | 33631.8557 | 35284.6569 | 36935.4862 | 38584.3167 | 40231.1215 | 41878.2029 | 43525.5625 | 45173.2021 | 46821.1233 | 48469.3276 | 50117.8168 | 51766.5925 | 52509.2215
F2_Commercial_School_New_Food Preparation_Natural Gas_Food Prep Other_Baseline Forecast | F2 | Commercial | School | New | Food Preparation | Natural Gas | Food Prep Other | Baseline Forecast | Usage (MMtherm) | 0 | 4.297e-06 | 2.5023e-05 | 3.8268e-05 | 5.5351e-05 | 7.8534e-05 | 0.0001002 | 0.00011941 | 0.00013668 | 0.00015336 | 0.00016982 | 0.00018611 | 0.00020239 | 0.00021871 | 0.00023513 | 0.00025158 | 0.00026803 | 0.00028447 | 0.00030088 | 0.00031727 | 0.00033367 | 0.00035006 | 0.00036644 | 0.0003828 | 0.00039914 | 0.00041548 | 0.00043182 | 0.00044817 | 0.00046452 | 0.00048087 | 0.00049723 | 0.00051358 | 0.00052095
F3_Commercial_School_New_Food Preparation_Natural Gas_Food Prep Other_Baseline Forecast | F3 | Commercial | School | New | Food Preparation | Natural Gas | Food Prep Other | Baseline Forecast | Summer Peak Demand (MW) | 0 | 0 | 0 | 0 | 0 | 0 | 0 | 0 | 0 | 0 | 0 | 0 | 0 | 0 | 0 | 0 | 0 | 0 | 0 | 0 | 0 | 0 | 0 | 0 | 0 | 0 | 0 | 0 | 0 | 0 | 0 | 0 | 0
F4_Commercial_School_New_Food Preparation_Natural Gas_Food Prep Other_Baseline Forecast | F4 | Commercial | School | New | Food Preparation | Natural Gas | Food Prep Other | Baseline Forecast | Winter Peak Demand (MW) | 0 | 0 | 0 | 0 | 0 | 0 | 0 | 0 | 0 | 0 | 0 | 0 | 0 | 0 | 0 | 0 | 0 | 0 | 0 | 0 | 0 | 0 | 0 | 0 | 0 | 0 | 0 | 0 | 0 | 0 | 0 | 0 | 0
F5_Commercial_School_New_Food Preparation_Natural Gas_Food Prep Other_Baseline Forecast | F5 | Commercial | School | New | Food Preparation | Natural Gas | Food Prep Other | Baseline Forecast | Turnover | 0 | 433.1132 | 2089.066 | 1335.0595 | 1721.8279 | 2336.7092 | 2184.0638 | 1935.76 | 1740.9794 | 1680.9869 | 1745.6821 | 2129.6883 | 2297.0275 | 2514.7464 | 2818.2615 | 3139.0369 | 3664.5704 | 3411.7734 | 3496.1208 | 3635.8651 | 3625.3864 | 3625.468 | 3680.8515 | 3820.7739 | 4029.1263 | 4386.5176 | 4565.1303 | 4738.1539 | 4927.0703 | 5080.6903 | 5257.337 | 5205.7551 | 4374.4784
F6_Commercial_School_New_Food Preparation_Natural Gas_Food Prep Other_Baseline Forecast | F6 | Commercial | School | New | Food Preparation | Natural Gas | Food Prep Other | Baseline Forecast | Avg. Replacement Usage (kWh) | 0.0099211 | 0.0099211 | 0.0099211 | 0.0099211 | 0.0099211 | 0.0099211 | 0.0099211 | 0.0099211 | 0.0099211 | 0.0099211 | 0.0099211 | 0.0099211 | 0.0099211 | 0.0099211 | 0.0099211 | 0.0099211 | 0.0099211 | 0.0099211 | 0.0099211 | 0.0099211 | 0.0099211 | 0.0099211 | 0.0099211 | 0.0099211 | 0.0099211 | 0.0099211 | 0.0099211 | 0.0099211 | 0.0099211 | 0.0099211 | 0.0099211 | 0.0099211 | 0.0099211
F7_Commercial_School_New_Food Preparation_Natural Gas_Food Prep Other_Baseline Forecast | F7 | Commercial | School | New | Food Preparation | Natural Gas | Food Prep Other | Baseline Forecast | Avg. Replacement Summer Demand (kW) | 0 | 0 | 0 | 0 | 0 | 0 | 0 | 0 | 0 | 0 | 0 | 0 | 0 | 0 | 0 | 0 | 0 | 0 | 0 | 0 | 0 | 0 | 0 | 0 | 0 | 0 | 0 | 0 | 0 | 0 | 0 | 0 | 0
F8_Commercial_School_New_Food Preparation_Natural Gas_Food Prep Other_Baseline Forecast | F8 | Commercial | School | New | Food Preparation | Natural Gas | Food Prep Other | Baseline Forecast | Avg. Replacement Winter Demand (kW) | 0 | 0 | 0 | 0 | 0 | 0 | 0 | 0 | 0 | 0 | 0 | 0 | 0 | 0 | 0 | 0 | 0 | 0 | 0 | 0 | 0 | 0 | 0 | 0 | 0 | 0 | 0 | 0 | 0 | 0 | 0 | 0 | 0
F1_Commercial_School_New_Miscellaneous_Natural Gas_Pool Heater_Baseline Forecast | F1 | Commercial | School | New | Miscellaneous | Natural Gas | Pool Heater | Baseline Forecast | Units | 0 | 100.3037 | 584.1054 | 893.2887 | 1292.0427 | 1833.1956 | 2338.9977 | 2787.2957 | 3190.485 | 3579.7807 | 3963.9983 | 4344.3988 | 4724.2781 | 5105.2443 | 5488.5539 | 5872.5696 | 6256.6903 | 6640.3134 | 7023.431 | 7406.0351 | 7788.721 | 8171.4892 | 8553.8008 | 8935.6496 | 9317.0291 | 9698.4728 | 10079.9808 | 10461.5538 | 10843.1919 | 11224.8956 | 11606.6652 | 11988.5013 | 12160.4849
F2_Commercial_School_New_Miscellaneous_Natural Gas_Pool Heater_Baseline Forecast | F2 | Commercial | School | New | Miscellaneous | Natural Gas | Pool Heater | Baseline Forecast | Usage (MMtherm) | 0 | 1.7166e-07 | 9.9964e-07 | 1.5288e-06 | 2.2112e-06 | 3.1374e-06 | 4.003e-06 | 4.7702e-06 | 5.4602e-06 | 6.1265e-06 | 6.784e-06 | 7.4351e-06 | 8.0852e-06 | 8.7372e-06 | 9.3932e-06 | 1.005e-05 | 1.0708e-05 | 1.1364e-05 | 1.202e-05 | 1.2675e-05 | 1.333e-05 | 1.3985e-05 | 1.4639e-05 | 1.5293e-05 | 1.5945e-05 | 1.6598e-05 | 1.7251e-05 | 1.7904e-05 | 1.8557e-05 | 1.921e-05 | 1.9864e-05 | 2.0517e-05 | 2.0812e-05
F3_Commercial_School_New_Miscellaneous_Natural Gas_Pool Heater_Baseline Forecast | F3 | Commercial | School | New | Miscellaneous | Natural Gas | Pool Heater | Baseline Forecast | Summer Peak Demand (MW) | 0 | 0 | 0 | 0 | 0 | 0 | 0 | 0 | 0 | 0 | 0 | 0 | 0 | 0 | 0 | 0 | 0 | 0 | 0 | 0 | 0 | 0 | 0 | 0 | 0 | 0 | 0 | 0 | 0 | 0 | 0 | 0 | 0
F4_Commercial_School_New_Miscellaneous_Natural Gas_Pool Heater_Baseline Forecast | F4 | Commercial | School | New | Miscellaneous | Natural Gas | Pool Heater | Baseline Forecast | Winter Peak Demand (MW) | 0 | 0 | 0 | 0 | 0 | 0 | 0 | 0 | 0 | 0 | 0 | 0 | 0 | 0 | 0 | 0 | 0 | 0 | 0 | 0 | 0 | 0 | 0 | 0 | 0 | 0 | 0 | 0 | 0 | 0 | 0 | 0 | 0
F5_Commercial_School_New_Miscellaneous_Natural Gas_Pool Heater_Baseline Forecast | F5 | Commercial | School | New | Miscellaneous | Natural Gas | Pool Heater | Baseline Forecast | Turnover | 0 | 100.3037 | 483.8018 | 309.1832 | 398.754 | 541.1529 | 525.8628 | 561.107 | 555.2731 | 590.7136 | 653.5825 | 727.3589 | 870.1992 | 838.5016 | 890.961 | 958.1824 | 984.9176 | 1047.5395 | 1080.4217 | 1127.9301 | 1187.0639 | 1242.5942 | 1317.125 | 1337.4744 | 1385.2181 | 1439.5489 | 1483.5196 | 1543.0231 | 1586.913 | 1635.4213 | 1688.1551 | 1738.2052 | 1585.2214
F6_Commercial_School_New_Miscellaneous_Natural Gas_Pool Heater_Baseline Forecast | F6 | Commercial | School | New | Miscellaneous | Natural Gas | Pool Heater | Baseline Forecast | Avg. Replacement Usage (kWh) | 0.0017114 | 0.0017114 | 0.0017114 | 0.0017114 | 0.0017114 | 0.0017114 | 0.0017114 | 0.0017114 | 0.0017114 | 0.0017114 | 0.0017114 | 0.0017114 | 0.0017114 | 0.0017114 | 0.0017114 | 0.0017114 | 0.0017114 | 0.0017114 | 0.0017114 | 0.0017114 | 0.0017114 | 0.0017114 | 0.0017114 | 0.0017114 | 0.0017114 | 0.0017114 | 0.0017114 | 0.0017114 | 0.0017114 | 0.0017114 | 0.0017114 | 0.0017114 | 0.0017114
F7_Commercial_School_New_Miscellaneous_Natural Gas_Pool Heater_Baseline Forecast | F7 | Commercial | School | New | Miscellaneous | Natural Gas | Pool Heater | Baseline Forecast | Avg. Replacement Summer Demand (kW) | 0 | 0 | 0 | 0 | 0 | 0 | 0 | 0 | 0 | 0 | 0 | 0 | 0 | 0 | 0 | 0 | 0 | 0 | 0 | 0 | 0 | 0 | 0 | 0 | 0 | 0 | 0 | 0 | 0 | 0 | 0 | 0 | 0
F8_Commercial_School_New_Miscellaneous_Natural Gas_Pool Heater_Baseline Forecast | F8 | Commercial | School | New | Miscellaneous | Natural Gas | Pool Heater | Baseline Forecast | Avg. Replacement Winter Demand (kW) | 0 | 0 | 0 | 0 | 0 | 0 | 0 | 0 | 0 | 0 | 0 | 0 | 0 | 0 | 0 | 0 | 0 | 0 | 0 | 0 | 0 | 0 | 0 | 0 | 0 | 0 | 0 | 0 | 0 | 0 | 0 | 0 | 0
F1_Commercial_School_New_Miscellaneous_Natural Gas_Miscellaneous_Baseline Forecast | F1 | Commercial | School | New | Miscellaneous | Natural Gas | Miscellaneous | Baseline Forecast | Units | 0 | 33024.884 | 192316.1639 | 294114.4482 | 425403.8246 | 603577.9041 | 770112.767 | 917714.4696 | 1050464.1516 | 1178639.4014 | 1305142.6839 | 1430389.1827 | 1555464.079 | 1680896.8556 | 1807101.1701 | 1933537.9903 | 2060009.3654 | 2186316.9011 | 2312457.9985 | 2438430.0298 | 2564428.9988 | 2690455.0865 | 2816330.82 | 2942054.1509 | 3067623.0111 | 3193212.9674 | 3318824.1431 | 3444456.6622 | 3570110.6495 | 3695786.2306 | 3821483.5318 | 3947202.6799 | 4003828.1378
F2_Commercial_School_New_Miscellaneous_Natural Gas_Miscellaneous_Baseline Forecast | F2 | Commercial | School | New | Miscellaneous | Natural Gas | Miscellaneous | Baseline Forecast | Usage (MMtherm) | 0 | 0.0003086 | 0.0017971 | 0.0027484 | 0.0039752 | 0.0056402 | 0.0071964 | 0.0085757 | 0.0098161 | 0.011014 | 0.012196 | 0.013366 | 0.014535 | 0.015707 | 0.016887 | 0.018068 | 0.01925 | 0.02043 | 0.021609 | 0.022786 | 0.023963 | 0.025141 | 0.026317 | 0.027492 | 0.028666 | 0.029839 | 0.031013 | 0.032187 | 0.033361 | 0.034536 | 0.03571 | 0.036885 | 0.037414
F3_Commercial_School_New_Miscellaneous_Natural Gas_Miscellaneous_Baseline Forecast | F3 | Commercial | School | New | Miscellaneous | Natural Gas | Miscellaneous | Baseline Forecast | Summer Peak Demand (MW) | 0 | 0 | 0 | 0 | 0 | 0 | 0 | 0 | 0 | 0 | 0 | 0 | 0 | 0 | 0 | 0 | 0 | 0 | 0 | 0 | 0 | 0 | 0 | 0 | 0 | 0 | 0 | 0 | 0 | 0 | 0 | 0 | 0
F4_Commercial_School_New_Miscellaneous_Natural Gas_Miscellaneous_Baseline Forecast | F4 | Commercial | School | New | Miscellaneous | Natural Gas | Miscellaneous | Baseline Forecast | Winter Peak Demand (MW) | 0 | 0 | 0 | 0 | 0 | 0 | 0 | 0 | 0 | 0 | 0 | 0 | 0 | 0 | 0 | 0 | 0 | 0 | 0 | 0 | 0 | 0 | 0 | 0 | 0 | 0 | 0 | 0 | 0 | 0 | 0 | 0 | 0
F5_Commercial_School_New_Miscellaneous_Natural Gas_Miscellaneous_Baseline Forecast | F5 | Commercial | School | New | Miscellaneous | Natural Gas | Miscellaneous | Baseline Forecast | Turnover | 0 | 33024.884 | 159291.2799 | 101798.2843 | 136007.217 | 204973.8399 | 204048.6983 | 199186.021 | 206246.7892 | 220322.5843 | 233941.858 | 256422.5694 | 305774.8007 | 296987.6789 | 319850.1864 | 356195.0293 | 365564.2476 | 375520.3915 | 392694.3262 | 410770.7749 | 427726.0208 | 447298.3805 | 474312.6492 | 482927.0709 | 502304.4182 | 526854.4286 | 541271.5223 | 556571.384 | 575298.8243 | 593676.6472 | 611291.3019 | 629830.6706 | 581402.7986
F6_Commercial_School_New_Miscellaneous_Natural Gas_Miscellaneous_Baseline Forecast | F6 | Commercial | School | New | Miscellaneous | Natural Gas | Miscellaneous | Baseline Forecast | Avg. Replacement Usage (kWh) | 0.0093446 | 0.0093446 | 0.0093446 | 0.0093446 | 0.0093446 | 0.0093446 | 0.0093446 | 0.0093446 | 0.0093446 | 0.0093446 | 0.0093446 | 0.0093446 | 0.0093446 | 0.0093446 | 0.0093446 | 0.0093446 | 0.0093446 | 0.0093446 | 0.0093446 | 0.0093446 | 0.0093446 | 0.0093446 | 0.0093446 | 0.0093446 | 0.0093446 | 0.0093446 | 0.0093446 | 0.0093446 | 0.0093446 | 0.0093446 | 0.0093446 | 0.0093446 | 0.0093446
F7_Commercial_School_New_Miscellaneous_Natural Gas_Miscellaneous_Baseline Forecast | F7 | Commercial | School | New | Miscellaneous | Natural Gas | Miscellaneous | Baseline Forecast | Avg. Replacement Summer Demand (kW) | 0 | 0 | 0 | 0 | 0 | 0 | 0 | 0 | 0 | 0 | 0 | 0 | 0 | 0 | 0 | 0 | 0 | 0 | 0 | 0 | 0 | 0 | 0 | 0 | 0 | 0 | 0 | 0 | 0 | 0 | 0 | 0 | 0
F8_Commercial_School_New_Miscellaneous_Natural Gas_Miscellaneous_Baseline Forecast | F8 | Commercial | School | New | Miscellaneous | Natural Gas | Miscellaneous | Baseline Forecast | Avg. Replacement Winter Demand (kW) | 0 | 0 | 0 | 0 | 0 | 0 | 0 | 0 | 0 | 0 | 0 | 0 | 0 | 0 | 0 | 0 | 0 | 0 | 0 | 0 | 0 | 0 | 0 | 0 | 0 | 0 | 0 | 0 | 0 | 0 | 0 | 0 | 0
F1_Commercial_College_Existing_Space Heating_Natural Gas_Furnace_Baseline Forecast | F1 | Commercial | College | Existing | Space Heating | Natural Gas | Furnace | Baseline Forecast | Units | 54311.8795 | 54035.553 | 53759.2264 | 53425.5252 | 53083.151 | 52707.7802 | 52357.0987 | 52046.5784 | 51767.5624 | 51498.2498 | 51232.4838 | 50969.3836 | 50706.6475 | 50443.1522 | 50178.0204 | 49912.3953 | 49646.6969 | 49381.3461 | 49116.3484 | 48851.7092 | 48587.0129 | 48322.2591 | 48057.8242 | 47793.7126 | 47529.9287 | 47266.1 | 47002.2263 | 46738.3074 | 46474.3429 | 46210.3325 | 45946.2762 | 45682.1734 | 45419.5888
F2_Commercial_College_Existing_Space Heating_Natural Gas_Furnace_Baseline Forecast | F2 | Commercial | College | Existing | Space Heating | Natural Gas | Furnace | Baseline Forecast | Usage (MMtherm) | 0.011899 | 0.011786 | 0.011608 | 0.011418 | 0.011226 | 0.011028 | 0.010837 | 0.010656 | 0.010484 | 0.010316 | 0.010152 | 0.0099915 | 0.0098343 | 0.0096805 | 0.0095299 | 0.0093832 | 0.0092404 | 0.0091018 | 0.0089674 | 0.0088368 | 0.0087098 | 0.0085863 | 0.0084656 | 0.008348 | 0.008233 | 0.0081206 | 0.0080102 | 0.0079021 | 0.007796 | 0.0076918 | 0.0075893 | 0.0074884 | 0.0074361
F3_Commercial_College_Existing_Space Heating_Natural Gas_Furnace_Baseline Forecast | F3 | Commercial | College | Existing | Space Heating | Natural Gas | Furnace | Baseline Forecast | Summer Peak Demand (MW) | 0 | 0 | 0 | 0 | 0 | 0 | 0 | 0 | 0 | 0 | 0 | 0 | 0 | 0 | 0 | 0 | 0 | 0 | 0 | 0 | 0 | 0 | 0 | 0 | 0 | 0 | 0 | 0 | 0 | 0 | 0 | 0 | 0
F4_Commercial_College_Existing_Space Heating_Natural Gas_Furnace_Baseline Forecast | F4 | Commercial | College | Existing | Space Heating | Natural Gas | Furnace | Baseline Forecast | Winter Peak Demand (MW) | 0 | 0 | 0 | 0 | 0 | 0 | 0 | 0 | 0 | 0 | 0 | 0 | 0 | 0 | 0 | 0 | 0 | 0 | 0 | 0 | 0 | 0 | 0 | 0 | 0 | 0 | 0 | 0 | 0 | 0 | 0 | 0 | 0
F5_Commercial_College_Existing_Space Heating_Natural Gas_Furnace_Baseline Forecast | F5 | Commercial | College | Existing | Space Heating | Natural Gas | Furnace | Baseline Forecast | Turnover | 0 | 1084.3255 | 1175.5941 | 1257.1085 | 1330.5071 | 1395.7558 | 1454.9252 | 1509.1116 | 1558.6939 | 1603.5442 | 1643.902 | 1680.1214 | 1712.4743 | 1741.2374 | 1766.6675 | 1789.0683 | 1808.699 | 1825.7999 | 1840.5782 | 1765.2489 | 1702.3615 | 1650.3116 | 1607.6858 | 1573.2178 | 1545.785 | 1524.3812 | 1508.128 | 1496.2498 | 1488.0631 | 1482.9664 | 1480.432 | 1479.9971 | 1778.512
F6_Commercial_College_Existing_Space Heating_Natural Gas_Furnace_Baseline Forecast | F6 | Commercial | College | Existing | Space Heating | Natural Gas | Furnace | Baseline Forecast | Avg. Replacement Usage (kWh) | 0.1917 | 0.1917 | 0.19068 | 0.18967 | 0.18865 | 0.18764 | 0.18662 | 0.18561 | 0.1846 | 0.18358 | 0.18257 | 0.18155 | 0.18054 | 0.17952 | 0.17851 | 0.17749 | 0.17648 | 0.17547 | 0.17445 | 0.17344 | 0.17242 | 0.17141 | 0.1704 | 0.16938 | 0.16837 | 0.16736 | 0.16634 | 0.16533 | 0.16431 | 0.1633 | 0.16229 | 0.16127 | 0.16127
F7_Commercial_College_Existing_Space Heating_Natural Gas_Furnace_Baseline Forecast | F7 | Commercial | College | Existing | Space Heating | Natural Gas | Furnace | Baseline Forecast | Avg. Replacement Summer Demand (kW) | 0 | 0 | 0 | 0 | 0 | 0 | 0 | 0 | 0 | 0 | 0 | 0 | 0 | 0 | 0 | 0 | 0 | 0 | 0 | 0 | 0 | 0 | 0 | 0 | 0 | 0 | 0 | 0 | 0 | 0 | 0 | 0 | 0
F8_Commercial_College_Existing_Space Heating_Natural Gas_Furnace_Baseline Forecast | F8 | Commercial | College | Existing | Space Heating | Natural Gas | Furnace | Baseline Forecast | Avg. Replacement Winter Demand (kW) | 0 | 0 | 0 | 0 | 0 | 0 | 0 | 0 | 0 | 0 | 0 | 0 | 0 | 0 | 0 | 0 | 0 | 0 | 0 | 0 | 0 | 0 | 0 | 0 | 0 | 0 | 0 | 0 | 0 | 0 | 0 | 0 | 0
F1_Commercial_College_Existing_Space Heating_Natural Gas_Boiler_Baseline Forecast | F1 | Commercial | College | Existing | Space Heating | Natural Gas | Boiler | Baseline Forecast | Units | 463248.082 | 460891.1803 | 458534.2787 | 455688.006 | 452767.7574 | 449566.0675 | 446574.9622 | 443926.4087 | 441546.568 | 439249.4911 | 436982.6646 | 434738.5767 | 432497.5935 | 430250.1353 | 427988.7179 | 425723.0939 | 423456.8447 | 421193.5597 | 418933.2861 | 416676.0713 | 414418.3692 | 412160.1764 | 409904.7039 | 407651.9888 | 405402.0685 | 403151.7665 | 400901.0806 | 398650.0085 | 396398.548 | 394146.6969 | 391894.4527 | 389641.8133 | 387402.1222
F2_Commercial_College_Existing_Space Heating_Natural Gas_Boiler_Baseline Forecast | F2 | Commercial | College | Existing | Space Heating | Natural Gas | Boiler | Baseline Forecast | Usage (MMtherm) | 0.26874 | 0.26641 | 0.2626 | 0.25851 | 0.25436 | 0.25007 | 0.2459 | 0.24198 | 0.23823 | 0.23457 | 0.23098 | 0.22747 | 0.224 | 0.2206 | 0.21723 | 0.21398 | 0.21079 | 0.20768 | 0.20464 | 0.20169 | 0.19881 | 0.19602 | 0.1933 | 0.19065 | 0.18807 | 0.18554 | 0.18307 | 0.18064 | 0.17826 | 0.17592 | 0.17362 | 0.17136 | 0.1702
F3_Commercial_College_Existing_Space Heating_Natural Gas_Boiler_Baseline Forecast | F3 | Commercial | College | Existing | Space Heating | Natural Gas | Boiler | Baseline Forecast | Summer Peak Demand (MW) | 0 | 0 | 0 | 0 | 0 | 0 | 0 | 0 | 0 | 0 | 0 | 0 | 0 | 0 | 0 | 0 | 0 | 0 | 0 | 0 | 0 | 0 | 0 | 0 | 0 | 0 | 0 | 0 | 0 | 0 | 0 | 0 | 0
F4_Commercial_College_Existing_Space Heating_Natural Gas_Boiler_Baseline Forecast | F4 | Commercial | College | Existing | Space Heating | Natural Gas | Boiler | Baseline Forecast | Winter Peak Demand (MW) | 0 | 0 | 0 | 0 | 0 | 0 | 0 | 0 | 0 | 0 | 0 | 0 | 0 | 0 | 0 | 0 | 0 | 0 | 0 | 0 | 0 | 0 | 0 | 0 | 0 | 0 | 0 | 0 | 0 | 0 | 0 | 0 | 0
F5_Commercial_College_Existing_Space Heating_Natural Gas_Boiler_Baseline Forecast | F5 | Commercial | College | Existing | Space Heating | Natural Gas | Boiler | Baseline Forecast | Turnover | 0 | 8379.8396 | 9246.4764 | 10010.7568 | 10688.795 | 11283.1589 | 11813.0803 | 12289.7498 | 12718.2291 | 13099.1477 | 13435.889 | 13732.5858 | 13992.5343 | 14218.9301 | 14414.6814 | 14582.9704 | 14726.5167 | 14847.8008 | 14948.9594 | 15031.926 | 15098.3192 | 15149.7165 | 14374.6306 | 13743.3399 | 13234.6298 | 12829.9225 | 12513.1578 | 12270.3909 | 12089.5356 | 11960.1371 | 11873.1712 | 11820.8668 | 11796.9555
F6_Commercial_College_Existing_Space Heating_Natural Gas_Boiler_Baseline Forecast | F6 | Commercial | College | Existing | Space Heating | Natural Gas | Boiler | Baseline Forecast | Avg. Replacement Usage (kWh) | 0.51766 | 0.51672 | 0.51398 | 0.51257 | 0.50883 | 0.50609 | 0.5023 | 0.50099 | 0.49826 | 0.49437 | 0.49324 | 0.4905 | 0.4865 | 0.48377 | 0.47969 | 0.48012 | 0.47599 | 0.47326 | 0.47052 | 0.46778 | 0.46505 | 0.46232 | 0.45958 | 0.45684 | 0.45411 | 0.45138 | 0.44864 | 0.44591 | 0.44317 | 0.44044 | 0.4377 | 0.43497 | 0.43497
F7_Commercial_College_Existing_Space Heating_Natural Gas_Boiler_Baseline Forecast | F7 | Commercial | College | Existing | Space Heating | Natural Gas | Boiler | Baseline Forecast | Avg. Replacement Summer Demand (kW) | 0 | 0 | 0 | 0 | 0 | 0 | 0 | 0 | 0 | 0 | 0 | 0 | 0 | 0 | 0 | 0 | 0 | 0 | 0 | 0 | 0 | 0 | 0 | 0 | 0 | 0 | 0 | 0 | 0 | 0 | 0 | 0 | 0
F8_Commercial_College_Existing_Space Heating_Natural Gas_Boiler_Baseline Forecast | F8 | Commercial | College | Existing | Space Heating | Natural Gas | Boiler | Baseline Forecast | Avg. Replacement Winter Demand (kW) | 0 | 0 | 0 | 0 | 0 | 0 | 0 | 0 | 0 | 0 | 0 | 0 | 0 | 0 | 0 | 0 | 0 | 0 | 0 | 0 | 0 | 0 | 0 | 0 | 0 | 0 | 0 | 0 | 0 | 0 | 0 | 0 | 0
F1_Commercial_College_Existing_Space Heating_Natural Gas_Unit Heater_Baseline Forecast | F1 | Commercial | College | Existing | Space Heating | Natural Gas | Unit Heater | Baseline Forecast | Units | 0 | 0 | 0 | 0 | 0 | 0 | 0 | 0 | 0 | 0 | 0 | 0 | 0 | 0 | 0 | 0 | 0 | 0 | 0 | 0 | 0 | 0 | 0 | 0 | 0 | 0 | 0 | 0 | 0 | 0 | 0 | 0 | 0
F2_Commercial_College_Existing_Space Heating_Natural Gas_Unit Heater_Baseline Forecast | F2 | Commercial | College | Existing | Space Heating | Natural Gas | Unit Heater | Baseline Forecast | Usage (MMtherm) | 0 | 0 | 0 | 0 | 0 | 0 | 0 | 0 | 0 | 0 | 0 | 0 | 0 | 0 | 0 | 0 | 0 | 0 | 0 | 0 | 0 | 0 | 0 | 0 | 0 | 0 | 0 | 0 | 0 | 0 | 0 | 0 | 0
F3_Commercial_College_Existing_Space Heating_Natural Gas_Unit Heater_Baseline Forecast | F3 | Commercial | College | Existing | Space Heating | Natural Gas | Unit Heater | Baseline Forecast | Summer Peak Demand (MW) | 0 | 0 | 0 | 0 | 0 | 0 | 0 | 0 | 0 | 0 | 0 | 0 | 0 | 0 | 0 | 0 | 0 | 0 | 0 | 0 | 0 | 0 | 0 | 0 | 0 | 0 | 0 | 0 | 0 | 0 | 0 | 0 | 0
F4_Commercial_College_Existing_Space Heating_Natural Gas_Unit Heater_Baseline Forecast | F4 | Commercial | College | Existing | Space Heating | Natural Gas | Unit Heater | Baseline Forecast | Winter Peak Demand (MW) | 0 | 0 | 0 | 0 | 0 | 0 | 0 | 0 | 0 | 0 | 0 | 0 | 0 | 0 | 0 | 0 | 0 | 0 | 0 | 0 | 0 | 0 | 0 | 0 | 0 | 0 | 0 | 0 | 0 | 0 | 0 | 0 | 0
F5_Commercial_College_Existing_Space Heating_Natural Gas_Unit Heater_Baseline Forecast | F5 | Commercial | College | Existing | Space Heating | Natural Gas | Unit Heater | Baseline Forecast | Turnover | 0 | 0 | 0 | 0 | 0 | 0 | 0 | 0 | 0 | 0 | 0 | 0 | 0 | 0 | 0 | 0 | 0 | 0 | 0 | 0 | 0 | 0 | 0 | 0 | 0 | 0 | 0 | 0 | 0 | 0 | 0 | 0 | 0
F6_Commercial_College_Existing_Space Heating_Natural Gas_Unit Heater_Baseline Forecast | F6 | Commercial | College | Existing | Space Heating | Natural Gas | Unit Heater | Baseline Forecast | Avg. Replacement Usage (kWh) | 0.10954 | 0.10954 | 0.10896 | 0.10838 | 0.1078 | 0.10723 | 0.10664 | 0.10607 | 0.10549 | 0.10491 | 0.10433 | 0.10375 | 0.10317 | 0.10259 | 0.10201 | 0.10143 | 0.10085 | 0.10027 | 0.099688 | 0.099109 | 0.098529 | 0.097951 | 0.09737 | 0.096791 | 0.096212 | 0.095634 | 0.095053 | 0.094474 | 0.093895 | 0.093316 | 0.092736 | 0.092157 | 0.092157
F7_Commercial_College_Existing_Space Heating_Natural Gas_Unit Heater_Baseline Forecast | F7 | Commercial | College | Existing | Space Heating | Natural Gas | Unit Heater | Baseline Forecast | Avg. Replacement Summer Demand (kW) | 0 | 0 | 0 | 0 | 0 | 0 | 0 | 0 | 0 | 0 | 0 | 0 | 0 | 0 | 0 | 0 | 0 | 0 | 0 | 0 | 0 | 0 | 0 | 0 | 0 | 0 | 0 | 0 | 0 | 0 | 0 | 0 | 0
F8_Commercial_College_Existing_Space Heating_Natural Gas_Unit Heater_Baseline Forecast | F8 | Commercial | College | Existing | Space Heating | Natural Gas | Unit Heater | Baseline Forecast | Avg. Replacement Winter Demand (kW) | 0 | 0 | 0 | 0 | 0 | 0 | 0 | 0 | 0 | 0 | 0 | 0 | 0 | 0 | 0 | 0 | 0 | 0 | 0 | 0 | 0 | 0 | 0 | 0 | 0 | 0 | 0 | 0 | 0 | 0 | 0 | 0 | 0
F1_Commercial_College_Existing_Water Heating_Natural Gas_Water Heater_Baseline Forecast | F1 | Commercial | College | Existing | Water Heating | Natural Gas | Water Heater | Baseline Forecast | Units | 511769.0877 | 509165.3221 | 506561.5565 | 503417.1628 | 500191.0447 | 496654.0071 | 493349.6109 | 490423.6455 | 487794.5383 | 485256.8636 | 482752.6077 | 480273.472 | 477797.7663 | 475314.9074 | 472816.6272 | 470313.6998 | 467810.0816 | 465309.7383 | 462812.7216 | 460319.0842 | 457824.9084 | 455330.1906 | 452838.4779 | 450349.8115 | 447864.2326 | 445378.232 | 442891.8073 | 440404.956 | 437917.6756 | 435429.9635 | 432941.8174 | 430453.2346 | 427978.9563
F2_Commercial_College_Existing_Water Heating_Natural Gas_Water Heater_Baseline Forecast | F2 | Commercial | College | Existing | Water Heating | Natural Gas | Water Heater | Baseline Forecast | Usage (MMtherm) | 0.11317 | 0.11113 | 0.10879 | 0.1062 | 0.10357 | 0.10095 | 0.098527 | 0.096386 | 0.094547 | 0.093003 | 0.091686 | 0.090548 | 0.089551 | 0.088664 | 0.087862 | 0.087129 | 0.086453 | 0.085822 | 0.085226 | 0.08466 | 0.084116 | 0.08359 | 0.083078 | 0.082579 | 0.082089 | 0.081606 | 0.081129 | 0.080656 | 0.080187 | 0.07972 | 0.079256 | 0.078794 | 0.078335
F3_Commercial_College_Existing_Water Heating_Natural Gas_Water Heater_Baseline Forecast | F3 | Commercial | College | Existing | Water Heating | Natural Gas | Water Heater | Baseline Forecast | Summer Peak Demand (MW) | 0 | 0 | 0 | 0 | 0 | 0 | 0 | 0 | 0 | 0 | 0 | 0 | 0 | 0 | 0 | 0 | 0 | 0 | 0 | 0 | 0 | 0 | 0 | 0 | 0 | 0 | 0 | 0 | 0 | 0 | 0 | 0 | 0
F4_Commercial_College_Existing_Water Heating_Natural Gas_Water Heater_Baseline Forecast | F4 | Commercial | College | Existing | Water Heating | Natural Gas | Water Heater | Baseline Forecast | Winter Peak Demand (MW) | 0 | 0 | 0 | 0 | 0 | 0 | 0 | 0 | 0 | 0 | 0 | 0 | 0 | 0 | 0 | 0 | 0 | 0 | 0 | 0 | 0 | 0 | 0 | 0 | 0 | 0 | 0 | 0 | 0 | 0 | 0 | 0 | 0
F5_Commercial_College_Existing_Water Heating_Natural Gas_Water Heater_Baseline Forecast | F5 | Commercial | College | Existing | Water Heating | Natural Gas | Water Heater | Baseline Forecast | Turnover | 0 | 20366.6129 | 26341.2009 | 31010.4972 | 34653.2356 | 37459.6318 | 39635.3131 | 41328.6676 | 42641.5781 | 43640.9308 | 38594.592 | 35711.9583 | 34308.7652 | 33890.3481 | 34102.1192 | 39625.7973 | 40888.0877 | 41841.8345 | 42550.0916 | 41958.2811 | 40783.1992 | 39457.2174 | 38224.0138 | 37204.5936 | 35973.779 | 35752.1924 | 36111.0357 | 36766.284 | 37324.8534 | 38832.3181 | 38749.1751 | 38372.3363 | 37818.8332
F6_Commercial_College_Existing_Water Heating_Natural Gas_Water Heater_Baseline Forecast | F6 | Commercial | College | Existing | Water Heating | Natural Gas | Water Heater | Baseline Forecast | Avg. Replacement Usage (kWh) | 0.18298 | 0.18298 | 0.18298 | 0.18298 | 0.18298 | 0.18298 | 0.18298 | 0.18298 | 0.18298 | 0.18298 | 0.18298 | 0.18298 | 0.18298 | 0.18298 | 0.18298 | 0.18298 | 0.18298 | 0.18298 | 0.18298 | 0.18298 | 0.18298 | 0.18298 | 0.18298 | 0.18298 | 0.18298 | 0.18298 | 0.18298 | 0.18298 | 0.18298 | 0.18298 | 0.18298 | 0.18298 | 0.18298
F7_Commercial_College_Existing_Water Heating_Natural Gas_Water Heater_Baseline Forecast | F7 | Commercial | College | Existing | Water Heating | Natural Gas | Water Heater | Baseline Forecast | Avg. Replacement Summer Demand (kW) | 0 | 0 | 0 | 0 | 0 | 0 | 0 | 0 | 0 | 0 | 0 | 0 | 0 | 0 | 0 | 0 | 0 | 0 | 0 | 0 | 0 | 0 | 0 | 0 | 0 | 0 | 0 | 0 | 0 | 0 | 0 | 0 | 0
F8_Commercial_College_Existing_Water Heating_Natural Gas_Water Heater_Baseline Forecast | F8 | Commercial | College | Existing | Water Heating | Natural Gas | Water Heater | Baseline Forecast | Avg. Replacement Winter Demand (kW) | 0 | 0 | 0 | 0 | 0 | 0 | 0 | 0 | 0 | 0 | 0 | 0 | 0 | 0 | 0 | 0 | 0 | 0 | 0 | 0 | 0 | 0 | 0 | 0 | 0 | 0 | 0 | 0 | 0 | 0 | 0 | 0 | 0
F1_Commercial_College_Existing_Food Preparation_Natural Gas_Oven_Baseline Forecast | F1 | Commercial | College | Existing | Food Preparation | Natural Gas | Oven | Baseline Forecast | Units | 49052.6067 | 48803.0381 | 48553.4695 | 48252.0822 | 47942.8617 | 47603.8398 | 47287.1164 | 47006.6653 | 46754.6677 | 46511.4339 | 46271.4032 | 46033.7803 | 45796.4861 | 45558.5063 | 45319.0484 | 45079.1451 | 44839.1755 | 44599.5198 | 44360.183 | 44121.1701 | 43882.1056 | 43642.9892 | 43404.1608 | 43165.6243 | 42927.3838 | 42689.1029 | 42450.7813 | 42212.4189 | 41974.0153 | 41735.5703 | 41497.0837 | 41258.5553 | 41021.398
F2_Commercial_College_Existing_Food Preparation_Natural Gas_Oven_Baseline Forecast | F2 | Commercial | College | Existing | Food Preparation | Natural Gas | Oven | Baseline Forecast | Usage (MMtherm) | 0.0011886 | 0.0011825 | 0.0011765 | 0.0011692 | 0.0011617 | 0.0011535 | 0.0011458 | 0.001139 | 0.0011329 | 0.001127 | 0.0011212 | 0.0011154 | 0.0011097 | 0.0011039 | 0.0010981 | 0.0010923 | 0.0010865 | 0.0010807 | 0.0010749 | 0.0010691 | 0.0010633 | 0.0010575 | 0.0010517 | 0.0010459 | 0.0010402 | 0.0010344 | 0.0010286 | 0.0010228 | 0.0010171 | 0.0010113 | 0.0010055 | 0.00099972 | 0.00099397
F3_Commercial_College_Existing_Food Preparation_Natural Gas_Oven_Baseline Forecast | F3 | Commercial | College | Existing | Food Preparation | Natural Gas | Oven | Baseline Forecast | Summer Peak Demand (MW) | 0 | 0 | 0 | 0 | 0 | 0 | 0 | 0 | 0 | 0 | 0 | 0 | 0 | 0 | 0 | 0 | 0 | 0 | 0 | 0 | 0 | 0 | 0 | 0 | 0 | 0 | 0 | 0 | 0 | 0 | 0 | 0 | 0
F4_Commercial_College_Existing_Food Preparation_Natural Gas_Oven_Baseline Forecast | F4 | Commercial | College | Existing | Food Preparation | Natural Gas | Oven | Baseline Forecast | Winter Peak Demand (MW) | 0 | 0 | 0 | 0 | 0 | 0 | 0 | 0 | 0 | 0 | 0 | 0 | 0 | 0 | 0 | 0 | 0 | 0 | 0 | 0 | 0 | 0 | 0 | 0 | 0 | 0 | 0 | 0 | 0 | 0 | 0 | 0 | 0
F5_Commercial_College_Existing_Food Preparation_Natural Gas_Oven_Baseline Forecast | F5 | Commercial | College | Existing | Food Preparation | Natural Gas | Oven | Baseline Forecast | Turnover | 0 | 1626.7679 | 2103.9837 | 2476.9402 | 2767.9012 | 2992.06 | 3165.8409 | 3301.0963 | 3405.9641 | 3485.7866 | 3545.4281 | 3589.0064 | 3161.7146 | 2911.0683 | 2781.8896 | 2734.2444 | 2739.4097 | 3166.7127 | 3259.1116 | 3328.594 | 3379.8152 | 3416.5019 | 3441.6472 | 3371.2822 | 3260.229 | 3141.2646 | 3032.6169 | 2943.1092 | 2839.0308 | 2815.3326 | 2838.1868 | 2885.1497 | 2941.8372
F6_Commercial_College_Existing_Food Preparation_Natural Gas_Oven_Baseline Forecast | F6 | Commercial | College | Existing | Food Preparation | Natural Gas | Oven | Baseline Forecast | Avg. Replacement Usage (kWh) | 0.024231 | 0.024231 | 0.024231 | 0.024231 | 0.024231 | 0.024231 | 0.024231 | 0.024231 | 0.024231 | 0.024231 | 0.024231 | 0.024231 | 0.024231 | 0.024231 | 0.024231 | 0.024231 | 0.024231 | 0.024231 | 0.024231 | 0.024231 | 0.024231 | 0.024231 | 0.024231 | 0.024231 | 0.024231 | 0.024231 | 0.024231 | 0.024231 | 0.024231 | 0.024231 | 0.024231 | 0.024231 | 0.024231
F7_Commercial_College_Existing_Food Preparation_Natural Gas_Oven_Baseline Forecast | F7 | Commercial | College | Existing | Food Preparation | Natural Gas | Oven | Baseline Forecast | Avg. Replacement Summer Demand (kW) | 0 | 0 | 0 | 0 | 0 | 0 | 0 | 0 | 0 | 0 | 0 | 0 | 0 | 0 | 0 | 0 | 0 | 0 | 0 | 0 | 0 | 0 | 0 | 0 | 0 | 0 | 0 | 0 | 0 | 0 | 0 | 0 | 0
F8_Commercial_College_Existing_Food Preparation_Natural Gas_Oven_Baseline Forecast | F8 | Commercial | College | Existing | Food Preparation | Natural Gas | Oven | Baseline Forecast | Avg. Replacement Winter Demand (kW) | 0 | 0 | 0 | 0 | 0 | 0 | 0 | 0 | 0 | 0 | 0 | 0 | 0 | 0 | 0 | 0 | 0 | 0 | 0 | 0 | 0 | 0 | 0 | 0 | 0 | 0 | 0 | 0 | 0 | 0 | 0 | 0 | 0
F1_Commercial_College_Existing_Food Preparation_Natural Gas_Conveyor Oven_Baseline Forecast | F1 | Commercial | College | Existing | Food Preparation | Natural Gas | Conveyor Oven | Baseline Forecast | Units | 24526.3033 | 24401.5191 | 24276.7348 | 24126.0411 | 23971.4308 | 23801.9199 | 23643.5582 | 23503.3326 | 23377.3339 | 23255.7169 | 23135.7016 | 23016.8901 | 22898.2431 | 22779.2532 | 22659.5242 | 22539.5725 | 22419.5878 | 22299.7599 | 22180.0915 | 22060.5851 | 21941.0528 | 21821.4946 | 21702.0804 | 21582.8122 | 21463.6919 | 21344.5515 | 21225.3907 | 21106.2094 | 20987.0076 | 20867.7852 | 20748.5419 | 20629.2777 | 20510.699
F2_Commercial_College_Existing_Food Preparation_Natural Gas_Conveyor Oven_Baseline Forecast | F2 | Commercial | College | Existing | Food Preparation | Natural Gas | Conveyor Oven | Baseline Forecast | Usage (MMtherm) | 0.0010169 | 0.0010117 | 0.0010065 | 0.0010003 | 0.00099386 | 0.00098683 | 0.00098027 | 0.00097445 | 0.00096923 | 0.00096419 | 0.00095921 | 0.00095428 | 0.00094936 | 0.00094443 | 0.00093947 | 0.00093449 | 0.00092952 | 0.00092455 | 0.00091959 | 0.00091463 | 0.00090968 | 0.00090472 | 0.00089977 | 0.00089483 | 0.00088989 | 0.00088495 | 0.00088001 | 0.00087507 | 0.00087012 | 0.00086518 | 0.00086024 | 0.00085529 | 0.00085038
F3_Commercial_College_Existing_Food Preparation_Natural Gas_Conveyor Oven_Baseline Forecast | F3 | Commercial | College | Existing | Food Preparation | Natural Gas | Conveyor Oven | Baseline Forecast | Summer Peak Demand (MW) | 0 | 0 | 0 | 0 | 0 | 0 | 0 | 0 | 0 | 0 | 0 | 0 | 0 | 0 | 0 | 0 | 0 | 0 | 0 | 0 | 0 | 0 | 0 | 0 | 0 | 0 | 0 | 0 | 0 | 0 | 0 | 0 | 0
F4_Commercial_College_Existing_Food Preparation_Natural Gas_Conveyor Oven_Baseline Forecast | F4 | Commercial | College | Existing | Food Preparation | Natural Gas | Conveyor Oven | Baseline Forecast | Winter Peak Demand (MW) | 0 | 0 | 0 | 0 | 0 | 0 | 0 | 0 | 0 | 0 | 0 | 0 | 0 | 0 | 0 | 0 | 0 | 0 | 0 | 0 | 0 | 0 | 0 | 0 | 0 | 0 | 0 | 0 | 0 | 0 | 0 | 0 | 0
F5_Commercial_College_Existing_Food Preparation_Natural Gas_Conveyor Oven_Baseline Forecast | F5 | Commercial | College | Existing | Food Preparation | Natural Gas | Conveyor Oven | Baseline Forecast | Turnover | 0 | 574.1534 | 742.5825 | 874.2142 | 976.9063 | 1056.0212 | 1117.3556 | 1165.0928 | 1202.105 | 1230.2776 | 1251.3276 | 1266.7081 | 1277.5339 | 1284.7074 | 1288.9466 | 1290.8701 | 1290.9586 | 1132.187 | 1036.579 | 984.6695 | 962.2998 | 959.2761 | 1102.2027 | 1130.8317 | 1152.1863 | 1167.745 | 1178.6911 | 1185.9665 | 1190.3208 | 1192.3504 | 1192.5301 | 1191.2377 | 1188.8146
F6_Commercial_College_Existing_Food Preparation_Natural Gas_Conveyor Oven_Baseline Forecast | F6 | Commercial | College | Existing | Food Preparation | Natural Gas | Conveyor Oven | Baseline Forecast | Avg. Replacement Usage (kWh) | 0.04146 | 0.04146 | 0.04146 | 0.04146 | 0.04146 | 0.04146 | 0.04146 | 0.04146 | 0.04146 | 0.04146 | 0.04146 | 0.04146 | 0.04146 | 0.04146 | 0.04146 | 0.04146 | 0.04146 | 0.04146 | 0.04146 | 0.04146 | 0.04146 | 0.04146 | 0.04146 | 0.04146 | 0.04146 | 0.04146 | 0.04146 | 0.04146 | 0.04146 | 0.04146 | 0.04146 | 0.04146 | 0.04146
F7_Commercial_College_Existing_Food Preparation_Natural Gas_Conveyor Oven_Baseline Forecast | F7 | Commercial | College | Existing | Food Preparation | Natural Gas | Conveyor Oven | Baseline Forecast | Avg. Replacement Summer Demand (kW) | 0 | 0 | 0 | 0 | 0 | 0 | 0 | 0 | 0 | 0 | 0 | 0 | 0 | 0 | 0 | 0 | 0 | 0 | 0 | 0 | 0 | 0 | 0 | 0 | 0 | 0 | 0 | 0 | 0 | 0 | 0 | 0 | 0
F8_Commercial_College_Existing_Food Preparation_Natural Gas_Conveyor Oven_Baseline Forecast | F8 | Commercial | College | Existing | Food Preparation | Natural Gas | Conveyor Oven | Baseline Forecast | Avg. Replacement Winter Demand (kW) | 0 | 0 | 0 | 0 | 0 | 0 | 0 | 0 | 0 | 0 | 0 | 0 | 0 | 0 | 0 | 0 | 0 | 0 | 0 | 0 | 0 | 0 | 0 | 0 | 0 | 0 | 0 | 0 | 0 | 0 | 0 | 0 | 0
F1_Commercial_College_Existing_Food Preparation_Natural Gas_Double Rack Oven_Baseline Forecast | F1 | Commercial | College | Existing | Food Preparation | Natural Gas | Double Rack Oven | Baseline Forecast | Units | 24526.3033 | 24401.5191 | 24276.7348 | 24126.0411 | 23971.4308 | 23801.9199 | 23643.5582 | 23503.3326 | 23377.3339 | 23255.7169 | 23135.7016 | 23016.8901 | 22898.2431 | 22779.2532 | 22659.5242 | 22539.5725 | 22419.5878 | 22299.7599 | 22180.0915 | 22060.5851 | 21941.0528 | 21821.4946 | 21702.0804 | 21582.8122 | 21463.6919 | 21344.5515 | 21225.3907 | 21106.2094 | 20987.0076 | 20867.7852 | 20748.5419 | 20629.2777 | 20510.699
F2_Commercial_College_Existing_Food Preparation_Natural Gas_Double Rack Oven_Baseline Forecast | F2 | Commercial | College | Existing | Food Preparation | Natural Gas | Double Rack Oven | Baseline Forecast | Usage (MMtherm) | 0.0015448 | 0.0015369 | 0.0015291 | 0.0015196 | 0.0015099 | 0.0014992 | 0.0014892 | 0.0014804 | 0.0014724 | 0.0014648 | 0.0014572 | 0.0014497 | 0.0014423 | 0.0014348 | 0.0014272 | 0.0014197 | 0.0014121 | 0.0014046 | 0.001397 | 0.0013895 | 0.001382 | 0.0013744 | 0.0013669 | 0.0013594 | 0.0013519 | 0.0013444 | 0.0013369 | 0.0013294 | 0.0013219 | 0.0013144 | 0.0013069 | 0.0012993 | 0.0012919
F3_Commercial_College_Existing_Food Preparation_Natural Gas_Double Rack Oven_Baseline Forecast | F3 | Commercial | College | Existing | Food Preparation | Natural Gas | Double Rack Oven | Baseline Forecast | Summer Peak Demand (MW) | 0 | 0 | 0 | 0 | 0 | 0 | 0 | 0 | 0 | 0 | 0 | 0 | 0 | 0 | 0 | 0 | 0 | 0 | 0 | 0 | 0 | 0 | 0 | 0 | 0 | 0 | 0 | 0 | 0 | 0 | 0 | 0 | 0
F4_Commercial_College_Existing_Food Preparation_Natural Gas_Double Rack Oven_Baseline Forecast | F4 | Commercial | College | Existing | Food Preparation | Natural Gas | Double Rack Oven | Baseline Forecast | Winter Peak Demand (MW) | 0 | 0 | 0 | 0 | 0 | 0 | 0 | 0 | 0 | 0 | 0 | 0 | 0 | 0 | 0 | 0 | 0 | 0 | 0 | 0 | 0 | 0 | 0 | 0 | 0 | 0 | 0 | 0 | 0 | 0 | 0 | 0 | 0
F5_Commercial_College_Existing_Food Preparation_Natural Gas_Double Rack Oven_Baseline Forecast | F5 | Commercial | College | Existing | Food Preparation | Natural Gas | Double Rack Oven | Baseline Forecast | Turnover | 0 | 813.384 | 1051.9918 | 1238.4701 | 1383.9506 | 1496.03 | 1582.9205 | 1650.5482 | 1702.982 | 1742.8933 | 1772.7141 | 1794.5032 | 1580.8573 | 1455.5341 | 1390.9448 | 1367.1222 | 1369.7049 | 1583.3564 | 1629.5558 | 1664.297 | 1689.9076 | 1708.2509 | 1720.8236 | 1685.6411 | 1630.1145 | 1570.6323 | 1516.3084 | 1471.5546 | 1419.5154 | 1407.6663 | 1419.0934 | 1442.5749 | 1470.9186
F6_Commercial_College_Existing_Food Preparation_Natural Gas_Double Rack Oven_Baseline Forecast | F6 | Commercial | College | Existing | Food Preparation | Natural Gas | Double Rack Oven | Baseline Forecast | Avg. Replacement Usage (kWh) | 0.062986 | 0.062986 | 0.062986 | 0.062986 | 0.062986 | 0.062986 | 0.062986 | 0.062986 | 0.062986 | 0.062986 | 0.062986 | 0.062986 | 0.062986 | 0.062986 | 0.062986 | 0.062986 | 0.062986 | 0.062986 | 0.062986 | 0.062986 | 0.062986 | 0.062986 | 0.062986 | 0.062986 | 0.062986 | 0.062986 | 0.062986 | 0.062986 | 0.062986 | 0.062986 | 0.062986 | 0.062986 | 0.062986
F7_Commercial_College_Existing_Food Preparation_Natural Gas_Double Rack Oven_Baseline Forecast | F7 | Commercial | College | Existing | Food Preparation | Natural Gas | Double Rack Oven | Baseline Forecast | Avg. Replacement Summer Demand (kW) | 0 | 0 | 0 | 0 | 0 | 0 | 0 | 0 | 0 | 0 | 0 | 0 | 0 | 0 | 0 | 0 | 0 | 0 | 0 | 0 | 0 | 0 | 0 | 0 | 0 | 0 | 0 | 0 | 0 | 0 | 0 | 0 | 0
F8_Commercial_College_Existing_Food Preparation_Natural Gas_Double Rack Oven_Baseline Forecast | F8 | Commercial | College | Existing | Food Preparation | Natural Gas | Double Rack Oven | Baseline Forecast | Avg. Replacement Winter Demand (kW) | 0 | 0 | 0 | 0 | 0 | 0 | 0 | 0 | 0 | 0 | 0 | 0 | 0 | 0 | 0 | 0 | 0 | 0 | 0 | 0 | 0 | 0 | 0 | 0 | 0 | 0 | 0 | 0 | 0 | 0 | 0 | 0 | 0
F1_Commercial_College_Existing_Food Preparation_Natural Gas_Fryer_Baseline Forecast | F1 | Commercial | College | Existing | Food Preparation | Natural Gas | Fryer | Baseline Forecast | Units | 63479.844 | 63156.8728 | 62833.9017 | 62443.8711 | 62043.7034 | 61604.9692 | 61195.0918 | 60832.1551 | 60506.0406 | 60191.2674 | 59880.6394 | 59573.1274 | 59266.0408 | 58958.067 | 58648.1803 | 58337.7171 | 58027.1683 | 57717.0257 | 57407.2957 | 57097.9849 | 56788.6073 | 56479.1625 | 56170.0904 | 55861.3962 | 55553.0849 | 55244.7214 | 54936.3053 | 54627.8362 | 54319.3139 | 54010.7381 | 53702.1084 | 53393.4245 | 53086.515
F2_Commercial_College_Existing_Food Preparation_Natural Gas_Fryer_Baseline Forecast | F2 | Commercial | College | Existing | Food Preparation | Natural Gas | Fryer | Baseline Forecast | Usage (MMtherm) | 0.0024881 | 0.0024754 | 0.0024628 | 0.0023556 | 0.0022368 | 0.0021088 | 0.0019982 | 0.001896 | 0.0018184 | 0.0017586 | 0.0017 | 0.0016492 | 0.0016263 | 0.0016071 | 0.0015906 | 0.0015762 | 0.0015634 | 0.0015517 | 0.0015409 | 0.0015307 | 0.001521 | 0.0015117 | 0.0015027 | 0.0014938 | 0.0014852 | 0.0014766 | 0.0014681 | 0.0014597 | 0.0014513 | 0.001443 | 0.0014347 | 0.0014264 | 0.0014181
F3_Commercial_College_Existing_Food Preparation_Natural Gas_Fryer_Baseline Forecast | F3 | Commercial | College | Existing | Food Preparation | Natural Gas | Fryer | Baseline Forecast | Summer Peak Demand (MW) | 0 | 0 | 0 | 0 | 0 | 0 | 0 | 0 | 0 | 0 | 0 | 0 | 0 | 0 | 0 | 0 | 0 | 0 | 0 | 0 | 0 | 0 | 0 | 0 | 0 | 0 | 0 | 0 | 0 | 0 | 0 | 0 | 0
F4_Commercial_College_Existing_Food Preparation_Natural Gas_Fryer_Baseline Forecast | F4 | Commercial | College | Existing | Food Preparation | Natural Gas | Fryer | Baseline Forecast | Winter Peak Demand (MW) | 0 | 0 | 0 | 0 | 0 | 0 | 0 | 0 | 0 | 0 | 0 | 0 | 0 | 0 | 0 | 0 | 0 | 0 | 0 | 0 | 0 | 0 | 0 | 0 | 0 | 0 | 0 | 0 | 0 | 0 | 0 | 0 | 0
F5_Commercial_College_Existing_Food Preparation_Natural Gas_Fryer_Baseline Forecast | F5 | Commercial | College | Existing | Food Preparation | Natural Gas | Fryer | Baseline Forecast | Turnover | 0 | 4306.1504 | 6069.1837 | 7361.9905 | 8306.277 | 8985.8811 | 7737.6695 | 7237.7924 | 7182.6247 | 7373.5129 | 8654.0474 | 8741.9688 | 8585.2049 | 8378.7389 | 8213.9478 | 7966.7642 | 7969.2779 | 8031.5122 | 8082.5581 | 8326.8319 | 8180.0313 | 8015.5025 | 7896.1997 | 7828.5365 | 7818.348 | 7830.7729 | 7813.1048 | 7768.0338 | 7761.2059 | 7665.2085 | 7592.0176 | 7542.6851 | 7506.2388
F6_Commercial_College_Existing_Food Preparation_Natural Gas_Fryer_Baseline Forecast | F6 | Commercial | College | Existing | Food Preparation | Natural Gas | Fryer | Baseline Forecast | Avg. Replacement Usage (kWh) | 0.039195 | 0.039195 | 0.039195 | 0.026711 | 0.026711 | 0.026711 | 0.026711 | 0.026711 | 0.026711 | 0.026711 | 0.026711 | 0.026711 | 0.026711 | 0.026711 | 0.026711 | 0.026711 | 0.026711 | 0.026711 | 0.026711 | 0.026711 | 0.026711 | 0.026711 | 0.026711 | 0.026711 | 0.026711 | 0.026711 | 0.026711 | 0.026711 | 0.026711 | 0.026711 | 0.026711 | 0.026711 | 0.026711
F7_Commercial_College_Existing_Food Preparation_Natural Gas_Fryer_Baseline Forecast | F7 | Commercial | College | Existing | Food Preparation | Natural Gas | Fryer | Baseline Forecast | Avg. Replacement Summer Demand (kW) | 0 | 0 | 0 | 0 | 0 | 0 | 0 | 0 | 0 | 0 | 0 | 0 | 0 | 0 | 0 | 0 | 0 | 0 | 0 | 0 | 0 | 0 | 0 | 0 | 0 | 0 | 0 | 0 | 0 | 0 | 0 | 0 | 0
F8_Commercial_College_Existing_Food Preparation_Natural Gas_Fryer_Baseline Forecast | F8 | Commercial | College | Existing | Food Preparation | Natural Gas | Fryer | Baseline Forecast | Avg. Replacement Winter Demand (kW) | 0 | 0 | 0 | 0 | 0 | 0 | 0 | 0 | 0 | 0 | 0 | 0 | 0 | 0 | 0 | 0 | 0 | 0 | 0 | 0 | 0 | 0 | 0 | 0 | 0 | 0 | 0 | 0 | 0 | 0 | 0 | 0 | 0
F1_Commercial_College_Existing_Food Preparation_Natural Gas_Broiler_Baseline Forecast | F1 | Commercial | College | Existing | Food Preparation | Natural Gas | Broiler | Baseline Forecast | Units | 98105.2134 | 97606.0762 | 97106.939 | 96504.1644 | 95885.7234 | 95207.6796 | 94574.2328 | 94013.3305 | 93509.3354 | 93022.8677 | 92542.8064 | 92067.5605 | 91592.9722 | 91117.0126 | 90638.0968 | 90158.2901 | 89678.351 | 89199.0397 | 88720.3661 | 88242.3403 | 87764.2113 | 87285.9784 | 86808.3215 | 86331.2487 | 85854.7676 | 85378.2058 | 84901.5627 | 84424.8377 | 83948.0306 | 83471.1406 | 82994.1675 | 82517.1106 | 82042.796
F2_Commercial_College_Existing_Food Preparation_Natural Gas_Broiler_Baseline Forecast | F2 | Commercial | College | Existing | Food Preparation | Natural Gas | Broiler | Baseline Forecast | Usage (MMtherm) | 0.0042293 | 0.0042078 | 0.0041862 | 0.0041603 | 0.0041336 | 0.0041044 | 0.0040771 | 0.0040529 | 0.0040311 | 0.0040102 | 0.0039895 | 0.003969 | 0.0039485 | 0.003928 | 0.0039074 | 0.0038867 | 0.003866 | 0.0038453 | 0.0038247 | 0.0038041 | 0.0037835 | 0.0037629 | 0.0037423 | 0.0037217 | 0.0037012 | 0.0036806 | 0.0036601 | 0.0036395 | 0.003619 | 0.0035984 | 0.0035778 | 0.0035573 | 0.0035368
F3_Commercial_College_Existing_Food Preparation_Natural Gas_Broiler_Baseline Forecast | F3 | Commercial | College | Existing | Food Preparation | Natural Gas | Broiler | Baseline Forecast | Summer Peak Demand (MW) | 0 | 0 | 0 | 0 | 0 | 0 | 0 | 0 | 0 | 0 | 0 | 0 | 0 | 0 | 0 | 0 | 0 | 0 | 0 | 0 | 0 | 0 | 0 | 0 | 0 | 0 | 0 | 0 | 0 | 0 | 0 | 0 | 0
F4_Commercial_College_Existing_Food Preparation_Natural Gas_Broiler_Baseline Forecast | F4 | Commercial | College | Existing | Food Preparation | Natural Gas | Broiler | Baseline Forecast | Winter Peak Demand (MW) | 0 | 0 | 0 | 0 | 0 | 0 | 0 | 0 | 0 | 0 | 0 | 0 | 0 | 0 | 0 | 0 | 0 | 0 | 0 | 0 | 0 | 0 | 0 | 0 | 0 | 0 | 0 | 0 | 0 | 0 | 0 | 0 | 0
F5_Commercial_College_Existing_Food Preparation_Natural Gas_Broiler_Baseline Forecast | F5 | Commercial | College | Existing | Food Preparation | Natural Gas | Broiler | Baseline Forecast | Turnover | 0 | 3253.5359 | 4207.9674 | 4953.8804 | 5535.8024 | 5984.12 | 6331.6818 | 6602.1927 | 6811.9282 | 6971.5733 | 7090.8563 | 7178.0128 | 6323.4291 | 5822.1365 | 5563.7792 | 5468.4889 | 5478.8195 | 6333.4254 | 6518.2232 | 6657.1881 | 6759.6305 | 6833.0037 | 6883.2944 | 6742.5644 | 6520.4581 | 6282.5293 | 6065.2338 | 5886.2183 | 5678.0616 | 5630.6652 | 5676.3735 | 5770.2994 | 5883.6743
F6_Commercial_College_Existing_Food Preparation_Natural Gas_Broiler_Baseline Forecast | F6 | Commercial | College | Existing | Food Preparation | Natural Gas | Broiler | Baseline Forecast | Avg. Replacement Usage (kWh) | 0.04311 | 0.04311 | 0.04311 | 0.04311 | 0.04311 | 0.04311 | 0.04311 | 0.04311 | 0.04311 | 0.04311 | 0.04311 | 0.04311 | 0.04311 | 0.04311 | 0.04311 | 0.04311 | 0.04311 | 0.04311 | 0.04311 | 0.04311 | 0.04311 | 0.04311 | 0.04311 | 0.04311 | 0.04311 | 0.04311 | 0.04311 | 0.04311 | 0.04311 | 0.04311 | 0.04311 | 0.04311 | 0.04311
F7_Commercial_College_Existing_Food Preparation_Natural Gas_Broiler_Baseline Forecast | F7 | Commercial | College | Existing | Food Preparation | Natural Gas | Broiler | Baseline Forecast | Avg. Replacement Summer Demand (kW) | 0 | 0 | 0 | 0 | 0 | 0 | 0 | 0 | 0 | 0 | 0 | 0 | 0 | 0 | 0 | 0 | 0 | 0 | 0 | 0 | 0 | 0 | 0 | 0 | 0 | 0 | 0 | 0 | 0 | 0 | 0 | 0 | 0
F8_Commercial_College_Existing_Food Preparation_Natural Gas_Broiler_Baseline Forecast | F8 | Commercial | College | Existing | Food Preparation | Natural Gas | Broiler | Baseline Forecast | Avg. Replacement Winter Demand (kW) | 0 | 0 | 0 | 0 | 0 | 0 | 0 | 0 | 0 | 0 | 0 | 0 | 0 | 0 | 0 | 0 | 0 | 0 | 0 | 0 | 0 | 0 | 0 | 0 | 0 | 0 | 0 | 0 | 0 | 0 | 0 | 0 | 0
F1_Commercial_College_Existing_Food Preparation_Natural Gas_Griddle_Baseline Forecast | F1 | Commercial | College | Existing | Food Preparation | Natural Gas | Griddle | Baseline Forecast | Units | 138501.4777 | 137796.8135 | 137092.1492 | 136241.1733 | 135368.0801 | 134410.8418 | 133516.564 | 132724.7019 | 132013.1794 | 131326.4015 | 130648.6678 | 129977.7325 | 129307.7255 | 128635.7825 | 127959.6661 | 127282.2919 | 126604.7308 | 125928.056 | 125252.2815 | 124577.4216 | 123902.4159 | 123227.2636 | 122552.9245 | 121879.4099 | 121206.7308 | 120533.9376 | 119861.0296 | 119188.0062 | 118514.8667 | 117841.6103 | 117168.2365 | 116494.7444 | 115825.1237
F2_Commercial_College_Existing_Food Preparation_Natural Gas_Griddle_Baseline Forecast | F2 | Commercial | College | Existing | Food Preparation | Natural Gas | Griddle | Baseline Forecast | Usage (MMtherm) | 0.0039633 | 0.0039432 | 0.003923 | 0.0038987 | 0.0038737 | 0.0038463 | 0.0038207 | 0.003798 | 0.0037777 | 0.003758 | 0.0037386 | 0.0037194 | 0.0037002 | 0.003681 | 0.0036617 | 0.0036423 | 0.0036229 | 0.0036035 | 0.0035842 | 0.0035649 | 0.0035456 | 0.0035263 | 0.003507 | 0.0034877 | 0.0034684 | 0.0034492 | 0.0034299 | 0.0034107 | 0.0033914 | 0.0033721 | 0.0033529 | 0.0033336 | 0.0033144
F3_Commercial_College_Existing_Food Preparation_Natural Gas_Griddle_Baseline Forecast | F3 | Commercial | College | Existing | Food Preparation | Natural Gas | Griddle | Baseline Forecast | Summer Peak Demand (MW) | 0 | 0 | 0 | 0 | 0 | 0 | 0 | 0 | 0 | 0 | 0 | 0 | 0 | 0 | 0 | 0 | 0 | 0 | 0 | 0 | 0 | 0 | 0 | 0 | 0 | 0 | 0 | 0 | 0 | 0 | 0 | 0 | 0
F4_Commercial_College_Existing_Food Preparation_Natural Gas_Griddle_Baseline Forecast | F4 | Commercial | College | Existing | Food Preparation | Natural Gas | Griddle | Baseline Forecast | Winter Peak Demand (MW) | 0 | 0 | 0 | 0 | 0 | 0 | 0 | 0 | 0 | 0 | 0 | 0 | 0 | 0 | 0 | 0 | 0 | 0 | 0 | 0 | 0 | 0 | 0 | 0 | 0 | 0 | 0 | 0 | 0 | 0 | 0 | 0 | 0
F5_Commercial_College_Existing_Food Preparation_Natural Gas_Griddle_Baseline Forecast | F5 | Commercial | College | Existing | Food Preparation | Natural Gas | Griddle | Baseline Forecast | Turnover | 0 | 4593.2271 | 5940.6598 | 6993.7136 | 7815.2505 | 8448.1694 | 8938.8449 | 9320.7426 | 9616.8398 | 9842.2211 | 10010.6206 | 10133.6651 | 8927.1941 | 8219.4868 | 7854.7471 | 7720.2196 | 7734.804 | 8941.3065 | 9202.1975 | 9398.3831 | 9543.0077 | 9646.5935 | 9717.5921 | 9518.9144 | 9205.3526 | 8869.4531 | 8562.683 | 8309.9553 | 8016.0869 | 7949.1743 | 8013.7038 | 8146.3051 | 8306.3638
F6_Commercial_College_Existing_Food Preparation_Natural Gas_Griddle_Baseline Forecast | F6 | Commercial | College | Existing | Food Preparation | Natural Gas | Griddle | Baseline Forecast | Avg. Replacement Usage (kWh) | 0.028616 | 0.028616 | 0.028616 | 0.028616 | 0.028616 | 0.028616 | 0.028616 | 0.028616 | 0.028616 | 0.028616 | 0.028616 | 0.028616 | 0.028616 | 0.028616 | 0.028616 | 0.028616 | 0.028616 | 0.028616 | 0.028616 | 0.028616 | 0.028616 | 0.028616 | 0.028616 | 0.028616 | 0.028616 | 0.028616 | 0.028616 | 0.028616 | 0.028616 | 0.028616 | 0.028616 | 0.028616 | 0.028616
F7_Commercial_College_Existing_Food Preparation_Natural Gas_Griddle_Baseline Forecast | F7 | Commercial | College | Existing | Food Preparation | Natural Gas | Griddle | Baseline Forecast | Avg. Replacement Summer Demand (kW) | 0 | 0 | 0 | 0 | 0 | 0 | 0 | 0 | 0 | 0 | 0 | 0 | 0 | 0 | 0 | 0 | 0 | 0 | 0 | 0 | 0 | 0 | 0 | 0 | 0 | 0 | 0 | 0 | 0 | 0 | 0 | 0 | 0
F8_Commercial_College_Existing_Food Preparation_Natural Gas_Griddle_Baseline Forecast | F8 | Commercial | College | Existing | Food Preparation | Natural Gas | Griddle | Baseline Forecast | Avg. Replacement Winter Demand (kW) | 0 | 0 | 0 | 0 | 0 | 0 | 0 | 0 | 0 | 0 | 0 | 0 | 0 | 0 | 0 | 0 | 0 | 0 | 0 | 0 | 0 | 0 | 0 | 0 | 0 | 0 | 0 | 0 | 0 | 0 | 0 | 0 | 0
F1_Commercial_College_Existing_Food Preparation_Natural Gas_Range_Baseline Forecast | F1 | Commercial | College | Existing | Food Preparation | Natural Gas | Range | Baseline Forecast | Units | 171203.2155 | 170332.1722 | 169461.1289 | 168409.2281 | 167329.9879 | 166146.735 | 165041.3083 | 164062.4788 | 163182.9579 | 162334.0241 | 161496.27 | 160666.9194 | 159838.7162 | 159008.1201 | 158172.365 | 157335.0553 | 156497.5145 | 155661.0693 | 154825.7369 | 153991.535 | 153157.153 | 152322.5897 | 151489.0317 | 150656.4927 | 149824.9867 | 148993.3395 | 148161.5505 | 147329.6188 | 146497.5435 | 145665.3239 | 144832.959 | 144000.448 | 143172.7223
F2_Commercial_College_Existing_Food Preparation_Natural Gas_Range_Baseline Forecast | F2 | Commercial | College | Existing | Food Preparation | Natural Gas | Range | Baseline Forecast | Usage (MMtherm) | 0.0050819 | 0.005056 | 0.0050301 | 0.0049989 | 0.0049669 | 0.0049318 | 0.0048989 | 0.0048699 | 0.0048438 | 0.0048186 | 0.0047937 | 0.0047691 | 0.0047445 | 0.0047199 | 0.0046951 | 0.0046702 | 0.0046453 | 0.0046205 | 0.0045957 | 0.004571 | 0.0045462 | 0.0045214 | 0.0044967 | 0.004472 | 0.0044473 | 0.0044226 | 0.0043979 | 0.0043732 | 0.0043485 | 0.0043238 | 0.0042991 | 0.0042744 | 0.0042498
F3_Commercial_College_Existing_Food Preparation_Natural Gas_Range_Baseline Forecast | F3 | Commercial | College | Existing | Food Preparation | Natural Gas | Range | Baseline Forecast | Summer Peak Demand (MW) | 0 | 0 | 0 | 0 | 0 | 0 | 0 | 0 | 0 | 0 | 0 | 0 | 0 | 0 | 0 | 0 | 0 | 0 | 0 | 0 | 0 | 0 | 0 | 0 | 0 | 0 | 0 | 0 | 0 | 0 | 0 | 0 | 0
F4_Commercial_College_Existing_Food Preparation_Natural Gas_Range_Baseline Forecast | F4 | Commercial | College | Existing | Food Preparation | Natural Gas | Range | Baseline Forecast | Winter Peak Demand (MW) | 0 | 0 | 0 | 0 | 0 | 0 | 0 | 0 | 0 | 0 | 0 | 0 | 0 | 0 | 0 | 0 | 0 | 0 | 0 | 0 | 0 | 0 | 0 | 0 | 0 | 0 | 0 | 0 | 0 | 0 | 0 | 0 | 0
F5_Commercial_College_Existing_Food Preparation_Natural Gas_Range_Baseline Forecast | F5 | Commercial | College | Existing | Food Preparation | Natural Gas | Range | Baseline Forecast | Turnover | 0 | 6813.2869 | 8811.9787 | 10374.0085 | 11592.6216 | 12531.4513 | 13259.2867 | 13825.7682 | 14264.979 | 14599.2946 | 12911.132 | 11946.7983 | 11477.3851 | 11337.4112 | 11408.2554 | 13256.1034 | 13678.3801 | 13997.4391 | 14234.3738 | 14036.3942 | 13643.2915 | 13199.708 | 12787.1617 | 12446.1328 | 12034.3858 | 11960.258 | 12080.3026 | 12299.5042 | 12486.3636 | 12990.659 | 12962.845 | 12836.7803 | 12651.6157
F6_Commercial_College_Existing_Food Preparation_Natural Gas_Range_Baseline Forecast | F6 | Commercial | College | Existing | Food Preparation | Natural Gas | Range | Baseline Forecast | Avg. Replacement Usage (kWh) | 0.029683 | 0.029683 | 0.029683 | 0.029683 | 0.029683 | 0.029683 | 0.029683 | 0.029683 | 0.029683 | 0.029683 | 0.029683 | 0.029683 | 0.029683 | 0.029683 | 0.029683 | 0.029683 | 0.029683 | 0.029683 | 0.029683 | 0.029683 | 0.029683 | 0.029683 | 0.029683 | 0.029683 | 0.029683 | 0.029683 | 0.029683 | 0.029683 | 0.029683 | 0.029683 | 0.029683 | 0.029683 | 0.029683
F7_Commercial_College_Existing_Food Preparation_Natural Gas_Range_Baseline Forecast | F7 | Commercial | College | Existing | Food Preparation | Natural Gas | Range | Baseline Forecast | Avg. Replacement Summer Demand (kW) | 0 | 0 | 0 | 0 | 0 | 0 | 0 | 0 | 0 | 0 | 0 | 0 | 0 | 0 | 0 | 0 | 0 | 0 | 0 | 0 | 0 | 0 | 0 | 0 | 0 | 0 | 0 | 0 | 0 | 0 | 0 | 0 | 0
F8_Commercial_College_Existing_Food Preparation_Natural Gas_Range_Baseline Forecast | F8 | Commercial | College | Existing | Food Preparation | Natural Gas | Range | Baseline Forecast | Avg. Replacement Winter Demand (kW) | 0 | 0 | 0 | 0 | 0 | 0 | 0 | 0 | 0 | 0 | 0 | 0 | 0 | 0 | 0 | 0 | 0 | 0 | 0 | 0 | 0 | 0 | 0 | 0 | 0 | 0 | 0 | 0 | 0 | 0 | 0 | 0 | 0
F1_Commercial_College_Existing_Food Preparation_Natural Gas_Steamer_Baseline Forecast | F1 | Commercial | College | Existing | Food Preparation | Natural Gas | Steamer | Baseline Forecast | Units | 61556.2123 | 61243.0282 | 60929.8441 | 60551.6326 | 60163.5911 | 59738.1519 | 59340.6951 | 58988.7564 | 58672.5242 | 58367.2896 | 58066.0746 | 57767.8811 | 57470.1002 | 57171.4589 | 56870.9627 | 56569.9075 | 56268.7693 | 55968.0249 | 55667.6807 | 55367.7429 | 55067.7404 | 54767.6727 | 54467.9664 | 54168.6266 | 53869.6581 | 53570.6389 | 53271.5687 | 52972.4472 | 52673.2741 | 52374.049 | 52074.7718 | 51775.442 | 51477.8328
F2_Commercial_College_Existing_Food Preparation_Natural Gas_Steamer_Baseline Forecast | F2 | Commercial | College | Existing | Food Preparation | Natural Gas | Steamer | Baseline Forecast | Usage (MMtherm) | 0.0030517 | 0.0030362 | 0.0030207 | 0.0029465 | 0.0028678 | 0.0027838 | 0.0026983 | 0.0026125 | 0.0025261 | 0.0024383 | 0.0023551 | 0.0022752 | 0.0022036 | 0.0021391 | 0.002081 | 0.0020286 | 0.0019811 | 0.0019382 | 0.0018991 | 0.0018512 | 0.0018062 | 0.0017793 | 0.0017545 | 0.0017315 | 0.0017102 | 0.0016903 | 0.0016717 | 0.0016542 | 0.0016376 | 0.001622 | 0.0016071 | 0.0015929 | 0.0015794
F3_Commercial_College_Existing_Food Preparation_Natural Gas_Steamer_Baseline Forecast | F3 | Commercial | College | Existing | Food Preparation | Natural Gas | Steamer | Baseline Forecast | Summer Peak Demand (MW) | 0 | 0 | 0 | 0 | 0 | 0 | 0 | 0 | 0 | 0 | 0 | 0 | 0 | 0 | 0 | 0 | 0 | 0 | 0 | 0 | 0 | 0 | 0 | 0 | 0 | 0 | 0 | 0 | 0 | 0 | 0 | 0 | 0
F4_Commercial_College_Existing_Food Preparation_Natural Gas_Steamer_Baseline Forecast | F4 | Commercial | College | Existing | Food Preparation | Natural Gas | Steamer | Baseline Forecast | Winter Peak Demand (MW) | 0 | 0 | 0 | 0 | 0 | 0 | 0 | 0 | 0 | 0 | 0 | 0 | 0 | 0 | 0 | 0 | 0 | 0 | 0 | 0 | 0 | 0 | 0 | 0 | 0 | 0 | 0 | 0 | 0 | 0 | 0 | 0 | 0
F5_Commercial_College_Existing_Food Preparation_Natural Gas_Steamer_Baseline Forecast | F5 | Commercial | College | Existing | Food Preparation | Natural Gas | Steamer | Baseline Forecast | Turnover | 0 | 2268.2603 | 2570.086 | 2831.0034 | 3057.3913 | 3251.5944 | 3420.5269 | 3568.6281 | 3698.3726 | 3810.7778 | 3608.832 | 3462.1227 | 3360.1267 | 3294.0739 | 3256.6235 | 3241.765 | 3244.4603 | 3260.5391 | 3286.5396 | 3919.4679 | 3919.0259 | 3897.5048 | 3862.3641 | 3819.2633 | 3772.44 | 3724.9678 | 3679.0509 | 3636.1882 | 3577.2969 | 3540.1167 | 3517.0712 | 3502.7012 | 3493.2852
F6_Commercial_College_Existing_Food Preparation_Natural Gas_Steamer_Baseline Forecast | F6 | Commercial | College | Existing | Food Preparation | Natural Gas | Steamer | Baseline Forecast | Avg. Replacement Usage (kWh) | 0.049576 | 0.049576 | 0.049576 | 0.03 | 0.03 | 0.03 | 0.03 | 0.03 | 0.03 | 0.03 | 0.03 | 0.03 | 0.03 | 0.03 | 0.03 | 0.03 | 0.03 | 0.03 | 0.03 | 0.03 | 0.03 | 0.03 | 0.03 | 0.03 | 0.03 | 0.03 | 0.03 | 0.03 | 0.03 | 0.03 | 0.03 | 0.03 | 0.03
F7_Commercial_College_Existing_Food Preparation_Natural Gas_Steamer_Baseline Forecast | F7 | Commercial | College | Existing | Food Preparation | Natural Gas | Steamer | Baseline Forecast | Avg. Replacement Summer Demand (kW) | 0 | 0 | 0 | 0 | 0 | 0 | 0 | 0 | 0 | 0 | 0 | 0 | 0 | 0 | 0 | 0 | 0 | 0 | 0 | 0 | 0 | 0 | 0 | 0 | 0 | 0 | 0 | 0 | 0 | 0 | 0 | 0 | 0
F8_Commercial_College_Existing_Food Preparation_Natural Gas_Steamer_Baseline Forecast | F8 | Commercial | College | Existing | Food Preparation | Natural Gas | Steamer | Baseline Forecast | Avg. Replacement Winter Demand (kW) | 0 | 0 | 0 | 0 | 0 | 0 | 0 | 0 | 0 | 0 | 0 | 0 | 0 | 0 | 0 | 0 | 0 | 0 | 0 | 0 | 0 | 0 | 0 | 0 | 0 | 0 | 0 | 0 | 0 | 0 | 0 | 0 | 0
F1_Commercial_College_Existing_Food Preparation_Natural Gas_Food Prep Other_Baseline Forecast | F1 | Commercial | College | Existing | Food Preparation | Natural Gas | Food Prep Other | Baseline Forecast | Units | 7694.5265 | 7655.3785 | 7616.2305 | 7568.9541 | 7520.4489 | 7467.269 | 7417.5869 | 7373.5946 | 7334.0655 | 7295.9112 | 7258.2593 | 7220.9851 | 7183.7625 | 7146.4324 | 7108.8703 | 7071.2384 | 7033.5962 | 6996.0031 | 6958.4601 | 6920.9679 | 6883.4676 | 6845.9591 | 6808.4958 | 6771.0783 | 6733.7073 | 6696.3299 | 6658.9461 | 6621.5559 | 6584.1593 | 6546.7561 | 6509.3465 | 6471.9302 | 6434.7291
F2_Commercial_College_Existing_Food Preparation_Natural Gas_Food Prep Other_Baseline Forecast | F2 | Commercial | College | Existing | Food Preparation | Natural Gas | Food Prep Other | Baseline Forecast | Usage (MMtherm) | 9.5318e-05 | 9.4833e-05 | 9.4348e-05 | 9.3763e-05 | 9.3162e-05 | 9.2503e-05 | 9.1888e-05 | 9.1343e-05 | 9.0853e-05 | 9.038e-05 | 8.9914e-05 | 8.9452e-05 | 8.8991e-05 | 8.8529e-05 | 8.8063e-05 | 8.7597e-05 | 8.7131e-05 | 8.6665e-05 | 8.62e-05 | 8.5736e-05 | 8.5271e-05 | 8.4806e-05 | 8.4342e-05 | 8.3879e-05 | 8.3416e-05 | 8.2953e-05 | 8.249e-05 | 8.2027e-05 | 8.1563e-05 | 8.11e-05 | 8.0637e-05 | 8.0173e-05 | 7.9712e-05
F3_Commercial_College_Existing_Food Preparation_Natural Gas_Food Prep Other_Baseline Forecast | F3 | Commercial | College | Existing | Food Preparation | Natural Gas | Food Prep Other | Baseline Forecast | Summer Peak Demand (MW) | 0 | 0 | 0 | 0 | 0 | 0 | 0 | 0 | 0 | 0 | 0 | 0 | 0 | 0 | 0 | 0 | 0 | 0 | 0 | 0 | 0 | 0 | 0 | 0 | 0 | 0 | 0 | 0 | 0 | 0 | 0 | 0 | 0
F4_Commercial_College_Existing_Food Preparation_Natural Gas_Food Prep Other_Baseline Forecast | F4 | Commercial | College | Existing | Food Preparation | Natural Gas | Food Prep Other | Baseline Forecast | Winter Peak Demand (MW) | 0 | 0 | 0 | 0 | 0 | 0 | 0 | 0 | 0 | 0 | 0 | 0 | 0 | 0 | 0 | 0 | 0 | 0 | 0 | 0 | 0 | 0 | 0 | 0 | 0 | 0 | 0 | 0 | 0 | 0 | 0 | 0 | 0
F5_Commercial_College_Existing_Food Preparation_Natural Gas_Food Prep Other_Baseline Forecast | F5 | Commercial | College | Existing | Food Preparation | Natural Gas | Food Prep Other | Baseline Forecast | Turnover | 0 | 306.2151 | 396.044 | 466.2476 | 521.0167 | 563.2113 | 595.923 | 621.3828 | 641.1227 | 656.1481 | 580.2756 | 536.9348 | 515.8375 | 509.5466 | 512.7306 | 595.7799 | 614.7587 | 629.0984 | 639.7471 | 630.8492 | 613.1816 | 593.2453 | 574.7039 | 559.3768 | 540.8713 | 537.5397 | 542.9349 | 552.7867 | 561.1849 | 583.8498 | 582.5998 | 576.9339 | 568.6119
F6_Commercial_College_Existing_Food Preparation_Natural Gas_Food Prep Other_Baseline Forecast | F6 | Commercial | College | Existing | Food Preparation | Natural Gas | Food Prep Other | Baseline Forecast | Avg. Replacement Usage (kWh) | 0.012388 | 0.012388 | 0.012388 | 0.012388 | 0.012388 | 0.012388 | 0.012388 | 0.012388 | 0.012388 | 0.012388 | 0.012388 | 0.012388 | 0.012388 | 0.012388 | 0.012388 | 0.012388 | 0.012388 | 0.012388 | 0.012388 | 0.012388 | 0.012388 | 0.012388 | 0.012388 | 0.012388 | 0.012388 | 0.012388 | 0.012388 | 0.012388 | 0.012388 | 0.012388 | 0.012388 | 0.012388 | 0.012388
F7_Commercial_College_Existing_Food Preparation_Natural Gas_Food Prep Other_Baseline Forecast | F7 | Commercial | College | Existing | Food Preparation | Natural Gas | Food Prep Other | Baseline Forecast | Avg. Replacement Summer Demand (kW) | 0 | 0 | 0 | 0 | 0 | 0 | 0 | 0 | 0 | 0 | 0 | 0 | 0 | 0 | 0 | 0 | 0 | 0 | 0 | 0 | 0 | 0 | 0 | 0 | 0 | 0 | 0 | 0 | 0 | 0 | 0 | 0 | 0
F8_Commercial_College_Existing_Food Preparation_Natural Gas_Food Prep Other_Baseline Forecast | F8 | Commercial | College | Existing | Food Preparation | Natural Gas | Food Prep Other | Baseline Forecast | Avg. Replacement Winter Demand (kW) | 0 | 0 | 0 | 0 | 0 | 0 | 0 | 0 | 0 | 0 | 0 | 0 | 0 | 0 | 0 | 0 | 0 | 0 | 0 | 0 | 0 | 0 | 0 | 0 | 0 | 0 | 0 | 0 | 0 | 0 | 0 | 0 | 0
F1_Commercial_College_Existing_Miscellaneous_Natural Gas_Pool Heater_Baseline Forecast | F1 | Commercial | College | Existing | Miscellaneous | Natural Gas | Pool Heater | Baseline Forecast | Units | 7127.8279 | 7091.5632 | 7055.2984 | 7011.5038 | 6966.571 | 6917.3078 | 6871.2848 | 6830.5325 | 6793.9147 | 6758.5704 | 6723.6916 | 6689.1627 | 6654.6815 | 6620.1007 | 6585.3051 | 6550.4447 | 6515.5748 | 6480.7505 | 6445.9725 | 6411.2415 | 6376.5031 | 6341.7571 | 6307.053 | 6272.3913 | 6237.7726 | 6203.148 | 6168.5175 | 6133.8811 | 6099.2387 | 6064.5903 | 6029.9359 | 5995.2753 | 5960.814
F2_Commercial_College_Existing_Miscellaneous_Natural Gas_Pool Heater_Baseline Forecast | F2 | Commercial | College | Existing | Miscellaneous | Natural Gas | Pool Heater | Baseline Forecast | Usage (MMtherm) | 6.2769e-05 | 6.245e-05 | 6.213e-05 | 6.1745e-05 | 6.1349e-05 | 6.0915e-05 | 6.051e-05 | 6.0151e-05 | 5.9829e-05 | 5.9517e-05 | 5.921e-05 | 5.8906e-05 | 5.8602e-05 | 5.8298e-05 | 5.7992e-05 | 5.7685e-05 | 5.7377e-05 | 5.7071e-05 | 5.6765e-05 | 5.6459e-05 | 5.6153e-05 | 5.5847e-05 | 5.5541e-05 | 5.5236e-05 | 5.4931e-05 | 5.4626e-05 | 5.4321e-05 | 5.4016e-05 | 5.3711e-05 | 5.3406e-05 | 5.3101e-05 | 5.2796e-05 | 5.2492e-05
F3_Commercial_College_Existing_Miscellaneous_Natural Gas_Pool Heater_Baseline Forecast | F3 | Commercial | College | Existing | Miscellaneous | Natural Gas | Pool Heater | Baseline Forecast | Summer Peak Demand (MW) | 0 | 0 | 0 | 0 | 0 | 0 | 0 | 0 | 0 | 0 | 0 | 0 | 0 | 0 | 0 | 0 | 0 | 0 | 0 | 0 | 0 | 0 | 0 | 0 | 0 | 0 | 0 | 0 | 0 | 0 | 0 | 0 | 0
F4_Commercial_College_Existing_Miscellaneous_Natural Gas_Pool Heater_Baseline Forecast | F4 | Commercial | College | Existing | Miscellaneous | Natural Gas | Pool Heater | Baseline Forecast | Winter Peak Demand (MW) | 0 | 0 | 0 | 0 | 0 | 0 | 0 | 0 | 0 | 0 | 0 | 0 | 0 | 0 | 0 | 0 | 0 | 0 | 0 | 0 | 0 | 0 | 0 | 0 | 0 | 0 | 0 | 0 | 0 | 0 | 0 | 0 | 0
F5_Commercial_College_Existing_Miscellaneous_Natural Gas_Pool Heater_Baseline Forecast | F5 | Commercial | College | Existing | Miscellaneous | Natural Gas | Pool Heater | Baseline Forecast | Turnover | 0 | 472.7709 | 611.4592 | 719.8477 | 804.4067 | 869.5517 | 782.6302 | 740.7867 | 728.9541 | 736.2074 | 754.969 | 870.1525 | 871.7664 | 863.6167 | 852.8253 | 843.3355 | 820.423 | 813.3738 | 813.4321 | 816.0428 | 819.0941 | 841.002 | 828.9499 | 816.9219 | 807.1707 | 800.2822 | 795.6849 | 793.5506 | 791.2263 | 788.0715 | 784.2943 | 785.0319 | 776.802
F6_Commercial_College_Existing_Miscellaneous_Natural Gas_Pool Heater_Baseline Forecast | F6 | Commercial | College | Existing | Miscellaneous | Natural Gas | Pool Heater | Baseline Forecast | Avg. Replacement Usage (kWh) | 0.0088062 | 0.0088062 | 0.0088062 | 0.0088062 | 0.0088062 | 0.0088062 | 0.0088062 | 0.0088062 | 0.0088062 | 0.0088062 | 0.0088062 | 0.0088062 | 0.0088062 | 0.0088062 | 0.0088062 | 0.0088062 | 0.0088062 | 0.0088062 | 0.0088062 | 0.0088062 | 0.0088062 | 0.0088062 | 0.0088062 | 0.0088062 | 0.0088062 | 0.0088062 | 0.0088062 | 0.0088062 | 0.0088062 | 0.0088062 | 0.0088062 | 0.0088062 | 0.0088062
F7_Commercial_College_Existing_Miscellaneous_Natural Gas_Pool Heater_Baseline Forecast | F7 | Commercial | College | Existing | Miscellaneous | Natural Gas | Pool Heater | Baseline Forecast | Avg. Replacement Summer Demand (kW) | 0 | 0 | 0 | 0 | 0 | 0 | 0 | 0 | 0 | 0 | 0 | 0 | 0 | 0 | 0 | 0 | 0 | 0 | 0 | 0 | 0 | 0 | 0 | 0 | 0 | 0 | 0 | 0 | 0 | 0 | 0 | 0 | 0
F8_Commercial_College_Existing_Miscellaneous_Natural Gas_Pool Heater_Baseline Forecast | F8 | Commercial | College | Existing | Miscellaneous | Natural Gas | Pool Heater | Baseline Forecast | Avg. Replacement Winter Demand (kW) | 0 | 0 | 0 | 0 | 0 | 0 | 0 | 0 | 0 | 0 | 0 | 0 | 0 | 0 | 0 | 0 | 0 | 0 | 0 | 0 | 0 | 0 | 0 | 0 | 0 | 0 | 0 | 0 | 0 | 0 | 0 | 0 | 0
F1_Commercial_College_Existing_Miscellaneous_Natural Gas_Miscellaneous_Baseline Forecast | F1 | Commercial | College | Existing | Miscellaneous | Natural Gas | Miscellaneous | Baseline Forecast | Units | 586707.6487 | 583722.6126 | 580737.5766 | 577132.748 | 573434.2281 | 569379.2606 | 565591.0003 | 562236.5846 | 559222.4961 | 556313.2286 | 553442.2735 | 550600.117 | 547761.8926 | 544915.4676 | 542051.3632 | 539181.9311 | 536311.7071 | 533445.2374 | 530582.5816 | 527723.7998 | 524864.4008 | 522004.3804 | 519147.8052 | 516294.7223 | 513445.179 | 510595.1524 | 507744.6395 | 504893.6375 | 502042.1435 | 499190.1548 | 496337.6684 | 493484.6813 | 490648.0934
F2_Commercial_College_Existing_Miscellaneous_Natural Gas_Miscellaneous_Baseline Forecast | F2 | Commercial | College | Existing | Miscellaneous | Natural Gas | Miscellaneous | Baseline Forecast | Usage (MMtherm) | 0.020289 | 0.020186 | 0.020083 | 0.019958 | 0.01983 | 0.01969 | 0.019559 | 0.019443 | 0.019339 | 0.019238 | 0.019139 | 0.019041 | 0.018943 | 0.018844 | 0.018745 | 0.018646 | 0.018547 | 0.018448 | 0.018349 | 0.01825 | 0.018151 | 0.018052 | 0.017953 | 0.017854 | 0.017756 | 0.017657 | 0.017559 | 0.01746 | 0.017362 | 0.017263 | 0.017164 | 0.017066 | 0.016968
F3_Commercial_College_Existing_Miscellaneous_Natural Gas_Miscellaneous_Baseline Forecast | F3 | Commercial | College | Existing | Miscellaneous | Natural Gas | Miscellaneous | Baseline Forecast | Summer Peak Demand (MW) | 0 | 0 | 0 | 0 | 0 | 0 | 0 | 0 | 0 | 0 | 0 | 0 | 0 | 0 | 0 | 0 | 0 | 0 | 0 | 0 | 0 | 0 | 0 | 0 | 0 | 0 | 0 | 0 | 0 | 0 | 0 | 0 | 0
F4_Commercial_College_Existing_Miscellaneous_Natural Gas_Miscellaneous_Baseline Forecast | F4 | Commercial | College | Existing | Miscellaneous | Natural Gas | Miscellaneous | Baseline Forecast | Winter Peak Demand (MW) | 0 | 0 | 0 | 0 | 0 | 0 | 0 | 0 | 0 | 0 | 0 | 0 | 0 | 0 | 0 | 0 | 0 | 0 | 0 | 0 | 0 | 0 | 0 | 0 | 0 | 0 | 0 | 0 | 0 | 0 | 0 | 0 | 0
F5_Commercial_College_Existing_Miscellaneous_Natural Gas_Miscellaneous_Baseline Forecast | F5 | Commercial | College | Existing | Miscellaneous | Natural Gas | Miscellaneous | Baseline Forecast | Turnover | 0 | 50033.3668 | 59258.9364 | 66967.59 | 64054.5856 | 62815.6735 | 62859.2556 | 62531.7806 | 62124.9251 | 61805.5017 | 61496.1342 | 74928.8251 | 75192.9022 | 74987.7362 | 73791.2111 | 73271.5248 | 73140.7355 | 72743.7479 | 72297.7992 | 71918.0553 | 71537.4897 | 74942.6821 | 74171.6846 | 73330.345 | 72816.7817 | 72453.7188 | 72130.2752 | 71706.2659 | 71277.2174 | 70881.1099 | 70480.7393 | 71118.9974 | 70461.9686
F6_Commercial_College_Existing_Miscellaneous_Natural Gas_Miscellaneous_Baseline Forecast | F6 | Commercial | College | Existing | Miscellaneous | Natural Gas | Miscellaneous | Baseline Forecast | Avg. Replacement Usage (kWh) | 0.034582 | 0.034582 | 0.034582 | 0.034582 | 0.034582 | 0.034582 | 0.034582 | 0.034582 | 0.034582 | 0.034582 | 0.034582 | 0.034582 | 0.034582 | 0.034582 | 0.034582 | 0.034582 | 0.034582 | 0.034582 | 0.034582 | 0.034582 | 0.034582 | 0.034582 | 0.034582 | 0.034582 | 0.034582 | 0.034582 | 0.034582 | 0.034582 | 0.034582 | 0.034582 | 0.034582 | 0.034582 | 0.034582
F7_Commercial_College_Existing_Miscellaneous_Natural Gas_Miscellaneous_Baseline Forecast | F7 | Commercial | College | Existing | Miscellaneous | Natural Gas | Miscellaneous | Baseline Forecast | Avg. Replacement Summer Demand (kW) | 0 | 0 | 0 | 0 | 0 | 0 | 0 | 0 | 0 | 0 | 0 | 0 | 0 | 0 | 0 | 0 | 0 | 0 | 0 | 0 | 0 | 0 | 0 | 0 | 0 | 0 | 0 | 0 | 0 | 0 | 0 | 0 | 0
F8_Commercial_College_Existing_Miscellaneous_Natural Gas_Miscellaneous_Baseline Forecast | F8 | Commercial | College | Existing | Miscellaneous | Natural Gas | Miscellaneous | Baseline Forecast | Avg. Replacement Winter Demand (kW) | 0 | 0 | 0 | 0 | 0 | 0 | 0 | 0 | 0 | 0 | 0 | 0 | 0 | 0 | 0 | 0 | 0 | 0 | 0 | 0 | 0 | 0 | 0 | 0 | 0 | 0 | 0 | 0 | 0 | 0 | 0 | 0 | 0
F1_Commercial_College_New_Space Heating_Natural Gas_Furnace_Baseline Forecast | F1 | Commercial | College | New | Space Heating | Natural Gas | Furnace | Baseline Forecast | Units | 0 | 430.0554 | 2504.3721 | 3830.0058 | 5539.6773 | 7859.8889 | 10028.5327 | 11950.6259 | 13679.3137 | 15348.4325 | 16995.7786 | 18626.7588 | 20255.5042 | 21888.9101 | 23532.363 | 25178.8437 | 26825.7744 | 28470.5715 | 30113.2012 | 31753.6293 | 33394.4082 | 35035.5403 | 36674.7144 | 38311.9039 | 39947.0819 | 41582.5345 | 43218.2635 | 44854.2705 | 46490.557 | 48127.1247 | 49763.9752 | 51401.1102 | 52138.4961
F2_Commercial_College_New_Space Heating_Natural Gas_Furnace_Baseline Forecast | F2 | Commercial | College | New | Space Heating | Natural Gas | Furnace | Baseline Forecast | Usage (MMtherm) | 0 | 8.244e-05 | 0.00047753 | 0.00072642 | 0.0010451 | 0.0014748 | 0.0018715 | 0.0022181 | 0.0025251 | 0.0028176 | 0.0031028 | 0.0033817 | 0.0036568 | 0.0039295 | 0.0042006 | 0.004469 | 0.0047341 | 0.0049955 | 0.0052532 | 0.0055071 | 0.0057578 | 0.0060053 | 0.0062491 | 0.0064892 | 0.0067256 | 0.0069589 | 0.0071888 | 0.0074155 | 0.0076388 | 0.007859 | 0.0080758 | 0.0082893 | 0.0084083
F3_Commercial_College_New_Space Heating_Natural Gas_Furnace_Baseline Forecast | F3 | Commercial | College | New | Space Heating | Natural Gas | Furnace | Baseline Forecast | Summer Peak Demand (MW) | 0 | 0 | 0 | 0 | 0 | 0 | 0 | 0 | 0 | 0 | 0 | 0 | 0 | 0 | 0 | 0 | 0 | 0 | 0 | 0 | 0 | 0 | 0 | 0 | 0 | 0 | 0 | 0 | 0 | 0 | 0 | 0 | 0
F4_Commercial_College_New_Space Heating_Natural Gas_Furnace_Baseline Forecast | F4 | Commercial | College | New | Space Heating | Natural Gas | Furnace | Baseline Forecast | Winter Peak Demand (MW) | 0 | 0 | 0 | 0 | 0 | 0 | 0 | 0 | 0 | 0 | 0 | 0 | 0 | 0 | 0 | 0 | 0 | 0 | 0 | 0 | 0 | 0 | 0 | 0 | 0 | 0 | 0 | 0 | 0 | 0 | 0 | 0 | 0
F5_Commercial_College_New_Space Heating_Natural Gas_Furnace_Baseline Forecast | F5 | Commercial | College | New | Space Heating | Natural Gas | Furnace | Baseline Forecast | Turnover | 0 | 430.0554 | 2074.3168 | 1325.6337 | 1709.6714 | 2320.2116 | 2168.6439 | 1922.0932 | 1728.6878 | 1669.1188 | 1647.3462 | 1630.9801 | 1628.7455 | 1633.4059 | 1643.4529 | 1646.4807 | 1646.9307 | 1644.7971 | 1642.6297 | 1673.5093 | 1830.8782 | 1918.5802 | 2026.7932 | 2173.4696 | 2297.0245 | 2394.2413 | 2469.1252 | 2533.6895 | 2591.6355 | 2643.8883 | 2691.9731 | 2736.7409 | 2019.0606
F6_Commercial_College_New_Space Heating_Natural Gas_Furnace_Baseline Forecast | F6 | Commercial | College | New | Space Heating | Natural Gas | Furnace | Baseline Forecast | Avg. Replacement Usage (kWh) | 0.1917 | 0.1917 | 0.19068 | 0.18967 | 0.18865 | 0.18764 | 0.18662 | 0.18561 | 0.18459 | 0.18358 | 0.18256 | 0.18155 | 0.18053 | 0.17952 | 0.1785 | 0.17749 | 0.17648 | 0.17546 | 0.17445 | 0.17343 | 0.17242 | 0.17141 | 0.17039 | 0.16938 | 0.16836 | 0.16735 | 0.16634 | 0.16532 | 0.16431 | 0.1633 | 0.16228 | 0.16127 | 0.16127
F7_Commercial_College_New_Space Heating_Natural Gas_Furnace_Baseline Forecast | F7 | Commercial | College | New | Space Heating | Natural Gas | Furnace | Baseline Forecast | Avg. Replacement Summer Demand (kW) | 0 | 0 | 0 | 0 | 0 | 0 | 0 | 0 | 0 | 0 | 0 | 0 | 0 | 0 | 0 | 0 | 0 | 0 | 0 | 0 | 0 | 0 | 0 | 0 | 0 | 0 | 0 | 0 | 0 | 0 | 0 | 0 | 0
F8_Commercial_College_New_Space Heating_Natural Gas_Furnace_Baseline Forecast | F8 | Commercial | College | New | Space Heating | Natural Gas | Furnace | Baseline Forecast | Avg. Replacement Winter Demand (kW) | 0 | 0 | 0 | 0 | 0 | 0 | 0 | 0 | 0 | 0 | 0 | 0 | 0 | 0 | 0 | 0 | 0 | 0 | 0 | 0 | 0 | 0 | 0 | 0 | 0 | 0 | 0 | 0 | 0 | 0 | 0 | 0 | 0
F1_Commercial_College_New_Space Heating_Natural Gas_Boiler_Baseline Forecast | F1 | Commercial | College | New | Space Heating | Natural Gas | Boiler | Baseline Forecast | Units | 0 | 3668.1169 | 21360.8071 | 32667.6753 | 47250.1575 | 67040.1848 | 85537.4292 | 101931.7427 | 116676.423 | 130913.0151 | 144963.8997 | 158875.1916 | 172767.4234 | 186699.4054 | 200717.0832 | 214760.5857 | 228807.9262 | 242837.0689 | 256847.7251 | 270839.6028 | 284834.4726 | 298832.3545 | 312813.5363 | 326777.7906 | 340724.8876 | 354674.3278 | 368626.1249 | 382580.2926 | 396536.8448 | 410495.7955 | 424457.1586 | 438420.9483 | 444710.4118
F2_Commercial_College_New_Space Heating_Natural Gas_Boiler_Baseline Forecast | F2 | Commercial | College | New | Space Heating | Natural Gas | Boiler | Baseline Forecast | Usage (MMtherm) | 0 | 0.0020216 | 0.01171 | 0.017491 | 0.024894 | 0.034879 | 0.044097 | 0.052149 | 0.059155 | 0.065832 | 0.07234 | 0.078704 | 0.084984 | 0.091207 | 0.097395 | 0.10352 | 0.10957 | 0.11553 | 0.12141 | 0.12721 | 0.13293 | 0.13858 | 0.14413 | 0.14954 | 0.15487 | 0.16013 | 0.1653 | 0.17039 | 0.1754 | 0.18035 | 0.18523 | 0.19004 | 0.19271
F3_Commercial_College_New_Space Heating_Natural Gas_Boiler_Baseline Forecast | F3 | Commercial | College | New | Space Heating | Natural Gas | Boiler | Baseline Forecast | Summer Peak Demand (MW) | 0 | 0 | 0 | 0 | 0 | 0 | 0 | 0 | 0 | 0 | 0 | 0 | 0 | 0 | 0 | 0 | 0 | 0 | 0 | 0 | 0 | 0 | 0 | 0 | 0 | 0 | 0 | 0 | 0 | 0 | 0 | 0 | 0
F4_Commercial_College_New_Space Heating_Natural Gas_Boiler_Baseline Forecast | F4 | Commercial | College | New | Space Heating | Natural Gas | Boiler | Baseline Forecast | Winter Peak Demand (MW) | 0 | 0 | 0 | 0 | 0 | 0 | 0 | 0 | 0 | 0 | 0 | 0 | 0 | 0 | 0 | 0 | 0 | 0 | 0 | 0 | 0 | 0 | 0 | 0 | 0 | 0 | 0 | 0 | 0 | 0 | 0 | 0 | 0
F5_Commercial_College_New_Space Heating_Natural Gas_Boiler_Baseline Forecast | F5 | Commercial | College | New | Space Heating | Natural Gas | Boiler | Baseline Forecast | Turnover | 0 | 3668.1169 | 17692.6902 | 11306.8682 | 14582.4822 | 19790.0273 | 18497.2444 | 16394.3136 | 14744.6803 | 14236.5921 | 14050.8845 | 13911.2919 | 13892.2318 | 13931.982 | 14017.6778 | 14043.5025 | 14047.3405 | 14029.1427 | 14010.6562 | 13991.8778 | 13994.8698 | 13997.8819 | 14314.647 | 15875.8308 | 16712.791 | 17789.3876 | 19241.7518 | 20444.7851 | 21347.5056 | 22018.4247 | 22582.3934 | 23078.443 | 15840.1748
F6_Commercial_College_New_Space Heating_Natural Gas_Boiler_Baseline Forecast | F6 | Commercial | College | New | Space Heating | Natural Gas | Boiler | Baseline Forecast | Avg. Replacement Usage (kWh) | 0.55113 | 0.55113 | 0.54821 | 0.51682 | 0.51406 | 0.5113 | 0.50853 | 0.50576 | 0.49453 | 0.49182 | 0.4891 | 0.48638 | 0.48366 | 0.48095 | 0.47823 | 0.47551 | 0.47279 | 0.47008 | 0.46736 | 0.46464 | 0.46192 | 0.45921 | 0.45649 | 0.45377 | 0.45106 | 0.44835 | 0.44563 | 0.44291 | 0.4402 | 0.43748 | 0.43476 | 0.43205 | 0.43205
F7_Commercial_College_New_Space Heating_Natural Gas_Boiler_Baseline Forecast | F7 | Commercial | College | New | Space Heating | Natural Gas | Boiler | Baseline Forecast | Avg. Replacement Summer Demand (kW) | 0 | 0 | 0 | 0 | 0 | 0 | 0 | 0 | 0 | 0 | 0 | 0 | 0 | 0 | 0 | 0 | 0 | 0 | 0 | 0 | 0 | 0 | 0 | 0 | 0 | 0 | 0 | 0 | 0 | 0 | 0 | 0 | 0
F8_Commercial_College_New_Space Heating_Natural Gas_Boiler_Baseline Forecast | F8 | Commercial | College | New | Space Heating | Natural Gas | Boiler | Baseline Forecast | Avg. Replacement Winter Demand (kW) | 0 | 0 | 0 | 0 | 0 | 0 | 0 | 0 | 0 | 0 | 0 | 0 | 0 | 0 | 0 | 0 | 0 | 0 | 0 | 0 | 0 | 0 | 0 | 0 | 0 | 0 | 0 | 0 | 0 | 0 | 0 | 0 | 0
F1_Commercial_College_New_Space Heating_Natural Gas_Unit Heater_Baseline Forecast | F1 | Commercial | College | New | Space Heating | Natural Gas | Unit Heater | Baseline Forecast | Units | 0 | 0 | 0 | 0 | 0 | 0 | 0 | 0 | 0 | 0 | 0 | 0 | 0 | 0 | 0 | 0 | 0 | 0 | 0 | 0 | 0 | 0 | 0 | 0 | 0 | 0 | 0 | 0 | 0 | 0 | 0 | 0 | 0
F2_Commercial_College_New_Space Heating_Natural Gas_Unit Heater_Baseline Forecast | F2 | Commercial | College | New | Space Heating | Natural Gas | Unit Heater | Baseline Forecast | Usage (MMtherm) | 0 | 0 | 0 | 0 | 0 | 0 | 0 | 0 | 0 | 0 | 0 | 0 | 0 | 0 | 0 | 0 | 0 | 0 | 0 | 0 | 0 | 0 | 0 | 0 | 0 | 0 | 0 | 0 | 0 | 0 | 0 | 0 | 0
F3_Commercial_College_New_Space Heating_Natural Gas_Unit Heater_Baseline Forecast | F3 | Commercial | College | New | Space Heating | Natural Gas | Unit Heater | Baseline Forecast | Summer Peak Demand (MW) | 0 | 0 | 0 | 0 | 0 | 0 | 0 | 0 | 0 | 0 | 0 | 0 | 0 | 0 | 0 | 0 | 0 | 0 | 0 | 0 | 0 | 0 | 0 | 0 | 0 | 0 | 0 | 0 | 0 | 0 | 0 | 0 | 0
F4_Commercial_College_New_Space Heating_Natural Gas_Unit Heater_Baseline Forecast | F4 | Commercial | College | New | Space Heating | Natural Gas | Unit Heater | Baseline Forecast | Winter Peak Demand (MW) | 0 | 0 | 0 | 0 | 0 | 0 | 0 | 0 | 0 | 0 | 0 | 0 | 0 | 0 | 0 | 0 | 0 | 0 | 0 | 0 | 0 | 0 | 0 | 0 | 0 | 0 | 0 | 0 | 0 | 0 | 0 | 0 | 0
F5_Commercial_College_New_Space Heating_Natural Gas_Unit Heater_Baseline Forecast | F5 | Commercial | College | New | Space Heating | Natural Gas | Unit Heater | Baseline Forecast | Turnover | 0 | 0 | 0 | 0 | 0 | 0 | 0 | 0 | 0 | 0 | 0 | 0 | 0 | 0 | 0 | 0 | 0 | 0 | 0 | 0 | 0 | 0 | 0 | 0 | 0 | 0 | 0 | 0 | 0 | 0 | 0 | 0 | 0
F6_Commercial_College_New_Space Heating_Natural Gas_Unit Heater_Baseline Forecast | F6 | Commercial | College | New | Space Heating | Natural Gas | Unit Heater | Baseline Forecast | Avg. Replacement Usage (kWh) | 0.10954 | 0.10954 | 0.10896 | 0.10838 | 0.1078 | 0.10723 | 0.10664 | 0.10607 | 0.10549 | 0.10491 | 0.10433 | 0.10375 | 0.10317 | 0.10259 | 0.10201 | 0.10143 | 0.10085 | 0.10027 | 0.099688 | 0.099109 | 0.098529 | 0.097951 | 0.09737 | 0.096791 | 0.096212 | 0.095634 | 0.095053 | 0.094474 | 0.093895 | 0.093316 | 0.092736 | 0.092157 | 0.092157
F7_Commercial_College_New_Space Heating_Natural Gas_Unit Heater_Baseline Forecast | F7 | Commercial | College | New | Space Heating | Natural Gas | Unit Heater | Baseline Forecast | Avg. Replacement Summer Demand (kW) | 0 | 0 | 0 | 0 | 0 | 0 | 0 | 0 | 0 | 0 | 0 | 0 | 0 | 0 | 0 | 0 | 0 | 0 | 0 | 0 | 0 | 0 | 0 | 0 | 0 | 0 | 0 | 0 | 0 | 0 | 0 | 0 | 0
F8_Commercial_College_New_Space Heating_Natural Gas_Unit Heater_Baseline Forecast | F8 | Commercial | College | New | Space Heating | Natural Gas | Unit Heater | Baseline Forecast | Avg. Replacement Winter Demand (kW) | 0 | 0 | 0 | 0 | 0 | 0 | 0 | 0 | 0 | 0 | 0 | 0 | 0 | 0 | 0 | 0 | 0 | 0 | 0 | 0 | 0 | 0 | 0 | 0 | 0 | 0 | 0 | 0 | 0 | 0 | 0 | 0 | 0
F1_Commercial_College_New_Water Heating_Natural Gas_Water Heater_Baseline Forecast | F1 | Commercial | College | New | Water Heating | Natural Gas | Water Heater | Baseline Forecast | Units | 0 | 4052.3187 | 23598.1565 | 36089.3159 | 52199.1799 | 74062.0319 | 94496.6936 | 112608.1618 | 128897.2127 | 144624.9578 | 160147.5442 | 175515.9169 | 190863.2331 | 206254.463 | 221740.3645 | 237254.7956 | 252773.4667 | 268272.034 | 283750.1784 | 299207.5776 | 314668.2822 | 330132.3143 | 345577.8973 | 361004.7797 | 376412.7077 | 391823.2244 | 407236.3448 | 422652.0841 | 438070.4577 | 453491.4809 | 468915.1693 | 484341.5385 | 491289.7658
F2_Commercial_College_New_Water Heating_Natural Gas_Water Heater_Baseline Forecast | F2 | Commercial | College | New | Water Heating | Natural Gas | Water Heater | Baseline Forecast | Usage (MMtherm) | 0 | 0.00074151 | 0.0043181 | 0.0066038 | 0.0095516 | 0.013552 | 0.017291 | 0.020606 | 0.023586 | 0.026464 | 0.029305 | 0.032117 | 0.034925 | 0.037741 | 0.040575 | 0.043414 | 0.046254 | 0.04909 | 0.051922 | 0.05475 | 0.057579 | 0.060409 | 0.063235 | 0.066058 | 0.068878 | 0.071698 | 0.074518 | 0.077339 | 0.08016 | 0.082982 | 0.085804 | 0.088627 | 0.089898
F3_Commercial_College_New_Water Heating_Natural Gas_Water Heater_Baseline Forecast | F3 | Commercial | College | New | Water Heating | Natural Gas | Water Heater | Baseline Forecast | Summer Peak Demand (MW) | 0 | 0 | 0 | 0 | 0 | 0 | 0 | 0 | 0 | 0 | 0 | 0 | 0 | 0 | 0 | 0 | 0 | 0 | 0 | 0 | 0 | 0 | 0 | 0 | 0 | 0 | 0 | 0 | 0 | 0 | 0 | 0 | 0
F4_Commercial_College_New_Water Heating_Natural Gas_Water Heater_Baseline Forecast | F4 | Commercial | College | New | Water Heating | Natural Gas | Water Heater | Baseline Forecast | Winter Peak Demand (MW) | 0 | 0 | 0 | 0 | 0 | 0 | 0 | 0 | 0 | 0 | 0 | 0 | 0 | 0 | 0 | 0 | 0 | 0 | 0 | 0 | 0 | 0 | 0 | 0 | 0 | 0 | 0 | 0 | 0 | 0 | 0 | 0 | 0
F5_Commercial_College_New_Water Heating_Natural Gas_Water Heater_Baseline Forecast | F5 | Commercial | College | New | Water Heating | Natural Gas | Water Heater | Baseline Forecast | Turnover | 0 | 4052.3187 | 19545.8379 | 12491.1593 | 16109.8641 | 21862.8519 | 20434.6618 | 18111.4682 | 16289.0509 | 15727.7451 | 16333.0501 | 19925.9113 | 21491.5789 | 23528.6129 | 26368.3783 | 29369.6359 | 34286.6617 | 31921.4282 | 32710.604 | 34018.0881 | 33920.0465 | 33920.8102 | 34438.9922 | 35748.1425 | 37697.5404 | 41041.3859 | 42712.5318 | 44331.3855 | 46098.9356 | 47536.2438 | 49188.9957 | 48706.3817 | 40928.7435
F6_Commercial_College_New_Water Heating_Natural Gas_Water Heater_Baseline Forecast | F6 | Commercial | College | New | Water Heating | Natural Gas | Water Heater | Baseline Forecast | Avg. Replacement Usage (kWh) | 0.18298 | 0.18298 | 0.18298 | 0.18298 | 0.18298 | 0.18298 | 0.18298 | 0.18298 | 0.18298 | 0.18298 | 0.18298 | 0.18298 | 0.18298 | 0.18298 | 0.18298 | 0.18298 | 0.18298 | 0.18298 | 0.18298 | 0.18298 | 0.18298 | 0.18298 | 0.18298 | 0.18298 | 0.18298 | 0.18298 | 0.18298 | 0.18298 | 0.18298 | 0.18298 | 0.18298 | 0.18298 | 0.18298
F7_Commercial_College_New_Water Heating_Natural Gas_Water Heater_Baseline Forecast | F7 | Commercial | College | New | Water Heating | Natural Gas | Water Heater | Baseline Forecast | Avg. Replacement Summer Demand (kW) | 0 | 0 | 0 | 0 | 0 | 0 | 0 | 0 | 0 | 0 | 0 | 0 | 0 | 0 | 0 | 0 | 0 | 0 | 0 | 0 | 0 | 0 | 0 | 0 | 0 | 0 | 0 | 0 | 0 | 0 | 0 | 0 | 0
F8_Commercial_College_New_Water Heating_Natural Gas_Water Heater_Baseline Forecast | F8 | Commercial | College | New | Water Heating | Natural Gas | Water Heater | Baseline Forecast | Avg. Replacement Winter Demand (kW) | 0 | 0 | 0 | 0 | 0 | 0 | 0 | 0 | 0 | 0 | 0 | 0 | 0 | 0 | 0 | 0 | 0 | 0 | 0 | 0 | 0 | 0 | 0 | 0 | 0 | 0 | 0 | 0 | 0 | 0 | 0 | 0 | 0
F1_Commercial_College_New_Food Preparation_Natural Gas_Oven_Baseline Forecast | F1 | Commercial | College | New | Food Preparation | Natural Gas | Oven | Baseline Forecast | Units | 0 | 388.4111 | 2261.8621 | 3459.1285 | 5003.2444 | 7098.7791 | 9057.4231 | 10793.391 | 12354.6819 | 13862.1721 | 15349.998 | 16823.0427 | 18294.0692 | 19769.3047 | 21253.6145 | 22740.6587 | 24228.1094 | 25713.6331 | 27197.1994 | 28678.7772 | 30160.6718 | 31642.8854 | 33123.3306 | 34601.9834 | 36078.8194 | 37555.9036 | 39033.2373 | 40510.8221 | 41988.6593 | 43466.7505 | 44945.0972 | 46423.7008 | 47089.6821
F2_Commercial_College_New_Food Preparation_Natural Gas_Oven_Baseline Forecast | F2 | Commercial | College | New | Food Preparation | Natural Gas | Oven | Baseline Forecast | Usage (MMtherm) | 0 | 9.4114e-06 | 5.4806e-05 | 8.3817e-05 | 0.00012123 | 0.00017201 | 0.00021947 | 0.00026153 | 0.00029936 | 0.00033589 | 0.00037194 | 0.00040763 | 0.00044328 | 0.00047902 | 0.00051499 | 0.00055102 | 0.00058706 | 0.00062306 | 0.000659 | 0.0006949 | 0.00073081 | 0.00076672 | 0.0008026 | 0.00083843 | 0.00087421 | 0.00091 | 0.0009458 | 0.0009816 | 0.0010174 | 0.0010532 | 0.001089 | 0.0011249 | 0.001141
F3_Commercial_College_New_Food Preparation_Natural Gas_Oven_Baseline Forecast | F3 | Commercial | College | New | Food Preparation | Natural Gas | Oven | Baseline Forecast | Summer Peak Demand (MW) | 0 | 0 | 0 | 0 | 0 | 0 | 0 | 0 | 0 | 0 | 0 | 0 | 0 | 0 | 0 | 0 | 0 | 0 | 0 | 0 | 0 | 0 | 0 | 0 | 0 | 0 | 0 | 0 | 0 | 0 | 0 | 0 | 0
F4_Commercial_College_New_Food Preparation_Natural Gas_Oven_Baseline Forecast | F4 | Commercial | College | New | Food Preparation | Natural Gas | Oven | Baseline Forecast | Winter Peak Demand (MW) | 0 | 0 | 0 | 0 | 0 | 0 | 0 | 0 | 0 | 0 | 0 | 0 | 0 | 0 | 0 | 0 | 0 | 0 | 0 | 0 | 0 | 0 | 0 | 0 | 0 | 0 | 0 | 0 | 0 | 0 | 0 | 0 | 0
F5_Commercial_College_New_Food Preparation_Natural Gas_Oven_Baseline Forecast | F5 | Commercial | College | New | Food Preparation | Natural Gas | Oven | Baseline Forecast | Turnover | 0 | 388.4111 | 1873.451 | 1197.2664 | 1544.116 | 2095.5347 | 1958.6439 | 1735.9679 | 1561.2909 | 1507.4902 | 1487.8259 | 1473.0447 | 1548.7087 | 1912.0715 | 2073.2318 | 2267.0051 | 2530.5263 | 2813.5326 | 3282.4612 | 3055.6943 | 3133.6104 | 3245.7025 | 3149.9602 | 3065.6333 | 3083.0442 | 3162.5935 | 3273.9874 | 3417.1381 | 3612.0213 | 3937.1841 | 4099.007 | 4252.6505 | 3603.4398
F6_Commercial_College_New_Food Preparation_Natural Gas_Oven_Baseline Forecast | F6 | Commercial | College | New | Food Preparation | Natural Gas | Oven | Baseline Forecast | Avg. Replacement Usage (kWh) | 0.024231 | 0.024231 | 0.024231 | 0.024231 | 0.024231 | 0.024231 | 0.024231 | 0.024231 | 0.024231 | 0.024231 | 0.024231 | 0.024231 | 0.024231 | 0.024231 | 0.024231 | 0.024231 | 0.024231 | 0.024231 | 0.024231 | 0.024231 | 0.024231 | 0.024231 | 0.024231 | 0.024231 | 0.024231 | 0.024231 | 0.024231 | 0.024231 | 0.024231 | 0.024231 | 0.024231 | 0.024231 | 0.024231
F7_Commercial_College_New_Food Preparation_Natural Gas_Oven_Baseline Forecast | F7 | Commercial | College | New | Food Preparation | Natural Gas | Oven | Baseline Forecast | Avg. Replacement Summer Demand (kW) | 0 | 0 | 0 | 0 | 0 | 0 | 0 | 0 | 0 | 0 | 0 | 0 | 0 | 0 | 0 | 0 | 0 | 0 | 0 | 0 | 0 | 0 | 0 | 0 | 0 | 0 | 0 | 0 | 0 | 0 | 0 | 0 | 0
F8_Commercial_College_New_Food Preparation_Natural Gas_Oven_Baseline Forecast | F8 | Commercial | College | New | Food Preparation | Natural Gas | Oven | Baseline Forecast | Avg. Replacement Winter Demand (kW) | 0 | 0 | 0 | 0 | 0 | 0 | 0 | 0 | 0 | 0 | 0 | 0 | 0 | 0 | 0 | 0 | 0 | 0 | 0 | 0 | 0 | 0 | 0 | 0 | 0 | 0 | 0 | 0 | 0 | 0 | 0 | 0 | 0
F1_Commercial_College_New_Food Preparation_Natural Gas_Conveyor Oven_Baseline Forecast | F1 | Commercial | College | New | Food Preparation | Natural Gas | Conveyor Oven | Baseline Forecast | Units | 0 | 194.2055 | 1130.931 | 1729.5642 | 2501.6222 | 3549.3896 | 4528.7115 | 5396.6955 | 6177.3409 | 6931.0861 | 7674.999 | 8411.5214 | 9147.0346 | 9884.6524 | 10626.8072 | 11370.3294 | 12114.0547 | 12856.8166 | 13598.5997 | 14339.3886 | 15080.3359 | 15821.4427 | 16561.6653 | 17300.9917 | 18039.4097 | 18777.9518 | 19516.6187 | 20255.411 | 20994.3297 | 21733.3753 | 22472.5486 | 23211.8504 | 23544.8411
F2_Commercial_College_New_Food Preparation_Natural Gas_Conveyor Oven_Baseline Forecast | F2 | Commercial | College | New | Food Preparation | Natural Gas | Conveyor Oven | Baseline Forecast | Usage (MMtherm) | 0 | 8.0518e-06 | 4.6889e-05 | 7.1708e-05 | 0.00010372 | 0.00014716 | 0.00018776 | 0.00022375 | 0.00025611 | 0.00028736 | 0.00031821 | 0.00034874 | 0.00037924 | 0.00040982 | 0.00044059 | 0.00047142 | 0.00050225 | 0.00053305 | 0.0005638 | 0.00059451 | 0.00062523 | 0.00065596 | 0.00068665 | 0.0007173 | 0.00074792 | 0.00077854 | 0.00080916 | 0.00083979 | 0.00087043 | 0.00090107 | 0.00093172 | 0.00096237 | 0.00097617
F3_Commercial_College_New_Food Preparation_Natural Gas_Conveyor Oven_Baseline Forecast | F3 | Commercial | College | New | Food Preparation | Natural Gas | Conveyor Oven | Baseline Forecast | Summer Peak Demand (MW) | 0 | 0 | 0 | 0 | 0 | 0 | 0 | 0 | 0 | 0 | 0 | 0 | 0 | 0 | 0 | 0 | 0 | 0 | 0 | 0 | 0 | 0 | 0 | 0 | 0 | 0 | 0 | 0 | 0 | 0 | 0 | 0 | 0
F4_Commercial_College_New_Food Preparation_Natural Gas_Conveyor Oven_Baseline Forecast | F4 | Commercial | College | New | Food Preparation | Natural Gas | Conveyor Oven | Baseline Forecast | Winter Peak Demand (MW) | 0 | 0 | 0 | 0 | 0 | 0 | 0 | 0 | 0 | 0 | 0 | 0 | 0 | 0 | 0 | 0 | 0 | 0 | 0 | 0 | 0 | 0 | 0 | 0 | 0 | 0 | 0 | 0 | 0 | 0 | 0 | 0 | 0
F5_Commercial_College_New_Food Preparation_Natural Gas_Conveyor Oven_Baseline Forecast | F5 | Commercial | College | New | Food Preparation | Natural Gas | Conveyor Oven | Baseline Forecast | Turnover | 0 | 194.2055 | 936.7255 | 598.6332 | 772.058 | 1047.7673 | 979.322 | 867.984 | 780.6454 | 753.7451 | 743.913 | 736.5223 | 735.5132 | 737.6178 | 742.1549 | 743.5221 | 743.7253 | 781.603 | 960.2011 | 1035.2499 | 1130.9277 | 1262.6446 | 1404.2271 | 1638.7739 | 1525.4762 | 1564.4 | 1620.4113 | 1573.5499 | 1524.6407 | 1492.2515 | 1483.1173 | 1480.5839 | 1072.824
F6_Commercial_College_New_Food Preparation_Natural Gas_Conveyor Oven_Baseline Forecast | F6 | Commercial | College | New | Food Preparation | Natural Gas | Conveyor Oven | Baseline Forecast | Avg. Replacement Usage (kWh) | 0.04146 | 0.04146 | 0.04146 | 0.04146 | 0.04146 | 0.04146 | 0.04146 | 0.04146 | 0.04146 | 0.04146 | 0.04146 | 0.04146 | 0.04146 | 0.04146 | 0.04146 | 0.04146 | 0.04146 | 0.04146 | 0.04146 | 0.04146 | 0.04146 | 0.04146 | 0.04146 | 0.04146 | 0.04146 | 0.04146 | 0.04146 | 0.04146 | 0.04146 | 0.04146 | 0.04146 | 0.04146 | 0.04146
F7_Commercial_College_New_Food Preparation_Natural Gas_Conveyor Oven_Baseline Forecast | F7 | Commercial | College | New | Food Preparation | Natural Gas | Conveyor Oven | Baseline Forecast | Avg. Replacement Summer Demand (kW) | 0 | 0 | 0 | 0 | 0 | 0 | 0 | 0 | 0 | 0 | 0 | 0 | 0 | 0 | 0 | 0 | 0 | 0 | 0 | 0 | 0 | 0 | 0 | 0 | 0 | 0 | 0 | 0 | 0 | 0 | 0 | 0 | 0
F8_Commercial_College_New_Food Preparation_Natural Gas_Conveyor Oven_Baseline Forecast | F8 | Commercial | College | New | Food Preparation | Natural Gas | Conveyor Oven | Baseline Forecast | Avg. Replacement Winter Demand (kW) | 0 | 0 | 0 | 0 | 0 | 0 | 0 | 0 | 0 | 0 | 0 | 0 | 0 | 0 | 0 | 0 | 0 | 0 | 0 | 0 | 0 | 0 | 0 | 0 | 0 | 0 | 0 | 0 | 0 | 0 | 0 | 0 | 0
F1_Commercial_College_New_Food Preparation_Natural Gas_Double Rack Oven_Baseline Forecast | F1 | Commercial | College | New | Food Preparation | Natural Gas | Double Rack Oven | Baseline Forecast | Units | 0 | 194.2055 | 1130.931 | 1729.5642 | 2501.6222 | 3549.3896 | 4528.7115 | 5396.6955 | 6177.3409 | 6931.0861 | 7674.999 | 8411.5214 | 9147.0346 | 9884.6524 | 10626.8072 | 11370.3294 | 12114.0547 | 12856.8166 | 13598.5997 | 14339.3886 | 15080.3359 | 15821.4427 | 16561.6653 | 17300.9917 | 18039.4097 | 18777.9518 | 19516.6187 | 20255.411 | 20994.3297 | 21733.3753 | 22472.5486 | 23211.8504 | 23544.8411
F2_Commercial_College_New_Food Preparation_Natural Gas_Double Rack Oven_Baseline Forecast | F2 | Commercial | College | New | Food Preparation | Natural Gas | Double Rack Oven | Baseline Forecast | Usage (MMtherm) | 0 | 1.2232e-05 | 7.1232e-05 | 0.00010894 | 0.00015757 | 0.00022356 | 0.00028524 | 0.00033991 | 0.00038908 | 0.00043656 | 0.00048341 | 0.0005298 | 0.00057613 | 0.00062259 | 0.00066933 | 0.00071617 | 0.00076301 | 0.00080979 | 0.00085651 | 0.00090317 | 0.00094984 | 0.00099652 | 0.0010431 | 0.0010897 | 0.0011362 | 0.0011827 | 0.0012293 | 0.0012758 | 0.0013223 | 0.0013689 | 0.0014154 | 0.001462 | 0.001483
F3_Commercial_College_New_Food Preparation_Natural Gas_Double Rack Oven_Baseline Forecast | F3 | Commercial | College | New | Food Preparation | Natural Gas | Double Rack Oven | Baseline Forecast | Summer Peak Demand (MW) | 0 | 0 | 0 | 0 | 0 | 0 | 0 | 0 | 0 | 0 | 0 | 0 | 0 | 0 | 0 | 0 | 0 | 0 | 0 | 0 | 0 | 0 | 0 | 0 | 0 | 0 | 0 | 0 | 0 | 0 | 0 | 0 | 0
F4_Commercial_College_New_Food Preparation_Natural Gas_Double Rack Oven_Baseline Forecast | F4 | Commercial | College | New | Food Preparation | Natural Gas | Double Rack Oven | Baseline Forecast | Winter Peak Demand (MW) | 0 | 0 | 0 | 0 | 0 | 0 | 0 | 0 | 0 | 0 | 0 | 0 | 0 | 0 | 0 | 0 | 0 | 0 | 0 | 0 | 0 | 0 | 0 | 0 | 0 | 0 | 0 | 0 | 0 | 0 | 0 | 0 | 0
F5_Commercial_College_New_Food Preparation_Natural Gas_Double Rack Oven_Baseline Forecast | F5 | Commercial | College | New | Food Preparation | Natural Gas | Double Rack Oven | Baseline Forecast | Turnover | 0 | 194.2055 | 936.7255 | 598.6332 | 772.058 | 1047.7673 | 979.322 | 867.984 | 780.6454 | 753.7451 | 743.913 | 736.5223 | 774.3543 | 956.0358 | 1036.6159 | 1133.5026 | 1265.2631 | 1406.7663 | 1641.2306 | 1527.8471 | 1566.8052 | 1622.8512 | 1574.9801 | 1532.8167 | 1541.5221 | 1581.2968 | 1636.9937 | 1708.5691 | 1806.0107 | 1968.5921 | 2049.5035 | 2126.3252 | 1801.7199
F6_Commercial_College_New_Food Preparation_Natural Gas_Double Rack Oven_Baseline Forecast | F6 | Commercial | College | New | Food Preparation | Natural Gas | Double Rack Oven | Baseline Forecast | Avg. Replacement Usage (kWh) | 0.062986 | 0.062986 | 0.062986 | 0.062986 | 0.062986 | 0.062986 | 0.062986 | 0.062986 | 0.062986 | 0.062986 | 0.062986 | 0.062986 | 0.062986 | 0.062986 | 0.062986 | 0.062986 | 0.062986 | 0.062986 | 0.062986 | 0.062986 | 0.062986 | 0.062986 | 0.062986 | 0.062986 | 0.062986 | 0.062986 | 0.062986 | 0.062986 | 0.062986 | 0.062986 | 0.062986 | 0.062986 | 0.062986
F7_Commercial_College_New_Food Preparation_Natural Gas_Double Rack Oven_Baseline Forecast | F7 | Commercial | College | New | Food Preparation | Natural Gas | Double Rack Oven | Baseline Forecast | Avg. Replacement Summer Demand (kW) | 0 | 0 | 0 | 0 | 0 | 0 | 0 | 0 | 0 | 0 | 0 | 0 | 0 | 0 | 0 | 0 | 0 | 0 | 0 | 0 | 0 | 0 | 0 | 0 | 0 | 0 | 0 | 0 | 0 | 0 | 0 | 0 | 0
F8_Commercial_College_New_Food Preparation_Natural Gas_Double Rack Oven_Baseline Forecast | F8 | Commercial | College | New | Food Preparation | Natural Gas | Double Rack Oven | Baseline Forecast | Avg. Replacement Winter Demand (kW) | 0 | 0 | 0 | 0 | 0 | 0 | 0 | 0 | 0 | 0 | 0 | 0 | 0 | 0 | 0 | 0 | 0 | 0 | 0 | 0 | 0 | 0 | 0 | 0 | 0 | 0 | 0 | 0 | 0 | 0 | 0 | 0 | 0
F1_Commercial_College_New_Food Preparation_Natural Gas_Fryer_Baseline Forecast | F1 | Commercial | College | New | Food Preparation | Natural Gas | Fryer | Baseline Forecast | Units | 0 | 502.6497 | 2927.1156 | 4476.5192 | 6474.7869 | 9186.6553 | 11721.371 | 13967.9178 | 15988.4119 | 17939.2816 | 19864.7034 | 21770.9965 | 23674.6778 | 25583.8061 | 27504.6776 | 29429.0878 | 31354.0239 | 33276.4664 | 35196.3756 | 37113.7116 | 39031.4576 | 40949.6163 | 42865.4866 | 44779.0373 | 46690.2369 | 48601.7576 | 50513.6012 | 52425.7697 | 54338.265 | 56251.0889 | 58164.2434 | 60077.7304 | 60939.5886
F2_Commercial_College_New_Food Preparation_Natural Gas_Fryer_Baseline Forecast | F2 | Commercial | College | New | Food Preparation | Natural Gas | Fryer | Baseline Forecast | Usage (MMtherm) | 0 | 1.9701e-05 | 0.00011473 | 0.00015611 | 0.00020949 | 0.00028193 | 0.00034806 | 0.00039933 | 0.00044674 | 0.00049393 | 0.00054018 | 0.00058153 | 0.00063238 | 0.00068337 | 0.00073468 | 0.00078608 | 0.0008375 | 0.00088885 | 0.00094013 | 0.00099135 | 0.0010426 | 0.0010938 | 0.001145 | 0.0011961 | 0.0012471 | 0.0012982 | 0.0013493 | 0.0014004 | 0.0014514 | 0.0015025 | 0.0015536 | 0.0016047 | 0.0016278
F3_Commercial_College_New_Food Preparation_Natural Gas_Fryer_Baseline Forecast | F3 | Commercial | College | New | Food Preparation | Natural Gas | Fryer | Baseline Forecast | Summer Peak Demand (MW) | 0 | 0 | 0 | 0 | 0 | 0 | 0 | 0 | 0 | 0 | 0 | 0 | 0 | 0 | 0 | 0 | 0 | 0 | 0 | 0 | 0 | 0 | 0 | 0 | 0 | 0 | 0 | 0 | 0 | 0 | 0 | 0 | 0
F4_Commercial_College_New_Food Preparation_Natural Gas_Fryer_Baseline Forecast | F4 | Commercial | College | New | Food Preparation | Natural Gas | Fryer | Baseline Forecast | Winter Peak Demand (MW) | 0 | 0 | 0 | 0 | 0 | 0 | 0 | 0 | 0 | 0 | 0 | 0 | 0 | 0 | 0 | 0 | 0 | 0 | 0 | 0 | 0 | 0 | 0 | 0 | 0 | 0 | 0 | 0 | 0 | 0 | 0 | 0 | 0
F5_Commercial_College_New_Food Preparation_Natural Gas_Fryer_Baseline Forecast | F5 | Commercial | College | New | Food Preparation | Natural Gas | Fryer | Baseline Forecast | Turnover | 0 | 502.6497 | 2424.466 | 1549.4036 | 1998.2677 | 2711.8684 | 2660.3781 | 2946.91 | 2933.1174 | 3134.9042 | 3610.6959 | 4291.3992 | 4221.582 | 4487.3508 | 4807.6051 | 4979.9155 | 5357.4103 | 5548.9205 | 5809.4904 | 6149.3307 | 6498.255 | 6676.3251 | 6934.7934 | 7206.1135 | 7458.8444 | 7786.3994 | 8032.5302 | 8298.2162 | 8584.2051 | 8864.1188 | 9115.4824 | 9384.7012 | 8604.2084
F6_Commercial_College_New_Food Preparation_Natural Gas_Fryer_Baseline Forecast | F6 | Commercial | College | New | Food Preparation | Natural Gas | Fryer | Baseline Forecast | Avg. Replacement Usage (kWh) | 0.039195 | 0.039195 | 0.039195 | 0.026711 | 0.026711 | 0.026711 | 0.026711 | 0.026711 | 0.026711 | 0.026711 | 0.026711 | 0.026711 | 0.026711 | 0.026711 | 0.026711 | 0.026711 | 0.026711 | 0.026711 | 0.026711 | 0.026711 | 0.026711 | 0.026711 | 0.026711 | 0.026711 | 0.026711 | 0.026711 | 0.026711 | 0.026711 | 0.026711 | 0.026711 | 0.026711 | 0.026711 | 0.026711
F7_Commercial_College_New_Food Preparation_Natural Gas_Fryer_Baseline Forecast | F7 | Commercial | College | New | Food Preparation | Natural Gas | Fryer | Baseline Forecast | Avg. Replacement Summer Demand (kW) | 0 | 0 | 0 | 0 | 0 | 0 | 0 | 0 | 0 | 0 | 0 | 0 | 0 | 0 | 0 | 0 | 0 | 0 | 0 | 0 | 0 | 0 | 0 | 0 | 0 | 0 | 0 | 0 | 0 | 0 | 0 | 0 | 0
F8_Commercial_College_New_Food Preparation_Natural Gas_Fryer_Baseline Forecast | F8 | Commercial | College | New | Food Preparation | Natural Gas | Fryer | Baseline Forecast | Avg. Replacement Winter Demand (kW) | 0 | 0 | 0 | 0 | 0 | 0 | 0 | 0 | 0 | 0 | 0 | 0 | 0 | 0 | 0 | 0 | 0 | 0 | 0 | 0 | 0 | 0 | 0 | 0 | 0 | 0 | 0 | 0 | 0 | 0 | 0 | 0 | 0
F1_Commercial_College_New_Food Preparation_Natural Gas_Broiler_Baseline Forecast | F1 | Commercial | College | New | Food Preparation | Natural Gas | Broiler | Baseline Forecast | Units | 0 | 776.8222 | 4523.7242 | 6918.2569 | 10006.4889 | 14197.5583 | 18114.8462 | 21586.782 | 24709.3638 | 27724.3442 | 30699.9961 | 33646.0855 | 36588.1384 | 39538.6095 | 42507.2289 | 45481.3175 | 48456.2188 | 51427.2663 | 54394.3987 | 57357.5543 | 60321.3436 | 63285.7707 | 66246.6612 | 69203.9668 | 72157.6389 | 75111.8072 | 78066.4746 | 81021.6441 | 83977.3186 | 86933.501 | 89890.1943 | 92847.4016 | 94179.3642
F2_Commercial_College_New_Food Preparation_Natural Gas_Broiler_Baseline Forecast | F2 | Commercial | College | New | Food Preparation | Natural Gas | Broiler | Baseline Forecast | Usage (MMtherm) | 0 | 3.3488e-05 | 0.00019502 | 0.00029824 | 0.00043138 | 0.00061205 | 0.00078092 | 0.0009306 | 0.0010652 | 0.0011952 | 0.0013235 | 0.0014505 | 0.0015773 | 0.0017045 | 0.0018325 | 0.0019607 | 0.0020889 | 0.002217 | 0.0023449 | 0.0024727 | 0.0026004 | 0.0027282 | 0.0028559 | 0.0029834 | 0.0031107 | 0.003238 | 0.0033654 | 0.0034928 | 0.0036202 | 0.0037477 | 0.0038751 | 0.0040026 | 0.00406
F3_Commercial_College_New_Food Preparation_Natural Gas_Broiler_Baseline Forecast | F3 | Commercial | College | New | Food Preparation | Natural Gas | Broiler | Baseline Forecast | Summer Peak Demand (MW) | 0 | 0 | 0 | 0 | 0 | 0 | 0 | 0 | 0 | 0 | 0 | 0 | 0 | 0 | 0 | 0 | 0 | 0 | 0 | 0 | 0 | 0 | 0 | 0 | 0 | 0 | 0 | 0 | 0 | 0 | 0 | 0 | 0
F4_Commercial_College_New_Food Preparation_Natural Gas_Broiler_Baseline Forecast | F4 | Commercial | College | New | Food Preparation | Natural Gas | Broiler | Baseline Forecast | Winter Peak Demand (MW) | 0 | 0 | 0 | 0 | 0 | 0 | 0 | 0 | 0 | 0 | 0 | 0 | 0 | 0 | 0 | 0 | 0 | 0 | 0 | 0 | 0 | 0 | 0 | 0 | 0 | 0 | 0 | 0 | 0 | 0 | 0 | 0 | 0
F5_Commercial_College_New_Food Preparation_Natural Gas_Broiler_Baseline Forecast | F5 | Commercial | College | New | Food Preparation | Natural Gas | Broiler | Baseline Forecast | Turnover | 0 | 776.8222 | 3746.902 | 2394.5328 | 3088.232 | 4191.0694 | 3917.2879 | 3471.9359 | 3122.5817 | 3014.9804 | 2975.6519 | 2946.0894 | 3097.4173 | 3824.143 | 4146.4636 | 4534.0102 | 5061.0526 | 5627.0653 | 6564.9225 | 6111.3885 | 6267.2207 | 6491.4049 | 6299.9204 | 6131.2667 | 6166.0884 | 6325.1871 | 6547.9748 | 6834.2762 | 7224.0426 | 7874.3682 | 8198.0141 | 8505.301 | 7206.8797
F6_Commercial_College_New_Food Preparation_Natural Gas_Broiler_Baseline Forecast | F6 | Commercial | College | New | Food Preparation | Natural Gas | Broiler | Baseline Forecast | Avg. Replacement Usage (kWh) | 0.04311 | 0.04311 | 0.04311 | 0.04311 | 0.04311 | 0.04311 | 0.04311 | 0.04311 | 0.04311 | 0.04311 | 0.04311 | 0.04311 | 0.04311 | 0.04311 | 0.04311 | 0.04311 | 0.04311 | 0.04311 | 0.04311 | 0.04311 | 0.04311 | 0.04311 | 0.04311 | 0.04311 | 0.04311 | 0.04311 | 0.04311 | 0.04311 | 0.04311 | 0.04311 | 0.04311 | 0.04311 | 0.04311
F7_Commercial_College_New_Food Preparation_Natural Gas_Broiler_Baseline Forecast | F7 | Commercial | College | New | Food Preparation | Natural Gas | Broiler | Baseline Forecast | Avg. Replacement Summer Demand (kW) | 0 | 0 | 0 | 0 | 0 | 0 | 0 | 0 | 0 | 0 | 0 | 0 | 0 | 0 | 0 | 0 | 0 | 0 | 0 | 0 | 0 | 0 | 0 | 0 | 0 | 0 | 0 | 0 | 0 | 0 | 0 | 0 | 0
F8_Commercial_College_New_Food Preparation_Natural Gas_Broiler_Baseline Forecast | F8 | Commercial | College | New | Food Preparation | Natural Gas | Broiler | Baseline Forecast | Avg. Replacement Winter Demand (kW) | 0 | 0 | 0 | 0 | 0 | 0 | 0 | 0 | 0 | 0 | 0 | 0 | 0 | 0 | 0 | 0 | 0 | 0 | 0 | 0 | 0 | 0 | 0 | 0 | 0 | 0 | 0 | 0 | 0 | 0 | 0 | 0 | 0
F1_Commercial_College_New_Food Preparation_Natural Gas_Griddle_Baseline Forecast | F1 | Commercial | College | New | Food Preparation | Natural Gas | Griddle | Baseline Forecast | Units | 0 | 1096.6902 | 6386.4341 | 9766.951 | 14126.8078 | 20043.6117 | 25573.9005 | 30475.457 | 34883.8077 | 39140.2507 | 43341.171 | 47500.356 | 51653.8425 | 55819.2134 | 60010.2056 | 64208.9188 | 68408.7795 | 72603.1994 | 76792.0923 | 80975.3708 | 85159.5439 | 89344.6175 | 93524.6981 | 97699.7178 | 101869.6078 | 106040.1984 | 110211.4936 | 114383.4976 | 118556.2145 | 122729.6485 | 126903.8038 | 131078.6845 | 132959.1024
F2_Commercial_College_New_Food Preparation_Natural Gas_Griddle_Baseline Forecast | F2 | Commercial | College | New | Food Preparation | Natural Gas | Griddle | Baseline Forecast | Usage (MMtherm) | 0 | 3.1383e-05 | 0.00018275 | 0.00027949 | 0.00040425 | 0.00057356 | 0.00073182 | 0.00087208 | 0.00099823 | 0.00112 | 0.0012402 | 0.0013593 | 0.0014781 | 0.0015973 | 0.0017172 | 0.0018374 | 0.0019576 | 0.0020776 | 0.0021975 | 0.0023172 | 0.0024369 | 0.0025567 | 0.0026763 | 0.0027958 | 0.0029151 | 0.0030344 | 0.0031538 | 0.0032732 | 0.0033926 | 0.003512 | 0.0036315 | 0.0037509 | 0.0038047
F3_Commercial_College_New_Food Preparation_Natural Gas_Griddle_Baseline Forecast | F3 | Commercial | College | New | Food Preparation | Natural Gas | Griddle | Baseline Forecast | Summer Peak Demand (MW) | 0 | 0 | 0 | 0 | 0 | 0 | 0 | 0 | 0 | 0 | 0 | 0 | 0 | 0 | 0 | 0 | 0 | 0 | 0 | 0 | 0 | 0 | 0 | 0 | 0 | 0 | 0 | 0 | 0 | 0 | 0 | 0 | 0
F4_Commercial_College_New_Food Preparation_Natural Gas_Griddle_Baseline Forecast | F4 | Commercial | College | New | Food Preparation | Natural Gas | Griddle | Baseline Forecast | Winter Peak Demand (MW) | 0 | 0 | 0 | 0 | 0 | 0 | 0 | 0 | 0 | 0 | 0 | 0 | 0 | 0 | 0 | 0 | 0 | 0 | 0 | 0 | 0 | 0 | 0 | 0 | 0 | 0 | 0 | 0 | 0 | 0 | 0 | 0 | 0
F5_Commercial_College_New_Food Preparation_Natural Gas_Griddle_Baseline Forecast | F5 | Commercial | College | New | Food Preparation | Natural Gas | Griddle | Baseline Forecast | Turnover | 0 | 1096.6902 | 5289.7439 | 3380.5169 | 4359.8569 | 5916.8038 | 5530.2888 | 4901.5565 | 4408.3507 | 4256.443 | 4200.9203 | 4159.185 | 4372.8245 | 5398.7902 | 5853.8309 | 6400.9556 | 7145.0154 | 7944.0922 | 9268.1258 | 8627.8426 | 8847.841 | 9164.3364 | 8894.0053 | 8655.9059 | 8705.066 | 8929.6759 | 9244.1997 | 9648.39 | 10198.6484 | 11116.7551 | 11573.6669 | 12007.4837 | 10174.4183
F6_Commercial_College_New_Food Preparation_Natural Gas_Griddle_Baseline Forecast | F6 | Commercial | College | New | Food Preparation | Natural Gas | Griddle | Baseline Forecast | Avg. Replacement Usage (kWh) | 0.028616 | 0.028616 | 0.028616 | 0.028616 | 0.028616 | 0.028616 | 0.028616 | 0.028616 | 0.028616 | 0.028616 | 0.028616 | 0.028616 | 0.028616 | 0.028616 | 0.028616 | 0.028616 | 0.028616 | 0.028616 | 0.028616 | 0.028616 | 0.028616 | 0.028616 | 0.028616 | 0.028616 | 0.028616 | 0.028616 | 0.028616 | 0.028616 | 0.028616 | 0.028616 | 0.028616 | 0.028616 | 0.028616
F7_Commercial_College_New_Food Preparation_Natural Gas_Griddle_Baseline Forecast | F7 | Commercial | College | New | Food Preparation | Natural Gas | Griddle | Baseline Forecast | Avg. Replacement Summer Demand (kW) | 0 | 0 | 0 | 0 | 0 | 0 | 0 | 0 | 0 | 0 | 0 | 0 | 0 | 0 | 0 | 0 | 0 | 0 | 0 | 0 | 0 | 0 | 0 | 0 | 0 | 0 | 0 | 0 | 0 | 0 | 0 | 0 | 0
F8_Commercial_College_New_Food Preparation_Natural Gas_Griddle_Baseline Forecast | F8 | Commercial | College | New | Food Preparation | Natural Gas | Griddle | Baseline Forecast | Avg. Replacement Winter Demand (kW) | 0 | 0 | 0 | 0 | 0 | 0 | 0 | 0 | 0 | 0 | 0 | 0 | 0 | 0 | 0 | 0 | 0 | 0 | 0 | 0 | 0 | 0 | 0 | 0 | 0 | 0 | 0 | 0 | 0 | 0 | 0 | 0 | 0
F1_Commercial_College_New_Food Preparation_Natural Gas_Range_Baseline Forecast | F1 | Commercial | College | New | Food Preparation | Natural Gas | Range | Baseline Forecast | Units | 0 | 1355.6309 | 7894.3421 | 12073.0366 | 17462.3041 | 24776.1311 | 31612.1825 | 37671.051 | 43120.2623 | 48381.6987 | 53574.503 | 58715.7178 | 63849.8886 | 68998.7499 | 74179.2819 | 79369.3579 | 84560.8524 | 89745.6215 | 94923.5585 | 100094.5556 | 105266.6584 | 110439.8744 | 115606.9185 | 120767.7067 | 125922.1541 | 131077.4675 | 136233.6518 | 141390.7123 | 146548.654 | 151707.4822 | 156867.2019 | 162027.8184 | 164352.2238
F2_Commercial_College_New_Food Preparation_Natural Gas_Range_Baseline Forecast | F2 | Commercial | College | New | Food Preparation | Natural Gas | Range | Baseline Forecast | Usage (MMtherm) | 0 | 4.0239e-05 | 0.00023433 | 0.00035837 | 0.00051834 | 0.00073543 | 0.00093835 | 0.0011182 | 0.0012799 | 0.0014361 | 0.0015903 | 0.0017429 | 0.0018953 | 0.0020481 | 0.0022019 | 0.0023559 | 0.00251 | 0.0026639 | 0.0028176 | 0.0029711 | 0.0031246 | 0.0032782 | 0.0034316 | 0.0035848 | 0.0037378 | 0.0038908 | 0.0040438 | 0.0041969 | 0.00435 | 0.0045032 | 0.0046563 | 0.0048095 | 0.0048785
F3_Commercial_College_New_Food Preparation_Natural Gas_Range_Baseline Forecast | F3 | Commercial | College | New | Food Preparation | Natural Gas | Range | Baseline Forecast | Summer Peak Demand (MW) | 0 | 0 | 0 | 0 | 0 | 0 | 0 | 0 | 0 | 0 | 0 | 0 | 0 | 0 | 0 | 0 | 0 | 0 | 0 | 0 | 0 | 0 | 0 | 0 | 0 | 0 | 0 | 0 | 0 | 0 | 0 | 0 | 0
F4_Commercial_College_New_Food Preparation_Natural Gas_Range_Baseline Forecast | F4 | Commercial | College | New | Food Preparation | Natural Gas | Range | Baseline Forecast | Winter Peak Demand (MW) | 0 | 0 | 0 | 0 | 0 | 0 | 0 | 0 | 0 | 0 | 0 | 0 | 0 | 0 | 0 | 0 | 0 | 0 | 0 | 0 | 0 | 0 | 0 | 0 | 0 | 0 | 0 | 0 | 0 | 0 | 0 | 0 | 0
F5_Commercial_College_New_Food Preparation_Natural Gas_Range_Baseline Forecast | F5 | Commercial | College | New | Food Preparation | Natural Gas | Range | Baseline Forecast | Turnover | 0 | 1355.6309 | 6538.7113 | 4178.6944 | 5389.2675 | 7313.827 | 6836.0514 | 6058.8685 | 5449.2113 | 5261.4365 | 5463.9304 | 6665.858 | 7189.6242 | 7871.0776 | 8821.0704 | 9825.0876 | 11469.9908 | 10678.7442 | 10942.7488 | 11380.1443 | 11347.3462 | 11347.6017 | 11520.9503 | 11958.9031 | 12611.0394 | 13729.6632 | 14288.7153 | 14830.2739 | 15421.5762 | 15902.4021 | 16455.3007 | 16293.8508 | 13691.9807
F6_Commercial_College_New_Food Preparation_Natural Gas_Range_Baseline Forecast | F6 | Commercial | College | New | Food Preparation | Natural Gas | Range | Baseline Forecast | Avg. Replacement Usage (kWh) | 0.029683 | 0.029683 | 0.029683 | 0.029683 | 0.029683 | 0.029683 | 0.029683 | 0.029683 | 0.029683 | 0.029683 | 0.029683 | 0.029683 | 0.029683 | 0.029683 | 0.029683 | 0.029683 | 0.029683 | 0.029683 | 0.029683 | 0.029683 | 0.029683 | 0.029683 | 0.029683 | 0.029683 | 0.029683 | 0.029683 | 0.029683 | 0.029683 | 0.029683 | 0.029683 | 0.029683 | 0.029683 | 0.029683
F7_Commercial_College_New_Food Preparation_Natural Gas_Range_Baseline Forecast | F7 | Commercial | College | New | Food Preparation | Natural Gas | Range | Baseline Forecast | Avg. Replacement Summer Demand (kW) | 0 | 0 | 0 | 0 | 0 | 0 | 0 | 0 | 0 | 0 | 0 | 0 | 0 | 0 | 0 | 0 | 0 | 0 | 0 | 0 | 0 | 0 | 0 | 0 | 0 | 0 | 0 | 0 | 0 | 0 | 0 | 0 | 0
F8_Commercial_College_New_Food Preparation_Natural Gas_Range_Baseline Forecast | F8 | Commercial | College | New | Food Preparation | Natural Gas | Range | Baseline Forecast | Avg. Replacement Winter Demand (kW) | 0 | 0 | 0 | 0 | 0 | 0 | 0 | 0 | 0 | 0 | 0 | 0 | 0 | 0 | 0 | 0 | 0 | 0 | 0 | 0 | 0 | 0 | 0 | 0 | 0 | 0 | 0 | 0 | 0 | 0 | 0 | 0 | 0
F1_Commercial_College_New_Food Preparation_Natural Gas_Steamer_Baseline Forecast | F1 | Commercial | College | New | Food Preparation | Natural Gas | Steamer | Baseline Forecast | Units | 0 | 487.4178 | 2838.4152 | 4340.8671 | 6278.5813 | 8908.2719 | 11366.178 | 13544.6475 | 15503.9145 | 17395.667 | 19262.7426 | 21111.2693 | 22957.2633 | 24808.5393 | 26671.2025 | 28537.2972 | 30403.902 | 32268.0886 | 34129.8188 | 35989.0537 | 37848.6862 | 39708.7189 | 41566.5325 | 43422.0968 | 45275.3813 | 47128.9771 | 48982.886 | 50837.11 | 52691.6509 | 54546.5104 | 56401.6906 | 58257.1931 | 59092.9344
F2_Commercial_College_New_Food Preparation_Natural Gas_Steamer_Baseline Forecast | F2 | Commercial | College | New | Food Preparation | Natural Gas | Steamer | Baseline Forecast | Usage (MMtherm) | 0 | 2.4164e-05 | 0.00014072 | 0.00018579 | 0.00024392 | 0.00032281 | 0.00039655 | 0.0004619 | 0.00052068 | 0.00057743 | 0.00063238 | 0.00068178 | 0.00073178 | 0.00078253 | 0.00083416 | 0.00088636 | 0.000939 | 0.00099194 | 0.0010451 | 0.0010956 | 0.0011355 | 0.0011913 | 0.001247 | 0.0013027 | 0.0013583 | 0.0014139 | 0.0014695 | 0.0015251 | 0.0015807 | 0.0016364 | 0.001692 | 0.0017477 | 0.0017728
F3_Commercial_College_New_Food Preparation_Natural Gas_Steamer_Baseline Forecast | F3 | Commercial | College | New | Food Preparation | Natural Gas | Steamer | Baseline Forecast | Summer Peak Demand (MW) | 0 | 0 | 0 | 0 | 0 | 0 | 0 | 0 | 0 | 0 | 0 | 0 | 0 | 0 | 0 | 0 | 0 | 0 | 0 | 0 | 0 | 0 | 0 | 0 | 0 | 0 | 0 | 0 | 0 | 0 | 0 | 0 | 0
F4_Commercial_College_New_Food Preparation_Natural Gas_Steamer_Baseline Forecast | F4 | Commercial | College | New | Food Preparation | Natural Gas | Steamer | Baseline Forecast | Winter Peak Demand (MW) | 0 | 0 | 0 | 0 | 0 | 0 | 0 | 0 | 0 | 0 | 0 | 0 | 0 | 0 | 0 | 0 | 0 | 0 | 0 | 0 | 0 | 0 | 0 | 0 | 0 | 0 | 0 | 0 | 0 | 0 | 0 | 0 | 0
F5_Commercial_College_New_Food Preparation_Natural Gas_Steamer_Baseline Forecast | F5 | Commercial | College | New | Food Preparation | Natural Gas | Steamer | Baseline Forecast | Turnover | 0 | 487.4178 | 2350.9973 | 1502.4519 | 1937.7142 | 2629.6906 | 2457.9061 | 2178.4696 | 1959.267 | 1891.7524 | 1921.2332 | 2157.8886 | 2287.9215 | 2459.402 | 2695.4075 | 2879.4126 | 3009.3839 | 3097.6867 | 3168.3693 | 3384.2607 | 4028.8585 | 3781.1409 | 3972.7695 | 4248.1063 | 4247.0228 | 4229.6878 | 4242.6756 | 4308.8223 | 4421.5135 | 4657.1411 | 4806.2669 | 4972.9164 | 4151.4646
F6_Commercial_College_New_Food Preparation_Natural Gas_Steamer_Baseline Forecast | F6 | Commercial | College | New | Food Preparation | Natural Gas | Steamer | Baseline Forecast | Avg. Replacement Usage (kWh) | 0.049576 | 0.049576 | 0.049576 | 0.03 | 0.03 | 0.03 | 0.03 | 0.03 | 0.03 | 0.03 | 0.03 | 0.03 | 0.03 | 0.03 | 0.03 | 0.03 | 0.03 | 0.03 | 0.03 | 0.03 | 0.03 | 0.03 | 0.03 | 0.03 | 0.03 | 0.03 | 0.03 | 0.03 | 0.03 | 0.03 | 0.03 | 0.03 | 0.03
F7_Commercial_College_New_Food Preparation_Natural Gas_Steamer_Baseline Forecast | F7 | Commercial | College | New | Food Preparation | Natural Gas | Steamer | Baseline Forecast | Avg. Replacement Summer Demand (kW) | 0 | 0 | 0 | 0 | 0 | 0 | 0 | 0 | 0 | 0 | 0 | 0 | 0 | 0 | 0 | 0 | 0 | 0 | 0 | 0 | 0 | 0 | 0 | 0 | 0 | 0 | 0 | 0 | 0 | 0 | 0 | 0 | 0
F8_Commercial_College_New_Food Preparation_Natural Gas_Steamer_Baseline Forecast | F8 | Commercial | College | New | Food Preparation | Natural Gas | Steamer | Baseline Forecast | Avg. Replacement Winter Demand (kW) | 0 | 0 | 0 | 0 | 0 | 0 | 0 | 0 | 0 | 0 | 0 | 0 | 0 | 0 | 0 | 0 | 0 | 0 | 0 | 0 | 0 | 0 | 0 | 0 | 0 | 0 | 0 | 0 | 0 | 0 | 0 | 0 | 0
F1_Commercial_College_New_Food Preparation_Natural Gas_Food Prep Other_Baseline Forecast | F1 | Commercial | College | New | Food Preparation | Natural Gas | Food Prep Other | Baseline Forecast | Units | 0 | 60.9272 | 354.8019 | 542.6084 | 784.8227 | 1113.534 | 1420.7722 | 1693.0809 | 1937.9893 | 2174.4584 | 2407.8428 | 2638.9087 | 2869.6579 | 3101.0674 | 3333.9003 | 3567.1622 | 3800.4878 | 4033.5111 | 4266.2273 | 4498.6317 | 4731.0858 | 4963.5899 | 5195.8166 | 5427.7621 | 5659.4227 | 5891.1221 | 6122.8608 | 6354.6388 | 6586.4564 | 6818.3138 | 7050.2113 | 7282.1491 | 7386.6168
F2_Commercial_College_New_Food Preparation_Natural Gas_Food Prep Other_Baseline Forecast | F2 | Commercial | College | New | Food Preparation | Natural Gas | Food Prep Other | Baseline Forecast | Usage (MMtherm) | 0 | 7.5475e-07 | 4.3952e-06 | 6.7217e-06 | 9.7222e-06 | 1.3794e-05 | 1.76e-05 | 2.0974e-05 | 2.4007e-05 | 2.6937e-05 | 2.9828e-05 | 3.269e-05 | 3.5549e-05 | 3.8415e-05 | 4.13e-05 | 4.4189e-05 | 4.708e-05 | 4.9966e-05 | 5.2849e-05 | 5.5728e-05 | 5.8608e-05 | 6.1488e-05 | 6.4365e-05 | 6.7238e-05 | 7.0108e-05 | 7.2978e-05 | 7.5849e-05 | 7.872e-05 | 8.1592e-05 | 8.4464e-05 | 8.7337e-05 | 9.021e-05 | 9.1504e-05
F3_Commercial_College_New_Food Preparation_Natural Gas_Food Prep Other_Baseline Forecast | F3 | Commercial | College | New | Food Preparation | Natural Gas | Food Prep Other | Baseline Forecast | Summer Peak Demand (MW) | 0 | 0 | 0 | 0 | 0 | 0 | 0 | 0 | 0 | 0 | 0 | 0 | 0 | 0 | 0 | 0 | 0 | 0 | 0 | 0 | 0 | 0 | 0 | 0 | 0 | 0 | 0 | 0 | 0 | 0 | 0 | 0 | 0
F4_Commercial_College_New_Food Preparation_Natural Gas_Food Prep Other_Baseline Forecast | F4 | Commercial | College | New | Food Preparation | Natural Gas | Food Prep Other | Baseline Forecast | Winter Peak Demand (MW) | 0 | 0 | 0 | 0 | 0 | 0 | 0 | 0 | 0 | 0 | 0 | 0 | 0 | 0 | 0 | 0 | 0 | 0 | 0 | 0 | 0 | 0 | 0 | 0 | 0 | 0 | 0 | 0 | 0 | 0 | 0 | 0 | 0
F5_Commercial_College_New_Food Preparation_Natural Gas_Food Prep Other_Baseline Forecast | F5 | Commercial | College | New | Food Preparation | Natural Gas | Food Prep Other | Baseline Forecast | Turnover | 0 | 60.9272 | 293.8747 | 187.8065 | 242.2143 | 328.7113 | 307.2383 | 272.3087 | 244.9084 | 236.4691 | 245.5699 | 299.5891 | 323.1292 | 353.7563 | 396.4526 | 441.577 | 515.5052 | 479.9436 | 491.8089 | 511.4672 | 509.9931 | 510.0046 | 517.7955 | 537.4788 | 566.7883 | 617.0635 | 642.1895 | 666.5292 | 693.1046 | 714.7147 | 739.5641 | 732.3079 | 615.3699
F6_Commercial_College_New_Food Preparation_Natural Gas_Food Prep Other_Baseline Forecast | F6 | Commercial | College | New | Food Preparation | Natural Gas | Food Prep Other | Baseline Forecast | Avg. Replacement Usage (kWh) | 0.012388 | 0.012388 | 0.012388 | 0.012388 | 0.012388 | 0.012388 | 0.012388 | 0.012388 | 0.012388 | 0.012388 | 0.012388 | 0.012388 | 0.012388 | 0.012388 | 0.012388 | 0.012388 | 0.012388 | 0.012388 | 0.012388 | 0.012388 | 0.012388 | 0.012388 | 0.012388 | 0.012388 | 0.012388 | 0.012388 | 0.012388 | 0.012388 | 0.012388 | 0.012388 | 0.012388 | 0.012388 | 0.012388
F7_Commercial_College_New_Food Preparation_Natural Gas_Food Prep Other_Baseline Forecast | F7 | Commercial | College | New | Food Preparation | Natural Gas | Food Prep Other | Baseline Forecast | Avg. Replacement Summer Demand (kW) | 0 | 0 | 0 | 0 | 0 | 0 | 0 | 0 | 0 | 0 | 0 | 0 | 0 | 0 | 0 | 0 | 0 | 0 | 0 | 0 | 0 | 0 | 0 | 0 | 0 | 0 | 0 | 0 | 0 | 0 | 0 | 0 | 0
F8_Commercial_College_New_Food Preparation_Natural Gas_Food Prep Other_Baseline Forecast | F8 | Commercial | College | New | Food Preparation | Natural Gas | Food Prep Other | Baseline Forecast | Avg. Replacement Winter Demand (kW) | 0 | 0 | 0 | 0 | 0 | 0 | 0 | 0 | 0 | 0 | 0 | 0 | 0 | 0 | 0 | 0 | 0 | 0 | 0 | 0 | 0 | 0 | 0 | 0 | 0 | 0 | 0 | 0 | 0 | 0 | 0 | 0 | 0
F1_Commercial_College_New_Miscellaneous_Natural Gas_Pool Heater_Baseline Forecast | F1 | Commercial | College | New | Miscellaneous | Natural Gas | Pool Heater | Baseline Forecast | Units | 0 | 56.44 | 328.6709 | 502.6455 | 727.0208 | 1031.5227 | 1316.133 | 1568.3863 | 1795.2572 | 2014.3104 | 2230.5062 | 2444.5542 | 2658.3088 | 2872.6751 | 3088.36 | 3304.4422 | 3520.5834 | 3736.4447 | 3952.0215 | 4167.3094 | 4382.6433 | 4598.0236 | 4813.1469 | 5028.0097 | 5242.6086 | 5457.2435 | 5671.9147 | 5886.6223 | 6101.3667 | 6316.1479 | 6530.9663 | 6745.822 | 6842.5956
F2_Commercial_College_New_Miscellaneous_Natural Gas_Pool Heater_Baseline Forecast | F2 | Commercial | College | New | Miscellaneous | Natural Gas | Pool Heater | Baseline Forecast | Usage (MMtherm) | 0 | 4.9702e-07 | 2.8943e-06 | 4.4264e-06 | 6.4023e-06 | 9.0838e-06 | 1.159e-05 | 1.3812e-05 | 1.5809e-05 | 1.7738e-05 | 1.9642e-05 | 2.1527e-05 | 2.341e-05 | 2.5297e-05 | 2.7197e-05 | 2.91e-05 | 3.1003e-05 | 3.2904e-05 | 3.4802e-05 | 3.6698e-05 | 3.8594e-05 | 4.0491e-05 | 4.2386e-05 | 4.4278e-05 | 4.6167e-05 | 4.8058e-05 | 4.9948e-05 | 5.1839e-05 | 5.373e-05 | 5.5621e-05 | 5.7513e-05 | 5.9405e-05 | 6.0257e-05
F3_Commercial_College_New_Miscellaneous_Natural Gas_Pool Heater_Baseline Forecast | F3 | Commercial | College | New | Miscellaneous | Natural Gas | Pool Heater | Baseline Forecast | Summer Peak Demand (MW) | 0 | 0 | 0 | 0 | 0 | 0 | 0 | 0 | 0 | 0 | 0 | 0 | 0 | 0 | 0 | 0 | 0 | 0 | 0 | 0 | 0 | 0 | 0 | 0 | 0 | 0 | 0 | 0 | 0 | 0 | 0 | 0 | 0
F4_Commercial_College_New_Miscellaneous_Natural Gas_Pool Heater_Baseline Forecast | F4 | Commercial | College | New | Miscellaneous | Natural Gas | Pool Heater | Baseline Forecast | Winter Peak Demand (MW) | 0 | 0 | 0 | 0 | 0 | 0 | 0 | 0 | 0 | 0 | 0 | 0 | 0 | 0 | 0 | 0 | 0 | 0 | 0 | 0 | 0 | 0 | 0 | 0 | 0 | 0 | 0 | 0 | 0 | 0 | 0 | 0 | 0
F5_Commercial_College_New_Miscellaneous_Natural Gas_Pool Heater_Baseline Forecast | F5 | Commercial | College | New | Miscellaneous | Natural Gas | Pool Heater | Baseline Forecast | Turnover | 0 | 56.44 | 272.2309 | 173.9746 | 224.3753 | 304.5019 | 295.8983 | 315.7299 | 312.4472 | 332.3892 | 367.765 | 409.2783 | 489.6533 | 471.8173 | 501.3357 | 539.1606 | 554.2043 | 589.4411 | 607.9436 | 634.6761 | 667.9502 | 699.1966 | 741.1344 | 752.5848 | 779.4498 | 810.0212 | 834.7632 | 868.2452 | 892.9417 | 920.2369 | 949.9097 | 978.0725 | 891.9899
F6_Commercial_College_New_Miscellaneous_Natural Gas_Pool Heater_Baseline Forecast | F6 | Commercial | College | New | Miscellaneous | Natural Gas | Pool Heater | Baseline Forecast | Avg. Replacement Usage (kWh) | 0.0088062 | 0.0088062 | 0.0088062 | 0.0088062 | 0.0088062 | 0.0088062 | 0.0088062 | 0.0088062 | 0.0088062 | 0.0088062 | 0.0088062 | 0.0088062 | 0.0088062 | 0.0088062 | 0.0088062 | 0.0088062 | 0.0088062 | 0.0088062 | 0.0088062 | 0.0088062 | 0.0088062 | 0.0088062 | 0.0088062 | 0.0088062 | 0.0088062 | 0.0088062 | 0.0088062 | 0.0088062 | 0.0088062 | 0.0088062 | 0.0088062 | 0.0088062 | 0.0088062
F7_Commercial_College_New_Miscellaneous_Natural Gas_Pool Heater_Baseline Forecast | F7 | Commercial | College | New | Miscellaneous | Natural Gas | Pool Heater | Baseline Forecast | Avg. Replacement Summer Demand (kW) | 0 | 0 | 0 | 0 | 0 | 0 | 0 | 0 | 0 | 0 | 0 | 0 | 0 | 0 | 0 | 0 | 0 | 0 | 0 | 0 | 0 | 0 | 0 | 0 | 0 | 0 | 0 | 0 | 0 | 0 | 0 | 0 | 0
F8_Commercial_College_New_Miscellaneous_Natural Gas_Pool Heater_Baseline Forecast | F8 | Commercial | College | New | Miscellaneous | Natural Gas | Pool Heater | Baseline Forecast | Avg. Replacement Winter Demand (kW) | 0 | 0 | 0 | 0 | 0 | 0 | 0 | 0 | 0 | 0 | 0 | 0 | 0 | 0 | 0 | 0 | 0 | 0 | 0 | 0 | 0 | 0 | 0 | 0 | 0 | 0 | 0 | 0 | 0 | 0 | 0 | 0 | 0
F1_Commercial_College_New_Miscellaneous_Natural Gas_Miscellaneous_Baseline Forecast | F1 | Commercial | College | New | Miscellaneous | Natural Gas | Miscellaneous | Baseline Forecast | Units | 0 | 4645.7014 | 27053.6444 | 41373.8895 | 59842.7276 | 84906.9661 | 108333.8839 | 129097.4219 | 147771.6853 | 165802.4507 | 183598.0159 | 201216.7858 | 218811.4159 | 236456.3901 | 254209.8986 | 271996.1143 | 289787.1909 | 307555.2199 | 325299.8354 | 343020.668 | 360745.29 | 378473.7269 | 396181.013 | 413866.8602 | 431530.9776 | 449198.0626 | 466868.1326 | 484541.2051 | 502217.2976 | 519896.4277 | 537578.6132 | 555263.8721 | 563229.5312
F2_Commercial_College_New_Miscellaneous_Natural Gas_Miscellaneous_Baseline Forecast | F2 | Commercial | College | New | Miscellaneous | Natural Gas | Miscellaneous | Baseline Forecast | Usage (MMtherm) | 0 | 0.00016066 | 0.00093556 | 0.0014308 | 0.0020695 | 0.0029362 | 0.0037464 | 0.0044644 | 0.0051102 | 0.0057338 | 0.0063492 | 0.0069584 | 0.0075669 | 0.0081771 | 0.008791 | 0.0094061 | 0.010021 | 0.010636 | 0.011249 | 0.011862 | 0.012475 | 0.013088 | 0.013701 | 0.014312 | 0.014923 | 0.015534 | 0.016145 | 0.016756 | 0.017368 | 0.017979 | 0.01859 | 0.019202 | 0.019478
F3_Commercial_College_New_Miscellaneous_Natural Gas_Miscellaneous_Baseline Forecast | F3 | Commercial | College | New | Miscellaneous | Natural Gas | Miscellaneous | Baseline Forecast | Summer Peak Demand (MW) | 0 | 0 | 0 | 0 | 0 | 0 | 0 | 0 | 0 | 0 | 0 | 0 | 0 | 0 | 0 | 0 | 0 | 0 | 0 | 0 | 0 | 0 | 0 | 0 | 0 | 0 | 0 | 0 | 0 | 0 | 0 | 0 | 0
F4_Commercial_College_New_Miscellaneous_Natural Gas_Miscellaneous_Baseline Forecast | F4 | Commercial | College | New | Miscellaneous | Natural Gas | Miscellaneous | Baseline Forecast | Winter Peak Demand (MW) | 0 | 0 | 0 | 0 | 0 | 0 | 0 | 0 | 0 | 0 | 0 | 0 | 0 | 0 | 0 | 0 | 0 | 0 | 0 | 0 | 0 | 0 | 0 | 0 | 0 | 0 | 0 | 0 | 0 | 0 | 0 | 0 | 0
F5_Commercial_College_New_Miscellaneous_Natural Gas_Miscellaneous_Baseline Forecast | F5 | Commercial | College | New | Miscellaneous | Natural Gas | Miscellaneous | Baseline Forecast | Turnover | 0 | 4645.7014 | 22407.9431 | 14320.245 | 19132.5098 | 28834.2346 | 28704.0924 | 28020.0462 | 29013.3039 | 30993.3847 | 32909.2455 | 36071.6691 | 43014.1834 | 41778.0747 | 44994.2066 | 50106.9358 | 51424.9295 | 52825.4877 | 55241.3924 | 57784.2562 | 60169.3974 | 62922.6951 | 66722.8667 | 67934.6811 | 70660.5459 | 74114.0635 | 76142.1558 | 78294.4294 | 80928.8701 | 83514.129 | 85992.031 | 88600.0151 | 81787.5329
F6_Commercial_College_New_Miscellaneous_Natural Gas_Miscellaneous_Baseline Forecast | F6 | Commercial | College | New | Miscellaneous | Natural Gas | Miscellaneous | Baseline Forecast | Avg. Replacement Usage (kWh) | 0.034582 | 0.034582 | 0.034582 | 0.034582 | 0.034582 | 0.034582 | 0.034582 | 0.034582 | 0.034582 | 0.034582 | 0.034582 | 0.034582 | 0.034582 | 0.034582 | 0.034582 | 0.034582 | 0.034582 | 0.034582 | 0.034582 | 0.034582 | 0.034582 | 0.034582 | 0.034582 | 0.034582 | 0.034582 | 0.034582 | 0.034582 | 0.034582 | 0.034582 | 0.034582 | 0.034582 | 0.034582 | 0.034582
F7_Commercial_College_New_Miscellaneous_Natural Gas_Miscellaneous_Baseline Forecast | F7 | Commercial | College | New | Miscellaneous | Natural Gas | Miscellaneous | Baseline Forecast | Avg. Replacement Summer Demand (kW) | 0 | 0 | 0 | 0 | 0 | 0 | 0 | 0 | 0 | 0 | 0 | 0 | 0 | 0 | 0 | 0 | 0 | 0 | 0 | 0 | 0 | 0 | 0 | 0 | 0 | 0 | 0 | 0 | 0 | 0 | 0 | 0 | 0
F8_Commercial_College_New_Miscellaneous_Natural Gas_Miscellaneous_Baseline Forecast | F8 | Commercial | College | New | Miscellaneous | Natural Gas | Miscellaneous | Baseline Forecast | Avg. Replacement Winter Demand (kW) | 0 | 0 | 0 | 0 | 0 | 0 | 0 | 0 | 0 | 0 | 0 | 0 | 0 | 0 | 0 | 0 | 0 | 0 | 0 | 0 | 0 | 0 | 0 | 0 | 0 | 0 | 0 | 0 | 0 | 0 | 0 | 0 | 0
F1_Commercial_Hospital_Existing_Space Heating_Natural Gas_Furnace_Baseline Forecast | F1 | Commercial | Hospital | Existing | Space Heating | Natural Gas | Furnace | Baseline Forecast | Units | 377023.61 | 375105.399 | 373187.188 | 370870.6927 | 368493.9906 | 365888.232 | 363453.8618 | 361298.2842 | 359361.4038 | 357491.8824 | 355646.9808 | 353820.5854 | 351996.717 | 350167.5787 | 348327.0795 | 346483.1565 | 344638.7248 | 342796.7056 | 340957.1372 | 339120.0584 | 337282.5829 | 335444.708 | 333609.0472 | 331775.6304 | 329944.4883 | 328113.0355 | 326281.2703 | 324449.1908 | 322616.7952 | 320784.0816 | 318951.0481 | 317117.693 | 315294.8761
F2_Commercial_Hospital_Existing_Space Heating_Natural Gas_Furnace_Baseline Forecast | F2 | Commercial | Hospital | Existing | Space Heating | Natural Gas | Furnace | Baseline Forecast | Usage (MMtherm) | 0.055772 | 0.055241 | 0.054409 | 0.053516 | 0.052616 | 0.051689 | 0.050793 | 0.049946 | 0.049092 | 0.048258 | 0.04744 | 0.046639 | 0.045853 | 0.045083 | 0.044329 | 0.043593 | 0.042875 | 0.042178 | 0.0415 | 0.040844 | 0.040207 | 0.039589 | 0.038986 | 0.038398 | 0.037825 | 0.037265 | 0.036719 | 0.036187 | 0.035667 | 0.03516 | 0.034664 | 0.034178 | 0.033908
F3_Commercial_Hospital_Existing_Space Heating_Natural Gas_Furnace_Baseline Forecast | F3 | Commercial | Hospital | Existing | Space Heating | Natural Gas | Furnace | Baseline Forecast | Summer Peak Demand (MW) | 0 | 0 | 0 | 0 | 0 | 0 | 0 | 0 | 0 | 0 | 0 | 0 | 0 | 0 | 0 | 0 | 0 | 0 | 0 | 0 | 0 | 0 | 0 | 0 | 0 | 0 | 0 | 0 | 0 | 0 | 0 | 0 | 0
F4_Commercial_Hospital_Existing_Space Heating_Natural Gas_Furnace_Baseline Forecast | F4 | Commercial | Hospital | Existing | Space Heating | Natural Gas | Furnace | Baseline Forecast | Winter Peak Demand (MW) | 0 | 0 | 0 | 0 | 0 | 0 | 0 | 0 | 0 | 0 | 0 | 0 | 0 | 0 | 0 | 0 | 0 | 0 | 0 | 0 | 0 | 0 | 0 | 0 | 0 | 0 | 0 | 0 | 0 | 0 | 0 | 0 | 0
F5_Commercial_Hospital_Existing_Space Heating_Natural Gas_Furnace_Baseline Forecast | F5 | Commercial | Hospital | Existing | Space Heating | Natural Gas | Furnace | Baseline Forecast | Turnover | 0 | 7527.1986 | 8160.7695 | 8726.6283 | 9236.1483 | 9689.0936 | 10099.8377 | 10475.99 | 10820.1816 | 11131.5247 | 11411.6811 | 11663.1101 | 11887.6982 | 12087.3668 | 12263.8981 | 12419.4009 | 12555.6737 | 12674.3847 | 12776.9736 | 12254.0507 | 11817.497 | 11456.1757 | 11160.2752 | 10921.0044 | 10730.57 | 10581.9886 | 10469.1618 | 10386.7056 | 10329.8748 | 10294.4949 | 10276.9008 | 10273.8819 | 12346.1206
F6_Commercial_Hospital_Existing_Space Heating_Natural Gas_Furnace_Baseline Forecast | F6 | Commercial | Hospital | Existing | Space Heating | Natural Gas | Furnace | Baseline Forecast | Avg. Replacement Usage (kWh) | 0.12943 | 0.12943 | 0.12875 | 0.12806 | 0.12738 | 0.12669 | 0.12601 | 0.12532 | 0.12028 | 0.11961 | 0.11896 | 0.11828 | 0.11763 | 0.11696 | 0.11631 | 0.11563 | 0.11498 | 0.11432 | 0.11366 | 0.113 | 0.11234 | 0.11168 | 0.11101 | 0.11035 | 0.10969 | 0.10903 | 0.10837 | 0.10771 | 0.10705 | 0.10639 | 0.10573 | 0.10507 | 0.10507
F7_Commercial_Hospital_Existing_Space Heating_Natural Gas_Furnace_Baseline Forecast | F7 | Commercial | Hospital | Existing | Space Heating | Natural Gas | Furnace | Baseline Forecast | Avg. Replacement Summer Demand (kW) | 0 | 0 | 0 | 0 | 0 | 0 | 0 | 0 | 0 | 0 | 0 | 0 | 0 | 0 | 0 | 0 | 0 | 0 | 0 | 0 | 0 | 0 | 0 | 0 | 0 | 0 | 0 | 0 | 0 | 0 | 0 | 0 | 0
F8_Commercial_Hospital_Existing_Space Heating_Natural Gas_Furnace_Baseline Forecast | F8 | Commercial | Hospital | Existing | Space Heating | Natural Gas | Furnace | Baseline Forecast | Avg. Replacement Winter Demand (kW) | 0 | 0 | 0 | 0 | 0 | 0 | 0 | 0 | 0 | 0 | 0 | 0 | 0 | 0 | 0 | 0 | 0 | 0 | 0 | 0 | 0 | 0 | 0 | 0 | 0 | 0 | 0 | 0 | 0 | 0 | 0 | 0 | 0
F1_Commercial_Hospital_Existing_Space Heating_Natural Gas_Boiler_Baseline Forecast | F1 | Commercial | Hospital | Existing | Space Heating | Natural Gas | Boiler | Baseline Forecast | Units | 2124892.5734 | 2114081.5997 | 2103270.6259 | 2090214.9354 | 2076819.921 | 2062133.9518 | 2048413.9224 | 2036265.1581 | 2025348.9645 | 2014812.4036 | 2004414.5995 | 1994121.0959 | 1983841.8337 | 1973532.8709 | 1963159.8781 | 1952767.5897 | 1942372.4335 | 1931990.8744 | 1921623.128 | 1911269.4124 | 1900913.4613 | 1890555.2596 | 1880209.5358 | 1869876.4599 | 1859556.2035 | 1849234.1964 | 1838910.4283 | 1828584.8888 | 1818257.5678 | 1807928.4546 | 1797597.5389 | 1787264.8102 | 1776991.4747
F2_Commercial_Hospital_Existing_Space Heating_Natural Gas_Boiler_Baseline Forecast | F2 | Commercial | Hospital | Existing | Space Heating | Natural Gas | Boiler | Baseline Forecast | Usage (MMtherm) | 0.74917 | 0.74195 | 0.73063 | 0.71844 | 0.70607 | 0.69329 | 0.68085 | 0.66909 | 0.65786 | 0.6469 | 0.63609 | 0.62551 | 0.6152 | 0.60504 | 0.59509 | 0.58538 | 0.57586 | 0.56661 | 0.55762 | 0.54891 | 0.54047 | 0.53232 | 0.52442 | 0.51676 | 0.50932 | 0.50208 | 0.49501 | 0.48812 | 0.48139 | 0.47479 | 0.46831 | 0.46197 | 0.45863
F3_Commercial_Hospital_Existing_Space Heating_Natural Gas_Boiler_Baseline Forecast | F3 | Commercial | Hospital | Existing | Space Heating | Natural Gas | Boiler | Baseline Forecast | Summer Peak Demand (MW) | 0 | 0 | 0 | 0 | 0 | 0 | 0 | 0 | 0 | 0 | 0 | 0 | 0 | 0 | 0 | 0 | 0 | 0 | 0 | 0 | 0 | 0 | 0 | 0 | 0 | 0 | 0 | 0 | 0 | 0 | 0 | 0 | 0
F4_Commercial_Hospital_Existing_Space Heating_Natural Gas_Boiler_Baseline Forecast | F4 | Commercial | Hospital | Existing | Space Heating | Natural Gas | Boiler | Baseline Forecast | Winter Peak Demand (MW) | 0 | 0 | 0 | 0 | 0 | 0 | 0 | 0 | 0 | 0 | 0 | 0 | 0 | 0 | 0 | 0 | 0 | 0 | 0 | 0 | 0 | 0 | 0 | 0 | 0 | 0 | 0 | 0 | 0 | 0 | 0 | 0 | 0
F5_Commercial_Hospital_Existing_Space Heating_Natural Gas_Boiler_Baseline Forecast | F5 | Commercial | Hospital | Existing | Space Heating | Natural Gas | Boiler | Baseline Forecast | Turnover | 0 | 38437.8473 | 42413.0606 | 45918.7714 | 49028.894 | 51755.2075 | 54185.9267 | 56372.3824 | 58337.7928 | 60085.0447 | 61629.6576 | 62990.5891 | 64182.9579 | 65221.4226 | 66119.3227 | 66891.2547 | 67549.6933 | 68106.0167 | 68570.0257 | 68950.5888 | 69255.1303 | 69490.8869 | 65935.6121 | 63039.9177 | 60706.4931 | 58850.124 | 57397.1425 | 56283.5844 | 55454.0114 | 54860.4679 | 54461.5604 | 54221.643 | 54111.9632
F6_Commercial_Hospital_Existing_Space Heating_Natural Gas_Boiler_Baseline Forecast | F6 | Commercial | Hospital | Existing | Space Heating | Natural Gas | Boiler | Baseline Forecast | Avg. Replacement Usage (kWh) | 0.30457 | 0.30378 | 0.30311 | 0.3015 | 0.29906 | 0.29746 | 0.29498 | 0.29436 | 0.29275 | 0.29114 | 0.28863 | 0.28703 | 0.28644 | 0.28389 | 0.28228 | 0.28068 | 0.27809 | 0.27649 | 0.27489 | 0.27329 | 0.27169 | 0.2701 | 0.2685 | 0.2669 | 0.2653 | 0.26371 | 0.26211 | 0.26051 | 0.25891 | 0.25732 | 0.25572 | 0.25412 | 0.25412
F7_Commercial_Hospital_Existing_Space Heating_Natural Gas_Boiler_Baseline Forecast | F7 | Commercial | Hospital | Existing | Space Heating | Natural Gas | Boiler | Baseline Forecast | Avg. Replacement Summer Demand (kW) | 0 | 0 | 0 | 0 | 0 | 0 | 0 | 0 | 0 | 0 | 0 | 0 | 0 | 0 | 0 | 0 | 0 | 0 | 0 | 0 | 0 | 0 | 0 | 0 | 0 | 0 | 0 | 0 | 0 | 0 | 0 | 0 | 0
F8_Commercial_Hospital_Existing_Space Heating_Natural Gas_Boiler_Baseline Forecast | F8 | Commercial | Hospital | Existing | Space Heating | Natural Gas | Boiler | Baseline Forecast | Avg. Replacement Winter Demand (kW) | 0 | 0 | 0 | 0 | 0 | 0 | 0 | 0 | 0 | 0 | 0 | 0 | 0 | 0 | 0 | 0 | 0 | 0 | 0 | 0 | 0 | 0 | 0 | 0 | 0 | 0 | 0 | 0 | 0 | 0 | 0 | 0 | 0
F1_Commercial_Hospital_Existing_Space Heating_Natural Gas_Unit Heater_Baseline Forecast | F1 | Commercial | Hospital | Existing | Space Heating | Natural Gas | Unit Heater | Baseline Forecast | Units | 0 | 0 | 0 | 0 | 0 | 0 | 0 | 0 | 0 | 0 | 0 | 0 | 0 | 0 | 0 | 0 | 0 | 0 | 0 | 0 | 0 | 0 | 0 | 0 | 0 | 0 | 0 | 0 | 0 | 0 | 0 | 0 | 0
F2_Commercial_Hospital_Existing_Space Heating_Natural Gas_Unit Heater_Baseline Forecast | F2 | Commercial | Hospital | Existing | Space Heating | Natural Gas | Unit Heater | Baseline Forecast | Usage (MMtherm) | 0 | 0 | 0 | 0 | 0 | 0 | 0 | 0 | 0 | 0 | 0 | 0 | 0 | 0 | 0 | 0 | 0 | 0 | 0 | 0 | 0 | 0 | 0 | 0 | 0 | 0 | 0 | 0 | 0 | 0 | 0 | 0 | 0
F3_Commercial_Hospital_Existing_Space Heating_Natural Gas_Unit Heater_Baseline Forecast | F3 | Commercial | Hospital | Existing | Space Heating | Natural Gas | Unit Heater | Baseline Forecast | Summer Peak Demand (MW) | 0 | 0 | 0 | 0 | 0 | 0 | 0 | 0 | 0 | 0 | 0 | 0 | 0 | 0 | 0 | 0 | 0 | 0 | 0 | 0 | 0 | 0 | 0 | 0 | 0 | 0 | 0 | 0 | 0 | 0 | 0 | 0 | 0
F4_Commercial_Hospital_Existing_Space Heating_Natural Gas_Unit Heater_Baseline Forecast | F4 | Commercial | Hospital | Existing | Space Heating | Natural Gas | Unit Heater | Baseline Forecast | Winter Peak Demand (MW) | 0 | 0 | 0 | 0 | 0 | 0 | 0 | 0 | 0 | 0 | 0 | 0 | 0 | 0 | 0 | 0 | 0 | 0 | 0 | 0 | 0 | 0 | 0 | 0 | 0 | 0 | 0 | 0 | 0 | 0 | 0 | 0 | 0
F5_Commercial_Hospital_Existing_Space Heating_Natural Gas_Unit Heater_Baseline Forecast | F5 | Commercial | Hospital | Existing | Space Heating | Natural Gas | Unit Heater | Baseline Forecast | Turnover | 0 | 0 | 0 | 0 | 0 | 0 | 0 | 0 | 0 | 0 | 0 | 0 | 0 | 0 | 0 | 0 | 0 | 0 | 0 | 0 | 0 | 0 | 0 | 0 | 0 | 0 | 0 | 0 | 0 | 0 | 0 | 0 | 0
F6_Commercial_Hospital_Existing_Space Heating_Natural Gas_Unit Heater_Baseline Forecast | F6 | Commercial | Hospital | Existing | Space Heating | Natural Gas | Unit Heater | Baseline Forecast | Avg. Replacement Usage (kWh) | 0.073963 | 0.073963 | 0.073571 | 0.07318 | 0.072788 | 0.072397 | 0.072005 | 0.071614 | 0.071222 | 0.070831 | 0.070439 | 0.070048 | 0.069657 | 0.069266 | 0.068874 | 0.068482 | 0.068091 | 0.0677 | 0.067308 | 0.066917 | 0.066525 | 0.066135 | 0.065743 | 0.065352 | 0.064961 | 0.064571 | 0.064179 | 0.063788 | 0.063397 | 0.063006 | 0.062614 | 0.062223 | 0.062223
F7_Commercial_Hospital_Existing_Space Heating_Natural Gas_Unit Heater_Baseline Forecast | F7 | Commercial | Hospital | Existing | Space Heating | Natural Gas | Unit Heater | Baseline Forecast | Avg. Replacement Summer Demand (kW) | 0 | 0 | 0 | 0 | 0 | 0 | 0 | 0 | 0 | 0 | 0 | 0 | 0 | 0 | 0 | 0 | 0 | 0 | 0 | 0 | 0 | 0 | 0 | 0 | 0 | 0 | 0 | 0 | 0 | 0 | 0 | 0 | 0
F8_Commercial_Hospital_Existing_Space Heating_Natural Gas_Unit Heater_Baseline Forecast | F8 | Commercial | Hospital | Existing | Space Heating | Natural Gas | Unit Heater | Baseline Forecast | Avg. Replacement Winter Demand (kW) | 0 | 0 | 0 | 0 | 0 | 0 | 0 | 0 | 0 | 0 | 0 | 0 | 0 | 0 | 0 | 0 | 0 | 0 | 0 | 0 | 0 | 0 | 0 | 0 | 0 | 0 | 0 | 0 | 0 | 0 | 0 | 0 | 0
F1_Commercial_Hospital_Existing_Water Heating_Natural Gas_Water Heater_Baseline Forecast | F1 | Commercial | Hospital | Existing | Water Heating | Natural Gas | Water Heater | Baseline Forecast | Units | 2208836.9072 | 2197598.8436 | 2186360.78 | 2172789.3216 | 2158865.1344 | 2143598.9928 | 2129336.9507 | 2116708.2469 | 2105360.8068 | 2094407.9968 | 2083599.4251 | 2072899.2745 | 2062213.9278 | 2051497.7073 | 2040714.9272 | 2029912.0892 | 2019106.2702 | 2008314.5854 | 1997537.259 | 1986774.5176 | 1976009.4525 | 1965242.0478 | 1954487.6139 | 1943746.3277 | 1933018.3674 | 1922288.5872 | 1911556.9764 | 1900823.5243 | 1890088.2203 | 1879351.0533 | 1868612.0126 | 1857871.0872 | 1847191.9014
F2_Commercial_Hospital_Existing_Water Heating_Natural Gas_Water Heater_Baseline Forecast | F2 | Commercial | Hospital | Existing | Water Heating | Natural Gas | Water Heater | Baseline Forecast | Usage (MMtherm) | 0.8204 | 0.80556 | 0.78859 | 0.76976 | 0.75067 | 0.73167 | 0.71409 | 0.69855 | 0.6852 | 0.67399 | 0.66443 | 0.65618 | 0.64895 | 0.64251 | 0.63669 | 0.63138 | 0.62647 | 0.6219 | 0.61758 | 0.61348 | 0.60953 | 0.60572 | 0.60201 | 0.59839 | 0.59484 | 0.59134 | 0.58788 | 0.58446 | 0.58106 | 0.57768 | 0.57431 | 0.57096 | 0.56764
F3_Commercial_Hospital_Existing_Water Heating_Natural Gas_Water Heater_Baseline Forecast | F3 | Commercial | Hospital | Existing | Water Heating | Natural Gas | Water Heater | Baseline Forecast | Summer Peak Demand (MW) | 0 | 0 | 0 | 0 | 0 | 0 | 0 | 0 | 0 | 0 | 0 | 0 | 0 | 0 | 0 | 0 | 0 | 0 | 0 | 0 | 0 | 0 | 0 | 0 | 0 | 0 | 0 | 0 | 0 | 0 | 0 | 0 | 0
F4_Commercial_Hospital_Existing_Water Heating_Natural Gas_Water Heater_Baseline Forecast | F4 | Commercial | Hospital | Existing | Water Heating | Natural Gas | Water Heater | Baseline Forecast | Winter Peak Demand (MW) | 0 | 0 | 0 | 0 | 0 | 0 | 0 | 0 | 0 | 0 | 0 | 0 | 0 | 0 | 0 | 0 | 0 | 0 | 0 | 0 | 0 | 0 | 0 | 0 | 0 | 0 | 0 | 0 | 0 | 0 | 0 | 0 | 0
F5_Commercial_Hospital_Existing_Water Heating_Natural Gas_Water Heater_Baseline Forecast | F5 | Commercial | Hospital | Existing | Water Heating | Natural Gas | Water Heater | Baseline Forecast | Turnover | 0 | 87903.9537 | 113690.7606 | 133843.8222 | 149566.1765 | 161678.8104 | 171069.2272 | 178377.8827 | 184044.5109 | 188357.7985 | 166577.3906 | 154135.7095 | 148079.4142 | 146273.4921 | 147187.5133 | 171028.1565 | 176476.3041 | 180592.7529 | 183649.6479 | 181095.3456 | 176023.597 | 170300.5519 | 164977.945 | 160578.0446 | 155265.7491 | 154309.3633 | 155858.16 | 158686.2649 | 161097.0957 | 167603.4357 | 167244.5838 | 165618.117 | 163229.1525
F6_Commercial_Hospital_Existing_Water Heating_Natural Gas_Water Heater_Baseline Forecast | F6 | Commercial | Hospital | Existing | Water Heating | Natural Gas | Water Heater | Baseline Forecast | Avg. Replacement Usage (kWh) | 0.30721 | 0.30721 | 0.30721 | 0.30721 | 0.30721 | 0.30721 | 0.30721 | 0.30721 | 0.30721 | 0.30721 | 0.30721 | 0.30721 | 0.30721 | 0.30721 | 0.30721 | 0.30721 | 0.30721 | 0.30721 | 0.30721 | 0.30721 | 0.30721 | 0.30721 | 0.30721 | 0.30721 | 0.30721 | 0.30721 | 0.30721 | 0.30721 | 0.30721 | 0.30721 | 0.30721 | 0.30721 | 0.30721
F7_Commercial_Hospital_Existing_Water Heating_Natural Gas_Water Heater_Baseline Forecast | F7 | Commercial | Hospital | Existing | Water Heating | Natural Gas | Water Heater | Baseline Forecast | Avg. Replacement Summer Demand (kW) | 0 | 0 | 0 | 0 | 0 | 0 | 0 | 0 | 0 | 0 | 0 | 0 | 0 | 0 | 0 | 0 | 0 | 0 | 0 | 0 | 0 | 0 | 0 | 0 | 0 | 0 | 0 | 0 | 0 | 0 | 0 | 0 | 0
F8_Commercial_Hospital_Existing_Water Heating_Natural Gas_Water Heater_Baseline Forecast | F8 | Commercial | Hospital | Existing | Water Heating | Natural Gas | Water Heater | Baseline Forecast | Avg. Replacement Winter Demand (kW) | 0 | 0 | 0 | 0 | 0 | 0 | 0 | 0 | 0 | 0 | 0 | 0 | 0 | 0 | 0 | 0 | 0 | 0 | 0 | 0 | 0 | 0 | 0 | 0 | 0 | 0 | 0 | 0 | 0 | 0 | 0 | 0 | 0
F1_Commercial_Hospital_Existing_Food Preparation_Natural Gas_Oven_Baseline Forecast | F1 | Commercial | Hospital | Existing | Food Preparation | Natural Gas | Oven | Baseline Forecast | Units | 53908.1301 | 53633.8577 | 53359.5853 | 53028.3648 | 52688.5358 | 52315.9555 | 51967.8809 | 51659.669 | 51382.7272 | 51115.4166 | 50851.6263 | 50590.482 | 50329.699 | 50068.1625 | 49805.0016 | 49541.3512 | 49277.628 | 49014.2498 | 48751.222 | 48488.5502 | 48225.8216 | 47963.0359 | 47700.5668 | 47438.4186 | 47176.5956 | 46914.7282 | 46652.8162 | 46390.8591 | 46128.8569 | 45866.8092 | 45604.7158 | 45342.5764 | 45081.9438
F2_Commercial_Hospital_Existing_Food Preparation_Natural Gas_Oven_Baseline Forecast | F2 | Commercial | Hospital | Existing | Food Preparation | Natural Gas | Oven | Baseline Forecast | Usage (MMtherm) | 0.0045866 | 0.0045633 | 0.0045399 | 0.0045117 | 0.0044828 | 0.0044511 | 0.0044215 | 0.0043953 | 0.0043717 | 0.004349 | 0.0043265 | 0.0043043 | 0.0042821 | 0.0042599 | 0.0042375 | 0.0042151 | 0.0041926 | 0.0041702 | 0.0041478 | 0.0041255 | 0.0041031 | 0.0040808 | 0.0040584 | 0.0040361 | 0.0040139 | 0.0039916 | 0.0039693 | 0.003947 | 0.0039247 | 0.0039024 | 0.0038801 | 0.0038578 | 0.0038357
F3_Commercial_Hospital_Existing_Food Preparation_Natural Gas_Oven_Baseline Forecast | F3 | Commercial | Hospital | Existing | Food Preparation | Natural Gas | Oven | Baseline Forecast | Summer Peak Demand (MW) | 0 | 0 | 0 | 0 | 0 | 0 | 0 | 0 | 0 | 0 | 0 | 0 | 0 | 0 | 0 | 0 | 0 | 0 | 0 | 0 | 0 | 0 | 0 | 0 | 0 | 0 | 0 | 0 | 0 | 0 | 0 | 0 | 0
F4_Commercial_Hospital_Existing_Food Preparation_Natural Gas_Oven_Baseline Forecast | F4 | Commercial | Hospital | Existing | Food Preparation | Natural Gas | Oven | Baseline Forecast | Winter Peak Demand (MW) | 0 | 0 | 0 | 0 | 0 | 0 | 0 | 0 | 0 | 0 | 0 | 0 | 0 | 0 | 0 | 0 | 0 | 0 | 0 | 0 | 0 | 0 | 0 | 0 | 0 | 0 | 0 | 0 | 0 | 0 | 0 | 0 | 0
F5_Commercial_Hospital_Existing_Food Preparation_Natural Gas_Oven_Baseline Forecast | F5 | Commercial | Hospital | Existing | Food Preparation | Natural Gas | Oven | Baseline Forecast | Turnover | 0 | 1787.7953 | 2312.2487 | 2722.1227 | 3041.8848 | 3288.2322 | 3479.215 | 3627.8588 | 3743.107 | 3830.8309 | 3896.376 | 3944.2679 | 3474.6802 | 3199.2234 | 3057.2578 | 3004.8965 | 3010.5731 | 3480.1731 | 3581.7182 | 3658.0784 | 3714.3698 | 3754.6879 | 3782.3223 | 3704.9921 | 3582.9462 | 3452.206 | 3332.8036 | 3234.4359 | 3120.0552 | 3094.0112 | 3119.1276 | 3170.7393 | 3233.038
F6_Commercial_Hospital_Existing_Food Preparation_Natural Gas_Oven_Baseline Forecast | F6 | Commercial | Hospital | Existing | Food Preparation | Natural Gas | Oven | Baseline Forecast | Avg. Replacement Usage (kWh) | 0.085082 | 0.085082 | 0.085082 | 0.085082 | 0.085082 | 0.085082 | 0.085082 | 0.085082 | 0.085082 | 0.085082 | 0.085082 | 0.085082 | 0.085082 | 0.085082 | 0.085082 | 0.085082 | 0.085082 | 0.085082 | 0.085082 | 0.085082 | 0.085082 | 0.085082 | 0.085082 | 0.085082 | 0.085082 | 0.085082 | 0.085082 | 0.085082 | 0.085082 | 0.085082 | 0.085082 | 0.085082 | 0.085082
F7_Commercial_Hospital_Existing_Food Preparation_Natural Gas_Oven_Baseline Forecast | F7 | Commercial | Hospital | Existing | Food Preparation | Natural Gas | Oven | Baseline Forecast | Avg. Replacement Summer Demand (kW) | 0 | 0 | 0 | 0 | 0 | 0 | 0 | 0 | 0 | 0 | 0 | 0 | 0 | 0 | 0 | 0 | 0 | 0 | 0 | 0 | 0 | 0 | 0 | 0 | 0 | 0 | 0 | 0 | 0 | 0 | 0 | 0 | 0
F8_Commercial_Hospital_Existing_Food Preparation_Natural Gas_Oven_Baseline Forecast | F8 | Commercial | Hospital | Existing | Food Preparation | Natural Gas | Oven | Baseline Forecast | Avg. Replacement Winter Demand (kW) | 0 | 0 | 0 | 0 | 0 | 0 | 0 | 0 | 0 | 0 | 0 | 0 | 0 | 0 | 0 | 0 | 0 | 0 | 0 | 0 | 0 | 0 | 0 | 0 | 0 | 0 | 0 | 0 | 0 | 0 | 0 | 0 | 0
F1_Commercial_Hospital_Existing_Food Preparation_Natural Gas_Conveyor Oven_Baseline Forecast | F1 | Commercial | Hospital | Existing | Food Preparation | Natural Gas | Conveyor Oven | Baseline Forecast | Units | 26954.065 | 26816.9288 | 26679.7926 | 26514.1824 | 26344.2679 | 26157.9778 | 25983.9405 | 25829.8345 | 25691.3636 | 25557.7083 | 25425.8131 | 25295.241 | 25164.8495 | 25034.0813 | 24902.5008 | 24770.6756 | 24638.814 | 24507.1249 | 24375.611 | 24244.2751 | 24112.9108 | 23981.518 | 23850.2834 | 23719.2093 | 23588.2978 | 23457.3641 | 23326.4081 | 23195.4296 | 23064.4285 | 22933.4046 | 22802.3579 | 22671.2882 | 22540.9719
F2_Commercial_Hospital_Existing_Food Preparation_Natural Gas_Conveyor Oven_Baseline Forecast | F2 | Commercial | Hospital | Existing | Food Preparation | Natural Gas | Conveyor Oven | Baseline Forecast | Usage (MMtherm) | 0.003924 | 0.003904 | 0.0038841 | 0.00386 | 0.0038352 | 0.0038081 | 0.0037828 | 0.0037603 | 0.0037402 | 0.0037207 | 0.0037015 | 0.0036825 | 0.0036635 | 0.0036445 | 0.0036253 | 0.0036061 | 0.0035869 | 0.0035678 | 0.0035486 | 0.0035295 | 0.0035104 | 0.0034912 | 0.0034721 | 0.0034531 | 0.003434 | 0.0034149 | 0.0033959 | 0.0033768 | 0.0033577 | 0.0033387 | 0.0033196 | 0.0033005 | 0.0032815
F3_Commercial_Hospital_Existing_Food Preparation_Natural Gas_Conveyor Oven_Baseline Forecast | F3 | Commercial | Hospital | Existing | Food Preparation | Natural Gas | Conveyor Oven | Baseline Forecast | Summer Peak Demand (MW) | 0 | 0 | 0 | 0 | 0 | 0 | 0 | 0 | 0 | 0 | 0 | 0 | 0 | 0 | 0 | 0 | 0 | 0 | 0 | 0 | 0 | 0 | 0 | 0 | 0 | 0 | 0 | 0 | 0 | 0 | 0 | 0 | 0
F4_Commercial_Hospital_Existing_Food Preparation_Natural Gas_Conveyor Oven_Baseline Forecast | F4 | Commercial | Hospital | Existing | Food Preparation | Natural Gas | Conveyor Oven | Baseline Forecast | Winter Peak Demand (MW) | 0 | 0 | 0 | 0 | 0 | 0 | 0 | 0 | 0 | 0 | 0 | 0 | 0 | 0 | 0 | 0 | 0 | 0 | 0 | 0 | 0 | 0 | 0 | 0 | 0 | 0 | 0 | 0 | 0 | 0 | 0 | 0 | 0
F5_Commercial_Hospital_Existing_Food Preparation_Natural Gas_Conveyor Oven_Baseline Forecast | F5 | Commercial | Hospital | Existing | Food Preparation | Natural Gas | Conveyor Oven | Baseline Forecast | Turnover | 0 | 630.9866 | 816.0878 | 960.7492 | 1073.6064 | 1160.5525 | 1227.9582 | 1280.4208 | 1321.0966 | 1352.058 | 1375.1915 | 1392.0946 | 1403.9919 | 1411.8755 | 1416.5343 | 1418.6482 | 1418.7455 | 1244.2577 | 1139.1859 | 1082.138 | 1057.5541 | 1054.231 | 1211.3054 | 1242.7682 | 1266.2367 | 1283.3354 | 1295.3651 | 1303.3607 | 1308.1459 | 1310.3765 | 1310.574 | 1309.1536 | 1306.4907
F6_Commercial_Hospital_Existing_Food Preparation_Natural Gas_Conveyor Oven_Baseline Forecast | F6 | Commercial | Hospital | Existing | Food Preparation | Natural Gas | Conveyor Oven | Baseline Forecast | Avg. Replacement Usage (kWh) | 0.14558 | 0.14558 | 0.14558 | 0.14558 | 0.14558 | 0.14558 | 0.14558 | 0.14558 | 0.14558 | 0.14558 | 0.14558 | 0.14558 | 0.14558 | 0.14558 | 0.14558 | 0.14558 | 0.14558 | 0.14558 | 0.14558 | 0.14558 | 0.14558 | 0.14558 | 0.14558 | 0.14558 | 0.14558 | 0.14558 | 0.14558 | 0.14558 | 0.14558 | 0.14558 | 0.14558 | 0.14558 | 0.14558
F7_Commercial_Hospital_Existing_Food Preparation_Natural Gas_Conveyor Oven_Baseline Forecast | F7 | Commercial | Hospital | Existing | Food Preparation | Natural Gas | Conveyor Oven | Baseline Forecast | Avg. Replacement Summer Demand (kW) | 0 | 0 | 0 | 0 | 0 | 0 | 0 | 0 | 0 | 0 | 0 | 0 | 0 | 0 | 0 | 0 | 0 | 0 | 0 | 0 | 0 | 0 | 0 | 0 | 0 | 0 | 0 | 0 | 0 | 0 | 0 | 0 | 0
F8_Commercial_Hospital_Existing_Food Preparation_Natural Gas_Conveyor Oven_Baseline Forecast | F8 | Commercial | Hospital | Existing | Food Preparation | Natural Gas | Conveyor Oven | Baseline Forecast | Avg. Replacement Winter Demand (kW) | 0 | 0 | 0 | 0 | 0 | 0 | 0 | 0 | 0 | 0 | 0 | 0 | 0 | 0 | 0 | 0 | 0 | 0 | 0 | 0 | 0 | 0 | 0 | 0 | 0 | 0 | 0 | 0 | 0 | 0 | 0 | 0 | 0
F1_Commercial_Hospital_Existing_Food Preparation_Natural Gas_Double Rack Oven_Baseline Forecast | F1 | Commercial | Hospital | Existing | Food Preparation | Natural Gas | Double Rack Oven | Baseline Forecast | Units | 26954.065 | 26816.9288 | 26679.7926 | 26514.1824 | 26344.2679 | 26157.9778 | 25983.9405 | 25829.8345 | 25691.3636 | 25557.7083 | 25425.8131 | 25295.241 | 25164.8495 | 25034.0813 | 24902.5008 | 24770.6756 | 24638.814 | 24507.1249 | 24375.611 | 24244.2751 | 24112.9108 | 23981.518 | 23850.2834 | 23719.2093 | 23588.2978 | 23457.3641 | 23326.4081 | 23195.4296 | 23064.4285 | 22933.4046 | 22802.3579 | 22671.2882 | 22540.9719
F2_Commercial_Hospital_Existing_Food Preparation_Natural Gas_Double Rack Oven_Baseline Forecast | F2 | Commercial | Hospital | Existing | Food Preparation | Natural Gas | Double Rack Oven | Baseline Forecast | Usage (MMtherm) | 0.0059613 | 0.0059309 | 0.0059006 | 0.005864 | 0.0058264 | 0.0057852 | 0.0057467 | 0.0057126 | 0.005682 | 0.0056524 | 0.0056233 | 0.0055944 | 0.0055656 | 0.0055366 | 0.0055075 | 0.0054784 | 0.0054492 | 0.0054201 | 0.005391 | 0.005362 | 0.0053329 | 0.0053038 | 0.0052748 | 0.0052458 | 0.0052169 | 0.0051879 | 0.005159 | 0.00513 | 0.005101 | 0.005072 | 0.0050431 | 0.0050141 | 0.0049852
F3_Commercial_Hospital_Existing_Food Preparation_Natural Gas_Double Rack Oven_Baseline Forecast | F3 | Commercial | Hospital | Existing | Food Preparation | Natural Gas | Double Rack Oven | Baseline Forecast | Summer Peak Demand (MW) | 0 | 0 | 0 | 0 | 0 | 0 | 0 | 0 | 0 | 0 | 0 | 0 | 0 | 0 | 0 | 0 | 0 | 0 | 0 | 0 | 0 | 0 | 0 | 0 | 0 | 0 | 0 | 0 | 0 | 0 | 0 | 0 | 0
F4_Commercial_Hospital_Existing_Food Preparation_Natural Gas_Double Rack Oven_Baseline Forecast | F4 | Commercial | Hospital | Existing | Food Preparation | Natural Gas | Double Rack Oven | Baseline Forecast | Winter Peak Demand (MW) | 0 | 0 | 0 | 0 | 0 | 0 | 0 | 0 | 0 | 0 | 0 | 0 | 0 | 0 | 0 | 0 | 0 | 0 | 0 | 0 | 0 | 0 | 0 | 0 | 0 | 0 | 0 | 0 | 0 | 0 | 0 | 0 | 0
F5_Commercial_Hospital_Existing_Food Preparation_Natural Gas_Double Rack Oven_Baseline Forecast | F5 | Commercial | Hospital | Existing | Food Preparation | Natural Gas | Double Rack Oven | Baseline Forecast | Turnover | 0 | 893.8976 | 1156.1243 | 1361.0614 | 1520.9424 | 1644.1161 | 1739.6075 | 1813.9294 | 1871.5535 | 1915.4154 | 1948.188 | 1972.134 | 1737.3401 | 1599.6117 | 1528.6289 | 1502.4482 | 1505.2865 | 1740.0865 | 1790.8591 | 1829.0392 | 1857.1849 | 1877.3439 | 1891.1611 | 1852.496 | 1791.4731 | 1726.103 | 1666.4018 | 1617.2179 | 1560.0276 | 1547.0056 | 1559.5638 | 1585.3696 | 1616.519
F6_Commercial_Hospital_Existing_Food Preparation_Natural Gas_Double Rack Oven_Baseline Forecast | F6 | Commercial | Hospital | Existing | Food Preparation | Natural Gas | Double Rack Oven | Baseline Forecast | Avg. Replacement Usage (kWh) | 0.22116 | 0.22116 | 0.22116 | 0.22116 | 0.22116 | 0.22116 | 0.22116 | 0.22116 | 0.22116 | 0.22116 | 0.22116 | 0.22116 | 0.22116 | 0.22116 | 0.22116 | 0.22116 | 0.22116 | 0.22116 | 0.22116 | 0.22116 | 0.22116 | 0.22116 | 0.22116 | 0.22116 | 0.22116 | 0.22116 | 0.22116 | 0.22116 | 0.22116 | 0.22116 | 0.22116 | 0.22116 | 0.22116
F7_Commercial_Hospital_Existing_Food Preparation_Natural Gas_Double Rack Oven_Baseline Forecast | F7 | Commercial | Hospital | Existing | Food Preparation | Natural Gas | Double Rack Oven | Baseline Forecast | Avg. Replacement Summer Demand (kW) | 0 | 0 | 0 | 0 | 0 | 0 | 0 | 0 | 0 | 0 | 0 | 0 | 0 | 0 | 0 | 0 | 0 | 0 | 0 | 0 | 0 | 0 | 0 | 0 | 0 | 0 | 0 | 0 | 0 | 0 | 0 | 0 | 0
F8_Commercial_Hospital_Existing_Food Preparation_Natural Gas_Double Rack Oven_Baseline Forecast | F8 | Commercial | Hospital | Existing | Food Preparation | Natural Gas | Double Rack Oven | Baseline Forecast | Avg. Replacement Winter Demand (kW) | 0 | 0 | 0 | 0 | 0 | 0 | 0 | 0 | 0 | 0 | 0 | 0 | 0 | 0 | 0 | 0 | 0 | 0 | 0 | 0 | 0 | 0 | 0 | 0 | 0 | 0 | 0 | 0 | 0 | 0 | 0 | 0 | 0
F1_Commercial_Hospital_Existing_Food Preparation_Natural Gas_Fryer_Baseline Forecast | F1 | Commercial | Hospital | Existing | Food Preparation | Natural Gas | Fryer | Baseline Forecast | Units | 624027.4452 | 620852.5345 | 617677.6237 | 613843.4961 | 609909.7177 | 605596.8183 | 601567.5911 | 597999.8049 | 594793.9938 | 591699.6711 | 588646.0979 | 585623.155 | 582604.3945 | 579576.9118 | 576530.625 | 573478.6715 | 570425.8759 | 567377.0734 | 564332.3273 | 561291.7018 | 558250.4197 | 555208.4766 | 552170.1981 | 549135.6338 | 546104.8344 | 543073.5208 | 540041.6901 | 537009.3391 | 533976.465 | 530943.0645 | 527909.1347 | 524874.6724 | 521857.6525
F2_Commercial_Hospital_Existing_Food Preparation_Natural Gas_Fryer_Baseline Forecast | F2 | Commercial | Hospital | Existing | Food Preparation | Natural Gas | Fryer | Baseline Forecast | Usage (MMtherm) | 0.085883 | 0.085446 | 0.085009 | 0.081309 | 0.077209 | 0.072791 | 0.068972 | 0.065444 | 0.062767 | 0.060704 | 0.058678 | 0.056926 | 0.056135 | 0.055473 | 0.054904 | 0.054407 | 0.053963 | 0.05356 | 0.053187 | 0.052836 | 0.052502 | 0.052181 | 0.051869 | 0.051564 | 0.051264 | 0.050969 | 0.050676 | 0.050385 | 0.050096 | 0.049808 | 0.049521 | 0.049235 | 0.04895
F3_Commercial_Hospital_Existing_Food Preparation_Natural Gas_Fryer_Baseline Forecast | F3 | Commercial | Hospital | Existing | Food Preparation | Natural Gas | Fryer | Baseline Forecast | Summer Peak Demand (MW) | 0 | 0 | 0 | 0 | 0 | 0 | 0 | 0 | 0 | 0 | 0 | 0 | 0 | 0 | 0 | 0 | 0 | 0 | 0 | 0 | 0 | 0 | 0 | 0 | 0 | 0 | 0 | 0 | 0 | 0 | 0 | 0 | 0
F4_Commercial_Hospital_Existing_Food Preparation_Natural Gas_Fryer_Baseline Forecast | F4 | Commercial | Hospital | Existing | Food Preparation | Natural Gas | Fryer | Baseline Forecast | Winter Peak Demand (MW) | 0 | 0 | 0 | 0 | 0 | 0 | 0 | 0 | 0 | 0 | 0 | 0 | 0 | 0 | 0 | 0 | 0 | 0 | 0 | 0 | 0 | 0 | 0 | 0 | 0 | 0 | 0 | 0 | 0 | 0 | 0 | 0 | 0
F5_Commercial_Hospital_Existing_Food Preparation_Natural Gas_Fryer_Baseline Forecast | F5 | Commercial | Hospital | Existing | Food Preparation | Natural Gas | Fryer | Baseline Forecast | Turnover | 0 | 42330.8546 | 59662.0432 | 72370.7531 | 81653.3962 | 88334.124 | 76063.7999 | 71149.8458 | 70607.5295 | 72484.0223 | 85072.0915 | 85936.3871 | 84395.3477 | 82365.7192 | 80745.7693 | 78315.8749 | 78340.5855 | 78952.3683 | 79454.1664 | 81855.4572 | 80412.3591 | 78794.9877 | 77622.2033 | 76957.0516 | 76856.8958 | 76979.0365 | 76805.3534 | 76362.2906 | 76295.1696 | 75351.4847 | 74631.9941 | 74147.0393 | 73788.7606
F6_Commercial_Hospital_Existing_Food Preparation_Natural Gas_Fryer_Baseline Forecast | F6 | Commercial | Hospital | Existing | Food Preparation | Natural Gas | Fryer | Baseline Forecast | Avg. Replacement Usage (kWh) | 0.13763 | 0.13763 | 0.13763 | 0.093792 | 0.093792 | 0.093792 | 0.093792 | 0.093792 | 0.093792 | 0.093792 | 0.093792 | 0.093792 | 0.093792 | 0.093792 | 0.093792 | 0.093792 | 0.093792 | 0.093792 | 0.093792 | 0.093792 | 0.093792 | 0.093792 | 0.093792 | 0.093792 | 0.093792 | 0.093792 | 0.093792 | 0.093792 | 0.093792 | 0.093792 | 0.093792 | 0.093792 | 0.093792
F7_Commercial_Hospital_Existing_Food Preparation_Natural Gas_Fryer_Baseline Forecast | F7 | Commercial | Hospital | Existing | Food Preparation | Natural Gas | Fryer | Baseline Forecast | Avg. Replacement Summer Demand (kW) | 0 | 0 | 0 | 0 | 0 | 0 | 0 | 0 | 0 | 0 | 0 | 0 | 0 | 0 | 0 | 0 | 0 | 0 | 0 | 0 | 0 | 0 | 0 | 0 | 0 | 0 | 0 | 0 | 0 | 0 | 0 | 0 | 0
F8_Commercial_Hospital_Existing_Food Preparation_Natural Gas_Fryer_Baseline Forecast | F8 | Commercial | Hospital | Existing | Food Preparation | Natural Gas | Fryer | Baseline Forecast | Avg. Replacement Winter Demand (kW) | 0 | 0 | 0 | 0 | 0 | 0 | 0 | 0 | 0 | 0 | 0 | 0 | 0 | 0 | 0 | 0 | 0 | 0 | 0 | 0 | 0 | 0 | 0 | 0 | 0 | 0 | 0 | 0 | 0 | 0 | 0 | 0 | 0
F1_Commercial_Hospital_Existing_Food Preparation_Natural Gas_Broiler_Baseline Forecast | F1 | Commercial | Hospital | Existing | Food Preparation | Natural Gas | Broiler | Baseline Forecast | Units | 140487.8542 | 139773.0837 | 139058.3132 | 138195.1326 | 137309.5176 | 136338.5507 | 135431.4472 | 134628.2283 | 133906.5012 | 133209.8736 | 132522.4199 | 131841.8621 | 131162.2459 | 130480.666 | 129794.8527 | 129107.7637 | 128420.4851 | 127734.1055 | 127048.6391 | 126364.1004 | 125679.4139 | 124994.5785 | 124310.5681 | 123627.394 | 122945.0674 | 122262.6251 | 121580.0664 | 120897.3905 | 120214.5968 | 119531.6847 | 118848.6534 | 118165.5022 | 117486.2778
F2_Commercial_Hospital_Existing_Food Preparation_Natural Gas_Broiler_Baseline Forecast | F2 | Commercial | Hospital | Existing | Food Preparation | Natural Gas | Broiler | Baseline Forecast | Usage (MMtherm) | 0.021266 | 0.021158 | 0.02105 | 0.020919 | 0.020785 | 0.020638 | 0.020501 | 0.020379 | 0.02027 | 0.020164 | 0.02006 | 0.019957 | 0.019854 | 0.019751 | 0.019647 | 0.019543 | 0.019439 | 0.019335 | 0.019232 | 0.019128 | 0.019024 | 0.018921 | 0.018817 | 0.018714 | 0.01861 | 0.018507 | 0.018404 | 0.018301 | 0.018197 | 0.018094 | 0.01799 | 0.017887 | 0.017784
F3_Commercial_Hospital_Existing_Food Preparation_Natural Gas_Broiler_Baseline Forecast | F3 | Commercial | Hospital | Existing | Food Preparation | Natural Gas | Broiler | Baseline Forecast | Summer Peak Demand (MW) | 0 | 0 | 0 | 0 | 0 | 0 | 0 | 0 | 0 | 0 | 0 | 0 | 0 | 0 | 0 | 0 | 0 | 0 | 0 | 0 | 0 | 0 | 0 | 0 | 0 | 0 | 0 | 0 | 0 | 0 | 0 | 0 | 0
F4_Commercial_Hospital_Existing_Food Preparation_Natural Gas_Broiler_Baseline Forecast | F4 | Commercial | Hospital | Existing | Food Preparation | Natural Gas | Broiler | Baseline Forecast | Winter Peak Demand (MW) | 0 | 0 | 0 | 0 | 0 | 0 | 0 | 0 | 0 | 0 | 0 | 0 | 0 | 0 | 0 | 0 | 0 | 0 | 0 | 0 | 0 | 0 | 0 | 0 | 0 | 0 | 0 | 0 | 0 | 0 | 0 | 0 | 0
F5_Commercial_Hospital_Existing_Food Preparation_Natural Gas_Broiler_Baseline Forecast | F5 | Commercial | Hospital | Existing | Food Preparation | Natural Gas | Broiler | Baseline Forecast | Turnover | 0 | 4659.1028 | 6025.8602 | 7094.0168 | 7927.3361 | 8569.3324 | 9067.0451 | 9454.4199 | 9754.7637 | 9983.3774 | 10154.1921 | 10279.0012 | 9055.2271 | 8337.37 | 7967.3992 | 7830.9423 | 7845.7359 | 9069.542 | 9334.1746 | 9533.174 | 9679.8727 | 9784.9441 | 9856.961 | 9655.4338 | 9337.375 | 8996.6581 | 8685.4882 | 8429.136 | 8131.053 | 8063.1807 | 8128.6356 | 8263.1387 | 8425.4929
F6_Commercial_Hospital_Existing_Food Preparation_Natural Gas_Broiler_Baseline Forecast | F6 | Commercial | Hospital | Existing | Food Preparation | Natural Gas | Broiler | Baseline Forecast | Avg. Replacement Usage (kWh) | 0.15137 | 0.15137 | 0.15137 | 0.15137 | 0.15137 | 0.15137 | 0.15137 | 0.15137 | 0.15137 | 0.15137 | 0.15137 | 0.15137 | 0.15137 | 0.15137 | 0.15137 | 0.15137 | 0.15137 | 0.15137 | 0.15137 | 0.15137 | 0.15137 | 0.15137 | 0.15137 | 0.15137 | 0.15137 | 0.15137 | 0.15137 | 0.15137 | 0.15137 | 0.15137 | 0.15137 | 0.15137 | 0.15137
F7_Commercial_Hospital_Existing_Food Preparation_Natural Gas_Broiler_Baseline Forecast | F7 | Commercial | Hospital | Existing | Food Preparation | Natural Gas | Broiler | Baseline Forecast | Avg. Replacement Summer Demand (kW) | 0 | 0 | 0 | 0 | 0 | 0 | 0 | 0 | 0 | 0 | 0 | 0 | 0 | 0 | 0 | 0 | 0 | 0 | 0 | 0 | 0 | 0 | 0 | 0 | 0 | 0 | 0 | 0 | 0 | 0 | 0 | 0 | 0
F8_Commercial_Hospital_Existing_Food Preparation_Natural Gas_Broiler_Baseline Forecast | F8 | Commercial | Hospital | Existing | Food Preparation | Natural Gas | Broiler | Baseline Forecast | Avg. Replacement Winter Demand (kW) | 0 | 0 | 0 | 0 | 0 | 0 | 0 | 0 | 0 | 0 | 0 | 0 | 0 | 0 | 0 | 0 | 0 | 0 | 0 | 0 | 0 | 0 | 0 | 0 | 0 | 0 | 0 | 0 | 0 | 0 | 0 | 0 | 0
F1_Commercial_Hospital_Existing_Food Preparation_Natural Gas_Griddle_Baseline Forecast | F1 | Commercial | Hospital | Existing | Food Preparation | Natural Gas | Griddle | Baseline Forecast | Units | 140487.8542 | 139773.0837 | 139058.3132 | 138195.1326 | 137309.5176 | 136338.5507 | 135431.4472 | 134628.2283 | 133906.5012 | 133209.8736 | 132522.4199 | 131841.8621 | 131162.2459 | 130480.666 | 129794.8527 | 129107.7637 | 128420.4851 | 127734.1055 | 127048.6391 | 126364.1004 | 125679.4139 | 124994.5785 | 124310.5681 | 123627.394 | 122945.0674 | 122262.6251 | 121580.0664 | 120897.3905 | 120214.5968 | 119531.6847 | 118848.6534 | 118165.5022 | 117486.2778
F2_Commercial_Hospital_Existing_Food Preparation_Natural Gas_Griddle_Baseline Forecast | F2 | Commercial | Hospital | Existing | Food Preparation | Natural Gas | Griddle | Baseline Forecast | Usage (MMtherm) | 0.014116 | 0.014044 | 0.013973 | 0.013886 | 0.013797 | 0.013699 | 0.013608 | 0.013527 | 0.013455 | 0.013385 | 0.013316 | 0.013247 | 0.013179 | 0.013111 | 0.013042 | 0.012973 | 0.012904 | 0.012835 | 0.012766 | 0.012697 | 0.012628 | 0.012559 | 0.012491 | 0.012422 | 0.012354 | 0.012285 | 0.012216 | 0.012148 | 0.012079 | 0.012011 | 0.011942 | 0.011873 | 0.011805
F3_Commercial_Hospital_Existing_Food Preparation_Natural Gas_Griddle_Baseline Forecast | F3 | Commercial | Hospital | Existing | Food Preparation | Natural Gas | Griddle | Baseline Forecast | Summer Peak Demand (MW) | 0 | 0 | 0 | 0 | 0 | 0 | 0 | 0 | 0 | 0 | 0 | 0 | 0 | 0 | 0 | 0 | 0 | 0 | 0 | 0 | 0 | 0 | 0 | 0 | 0 | 0 | 0 | 0 | 0 | 0 | 0 | 0 | 0
F4_Commercial_Hospital_Existing_Food Preparation_Natural Gas_Griddle_Baseline Forecast | F4 | Commercial | Hospital | Existing | Food Preparation | Natural Gas | Griddle | Baseline Forecast | Winter Peak Demand (MW) | 0 | 0 | 0 | 0 | 0 | 0 | 0 | 0 | 0 | 0 | 0 | 0 | 0 | 0 | 0 | 0 | 0 | 0 | 0 | 0 | 0 | 0 | 0 | 0 | 0 | 0 | 0 | 0 | 0 | 0 | 0 | 0 | 0
F5_Commercial_Hospital_Existing_Food Preparation_Natural Gas_Griddle_Baseline Forecast | F5 | Commercial | Hospital | Existing | Food Preparation | Natural Gas | Griddle | Baseline Forecast | Turnover | 0 | 4659.1028 | 6025.8602 | 7094.0168 | 7927.3361 | 8569.3324 | 9067.0451 | 9454.4199 | 9754.7637 | 9983.3774 | 10154.1921 | 10279.0012 | 9055.2271 | 8337.37 | 7967.3992 | 7830.9423 | 7845.7359 | 9069.542 | 9334.1746 | 9533.174 | 9679.8727 | 9784.9441 | 9856.961 | 9655.4338 | 9337.375 | 8996.6581 | 8685.4882 | 8429.136 | 8131.053 | 8063.1807 | 8128.6356 | 8263.1387 | 8425.4929
F6_Commercial_Hospital_Existing_Food Preparation_Natural Gas_Griddle_Baseline Forecast | F6 | Commercial | Hospital | Existing | Food Preparation | Natural Gas | Griddle | Baseline Forecast | Avg. Replacement Usage (kWh) | 0.10048 | 0.10048 | 0.10048 | 0.10048 | 0.10048 | 0.10048 | 0.10048 | 0.10048 | 0.10048 | 0.10048 | 0.10048 | 0.10048 | 0.10048 | 0.10048 | 0.10048 | 0.10048 | 0.10048 | 0.10048 | 0.10048 | 0.10048 | 0.10048 | 0.10048 | 0.10048 | 0.10048 | 0.10048 | 0.10048 | 0.10048 | 0.10048 | 0.10048 | 0.10048 | 0.10048 | 0.10048 | 0.10048
F7_Commercial_Hospital_Existing_Food Preparation_Natural Gas_Griddle_Baseline Forecast | F7 | Commercial | Hospital | Existing | Food Preparation | Natural Gas | Griddle | Baseline Forecast | Avg. Replacement Summer Demand (kW) | 0 | 0 | 0 | 0 | 0 | 0 | 0 | 0 | 0 | 0 | 0 | 0 | 0 | 0 | 0 | 0 | 0 | 0 | 0 | 0 | 0 | 0 | 0 | 0 | 0 | 0 | 0 | 0 | 0 | 0 | 0 | 0 | 0
F8_Commercial_Hospital_Existing_Food Preparation_Natural Gas_Griddle_Baseline Forecast | F8 | Commercial | Hospital | Existing | Food Preparation | Natural Gas | Griddle | Baseline Forecast | Avg. Replacement Winter Demand (kW) | 0 | 0 | 0 | 0 | 0 | 0 | 0 | 0 | 0 | 0 | 0 | 0 | 0 | 0 | 0 | 0 | 0 | 0 | 0 | 0 | 0 | 0 | 0 | 0 | 0 | 0 | 0 | 0 | 0 | 0 | 0 | 0 | 0
F1_Commercial_Hospital_Existing_Food Preparation_Natural Gas_Range_Baseline Forecast | F1 | Commercial | Hospital | Existing | Food Preparation | Natural Gas | Range | Baseline Forecast | Units | 593911.7391 | 590890.0502 | 587868.3614 | 584219.2697 | 580475.3363 | 576370.5784 | 572535.8027 | 569140.1986 | 566089.1006 | 563144.1107 | 560237.9036 | 557360.8487 | 554487.7742 | 551606.3985 | 548707.1262 | 545802.4607 | 542896.9937 | 539995.3271 | 537097.5211 | 534203.6368 | 531309.1277 | 528413.9895 | 525522.339 | 522634.2235 | 519749.6912 | 516864.6695 | 513979.1555 | 511093.1465 | 508206.6396 | 505319.6317 | 502432.1201 | 499544.1016 | 496672.6838
F2_Commercial_Hospital_Existing_Food Preparation_Natural Gas_Range_Baseline Forecast | F2 | Commercial | Hospital | Existing | Food Preparation | Natural Gas | Range | Baseline Forecast | Usage (MMtherm) | 0.061902 | 0.061587 | 0.061272 | 0.060892 | 0.060502 | 0.060074 | 0.059674 | 0.05932 | 0.059002 | 0.058695 | 0.058392 | 0.058092 | 0.057793 | 0.057493 | 0.057191 | 0.056888 | 0.056585 | 0.056283 | 0.05598 | 0.055679 | 0.055377 | 0.055075 | 0.054774 | 0.054473 | 0.054172 | 0.053872 | 0.053571 | 0.05327 | 0.052969 | 0.052668 | 0.052367 | 0.052066 | 0.051767
F3_Commercial_Hospital_Existing_Food Preparation_Natural Gas_Range_Baseline Forecast | F3 | Commercial | Hospital | Existing | Food Preparation | Natural Gas | Range | Baseline Forecast | Summer Peak Demand (MW) | 0 | 0 | 0 | 0 | 0 | 0 | 0 | 0 | 0 | 0 | 0 | 0 | 0 | 0 | 0 | 0 | 0 | 0 | 0 | 0 | 0 | 0 | 0 | 0 | 0 | 0 | 0 | 0 | 0 | 0 | 0 | 0 | 0
F4_Commercial_Hospital_Existing_Food Preparation_Natural Gas_Range_Baseline Forecast | F4 | Commercial | Hospital | Existing | Food Preparation | Natural Gas | Range | Baseline Forecast | Winter Peak Demand (MW) | 0 | 0 | 0 | 0 | 0 | 0 | 0 | 0 | 0 | 0 | 0 | 0 | 0 | 0 | 0 | 0 | 0 | 0 | 0 | 0 | 0 | 0 | 0 | 0 | 0 | 0 | 0 | 0 | 0 | 0 | 0 | 0 | 0
F5_Commercial_Hospital_Existing_Food Preparation_Natural Gas_Range_Baseline Forecast | F5 | Commercial | Hospital | Existing | Food Preparation | Natural Gas | Range | Baseline Forecast | Turnover | 0 | 23635.602 | 30569.1548 | 35987.907 | 40215.3313 | 43472.1745 | 45997.0684 | 47962.2186 | 49485.8607 | 50645.6168 | 44789.304 | 41443.9866 | 39815.5709 | 39329.9948 | 39575.7567 | 45986.0253 | 47450.9224 | 48557.7526 | 49379.69 | 48692.8896 | 47329.1986 | 45790.3871 | 44359.2453 | 43176.2007 | 41747.8315 | 41490.6787 | 41907.1189 | 42667.5393 | 43315.7631 | 45065.1869 | 44968.6988 | 44531.3747 | 43889.0303
F6_Commercial_Hospital_Existing_Food Preparation_Natural Gas_Range_Baseline Forecast | F6 | Commercial | Hospital | Existing | Food Preparation | Natural Gas | Range | Baseline Forecast | Avg. Replacement Usage (kWh) | 0.10423 | 0.10423 | 0.10423 | 0.10423 | 0.10423 | 0.10423 | 0.10423 | 0.10423 | 0.10423 | 0.10423 | 0.10423 | 0.10423 | 0.10423 | 0.10423 | 0.10423 | 0.10423 | 0.10423 | 0.10423 | 0.10423 | 0.10423 | 0.10423 | 0.10423 | 0.10423 | 0.10423 | 0.10423 | 0.10423 | 0.10423 | 0.10423 | 0.10423 | 0.10423 | 0.10423 | 0.10423 | 0.10423
F7_Commercial_Hospital_Existing_Food Preparation_Natural Gas_Range_Baseline Forecast | F7 | Commercial | Hospital | Existing | Food Preparation | Natural Gas | Range | Baseline Forecast | Avg. Replacement Summer Demand (kW) | 0 | 0 | 0 | 0 | 0 | 0 | 0 | 0 | 0 | 0 | 0 | 0 | 0 | 0 | 0 | 0 | 0 | 0 | 0 | 0 | 0 | 0 | 0 | 0 | 0 | 0 | 0 | 0 | 0 | 0 | 0 | 0 | 0
F8_Commercial_Hospital_Existing_Food Preparation_Natural Gas_Range_Baseline Forecast | F8 | Commercial | Hospital | Existing | Food Preparation | Natural Gas | Range | Baseline Forecast | Avg. Replacement Winter Demand (kW) | 0 | 0 | 0 | 0 | 0 | 0 | 0 | 0 | 0 | 0 | 0 | 0 | 0 | 0 | 0 | 0 | 0 | 0 | 0 | 0 | 0 | 0 | 0 | 0 | 0 | 0 | 0 | 0 | 0 | 0 | 0 | 0 | 0
F1_Commercial_Hospital_Existing_Food Preparation_Natural Gas_Steamer_Baseline Forecast | F1 | Commercial | Hospital | Existing | Food Preparation | Natural Gas | Steamer | Baseline Forecast | Units | 65265.0263 | 64932.9726 | 64600.9188 | 64199.9197 | 63788.4985 | 63337.4262 | 62916.0223 | 62542.879 | 62207.5935 | 61883.9682 | 61564.6048 | 61248.4449 | 60932.7224 | 60616.0877 | 60297.4864 | 59978.2924 | 59659.0103 | 59340.1458 | 59021.7056 | 58703.6964 | 58385.6184 | 58067.4714 | 57749.7076 | 57432.3323 | 57115.3507 | 56798.3153 | 56481.2259 | 56164.082 | 55846.8835 | 55529.6299 | 55212.3209 | 54894.9562 | 54579.4158
F2_Commercial_Hospital_Existing_Food Preparation_Natural Gas_Steamer_Baseline Forecast | F2 | Commercial | Hospital | Existing | Food Preparation | Natural Gas | Steamer | Baseline Forecast | Usage (MMtherm) | 0.011361 | 0.011303 | 0.011246 | 0.010969 | 0.010676 | 0.010364 | 0.010046 | 0.009726 | 0.0094043 | 0.0090777 | 0.0087678 | 0.0084705 | 0.0082037 | 0.0079637 | 0.0077474 | 0.0075521 | 0.0073756 | 0.0072155 | 0.0070702 | 0.0068918 | 0.0067241 | 0.0066241 | 0.0065318 | 0.0064463 | 0.0063669 | 0.0062929 | 0.0062235 | 0.0061583 | 0.0060968 | 0.0060385 | 0.0059831 | 0.0059303 | 0.0058799
F3_Commercial_Hospital_Existing_Food Preparation_Natural Gas_Steamer_Baseline Forecast | F3 | Commercial | Hospital | Existing | Food Preparation | Natural Gas | Steamer | Baseline Forecast | Summer Peak Demand (MW) | 0 | 0 | 0 | 0 | 0 | 0 | 0 | 0 | 0 | 0 | 0 | 0 | 0 | 0 | 0 | 0 | 0 | 0 | 0 | 0 | 0 | 0 | 0 | 0 | 0 | 0 | 0 | 0 | 0 | 0 | 0 | 0 | 0
F4_Commercial_Hospital_Existing_Food Preparation_Natural Gas_Steamer_Baseline Forecast | F4 | Commercial | Hospital | Existing | Food Preparation | Natural Gas | Steamer | Baseline Forecast | Winter Peak Demand (MW) | 0 | 0 | 0 | 0 | 0 | 0 | 0 | 0 | 0 | 0 | 0 | 0 | 0 | 0 | 0 | 0 | 0 | 0 | 0 | 0 | 0 | 0 | 0 | 0 | 0 | 0 | 0 | 0 | 0 | 0 | 0 | 0 | 0
F5_Commercial_Hospital_Existing_Food Preparation_Natural Gas_Steamer_Baseline Forecast | F5 | Commercial | Hospital | Existing | Food Preparation | Natural Gas | Steamer | Baseline Forecast | Turnover | 0 | 2404.9249 | 2724.9359 | 3001.5738 | 3241.6017 | 3447.5057 | 3626.6165 | 3783.641 | 3921.2027 | 4040.3804 | 3826.2672 | 3670.7185 | 3562.5772 | 3492.5446 | 3452.8378 | 3437.0841 | 3439.9418 | 3456.9893 | 3484.5564 | 4155.6191 | 4155.1505 | 4132.3327 | 4095.0748 | 4049.3771 | 3999.7327 | 3949.4002 | 3900.7169 | 3855.2717 | 3792.8321 | 3753.4117 | 3728.9777 | 3713.7419 | 3703.7585
F6_Commercial_Hospital_Existing_Food Preparation_Natural Gas_Steamer_Baseline Forecast | F6 | Commercial | Hospital | Existing | Food Preparation | Natural Gas | Steamer | Baseline Forecast | Avg. Replacement Usage (kWh) | 0.17408 | 0.17408 | 0.17408 | 0.10534 | 0.10534 | 0.10534 | 0.10534 | 0.10534 | 0.10534 | 0.10534 | 0.10534 | 0.10534 | 0.10534 | 0.10534 | 0.10534 | 0.10534 | 0.10534 | 0.10534 | 0.10534 | 0.10534 | 0.10534 | 0.10534 | 0.10534 | 0.10534 | 0.10534 | 0.10534 | 0.10534 | 0.10534 | 0.10534 | 0.10534 | 0.10534 | 0.10534 | 0.10534
F7_Commercial_Hospital_Existing_Food Preparation_Natural Gas_Steamer_Baseline Forecast | F7 | Commercial | Hospital | Existing | Food Preparation | Natural Gas | Steamer | Baseline Forecast | Avg. Replacement Summer Demand (kW) | 0 | 0 | 0 | 0 | 0 | 0 | 0 | 0 | 0 | 0 | 0 | 0 | 0 | 0 | 0 | 0 | 0 | 0 | 0 | 0 | 0 | 0 | 0 | 0 | 0 | 0 | 0 | 0 | 0 | 0 | 0 | 0 | 0
F8_Commercial_Hospital_Existing_Food Preparation_Natural Gas_Steamer_Baseline Forecast | F8 | Commercial | Hospital | Existing | Food Preparation | Natural Gas | Steamer | Baseline Forecast | Avg. Replacement Winter Demand (kW) | 0 | 0 | 0 | 0 | 0 | 0 | 0 | 0 | 0 | 0 | 0 | 0 | 0 | 0 | 0 | 0 | 0 | 0 | 0 | 0 | 0 | 0 | 0 | 0 | 0 | 0 | 0 | 0 | 0 | 0 | 0 | 0 | 0
F1_Commercial_Hospital_Existing_Food Preparation_Natural Gas_Food Prep Other_Baseline Forecast | F1 | Commercial | Hospital | Existing | Food Preparation | Natural Gas | Food Prep Other | Baseline Forecast | Units | 0 | 0 | 0 | 0 | 0 | 0 | 0 | 0 | 0 | 0 | 0 | 0 | 0 | 0 | 0 | 0 | 0 | 0 | 0 | 0 | 0 | 0 | 0 | 0 | 0 | 0 | 0 | 0 | 0 | 0 | 0 | 0 | 0
F2_Commercial_Hospital_Existing_Food Preparation_Natural Gas_Food Prep Other_Baseline Forecast | F2 | Commercial | Hospital | Existing | Food Preparation | Natural Gas | Food Prep Other | Baseline Forecast | Usage (MMtherm) | 0 | 0 | 0 | 0 | 0 | 0 | 0 | 0 | 0 | 0 | 0 | 0 | 0 | 0 | 0 | 0 | 0 | 0 | 0 | 0 | 0 | 0 | 0 | 0 | 0 | 0 | 0 | 0 | 0 | 0 | 0 | 0 | 0
F3_Commercial_Hospital_Existing_Food Preparation_Natural Gas_Food Prep Other_Baseline Forecast | F3 | Commercial | Hospital | Existing | Food Preparation | Natural Gas | Food Prep Other | Baseline Forecast | Summer Peak Demand (MW) | 0 | 0 | 0 | 0 | 0 | 0 | 0 | 0 | 0 | 0 | 0 | 0 | 0 | 0 | 0 | 0 | 0 | 0 | 0 | 0 | 0 | 0 | 0 | 0 | 0 | 0 | 0 | 0 | 0 | 0 | 0 | 0 | 0
F4_Commercial_Hospital_Existing_Food Preparation_Natural Gas_Food Prep Other_Baseline Forecast | F4 | Commercial | Hospital | Existing | Food Preparation | Natural Gas | Food Prep Other | Baseline Forecast | Winter Peak Demand (MW) | 0 | 0 | 0 | 0 | 0 | 0 | 0 | 0 | 0 | 0 | 0 | 0 | 0 | 0 | 0 | 0 | 0 | 0 | 0 | 0 | 0 | 0 | 0 | 0 | 0 | 0 | 0 | 0 | 0 | 0 | 0 | 0 | 0
F5_Commercial_Hospital_Existing_Food Preparation_Natural Gas_Food Prep Other_Baseline Forecast | F5 | Commercial | Hospital | Existing | Food Preparation | Natural Gas | Food Prep Other | Baseline Forecast | Turnover | 0 | 0 | 0 | 0 | 0 | 0 | 0 | 0 | 0 | 0 | 0 | 0 | 0 | 0 | 0 | 0 | 0 | 0 | 0 | 0 | 0 | 0 | 0 | 0 | 0 | 0 | 0 | 0 | 0 | 0 | 0 | 0 | 0
F6_Commercial_Hospital_Existing_Food Preparation_Natural Gas_Food Prep Other_Baseline Forecast | F6 | Commercial | Hospital | Existing | Food Preparation | Natural Gas | Food Prep Other | Baseline Forecast | Avg. Replacement Usage (kWh) | 0.043498 | 0.043498 | 0.043498 | 0.043498 | 0.043498 | 0.043498 | 0.043498 | 0.043498 | 0.043498 | 0.043498 | 0.043498 | 0.043498 | 0.043498 | 0.043498 | 0.043498 | 0.043498 | 0.043498 | 0.043498 | 0.043498 | 0.043498 | 0.043498 | 0.043498 | 0.043498 | 0.043498 | 0.043498 | 0.043498 | 0.043498 | 0.043498 | 0.043498 | 0.043498 | 0.043498 | 0.043498 | 0.043498
F7_Commercial_Hospital_Existing_Food Preparation_Natural Gas_Food Prep Other_Baseline Forecast | F7 | Commercial | Hospital | Existing | Food Preparation | Natural Gas | Food Prep Other | Baseline Forecast | Avg. Replacement Summer Demand (kW) | 0 | 0 | 0 | 0 | 0 | 0 | 0 | 0 | 0 | 0 | 0 | 0 | 0 | 0 | 0 | 0 | 0 | 0 | 0 | 0 | 0 | 0 | 0 | 0 | 0 | 0 | 0 | 0 | 0 | 0 | 0 | 0 | 0
F8_Commercial_Hospital_Existing_Food Preparation_Natural Gas_Food Prep Other_Baseline Forecast | F8 | Commercial | Hospital | Existing | Food Preparation | Natural Gas | Food Prep Other | Baseline Forecast | Avg. Replacement Winter Demand (kW) | 0 | 0 | 0 | 0 | 0 | 0 | 0 | 0 | 0 | 0 | 0 | 0 | 0 | 0 | 0 | 0 | 0 | 0 | 0 | 0 | 0 | 0 | 0 | 0 | 0 | 0 | 0 | 0 | 0 | 0 | 0 | 0 | 0
F1_Commercial_Hospital_Existing_Miscellaneous_Natural Gas_Pool Heater_Baseline Forecast | F1 | Commercial | Hospital | Existing | Miscellaneous | Natural Gas | Pool Heater | Baseline Forecast | Units | 0 | 0 | 0 | 0 | 0 | 0 | 0 | 0 | 0 | 0 | 0 | 0 | 0 | 0 | 0 | 0 | 0 | 0 | 0 | 0 | 0 | 0 | 0 | 0 | 0 | 0 | 0 | 0 | 0 | 0 | 0 | 0 | 0
F2_Commercial_Hospital_Existing_Miscellaneous_Natural Gas_Pool Heater_Baseline Forecast | F2 | Commercial | Hospital | Existing | Miscellaneous | Natural Gas | Pool Heater | Baseline Forecast | Usage (MMtherm) | 0 | 0 | 0 | 0 | 0 | 0 | 0 | 0 | 0 | 0 | 0 | 0 | 0 | 0 | 0 | 0 | 0 | 0 | 0 | 0 | 0 | 0 | 0 | 0 | 0 | 0 | 0 | 0 | 0 | 0 | 0 | 0 | 0
F3_Commercial_Hospital_Existing_Miscellaneous_Natural Gas_Pool Heater_Baseline Forecast | F3 | Commercial | Hospital | Existing | Miscellaneous | Natural Gas | Pool Heater | Baseline Forecast | Summer Peak Demand (MW) | 0 | 0 | 0 | 0 | 0 | 0 | 0 | 0 | 0 | 0 | 0 | 0 | 0 | 0 | 0 | 0 | 0 | 0 | 0 | 0 | 0 | 0 | 0 | 0 | 0 | 0 | 0 | 0 | 0 | 0 | 0 | 0 | 0
F4_Commercial_Hospital_Existing_Miscellaneous_Natural Gas_Pool Heater_Baseline Forecast | F4 | Commercial | Hospital | Existing | Miscellaneous | Natural Gas | Pool Heater | Baseline Forecast | Winter Peak Demand (MW) | 0 | 0 | 0 | 0 | 0 | 0 | 0 | 0 | 0 | 0 | 0 | 0 | 0 | 0 | 0 | 0 | 0 | 0 | 0 | 0 | 0 | 0 | 0 | 0 | 0 | 0 | 0 | 0 | 0 | 0 | 0 | 0 | 0
F5_Commercial_Hospital_Existing_Miscellaneous_Natural Gas_Pool Heater_Baseline Forecast | F5 | Commercial | Hospital | Existing | Miscellaneous | Natural Gas | Pool Heater | Baseline Forecast | Turnover | 0 | 0 | 0 | 0 | 0 | 0 | 0 | 0 | 0 | 0 | 0 | 0 | 0 | 0 | 0 | 0 | 0 | 0 | 0 | 0 | 0 | 0 | 0 | 0 | 0 | 0 | 0 | 0 | 0 | 0 | 0 | 0 | 0
F6_Commercial_Hospital_Existing_Miscellaneous_Natural Gas_Pool Heater_Baseline Forecast | F6 | Commercial | Hospital | Existing | Miscellaneous | Natural Gas | Pool Heater | Baseline Forecast | Avg. Replacement Usage (kWh) | 0.01 | 0.01 | 0.01 | 0.01 | 0.01 | 0.01 | 0.01 | 0.01 | 0.01 | 0.01 | 0.01 | 0.01 | 0.01 | 0.01 | 0.01 | 0.01 | 0.01 | 0.01 | 0.01 | 0.01 | 0.01 | 0.01 | 0.01 | 0.01 | 0.01 | 0.01 | 0.01 | 0.01 | 0.01 | 0.01 | 0.01 | 0.01 | 0.01
F7_Commercial_Hospital_Existing_Miscellaneous_Natural Gas_Pool Heater_Baseline Forecast | F7 | Commercial | Hospital | Existing | Miscellaneous | Natural Gas | Pool Heater | Baseline Forecast | Avg. Replacement Summer Demand (kW) | 0 | 0 | 0 | 0 | 0 | 0 | 0 | 0 | 0 | 0 | 0 | 0 | 0 | 0 | 0 | 0 | 0 | 0 | 0 | 0 | 0 | 0 | 0 | 0 | 0 | 0 | 0 | 0 | 0 | 0 | 0 | 0 | 0
F8_Commercial_Hospital_Existing_Miscellaneous_Natural Gas_Pool Heater_Baseline Forecast | F8 | Commercial | Hospital | Existing | Miscellaneous | Natural Gas | Pool Heater | Baseline Forecast | Avg. Replacement Winter Demand (kW) | 0 | 0 | 0 | 0 | 0 | 0 | 0 | 0 | 0 | 0 | 0 | 0 | 0 | 0 | 0 | 0 | 0 | 0 | 0 | 0 | 0 | 0 | 0 | 0 | 0 | 0 | 0 | 0 | 0 | 0 | 0 | 0 | 0
F1_Commercial_Hospital_Existing_Miscellaneous_Natural Gas_Miscellaneous_Baseline Forecast | F1 | Commercial | Hospital | Existing | Miscellaneous | Natural Gas | Miscellaneous | Baseline Forecast | Units | 2728078.0983 | 2714198.2528 | 2700318.4072 | 2683556.6453 | 2666359.2369 | 2647504.4151 | 2629889.7309 | 2614292.341 | 2600277.4073 | 2586749.8712 | 2573400.4801 | 2560184.9972 | 2546987.7982 | 2533752.4676 | 2520434.9311 | 2507092.6216 | 2493746.6302 | 2480418.0957 | 2467107.2949 | 2453814.5077 | 2440518.8504 | 2427220.3036 | 2413937.7768 | 2400671.4883 | 2387421.6583 | 2374169.5806 | 2360915.2419 | 2347658.6292 | 2334399.7291 | 2321138.5282 | 2307875.013 | 2294609.1701 | 2281419.5803
F2_Commercial_Hospital_Existing_Miscellaneous_Natural Gas_Miscellaneous_Baseline Forecast | F2 | Commercial | Hospital | Existing | Miscellaneous | Natural Gas | Miscellaneous | Baseline Forecast | Usage (MMtherm) | 0.028332 | 0.028188 | 0.028044 | 0.02787 | 0.027691 | 0.027495 | 0.027312 | 0.02715 | 0.027005 | 0.026864 | 0.026726 | 0.026589 | 0.026451 | 0.026314 | 0.026176 | 0.026037 | 0.025899 | 0.02576 | 0.025622 | 0.025484 | 0.025346 | 0.025208 | 0.02507 | 0.024932 | 0.024794 | 0.024657 | 0.024519 | 0.024381 | 0.024244 | 0.024106 | 0.023968 | 0.02383 | 0.023693
F3_Commercial_Hospital_Existing_Miscellaneous_Natural Gas_Miscellaneous_Baseline Forecast | F3 | Commercial | Hospital | Existing | Miscellaneous | Natural Gas | Miscellaneous | Baseline Forecast | Summer Peak Demand (MW) | 0 | 0 | 0 | 0 | 0 | 0 | 0 | 0 | 0 | 0 | 0 | 0 | 0 | 0 | 0 | 0 | 0 | 0 | 0 | 0 | 0 | 0 | 0 | 0 | 0 | 0 | 0 | 0 | 0 | 0 | 0 | 0 | 0
F4_Commercial_Hospital_Existing_Miscellaneous_Natural Gas_Miscellaneous_Baseline Forecast | F4 | Commercial | Hospital | Existing | Miscellaneous | Natural Gas | Miscellaneous | Baseline Forecast | Winter Peak Demand (MW) | 0 | 0 | 0 | 0 | 0 | 0 | 0 | 0 | 0 | 0 | 0 | 0 | 0 | 0 | 0 | 0 | 0 | 0 | 0 | 0 | 0 | 0 | 0 | 0 | 0 | 0 | 0 | 0 | 0 | 0 | 0 | 0 | 0
F5_Commercial_Hospital_Existing_Miscellaneous_Natural Gas_Miscellaneous_Baseline Forecast | F5 | Commercial | Hospital | Existing | Miscellaneous | Natural Gas | Miscellaneous | Baseline Forecast | Turnover | 0 | 232645.5645 | 275542.6946 | 311386.4562 | 297841.5441 | 292080.8405 | 292283.4889 | 290760.7927 | 288868.9926 | 287383.7352 | 285945.2356 | 348404.6734 | 349632.5812 | 348678.5988 | 343114.9862 | 340698.5445 | 340090.3992 | 338244.4831 | 336170.9072 | 334405.1708 | 332635.6138 | 348469.1058 | 344884.1152 | 340972.0474 | 338584.0766 | 336895.9034 | 335391.9528 | 333420.3908 | 331425.3975 | 329583.5738 | 327721.9271 | 330689.7048 | 327634.6467
F6_Commercial_Hospital_Existing_Miscellaneous_Natural Gas_Miscellaneous_Baseline Forecast | F6 | Commercial | Hospital | Existing | Miscellaneous | Natural Gas | Miscellaneous | Baseline Forecast | Avg. Replacement Usage (kWh) | 0.010385 | 0.010385 | 0.010385 | 0.010385 | 0.010385 | 0.010385 | 0.010385 | 0.010385 | 0.010385 | 0.010385 | 0.010385 | 0.010385 | 0.010385 | 0.010385 | 0.010385 | 0.010385 | 0.010385 | 0.010385 | 0.010385 | 0.010385 | 0.010385 | 0.010385 | 0.010385 | 0.010385 | 0.010385 | 0.010385 | 0.010385 | 0.010385 | 0.010385 | 0.010385 | 0.010385 | 0.010385 | 0.010385
F7_Commercial_Hospital_Existing_Miscellaneous_Natural Gas_Miscellaneous_Baseline Forecast | F7 | Commercial | Hospital | Existing | Miscellaneous | Natural Gas | Miscellaneous | Baseline Forecast | Avg. Replacement Summer Demand (kW) | 0 | 0 | 0 | 0 | 0 | 0 | 0 | 0 | 0 | 0 | 0 | 0 | 0 | 0 | 0 | 0 | 0 | 0 | 0 | 0 | 0 | 0 | 0 | 0 | 0 | 0 | 0 | 0 | 0 | 0 | 0 | 0 | 0
F8_Commercial_Hospital_Existing_Miscellaneous_Natural Gas_Miscellaneous_Baseline Forecast | F8 | Commercial | Hospital | Existing | Miscellaneous | Natural Gas | Miscellaneous | Baseline Forecast | Avg. Replacement Winter Demand (kW) | 0 | 0 | 0 | 0 | 0 | 0 | 0 | 0 | 0 | 0 | 0 | 0 | 0 | 0 | 0 | 0 | 0 | 0 | 0 | 0 | 0 | 0 | 0 | 0 | 0 | 0 | 0 | 0 | 0 | 0 | 0 | 0 | 0
F1_Commercial_Hospital_New_Space Heating_Natural Gas_Furnace_Baseline Forecast | F1 | Commercial | Hospital | New | Space Heating | Natural Gas | Furnace | Baseline Forecast | Units | 0 | 2985.3695 | 17384.9151 | 26587.2333 | 38455.4748 | 54561.9798 | 69616.3278 | 82959.164 | 94959.4136 | 106546.1455 | 117981.7357 | 129303.7156 | 140610.1832 | 151949.0022 | 163357.5664 | 174787.1485 | 186219.8543 | 197637.7494 | 209040.5989 | 220428.1653 | 231818.1667 | 243210.6196 | 254589.4809 | 265954.5653 | 277305.686 | 288658.7137 | 300013.6595 | 311370.5348 | 322729.3507 | 334090.1187 | 345452.8501 | 356817.5564 | 361936.3606
F2_Commercial_Hospital_New_Space Heating_Natural Gas_Furnace_Baseline Forecast | F2 | Commercial | Hospital | New | Space Heating | Natural Gas | Furnace | Baseline Forecast | Usage (MMtherm) | 0 | 0.00038643 | 0.0022384 | 0.003405 | 0.0048986 | 0.006913 | 0.0087726 | 0.010397 | 0.011803 | 0.013142 | 0.014448 | 0.015724 | 0.016984 | 0.018232 | 0.019473 | 0.020702 | 0.021916 | 0.023113 | 0.024293 | 0.025456 | 0.0266 | 0.027729 | 0.028838 | 0.029928 | 0.031 | 0.032055 | 0.033096 | 0.034123 | 0.035136 | 0.036135 | 0.03712 | 0.038091 | 0.038626
F3_Commercial_Hospital_New_Space Heating_Natural Gas_Furnace_Baseline Forecast | F3 | Commercial | Hospital | New | Space Heating | Natural Gas | Furnace | Baseline Forecast | Summer Peak Demand (MW) | 0 | 0 | 0 | 0 | 0 | 0 | 0 | 0 | 0 | 0 | 0 | 0 | 0 | 0 | 0 | 0 | 0 | 0 | 0 | 0 | 0 | 0 | 0 | 0 | 0 | 0 | 0 | 0 | 0 | 0 | 0 | 0 | 0
F4_Commercial_Hospital_New_Space Heating_Natural Gas_Furnace_Baseline Forecast | F4 | Commercial | Hospital | New | Space Heating | Natural Gas | Furnace | Baseline Forecast | Winter Peak Demand (MW) | 0 | 0 | 0 | 0 | 0 | 0 | 0 | 0 | 0 | 0 | 0 | 0 | 0 | 0 | 0 | 0 | 0 | 0 | 0 | 0 | 0 | 0 | 0 | 0 | 0 | 0 | 0 | 0 | 0 | 0 | 0 | 0 | 0
F5_Commercial_Hospital_New_Space Heating_Natural Gas_Furnace_Baseline Forecast | F5 | Commercial | Hospital | New | Space Heating | Natural Gas | Furnace | Baseline Forecast | Turnover | 0 | 2985.3695 | 14399.5457 | 9202.3182 | 11868.2415 | 16106.505 | 15054.348 | 13342.8362 | 12000.2495 | 11586.732 | 11435.5902 | 11321.98 | 11306.4675 | 11338.819 | 11408.5642 | 11429.5821 | 11432.7058 | 11417.8951 | 11402.8495 | 11617.2101 | 12709.6377 | 13318.4493 | 14069.6457 | 15087.8474 | 15945.544 | 16620.4059 | 17140.2373 | 17588.4313 | 17990.6823 | 18353.4123 | 18687.2083 | 18997.9788 | 14015.9672
F6_Commercial_Hospital_New_Space Heating_Natural Gas_Furnace_Baseline Forecast | F6 | Commercial | Hospital | New | Space Heating | Natural Gas | Furnace | Baseline Forecast | Avg. Replacement Usage (kWh) | 0.12944 | 0.12944 | 0.12875 | 0.12807 | 0.12738 | 0.1267 | 0.12601 | 0.12533 | 0.12186 | 0.12121 | 0.12054 | 0.11979 | 0.11917 | 0.1185 | 0.11786 | 0.11719 | 0.11654 | 0.11587 | 0.1152 | 0.11453 | 0.11386 | 0.11319 | 0.11252 | 0.11185 | 0.11118 | 0.11051 | 0.10984 | 0.10917 | 0.1085 | 0.10784 | 0.10716 | 0.1065 | 0.1065
F7_Commercial_Hospital_New_Space Heating_Natural Gas_Furnace_Baseline Forecast | F7 | Commercial | Hospital | New | Space Heating | Natural Gas | Furnace | Baseline Forecast | Avg. Replacement Summer Demand (kW) | 0 | 0 | 0 | 0 | 0 | 0 | 0 | 0 | 0 | 0 | 0 | 0 | 0 | 0 | 0 | 0 | 0 | 0 | 0 | 0 | 0 | 0 | 0 | 0 | 0 | 0 | 0 | 0 | 0 | 0 | 0 | 0 | 0
F8_Commercial_Hospital_New_Space Heating_Natural Gas_Furnace_Baseline Forecast | F8 | Commercial | Hospital | New | Space Heating | Natural Gas | Furnace | Baseline Forecast | Avg. Replacement Winter Demand (kW) | 0 | 0 | 0 | 0 | 0 | 0 | 0 | 0 | 0 | 0 | 0 | 0 | 0 | 0 | 0 | 0 | 0 | 0 | 0 | 0 | 0 | 0 | 0 | 0 | 0 | 0 | 0 | 0 | 0 | 0 | 0 | 0 | 0
F1_Commercial_Hospital_New_Space Heating_Natural Gas_Boiler_Baseline Forecast | F1 | Commercial | Hospital | New | Space Heating | Natural Gas | Boiler | Baseline Forecast | Units | 0 | 16825.4434 | 97980.8057 | 149844.7662 | 216733.7818 | 307509.5102 | 392355.3168 | 467555.0996 | 535188.1084 | 600490.5457 | 664941.153 | 728751.4569 | 792474.3332 | 856379.5415 | 920677.8312 | 985094.5774 | 1049528.9285 | 1113879.8071 | 1178145.8891 | 1242325.8357 | 1306519.5065 | 1370726.9936 | 1434857.8786 | 1498911.1178 | 1562885.6577 | 1626870.9456 | 1690867.0442 | 1754874.0169 | 1818891.9272 | 1882920.839 | 1946960.8167 | 2011011.9249 | 2039861.3356
F2_Commercial_Hospital_New_Space Heating_Natural Gas_Boiler_Baseline Forecast | F2 | Commercial | Hospital | New | Space Heating | Natural Gas | Boiler | Baseline Forecast | Usage (MMtherm) | 0 | 0.0051821 | 0.030017 | 0.045662 | 0.065692 | 0.091817 | 0.11593 | 0.137 | 0.15566 | 0.17344 | 0.19077 | 0.20772 | 0.22445 | 0.24102 | 0.2575 | 0.27381 | 0.28992 | 0.30581 | 0.32147 | 0.3369 | 0.35214 | 0.36718 | 0.38198 | 0.39649 | 0.41075 | 0.42478 | 0.43861 | 0.45226 | 0.46573 | 0.47901 | 0.49209 | 0.50499 | 0.51215
F3_Commercial_Hospital_New_Space Heating_Natural Gas_Boiler_Baseline Forecast | F3 | Commercial | Hospital | New | Space Heating | Natural Gas | Boiler | Baseline Forecast | Summer Peak Demand (MW) | 0 | 0 | 0 | 0 | 0 | 0 | 0 | 0 | 0 | 0 | 0 | 0 | 0 | 0 | 0 | 0 | 0 | 0 | 0 | 0 | 0 | 0 | 0 | 0 | 0 | 0 | 0 | 0 | 0 | 0 | 0 | 0 | 0
F4_Commercial_Hospital_New_Space Heating_Natural Gas_Boiler_Baseline Forecast | F4 | Commercial | Hospital | New | Space Heating | Natural Gas | Boiler | Baseline Forecast | Winter Peak Demand (MW) | 0 | 0 | 0 | 0 | 0 | 0 | 0 | 0 | 0 | 0 | 0 | 0 | 0 | 0 | 0 | 0 | 0 | 0 | 0 | 0 | 0 | 0 | 0 | 0 | 0 | 0 | 0 | 0 | 0 | 0 | 0 | 0 | 0
F5_Commercial_Hospital_New_Space Heating_Natural Gas_Boiler_Baseline Forecast | F5 | Commercial | Hospital | New | Space Heating | Natural Gas | Boiler | Baseline Forecast | Turnover | 0 | 16825.4434 | 81155.3623 | 51863.9605 | 66889.0156 | 90775.7284 | 84845.8066 | 75199.7828 | 67633.0088 | 65302.4374 | 64450.6073 | 63810.3039 | 63722.8763 | 63905.2083 | 64298.2897 | 64416.7462 | 64434.3511 | 64350.8786 | 64266.082 | 64179.9466 | 64193.6708 | 64207.4871 | 65660.4708 | 72821.532 | 76660.6206 | 81598.9081 | 88260.8196 | 93779.0651 | 97919.7927 | 100997.2603 | 103584.1524 | 105859.5041 | 72657.98
F6_Commercial_Hospital_New_Space Heating_Natural Gas_Boiler_Baseline Forecast | F6 | Commercial | Hospital | New | Space Heating | Natural Gas | Boiler | Baseline Forecast | Avg. Replacement Usage (kWh) | 0.30799 | 0.30799 | 0.30636 | 0.30473 | 0.3031 | 0.29169 | 0.29011 | 0.28853 | 0.28696 | 0.28538 | 0.2838 | 0.28223 | 0.28065 | 0.27907 | 0.27749 | 0.27592 | 0.27434 | 0.27277 | 0.27119 | 0.26961 | 0.26803 | 0.26646 | 0.26488 | 0.26331 | 0.26173 | 0.26016 | 0.25858 | 0.257 | 0.25543 | 0.25385 | 0.25227 | 0.2507 | 0.2507
F7_Commercial_Hospital_New_Space Heating_Natural Gas_Boiler_Baseline Forecast | F7 | Commercial | Hospital | New | Space Heating | Natural Gas | Boiler | Baseline Forecast | Avg. Replacement Summer Demand (kW) | 0 | 0 | 0 | 0 | 0 | 0 | 0 | 0 | 0 | 0 | 0 | 0 | 0 | 0 | 0 | 0 | 0 | 0 | 0 | 0 | 0 | 0 | 0 | 0 | 0 | 0 | 0 | 0 | 0 | 0 | 0 | 0 | 0
F8_Commercial_Hospital_New_Space Heating_Natural Gas_Boiler_Baseline Forecast | F8 | Commercial | Hospital | New | Space Heating | Natural Gas | Boiler | Baseline Forecast | Avg. Replacement Winter Demand (kW) | 0 | 0 | 0 | 0 | 0 | 0 | 0 | 0 | 0 | 0 | 0 | 0 | 0 | 0 | 0 | 0 | 0 | 0 | 0 | 0 | 0 | 0 | 0 | 0 | 0 | 0 | 0 | 0 | 0 | 0 | 0 | 0 | 0
F1_Commercial_Hospital_New_Space Heating_Natural Gas_Unit Heater_Baseline Forecast | F1 | Commercial | Hospital | New | Space Heating | Natural Gas | Unit Heater | Baseline Forecast | Units | 0 | 0 | 0 | 0 | 0 | 0 | 0 | 0 | 0 | 0 | 0 | 0 | 0 | 0 | 0 | 0 | 0 | 0 | 0 | 0 | 0 | 0 | 0 | 0 | 0 | 0 | 0 | 0 | 0 | 0 | 0 | 0 | 0
F2_Commercial_Hospital_New_Space Heating_Natural Gas_Unit Heater_Baseline Forecast | F2 | Commercial | Hospital | New | Space Heating | Natural Gas | Unit Heater | Baseline Forecast | Usage (MMtherm) | 0 | 0 | 0 | 0 | 0 | 0 | 0 | 0 | 0 | 0 | 0 | 0 | 0 | 0 | 0 | 0 | 0 | 0 | 0 | 0 | 0 | 0 | 0 | 0 | 0 | 0 | 0 | 0 | 0 | 0 | 0 | 0 | 0
F3_Commercial_Hospital_New_Space Heating_Natural Gas_Unit Heater_Baseline Forecast | F3 | Commercial | Hospital | New | Space Heating | Natural Gas | Unit Heater | Baseline Forecast | Summer Peak Demand (MW) | 0 | 0 | 0 | 0 | 0 | 0 | 0 | 0 | 0 | 0 | 0 | 0 | 0 | 0 | 0 | 0 | 0 | 0 | 0 | 0 | 0 | 0 | 0 | 0 | 0 | 0 | 0 | 0 | 0 | 0 | 0 | 0 | 0
F4_Commercial_Hospital_New_Space Heating_Natural Gas_Unit Heater_Baseline Forecast | F4 | Commercial | Hospital | New | Space Heating | Natural Gas | Unit Heater | Baseline Forecast | Winter Peak Demand (MW) | 0 | 0 | 0 | 0 | 0 | 0 | 0 | 0 | 0 | 0 | 0 | 0 | 0 | 0 | 0 | 0 | 0 | 0 | 0 | 0 | 0 | 0 | 0 | 0 | 0 | 0 | 0 | 0 | 0 | 0 | 0 | 0 | 0
F5_Commercial_Hospital_New_Space Heating_Natural Gas_Unit Heater_Baseline Forecast | F5 | Commercial | Hospital | New | Space Heating | Natural Gas | Unit Heater | Baseline Forecast | Turnover | 0 | 0 | 0 | 0 | 0 | 0 | 0 | 0 | 0 | 0 | 0 | 0 | 0 | 0 | 0 | 0 | 0 | 0 | 0 | 0 | 0 | 0 | 0 | 0 | 0 | 0 | 0 | 0 | 0 | 0 | 0 | 0 | 0
F6_Commercial_Hospital_New_Space Heating_Natural Gas_Unit Heater_Baseline Forecast | F6 | Commercial | Hospital | New | Space Heating | Natural Gas | Unit Heater | Baseline Forecast | Avg. Replacement Usage (kWh) | 0.073963 | 0.073963 | 0.073571 | 0.07318 | 0.072788 | 0.072397 | 0.072005 | 0.071614 | 0.071222 | 0.070831 | 0.070439 | 0.070048 | 0.069657 | 0.069266 | 0.068874 | 0.068482 | 0.068091 | 0.0677 | 0.067308 | 0.066917 | 0.066525 | 0.066135 | 0.065743 | 0.065352 | 0.064961 | 0.064571 | 0.064179 | 0.063788 | 0.063397 | 0.063006 | 0.062614 | 0.062223 | 0.062223
F7_Commercial_Hospital_New_Space Heating_Natural Gas_Unit Heater_Baseline Forecast | F7 | Commercial | Hospital | New | Space Heating | Natural Gas | Unit Heater | Baseline Forecast | Avg. Replacement Summer Demand (kW) | 0 | 0 | 0 | 0 | 0 | 0 | 0 | 0 | 0 | 0 | 0 | 0 | 0 | 0 | 0 | 0 | 0 | 0 | 0 | 0 | 0 | 0 | 0 | 0 | 0 | 0 | 0 | 0 | 0 | 0 | 0 | 0 | 0
F8_Commercial_Hospital_New_Space Heating_Natural Gas_Unit Heater_Baseline Forecast | F8 | Commercial | Hospital | New | Space Heating | Natural Gas | Unit Heater | Baseline Forecast | Avg. Replacement Winter Demand (kW) | 0 | 0 | 0 | 0 | 0 | 0 | 0 | 0 | 0 | 0 | 0 | 0 | 0 | 0 | 0 | 0 | 0 | 0 | 0 | 0 | 0 | 0 | 0 | 0 | 0 | 0 | 0 | 0 | 0 | 0 | 0 | 0 | 0
F1_Commercial_Hospital_New_Water Heating_Natural Gas_Water Heater_Baseline Forecast | F1 | Commercial | Hospital | New | Water Heating | Natural Gas | Water Heater | Baseline Forecast | Units | 0 | 17490.1362 | 101851.5583 | 155764.4156 | 225295.896 | 319657.7389 | 407855.3972 | 486025.9634 | 556330.8286 | 624213.0527 | 691209.7949 | 757540.9385 | 823781.2005 | 890210.9977 | 957049.405 | 1024010.9485 | 1090990.7924 | 1157883.8661 | 1224688.7934 | 1291404.1824 | 1358133.8378 | 1424877.8554 | 1491542.2447 | 1558125.9208 | 1624627.7885 | 1691140.8288 | 1757665.107 | 1824200.6887 | 1890747.6402 | 1957306.0278 | 2023875.9184 | 2090457.3793 | 2120446.4921
F2_Commercial_Hospital_New_Water Heating_Natural Gas_Water Heater_Baseline Forecast | F2 | Commercial | Hospital | New | Water Heating | Natural Gas | Water Heater | Baseline Forecast | Usage (MMtherm) | 0 | 0.0053732 | 0.03129 | 0.047853 | 0.069214 | 0.098203 | 0.1253 | 0.14931 | 0.17091 | 0.19177 | 0.21235 | 0.23273 | 0.25308 | 0.27348 | 0.29402 | 0.31459 | 0.33517 | 0.35572 | 0.37624 | 0.39674 | 0.41724 | 0.43774 | 0.45822 | 0.47868 | 0.49911 | 0.51954 | 0.53998 | 0.56042 | 0.58086 | 0.60131 | 0.62176 | 0.64222 | 0.65143
F3_Commercial_Hospital_New_Water Heating_Natural Gas_Water Heater_Baseline Forecast | F3 | Commercial | Hospital | New | Water Heating | Natural Gas | Water Heater | Baseline Forecast | Summer Peak Demand (MW) | 0 | 0 | 0 | 0 | 0 | 0 | 0 | 0 | 0 | 0 | 0 | 0 | 0 | 0 | 0 | 0 | 0 | 0 | 0 | 0 | 0 | 0 | 0 | 0 | 0 | 0 | 0 | 0 | 0 | 0 | 0 | 0 | 0
F4_Commercial_Hospital_New_Water Heating_Natural Gas_Water Heater_Baseline Forecast | F4 | Commercial | Hospital | New | Water Heating | Natural Gas | Water Heater | Baseline Forecast | Winter Peak Demand (MW) | 0 | 0 | 0 | 0 | 0 | 0 | 0 | 0 | 0 | 0 | 0 | 0 | 0 | 0 | 0 | 0 | 0 | 0 | 0 | 0 | 0 | 0 | 0 | 0 | 0 | 0 | 0 | 0 | 0 | 0 | 0 | 0 | 0
F5_Commercial_Hospital_New_Water Heating_Natural Gas_Water Heater_Baseline Forecast | F5 | Commercial | Hospital | New | Water Heating | Natural Gas | Water Heater | Baseline Forecast | Turnover | 0 | 17490.1362 | 84361.4221 | 53912.8573 | 69531.4804 | 94361.8429 | 88197.6583 | 78170.5662 | 70304.8652 | 67882.2241 | 70494.7695 | 86001.8498 | 92759.3985 | 101551.4024 | 113808.0601 | 126761.7316 | 147984.014 | 137775.4743 | 141181.6209 | 146824.8283 | 146401.6728 | 146404.9692 | 148641.4847 | 154291.8837 | 162705.6431 | 177137.9515 | 184350.7529 | 191337.8568 | 198966.7464 | 205170.2854 | 212303.6967 | 210220.6953 | 176651.7779
F6_Commercial_Hospital_New_Water Heating_Natural Gas_Water Heater_Baseline Forecast | F6 | Commercial | Hospital | New | Water Heating | Natural Gas | Water Heater | Baseline Forecast | Avg. Replacement Usage (kWh) | 0.30721 | 0.30721 | 0.30721 | 0.30721 | 0.30721 | 0.30721 | 0.30721 | 0.30721 | 0.30721 | 0.30721 | 0.30721 | 0.30721 | 0.30721 | 0.30721 | 0.30721 | 0.30721 | 0.30721 | 0.30721 | 0.30721 | 0.30721 | 0.30721 | 0.30721 | 0.30721 | 0.30721 | 0.30721 | 0.30721 | 0.30721 | 0.30721 | 0.30721 | 0.30721 | 0.30721 | 0.30721 | 0.30721
F7_Commercial_Hospital_New_Water Heating_Natural Gas_Water Heater_Baseline Forecast | F7 | Commercial | Hospital | New | Water Heating | Natural Gas | Water Heater | Baseline Forecast | Avg. Replacement Summer Demand (kW) | 0 | 0 | 0 | 0 | 0 | 0 | 0 | 0 | 0 | 0 | 0 | 0 | 0 | 0 | 0 | 0 | 0 | 0 | 0 | 0 | 0 | 0 | 0 | 0 | 0 | 0 | 0 | 0 | 0 | 0 | 0 | 0 | 0
F8_Commercial_Hospital_New_Water Heating_Natural Gas_Water Heater_Baseline Forecast | F8 | Commercial | Hospital | New | Water Heating | Natural Gas | Water Heater | Baseline Forecast | Avg. Replacement Winter Demand (kW) | 0 | 0 | 0 | 0 | 0 | 0 | 0 | 0 | 0 | 0 | 0 | 0 | 0 | 0 | 0 | 0 | 0 | 0 | 0 | 0 | 0 | 0 | 0 | 0 | 0 | 0 | 0 | 0 | 0 | 0 | 0 | 0 | 0
F1_Commercial_Hospital_New_Food Preparation_Natural Gas_Oven_Baseline Forecast | F1 | Commercial | Hospital | New | Food Preparation | Natural Gas | Oven | Baseline Forecast | Units | 0 | 426.8584 | 2485.7548 | 3801.5339 | 5498.4958 | 7801.4592 | 9953.9815 | 11861.7861 | 13577.6229 | 15234.3337 | 16869.4336 | 18488.2892 | 20104.9267 | 21726.19 | 23357.4256 | 24991.6665 | 26626.3541 | 28258.9239 | 29889.3425 | 31517.5758 | 33146.1573 | 34775.0893 | 36402.078 | 38027.0968 | 39650.119 | 41273.4138 | 42896.983 | 44520.828 | 46144.9505 | 47769.3521 | 49394.0345 | 51018.9992 | 51750.9034
F2_Commercial_Hospital_New_Food Preparation_Natural Gas_Oven_Baseline Forecast | F2 | Commercial | Hospital | New | Food Preparation | Natural Gas | Oven | Baseline Forecast | Usage (MMtherm) | 0 | 3.6318e-05 | 0.00021149 | 0.00032344 | 0.00046782 | 0.00066376 | 0.0008469 | 0.0010092 | 0.0011552 | 0.0012962 | 0.0014353 | 0.001573 | 0.0017106 | 0.0018485 | 0.0019873 | 0.0021263 | 0.0022654 | 0.0024043 | 0.002543 | 0.0026816 | 0.0028201 | 0.0029587 | 0.0030972 | 0.0032354 | 0.0033735 | 0.0035116 | 0.0036498 | 0.0037879 | 0.0039261 | 0.0040643 | 0.0042025 | 0.0043408 | 0.0044031
F3_Commercial_Hospital_New_Food Preparation_Natural Gas_Oven_Baseline Forecast | F3 | Commercial | Hospital | New | Food Preparation | Natural Gas | Oven | Baseline Forecast | Summer Peak Demand (MW) | 0 | 0 | 0 | 0 | 0 | 0 | 0 | 0 | 0 | 0 | 0 | 0 | 0 | 0 | 0 | 0 | 0 | 0 | 0 | 0 | 0 | 0 | 0 | 0 | 0 | 0 | 0 | 0 | 0 | 0 | 0 | 0 | 0
F4_Commercial_Hospital_New_Food Preparation_Natural Gas_Oven_Baseline Forecast | F4 | Commercial | Hospital | New | Food Preparation | Natural Gas | Oven | Baseline Forecast | Winter Peak Demand (MW) | 0 | 0 | 0 | 0 | 0 | 0 | 0 | 0 | 0 | 0 | 0 | 0 | 0 | 0 | 0 | 0 | 0 | 0 | 0 | 0 | 0 | 0 | 0 | 0 | 0 | 0 | 0 | 0 | 0 | 0 | 0 | 0 | 0
F5_Commercial_Hospital_New_Food Preparation_Natural Gas_Oven_Baseline Forecast | F5 | Commercial | Hospital | New | Food Preparation | Natural Gas | Oven | Baseline Forecast | Turnover | 0 | 426.8584 | 2058.8965 | 1315.779 | 1696.9619 | 2302.9634 | 2152.5224 | 1907.8045 | 1715.8369 | 1656.7107 | 1635.0999 | 1618.8556 | 1702.0092 | 2101.3399 | 2278.4528 | 2491.407 | 2781.0131 | 3092.0331 | 3607.3791 | 3358.1653 | 3443.7941 | 3566.9817 | 3461.7623 | 3369.0882 | 3388.2226 | 3475.6462 | 3598.0664 | 3755.3871 | 3969.561 | 4326.9104 | 4504.7515 | 4673.6035 | 3960.1301
F6_Commercial_Hospital_New_Food Preparation_Natural Gas_Oven_Baseline Forecast | F6 | Commercial | Hospital | New | Food Preparation | Natural Gas | Oven | Baseline Forecast | Avg. Replacement Usage (kWh) | 0.085082 | 0.085082 | 0.085082 | 0.085082 | 0.085082 | 0.085082 | 0.085082 | 0.085082 | 0.085082 | 0.085082 | 0.085082 | 0.085082 | 0.085082 | 0.085082 | 0.085082 | 0.085082 | 0.085082 | 0.085082 | 0.085082 | 0.085082 | 0.085082 | 0.085082 | 0.085082 | 0.085082 | 0.085082 | 0.085082 | 0.085082 | 0.085082 | 0.085082 | 0.085082 | 0.085082 | 0.085082 | 0.085082
F7_Commercial_Hospital_New_Food Preparation_Natural Gas_Oven_Baseline Forecast | F7 | Commercial | Hospital | New | Food Preparation | Natural Gas | Oven | Baseline Forecast | Avg. Replacement Summer Demand (kW) | 0 | 0 | 0 | 0 | 0 | 0 | 0 | 0 | 0 | 0 | 0 | 0 | 0 | 0 | 0 | 0 | 0 | 0 | 0 | 0 | 0 | 0 | 0 | 0 | 0 | 0 | 0 | 0 | 0 | 0 | 0 | 0 | 0
F8_Commercial_Hospital_New_Food Preparation_Natural Gas_Oven_Baseline Forecast | F8 | Commercial | Hospital | New | Food Preparation | Natural Gas | Oven | Baseline Forecast | Avg. Replacement Winter Demand (kW) | 0 | 0 | 0 | 0 | 0 | 0 | 0 | 0 | 0 | 0 | 0 | 0 | 0 | 0 | 0 | 0 | 0 | 0 | 0 | 0 | 0 | 0 | 0 | 0 | 0 | 0 | 0 | 0 | 0 | 0 | 0 | 0 | 0
F1_Commercial_Hospital_New_Food Preparation_Natural Gas_Conveyor Oven_Baseline Forecast | F1 | Commercial | Hospital | New | Food Preparation | Natural Gas | Conveyor Oven | Baseline Forecast | Units | 0 | 213.4292 | 1242.8774 | 1900.7669 | 2749.2479 | 3900.7296 | 4976.9908 | 5930.893 | 6788.8115 | 7617.1668 | 8434.7168 | 9244.1446 | 10052.4634 | 10863.095 | 11678.7128 | 12495.8333 | 13313.177 | 14129.462 | 14944.6712 | 15758.7879 | 16573.0787 | 17387.5447 | 18201.039 | 19013.5484 | 19825.0595 | 20636.7069 | 21448.4915 | 22260.414 | 23072.4753 | 23884.6761 | 24697.0172 | 25509.4996 | 25875.4517
F2_Commercial_Hospital_New_Food Preparation_Natural Gas_Conveyor Oven_Baseline Forecast | F2 | Commercial | Hospital | New | Food Preparation | Natural Gas | Conveyor Oven | Baseline Forecast | Usage (MMtherm) | 0 | 3.1071e-05 | 0.00018094 | 0.00027672 | 0.00040024 | 0.00056787 | 0.00072455 | 0.00086342 | 0.00098832 | 0.0011089 | 0.0012279 | 0.0013458 | 0.0014634 | 0.0015815 | 0.0017002 | 0.0018192 | 0.0019381 | 0.002057 | 0.0021757 | 0.0022942 | 0.0024127 | 0.0025313 | 0.0026497 | 0.002768 | 0.0028861 | 0.0030043 | 0.0031225 | 0.0032407 | 0.0033589 | 0.0034771 | 0.0035954 | 0.0037137 | 0.003767
F3_Commercial_Hospital_New_Food Preparation_Natural Gas_Conveyor Oven_Baseline Forecast | F3 | Commercial | Hospital | New | Food Preparation | Natural Gas | Conveyor Oven | Baseline Forecast | Summer Peak Demand (MW) | 0 | 0 | 0 | 0 | 0 | 0 | 0 | 0 | 0 | 0 | 0 | 0 | 0 | 0 | 0 | 0 | 0 | 0 | 0 | 0 | 0 | 0 | 0 | 0 | 0 | 0 | 0 | 0 | 0 | 0 | 0 | 0 | 0
F4_Commercial_Hospital_New_Food Preparation_Natural Gas_Conveyor Oven_Baseline Forecast | F4 | Commercial | Hospital | New | Food Preparation | Natural Gas | Conveyor Oven | Baseline Forecast | Winter Peak Demand (MW) | 0 | 0 | 0 | 0 | 0 | 0 | 0 | 0 | 0 | 0 | 0 | 0 | 0 | 0 | 0 | 0 | 0 | 0 | 0 | 0 | 0 | 0 | 0 | 0 | 0 | 0 | 0 | 0 | 0 | 0 | 0 | 0 | 0
F5_Commercial_Hospital_New_Food Preparation_Natural Gas_Conveyor Oven_Baseline Forecast | F5 | Commercial | Hospital | New | Food Preparation | Natural Gas | Conveyor Oven | Baseline Forecast | Turnover | 0 | 213.4292 | 1029.4482 | 657.8895 | 848.481 | 1151.4817 | 1076.2612 | 953.9023 | 857.9184 | 828.3554 | 817.55 | 809.4278 | 808.3188 | 810.6316 | 815.6178 | 817.1204 | 817.3438 | 858.9708 | 1055.2476 | 1137.7252 | 1242.8738 | 1387.6288 | 1543.226 | 1800.9896 | 1676.4771 | 1719.2537 | 1780.8094 | 1729.3093 | 1675.5588 | 1639.9636 | 1629.9252 | 1627.1411 | 1179.0187
F6_Commercial_Hospital_New_Food Preparation_Natural Gas_Conveyor Oven_Baseline Forecast | F6 | Commercial | Hospital | New | Food Preparation | Natural Gas | Conveyor Oven | Baseline Forecast | Avg. Replacement Usage (kWh) | 0.14558 | 0.14558 | 0.14558 | 0.14558 | 0.14558 | 0.14558 | 0.14558 | 0.14558 | 0.14558 | 0.14558 | 0.14558 | 0.14558 | 0.14558 | 0.14558 | 0.14558 | 0.14558 | 0.14558 | 0.14558 | 0.14558 | 0.14558 | 0.14558 | 0.14558 | 0.14558 | 0.14558 | 0.14558 | 0.14558 | 0.14558 | 0.14558 | 0.14558 | 0.14558 | 0.14558 | 0.14558 | 0.14558
F7_Commercial_Hospital_New_Food Preparation_Natural Gas_Conveyor Oven_Baseline Forecast | F7 | Commercial | Hospital | New | Food Preparation | Natural Gas | Conveyor Oven | Baseline Forecast | Avg. Replacement Summer Demand (kW) | 0 | 0 | 0 | 0 | 0 | 0 | 0 | 0 | 0 | 0 | 0 | 0 | 0 | 0 | 0 | 0 | 0 | 0 | 0 | 0 | 0 | 0 | 0 | 0 | 0 | 0 | 0 | 0 | 0 | 0 | 0 | 0 | 0
F8_Commercial_Hospital_New_Food Preparation_Natural Gas_Conveyor Oven_Baseline Forecast | F8 | Commercial | Hospital | New | Food Preparation | Natural Gas | Conveyor Oven | Baseline Forecast | Avg. Replacement Winter Demand (kW) | 0 | 0 | 0 | 0 | 0 | 0 | 0 | 0 | 0 | 0 | 0 | 0 | 0 | 0 | 0 | 0 | 0 | 0 | 0 | 0 | 0 | 0 | 0 | 0 | 0 | 0 | 0 | 0 | 0 | 0 | 0 | 0 | 0
F1_Commercial_Hospital_New_Food Preparation_Natural Gas_Double Rack Oven_Baseline Forecast | F1 | Commercial | Hospital | New | Food Preparation | Natural Gas | Double Rack Oven | Baseline Forecast | Units | 0 | 213.4292 | 1242.8774 | 1900.7669 | 2749.2479 | 3900.7296 | 4976.9908 | 5930.893 | 6788.8115 | 7617.1668 | 8434.7168 | 9244.1446 | 10052.4634 | 10863.095 | 11678.7128 | 12495.8333 | 13313.177 | 14129.462 | 14944.6712 | 15758.7879 | 16573.0787 | 17387.5447 | 18201.039 | 19013.5484 | 19825.0595 | 20636.7069 | 21448.4915 | 22260.414 | 23072.4753 | 23884.6761 | 24697.0172 | 25509.4996 | 25875.4517
F2_Commercial_Hospital_New_Food Preparation_Natural Gas_Double Rack Oven_Baseline Forecast | F2 | Commercial | Hospital | New | Food Preparation | Natural Gas | Double Rack Oven | Baseline Forecast | Usage (MMtherm) | 0 | 4.7203e-05 | 0.00027488 | 0.00042038 | 0.00060803 | 0.0008627 | 0.0011007 | 0.0013117 | 0.0015014 | 0.0016846 | 0.0018655 | 0.0020445 | 0.0022232 | 0.0024025 | 0.0025829 | 0.0027636 | 0.0029444 | 0.0031249 | 0.0033052 | 0.0034853 | 0.0036654 | 0.0038455 | 0.0040254 | 0.0042051 | 0.0043846 | 0.0045641 | 0.0047436 | 0.0049232 | 0.0051028 | 0.0052824 | 0.0054621 | 0.0056418 | 0.0057227
F3_Commercial_Hospital_New_Food Preparation_Natural Gas_Double Rack Oven_Baseline Forecast | F3 | Commercial | Hospital | New | Food Preparation | Natural Gas | Double Rack Oven | Baseline Forecast | Summer Peak Demand (MW) | 0 | 0 | 0 | 0 | 0 | 0 | 0 | 0 | 0 | 0 | 0 | 0 | 0 | 0 | 0 | 0 | 0 | 0 | 0 | 0 | 0 | 0 | 0 | 0 | 0 | 0 | 0 | 0 | 0 | 0 | 0 | 0 | 0
F4_Commercial_Hospital_New_Food Preparation_Natural Gas_Double Rack Oven_Baseline Forecast | F4 | Commercial | Hospital | New | Food Preparation | Natural Gas | Double Rack Oven | Baseline Forecast | Winter Peak Demand (MW) | 0 | 0 | 0 | 0 | 0 | 0 | 0 | 0 | 0 | 0 | 0 | 0 | 0 | 0 | 0 | 0 | 0 | 0 | 0 | 0 | 0 | 0 | 0 | 0 | 0 | 0 | 0 | 0 | 0 | 0 | 0 | 0 | 0
F5_Commercial_Hospital_New_Food Preparation_Natural Gas_Double Rack Oven_Baseline Forecast | F5 | Commercial | Hospital | New | Food Preparation | Natural Gas | Double Rack Oven | Baseline Forecast | Turnover | 0 | 213.4292 | 1029.4482 | 657.8895 | 848.481 | 1151.4817 | 1076.2612 | 953.9023 | 857.9184 | 828.3554 | 817.55 | 809.4278 | 851.0046 | 1050.67 | 1139.2264 | 1245.7035 | 1390.5065 | 1546.0166 | 1803.6895 | 1679.0827 | 1721.897 | 1783.4909 | 1730.8811 | 1684.5441 | 1694.1113 | 1737.8231 | 1799.0332 | 1877.6935 | 1984.7805 | 2163.4552 | 2252.3758 | 2336.8018 | 1980.065
F6_Commercial_Hospital_New_Food Preparation_Natural Gas_Double Rack Oven_Baseline Forecast | F6 | Commercial | Hospital | New | Food Preparation | Natural Gas | Double Rack Oven | Baseline Forecast | Avg. Replacement Usage (kWh) | 0.22116 | 0.22116 | 0.22116 | 0.22116 | 0.22116 | 0.22116 | 0.22116 | 0.22116 | 0.22116 | 0.22116 | 0.22116 | 0.22116 | 0.22116 | 0.22116 | 0.22116 | 0.22116 | 0.22116 | 0.22116 | 0.22116 | 0.22116 | 0.22116 | 0.22116 | 0.22116 | 0.22116 | 0.22116 | 0.22116 | 0.22116 | 0.22116 | 0.22116 | 0.22116 | 0.22116 | 0.22116 | 0.22116
F7_Commercial_Hospital_New_Food Preparation_Natural Gas_Double Rack Oven_Baseline Forecast | F7 | Commercial | Hospital | New | Food Preparation | Natural Gas | Double Rack Oven | Baseline Forecast | Avg. Replacement Summer Demand (kW) | 0 | 0 | 0 | 0 | 0 | 0 | 0 | 0 | 0 | 0 | 0 | 0 | 0 | 0 | 0 | 0 | 0 | 0 | 0 | 0 | 0 | 0 | 0 | 0 | 0 | 0 | 0 | 0 | 0 | 0 | 0 | 0 | 0
F8_Commercial_Hospital_New_Food Preparation_Natural Gas_Double Rack Oven_Baseline Forecast | F8 | Commercial | Hospital | New | Food Preparation | Natural Gas | Double Rack Oven | Baseline Forecast | Avg. Replacement Winter Demand (kW) | 0 | 0 | 0 | 0 | 0 | 0 | 0 | 0 | 0 | 0 | 0 | 0 | 0 | 0 | 0 | 0 | 0 | 0 | 0 | 0 | 0 | 0 | 0 | 0 | 0 | 0 | 0 | 0 | 0 | 0 | 0 | 0 | 0
F1_Commercial_Hospital_New_Food Preparation_Natural Gas_Fryer_Baseline Forecast | F1 | Commercial | Hospital | New | Food Preparation | Natural Gas | Fryer | Baseline Forecast | Units | 0 | 4941.2091 | 28774.4955 | 44005.6348 | 63649.2545 | 90307.8002 | 115224.8773 | 137309.16 | 157171.2717 | 176348.9533 | 195276.4738 | 214015.9534 | 232729.7576 | 251497.1082 | 270379.8969 | 289297.4733 | 308220.2198 | 327118.4525 | 345991.7826 | 364839.8169 | 383691.8816 | 402548.0039 | 421381.63 | 440192.4536 | 458980.1651 | 477771.033 | 496565.0758 | 515362.3121 | 534162.7604 | 552966.4396 | 571773.3685 | 590583.5662 | 599055.9117
F2_Commercial_Hospital_New_Food Preparation_Natural Gas_Fryer_Baseline Forecast | F2 | Commercial | Hospital | New | Food Preparation | Natural Gas | Fryer | Baseline Forecast | Usage (MMtherm) | 0 | 0.00068004 | 0.0039602 | 0.0053887 | 0.0072311 | 0.0097315 | 0.012014 | 0.013784 | 0.01542 | 0.017049 | 0.018646 | 0.020073 | 0.021828 | 0.023588 | 0.025359 | 0.027134 | 0.028909 | 0.030681 | 0.032451 | 0.034219 | 0.035987 | 0.037756 | 0.039522 | 0.041286 | 0.043049 | 0.044811 | 0.046574 | 0.048337 | 0.0501 | 0.051864 | 0.053628 | 0.055392 | 0.056187
F3_Commercial_Hospital_New_Food Preparation_Natural Gas_Fryer_Baseline Forecast | F3 | Commercial | Hospital | New | Food Preparation | Natural Gas | Fryer | Baseline Forecast | Summer Peak Demand (MW) | 0 | 0 | 0 | 0 | 0 | 0 | 0 | 0 | 0 | 0 | 0 | 0 | 0 | 0 | 0 | 0 | 0 | 0 | 0 | 0 | 0 | 0 | 0 | 0 | 0 | 0 | 0 | 0 | 0 | 0 | 0 | 0 | 0
F4_Commercial_Hospital_New_Food Preparation_Natural Gas_Fryer_Baseline Forecast | F4 | Commercial | Hospital | New | Food Preparation | Natural Gas | Fryer | Baseline Forecast | Winter Peak Demand (MW) | 0 | 0 | 0 | 0 | 0 | 0 | 0 | 0 | 0 | 0 | 0 | 0 | 0 | 0 | 0 | 0 | 0 | 0 | 0 | 0 | 0 | 0 | 0 | 0 | 0 | 0 | 0 | 0 | 0 | 0 | 0 | 0 | 0
F5_Commercial_Hospital_New_Food Preparation_Natural Gas_Fryer_Baseline Forecast | F5 | Commercial | Hospital | New | Food Preparation | Natural Gas | Fryer | Baseline Forecast | Turnover | 0 | 4941.2091 | 23833.2865 | 15231.1393 | 19643.6197 | 26658.5458 | 26152.3793 | 28969.081 | 28833.4953 | 30817.1242 | 35494.311 | 42185.8457 | 41499.5193 | 44112.113 | 47260.3164 | 48954.1842 | 52665.0803 | 54547.6878 | 57109.1741 | 60449.9147 | 63879.9537 | 65630.4406 | 68171.2675 | 70838.4315 | 73322.859 | 76542.83 | 78962.376 | 81574.1557 | 84385.5193 | 87137.1615 | 89608.1469 | 92254.6553 | 84582.1582
F6_Commercial_Hospital_New_Food Preparation_Natural Gas_Fryer_Baseline Forecast | F6 | Commercial | Hospital | New | Food Preparation | Natural Gas | Fryer | Baseline Forecast | Avg. Replacement Usage (kWh) | 0.13763 | 0.13763 | 0.13763 | 0.093792 | 0.093792 | 0.093792 | 0.093792 | 0.093792 | 0.093792 | 0.093792 | 0.093792 | 0.093792 | 0.093792 | 0.093792 | 0.093792 | 0.093792 | 0.093792 | 0.093792 | 0.093792 | 0.093792 | 0.093792 | 0.093792 | 0.093792 | 0.093792 | 0.093792 | 0.093792 | 0.093792 | 0.093792 | 0.093792 | 0.093792 | 0.093792 | 0.093792 | 0.093792
F7_Commercial_Hospital_New_Food Preparation_Natural Gas_Fryer_Baseline Forecast | F7 | Commercial | Hospital | New | Food Preparation | Natural Gas | Fryer | Baseline Forecast | Avg. Replacement Summer Demand (kW) | 0 | 0 | 0 | 0 | 0 | 0 | 0 | 0 | 0 | 0 | 0 | 0 | 0 | 0 | 0 | 0 | 0 | 0 | 0 | 0 | 0 | 0 | 0 | 0 | 0 | 0 | 0 | 0 | 0 | 0 | 0 | 0 | 0
F8_Commercial_Hospital_New_Food Preparation_Natural Gas_Fryer_Baseline Forecast | F8 | Commercial | Hospital | New | Food Preparation | Natural Gas | Fryer | Baseline Forecast | Avg. Replacement Winter Demand (kW) | 0 | 0 | 0 | 0 | 0 | 0 | 0 | 0 | 0 | 0 | 0 | 0 | 0 | 0 | 0 | 0 | 0 | 0 | 0 | 0 | 0 | 0 | 0 | 0 | 0 | 0 | 0 | 0 | 0 | 0 | 0 | 0 | 0
F1_Commercial_Hospital_New_Food Preparation_Natural Gas_Broiler_Baseline Forecast | F1 | Commercial | Hospital | New | Food Preparation | Natural Gas | Broiler | Baseline Forecast | Units | 0 | 1112.4188 | 6478.0278 | 9907.0277 | 14329.4133 | 20331.0754 | 25940.6792 | 30912.5334 | 35384.1083 | 39701.5968 | 43962.7664 | 48181.6021 | 52394.6575 | 56619.7678 | 60870.8668 | 65129.7976 | 69389.8924 | 73644.4684 | 77893.438 | 82136.7127 | 86380.8948 | 90625.9904 | 94866.0214 | 99100.9189 | 103330.6131 | 107561.0179 | 111792.1375 | 116023.976 | 120256.5377 | 124489.8267 | 128723.8474 | 132958.6039 | 134865.9906
F2_Commercial_Hospital_New_Food Preparation_Natural Gas_Broiler_Baseline Forecast | F2 | Commercial | Hospital | New | Food Preparation | Natural Gas | Broiler | Baseline Forecast | Usage (MMtherm) | 0 | 0.00016839 | 0.0009806 | 0.0014997 | 0.0021691 | 0.0030776 | 0.0039267 | 0.0046793 | 0.0053562 | 0.0060097 | 0.0066548 | 0.0072934 | 0.0079311 | 0.0085707 | 0.0092142 | 0.0098589 | 0.010504 | 0.011148 | 0.011791 | 0.012433 | 0.013076 | 0.013718 | 0.01436 | 0.015001 | 0.015641 | 0.016282 | 0.016922 | 0.017563 | 0.018204 | 0.018844 | 0.019485 | 0.020126 | 0.020415
F3_Commercial_Hospital_New_Food Preparation_Natural Gas_Broiler_Baseline Forecast | F3 | Commercial | Hospital | New | Food Preparation | Natural Gas | Broiler | Baseline Forecast | Summer Peak Demand (MW) | 0 | 0 | 0 | 0 | 0 | 0 | 0 | 0 | 0 | 0 | 0 | 0 | 0 | 0 | 0 | 0 | 0 | 0 | 0 | 0 | 0 | 0 | 0 | 0 | 0 | 0 | 0 | 0 | 0 | 0 | 0 | 0 | 0
F4_Commercial_Hospital_New_Food Preparation_Natural Gas_Broiler_Baseline Forecast | F4 | Commercial | Hospital | New | Food Preparation | Natural Gas | Broiler | Baseline Forecast | Winter Peak Demand (MW) | 0 | 0 | 0 | 0 | 0 | 0 | 0 | 0 | 0 | 0 | 0 | 0 | 0 | 0 | 0 | 0 | 0 | 0 | 0 | 0 | 0 | 0 | 0 | 0 | 0 | 0 | 0 | 0 | 0 | 0 | 0 | 0 | 0
F5_Commercial_Hospital_New_Food Preparation_Natural Gas_Broiler_Baseline Forecast | F5 | Commercial | Hospital | New | Food Preparation | Natural Gas | Broiler | Baseline Forecast | Turnover | 0 | 1112.4188 | 5365.609 | 3428.9999 | 4422.3856 | 6001.6621 | 5609.6037 | 4971.8542 | 4471.5749 | 4317.4885 | 4261.1695 | 4218.8357 | 4435.5392 | 5476.2191 | 5937.7861 | 6492.7575 | 7247.4886 | 8058.0257 | 9401.0485 | 8751.5824 | 8974.736 | 9295.7705 | 9021.5623 | 8780.0481 | 8829.9134 | 9057.7445 | 9376.7792 | 9786.7664 | 10344.9166 | 11276.1907 | 11739.6554 | 12179.694 | 10320.339
F6_Commercial_Hospital_New_Food Preparation_Natural Gas_Broiler_Baseline Forecast | F6 | Commercial | Hospital | New | Food Preparation | Natural Gas | Broiler | Baseline Forecast | Avg. Replacement Usage (kWh) | 0.15137 | 0.15137 | 0.15137 | 0.15137 | 0.15137 | 0.15137 | 0.15137 | 0.15137 | 0.15137 | 0.15137 | 0.15137 | 0.15137 | 0.15137 | 0.15137 | 0.15137 | 0.15137 | 0.15137 | 0.15137 | 0.15137 | 0.15137 | 0.15137 | 0.15137 | 0.15137 | 0.15137 | 0.15137 | 0.15137 | 0.15137 | 0.15137 | 0.15137 | 0.15137 | 0.15137 | 0.15137 | 0.15137
F7_Commercial_Hospital_New_Food Preparation_Natural Gas_Broiler_Baseline Forecast | F7 | Commercial | Hospital | New | Food Preparation | Natural Gas | Broiler | Baseline Forecast | Avg. Replacement Summer Demand (kW) | 0 | 0 | 0 | 0 | 0 | 0 | 0 | 0 | 0 | 0 | 0 | 0 | 0 | 0 | 0 | 0 | 0 | 0 | 0 | 0 | 0 | 0 | 0 | 0 | 0 | 0 | 0 | 0 | 0 | 0 | 0 | 0 | 0
F8_Commercial_Hospital_New_Food Preparation_Natural Gas_Broiler_Baseline Forecast | F8 | Commercial | Hospital | New | Food Preparation | Natural Gas | Broiler | Baseline Forecast | Avg. Replacement Winter Demand (kW) | 0 | 0 | 0 | 0 | 0 | 0 | 0 | 0 | 0 | 0 | 0 | 0 | 0 | 0 | 0 | 0 | 0 | 0 | 0 | 0 | 0 | 0 | 0 | 0 | 0 | 0 | 0 | 0 | 0 | 0 | 0 | 0 | 0
F1_Commercial_Hospital_New_Food Preparation_Natural Gas_Griddle_Baseline Forecast | F1 | Commercial | Hospital | New | Food Preparation | Natural Gas | Griddle | Baseline Forecast | Units | 0 | 1112.4188 | 6478.0278 | 9907.0277 | 14329.4133 | 20331.0754 | 25940.6792 | 30912.5334 | 35384.1083 | 39701.5968 | 43962.7664 | 48181.6021 | 52394.6575 | 56619.7678 | 60870.8668 | 65129.7976 | 69389.8924 | 73644.4684 | 77893.438 | 82136.7127 | 86380.8948 | 90625.9904 | 94866.0214 | 99100.9189 | 103330.6131 | 107561.0179 | 111792.1375 | 116023.976 | 120256.5377 | 124489.8267 | 128723.8474 | 132958.6039 | 134865.9906
F2_Commercial_Hospital_New_Food Preparation_Natural Gas_Griddle_Baseline Forecast | F2 | Commercial | Hospital | New | Food Preparation | Natural Gas | Griddle | Baseline Forecast | Usage (MMtherm) | 0 | 0.00011178 | 0.00065091 | 0.00099546 | 0.0014398 | 0.0020429 | 0.0026065 | 0.0031061 | 0.0035554 | 0.0039892 | 0.0044174 | 0.0048413 | 0.0052646 | 0.0056892 | 0.0061163 | 0.0065442 | 0.0069723 | 0.0073998 | 0.0078267 | 0.0082531 | 0.0086796 | 0.0091061 | 0.0095321 | 0.0099577 | 0.010383 | 0.010808 | 0.011233 | 0.011658 | 0.012083 | 0.012509 | 0.012934 | 0.01336 | 0.013551
F3_Commercial_Hospital_New_Food Preparation_Natural Gas_Griddle_Baseline Forecast | F3 | Commercial | Hospital | New | Food Preparation | Natural Gas | Griddle | Baseline Forecast | Summer Peak Demand (MW) | 0 | 0 | 0 | 0 | 0 | 0 | 0 | 0 | 0 | 0 | 0 | 0 | 0 | 0 | 0 | 0 | 0 | 0 | 0 | 0 | 0 | 0 | 0 | 0 | 0 | 0 | 0 | 0 | 0 | 0 | 0 | 0 | 0
F4_Commercial_Hospital_New_Food Preparation_Natural Gas_Griddle_Baseline Forecast | F4 | Commercial | Hospital | New | Food Preparation | Natural Gas | Griddle | Baseline Forecast | Winter Peak Demand (MW) | 0 | 0 | 0 | 0 | 0 | 0 | 0 | 0 | 0 | 0 | 0 | 0 | 0 | 0 | 0 | 0 | 0 | 0 | 0 | 0 | 0 | 0 | 0 | 0 | 0 | 0 | 0 | 0 | 0 | 0 | 0 | 0 | 0
F5_Commercial_Hospital_New_Food Preparation_Natural Gas_Griddle_Baseline Forecast | F5 | Commercial | Hospital | New | Food Preparation | Natural Gas | Griddle | Baseline Forecast | Turnover | 0 | 1112.4188 | 5365.609 | 3428.9999 | 4422.3856 | 6001.6621 | 5609.6037 | 4971.8542 | 4471.5749 | 4317.4885 | 4261.1695 | 4218.8357 | 4435.5392 | 5476.2191 | 5937.7861 | 6492.7575 | 7247.4886 | 8058.0257 | 9401.0485 | 8751.5824 | 8974.736 | 9295.7705 | 9021.5623 | 8780.0481 | 8829.9134 | 9057.7445 | 9376.7792 | 9786.7664 | 10344.9166 | 11276.1907 | 11739.6554 | 12179.694 | 10320.339
F6_Commercial_Hospital_New_Food Preparation_Natural Gas_Griddle_Baseline Forecast | F6 | Commercial | Hospital | New | Food Preparation | Natural Gas | Griddle | Baseline Forecast | Avg. Replacement Usage (kWh) | 0.10048 | 0.10048 | 0.10048 | 0.10048 | 0.10048 | 0.10048 | 0.10048 | 0.10048 | 0.10048 | 0.10048 | 0.10048 | 0.10048 | 0.10048 | 0.10048 | 0.10048 | 0.10048 | 0.10048 | 0.10048 | 0.10048 | 0.10048 | 0.10048 | 0.10048 | 0.10048 | 0.10048 | 0.10048 | 0.10048 | 0.10048 | 0.10048 | 0.10048 | 0.10048 | 0.10048 | 0.10048 | 0.10048
F7_Commercial_Hospital_New_Food Preparation_Natural Gas_Griddle_Baseline Forecast | F7 | Commercial | Hospital | New | Food Preparation | Natural Gas | Griddle | Baseline Forecast | Avg. Replacement Summer Demand (kW) | 0 | 0 | 0 | 0 | 0 | 0 | 0 | 0 | 0 | 0 | 0 | 0 | 0 | 0 | 0 | 0 | 0 | 0 | 0 | 0 | 0 | 0 | 0 | 0 | 0 | 0 | 0 | 0 | 0 | 0 | 0 | 0 | 0
F8_Commercial_Hospital_New_Food Preparation_Natural Gas_Griddle_Baseline Forecast | F8 | Commercial | Hospital | New | Food Preparation | Natural Gas | Griddle | Baseline Forecast | Avg. Replacement Winter Demand (kW) | 0 | 0 | 0 | 0 | 0 | 0 | 0 | 0 | 0 | 0 | 0 | 0 | 0 | 0 | 0 | 0 | 0 | 0 | 0 | 0 | 0 | 0 | 0 | 0 | 0 | 0 | 0 | 0 | 0 | 0 | 0 | 0 | 0
F1_Commercial_Hospital_New_Food Preparation_Natural Gas_Range_Baseline Forecast | F1 | Commercial | Hospital | New | Food Preparation | Natural Gas | Range | Baseline Forecast | Units | 0 | 4702.7452 | 27385.8319 | 41881.9129 | 60577.527 | 85949.5253 | 109664.0985 | 130682.5888 | 149586.1505 | 167838.3128 | 185852.3869 | 203687.4949 | 221498.1667 | 239359.8007 | 257331.3017 | 275335.9115 | 293345.442 | 311331.6417 | 329294.1406 | 347232.5645 | 365174.8243 | 383120.9459 | 401045.6569 | 418948.6659 | 436829.6782 | 454713.6946 | 472600.7326 | 490490.8099 | 508383.9443 | 526280.1537 | 544179.456 | 562081.8693 | 570145.3375
F2_Commercial_Hospital_New_Food Preparation_Natural Gas_Range_Baseline Forecast | F2 | Commercial | Hospital | New | Food Preparation | Natural Gas | Range | Baseline Forecast | Usage (MMtherm) | 0 | 0.00049016 | 0.0028544 | 0.0043653 | 0.0063139 | 0.0089583 | 0.01143 | 0.013621 | 0.015591 | 0.017493 | 0.019371 | 0.02123 | 0.023086 | 0.024948 | 0.026821 | 0.028698 | 0.030575 | 0.032449 | 0.034322 | 0.036191 | 0.038061 | 0.039932 | 0.0418 | 0.043666 | 0.04553 | 0.047394 | 0.049258 | 0.051123 | 0.052988 | 0.054853 | 0.056719 | 0.058585 | 0.059425
F3_Commercial_Hospital_New_Food Preparation_Natural Gas_Range_Baseline Forecast | F3 | Commercial | Hospital | New | Food Preparation | Natural Gas | Range | Baseline Forecast | Summer Peak Demand (MW) | 0 | 0 | 0 | 0 | 0 | 0 | 0 | 0 | 0 | 0 | 0 | 0 | 0 | 0 | 0 | 0 | 0 | 0 | 0 | 0 | 0 | 0 | 0 | 0 | 0 | 0 | 0 | 0 | 0 | 0 | 0 | 0 | 0
F4_Commercial_Hospital_New_Food Preparation_Natural Gas_Range_Baseline Forecast | F4 | Commercial | Hospital | New | Food Preparation | Natural Gas | Range | Baseline Forecast | Winter Peak Demand (MW) | 0 | 0 | 0 | 0 | 0 | 0 | 0 | 0 | 0 | 0 | 0 | 0 | 0 | 0 | 0 | 0 | 0 | 0 | 0 | 0 | 0 | 0 | 0 | 0 | 0 | 0 | 0 | 0 | 0 | 0 | 0 | 0 | 0
F5_Commercial_Hospital_New_Food Preparation_Natural Gas_Range_Baseline Forecast | F5 | Commercial | Hospital | New | Food Preparation | Natural Gas | Range | Baseline Forecast | Turnover | 0 | 4702.7452 | 22683.0866 | 14496.081 | 18695.6141 | 25371.9983 | 23714.5732 | 21018.4902 | 18903.5617 | 18252.1623 | 18954.6231 | 23124.1646 | 24941.1333 | 27305.126 | 30600.6943 | 34083.6755 | 39789.9197 | 37045.049 | 37960.8932 | 39478.238 | 39364.46 | 39365.3463 | 39966.7003 | 41485.9787 | 43748.2691 | 47628.8261 | 49568.203 | 51446.8945 | 53498.1492 | 55166.1558 | 57084.1864 | 56524.1093 | 47498.1038
F6_Commercial_Hospital_New_Food Preparation_Natural Gas_Range_Baseline Forecast | F6 | Commercial | Hospital | New | Food Preparation | Natural Gas | Range | Baseline Forecast | Avg. Replacement Usage (kWh) | 0.10423 | 0.10423 | 0.10423 | 0.10423 | 0.10423 | 0.10423 | 0.10423 | 0.10423 | 0.10423 | 0.10423 | 0.10423 | 0.10423 | 0.10423 | 0.10423 | 0.10423 | 0.10423 | 0.10423 | 0.10423 | 0.10423 | 0.10423 | 0.10423 | 0.10423 | 0.10423 | 0.10423 | 0.10423 | 0.10423 | 0.10423 | 0.10423 | 0.10423 | 0.10423 | 0.10423 | 0.10423 | 0.10423
F7_Commercial_Hospital_New_Food Preparation_Natural Gas_Range_Baseline Forecast | F7 | Commercial | Hospital | New | Food Preparation | Natural Gas | Range | Baseline Forecast | Avg. Replacement Summer Demand (kW) | 0 | 0 | 0 | 0 | 0 | 0 | 0 | 0 | 0 | 0 | 0 | 0 | 0 | 0 | 0 | 0 | 0 | 0 | 0 | 0 | 0 | 0 | 0 | 0 | 0 | 0 | 0 | 0 | 0 | 0 | 0 | 0 | 0
F8_Commercial_Hospital_New_Food Preparation_Natural Gas_Range_Baseline Forecast | F8 | Commercial | Hospital | New | Food Preparation | Natural Gas | Range | Baseline Forecast | Avg. Replacement Winter Demand (kW) | 0 | 0 | 0 | 0 | 0 | 0 | 0 | 0 | 0 | 0 | 0 | 0 | 0 | 0 | 0 | 0 | 0 | 0 | 0 | 0 | 0 | 0 | 0 | 0 | 0 | 0 | 0 | 0 | 0 | 0 | 0 | 0 | 0
F1_Commercial_Hospital_New_Food Preparation_Natural Gas_Steamer_Baseline Forecast | F1 | Commercial | Hospital | New | Food Preparation | Natural Gas | Steamer | Baseline Forecast | Units | 0 | 516.7852 | 3009.4321 | 4602.408 | 6656.8711 | 9445.0028 | 12050.9998 | 14360.724 | 16438.0385 | 18443.7706 | 20423.3392 | 22383.2412 | 24340.4579 | 26303.2748 | 28278.165 | 30256.6936 | 32235.7629 | 34212.2683 | 36186.1693 | 38157.4247 | 40129.1016 | 42101.2028 | 44070.9513 | 46038.3149 | 48003.2613 | 49968.5379 | 51934.1464 | 53900.089 | 55866.3675 | 57832.9839 | 59799.9402 | 61767.2384 | 62653.3338
F2_Commercial_Hospital_New_Food Preparation_Natural Gas_Steamer_Baseline Forecast | F2 | Commercial | Hospital | New | Food Preparation | Natural Gas | Steamer | Baseline Forecast | Usage (MMtherm) | 0 | 8.9961e-05 | 0.00052388 | 0.00069168 | 0.0009081 | 0.0012018 | 0.0014763 | 0.0017196 | 0.0019384 | 0.0021497 | 0.0023543 | 0.0025382 | 0.0027243 | 0.0029133 | 0.0031055 | 0.0032998 | 0.0034958 | 0.0036929 | 0.0038909 | 0.0040789 | 0.0042272 | 0.0044349 | 0.0046424 | 0.0048497 | 0.0050567 | 0.0052637 | 0.0054707 | 0.0056778 | 0.0058849 | 0.0060921 | 0.0062993 | 0.0065065 | 0.0065999
F3_Commercial_Hospital_New_Food Preparation_Natural Gas_Steamer_Baseline Forecast | F3 | Commercial | Hospital | New | Food Preparation | Natural Gas | Steamer | Baseline Forecast | Summer Peak Demand (MW) | 0 | 0 | 0 | 0 | 0 | 0 | 0 | 0 | 0 | 0 | 0 | 0 | 0 | 0 | 0 | 0 | 0 | 0 | 0 | 0 | 0 | 0 | 0 | 0 | 0 | 0 | 0 | 0 | 0 | 0 | 0 | 0 | 0
F4_Commercial_Hospital_New_Food Preparation_Natural Gas_Steamer_Baseline Forecast | F4 | Commercial | Hospital | New | Food Preparation | Natural Gas | Steamer | Baseline Forecast | Winter Peak Demand (MW) | 0 | 0 | 0 | 0 | 0 | 0 | 0 | 0 | 0 | 0 | 0 | 0 | 0 | 0 | 0 | 0 | 0 | 0 | 0 | 0 | 0 | 0 | 0 | 0 | 0 | 0 | 0 | 0 | 0 | 0 | 0 | 0 | 0
F5_Commercial_Hospital_New_Food Preparation_Natural Gas_Steamer_Baseline Forecast | F5 | Commercial | Hospital | New | Food Preparation | Natural Gas | Steamer | Baseline Forecast | Turnover | 0 | 516.7852 | 2492.6469 | 1592.9759 | 2054.4631 | 2788.1317 | 2605.9971 | 2309.7242 | 2077.3145 | 2005.7321 | 2036.9892 | 2287.9033 | 2425.7707 | 2607.5831 | 2857.8081 | 3052.8997 | 3190.7018 | 3284.3249 | 3359.2663 | 3588.1653 | 4271.6007 | 4008.9578 | 4212.1323 | 4504.0583 | 4502.9096 | 4484.5301 | 4498.3004 | 4568.4325 | 4687.9134 | 4937.7378 | 5095.8486 | 5272.5388 | 4401.5939
F6_Commercial_Hospital_New_Food Preparation_Natural Gas_Steamer_Baseline Forecast | F6 | Commercial | Hospital | New | Food Preparation | Natural Gas | Steamer | Baseline Forecast | Avg. Replacement Usage (kWh) | 0.17408 | 0.17408 | 0.17408 | 0.10534 | 0.10534 | 0.10534 | 0.10534 | 0.10534 | 0.10534 | 0.10534 | 0.10534 | 0.10534 | 0.10534 | 0.10534 | 0.10534 | 0.10534 | 0.10534 | 0.10534 | 0.10534 | 0.10534 | 0.10534 | 0.10534 | 0.10534 | 0.10534 | 0.10534 | 0.10534 | 0.10534 | 0.10534 | 0.10534 | 0.10534 | 0.10534 | 0.10534 | 0.10534
F7_Commercial_Hospital_New_Food Preparation_Natural Gas_Steamer_Baseline Forecast | F7 | Commercial | Hospital | New | Food Preparation | Natural Gas | Steamer | Baseline Forecast | Avg. Replacement Summer Demand (kW) | 0 | 0 | 0 | 0 | 0 | 0 | 0 | 0 | 0 | 0 | 0 | 0 | 0 | 0 | 0 | 0 | 0 | 0 | 0 | 0 | 0 | 0 | 0 | 0 | 0 | 0 | 0 | 0 | 0 | 0 | 0 | 0 | 0
F8_Commercial_Hospital_New_Food Preparation_Natural Gas_Steamer_Baseline Forecast | F8 | Commercial | Hospital | New | Food Preparation | Natural Gas | Steamer | Baseline Forecast | Avg. Replacement Winter Demand (kW) | 0 | 0 | 0 | 0 | 0 | 0 | 0 | 0 | 0 | 0 | 0 | 0 | 0 | 0 | 0 | 0 | 0 | 0 | 0 | 0 | 0 | 0 | 0 | 0 | 0 | 0 | 0 | 0 | 0 | 0 | 0 | 0 | 0
F1_Commercial_Hospital_New_Food Preparation_Natural Gas_Food Prep Other_Baseline Forecast | F1 | Commercial | Hospital | New | Food Preparation | Natural Gas | Food Prep Other | Baseline Forecast | Units | 0 | 0 | 0 | 0 | 0 | 0 | 0 | 0 | 0 | 0 | 0 | 0 | 0 | 0 | 0 | 0 | 0 | 0 | 0 | 0 | 0 | 0 | 0 | 0 | 0 | 0 | 0 | 0 | 0 | 0 | 0 | 0 | 0
F2_Commercial_Hospital_New_Food Preparation_Natural Gas_Food Prep Other_Baseline Forecast | F2 | Commercial | Hospital | New | Food Preparation | Natural Gas | Food Prep Other | Baseline Forecast | Usage (MMtherm) | 0 | 0 | 0 | 0 | 0 | 0 | 0 | 0 | 0 | 0 | 0 | 0 | 0 | 0 | 0 | 0 | 0 | 0 | 0 | 0 | 0 | 0 | 0 | 0 | 0 | 0 | 0 | 0 | 0 | 0 | 0 | 0 | 0
F3_Commercial_Hospital_New_Food Preparation_Natural Gas_Food Prep Other_Baseline Forecast | F3 | Commercial | Hospital | New | Food Preparation | Natural Gas | Food Prep Other | Baseline Forecast | Summer Peak Demand (MW) | 0 | 0 | 0 | 0 | 0 | 0 | 0 | 0 | 0 | 0 | 0 | 0 | 0 | 0 | 0 | 0 | 0 | 0 | 0 | 0 | 0 | 0 | 0 | 0 | 0 | 0 | 0 | 0 | 0 | 0 | 0 | 0 | 0
F4_Commercial_Hospital_New_Food Preparation_Natural Gas_Food Prep Other_Baseline Forecast | F4 | Commercial | Hospital | New | Food Preparation | Natural Gas | Food Prep Other | Baseline Forecast | Winter Peak Demand (MW) | 0 | 0 | 0 | 0 | 0 | 0 | 0 | 0 | 0 | 0 | 0 | 0 | 0 | 0 | 0 | 0 | 0 | 0 | 0 | 0 | 0 | 0 | 0 | 0 | 0 | 0 | 0 | 0 | 0 | 0 | 0 | 0 | 0
F5_Commercial_Hospital_New_Food Preparation_Natural Gas_Food Prep Other_Baseline Forecast | F5 | Commercial | Hospital | New | Food Preparation | Natural Gas | Food Prep Other | Baseline Forecast | Turnover | 0 | 0 | 0 | 0 | 0 | 0 | 0 | 0 | 0 | 0 | 0 | 0 | 0 | 0 | 0 | 0 | 0 | 0 | 0 | 0 | 0 | 0 | 0 | 0 | 0 | 0 | 0 | 0 | 0 | 0 | 0 | 0 | 0
F6_Commercial_Hospital_New_Food Preparation_Natural Gas_Food Prep Other_Baseline Forecast | F6 | Commercial | Hospital | New | Food Preparation | Natural Gas | Food Prep Other | Baseline Forecast | Avg. Replacement Usage (kWh) | 0.043498 | 0.043498 | 0.043498 | 0.043498 | 0.043498 | 0.043498 | 0.043498 | 0.043498 | 0.043498 | 0.043498 | 0.043498 | 0.043498 | 0.043498 | 0.043498 | 0.043498 | 0.043498 | 0.043498 | 0.043498 | 0.043498 | 0.043498 | 0.043498 | 0.043498 | 0.043498 | 0.043498 | 0.043498 | 0.043498 | 0.043498 | 0.043498 | 0.043498 | 0.043498 | 0.043498 | 0.043498 | 0.043498
F7_Commercial_Hospital_New_Food Preparation_Natural Gas_Food Prep Other_Baseline Forecast | F7 | Commercial | Hospital | New | Food Preparation | Natural Gas | Food Prep Other | Baseline Forecast | Avg. Replacement Summer Demand (kW) | 0 | 0 | 0 | 0 | 0 | 0 | 0 | 0 | 0 | 0 | 0 | 0 | 0 | 0 | 0 | 0 | 0 | 0 | 0 | 0 | 0 | 0 | 0 | 0 | 0 | 0 | 0 | 0 | 0 | 0 | 0 | 0 | 0
F8_Commercial_Hospital_New_Food Preparation_Natural Gas_Food Prep Other_Baseline Forecast | F8 | Commercial | Hospital | New | Food Preparation | Natural Gas | Food Prep Other | Baseline Forecast | Avg. Replacement Winter Demand (kW) | 0 | 0 | 0 | 0 | 0 | 0 | 0 | 0 | 0 | 0 | 0 | 0 | 0 | 0 | 0 | 0 | 0 | 0 | 0 | 0 | 0 | 0 | 0 | 0 | 0 | 0 | 0 | 0 | 0 | 0 | 0 | 0 | 0
F1_Commercial_Hospital_New_Miscellaneous_Natural Gas_Pool Heater_Baseline Forecast | F1 | Commercial | Hospital | New | Miscellaneous | Natural Gas | Pool Heater | Baseline Forecast | Units | 0 | 0 | 0 | 0 | 0 | 0 | 0 | 0 | 0 | 0 | 0 | 0 | 0 | 0 | 0 | 0 | 0 | 0 | 0 | 0 | 0 | 0 | 0 | 0 | 0 | 0 | 0 | 0 | 0 | 0 | 0 | 0 | 0
F2_Commercial_Hospital_New_Miscellaneous_Natural Gas_Pool Heater_Baseline Forecast | F2 | Commercial | Hospital | New | Miscellaneous | Natural Gas | Pool Heater | Baseline Forecast | Usage (MMtherm) | 0 | 0 | 0 | 0 | 0 | 0 | 0 | 0 | 0 | 0 | 0 | 0 | 0 | 0 | 0 | 0 | 0 | 0 | 0 | 0 | 0 | 0 | 0 | 0 | 0 | 0 | 0 | 0 | 0 | 0 | 0 | 0 | 0
F3_Commercial_Hospital_New_Miscellaneous_Natural Gas_Pool Heater_Baseline Forecast | F3 | Commercial | Hospital | New | Miscellaneous | Natural Gas | Pool Heater | Baseline Forecast | Summer Peak Demand (MW) | 0 | 0 | 0 | 0 | 0 | 0 | 0 | 0 | 0 | 0 | 0 | 0 | 0 | 0 | 0 | 0 | 0 | 0 | 0 | 0 | 0 | 0 | 0 | 0 | 0 | 0 | 0 | 0 | 0 | 0 | 0 | 0 | 0
F4_Commercial_Hospital_New_Miscellaneous_Natural Gas_Pool Heater_Baseline Forecast | F4 | Commercial | Hospital | New | Miscellaneous | Natural Gas | Pool Heater | Baseline Forecast | Winter Peak Demand (MW) | 0 | 0 | 0 | 0 | 0 | 0 | 0 | 0 | 0 | 0 | 0 | 0 | 0 | 0 | 0 | 0 | 0 | 0 | 0 | 0 | 0 | 0 | 0 | 0 | 0 | 0 | 0 | 0 | 0 | 0 | 0 | 0 | 0
F5_Commercial_Hospital_New_Miscellaneous_Natural Gas_Pool Heater_Baseline Forecast | F5 | Commercial | Hospital | New | Miscellaneous | Natural Gas | Pool Heater | Baseline Forecast | Turnover | 0 | 0 | 0 | 0 | 0 | 0 | 0 | 0 | 0 | 0 | 0 | 0 | 0 | 0 | 0 | 0 | 0 | 0 | 0 | 0 | 0 | 0 | 0 | 0 | 0 | 0 | 0 | 0 | 0 | 0 | 0 | 0 | 0
F6_Commercial_Hospital_New_Miscellaneous_Natural Gas_Pool Heater_Baseline Forecast | F6 | Commercial | Hospital | New | Miscellaneous | Natural Gas | Pool Heater | Baseline Forecast | Avg. Replacement Usage (kWh) | 0.01 | 0.01 | 0.01 | 0.01 | 0.01 | 0.01 | 0.01 | 0.01 | 0.01 | 0.01 | 0.01 | 0.01 | 0.01 | 0.01 | 0.01 | 0.01 | 0.01 | 0.01 | 0.01 | 0.01 | 0.01 | 0.01 | 0.01 | 0.01 | 0.01 | 0.01 | 0.01 | 0.01 | 0.01 | 0.01 | 0.01 | 0.01 | 0.01
F7_Commercial_Hospital_New_Miscellaneous_Natural Gas_Pool Heater_Baseline Forecast | F7 | Commercial | Hospital | New | Miscellaneous | Natural Gas | Pool Heater | Baseline Forecast | Avg. Replacement Summer Demand (kW) | 0 | 0 | 0 | 0 | 0 | 0 | 0 | 0 | 0 | 0 | 0 | 0 | 0 | 0 | 0 | 0 | 0 | 0 | 0 | 0 | 0 | 0 | 0 | 0 | 0 | 0 | 0 | 0 | 0 | 0 | 0 | 0 | 0
F8_Commercial_Hospital_New_Miscellaneous_Natural Gas_Pool Heater_Baseline Forecast | F8 | Commercial | Hospital | New | Miscellaneous | Natural Gas | Pool Heater | Baseline Forecast | Avg. Replacement Winter Demand (kW) | 0 | 0 | 0 | 0 | 0 | 0 | 0 | 0 | 0 | 0 | 0 | 0 | 0 | 0 | 0 | 0 | 0 | 0 | 0 | 0 | 0 | 0 | 0 | 0 | 0 | 0 | 0 | 0 | 0 | 0 | 0 | 0 | 0
F1_Commercial_Hospital_New_Miscellaneous_Natural Gas_Miscellaneous_Baseline Forecast | F1 | Commercial | Hospital | New | Miscellaneous | Natural Gas | Miscellaneous | Baseline Forecast | Units | 0 | 21601.6209 | 125794.2606 | 192380.6548 | 278257.212 | 394801.1162 | 503731.7933 | 600278.2648 | 687110.0098 | 770949.6125 | 853695.5792 | 935619.4819 | 1017431.1393 | 1099476.8866 | 1182027.2979 | 1264729.7915 | 1347454.8875 | 1430072.8159 | 1512581.8768 | 1594980.3513 | 1677396.4459 | 1759830.2788 | 1842165.7648 | 1924401.5641 | 2006536.3239 | 2088684.8827 | 2170847.3211 | 2253023.7202 | 2335214.1618 | 2417418.7279 | 2499637.5011 | 2581870.5644 | 2618909.3523
F2_Commercial_Hospital_New_Miscellaneous_Natural Gas_Miscellaneous_Baseline Forecast | F2 | Commercial | Hospital | New | Miscellaneous | Natural Gas | Miscellaneous | Baseline Forecast | Usage (MMtherm) | 0 | 0.00022434 | 0.0013064 | 0.0019979 | 0.0028898 | 0.0041002 | 0.0052314 | 0.0062341 | 0.0071359 | 0.0080066 | 0.008866 | 0.0097168 | 0.010566 | 0.011418 | 0.012276 | 0.013135 | 0.013994 | 0.014852 | 0.015709 | 0.016564 | 0.01742 | 0.018277 | 0.019132 | 0.019986 | 0.020839 | 0.021692 | 0.022545 | 0.023399 | 0.024252 | 0.025106 | 0.02596 | 0.026814 | 0.027198
F3_Commercial_Hospital_New_Miscellaneous_Natural Gas_Miscellaneous_Baseline Forecast | F3 | Commercial | Hospital | New | Miscellaneous | Natural Gas | Miscellaneous | Baseline Forecast | Summer Peak Demand (MW) | 0 | 0 | 0 | 0 | 0 | 0 | 0 | 0 | 0 | 0 | 0 | 0 | 0 | 0 | 0 | 0 | 0 | 0 | 0 | 0 | 0 | 0 | 0 | 0 | 0 | 0 | 0 | 0 | 0 | 0 | 0 | 0 | 0
F4_Commercial_Hospital_New_Miscellaneous_Natural Gas_Miscellaneous_Baseline Forecast | F4 | Commercial | Hospital | New | Miscellaneous | Natural Gas | Miscellaneous | Baseline Forecast | Winter Peak Demand (MW) | 0 | 0 | 0 | 0 | 0 | 0 | 0 | 0 | 0 | 0 | 0 | 0 | 0 | 0 | 0 | 0 | 0 | 0 | 0 | 0 | 0 | 0 | 0 | 0 | 0 | 0 | 0 | 0 | 0 | 0 | 0 | 0 | 0
F5_Commercial_Hospital_New_Miscellaneous_Natural Gas_Miscellaneous_Baseline Forecast | F5 | Commercial | Hospital | New | Miscellaneous | Natural Gas | Miscellaneous | Baseline Forecast | Turnover | 0 | 21601.6209 | 104192.6397 | 66586.3943 | 88962.503 | 134073.6634 | 133468.5271 | 130287.8434 | 134906.3013 | 144113.2977 | 153021.6829 | 167726.3464 | 200007.707 | 194260.0389 | 209214.4357 | 232987.6462 | 239116.0644 | 245628.3915 | 256861.8852 | 268685.7145 | 279776.1636 | 292578.4703 | 310248.5397 | 315883.2445 | 328557.9933 | 344616.1881 | 354046.4283 | 364054.0884 | 376303.7322 | 388324.6908 | 399846.46 | 411973.086 | 380296.35
F6_Commercial_Hospital_New_Miscellaneous_Natural Gas_Miscellaneous_Baseline Forecast | F6 | Commercial | Hospital | New | Miscellaneous | Natural Gas | Miscellaneous | Baseline Forecast | Avg. Replacement Usage (kWh) | 0.010385 | 0.010385 | 0.010385 | 0.010385 | 0.010385 | 0.010385 | 0.010385 | 0.010385 | 0.010385 | 0.010385 | 0.010385 | 0.010385 | 0.010385 | 0.010385 | 0.010385 | 0.010385 | 0.010385 | 0.010385 | 0.010385 | 0.010385 | 0.010385 | 0.010385 | 0.010385 | 0.010385 | 0.010385 | 0.010385 | 0.010385 | 0.010385 | 0.010385 | 0.010385 | 0.010385 | 0.010385 | 0.010385
F7_Commercial_Hospital_New_Miscellaneous_Natural Gas_Miscellaneous_Baseline Forecast | F7 | Commercial | Hospital | New | Miscellaneous | Natural Gas | Miscellaneous | Baseline Forecast | Avg. Replacement Summer Demand (kW) | 0 | 0 | 0 | 0 | 0 | 0 | 0 | 0 | 0 | 0 | 0 | 0 | 0 | 0 | 0 | 0 | 0 | 0 | 0 | 0 | 0 | 0 | 0 | 0 | 0 | 0 | 0 | 0 | 0 | 0 | 0 | 0 | 0
F8_Commercial_Hospital_New_Miscellaneous_Natural Gas_Miscellaneous_Baseline Forecast | F8 | Commercial | Hospital | New | Miscellaneous | Natural Gas | Miscellaneous | Baseline Forecast | Avg. Replacement Winter Demand (kW) | 0 | 0 | 0 | 0 | 0 | 0 | 0 | 0 | 0 | 0 | 0 | 0 | 0 | 0 | 0 | 0 | 0 | 0 | 0 | 0 | 0 | 0 | 0 | 0 | 0 | 0 | 0 | 0 | 0 | 0 | 0 | 0 | 0
F1_Commercial_Other Health_Existing_Space Heating_Natural Gas_Furnace_Baseline Forecast | F1 | Commercial | Other Health | Existing | Space Heating | Natural Gas | Furnace | Baseline Forecast | Units | 226730.8125 | 225577.2573 | 224423.7021 | 223030.6306 | 221601.3525 | 220034.3265 | 218570.3686 | 217274.0681 | 216109.2857 | 214985.011 | 213875.5419 | 212777.202 | 211680.3816 | 210580.3921 | 209473.5705 | 208364.6899 | 207255.5034 | 206147.7677 | 205041.5059 | 203936.7412 | 202831.7379 | 201726.4945 | 200622.5825 | 199520.0201 | 198418.8256 | 197317.4442 | 196215.875 | 195114.1167 | 194012.1683 | 192910.0288 | 191807.6968 | 190705.1715 | 189608.9835
F2_Commercial_Other Health_Existing_Space Heating_Natural Gas_Furnace_Baseline Forecast | F2 | Commercial | Other Health | Existing | Space Heating | Natural Gas | Furnace | Baseline Forecast | Usage (MMtherm) | 0.020644 | 0.020447 | 0.020139 | 0.019809 | 0.019476 | 0.019133 | 0.018801 | 0.018487 | 0.018171 | 0.017863 | 0.01756 | 0.017263 | 0.016973 | 0.016688 | 0.016408 | 0.016136 | 0.01587 | 0.015612 | 0.015361 | 0.015118 | 0.014883 | 0.014654 | 0.01443 | 0.014213 | 0.014001 | 0.013794 | 0.013591 | 0.013394 | 0.013202 | 0.013015 | 0.012831 | 0.012651 | 0.012551
F3_Commercial_Other Health_Existing_Space Heating_Natural Gas_Furnace_Baseline Forecast | F3 | Commercial | Other Health | Existing | Space Heating | Natural Gas | Furnace | Baseline Forecast | Summer Peak Demand (MW) | 0 | 0 | 0 | 0 | 0 | 0 | 0 | 0 | 0 | 0 | 0 | 0 | 0 | 0 | 0 | 0 | 0 | 0 | 0 | 0 | 0 | 0 | 0 | 0 | 0 | 0 | 0 | 0 | 0 | 0 | 0 | 0 | 0
F4_Commercial_Other Health_Existing_Space Heating_Natural Gas_Furnace_Baseline Forecast | F4 | Commercial | Other Health | Existing | Space Heating | Natural Gas | Furnace | Baseline Forecast | Winter Peak Demand (MW) | 0 | 0 | 0 | 0 | 0 | 0 | 0 | 0 | 0 | 0 | 0 | 0 | 0 | 0 | 0 | 0 | 0 | 0 | 0 | 0 | 0 | 0 | 0 | 0 | 0 | 0 | 0 | 0 | 0 | 0 | 0 | 0 | 0
F5_Commercial_Other Health_Existing_Space Heating_Natural Gas_Furnace_Baseline Forecast | F5 | Commercial | Other Health | Existing | Space Heating | Natural Gas | Furnace | Baseline Forecast | Turnover | 0 | 4526.6339 | 4907.6446 | 5247.9353 | 5554.3456 | 5826.7334 | 6073.7427 | 6299.9496 | 6506.9362 | 6694.1687 | 6862.6464 | 7013.8484 | 7148.909 | 7268.9837 | 7375.1444 | 7468.6592 | 7550.6096 | 7621.9989 | 7683.6928 | 7369.2225 | 7106.6921 | 6889.4041 | 6711.4584 | 6567.568 | 6453.0464 | 6363.694 | 6295.8433 | 6246.2566 | 6212.0802 | 6190.8038 | 6180.2232 | 6178.4078 | 7424.5906
F6_Commercial_Other Health_Existing_Space Heating_Natural Gas_Furnace_Baseline Forecast | F6 | Commercial | Other Health | Existing | Space Heating | Natural Gas | Furnace | Baseline Forecast | Avg. Replacement Usage (kWh) | 0.079667 | 0.079667 | 0.079245 | 0.078823 | 0.078402 | 0.077981 | 0.077558 | 0.077137 | 0.074036 | 0.07362 | 0.073219 | 0.072803 | 0.072403 | 0.071987 | 0.071593 | 0.071171 | 0.07077 | 0.070364 | 0.069957 | 0.06955 | 0.069143 | 0.068738 | 0.06833 | 0.067924 | 0.067517 | 0.067112 | 0.066704 | 0.066298 | 0.065891 | 0.065485 | 0.065078 | 0.064672 | 0.064672
F7_Commercial_Other Health_Existing_Space Heating_Natural Gas_Furnace_Baseline Forecast | F7 | Commercial | Other Health | Existing | Space Heating | Natural Gas | Furnace | Baseline Forecast | Avg. Replacement Summer Demand (kW) | 0 | 0 | 0 | 0 | 0 | 0 | 0 | 0 | 0 | 0 | 0 | 0 | 0 | 0 | 0 | 0 | 0 | 0 | 0 | 0 | 0 | 0 | 0 | 0 | 0 | 0 | 0 | 0 | 0 | 0 | 0 | 0 | 0
F8_Commercial_Other Health_Existing_Space Heating_Natural Gas_Furnace_Baseline Forecast | F8 | Commercial | Other Health | Existing | Space Heating | Natural Gas | Furnace | Baseline Forecast | Avg. Replacement Winter Demand (kW) | 0 | 0 | 0 | 0 | 0 | 0 | 0 | 0 | 0 | 0 | 0 | 0 | 0 | 0 | 0 | 0 | 0 | 0 | 0 | 0 | 0 | 0 | 0 | 0 | 0 | 0 | 0 | 0 | 0 | 0 | 0 | 0 | 0
F1_Commercial_Other Health_Existing_Space Heating_Natural Gas_Boiler_Baseline Forecast | F1 | Commercial | Other Health | Existing | Space Heating | Natural Gas | Boiler | Baseline Forecast | Units | 1277847.3466 | 1271345.9477 | 1264844.5488 | 1256993.2439 | 1248937.8797 | 1240106.1736 | 1231855.355 | 1224549.4486 | 1217984.7737 | 1211648.3986 | 1205395.4677 | 1199205.2601 | 1193023.6167 | 1186824.1124 | 1180586.1023 | 1174336.4884 | 1168085.1499 | 1161841.9883 | 1155607.1332 | 1149380.7159 | 1143152.9541 | 1136923.839 | 1130702.2276 | 1124488.2224 | 1118281.9264 | 1112074.5776 | 1105866.1697 | 1099656.6967 | 1093446.1522 | 1087234.5301 | 1081021.8239 | 1074808.0274 | 1068629.9483
F2_Commercial_Other Health_Existing_Space Heating_Natural Gas_Boiler_Baseline Forecast | F2 | Commercial | Other Health | Existing | Space Heating | Natural Gas | Boiler | Baseline Forecast | Usage (MMtherm) | 0.32766 | 0.3245 | 0.31955 | 0.31422 | 0.30881 | 0.30322 | 0.29778 | 0.29264 | 0.28773 | 0.28294 | 0.27821 | 0.27358 | 0.26907 | 0.26463 | 0.26027 | 0.25603 | 0.25186 | 0.24782 | 0.24389 | 0.24008 | 0.23639 | 0.23282 | 0.22936 | 0.22601 | 0.22276 | 0.21959 | 0.2165 | 0.21349 | 0.21054 | 0.20766 | 0.20483 | 0.20205 | 0.20059
F3_Commercial_Other Health_Existing_Space Heating_Natural Gas_Boiler_Baseline Forecast | F3 | Commercial | Other Health | Existing | Space Heating | Natural Gas | Boiler | Baseline Forecast | Summer Peak Demand (MW) | 0 | 0 | 0 | 0 | 0 | 0 | 0 | 0 | 0 | 0 | 0 | 0 | 0 | 0 | 0 | 0 | 0 | 0 | 0 | 0 | 0 | 0 | 0 | 0 | 0 | 0 | 0 | 0 | 0 | 0 | 0 | 0 | 0
F4_Commercial_Other Health_Existing_Space Heating_Natural Gas_Boiler_Baseline Forecast | F4 | Commercial | Other Health | Existing | Space Heating | Natural Gas | Boiler | Baseline Forecast | Winter Peak Demand (MW) | 0 | 0 | 0 | 0 | 0 | 0 | 0 | 0 | 0 | 0 | 0 | 0 | 0 | 0 | 0 | 0 | 0 | 0 | 0 | 0 | 0 | 0 | 0 | 0 | 0 | 0 | 0 | 0 | 0 | 0 | 0 | 0 | 0
F5_Commercial_Other Health_Existing_Space Heating_Natural Gas_Boiler_Baseline Forecast | F5 | Commercial | Other Health | Existing | Space Heating | Natural Gas | Boiler | Baseline Forecast | Turnover | 0 | 23115.3809 | 25505.9562 | 27614.1867 | 29484.5221 | 31124.0462 | 32585.8086 | 33900.6782 | 35082.6177 | 36133.3631 | 37062.2475 | 37880.6713 | 38597.7265 | 39222.2284 | 39762.1988 | 40226.4159 | 40622.3813 | 40956.9377 | 41235.9789 | 41464.8383 | 41647.9805 | 41789.7575 | 39651.7208 | 37910.336 | 36507.0837 | 35390.7185 | 34516.9385 | 33847.2777 | 33348.3971 | 32991.4576 | 32751.5665 | 32607.2873 | 32541.3291
F6_Commercial_Other Health_Existing_Space Heating_Natural Gas_Boiler_Baseline Forecast | F6 | Commercial | Other Health | Existing | Space Heating | Natural Gas | Boiler | Baseline Forecast | Avg. Replacement Usage (kWh) | 0.22151 | 0.22094 | 0.22045 | 0.21928 | 0.2175 | 0.21634 | 0.21454 | 0.21408 | 0.21291 | 0.21174 | 0.20992 | 0.20875 | 0.20833 | 0.20647 | 0.2053 | 0.20414 | 0.20225 | 0.20109 | 0.19992 | 0.19876 | 0.1976 | 0.19644 | 0.19527 | 0.19411 | 0.19295 | 0.19179 | 0.19063 | 0.18947 | 0.1883 | 0.18714 | 0.18598 | 0.18482 | 0.18482
F7_Commercial_Other Health_Existing_Space Heating_Natural Gas_Boiler_Baseline Forecast | F7 | Commercial | Other Health | Existing | Space Heating | Natural Gas | Boiler | Baseline Forecast | Avg. Replacement Summer Demand (kW) | 0 | 0 | 0 | 0 | 0 | 0 | 0 | 0 | 0 | 0 | 0 | 0 | 0 | 0 | 0 | 0 | 0 | 0 | 0 | 0 | 0 | 0 | 0 | 0 | 0 | 0 | 0 | 0 | 0 | 0 | 0 | 0 | 0
F8_Commercial_Other Health_Existing_Space Heating_Natural Gas_Boiler_Baseline Forecast | F8 | Commercial | Other Health | Existing | Space Heating | Natural Gas | Boiler | Baseline Forecast | Avg. Replacement Winter Demand (kW) | 0 | 0 | 0 | 0 | 0 | 0 | 0 | 0 | 0 | 0 | 0 | 0 | 0 | 0 | 0 | 0 | 0 | 0 | 0 | 0 | 0 | 0 | 0 | 0 | 0 | 0 | 0 | 0 | 0 | 0 | 0 | 0 | 0
F1_Commercial_Other Health_Existing_Space Heating_Natural Gas_Unit Heater_Baseline Forecast | F1 | Commercial | Other Health | Existing | Space Heating | Natural Gas | Unit Heater | Baseline Forecast | Units | 0 | 0 | 0 | 0 | 0 | 0 | 0 | 0 | 0 | 0 | 0 | 0 | 0 | 0 | 0 | 0 | 0 | 0 | 0 | 0 | 0 | 0 | 0 | 0 | 0 | 0 | 0 | 0 | 0 | 0 | 0 | 0 | 0
F2_Commercial_Other Health_Existing_Space Heating_Natural Gas_Unit Heater_Baseline Forecast | F2 | Commercial | Other Health | Existing | Space Heating | Natural Gas | Unit Heater | Baseline Forecast | Usage (MMtherm) | 0 | 0 | 0 | 0 | 0 | 0 | 0 | 0 | 0 | 0 | 0 | 0 | 0 | 0 | 0 | 0 | 0 | 0 | 0 | 0 | 0 | 0 | 0 | 0 | 0 | 0 | 0 | 0 | 0 | 0 | 0 | 0 | 0
F3_Commercial_Other Health_Existing_Space Heating_Natural Gas_Unit Heater_Baseline Forecast | F3 | Commercial | Other Health | Existing | Space Heating | Natural Gas | Unit Heater | Baseline Forecast | Summer Peak Demand (MW) | 0 | 0 | 0 | 0 | 0 | 0 | 0 | 0 | 0 | 0 | 0 | 0 | 0 | 0 | 0 | 0 | 0 | 0 | 0 | 0 | 0 | 0 | 0 | 0 | 0 | 0 | 0 | 0 | 0 | 0 | 0 | 0 | 0
F4_Commercial_Other Health_Existing_Space Heating_Natural Gas_Unit Heater_Baseline Forecast | F4 | Commercial | Other Health | Existing | Space Heating | Natural Gas | Unit Heater | Baseline Forecast | Winter Peak Demand (MW) | 0 | 0 | 0 | 0 | 0 | 0 | 0 | 0 | 0 | 0 | 0 | 0 | 0 | 0 | 0 | 0 | 0 | 0 | 0 | 0 | 0 | 0 | 0 | 0 | 0 | 0 | 0 | 0 | 0 | 0 | 0 | 0 | 0
F5_Commercial_Other Health_Existing_Space Heating_Natural Gas_Unit Heater_Baseline Forecast | F5 | Commercial | Other Health | Existing | Space Heating | Natural Gas | Unit Heater | Baseline Forecast | Turnover | 0 | 0 | 0 | 0 | 0 | 0 | 0 | 0 | 0 | 0 | 0 | 0 | 0 | 0 | 0 | 0 | 0 | 0 | 0 | 0 | 0 | 0 | 0 | 0 | 0 | 0 | 0 | 0 | 0 | 0 | 0 | 0 | 0
F6_Commercial_Other Health_Existing_Space Heating_Natural Gas_Unit Heater_Baseline Forecast | F6 | Commercial | Other Health | Existing | Space Heating | Natural Gas | Unit Heater | Baseline Forecast | Avg. Replacement Usage (kWh) | 0.045525 | 0.045525 | 0.045284 | 0.045043 | 0.044802 | 0.044561 | 0.04432 | 0.044079 | 0.043838 | 0.043597 | 0.043356 | 0.043115 | 0.042874 | 0.042634 | 0.042392 | 0.042152 | 0.041911 | 0.04167 | 0.041429 | 0.041188 | 0.040947 | 0.040707 | 0.040466 | 0.040225 | 0.039984 | 0.039744 | 0.039503 | 0.039262 | 0.039021 | 0.038781 | 0.03854 | 0.038299 | 0.038299
F7_Commercial_Other Health_Existing_Space Heating_Natural Gas_Unit Heater_Baseline Forecast | F7 | Commercial | Other Health | Existing | Space Heating | Natural Gas | Unit Heater | Baseline Forecast | Avg. Replacement Summer Demand (kW) | 0 | 0 | 0 | 0 | 0 | 0 | 0 | 0 | 0 | 0 | 0 | 0 | 0 | 0 | 0 | 0 | 0 | 0 | 0 | 0 | 0 | 0 | 0 | 0 | 0 | 0 | 0 | 0 | 0 | 0 | 0 | 0 | 0
F8_Commercial_Other Health_Existing_Space Heating_Natural Gas_Unit Heater_Baseline Forecast | F8 | Commercial | Other Health | Existing | Space Heating | Natural Gas | Unit Heater | Baseline Forecast | Avg. Replacement Winter Demand (kW) | 0 | 0 | 0 | 0 | 0 | 0 | 0 | 0 | 0 | 0 | 0 | 0 | 0 | 0 | 0 | 0 | 0 | 0 | 0 | 0 | 0 | 0 | 0 | 0 | 0 | 0 | 0 | 0 | 0 | 0 | 0 | 0 | 0
F1_Commercial_Other Health_Existing_Water Heating_Natural Gas_Water Heater_Baseline Forecast | F1 | Commercial | Other Health | Existing | Water Heating | Natural Gas | Water Heater | Baseline Forecast | Units | 1646556.6107 | 1638179.3023 | 1629801.994 | 1619685.2785 | 1609305.6246 | 1597925.6236 | 1587294.119 | 1577880.171 | 1569421.329 | 1561256.6602 | 1553199.5126 | 1545223.1863 | 1537257.8956 | 1529269.5902 | 1521231.6686 | 1513178.7951 | 1505123.6993 | 1497079.1398 | 1489045.2836 | 1481022.2997 | 1472997.5836 | 1464971.1234 | 1456954.3323 | 1448947.3419 | 1440950.2852 | 1432951.8719 | 1424952.094 | 1416950.9436 | 1408948.4125 | 1400944.4928 | 1392939.1764 | 1384932.4549 | 1376971.7568
F2_Commercial_Other Health_Existing_Water Heating_Natural Gas_Water Heater_Baseline Forecast | F2 | Commercial | Other Health | Existing | Water Heating | Natural Gas | Water Heater | Baseline Forecast | Usage (MMtherm) | 0.62535 | 0.61404 | 0.60111 | 0.58675 | 0.5722 | 0.55771 | 0.54432 | 0.53247 | 0.5223 | 0.51375 | 0.50647 | 0.50018 | 0.49466 | 0.48975 | 0.48532 | 0.48127 | 0.47753 | 0.47404 | 0.47075 | 0.46762 | 0.46462 | 0.46171 | 0.45889 | 0.45613 | 0.45342 | 0.45075 | 0.44812 | 0.4455 | 0.44291 | 0.44034 | 0.43777 | 0.43522 | 0.43269
F3_Commercial_Other Health_Existing_Water Heating_Natural Gas_Water Heater_Baseline Forecast | F3 | Commercial | Other Health | Existing | Water Heating | Natural Gas | Water Heater | Baseline Forecast | Summer Peak Demand (MW) | 0 | 0 | 0 | 0 | 0 | 0 | 0 | 0 | 0 | 0 | 0 | 0 | 0 | 0 | 0 | 0 | 0 | 0 | 0 | 0 | 0 | 0 | 0 | 0 | 0 | 0 | 0 | 0 | 0 | 0 | 0 | 0 | 0
F4_Commercial_Other Health_Existing_Water Heating_Natural Gas_Water Heater_Baseline Forecast | F4 | Commercial | Other Health | Existing | Water Heating | Natural Gas | Water Heater | Baseline Forecast | Winter Peak Demand (MW) | 0 | 0 | 0 | 0 | 0 | 0 | 0 | 0 | 0 | 0 | 0 | 0 | 0 | 0 | 0 | 0 | 0 | 0 | 0 | 0 | 0 | 0 | 0 | 0 | 0 | 0 | 0 | 0 | 0 | 0 | 0 | 0 | 0
F5_Commercial_Other Health_Existing_Water Heating_Natural Gas_Water Heater_Baseline Forecast | F5 | Commercial | Other Health | Existing | Water Heating | Natural Gas | Water Heater | Baseline Forecast | Turnover | 0 | 65527.1721 | 84749.7037 | 99772.6132 | 111492.6937 | 120521.9422 | 127521.9397 | 132970.1079 | 137194.2424 | 140409.5419 | 124173.5425 | 114899.0089 | 110384.4008 | 109038.1932 | 109719.5417 | 127491.324 | 131552.5941 | 134621.162 | 136899.8955 | 134995.815 | 131215.1279 | 126948.938 | 122981.2509 | 119701.3867 | 115741.3862 | 115028.4575 | 116182.9933 | 118291.1774 | 120088.3085 | 124938.3982 | 124670.8954 | 123458.4611 | 121677.6301
F6_Commercial_Other Health_Existing_Water Heating_Natural Gas_Water Heater_Baseline Forecast | F6 | Commercial | Other Health | Existing | Water Heating | Natural Gas | Water Heater | Baseline Forecast | Avg. Replacement Usage (kWh) | 0.31414 | 0.31414 | 0.31414 | 0.31414 | 0.31414 | 0.31414 | 0.31414 | 0.31414 | 0.31414 | 0.31414 | 0.31414 | 0.31414 | 0.31414 | 0.31414 | 0.31414 | 0.31414 | 0.31414 | 0.31414 | 0.31414 | 0.31414 | 0.31414 | 0.31414 | 0.31414 | 0.31414 | 0.31414 | 0.31414 | 0.31414 | 0.31414 | 0.31414 | 0.31414 | 0.31414 | 0.31414 | 0.31414
F7_Commercial_Other Health_Existing_Water Heating_Natural Gas_Water Heater_Baseline Forecast | F7 | Commercial | Other Health | Existing | Water Heating | Natural Gas | Water Heater | Baseline Forecast | Avg. Replacement Summer Demand (kW) | 0 | 0 | 0 | 0 | 0 | 0 | 0 | 0 | 0 | 0 | 0 | 0 | 0 | 0 | 0 | 0 | 0 | 0 | 0 | 0 | 0 | 0 | 0 | 0 | 0 | 0 | 0 | 0 | 0 | 0 | 0 | 0 | 0
F8_Commercial_Other Health_Existing_Water Heating_Natural Gas_Water Heater_Baseline Forecast | F8 | Commercial | Other Health | Existing | Water Heating | Natural Gas | Water Heater | Baseline Forecast | Avg. Replacement Winter Demand (kW) | 0 | 0 | 0 | 0 | 0 | 0 | 0 | 0 | 0 | 0 | 0 | 0 | 0 | 0 | 0 | 0 | 0 | 0 | 0 | 0 | 0 | 0 | 0 | 0 | 0 | 0 | 0 | 0 | 0 | 0 | 0 | 0 | 0
F1_Commercial_Other Health_Existing_Food Preparation_Natural Gas_Oven_Baseline Forecast | F1 | Commercial | Other Health | Existing | Food Preparation | Natural Gas | Oven | Baseline Forecast | Units | 33387.2765 | 33217.4096 | 33047.5426 | 32842.4057 | 32631.9372 | 32401.1845 | 32185.6092 | 31994.7223 | 31823.2021 | 31657.6469 | 31494.2719 | 31332.5357 | 31171.0233 | 31009.0442 | 30846.059 | 30682.7706 | 30519.4372 | 30356.3174 | 30193.4147 | 30030.7324 | 29868.015 | 29705.2623 | 29542.7056 | 29380.3476 | 29218.191 | 29056.007 | 28893.7952 | 28731.5557 | 28569.2881 | 28406.9924 | 28244.6684 | 28082.3158 | 27920.8965
F2_Commercial_Other Health_Existing_Food Preparation_Natural Gas_Oven_Baseline Forecast | F2 | Commercial | Other Health | Existing | Food Preparation | Natural Gas | Oven | Baseline Forecast | Usage (MMtherm) | 0.0029299 | 0.002915 | 0.0029001 | 0.0028821 | 0.0028636 | 0.0028434 | 0.0028245 | 0.0028077 | 0.0027927 | 0.0027781 | 0.0027638 | 0.0027496 | 0.0027354 | 0.0027212 | 0.0027069 | 0.0026926 | 0.0026782 | 0.0026639 | 0.0026496 | 0.0026354 | 0.0026211 | 0.0026068 | 0.0025925 | 0.0025783 | 0.0025641 | 0.0025498 | 0.0025356 | 0.0025213 | 0.0025071 | 0.0024929 | 0.0024786 | 0.0024644 | 0.0024502
F3_Commercial_Other Health_Existing_Food Preparation_Natural Gas_Oven_Baseline Forecast | F3 | Commercial | Other Health | Existing | Food Preparation | Natural Gas | Oven | Baseline Forecast | Summer Peak Demand (MW) | 0 | 0 | 0 | 0 | 0 | 0 | 0 | 0 | 0 | 0 | 0 | 0 | 0 | 0 | 0 | 0 | 0 | 0 | 0 | 0 | 0 | 0 | 0 | 0 | 0 | 0 | 0 | 0 | 0 | 0 | 0 | 0 | 0
F4_Commercial_Other Health_Existing_Food Preparation_Natural Gas_Oven_Baseline Forecast | F4 | Commercial | Other Health | Existing | Food Preparation | Natural Gas | Oven | Baseline Forecast | Winter Peak Demand (MW) | 0 | 0 | 0 | 0 | 0 | 0 | 0 | 0 | 0 | 0 | 0 | 0 | 0 | 0 | 0 | 0 | 0 | 0 | 0 | 0 | 0 | 0 | 0 | 0 | 0 | 0 | 0 | 0 | 0 | 0 | 0 | 0 | 0
F5_Commercial_Other Health_Existing_Food Preparation_Natural Gas_Oven_Baseline Forecast | F5 | Commercial | Other Health | Existing | Food Preparation | Natural Gas | Oven | Baseline Forecast | Turnover | 0 | 1107.247 | 1432.0602 | 1685.9102 | 1883.9505 | 2036.5225 | 2154.8051 | 2246.8656 | 2318.2431 | 2372.5737 | 2413.1682 | 2442.8294 | 2151.9965 | 1981.396 | 1893.4716 | 1861.0423 | 1864.558 | 2155.3985 | 2218.289 | 2265.5817 | 2300.445 | 2325.4155 | 2342.5305 | 2294.6371 | 2219.0496 | 2138.0774 | 2064.1272 | 2003.2044 | 1932.3643 | 1916.2343 | 1931.7898 | 1963.7548 | 2002.3387
F6_Commercial_Other Health_Existing_Food Preparation_Natural Gas_Oven_Baseline Forecast | F6 | Commercial | Other Health | Existing | Food Preparation | Natural Gas | Oven | Baseline Forecast | Avg. Replacement Usage (kWh) | 0.087755 | 0.087755 | 0.087755 | 0.087755 | 0.087755 | 0.087755 | 0.087755 | 0.087755 | 0.087755 | 0.087755 | 0.087755 | 0.087755 | 0.087755 | 0.087755 | 0.087755 | 0.087755 | 0.087755 | 0.087755 | 0.087755 | 0.087755 | 0.087755 | 0.087755 | 0.087755 | 0.087755 | 0.087755 | 0.087755 | 0.087755 | 0.087755 | 0.087755 | 0.087755 | 0.087755 | 0.087755 | 0.087755
F7_Commercial_Other Health_Existing_Food Preparation_Natural Gas_Oven_Baseline Forecast | F7 | Commercial | Other Health | Existing | Food Preparation | Natural Gas | Oven | Baseline Forecast | Avg. Replacement Summer Demand (kW) | 0 | 0 | 0 | 0 | 0 | 0 | 0 | 0 | 0 | 0 | 0 | 0 | 0 | 0 | 0 | 0 | 0 | 0 | 0 | 0 | 0 | 0 | 0 | 0 | 0 | 0 | 0 | 0 | 0 | 0 | 0 | 0 | 0
F8_Commercial_Other Health_Existing_Food Preparation_Natural Gas_Oven_Baseline Forecast | F8 | Commercial | Other Health | Existing | Food Preparation | Natural Gas | Oven | Baseline Forecast | Avg. Replacement Winter Demand (kW) | 0 | 0 | 0 | 0 | 0 | 0 | 0 | 0 | 0 | 0 | 0 | 0 | 0 | 0 | 0 | 0 | 0 | 0 | 0 | 0 | 0 | 0 | 0 | 0 | 0 | 0 | 0 | 0 | 0 | 0 | 0 | 0 | 0
F1_Commercial_Other Health_Existing_Food Preparation_Natural Gas_Conveyor Oven_Baseline Forecast | F1 | Commercial | Other Health | Existing | Food Preparation | Natural Gas | Conveyor Oven | Baseline Forecast | Units | 16693.6382 | 16608.7048 | 16523.7713 | 16421.2029 | 16315.9686 | 16200.5923 | 16092.8046 | 15997.3612 | 15911.6011 | 15828.8235 | 15747.1359 | 15666.2678 | 15585.5116 | 15504.5221 | 15423.0295 | 15341.3853 | 15259.7186 | 15178.1587 | 15096.7074 | 15015.3662 | 14934.0075 | 14852.6311 | 14771.3528 | 14690.1738 | 14609.0955 | 14528.0035 | 14446.8976 | 14365.7778 | 14284.6441 | 14203.4962 | 14122.3342 | 14041.1579 | 13960.4483
F2_Commercial_Other Health_Existing_Food Preparation_Natural Gas_Conveyor Oven_Baseline Forecast | F2 | Commercial | Other Health | Existing | Food Preparation | Natural Gas | Conveyor Oven | Baseline Forecast | Usage (MMtherm) | 0.0025066 | 0.0024939 | 0.0024811 | 0.0024657 | 0.0024499 | 0.0024326 | 0.0024164 | 0.0024021 | 0.0023892 | 0.0023768 | 0.0023645 | 0.0023524 | 0.0023402 | 0.0023281 | 0.0023159 | 0.0023036 | 0.0022913 | 0.0022791 | 0.0022669 | 0.0022546 | 0.0022424 | 0.0022302 | 0.002218 | 0.0022058 | 0.0021936 | 0.0021815 | 0.0021693 | 0.0021571 | 0.0021449 | 0.0021327 | 0.0021205 | 0.0021084 | 0.0020962
F3_Commercial_Other Health_Existing_Food Preparation_Natural Gas_Conveyor Oven_Baseline Forecast | F3 | Commercial | Other Health | Existing | Food Preparation | Natural Gas | Conveyor Oven | Baseline Forecast | Summer Peak Demand (MW) | 0 | 0 | 0 | 0 | 0 | 0 | 0 | 0 | 0 | 0 | 0 | 0 | 0 | 0 | 0 | 0 | 0 | 0 | 0 | 0 | 0 | 0 | 0 | 0 | 0 | 0 | 0 | 0 | 0 | 0 | 0 | 0 | 0
F4_Commercial_Other Health_Existing_Food Preparation_Natural Gas_Conveyor Oven_Baseline Forecast | F4 | Commercial | Other Health | Existing | Food Preparation | Natural Gas | Conveyor Oven | Baseline Forecast | Winter Peak Demand (MW) | 0 | 0 | 0 | 0 | 0 | 0 | 0 | 0 | 0 | 0 | 0 | 0 | 0 | 0 | 0 | 0 | 0 | 0 | 0 | 0 | 0 | 0 | 0 | 0 | 0 | 0 | 0 | 0 | 0 | 0 | 0 | 0 | 0
F5_Commercial_Other Health_Existing_Food Preparation_Natural Gas_Conveyor Oven_Baseline Forecast | F5 | Commercial | Other Health | Existing | Food Preparation | Natural Gas | Conveyor Oven | Baseline Forecast | Turnover | 0 | 390.7931 | 505.433 | 595.0271 | 664.9237 | 718.7726 | 760.5194 | 793.0114 | 818.2034 | 837.3789 | 851.7064 | 862.1751 | 869.5436 | 874.4261 | 877.3115 | 878.6207 | 878.681 | 770.6143 | 705.5395 | 670.2077 | 654.9819 | 652.9238 | 750.2057 | 769.6918 | 784.2267 | 794.8166 | 802.267 | 807.2189 | 810.1826 | 811.5641 | 811.6864 | 810.8067 | 809.1575
F6_Commercial_Other Health_Existing_Food Preparation_Natural Gas_Conveyor Oven_Baseline Forecast | F6 | Commercial | Other Health | Existing | Food Preparation | Natural Gas | Conveyor Oven | Baseline Forecast | Avg. Replacement Usage (kWh) | 0.15016 | 0.15016 | 0.15016 | 0.15016 | 0.15016 | 0.15016 | 0.15016 | 0.15016 | 0.15016 | 0.15016 | 0.15016 | 0.15016 | 0.15016 | 0.15016 | 0.15016 | 0.15016 | 0.15016 | 0.15016 | 0.15016 | 0.15016 | 0.15016 | 0.15016 | 0.15016 | 0.15016 | 0.15016 | 0.15016 | 0.15016 | 0.15016 | 0.15016 | 0.15016 | 0.15016 | 0.15016 | 0.15016
F7_Commercial_Other Health_Existing_Food Preparation_Natural Gas_Conveyor Oven_Baseline Forecast | F7 | Commercial | Other Health | Existing | Food Preparation | Natural Gas | Conveyor Oven | Baseline Forecast | Avg. Replacement Summer Demand (kW) | 0 | 0 | 0 | 0 | 0 | 0 | 0 | 0 | 0 | 0 | 0 | 0 | 0 | 0 | 0 | 0 | 0 | 0 | 0 | 0 | 0 | 0 | 0 | 0 | 0 | 0 | 0 | 0 | 0 | 0 | 0 | 0 | 0
F8_Commercial_Other Health_Existing_Food Preparation_Natural Gas_Conveyor Oven_Baseline Forecast | F8 | Commercial | Other Health | Existing | Food Preparation | Natural Gas | Conveyor Oven | Baseline Forecast | Avg. Replacement Winter Demand (kW) | 0 | 0 | 0 | 0 | 0 | 0 | 0 | 0 | 0 | 0 | 0 | 0 | 0 | 0 | 0 | 0 | 0 | 0 | 0 | 0 | 0 | 0 | 0 | 0 | 0 | 0 | 0 | 0 | 0 | 0 | 0 | 0 | 0
F1_Commercial_Other Health_Existing_Food Preparation_Natural Gas_Double Rack Oven_Baseline Forecast | F1 | Commercial | Other Health | Existing | Food Preparation | Natural Gas | Double Rack Oven | Baseline Forecast | Units | 16693.6382 | 16608.7048 | 16523.7713 | 16421.2029 | 16315.9686 | 16200.5923 | 16092.8046 | 15997.3612 | 15911.6011 | 15828.8235 | 15747.1359 | 15666.2678 | 15585.5116 | 15504.5221 | 15423.0295 | 15341.3853 | 15259.7186 | 15178.1587 | 15096.7074 | 15015.3662 | 14934.0075 | 14852.6311 | 14771.3528 | 14690.1738 | 14609.0955 | 14528.0035 | 14446.8976 | 14365.7778 | 14284.6441 | 14203.4962 | 14122.3342 | 14041.1579 | 13960.4483
F2_Commercial_Other Health_Existing_Food Preparation_Natural Gas_Double Rack Oven_Baseline Forecast | F2 | Commercial | Other Health | Existing | Food Preparation | Natural Gas | Double Rack Oven | Baseline Forecast | Usage (MMtherm) | 0.003808 | 0.0037887 | 0.0037693 | 0.0037459 | 0.0037219 | 0.0036956 | 0.003671 | 0.0036492 | 0.0036296 | 0.0036108 | 0.0035921 | 0.0035737 | 0.0035553 | 0.0035368 | 0.0035182 | 0.0034996 | 0.0034809 | 0.0034623 | 0.0034438 | 0.0034252 | 0.0034066 | 0.0033881 | 0.0033695 | 0.003351 | 0.0033325 | 0.003314 | 0.0032955 | 0.003277 | 0.0032585 | 0.00324 | 0.0032215 | 0.003203 | 0.0031846
F3_Commercial_Other Health_Existing_Food Preparation_Natural Gas_Double Rack Oven_Baseline Forecast | F3 | Commercial | Other Health | Existing | Food Preparation | Natural Gas | Double Rack Oven | Baseline Forecast | Summer Peak Demand (MW) | 0 | 0 | 0 | 0 | 0 | 0 | 0 | 0 | 0 | 0 | 0 | 0 | 0 | 0 | 0 | 0 | 0 | 0 | 0 | 0 | 0 | 0 | 0 | 0 | 0 | 0 | 0 | 0 | 0 | 0 | 0 | 0 | 0
F4_Commercial_Other Health_Existing_Food Preparation_Natural Gas_Double Rack Oven_Baseline Forecast | F4 | Commercial | Other Health | Existing | Food Preparation | Natural Gas | Double Rack Oven | Baseline Forecast | Winter Peak Demand (MW) | 0 | 0 | 0 | 0 | 0 | 0 | 0 | 0 | 0 | 0 | 0 | 0 | 0 | 0 | 0 | 0 | 0 | 0 | 0 | 0 | 0 | 0 | 0 | 0 | 0 | 0 | 0 | 0 | 0 | 0 | 0 | 0 | 0
F5_Commercial_Other Health_Existing_Food Preparation_Natural Gas_Double Rack Oven_Baseline Forecast | F5 | Commercial | Other Health | Existing | Food Preparation | Natural Gas | Double Rack Oven | Baseline Forecast | Turnover | 0 | 553.6235 | 716.0301 | 842.9551 | 941.9753 | 1018.2612 | 1077.4025 | 1123.4328 | 1159.1215 | 1186.2868 | 1206.5841 | 1221.4147 | 1075.9983 | 990.698 | 946.7358 | 930.5211 | 932.279 | 1077.6992 | 1109.1445 | 1132.7909 | 1150.2225 | 1162.7078 | 1171.2652 | 1147.3185 | 1109.5248 | 1069.0387 | 1032.0636 | 1001.6022 | 966.1821 | 958.1171 | 965.8949 | 981.8774 | 1001.1693
F6_Commercial_Other Health_Existing_Food Preparation_Natural Gas_Double Rack Oven_Baseline Forecast | F6 | Commercial | Other Health | Existing | Food Preparation | Natural Gas | Double Rack Oven | Baseline Forecast | Avg. Replacement Usage (kWh) | 0.22811 | 0.22811 | 0.22811 | 0.22811 | 0.22811 | 0.22811 | 0.22811 | 0.22811 | 0.22811 | 0.22811 | 0.22811 | 0.22811 | 0.22811 | 0.22811 | 0.22811 | 0.22811 | 0.22811 | 0.22811 | 0.22811 | 0.22811 | 0.22811 | 0.22811 | 0.22811 | 0.22811 | 0.22811 | 0.22811 | 0.22811 | 0.22811 | 0.22811 | 0.22811 | 0.22811 | 0.22811 | 0.22811
F7_Commercial_Other Health_Existing_Food Preparation_Natural Gas_Double Rack Oven_Baseline Forecast | F7 | Commercial | Other Health | Existing | Food Preparation | Natural Gas | Double Rack Oven | Baseline Forecast | Avg. Replacement Summer Demand (kW) | 0 | 0 | 0 | 0 | 0 | 0 | 0 | 0 | 0 | 0 | 0 | 0 | 0 | 0 | 0 | 0 | 0 | 0 | 0 | 0 | 0 | 0 | 0 | 0 | 0 | 0 | 0 | 0 | 0 | 0 | 0 | 0 | 0
F8_Commercial_Other Health_Existing_Food Preparation_Natural Gas_Double Rack Oven_Baseline Forecast | F8 | Commercial | Other Health | Existing | Food Preparation | Natural Gas | Double Rack Oven | Baseline Forecast | Avg. Replacement Winter Demand (kW) | 0 | 0 | 0 | 0 | 0 | 0 | 0 | 0 | 0 | 0 | 0 | 0 | 0 | 0 | 0 | 0 | 0 | 0 | 0 | 0 | 0 | 0 | 0 | 0 | 0 | 0 | 0 | 0 | 0 | 0 | 0 | 0 | 0
F1_Commercial_Other Health_Existing_Food Preparation_Natural Gas_Fryer_Baseline Forecast | F1 | Commercial | Other Health | Existing | Food Preparation | Natural Gas | Fryer | Baseline Forecast | Units | 386483.0188 | 384516.6804 | 382550.3421 | 380175.7267 | 377739.3938 | 375068.2575 | 372572.8097 | 370363.1493 | 368377.6732 | 366461.246 | 364570.0564 | 362697.8374 | 360828.2086 | 358953.1778 | 357066.5009 | 355176.3146 | 353285.6066 | 351397.3717 | 349511.6491 | 347628.4785 | 345744.9013 | 343860.9147 | 341979.1977 | 340099.7811 | 338222.6961 | 336345.2928 | 334467.5691 | 332589.5233 | 330711.1534 | 328832.4575 | 326953.4338 | 325074.0804 | 323205.5296
F2_Commercial_Other Health_Existing_Food Preparation_Natural Gas_Fryer_Baseline Forecast | F2 | Commercial | Other Health | Existing | Food Preparation | Natural Gas | Fryer | Baseline Forecast | Usage (MMtherm) | 0.054862 | 0.054583 | 0.054304 | 0.05194 | 0.049321 | 0.046499 | 0.044059 | 0.041806 | 0.040095 | 0.038778 | 0.037484 | 0.036364 | 0.035859 | 0.035436 | 0.035073 | 0.034755 | 0.034472 | 0.034214 | 0.033976 | 0.033752 | 0.033538 | 0.033333 | 0.033134 | 0.032939 | 0.032748 | 0.032559 | 0.032372 | 0.032186 | 0.032001 | 0.031817 | 0.031634 | 0.031451 | 0.031269
F3_Commercial_Other Health_Existing_Food Preparation_Natural Gas_Fryer_Baseline Forecast | F3 | Commercial | Other Health | Existing | Food Preparation | Natural Gas | Fryer | Baseline Forecast | Summer Peak Demand (MW) | 0 | 0 | 0 | 0 | 0 | 0 | 0 | 0 | 0 | 0 | 0 | 0 | 0 | 0 | 0 | 0 | 0 | 0 | 0 | 0 | 0 | 0 | 0 | 0 | 0 | 0 | 0 | 0 | 0 | 0 | 0 | 0 | 0
F4_Commercial_Other Health_Existing_Food Preparation_Natural Gas_Fryer_Baseline Forecast | F4 | Commercial | Other Health | Existing | Food Preparation | Natural Gas | Fryer | Baseline Forecast | Winter Peak Demand (MW) | 0 | 0 | 0 | 0 | 0 | 0 | 0 | 0 | 0 | 0 | 0 | 0 | 0 | 0 | 0 | 0 | 0 | 0 | 0 | 0 | 0 | 0 | 0 | 0 | 0 | 0 | 0 | 0 | 0 | 0 | 0 | 0 | 0
F5_Commercial_Other Health_Existing_Food Preparation_Natural Gas_Fryer_Baseline Forecast | F5 | Commercial | Other Health | Existing | Food Preparation | Natural Gas | Fryer | Baseline Forecast | Turnover | 0 | 26217.0464 | 36950.8853 | 44821.8541 | 50570.9345 | 54708.5535 | 47109.0931 | 44065.7016 | 43729.8253 | 44892.0059 | 52688.2575 | 53223.5474 | 52269.1254 | 51012.1022 | 50008.8079 | 48503.8855 | 48519.1897 | 48898.0891 | 49208.8711 | 50696.0783 | 49802.3148 | 48800.6176 | 48074.2693 | 47662.3165 | 47600.2864 | 47675.9326 | 47568.3643 | 47293.9593 | 47252.3888 | 46667.9302 | 46222.3234 | 45921.9732 | 45700.0781
F6_Commercial_Other Health_Existing_Food Preparation_Natural Gas_Fryer_Baseline Forecast | F6 | Commercial | Other Health | Existing | Food Preparation | Natural Gas | Fryer | Baseline Forecast | Avg. Replacement Usage (kWh) | 0.14195 | 0.14195 | 0.14195 | 0.096739 | 0.096739 | 0.096739 | 0.096739 | 0.096739 | 0.096739 | 0.096739 | 0.096739 | 0.096739 | 0.096739 | 0.096739 | 0.096739 | 0.096739 | 0.096739 | 0.096739 | 0.096739 | 0.096739 | 0.096739 | 0.096739 | 0.096739 | 0.096739 | 0.096739 | 0.096739 | 0.096739 | 0.096739 | 0.096739 | 0.096739 | 0.096739 | 0.096739 | 0.096739
F7_Commercial_Other Health_Existing_Food Preparation_Natural Gas_Fryer_Baseline Forecast | F7 | Commercial | Other Health | Existing | Food Preparation | Natural Gas | Fryer | Baseline Forecast | Avg. Replacement Summer Demand (kW) | 0 | 0 | 0 | 0 | 0 | 0 | 0 | 0 | 0 | 0 | 0 | 0 | 0 | 0 | 0 | 0 | 0 | 0 | 0 | 0 | 0 | 0 | 0 | 0 | 0 | 0 | 0 | 0 | 0 | 0 | 0 | 0 | 0
F8_Commercial_Other Health_Existing_Food Preparation_Natural Gas_Fryer_Baseline Forecast | F8 | Commercial | Other Health | Existing | Food Preparation | Natural Gas | Fryer | Baseline Forecast | Avg. Replacement Winter Demand (kW) | 0 | 0 | 0 | 0 | 0 | 0 | 0 | 0 | 0 | 0 | 0 | 0 | 0 | 0 | 0 | 0 | 0 | 0 | 0 | 0 | 0 | 0 | 0 | 0 | 0 | 0 | 0 | 0 | 0 | 0 | 0 | 0 | 0
F1_Commercial_Other Health_Existing_Food Preparation_Natural Gas_Broiler_Baseline Forecast | F1 | Commercial | Other Health | Existing | Food Preparation | Natural Gas | Broiler | Baseline Forecast | Units | 87009.266 | 86566.5825 | 86123.899 | 85589.2997 | 85040.8059 | 84439.4506 | 83877.6483 | 83380.1854 | 82933.1934 | 82501.7465 | 82075.9813 | 81654.4869 | 81233.5758 | 80811.4484 | 80386.6992 | 79961.1598 | 79535.5031 | 79110.4031 | 78685.8686 | 78261.9088 | 77837.8574 | 77413.7138 | 76990.0811 | 76566.9664 | 76144.3766 | 75721.7151 | 75298.9815 | 74876.1754 | 74453.2963 | 74030.3438 | 73607.3176 | 73184.2171 | 72763.5485
F2_Commercial_Other Health_Existing_Food Preparation_Natural Gas_Broiler_Baseline Forecast | F2 | Commercial | Other Health | Existing | Food Preparation | Natural Gas | Broiler | Baseline Forecast | Usage (MMtherm) | 0.013585 | 0.013516 | 0.013446 | 0.013363 | 0.013277 | 0.013183 | 0.013096 | 0.013018 | 0.012948 | 0.012881 | 0.012814 | 0.012749 | 0.012683 | 0.012617 | 0.012551 | 0.012484 | 0.012418 | 0.012351 | 0.012285 | 0.012219 | 0.012153 | 0.012087 | 0.01202 | 0.011954 | 0.011888 | 0.011822 | 0.011756 | 0.01169 | 0.011624 | 0.011558 | 0.011492 | 0.011426 | 0.011361
F3_Commercial_Other Health_Existing_Food Preparation_Natural Gas_Broiler_Baseline Forecast | F3 | Commercial | Other Health | Existing | Food Preparation | Natural Gas | Broiler | Baseline Forecast | Summer Peak Demand (MW) | 0 | 0 | 0 | 0 | 0 | 0 | 0 | 0 | 0 | 0 | 0 | 0 | 0 | 0 | 0 | 0 | 0 | 0 | 0 | 0 | 0 | 0 | 0 | 0 | 0 | 0 | 0 | 0 | 0 | 0 | 0 | 0 | 0
F4_Commercial_Other Health_Existing_Food Preparation_Natural Gas_Broiler_Baseline Forecast | F4 | Commercial | Other Health | Existing | Food Preparation | Natural Gas | Broiler | Baseline Forecast | Winter Peak Demand (MW) | 0 | 0 | 0 | 0 | 0 | 0 | 0 | 0 | 0 | 0 | 0 | 0 | 0 | 0 | 0 | 0 | 0 | 0 | 0 | 0 | 0 | 0 | 0 | 0 | 0 | 0 | 0 | 0 | 0 | 0 | 0 | 0 | 0
F5_Commercial_Other Health_Existing_Food Preparation_Natural Gas_Broiler_Baseline Forecast | F5 | Commercial | Other Health | Existing | Food Preparation | Natural Gas | Broiler | Baseline Forecast | Turnover | 0 | 2885.5528 | 3732.0356 | 4393.5841 | 4909.6892 | 5307.3009 | 5615.5526 | 5855.468 | 6041.4819 | 6183.0707 | 6288.8625 | 6366.1614 | 5608.2333 | 5163.6382 | 4934.5017 | 4849.989 | 4859.1511 | 5617.099 | 5780.9957 | 5904.2433 | 5995.0992 | 6060.1738 | 6104.7765 | 5979.9633 | 5782.9778 | 5571.9594 | 5379.2405 | 5220.4722 | 5035.8585 | 4993.8227 | 5034.3613 | 5117.664 | 5218.2159
F6_Commercial_Other Health_Existing_Food Preparation_Natural Gas_Broiler_Baseline Forecast | F6 | Commercial | Other Health | Existing | Food Preparation | Natural Gas | Broiler | Baseline Forecast | Avg. Replacement Usage (kWh) | 0.15613 | 0.15613 | 0.15613 | 0.15613 | 0.15613 | 0.15613 | 0.15613 | 0.15613 | 0.15613 | 0.15613 | 0.15613 | 0.15613 | 0.15613 | 0.15613 | 0.15613 | 0.15613 | 0.15613 | 0.15613 | 0.15613 | 0.15613 | 0.15613 | 0.15613 | 0.15613 | 0.15613 | 0.15613 | 0.15613 | 0.15613 | 0.15613 | 0.15613 | 0.15613 | 0.15613 | 0.15613 | 0.15613
F7_Commercial_Other Health_Existing_Food Preparation_Natural Gas_Broiler_Baseline Forecast | F7 | Commercial | Other Health | Existing | Food Preparation | Natural Gas | Broiler | Baseline Forecast | Avg. Replacement Summer Demand (kW) | 0 | 0 | 0 | 0 | 0 | 0 | 0 | 0 | 0 | 0 | 0 | 0 | 0 | 0 | 0 | 0 | 0 | 0 | 0 | 0 | 0 | 0 | 0 | 0 | 0 | 0 | 0 | 0 | 0 | 0 | 0 | 0 | 0
F8_Commercial_Other Health_Existing_Food Preparation_Natural Gas_Broiler_Baseline Forecast | F8 | Commercial | Other Health | Existing | Food Preparation | Natural Gas | Broiler | Baseline Forecast | Avg. Replacement Winter Demand (kW) | 0 | 0 | 0 | 0 | 0 | 0 | 0 | 0 | 0 | 0 | 0 | 0 | 0 | 0 | 0 | 0 | 0 | 0 | 0 | 0 | 0 | 0 | 0 | 0 | 0 | 0 | 0 | 0 | 0 | 0 | 0 | 0 | 0
F1_Commercial_Other Health_Existing_Food Preparation_Natural Gas_Griddle_Baseline Forecast | F1 | Commercial | Other Health | Existing | Food Preparation | Natural Gas | Griddle | Baseline Forecast | Units | 87009.266 | 86566.5825 | 86123.899 | 85589.2997 | 85040.8059 | 84439.4506 | 83877.6483 | 83380.1854 | 82933.1934 | 82501.7465 | 82075.9813 | 81654.4869 | 81233.5758 | 80811.4484 | 80386.6992 | 79961.1598 | 79535.5031 | 79110.4031 | 78685.8686 | 78261.9088 | 77837.8574 | 77413.7138 | 76990.0811 | 76566.9664 | 76144.3766 | 75721.7151 | 75298.9815 | 74876.1754 | 74453.2963 | 74030.3438 | 73607.3176 | 73184.2171 | 72763.5485
F2_Commercial_Other Health_Existing_Food Preparation_Natural Gas_Griddle_Baseline Forecast | F2 | Commercial | Other Health | Existing | Food Preparation | Natural Gas | Griddle | Baseline Forecast | Usage (MMtherm) | 0.0090174 | 0.0089715 | 0.0089257 | 0.0088703 | 0.0088134 | 0.0087511 | 0.0086929 | 0.0086413 | 0.008595 | 0.0085503 | 0.0085061 | 0.0084625 | 0.0084188 | 0.0083751 | 0.0083311 | 0.008287 | 0.0082429 | 0.0081988 | 0.0081548 | 0.0081109 | 0.0080669 | 0.008023 | 0.0079791 | 0.0079352 | 0.0078914 | 0.0078476 | 0.0078038 | 0.00776 | 0.0077161 | 0.0076723 | 0.0076285 | 0.0075846 | 0.007541
F3_Commercial_Other Health_Existing_Food Preparation_Natural Gas_Griddle_Baseline Forecast | F3 | Commercial | Other Health | Existing | Food Preparation | Natural Gas | Griddle | Baseline Forecast | Summer Peak Demand (MW) | 0 | 0 | 0 | 0 | 0 | 0 | 0 | 0 | 0 | 0 | 0 | 0 | 0 | 0 | 0 | 0 | 0 | 0 | 0 | 0 | 0 | 0 | 0 | 0 | 0 | 0 | 0 | 0 | 0 | 0 | 0 | 0 | 0
F4_Commercial_Other Health_Existing_Food Preparation_Natural Gas_Griddle_Baseline Forecast | F4 | Commercial | Other Health | Existing | Food Preparation | Natural Gas | Griddle | Baseline Forecast | Winter Peak Demand (MW) | 0 | 0 | 0 | 0 | 0 | 0 | 0 | 0 | 0 | 0 | 0 | 0 | 0 | 0 | 0 | 0 | 0 | 0 | 0 | 0 | 0 | 0 | 0 | 0 | 0 | 0 | 0 | 0 | 0 | 0 | 0 | 0 | 0
F5_Commercial_Other Health_Existing_Food Preparation_Natural Gas_Griddle_Baseline Forecast | F5 | Commercial | Other Health | Existing | Food Preparation | Natural Gas | Griddle | Baseline Forecast | Turnover | 0 | 2885.5528 | 3732.0356 | 4393.5841 | 4909.6892 | 5307.3009 | 5615.5526 | 5855.468 | 6041.4819 | 6183.0707 | 6288.8625 | 6366.1614 | 5608.2333 | 5163.6382 | 4934.5017 | 4849.989 | 4859.1511 | 5617.099 | 5780.9957 | 5904.2433 | 5995.0992 | 6060.1738 | 6104.7765 | 5979.9633 | 5782.9778 | 5571.9594 | 5379.2405 | 5220.4722 | 5035.8585 | 4993.8227 | 5034.3613 | 5117.664 | 5218.2159
F6_Commercial_Other Health_Existing_Food Preparation_Natural Gas_Griddle_Baseline Forecast | F6 | Commercial | Other Health | Existing | Food Preparation | Natural Gas | Griddle | Baseline Forecast | Avg. Replacement Usage (kWh) | 0.10364 | 0.10364 | 0.10364 | 0.10364 | 0.10364 | 0.10364 | 0.10364 | 0.10364 | 0.10364 | 0.10364 | 0.10364 | 0.10364 | 0.10364 | 0.10364 | 0.10364 | 0.10364 | 0.10364 | 0.10364 | 0.10364 | 0.10364 | 0.10364 | 0.10364 | 0.10364 | 0.10364 | 0.10364 | 0.10364 | 0.10364 | 0.10364 | 0.10364 | 0.10364 | 0.10364 | 0.10364 | 0.10364
F7_Commercial_Other Health_Existing_Food Preparation_Natural Gas_Griddle_Baseline Forecast | F7 | Commercial | Other Health | Existing | Food Preparation | Natural Gas | Griddle | Baseline Forecast | Avg. Replacement Summer Demand (kW) | 0 | 0 | 0 | 0 | 0 | 0 | 0 | 0 | 0 | 0 | 0 | 0 | 0 | 0 | 0 | 0 | 0 | 0 | 0 | 0 | 0 | 0 | 0 | 0 | 0 | 0 | 0 | 0 | 0 | 0 | 0 | 0 | 0
F8_Commercial_Other Health_Existing_Food Preparation_Natural Gas_Griddle_Baseline Forecast | F8 | Commercial | Other Health | Existing | Food Preparation | Natural Gas | Griddle | Baseline Forecast | Avg. Replacement Winter Demand (kW) | 0 | 0 | 0 | 0 | 0 | 0 | 0 | 0 | 0 | 0 | 0 | 0 | 0 | 0 | 0 | 0 | 0 | 0 | 0 | 0 | 0 | 0 | 0 | 0 | 0 | 0 | 0 | 0 | 0 | 0 | 0 | 0 | 0
F1_Commercial_Other Health_Existing_Food Preparation_Natural Gas_Range_Baseline Forecast | F1 | Commercial | Other Health | Existing | Food Preparation | Natural Gas | Range | Baseline Forecast | Units | 367831.2606 | 365959.8182 | 364088.3757 | 361828.3598 | 359509.6049 | 356967.3783 | 354592.3614 | 352489.3396 | 350599.6831 | 348775.7431 | 346975.8227 | 345193.9574 | 343414.5573 | 341630.0159 | 339834.3906 | 338035.425 | 336235.963 | 334438.8548 | 332644.1376 | 330851.8492 | 329059.1739 | 327266.1089 | 325475.204 | 323686.4884 | 321899.992 | 320113.1926 | 318326.0883 | 316538.6774 | 314750.9581 | 312962.9285 | 311174.5869 | 309385.9315 | 307607.5574
F2_Commercial_Other Health_Existing_Food Preparation_Natural Gas_Range_Baseline Forecast | F2 | Commercial | Other Health | Existing | Food Preparation | Natural Gas | Range | Baseline Forecast | Usage (MMtherm) | 0.039543 | 0.039342 | 0.039141 | 0.038898 | 0.038648 | 0.038375 | 0.03812 | 0.037894 | 0.03769 | 0.037494 | 0.037301 | 0.037109 | 0.036918 | 0.036726 | 0.036533 | 0.03634 | 0.036146 | 0.035953 | 0.03576 | 0.035568 | 0.035375 | 0.035182 | 0.03499 | 0.034797 | 0.034605 | 0.034413 | 0.034221 | 0.034029 | 0.033837 | 0.033644 | 0.033452 | 0.03326 | 0.033069
F3_Commercial_Other Health_Existing_Food Preparation_Natural Gas_Range_Baseline Forecast | F3 | Commercial | Other Health | Existing | Food Preparation | Natural Gas | Range | Baseline Forecast | Summer Peak Demand (MW) | 0 | 0 | 0 | 0 | 0 | 0 | 0 | 0 | 0 | 0 | 0 | 0 | 0 | 0 | 0 | 0 | 0 | 0 | 0 | 0 | 0 | 0 | 0 | 0 | 0 | 0 | 0 | 0 | 0 | 0 | 0 | 0 | 0
F4_Commercial_Other Health_Existing_Food Preparation_Natural Gas_Range_Baseline Forecast | F4 | Commercial | Other Health | Existing | Food Preparation | Natural Gas | Range | Baseline Forecast | Winter Peak Demand (MW) | 0 | 0 | 0 | 0 | 0 | 0 | 0 | 0 | 0 | 0 | 0 | 0 | 0 | 0 | 0 | 0 | 0 | 0 | 0 | 0 | 0 | 0 | 0 | 0 | 0 | 0 | 0 | 0 | 0 | 0 | 0 | 0 | 0
F5_Commercial_Other Health_Existing_Food Preparation_Natural Gas_Range_Baseline Forecast | F5 | Commercial | Other Health | Existing | Food Preparation | Natural Gas | Range | Baseline Forecast | Turnover | 0 | 14638.3927 | 18932.5955 | 22288.627 | 24906.8254 | 26923.9075 | 28487.6666 | 29704.756 | 30648.4033 | 31366.6827 | 27739.654 | 25667.7766 | 24659.2392 | 24358.5042 | 24510.7135 | 28480.8273 | 29388.0916 | 30073.592 | 30582.6479 | 30157.2873 | 29312.7036 | 28359.6614 | 27473.3029 | 26740.6002 | 25855.9589 | 25696.6947 | 25954.6113 | 26425.5675 | 26827.0363 | 27910.5184 | 27850.7598 | 27579.9089 | 27182.0815
F6_Commercial_Other Health_Existing_Food Preparation_Natural Gas_Range_Baseline Forecast | F6 | Commercial | Other Health | Existing | Food Preparation | Natural Gas | Range | Baseline Forecast | Avg. Replacement Usage (kWh) | 0.1075 | 0.1075 | 0.1075 | 0.1075 | 0.1075 | 0.1075 | 0.1075 | 0.1075 | 0.1075 | 0.1075 | 0.1075 | 0.1075 | 0.1075 | 0.1075 | 0.1075 | 0.1075 | 0.1075 | 0.1075 | 0.1075 | 0.1075 | 0.1075 | 0.1075 | 0.1075 | 0.1075 | 0.1075 | 0.1075 | 0.1075 | 0.1075 | 0.1075 | 0.1075 | 0.1075 | 0.1075 | 0.1075
F7_Commercial_Other Health_Existing_Food Preparation_Natural Gas_Range_Baseline Forecast | F7 | Commercial | Other Health | Existing | Food Preparation | Natural Gas | Range | Baseline Forecast | Avg. Replacement Summer Demand (kW) | 0 | 0 | 0 | 0 | 0 | 0 | 0 | 0 | 0 | 0 | 0 | 0 | 0 | 0 | 0 | 0 | 0 | 0 | 0 | 0 | 0 | 0 | 0 | 0 | 0 | 0 | 0 | 0 | 0 | 0 | 0 | 0 | 0
F8_Commercial_Other Health_Existing_Food Preparation_Natural Gas_Range_Baseline Forecast | F8 | Commercial | Other Health | Existing | Food Preparation | Natural Gas | Range | Baseline Forecast | Avg. Replacement Winter Demand (kW) | 0 | 0 | 0 | 0 | 0 | 0 | 0 | 0 | 0 | 0 | 0 | 0 | 0 | 0 | 0 | 0 | 0 | 0 | 0 | 0 | 0 | 0 | 0 | 0 | 0 | 0 | 0 | 0 | 0 | 0 | 0 | 0 | 0
F1_Commercial_Other Health_Existing_Food Preparation_Natural Gas_Steamer_Baseline Forecast | F1 | Commercial | Other Health | Existing | Food Preparation | Natural Gas | Steamer | Baseline Forecast | Units | 40421.0176 | 40215.3646 | 40009.7116 | 39761.3582 | 39506.55 | 39227.1844 | 38966.1936 | 38735.0923 | 38527.4377 | 38327.0047 | 38129.2113 | 37933.4019 | 37737.8634 | 37541.76 | 37344.4385 | 37146.75 | 36949.0069 | 36751.5225 | 36554.3008 | 36357.3461 | 36160.3488 | 35963.3087 | 35766.5059 | 35569.9438 | 35373.6255 | 35177.2739 | 34980.8888 | 34784.47 | 34588.0174 | 34391.5306 | 34195.0096 | 33998.454 | 33803.0283
F2_Commercial_Other Health_Existing_Food Preparation_Natural Gas_Steamer_Baseline Forecast | F2 | Commercial | Other Health | Existing | Food Preparation | Natural Gas | Steamer | Baseline Forecast | Usage (MMtherm) | 0.0072575 | 0.0072206 | 0.0071837 | 0.0070073 | 0.00682 | 0.0066204 | 0.0064171 | 0.0062129 | 0.0060075 | 0.0057988 | 0.0056009 | 0.0054109 | 0.0052405 | 0.0050872 | 0.004949 | 0.0048243 | 0.0047115 | 0.0046093 | 0.0045164 | 0.0044025 | 0.0042954 | 0.0042314 | 0.0041725 | 0.0041179 | 0.0040672 | 0.0040199 | 0.0039756 | 0.0039339 | 0.0038946 | 0.0038574 | 0.003822 | 0.0037883 | 0.0037561
F3_Commercial_Other Health_Existing_Food Preparation_Natural Gas_Steamer_Baseline Forecast | F3 | Commercial | Other Health | Existing | Food Preparation | Natural Gas | Steamer | Baseline Forecast | Summer Peak Demand (MW) | 0 | 0 | 0 | 0 | 0 | 0 | 0 | 0 | 0 | 0 | 0 | 0 | 0 | 0 | 0 | 0 | 0 | 0 | 0 | 0 | 0 | 0 | 0 | 0 | 0 | 0 | 0 | 0 | 0 | 0 | 0 | 0 | 0
F4_Commercial_Other Health_Existing_Food Preparation_Natural Gas_Steamer_Baseline Forecast | F4 | Commercial | Other Health | Existing | Food Preparation | Natural Gas | Steamer | Baseline Forecast | Winter Peak Demand (MW) | 0 | 0 | 0 | 0 | 0 | 0 | 0 | 0 | 0 | 0 | 0 | 0 | 0 | 0 | 0 | 0 | 0 | 0 | 0 | 0 | 0 | 0 | 0 | 0 | 0 | 0 | 0 | 0 | 0 | 0 | 0 | 0 | 0
F5_Commercial_Other Health_Existing_Food Preparation_Natural Gas_Steamer_Baseline Forecast | F5 | Commercial | Other Health | Existing | Food Preparation | Natural Gas | Steamer | Baseline Forecast | Turnover | 0 | 1489.4579 | 1687.6524 | 1858.9844 | 2007.6425 | 2135.1664 | 2246.0963 | 2343.3472 | 2428.5442 | 2502.3553 | 2369.7472 | 2273.4102 | 2206.4343 | 2163.0606 | 2138.4687 | 2128.7119 | 2130.4818 | 2141.0399 | 2158.1132 | 2573.7269 | 2573.4367 | 2559.3048 | 2536.2296 | 2507.9273 | 2477.1808 | 2446.008 | 2415.8566 | 2387.7107 | 2349.0396 | 2324.6251 | 2309.4923 | 2300.0562 | 2293.8731
F6_Commercial_Other Health_Existing_Food Preparation_Natural Gas_Steamer_Baseline Forecast | F6 | Commercial | Other Health | Existing | Food Preparation | Natural Gas | Steamer | Baseline Forecast | Avg. Replacement Usage (kWh) | 0.17955 | 0.17955 | 0.17955 | 0.10865 | 0.10865 | 0.10865 | 0.10865 | 0.10865 | 0.10865 | 0.10865 | 0.10865 | 0.10865 | 0.10865 | 0.10865 | 0.10865 | 0.10865 | 0.10865 | 0.10865 | 0.10865 | 0.10865 | 0.10865 | 0.10865 | 0.10865 | 0.10865 | 0.10865 | 0.10865 | 0.10865 | 0.10865 | 0.10865 | 0.10865 | 0.10865 | 0.10865 | 0.10865
F7_Commercial_Other Health_Existing_Food Preparation_Natural Gas_Steamer_Baseline Forecast | F7 | Commercial | Other Health | Existing | Food Preparation | Natural Gas | Steamer | Baseline Forecast | Avg. Replacement Summer Demand (kW) | 0 | 0 | 0 | 0 | 0 | 0 | 0 | 0 | 0 | 0 | 0 | 0 | 0 | 0 | 0 | 0 | 0 | 0 | 0 | 0 | 0 | 0 | 0 | 0 | 0 | 0 | 0 | 0 | 0 | 0 | 0 | 0 | 0
F8_Commercial_Other Health_Existing_Food Preparation_Natural Gas_Steamer_Baseline Forecast | F8 | Commercial | Other Health | Existing | Food Preparation | Natural Gas | Steamer | Baseline Forecast | Avg. Replacement Winter Demand (kW) | 0 | 0 | 0 | 0 | 0 | 0 | 0 | 0 | 0 | 0 | 0 | 0 | 0 | 0 | 0 | 0 | 0 | 0 | 0 | 0 | 0 | 0 | 0 | 0 | 0 | 0 | 0 | 0 | 0 | 0 | 0 | 0 | 0
F1_Commercial_Other Health_Existing_Food Preparation_Natural Gas_Food Prep Other_Baseline Forecast | F1 | Commercial | Other Health | Existing | Food Preparation | Natural Gas | Food Prep Other | Baseline Forecast | Units | 0 | 0 | 0 | 0 | 0 | 0 | 0 | 0 | 0 | 0 | 0 | 0 | 0 | 0 | 0 | 0 | 0 | 0 | 0 | 0 | 0 | 0 | 0 | 0 | 0 | 0 | 0 | 0 | 0 | 0 | 0 | 0 | 0
F2_Commercial_Other Health_Existing_Food Preparation_Natural Gas_Food Prep Other_Baseline Forecast | F2 | Commercial | Other Health | Existing | Food Preparation | Natural Gas | Food Prep Other | Baseline Forecast | Usage (MMtherm) | 0 | 0 | 0 | 0 | 0 | 0 | 0 | 0 | 0 | 0 | 0 | 0 | 0 | 0 | 0 | 0 | 0 | 0 | 0 | 0 | 0 | 0 | 0 | 0 | 0 | 0 | 0 | 0 | 0 | 0 | 0 | 0 | 0
F3_Commercial_Other Health_Existing_Food Preparation_Natural Gas_Food Prep Other_Baseline Forecast | F3 | Commercial | Other Health | Existing | Food Preparation | Natural Gas | Food Prep Other | Baseline Forecast | Summer Peak Demand (MW) | 0 | 0 | 0 | 0 | 0 | 0 | 0 | 0 | 0 | 0 | 0 | 0 | 0 | 0 | 0 | 0 | 0 | 0 | 0 | 0 | 0 | 0 | 0 | 0 | 0 | 0 | 0 | 0 | 0 | 0 | 0 | 0 | 0
F4_Commercial_Other Health_Existing_Food Preparation_Natural Gas_Food Prep Other_Baseline Forecast | F4 | Commercial | Other Health | Existing | Food Preparation | Natural Gas | Food Prep Other | Baseline Forecast | Winter Peak Demand (MW) | 0 | 0 | 0 | 0 | 0 | 0 | 0 | 0 | 0 | 0 | 0 | 0 | 0 | 0 | 0 | 0 | 0 | 0 | 0 | 0 | 0 | 0 | 0 | 0 | 0 | 0 | 0 | 0 | 0 | 0 | 0 | 0 | 0
F5_Commercial_Other Health_Existing_Food Preparation_Natural Gas_Food Prep Other_Baseline Forecast | F5 | Commercial | Other Health | Existing | Food Preparation | Natural Gas | Food Prep Other | Baseline Forecast | Turnover | 0 | 0 | 0 | 0 | 0 | 0 | 0 | 0 | 0 | 0 | 0 | 0 | 0 | 0 | 0 | 0 | 0 | 0 | 0 | 0 | 0 | 0 | 0 | 0 | 0 | 0 | 0 | 0 | 0 | 0 | 0 | 0 | 0
F6_Commercial_Other Health_Existing_Food Preparation_Natural Gas_Food Prep Other_Baseline Forecast | F6 | Commercial | Other Health | Existing | Food Preparation | Natural Gas | Food Prep Other | Baseline Forecast | Avg. Replacement Usage (kWh) | 0.044865 | 0.044865 | 0.044865 | 0.044865 | 0.044865 | 0.044865 | 0.044865 | 0.044865 | 0.044865 | 0.044865 | 0.044865 | 0.044865 | 0.044865 | 0.044865 | 0.044865 | 0.044865 | 0.044865 | 0.044865 | 0.044865 | 0.044865 | 0.044865 | 0.044865 | 0.044865 | 0.044865 | 0.044865 | 0.044865 | 0.044865 | 0.044865 | 0.044865 | 0.044865 | 0.044865 | 0.044865 | 0.044865
F7_Commercial_Other Health_Existing_Food Preparation_Natural Gas_Food Prep Other_Baseline Forecast | F7 | Commercial | Other Health | Existing | Food Preparation | Natural Gas | Food Prep Other | Baseline Forecast | Avg. Replacement Summer Demand (kW) | 0 | 0 | 0 | 0 | 0 | 0 | 0 | 0 | 0 | 0 | 0 | 0 | 0 | 0 | 0 | 0 | 0 | 0 | 0 | 0 | 0 | 0 | 0 | 0 | 0 | 0 | 0 | 0 | 0 | 0 | 0 | 0 | 0
F8_Commercial_Other Health_Existing_Food Preparation_Natural Gas_Food Prep Other_Baseline Forecast | F8 | Commercial | Other Health | Existing | Food Preparation | Natural Gas | Food Prep Other | Baseline Forecast | Avg. Replacement Winter Demand (kW) | 0 | 0 | 0 | 0 | 0 | 0 | 0 | 0 | 0 | 0 | 0 | 0 | 0 | 0 | 0 | 0 | 0 | 0 | 0 | 0 | 0 | 0 | 0 | 0 | 0 | 0 | 0 | 0 | 0 | 0 | 0 | 0 | 0
F1_Commercial_Other Health_Existing_Miscellaneous_Natural Gas_Pool Heater_Baseline Forecast | F1 | Commercial | Other Health | Existing | Miscellaneous | Natural Gas | Pool Heater | Baseline Forecast | Units | 0 | 0 | 0 | 0 | 0 | 0 | 0 | 0 | 0 | 0 | 0 | 0 | 0 | 0 | 0 | 0 | 0 | 0 | 0 | 0 | 0 | 0 | 0 | 0 | 0 | 0 | 0 | 0 | 0 | 0 | 0 | 0 | 0
F2_Commercial_Other Health_Existing_Miscellaneous_Natural Gas_Pool Heater_Baseline Forecast | F2 | Commercial | Other Health | Existing | Miscellaneous | Natural Gas | Pool Heater | Baseline Forecast | Usage (MMtherm) | 0 | 0 | 0 | 0 | 0 | 0 | 0 | 0 | 0 | 0 | 0 | 0 | 0 | 0 | 0 | 0 | 0 | 0 | 0 | 0 | 0 | 0 | 0 | 0 | 0 | 0 | 0 | 0 | 0 | 0 | 0 | 0 | 0
F3_Commercial_Other Health_Existing_Miscellaneous_Natural Gas_Pool Heater_Baseline Forecast | F3 | Commercial | Other Health | Existing | Miscellaneous | Natural Gas | Pool Heater | Baseline Forecast | Summer Peak Demand (MW) | 0 | 0 | 0 | 0 | 0 | 0 | 0 | 0 | 0 | 0 | 0 | 0 | 0 | 0 | 0 | 0 | 0 | 0 | 0 | 0 | 0 | 0 | 0 | 0 | 0 | 0 | 0 | 0 | 0 | 0 | 0 | 0 | 0
F4_Commercial_Other Health_Existing_Miscellaneous_Natural Gas_Pool Heater_Baseline Forecast | F4 | Commercial | Other Health | Existing | Miscellaneous | Natural Gas | Pool Heater | Baseline Forecast | Winter Peak Demand (MW) | 0 | 0 | 0 | 0 | 0 | 0 | 0 | 0 | 0 | 0 | 0 | 0 | 0 | 0 | 0 | 0 | 0 | 0 | 0 | 0 | 0 | 0 | 0 | 0 | 0 | 0 | 0 | 0 | 0 | 0 | 0 | 0 | 0
F5_Commercial_Other Health_Existing_Miscellaneous_Natural Gas_Pool Heater_Baseline Forecast | F5 | Commercial | Other Health | Existing | Miscellaneous | Natural Gas | Pool Heater | Baseline Forecast | Turnover | 0 | 0 | 0 | 0 | 0 | 0 | 0 | 0 | 0 | 0 | 0 | 0 | 0 | 0 | 0 | 0 | 0 | 0 | 0 | 0 | 0 | 0 | 0 | 0 | 0 | 0 | 0 | 0 | 0 | 0 | 0 | 0 | 0
F6_Commercial_Other Health_Existing_Miscellaneous_Natural Gas_Pool Heater_Baseline Forecast | F6 | Commercial | Other Health | Existing | Miscellaneous | Natural Gas | Pool Heater | Baseline Forecast | Avg. Replacement Usage (kWh) | 0.01 | 0.01 | 0.01 | 0.01 | 0.01 | 0.01 | 0.01 | 0.01 | 0.01 | 0.01 | 0.01 | 0.01 | 0.01 | 0.01 | 0.01 | 0.01 | 0.01 | 0.01 | 0.01 | 0.01 | 0.01 | 0.01 | 0.01 | 0.01 | 0.01 | 0.01 | 0.01 | 0.01 | 0.01 | 0.01 | 0.01 | 0.01 | 0.01
F7_Commercial_Other Health_Existing_Miscellaneous_Natural Gas_Pool Heater_Baseline Forecast | F7 | Commercial | Other Health | Existing | Miscellaneous | Natural Gas | Pool Heater | Baseline Forecast | Avg. Replacement Summer Demand (kW) | 0 | 0 | 0 | 0 | 0 | 0 | 0 | 0 | 0 | 0 | 0 | 0 | 0 | 0 | 0 | 0 | 0 | 0 | 0 | 0 | 0 | 0 | 0 | 0 | 0 | 0 | 0 | 0 | 0 | 0 | 0 | 0 | 0
F8_Commercial_Other Health_Existing_Miscellaneous_Natural Gas_Pool Heater_Baseline Forecast | F8 | Commercial | Other Health | Existing | Miscellaneous | Natural Gas | Pool Heater | Baseline Forecast | Avg. Replacement Winter Demand (kW) | 0 | 0 | 0 | 0 | 0 | 0 | 0 | 0 | 0 | 0 | 0 | 0 | 0 | 0 | 0 | 0 | 0 | 0 | 0 | 0 | 0 | 0 | 0 | 0 | 0 | 0 | 0 | 0 | 0 | 0 | 0 | 0 | 0
F1_Commercial_Other Health_Existing_Miscellaneous_Natural Gas_Miscellaneous_Baseline Forecast | F1 | Commercial | Other Health | Existing | Miscellaneous | Natural Gas | Miscellaneous | Baseline Forecast | Units | 1689598.5377 | 1681002.2417 | 1672405.9457 | 1662024.7736 | 1651373.7897 | 1639696.3089 | 1628786.8908 | 1619126.8568 | 1610446.8958 | 1602068.7979 | 1593801.0319 | 1585616.2 | 1577442.692 | 1569245.5677 | 1560997.5303 | 1552734.15 | 1544468.4895 | 1536213.6406 | 1527969.7749 | 1519737.0656 | 1511502.5788 | 1503266.3025 | 1495039.9479 | 1486823.6502 | 1478617.5459 | 1470410.0495 | 1462201.1528 | 1453990.8477 | 1445779.126 | 1437565.9793 | 1429351.3993 | 1421135.3776 | 1412966.5823
F2_Commercial_Other Health_Existing_Miscellaneous_Natural Gas_Miscellaneous_Baseline Forecast | F2 | Commercial | Other Health | Existing | Miscellaneous | Natural Gas | Miscellaneous | Baseline Forecast | Usage (MMtherm) | 0.013346 | 0.013278 | 0.013211 | 0.013129 | 0.013044 | 0.012952 | 0.012866 | 0.01279 | 0.012721 | 0.012655 | 0.01259 | 0.012525 | 0.01246 | 0.012396 | 0.012331 | 0.012265 | 0.0122 | 0.012135 | 0.01207 | 0.012005 | 0.01194 | 0.011874 | 0.011809 | 0.011745 | 0.01168 | 0.011615 | 0.01155 | 0.011485 | 0.01142 | 0.011356 | 0.011291 | 0.011226 | 0.011161
F3_Commercial_Other Health_Existing_Miscellaneous_Natural Gas_Miscellaneous_Baseline Forecast | F3 | Commercial | Other Health | Existing | Miscellaneous | Natural Gas | Miscellaneous | Baseline Forecast | Summer Peak Demand (MW) | 0 | 0 | 0 | 0 | 0 | 0 | 0 | 0 | 0 | 0 | 0 | 0 | 0 | 0 | 0 | 0 | 0 | 0 | 0 | 0 | 0 | 0 | 0 | 0 | 0 | 0 | 0 | 0 | 0 | 0 | 0 | 0 | 0
F4_Commercial_Other Health_Existing_Miscellaneous_Natural Gas_Miscellaneous_Baseline Forecast | F4 | Commercial | Other Health | Existing | Miscellaneous | Natural Gas | Miscellaneous | Baseline Forecast | Winter Peak Demand (MW) | 0 | 0 | 0 | 0 | 0 | 0 | 0 | 0 | 0 | 0 | 0 | 0 | 0 | 0 | 0 | 0 | 0 | 0 | 0 | 0 | 0 | 0 | 0 | 0 | 0 | 0 | 0 | 0 | 0 | 0 | 0 | 0 | 0
F5_Commercial_Other Health_Existing_Miscellaneous_Natural Gas_Miscellaneous_Baseline Forecast | F5 | Commercial | Other Health | Existing | Miscellaneous | Natural Gas | Miscellaneous | Baseline Forecast | Turnover | 0 | 144085.9064 | 170653.6679 | 192853.0204 | 184464.1609 | 180896.3465 | 181021.8541 | 180078.7927 | 178907.1317 | 177987.2574 | 177096.342 | 215779.7561 | 216540.2443 | 215949.4081 | 212503.6594 | 211007.0686 | 210630.4221 | 209487.1787 | 208202.9373 | 207109.3521 | 206013.4008 | 215819.6615 | 213599.3457 | 211176.459 | 209697.5013 | 208651.954 | 207720.5023 | 206499.4419 | 205263.8695 | 204123.1608 | 202970.1749 | 204808.2282 | 202916.119
F6_Commercial_Other Health_Existing_Miscellaneous_Natural Gas_Miscellaneous_Baseline Forecast | F6 | Commercial | Other Health | Existing | Miscellaneous | Natural Gas | Miscellaneous | Baseline Forecast | Avg. Replacement Usage (kWh) | 0.0078991 | 0.0078991 | 0.0078991 | 0.0078991 | 0.0078991 | 0.0078991 | 0.0078991 | 0.0078991 | 0.0078991 | 0.0078991 | 0.0078991 | 0.0078991 | 0.0078991 | 0.0078991 | 0.0078991 | 0.0078991 | 0.0078991 | 0.0078991 | 0.0078991 | 0.0078991 | 0.0078991 | 0.0078991 | 0.0078991 | 0.0078991 | 0.0078991 | 0.0078991 | 0.0078991 | 0.0078991 | 0.0078991 | 0.0078991 | 0.0078991 | 0.0078991 | 0.0078991
F7_Commercial_Other Health_Existing_Miscellaneous_Natural Gas_Miscellaneous_Baseline Forecast | F7 | Commercial | Other Health | Existing | Miscellaneous | Natural Gas | Miscellaneous | Baseline Forecast | Avg. Replacement Summer Demand (kW) | 0 | 0 | 0 | 0 | 0 | 0 | 0 | 0 | 0 | 0 | 0 | 0 | 0 | 0 | 0 | 0 | 0 | 0 | 0 | 0 | 0 | 0 | 0 | 0 | 0 | 0 | 0 | 0 | 0 | 0 | 0 | 0 | 0
F8_Commercial_Other Health_Existing_Miscellaneous_Natural Gas_Miscellaneous_Baseline Forecast | F8 | Commercial | Other Health | Existing | Miscellaneous | Natural Gas | Miscellaneous | Baseline Forecast | Avg. Replacement Winter Demand (kW) | 0 | 0 | 0 | 0 | 0 | 0 | 0 | 0 | 0 | 0 | 0 | 0 | 0 | 0 | 0 | 0 | 0 | 0 | 0 | 0 | 0 | 0 | 0 | 0 | 0 | 0 | 0 | 0 | 0 | 0 | 0 | 0 | 0
F1_Commercial_Other Health_New_Space Heating_Natural Gas_Furnace_Baseline Forecast | F1 | Commercial | Other Health | New | Space Heating | Natural Gas | Furnace | Baseline Forecast | Units | 0 | 1795.3126 | 10454.7721 | 15988.7733 | 23125.9815 | 32811.9557 | 41865.194 | 49889.1798 | 57105.7738 | 64073.6906 | 70950.7152 | 77759.4181 | 84558.7921 | 91377.6215 | 98238.3935 | 105111.805 | 111987.0951 | 118853.4784 | 125710.8138 | 132558.9583 | 139408.5673 | 146259.6504 | 153102.5599 | 159937.1845 | 166763.4117 | 173590.7857 | 180419.3132 | 187249.001 | 194079.8559 | 200911.8847 | 207745.0942 | 214579.4914 | 217657.7883
F2_Commercial_Other Health_New_Space Heating_Natural Gas_Furnace_Baseline Forecast | F2 | Commercial | Other Health | New | Space Heating | Natural Gas | Furnace | Baseline Forecast | Usage (MMtherm) | 0 | 0.00014304 | 0.00082854 | 0.0012604 | 0.0018132 | 0.0025588 | 0.0032472 | 0.0038485 | 0.0043688 | 0.0048646 | 0.005348 | 0.0058203 | 0.0062865 | 0.0067486 | 0.0072081 | 0.0076629 | 0.0081123 | 0.0085554 | 0.0089921 | 0.0094224 | 0.009846 | 0.010264 | 0.010674 | 0.011078 | 0.011474 | 0.011865 | 0.01225 | 0.012631 | 0.013006 | 0.013375 | 0.01374 | 0.014099 | 0.014298
F3_Commercial_Other Health_New_Space Heating_Natural Gas_Furnace_Baseline Forecast | F3 | Commercial | Other Health | New | Space Heating | Natural Gas | Furnace | Baseline Forecast | Summer Peak Demand (MW) | 0 | 0 | 0 | 0 | 0 | 0 | 0 | 0 | 0 | 0 | 0 | 0 | 0 | 0 | 0 | 0 | 0 | 0 | 0 | 0 | 0 | 0 | 0 | 0 | 0 | 0 | 0 | 0 | 0 | 0 | 0 | 0 | 0
F4_Commercial_Other Health_New_Space Heating_Natural Gas_Furnace_Baseline Forecast | F4 | Commercial | Other Health | New | Space Heating | Natural Gas | Furnace | Baseline Forecast | Winter Peak Demand (MW) | 0 | 0 | 0 | 0 | 0 | 0 | 0 | 0 | 0 | 0 | 0 | 0 | 0 | 0 | 0 | 0 | 0 | 0 | 0 | 0 | 0 | 0 | 0 | 0 | 0 | 0 | 0 | 0 | 0 | 0 | 0 | 0 | 0
F5_Commercial_Other Health_New_Space Heating_Natural Gas_Furnace_Baseline Forecast | F5 | Commercial | Other Health | New | Space Heating | Natural Gas | Furnace | Baseline Forecast | Turnover | 0 | 1795.3126 | 8659.4595 | 5534.0011 | 7137.2083 | 9685.9742 | 9053.2382 | 8023.9858 | 7216.594 | 6967.9168 | 6877.0246 | 6808.7028 | 6799.3741 | 6818.8293 | 6860.772 | 6873.4116 | 6875.2901 | 6866.3834 | 6857.3354 | 6986.2455 | 7643.199 | 8009.3203 | 8461.0675 | 9073.3838 | 9589.1771 | 9995.019 | 10307.6301 | 10577.1607 | 10819.0625 | 11037.1976 | 11237.9326 | 11424.8207 | 8428.7868
F6_Commercial_Other Health_New_Space Heating_Natural Gas_Furnace_Baseline Forecast | F6 | Commercial | Other Health | New | Space Heating | Natural Gas | Furnace | Baseline Forecast | Avg. Replacement Usage (kWh) | 0.079672 | 0.079672 | 0.07925 | 0.078828 | 0.078406 | 0.077985 | 0.077563 | 0.077141 | 0.075006 | 0.074609 | 0.074196 | 0.073733 | 0.073352 | 0.07294 | 0.072541 | 0.072129 | 0.071731 | 0.071319 | 0.070906 | 0.070494 | 0.070081 | 0.06967 | 0.069257 | 0.068845 | 0.068433 | 0.068022 | 0.067609 | 0.067197 | 0.066785 | 0.066374 | 0.065961 | 0.065549 | 0.065549
F7_Commercial_Other Health_New_Space Heating_Natural Gas_Furnace_Baseline Forecast | F7 | Commercial | Other Health | New | Space Heating | Natural Gas | Furnace | Baseline Forecast | Avg. Replacement Summer Demand (kW) | 0 | 0 | 0 | 0 | 0 | 0 | 0 | 0 | 0 | 0 | 0 | 0 | 0 | 0 | 0 | 0 | 0 | 0 | 0 | 0 | 0 | 0 | 0 | 0 | 0 | 0 | 0 | 0 | 0 | 0 | 0 | 0 | 0
F8_Commercial_Other Health_New_Space Heating_Natural Gas_Furnace_Baseline Forecast | F8 | Commercial | Other Health | New | Space Heating | Natural Gas | Furnace | Baseline Forecast | Avg. Replacement Winter Demand (kW) | 0 | 0 | 0 | 0 | 0 | 0 | 0 | 0 | 0 | 0 | 0 | 0 | 0 | 0 | 0 | 0 | 0 | 0 | 0 | 0 | 0 | 0 | 0 | 0 | 0 | 0 | 0 | 0 | 0 | 0 | 0 | 0 | 0
F1_Commercial_Other Health_New_Space Heating_Natural Gas_Boiler_Baseline Forecast | F1 | Commercial | Other Health | New | Space Heating | Natural Gas | Boiler | Baseline Forecast | Units | 0 | 10118.3225 | 58922.7494 | 90112.1964 | 130337.2657 | 184927.0954 | 235950.8461 | 281173.7642 | 321846.249 | 361117.1972 | 399875.8801 | 438249.5036 | 476570.5507 | 515001.2469 | 553668.3305 | 592406.6504 | 631155.5573 | 669854.2664 | 708501.9813 | 747097.8969 | 785702.0658 | 824314.5435 | 862880.9549 | 901400.6725 | 939873.0626 | 978351.9162 | 1016837.2712 | 1055329.1654 | 1093827.6372 | 1132332.7249 | 1170844.4674 | 1209362.9035 | 1226712.083
F2_Commercial_Other Health_New_Space Heating_Natural Gas_Boiler_Baseline Forecast | F2 | Commercial | Other Health | New | Space Heating | Natural Gas | Boiler | Baseline Forecast | Usage (MMtherm) | 0 | 0.0022665 | 0.013129 | 0.019971 | 0.028731 | 0.040158 | 0.050706 | 0.059921 | 0.068081 | 0.075858 | 0.083439 | 0.090852 | 0.098166 | 0.10541 | 0.11262 | 0.11976 | 0.1268 | 0.13375 | 0.1406 | 0.14735 | 0.15401 | 0.16059 | 0.16707 | 0.17341 | 0.17965 | 0.18578 | 0.19183 | 0.19781 | 0.20369 | 0.2095 | 0.21523 | 0.22087 | 0.224
F3_Commercial_Other Health_New_Space Heating_Natural Gas_Boiler_Baseline Forecast | F3 | Commercial | Other Health | New | Space Heating | Natural Gas | Boiler | Baseline Forecast | Summer Peak Demand (MW) | 0 | 0 | 0 | 0 | 0 | 0 | 0 | 0 | 0 | 0 | 0 | 0 | 0 | 0 | 0 | 0 | 0 | 0 | 0 | 0 | 0 | 0 | 0 | 0 | 0 | 0 | 0 | 0 | 0 | 0 | 0 | 0 | 0
F4_Commercial_Other Health_New_Space Heating_Natural Gas_Boiler_Baseline Forecast | F4 | Commercial | Other Health | New | Space Heating | Natural Gas | Boiler | Baseline Forecast | Winter Peak Demand (MW) | 0 | 0 | 0 | 0 | 0 | 0 | 0 | 0 | 0 | 0 | 0 | 0 | 0 | 0 | 0 | 0 | 0 | 0 | 0 | 0 | 0 | 0 | 0 | 0 | 0 | 0 | 0 | 0 | 0 | 0 | 0 | 0 | 0
F5_Commercial_Other Health_New_Space Heating_Natural Gas_Boiler_Baseline Forecast | F5 | Commercial | Other Health | New | Space Heating | Natural Gas | Boiler | Baseline Forecast | Turnover | 0 | 10118.3225 | 48804.4269 | 31189.447 | 40225.0693 | 54589.8297 | 51023.7507 | 45222.9181 | 40672.4848 | 39270.9483 | 38758.6829 | 38373.6235 | 38321.0471 | 38430.6962 | 38667.0836 | 38738.3199 | 38748.907 | 38698.7091 | 38647.7149 | 38595.9156 | 38604.1689 | 38612.4777 | 39486.2589 | 43792.7087 | 46101.4226 | 49071.1622 | 53077.4382 | 56395.9472 | 58886.058 | 60736.7557 | 62292.4358 | 63660.7648 | 43694.3533
F6_Commercial_Other Health_New_Space Heating_Natural Gas_Boiler_Baseline Forecast | F6 | Commercial | Other Health | New | Space Heating | Natural Gas | Boiler | Baseline Forecast | Avg. Replacement Usage (kWh) | 0.224 | 0.224 | 0.22281 | 0.22162 | 0.22044 | 0.21214 | 0.21099 | 0.20985 | 0.2087 | 0.20755 | 0.20641 | 0.20526 | 0.20411 | 0.20297 | 0.20182 | 0.20067 | 0.19952 | 0.19838 | 0.19723 | 0.19608 | 0.19494 | 0.19379 | 0.19265 | 0.1915 | 0.19035 | 0.18921 | 0.18806 | 0.18691 | 0.18577 | 0.18462 | 0.18348 | 0.18233 | 0.18233
F7_Commercial_Other Health_New_Space Heating_Natural Gas_Boiler_Baseline Forecast | F7 | Commercial | Other Health | New | Space Heating | Natural Gas | Boiler | Baseline Forecast | Avg. Replacement Summer Demand (kW) | 0 | 0 | 0 | 0 | 0 | 0 | 0 | 0 | 0 | 0 | 0 | 0 | 0 | 0 | 0 | 0 | 0 | 0 | 0 | 0 | 0 | 0 | 0 | 0 | 0 | 0 | 0 | 0 | 0 | 0 | 0 | 0 | 0
F8_Commercial_Other Health_New_Space Heating_Natural Gas_Boiler_Baseline Forecast | F8 | Commercial | Other Health | New | Space Heating | Natural Gas | Boiler | Baseline Forecast | Avg. Replacement Winter Demand (kW) | 0 | 0 | 0 | 0 | 0 | 0 | 0 | 0 | 0 | 0 | 0 | 0 | 0 | 0 | 0 | 0 | 0 | 0 | 0 | 0 | 0 | 0 | 0 | 0 | 0 | 0 | 0 | 0 | 0 | 0 | 0 | 0 | 0
F1_Commercial_Other Health_New_Space Heating_Natural Gas_Unit Heater_Baseline Forecast | F1 | Commercial | Other Health | New | Space Heating | Natural Gas | Unit Heater | Baseline Forecast | Units | 0 | 0 | 0 | 0 | 0 | 0 | 0 | 0 | 0 | 0 | 0 | 0 | 0 | 0 | 0 | 0 | 0 | 0 | 0 | 0 | 0 | 0 | 0 | 0 | 0 | 0 | 0 | 0 | 0 | 0 | 0 | 0 | 0
F2_Commercial_Other Health_New_Space Heating_Natural Gas_Unit Heater_Baseline Forecast | F2 | Commercial | Other Health | New | Space Heating | Natural Gas | Unit Heater | Baseline Forecast | Usage (MMtherm) | 0 | 0 | 0 | 0 | 0 | 0 | 0 | 0 | 0 | 0 | 0 | 0 | 0 | 0 | 0 | 0 | 0 | 0 | 0 | 0 | 0 | 0 | 0 | 0 | 0 | 0 | 0 | 0 | 0 | 0 | 0 | 0 | 0
F3_Commercial_Other Health_New_Space Heating_Natural Gas_Unit Heater_Baseline Forecast | F3 | Commercial | Other Health | New | Space Heating | Natural Gas | Unit Heater | Baseline Forecast | Summer Peak Demand (MW) | 0 | 0 | 0 | 0 | 0 | 0 | 0 | 0 | 0 | 0 | 0 | 0 | 0 | 0 | 0 | 0 | 0 | 0 | 0 | 0 | 0 | 0 | 0 | 0 | 0 | 0 | 0 | 0 | 0 | 0 | 0 | 0 | 0
F4_Commercial_Other Health_New_Space Heating_Natural Gas_Unit Heater_Baseline Forecast | F4 | Commercial | Other Health | New | Space Heating | Natural Gas | Unit Heater | Baseline Forecast | Winter Peak Demand (MW) | 0 | 0 | 0 | 0 | 0 | 0 | 0 | 0 | 0 | 0 | 0 | 0 | 0 | 0 | 0 | 0 | 0 | 0 | 0 | 0 | 0 | 0 | 0 | 0 | 0 | 0 | 0 | 0 | 0 | 0 | 0 | 0 | 0
F5_Commercial_Other Health_New_Space Heating_Natural Gas_Unit Heater_Baseline Forecast | F5 | Commercial | Other Health | New | Space Heating | Natural Gas | Unit Heater | Baseline Forecast | Turnover | 0 | 0 | 0 | 0 | 0 | 0 | 0 | 0 | 0 | 0 | 0 | 0 | 0 | 0 | 0 | 0 | 0 | 0 | 0 | 0 | 0 | 0 | 0 | 0 | 0 | 0 | 0 | 0 | 0 | 0 | 0 | 0 | 0
F6_Commercial_Other Health_New_Space Heating_Natural Gas_Unit Heater_Baseline Forecast | F6 | Commercial | Other Health | New | Space Heating | Natural Gas | Unit Heater | Baseline Forecast | Avg. Replacement Usage (kWh) | 0.045525 | 0.045525 | 0.045284 | 0.045043 | 0.044802 | 0.044561 | 0.04432 | 0.044079 | 0.043838 | 0.043597 | 0.043356 | 0.043115 | 0.042874 | 0.042634 | 0.042392 | 0.042152 | 0.041911 | 0.04167 | 0.041429 | 0.041188 | 0.040947 | 0.040707 | 0.040466 | 0.040225 | 0.039984 | 0.039744 | 0.039503 | 0.039262 | 0.039021 | 0.038781 | 0.03854 | 0.038299 | 0.038299
F7_Commercial_Other Health_New_Space Heating_Natural Gas_Unit Heater_Baseline Forecast | F7 | Commercial | Other Health | New | Space Heating | Natural Gas | Unit Heater | Baseline Forecast | Avg. Replacement Summer Demand (kW) | 0 | 0 | 0 | 0 | 0 | 0 | 0 | 0 | 0 | 0 | 0 | 0 | 0 | 0 | 0 | 0 | 0 | 0 | 0 | 0 | 0 | 0 | 0 | 0 | 0 | 0 | 0 | 0 | 0 | 0 | 0 | 0 | 0
F8_Commercial_Other Health_New_Space Heating_Natural Gas_Unit Heater_Baseline Forecast | F8 | Commercial | Other Health | New | Space Heating | Natural Gas | Unit Heater | Baseline Forecast | Avg. Replacement Winter Demand (kW) | 0 | 0 | 0 | 0 | 0 | 0 | 0 | 0 | 0 | 0 | 0 | 0 | 0 | 0 | 0 | 0 | 0 | 0 | 0 | 0 | 0 | 0 | 0 | 0 | 0 | 0 | 0 | 0 | 0 | 0 | 0 | 0 | 0
F1_Commercial_Other Health_New_Water Heating_Natural Gas_Water Heater_Baseline Forecast | F1 | Commercial | Other Health | New | Water Heating | Natural Gas | Water Heater | Baseline Forecast | Units | 0 | 13037.8568 | 75924.2822 | 116113.1125 | 167944.6978 | 238285.8424 | 304031.9538 | 362303.4641 | 414711.5618 | 465313.7246 | 515255.8133 | 564701.7378 | 614079.9156 | 663599.3805 | 713423.4399 | 763339.2901 | 813268.7821 | 863133.5922 | 912932.6943 | 962665.0509 | 1012408.0423 | 1062161.7398 | 1111856.0792 | 1161490.2517 | 1211063.4409 | 1260644.9586 | 1310234.8534 | 1359833.1744 | 1409439.9709 | 1459055.2923 | 1508679.1886 | 1558311.7097 | 1580666.8106
F2_Commercial_Other Health_New_Water Heating_Natural Gas_Water Heater_Baseline Forecast | F2 | Commercial | Other Health | New | Water Heating | Natural Gas | Water Heater | Baseline Forecast | Usage (MMtherm) | 0 | 0.0040957 | 0.023851 | 0.036476 | 0.052758 | 0.074856 | 0.095509 | 0.11381 | 0.13028 | 0.14617 | 0.16186 | 0.1774 | 0.19291 | 0.20846 | 0.22412 | 0.2398 | 0.25548 | 0.27115 | 0.28679 | 0.30241 | 0.31804 | 0.33367 | 0.34928 | 0.36487 | 0.38045 | 0.39602 | 0.4116 | 0.42718 | 0.44276 | 0.45835 | 0.47394 | 0.48953 | 0.49655
F3_Commercial_Other Health_New_Water Heating_Natural Gas_Water Heater_Baseline Forecast | F3 | Commercial | Other Health | New | Water Heating | Natural Gas | Water Heater | Baseline Forecast | Summer Peak Demand (MW) | 0 | 0 | 0 | 0 | 0 | 0 | 0 | 0 | 0 | 0 | 0 | 0 | 0 | 0 | 0 | 0 | 0 | 0 | 0 | 0 | 0 | 0 | 0 | 0 | 0 | 0 | 0 | 0 | 0 | 0 | 0 | 0 | 0
F4_Commercial_Other Health_New_Water Heating_Natural Gas_Water Heater_Baseline Forecast | F4 | Commercial | Other Health | New | Water Heating | Natural Gas | Water Heater | Baseline Forecast | Winter Peak Demand (MW) | 0 | 0 | 0 | 0 | 0 | 0 | 0 | 0 | 0 | 0 | 0 | 0 | 0 | 0 | 0 | 0 | 0 | 0 | 0 | 0 | 0 | 0 | 0 | 0 | 0 | 0 | 0 | 0 | 0 | 0 | 0 | 0 | 0
F5_Commercial_Other Health_New_Water Heating_Natural Gas_Water Heater_Baseline Forecast | F5 | Commercial | Other Health | New | Water Heating | Natural Gas | Water Heater | Baseline Forecast | Turnover | 0 | 13037.8568 | 62886.4254 | 40188.8303 | 51831.5854 | 70341.1446 | 65746.1114 | 58271.5103 | 52408.0978 | 50602.1628 | 52549.6601 | 64109.2667 | 69146.6175 | 75700.5338 | 84837.1435 | 94493.3356 | 110313.2856 | 102703.4261 | 105242.5059 | 109449.1816 | 109133.7443 | 109136.2015 | 110803.3909 | 115015.4274 | 121287.385 | 132045.8129 | 137422.5276 | 142630.9982 | 148317.8819 | 152942.2515 | 158259.7856 | 156707.0318 | 131683.3994
F6_Commercial_Other Health_New_Water Heating_Natural Gas_Water Heater_Baseline Forecast | F6 | Commercial | Other Health | New | Water Heating | Natural Gas | Water Heater | Baseline Forecast | Avg. Replacement Usage (kWh) | 0.31414 | 0.31414 | 0.31414 | 0.31414 | 0.31414 | 0.31414 | 0.31414 | 0.31414 | 0.31414 | 0.31414 | 0.31414 | 0.31414 | 0.31414 | 0.31414 | 0.31414 | 0.31414 | 0.31414 | 0.31414 | 0.31414 | 0.31414 | 0.31414 | 0.31414 | 0.31414 | 0.31414 | 0.31414 | 0.31414 | 0.31414 | 0.31414 | 0.31414 | 0.31414 | 0.31414 | 0.31414 | 0.31414
F7_Commercial_Other Health_New_Water Heating_Natural Gas_Water Heater_Baseline Forecast | F7 | Commercial | Other Health | New | Water Heating | Natural Gas | Water Heater | Baseline Forecast | Avg. Replacement Summer Demand (kW) | 0 | 0 | 0 | 0 | 0 | 0 | 0 | 0 | 0 | 0 | 0 | 0 | 0 | 0 | 0 | 0 | 0 | 0 | 0 | 0 | 0 | 0 | 0 | 0 | 0 | 0 | 0 | 0 | 0 | 0 | 0 | 0 | 0
F8_Commercial_Other Health_New_Water Heating_Natural Gas_Water Heater_Baseline Forecast | F8 | Commercial | Other Health | New | Water Heating | Natural Gas | Water Heater | Baseline Forecast | Avg. Replacement Winter Demand (kW) | 0 | 0 | 0 | 0 | 0 | 0 | 0 | 0 | 0 | 0 | 0 | 0 | 0 | 0 | 0 | 0 | 0 | 0 | 0 | 0 | 0 | 0 | 0 | 0 | 0 | 0 | 0 | 0 | 0 | 0 | 0 | 0 | 0
F1_Commercial_Other Health_New_Food Preparation_Natural Gas_Oven_Baseline Forecast | F1 | Commercial | Other Health | New | Food Preparation | Natural Gas | Oven | Baseline Forecast | Units | 0 | 264.369 | 1539.5189 | 2354.429 | 3405.4195 | 4831.729 | 6164.8648 | 7346.4379 | 8409.1185 | 9435.18 | 10447.8572 | 11450.4736 | 12451.7164 | 13455.824 | 14466.1079 | 15478.2531 | 16490.6749 | 17501.7851 | 18511.5629 | 19519.9874 | 20528.6274 | 21537.4846 | 22545.1382 | 23551.5718 | 24556.7688 | 25562.1347 | 26567.6704 | 27573.377 | 28579.2555 | 29585.3068 | 30591.532 | 31597.9321 | 32051.2271
F2_Commercial_Other Health_New_Food Preparation_Natural Gas_Oven_Baseline Forecast | F2 | Commercial | Other Health | New | Food Preparation | Natural Gas | Oven | Baseline Forecast | Usage (MMtherm) | 0 | 2.32e-05 | 0.0001351 | 0.00020661 | 0.00029884 | 0.00042401 | 0.000541 | 0.00064469 | 0.00073794 | 0.00082799 | 0.00091685 | 0.0010048 | 0.0010927 | 0.0011808 | 0.0012695 | 0.0013583 | 0.0014471 | 0.0015359 | 0.0016245 | 0.001713 | 0.0018015 | 0.00189 | 0.0019785 | 0.0020668 | 0.002155 | 0.0022432 | 0.0023315 | 0.0024197 | 0.002508 | 0.0025963 | 0.0026846 | 0.0027729 | 0.0028127
F3_Commercial_Other Health_New_Food Preparation_Natural Gas_Oven_Baseline Forecast | F3 | Commercial | Other Health | New | Food Preparation | Natural Gas | Oven | Baseline Forecast | Summer Peak Demand (MW) | 0 | 0 | 0 | 0 | 0 | 0 | 0 | 0 | 0 | 0 | 0 | 0 | 0 | 0 | 0 | 0 | 0 | 0 | 0 | 0 | 0 | 0 | 0 | 0 | 0 | 0 | 0 | 0 | 0 | 0 | 0 | 0 | 0
F4_Commercial_Other Health_New_Food Preparation_Natural Gas_Oven_Baseline Forecast | F4 | Commercial | Other Health | New | Food Preparation | Natural Gas | Oven | Baseline Forecast | Winter Peak Demand (MW) | 0 | 0 | 0 | 0 | 0 | 0 | 0 | 0 | 0 | 0 | 0 | 0 | 0 | 0 | 0 | 0 | 0 | 0 | 0 | 0 | 0 | 0 | 0 | 0 | 0 | 0 | 0 | 0 | 0 | 0 | 0 | 0 | 0
F5_Commercial_Other Health_New_Food Preparation_Natural Gas_Oven_Baseline Forecast | F5 | Commercial | Other Health | New | Food Preparation | Natural Gas | Oven | Baseline Forecast | Turnover | 0 | 264.369 | 1275.1499 | 814.9101 | 1050.9906 | 1426.3094 | 1333.1358 | 1181.5731 | 1062.6805 | 1026.0615 | 1012.6772 | 1002.6165 | 1054.1166 | 1301.4367 | 1411.1291 | 1543.0195 | 1722.3831 | 1915.0092 | 2234.1818 | 2079.8346 | 2132.8676 | 2209.1622 | 2143.996 | 2086.5996 | 2098.4502 | 2152.5948 | 2228.4141 | 2325.8486 | 2458.4943 | 2679.8138 | 2789.9574 | 2894.5336 | 2452.6534
F6_Commercial_Other Health_New_Food Preparation_Natural Gas_Oven_Baseline Forecast | F6 | Commercial | Other Health | New | Food Preparation | Natural Gas | Oven | Baseline Forecast | Avg. Replacement Usage (kWh) | 0.087755 | 0.087755 | 0.087755 | 0.087755 | 0.087755 | 0.087755 | 0.087755 | 0.087755 | 0.087755 | 0.087755 | 0.087755 | 0.087755 | 0.087755 | 0.087755 | 0.087755 | 0.087755 | 0.087755 | 0.087755 | 0.087755 | 0.087755 | 0.087755 | 0.087755 | 0.087755 | 0.087755 | 0.087755 | 0.087755 | 0.087755 | 0.087755 | 0.087755 | 0.087755 | 0.087755 | 0.087755 | 0.087755
F7_Commercial_Other Health_New_Food Preparation_Natural Gas_Oven_Baseline Forecast | F7 | Commercial | Other Health | New | Food Preparation | Natural Gas | Oven | Baseline Forecast | Avg. Replacement Summer Demand (kW) | 0 | 0 | 0 | 0 | 0 | 0 | 0 | 0 | 0 | 0 | 0 | 0 | 0 | 0 | 0 | 0 | 0 | 0 | 0 | 0 | 0 | 0 | 0 | 0 | 0 | 0 | 0 | 0 | 0 | 0 | 0 | 0 | 0
F8_Commercial_Other Health_New_Food Preparation_Natural Gas_Oven_Baseline Forecast | F8 | Commercial | Other Health | New | Food Preparation | Natural Gas | Oven | Baseline Forecast | Avg. Replacement Winter Demand (kW) | 0 | 0 | 0 | 0 | 0 | 0 | 0 | 0 | 0 | 0 | 0 | 0 | 0 | 0 | 0 | 0 | 0 | 0 | 0 | 0 | 0 | 0 | 0 | 0 | 0 | 0 | 0 | 0 | 0 | 0 | 0 | 0 | 0
F1_Commercial_Other Health_New_Food Preparation_Natural Gas_Conveyor Oven_Baseline Forecast | F1 | Commercial | Other Health | New | Food Preparation | Natural Gas | Conveyor Oven | Baseline Forecast | Units | 0 | 132.1845 | 769.7594 | 1177.2145 | 1702.7098 | 2415.8645 | 3082.4324 | 3673.219 | 4204.5592 | 4717.59 | 5223.9286 | 5725.2368 | 6225.8582 | 6727.912 | 7233.054 | 7739.1265 | 8245.3374 | 8750.8925 | 9255.7815 | 9759.9937 | 10264.3137 | 10768.7423 | 11272.5691 | 11775.7859 | 12278.3844 | 12781.0673 | 13283.8352 | 13786.6885 | 14289.6277 | 14792.6534 | 15295.766 | 15798.966 | 16025.6135
F2_Commercial_Other Health_New_Food Preparation_Natural Gas_Conveyor Oven_Baseline Forecast | F2 | Commercial | Other Health | New | Food Preparation | Natural Gas | Conveyor Oven | Baseline Forecast | Usage (MMtherm) | 0 | 1.9848e-05 | 0.00011558 | 0.00017677 | 0.00025567 | 0.00036275 | 0.00046284 | 0.00055155 | 0.00063134 | 0.00070837 | 0.0007844 | 0.00085967 | 0.00093485 | 0.0010102 | 0.0010861 | 0.0011621 | 0.0012381 | 0.001314 | 0.0013898 | 0.0014655 | 0.0015412 | 0.001617 | 0.0016926 | 0.0017682 | 0.0018437 | 0.0019191 | 0.0019946 | 0.0020701 | 0.0021457 | 0.0022212 | 0.0022967 | 0.0023723 | 0.0024063
F3_Commercial_Other Health_New_Food Preparation_Natural Gas_Conveyor Oven_Baseline Forecast | F3 | Commercial | Other Health | New | Food Preparation | Natural Gas | Conveyor Oven | Baseline Forecast | Summer Peak Demand (MW) | 0 | 0 | 0 | 0 | 0 | 0 | 0 | 0 | 0 | 0 | 0 | 0 | 0 | 0 | 0 | 0 | 0 | 0 | 0 | 0 | 0 | 0 | 0 | 0 | 0 | 0 | 0 | 0 | 0 | 0 | 0 | 0 | 0
F4_Commercial_Other Health_New_Food Preparation_Natural Gas_Conveyor Oven_Baseline Forecast | F4 | Commercial | Other Health | New | Food Preparation | Natural Gas | Conveyor Oven | Baseline Forecast | Winter Peak Demand (MW) | 0 | 0 | 0 | 0 | 0 | 0 | 0 | 0 | 0 | 0 | 0 | 0 | 0 | 0 | 0 | 0 | 0 | 0 | 0 | 0 | 0 | 0 | 0 | 0 | 0 | 0 | 0 | 0 | 0 | 0 | 0 | 0 | 0
F5_Commercial_Other Health_New_Food Preparation_Natural Gas_Conveyor Oven_Baseline Forecast | F5 | Commercial | Other Health | New | Food Preparation | Natural Gas | Conveyor Oven | Baseline Forecast | Turnover | 0 | 132.1845 | 637.5749 | 407.455 | 525.4953 | 713.1547 | 666.5679 | 590.7866 | 531.3403 | 513.0308 | 506.3386 | 501.3082 | 500.6214 | 502.0538 | 505.142 | 506.0726 | 506.2109 | 531.992 | 653.5534 | 704.6348 | 769.7572 | 859.4093 | 955.7763 | 1115.4188 | 1038.3036 | 1064.7967 | 1102.9204 | 1071.0245 | 1037.7348 | 1015.6894 | 1009.4723 | 1007.748 | 730.2094
F6_Commercial_Other Health_New_Food Preparation_Natural Gas_Conveyor Oven_Baseline Forecast | F6 | Commercial | Other Health | New | Food Preparation | Natural Gas | Conveyor Oven | Baseline Forecast | Avg. Replacement Usage (kWh) | 0.15016 | 0.15016 | 0.15016 | 0.15016 | 0.15016 | 0.15016 | 0.15016 | 0.15016 | 0.15016 | 0.15016 | 0.15016 | 0.15016 | 0.15016 | 0.15016 | 0.15016 | 0.15016 | 0.15016 | 0.15016 | 0.15016 | 0.15016 | 0.15016 | 0.15016 | 0.15016 | 0.15016 | 0.15016 | 0.15016 | 0.15016 | 0.15016 | 0.15016 | 0.15016 | 0.15016 | 0.15016 | 0.15016
F7_Commercial_Other Health_New_Food Preparation_Natural Gas_Conveyor Oven_Baseline Forecast | F7 | Commercial | Other Health | New | Food Preparation | Natural Gas | Conveyor Oven | Baseline Forecast | Avg. Replacement Summer Demand (kW) | 0 | 0 | 0 | 0 | 0 | 0 | 0 | 0 | 0 | 0 | 0 | 0 | 0 | 0 | 0 | 0 | 0 | 0 | 0 | 0 | 0 | 0 | 0 | 0 | 0 | 0 | 0 | 0 | 0 | 0 | 0 | 0 | 0
F8_Commercial_Other Health_New_Food Preparation_Natural Gas_Conveyor Oven_Baseline Forecast | F8 | Commercial | Other Health | New | Food Preparation | Natural Gas | Conveyor Oven | Baseline Forecast | Avg. Replacement Winter Demand (kW) | 0 | 0 | 0 | 0 | 0 | 0 | 0 | 0 | 0 | 0 | 0 | 0 | 0 | 0 | 0 | 0 | 0 | 0 | 0 | 0 | 0 | 0 | 0 | 0 | 0 | 0 | 0 | 0 | 0 | 0 | 0 | 0 | 0
F1_Commercial_Other Health_New_Food Preparation_Natural Gas_Double Rack Oven_Baseline Forecast | F1 | Commercial | Other Health | New | Food Preparation | Natural Gas | Double Rack Oven | Baseline Forecast | Units | 0 | 132.1845 | 769.7594 | 1177.2145 | 1702.7098 | 2415.8645 | 3082.4324 | 3673.219 | 4204.5592 | 4717.59 | 5223.9286 | 5725.2368 | 6225.8582 | 6727.912 | 7233.054 | 7739.1265 | 8245.3374 | 8750.8925 | 9255.7815 | 9759.9937 | 10264.3137 | 10768.7423 | 11272.5691 | 11775.7859 | 12278.3844 | 12781.0673 | 13283.8352 | 13786.6885 | 14289.6277 | 14792.6534 | 15295.766 | 15798.966 | 16025.6135
F2_Commercial_Other Health_New_Food Preparation_Natural Gas_Double Rack Oven_Baseline Forecast | F2 | Commercial | Other Health | New | Food Preparation | Natural Gas | Double Rack Oven | Baseline Forecast | Usage (MMtherm) | 0 | 3.0153e-05 | 0.00017559 | 0.00026854 | 0.00038841 | 0.00055109 | 0.00070314 | 0.00083791 | 0.00095912 | 0.0010761 | 0.0011916 | 0.001306 | 0.0014202 | 0.0015347 | 0.00165 | 0.0017654 | 0.0018809 | 0.0019962 | 0.0021114 | 0.0022264 | 0.0023414 | 0.0024565 | 0.0025714 | 0.0026862 | 0.0028009 | 0.0029155 | 0.0030302 | 0.0031449 | 0.0032597 | 0.0033744 | 0.0034892 | 0.003604 | 0.0036557
F3_Commercial_Other Health_New_Food Preparation_Natural Gas_Double Rack Oven_Baseline Forecast | F3 | Commercial | Other Health | New | Food Preparation | Natural Gas | Double Rack Oven | Baseline Forecast | Summer Peak Demand (MW) | 0 | 0 | 0 | 0 | 0 | 0 | 0 | 0 | 0 | 0 | 0 | 0 | 0 | 0 | 0 | 0 | 0 | 0 | 0 | 0 | 0 | 0 | 0 | 0 | 0 | 0 | 0 | 0 | 0 | 0 | 0 | 0 | 0
F4_Commercial_Other Health_New_Food Preparation_Natural Gas_Double Rack Oven_Baseline Forecast | F4 | Commercial | Other Health | New | Food Preparation | Natural Gas | Double Rack Oven | Baseline Forecast | Winter Peak Demand (MW) | 0 | 0 | 0 | 0 | 0 | 0 | 0 | 0 | 0 | 0 | 0 | 0 | 0 | 0 | 0 | 0 | 0 | 0 | 0 | 0 | 0 | 0 | 0 | 0 | 0 | 0 | 0 | 0 | 0 | 0 | 0 | 0 | 0
F5_Commercial_Other Health_New_Food Preparation_Natural Gas_Double Rack Oven_Baseline Forecast | F5 | Commercial | Other Health | New | Food Preparation | Natural Gas | Double Rack Oven | Baseline Forecast | Turnover | 0 | 132.1845 | 637.5749 | 407.455 | 525.4953 | 713.1547 | 666.5679 | 590.7866 | 531.3403 | 513.0308 | 506.3386 | 501.3082 | 527.0583 | 650.7183 | 705.5646 | 771.5097 | 861.1915 | 957.5046 | 1117.0909 | 1039.9173 | 1066.4338 | 1104.5811 | 1071.998 | 1043.2998 | 1049.2251 | 1076.2974 | 1114.2071 | 1162.9243 | 1229.2472 | 1339.9069 | 1394.9787 | 1447.2668 | 1226.3267
F6_Commercial_Other Health_New_Food Preparation_Natural Gas_Double Rack Oven_Baseline Forecast | F6 | Commercial | Other Health | New | Food Preparation | Natural Gas | Double Rack Oven | Baseline Forecast | Avg. Replacement Usage (kWh) | 0.22811 | 0.22811 | 0.22811 | 0.22811 | 0.22811 | 0.22811 | 0.22811 | 0.22811 | 0.22811 | 0.22811 | 0.22811 | 0.22811 | 0.22811 | 0.22811 | 0.22811 | 0.22811 | 0.22811 | 0.22811 | 0.22811 | 0.22811 | 0.22811 | 0.22811 | 0.22811 | 0.22811 | 0.22811 | 0.22811 | 0.22811 | 0.22811 | 0.22811 | 0.22811 | 0.22811 | 0.22811 | 0.22811
F7_Commercial_Other Health_New_Food Preparation_Natural Gas_Double Rack Oven_Baseline Forecast | F7 | Commercial | Other Health | New | Food Preparation | Natural Gas | Double Rack Oven | Baseline Forecast | Avg. Replacement Summer Demand (kW) | 0 | 0 | 0 | 0 | 0 | 0 | 0 | 0 | 0 | 0 | 0 | 0 | 0 | 0 | 0 | 0 | 0 | 0 | 0 | 0 | 0 | 0 | 0 | 0 | 0 | 0 | 0 | 0 | 0 | 0 | 0 | 0 | 0
F8_Commercial_Other Health_New_Food Preparation_Natural Gas_Double Rack Oven_Baseline Forecast | F8 | Commercial | Other Health | New | Food Preparation | Natural Gas | Double Rack Oven | Baseline Forecast | Avg. Replacement Winter Demand (kW) | 0 | 0 | 0 | 0 | 0 | 0 | 0 | 0 | 0 | 0 | 0 | 0 | 0 | 0 | 0 | 0 | 0 | 0 | 0 | 0 | 0 | 0 | 0 | 0 | 0 | 0 | 0 | 0 | 0 | 0 | 0 | 0 | 0
F1_Commercial_Other Health_New_Food Preparation_Natural Gas_Fryer_Baseline Forecast | F1 | Commercial | Other Health | New | Food Preparation | Natural Gas | Fryer | Baseline Forecast | Units | 0 | 3060.2715 | 17821.0974 | 27254.299 | 39420.3111 | 55930.9234 | 71362.9805 | 85040.5845 | 97341.9166 | 109219.3562 | 120941.8619 | 132547.9069 | 144138.0503 | 155761.3569 | 167456.1585 | 179172.5054 | 190892.0543 | 202596.421 | 214285.3646 | 225958.6415 | 237634.4147 | 249312.7008 | 260977.0543 | 272627.2852 | 284263.2021 | 295901.0738 | 307540.9119 | 319182.7277 | 330826.5329 | 342472.3391 | 354120.158 | 365770.0014 | 371017.2348
F2_Commercial_Other Health_New_Food Preparation_Natural Gas_Fryer_Baseline Forecast | F2 | Commercial | Other Health | New | Food Preparation | Natural Gas | Fryer | Baseline Forecast | Usage (MMtherm) | 0 | 0.00043441 | 0.0025297 | 0.0034423 | 0.0046192 | 0.0062164 | 0.0076747 | 0.0088051 | 0.0098505 | 0.010891 | 0.011911 | 0.012823 | 0.013944 | 0.015068 | 0.0162 | 0.017333 | 0.018467 | 0.019599 | 0.02073 | 0.021859 | 0.022989 | 0.024118 | 0.025247 | 0.026374 | 0.027499 | 0.028625 | 0.029751 | 0.030877 | 0.032004 | 0.03313 | 0.034257 | 0.035384 | 0.035892
F3_Commercial_Other Health_New_Food Preparation_Natural Gas_Fryer_Baseline Forecast | F3 | Commercial | Other Health | New | Food Preparation | Natural Gas | Fryer | Baseline Forecast | Summer Peak Demand (MW) | 0 | 0 | 0 | 0 | 0 | 0 | 0 | 0 | 0 | 0 | 0 | 0 | 0 | 0 | 0 | 0 | 0 | 0 | 0 | 0 | 0 | 0 | 0 | 0 | 0 | 0 | 0 | 0 | 0 | 0 | 0 | 0 | 0
F4_Commercial_Other Health_New_Food Preparation_Natural Gas_Fryer_Baseline Forecast | F4 | Commercial | Other Health | New | Food Preparation | Natural Gas | Fryer | Baseline Forecast | Winter Peak Demand (MW) | 0 | 0 | 0 | 0 | 0 | 0 | 0 | 0 | 0 | 0 | 0 | 0 | 0 | 0 | 0 | 0 | 0 | 0 | 0 | 0 | 0 | 0 | 0 | 0 | 0 | 0 | 0 | 0 | 0 | 0 | 0 | 0 | 0
F5_Commercial_Other Health_New_Food Preparation_Natural Gas_Fryer_Baseline Forecast | F5 | Commercial | Other Health | New | Food Preparation | Natural Gas | Fryer | Baseline Forecast | Turnover | 0 | 3060.2715 | 14760.8259 | 9433.2016 | 12166.0121 | 16510.6123 | 16197.125 | 17941.6113 | 17857.6381 | 19086.172 | 21982.9249 | 26127.2371 | 25702.17 | 27320.2448 | 29270.0423 | 30319.1166 | 32617.4103 | 33783.378 | 35369.8001 | 37438.843 | 39563.1915 | 40647.3321 | 42220.9592 | 43872.8314 | 45411.5281 | 47405.7739 | 48904.2873 | 50521.858 | 52263.0382 | 53967.2309 | 55497.6025 | 57136.682 | 52384.8239
F6_Commercial_Other Health_New_Food Preparation_Natural Gas_Fryer_Baseline Forecast | F6 | Commercial | Other Health | New | Food Preparation | Natural Gas | Fryer | Baseline Forecast | Avg. Replacement Usage (kWh) | 0.14195 | 0.14195 | 0.14195 | 0.096739 | 0.096739 | 0.096739 | 0.096739 | 0.096739 | 0.096739 | 0.096739 | 0.096739 | 0.096739 | 0.096739 | 0.096739 | 0.096739 | 0.096739 | 0.096739 | 0.096739 | 0.096739 | 0.096739 | 0.096739 | 0.096739 | 0.096739 | 0.096739 | 0.096739 | 0.096739 | 0.096739 | 0.096739 | 0.096739 | 0.096739 | 0.096739 | 0.096739 | 0.096739
F7_Commercial_Other Health_New_Food Preparation_Natural Gas_Fryer_Baseline Forecast | F7 | Commercial | Other Health | New | Food Preparation | Natural Gas | Fryer | Baseline Forecast | Avg. Replacement Summer Demand (kW) | 0 | 0 | 0 | 0 | 0 | 0 | 0 | 0 | 0 | 0 | 0 | 0 | 0 | 0 | 0 | 0 | 0 | 0 | 0 | 0 | 0 | 0 | 0 | 0 | 0 | 0 | 0 | 0 | 0 | 0 | 0 | 0 | 0
F8_Commercial_Other Health_New_Food Preparation_Natural Gas_Fryer_Baseline Forecast | F8 | Commercial | Other Health | New | Food Preparation | Natural Gas | Fryer | Baseline Forecast | Avg. Replacement Winter Demand (kW) | 0 | 0 | 0 | 0 | 0 | 0 | 0 | 0 | 0 | 0 | 0 | 0 | 0 | 0 | 0 | 0 | 0 | 0 | 0 | 0 | 0 | 0 | 0 | 0 | 0 | 0 | 0 | 0 | 0 | 0 | 0 | 0 | 0
F1_Commercial_Other Health_New_Food Preparation_Natural Gas_Broiler_Baseline Forecast | F1 | Commercial | Other Health | New | Food Preparation | Natural Gas | Broiler | Baseline Forecast | Units | 0 | 688.9616 | 4012.0795 | 6135.7846 | 8874.7297 | 12591.7786 | 16066.0113 | 19145.2625 | 21914.6723 | 24588.6509 | 27227.749 | 29840.6283 | 32449.9276 | 35066.6929 | 37699.554 | 40337.2656 | 42975.6981 | 45610.7126 | 48242.2549 | 50870.2701 | 53498.8473 | 56127.9902 | 58753.9965 | 61376.8234 | 63996.4277 | 66616.4721 | 69236.9592 | 71857.8916 | 74479.2718 | 77101.1025 | 79723.3864 | 82346.126 | 83527.4403
F2_Commercial_Other Health_New_Food Preparation_Natural Gas_Broiler_Baseline Forecast | F2 | Commercial | Other Health | New | Food Preparation | Natural Gas | Broiler | Baseline Forecast | Usage (MMtherm) | 0 | 0.00010757 | 0.0006264 | 0.00095797 | 0.0013856 | 0.0019659 | 0.0025084 | 0.0029891 | 0.0034215 | 0.003839 | 0.004251 | 0.004659 | 0.0050664 | 0.0054749 | 0.005886 | 0.0062978 | 0.0067098 | 0.0071212 | 0.007532 | 0.0079423 | 0.0083527 | 0.0087632 | 0.0091732 | 0.0095827 | 0.0099917 | 0.010401 | 0.01081 | 0.011219 | 0.011628 | 0.012038 | 0.012447 | 0.012857 | 0.013041
F3_Commercial_Other Health_New_Food Preparation_Natural Gas_Broiler_Baseline Forecast | F3 | Commercial | Other Health | New | Food Preparation | Natural Gas | Broiler | Baseline Forecast | Summer Peak Demand (MW) | 0 | 0 | 0 | 0 | 0 | 0 | 0 | 0 | 0 | 0 | 0 | 0 | 0 | 0 | 0 | 0 | 0 | 0 | 0 | 0 | 0 | 0 | 0 | 0 | 0 | 0 | 0 | 0 | 0 | 0 | 0 | 0 | 0
F4_Commercial_Other Health_New_Food Preparation_Natural Gas_Broiler_Baseline Forecast | F4 | Commercial | Other Health | New | Food Preparation | Natural Gas | Broiler | Baseline Forecast | Winter Peak Demand (MW) | 0 | 0 | 0 | 0 | 0 | 0 | 0 | 0 | 0 | 0 | 0 | 0 | 0 | 0 | 0 | 0 | 0 | 0 | 0 | 0 | 0 | 0 | 0 | 0 | 0 | 0 | 0 | 0 | 0 | 0 | 0 | 0 | 0
F5_Commercial_Other Health_New_Food Preparation_Natural Gas_Broiler_Baseline Forecast | F5 | Commercial | Other Health | New | Food Preparation | Natural Gas | Broiler | Baseline Forecast | Turnover | 0 | 688.9616 | 3323.1179 | 2123.7051 | 2738.9451 | 3717.0489 | 3474.2327 | 3079.2512 | 2769.4099 | 2673.9785 | 2639.0981 | 2612.8792 | 2747.0916 | 3391.6228 | 3677.4881 | 4021.2022 | 4488.6347 | 4990.63 | 5822.4132 | 5420.175 | 5558.3822 | 5757.2106 | 5587.3835 | 5437.8049 | 5468.6883 | 5609.7925 | 5807.3823 | 6061.3023 | 6406.9852 | 6983.7573 | 7270.798 | 7543.33 | 6391.7634
F6_Commercial_Other Health_New_Food Preparation_Natural Gas_Broiler_Baseline Forecast | F6 | Commercial | Other Health | New | Food Preparation | Natural Gas | Broiler | Baseline Forecast | Avg. Replacement Usage (kWh) | 0.15613 | 0.15613 | 0.15613 | 0.15613 | 0.15613 | 0.15613 | 0.15613 | 0.15613 | 0.15613 | 0.15613 | 0.15613 | 0.15613 | 0.15613 | 0.15613 | 0.15613 | 0.15613 | 0.15613 | 0.15613 | 0.15613 | 0.15613 | 0.15613 | 0.15613 | 0.15613 | 0.15613 | 0.15613 | 0.15613 | 0.15613 | 0.15613 | 0.15613 | 0.15613 | 0.15613 | 0.15613 | 0.15613
F7_Commercial_Other Health_New_Food Preparation_Natural Gas_Broiler_Baseline Forecast | F7 | Commercial | Other Health | New | Food Preparation | Natural Gas | Broiler | Baseline Forecast | Avg. Replacement Summer Demand (kW) | 0 | 0 | 0 | 0 | 0 | 0 | 0 | 0 | 0 | 0 | 0 | 0 | 0 | 0 | 0 | 0 | 0 | 0 | 0 | 0 | 0 | 0 | 0 | 0 | 0 | 0 | 0 | 0 | 0 | 0 | 0 | 0 | 0
F8_Commercial_Other Health_New_Food Preparation_Natural Gas_Broiler_Baseline Forecast | F8 | Commercial | Other Health | New | Food Preparation | Natural Gas | Broiler | Baseline Forecast | Avg. Replacement Winter Demand (kW) | 0 | 0 | 0 | 0 | 0 | 0 | 0 | 0 | 0 | 0 | 0 | 0 | 0 | 0 | 0 | 0 | 0 | 0 | 0 | 0 | 0 | 0 | 0 | 0 | 0 | 0 | 0 | 0 | 0 | 0 | 0 | 0 | 0
F1_Commercial_Other Health_New_Food Preparation_Natural Gas_Griddle_Baseline Forecast | F1 | Commercial | Other Health | New | Food Preparation | Natural Gas | Griddle | Baseline Forecast | Units | 0 | 688.9616 | 4012.0795 | 6135.7846 | 8874.7297 | 12591.7786 | 16066.0113 | 19145.2625 | 21914.6723 | 24588.6509 | 27227.749 | 29840.6283 | 32449.9276 | 35066.6929 | 37699.554 | 40337.2656 | 42975.6981 | 45610.7126 | 48242.2549 | 50870.2701 | 53498.8473 | 56127.9902 | 58753.9965 | 61376.8234 | 63996.4277 | 66616.4721 | 69236.9592 | 71857.8916 | 74479.2718 | 77101.1025 | 79723.3864 | 82346.126 | 83527.4403
F2_Commercial_Other Health_New_Food Preparation_Natural Gas_Griddle_Baseline Forecast | F2 | Commercial | Other Health | New | Food Preparation | Natural Gas | Griddle | Baseline Forecast | Usage (MMtherm) | 0 | 7.1402e-05 | 0.0004158 | 0.0006359 | 0.00091975 | 0.001305 | 0.001665 | 0.0019842 | 0.0022712 | 0.0025483 | 0.0028218 | 0.0030926 | 0.003363 | 0.0036342 | 0.0039071 | 0.0041804 | 0.0044539 | 0.004727 | 0.0049997 | 0.0052721 | 0.0055445 | 0.005817 | 0.0060891 | 0.0063609 | 0.0066324 | 0.006904 | 0.0071755 | 0.0074472 | 0.0077188 | 0.0079906 | 0.0082623 | 0.0085341 | 0.0086566
F3_Commercial_Other Health_New_Food Preparation_Natural Gas_Griddle_Baseline Forecast | F3 | Commercial | Other Health | New | Food Preparation | Natural Gas | Griddle | Baseline Forecast | Summer Peak Demand (MW) | 0 | 0 | 0 | 0 | 0 | 0 | 0 | 0 | 0 | 0 | 0 | 0 | 0 | 0 | 0 | 0 | 0 | 0 | 0 | 0 | 0 | 0 | 0 | 0 | 0 | 0 | 0 | 0 | 0 | 0 | 0 | 0 | 0
F4_Commercial_Other Health_New_Food Preparation_Natural Gas_Griddle_Baseline Forecast | F4 | Commercial | Other Health | New | Food Preparation | Natural Gas | Griddle | Baseline Forecast | Winter Peak Demand (MW) | 0 | 0 | 0 | 0 | 0 | 0 | 0 | 0 | 0 | 0 | 0 | 0 | 0 | 0 | 0 | 0 | 0 | 0 | 0 | 0 | 0 | 0 | 0 | 0 | 0 | 0 | 0 | 0 | 0 | 0 | 0 | 0 | 0
F5_Commercial_Other Health_New_Food Preparation_Natural Gas_Griddle_Baseline Forecast | F5 | Commercial | Other Health | New | Food Preparation | Natural Gas | Griddle | Baseline Forecast | Turnover | 0 | 688.9616 | 3323.1179 | 2123.7051 | 2738.9451 | 3717.0489 | 3474.2327 | 3079.2512 | 2769.4099 | 2673.9785 | 2639.0981 | 2612.8792 | 2747.0916 | 3391.6228 | 3677.4881 | 4021.2022 | 4488.6347 | 4990.63 | 5822.4132 | 5420.175 | 5558.3822 | 5757.2106 | 5587.3835 | 5437.8049 | 5468.6883 | 5609.7925 | 5807.3823 | 6061.3023 | 6406.9852 | 6983.7573 | 7270.798 | 7543.33 | 6391.7634
F6_Commercial_Other Health_New_Food Preparation_Natural Gas_Griddle_Baseline Forecast | F6 | Commercial | Other Health | New | Food Preparation | Natural Gas | Griddle | Baseline Forecast | Avg. Replacement Usage (kWh) | 0.10364 | 0.10364 | 0.10364 | 0.10364 | 0.10364 | 0.10364 | 0.10364 | 0.10364 | 0.10364 | 0.10364 | 0.10364 | 0.10364 | 0.10364 | 0.10364 | 0.10364 | 0.10364 | 0.10364 | 0.10364 | 0.10364 | 0.10364 | 0.10364 | 0.10364 | 0.10364 | 0.10364 | 0.10364 | 0.10364 | 0.10364 | 0.10364 | 0.10364 | 0.10364 | 0.10364 | 0.10364 | 0.10364
F7_Commercial_Other Health_New_Food Preparation_Natural Gas_Griddle_Baseline Forecast | F7 | Commercial | Other Health | New | Food Preparation | Natural Gas | Griddle | Baseline Forecast | Avg. Replacement Summer Demand (kW) | 0 | 0 | 0 | 0 | 0 | 0 | 0 | 0 | 0 | 0 | 0 | 0 | 0 | 0 | 0 | 0 | 0 | 0 | 0 | 0 | 0 | 0 | 0 | 0 | 0 | 0 | 0 | 0 | 0 | 0 | 0 | 0 | 0
F8_Commercial_Other Health_New_Food Preparation_Natural Gas_Griddle_Baseline Forecast | F8 | Commercial | Other Health | New | Food Preparation | Natural Gas | Griddle | Baseline Forecast | Avg. Replacement Winter Demand (kW) | 0 | 0 | 0 | 0 | 0 | 0 | 0 | 0 | 0 | 0 | 0 | 0 | 0 | 0 | 0 | 0 | 0 | 0 | 0 | 0 | 0 | 0 | 0 | 0 | 0 | 0 | 0 | 0 | 0 | 0 | 0 | 0 | 0
F1_Commercial_Other Health_New_Food Preparation_Natural Gas_Range_Baseline Forecast | F1 | Commercial | Other Health | New | Food Preparation | Natural Gas | Range | Baseline Forecast | Units | 0 | 2912.5821 | 16961.0472 | 25939.0004 | 37517.8779 | 53231.6844 | 67918.9869 | 80936.5065 | 92644.1737 | 103948.4053 | 115105.1802 | 126151.1148 | 137181.9153 | 148244.2784 | 159374.6863 | 170525.5996 | 181679.5605 | 192819.0718 | 203943.9043 | 215053.8262 | 226166.1239 | 237280.8133 | 248382.2424 | 259470.2306 | 270544.5954 | 281620.8208 | 292698.9177 | 303778.8968 | 314860.7694 | 325944.5463 | 337030.2388 | 348117.8581 | 353111.8589
F2_Commercial_Other Health_New_Food Preparation_Natural Gas_Range_Baseline Forecast | F2 | Commercial | Other Health | New | Food Preparation | Natural Gas | Range | Baseline Forecast | Usage (MMtherm) | 0 | 0.00031311 | 0.0018234 | 0.0027885 | 0.0040333 | 0.0057226 | 0.0073015 | 0.0087009 | 0.0099595 | 0.011175 | 0.012374 | 0.013562 | 0.014747 | 0.015937 | 0.017133 | 0.018332 | 0.019531 | 0.020729 | 0.021925 | 0.023119 | 0.024314 | 0.025508 | 0.026702 | 0.027894 | 0.029084 | 0.030275 | 0.031466 | 0.032657 | 0.033848 | 0.03504 | 0.036232 | 0.037424 | 0.037961
F3_Commercial_Other Health_New_Food Preparation_Natural Gas_Range_Baseline Forecast | F3 | Commercial | Other Health | New | Food Preparation | Natural Gas | Range | Baseline Forecast | Summer Peak Demand (MW) | 0 | 0 | 0 | 0 | 0 | 0 | 0 | 0 | 0 | 0 | 0 | 0 | 0 | 0 | 0 | 0 | 0 | 0 | 0 | 0 | 0 | 0 | 0 | 0 | 0 | 0 | 0 | 0 | 0 | 0 | 0 | 0 | 0
F4_Commercial_Other Health_New_Food Preparation_Natural Gas_Range_Baseline Forecast | F4 | Commercial | Other Health | New | Food Preparation | Natural Gas | Range | Baseline Forecast | Winter Peak Demand (MW) | 0 | 0 | 0 | 0 | 0 | 0 | 0 | 0 | 0 | 0 | 0 | 0 | 0 | 0 | 0 | 0 | 0 | 0 | 0 | 0 | 0 | 0 | 0 | 0 | 0 | 0 | 0 | 0 | 0 | 0 | 0 | 0 | 0
F5_Commercial_Other Health_New_Food Preparation_Natural Gas_Range_Baseline Forecast | F5 | Commercial | Other Health | New | Food Preparation | Natural Gas | Range | Baseline Forecast | Turnover | 0 | 2912.5821 | 14048.4651 | 8977.9531 | 11578.8776 | 15713.8064 | 14687.3025 | 13017.5197 | 11707.6671 | 11304.2316 | 11739.2913 | 14321.6408 | 15446.956 | 16911.0631 | 18952.1291 | 21109.2668 | 24643.3525 | 22943.3537 | 23510.5695 | 24450.3166 | 24379.8497 | 24380.3987 | 24752.8392 | 25693.7839 | 27094.903 | 29498.2739 | 30699.4009 | 31862.9433 | 33133.3603 | 34166.4178 | 35354.3243 | 35007.4481 | 29417.3128
F6_Commercial_Other Health_New_Food Preparation_Natural Gas_Range_Baseline Forecast | F6 | Commercial | Other Health | New | Food Preparation | Natural Gas | Range | Baseline Forecast | Avg. Replacement Usage (kWh) | 0.1075 | 0.1075 | 0.1075 | 0.1075 | 0.1075 | 0.1075 | 0.1075 | 0.1075 | 0.1075 | 0.1075 | 0.1075 | 0.1075 | 0.1075 | 0.1075 | 0.1075 | 0.1075 | 0.1075 | 0.1075 | 0.1075 | 0.1075 | 0.1075 | 0.1075 | 0.1075 | 0.1075 | 0.1075 | 0.1075 | 0.1075 | 0.1075 | 0.1075 | 0.1075 | 0.1075 | 0.1075 | 0.1075
F7_Commercial_Other Health_New_Food Preparation_Natural Gas_Range_Baseline Forecast | F7 | Commercial | Other Health | New | Food Preparation | Natural Gas | Range | Baseline Forecast | Avg. Replacement Summer Demand (kW) | 0 | 0 | 0 | 0 | 0 | 0 | 0 | 0 | 0 | 0 | 0 | 0 | 0 | 0 | 0 | 0 | 0 | 0 | 0 | 0 | 0 | 0 | 0 | 0 | 0 | 0 | 0 | 0 | 0 | 0 | 0 | 0 | 0
F8_Commercial_Other Health_New_Food Preparation_Natural Gas_Range_Baseline Forecast | F8 | Commercial | Other Health | New | Food Preparation | Natural Gas | Range | Baseline Forecast | Avg. Replacement Winter Demand (kW) | 0 | 0 | 0 | 0 | 0 | 0 | 0 | 0 | 0 | 0 | 0 | 0 | 0 | 0 | 0 | 0 | 0 | 0 | 0 | 0 | 0 | 0 | 0 | 0 | 0 | 0 | 0 | 0 | 0 | 0 | 0 | 0 | 0
F1_Commercial_Other Health_New_Food Preparation_Natural Gas_Steamer_Baseline Forecast | F1 | Commercial | Other Health | New | Food Preparation | Natural Gas | Steamer | Baseline Forecast | Units | 0 | 320.064 | 1863.8513 | 2850.4396 | 4122.8437 | 5849.6356 | 7463.6249 | 8894.1216 | 10180.6784 | 11422.9017 | 12648.9209 | 13862.7599 | 15074.9357 | 16290.58 | 17513.7018 | 18739.0769 | 19964.7869 | 21188.909 | 22411.4181 | 23632.2886 | 24853.4202 | 26074.8146 | 27294.7519 | 28513.2122 | 29730.1753 | 30947.343 | 32164.7162 | 33382.2964 | 34600.0845 | 35818.082 | 37036.29 | 38254.7097 | 38803.501
F2_Commercial_Other Health_New_Food Preparation_Natural Gas_Steamer_Baseline Forecast | F2 | Commercial | Other Health | New | Food Preparation | Natural Gas | Steamer | Baseline Forecast | Usage (MMtherm) | 0 | 5.7467e-05 | 0.00033465 | 0.00044184 | 0.00058009 | 0.00076771 | 0.00094307 | 0.0010985 | 0.0012383 | 0.0013732 | 0.0015039 | 0.0016214 | 0.0017403 | 0.001861 | 0.0019838 | 0.0021079 | 0.0022331 | 0.002359 | 0.0024855 | 0.0026056 | 0.0027003 | 0.002833 | 0.0029656 | 0.003098 | 0.0032302 | 0.0033624 | 0.0034947 | 0.003627 | 0.0037593 | 0.0038916 | 0.004024 | 0.0041564 | 0.004216
F3_Commercial_Other Health_New_Food Preparation_Natural Gas_Steamer_Baseline Forecast | F3 | Commercial | Other Health | New | Food Preparation | Natural Gas | Steamer | Baseline Forecast | Summer Peak Demand (MW) | 0 | 0 | 0 | 0 | 0 | 0 | 0 | 0 | 0 | 0 | 0 | 0 | 0 | 0 | 0 | 0 | 0 | 0 | 0 | 0 | 0 | 0 | 0 | 0 | 0 | 0 | 0 | 0 | 0 | 0 | 0 | 0 | 0
F4_Commercial_Other Health_New_Food Preparation_Natural Gas_Steamer_Baseline Forecast | F4 | Commercial | Other Health | New | Food Preparation | Natural Gas | Steamer | Baseline Forecast | Winter Peak Demand (MW) | 0 | 0 | 0 | 0 | 0 | 0 | 0 | 0 | 0 | 0 | 0 | 0 | 0 | 0 | 0 | 0 | 0 | 0 | 0 | 0 | 0 | 0 | 0 | 0 | 0 | 0 | 0 | 0 | 0 | 0 | 0 | 0 | 0
F5_Commercial_Other Health_New_Food Preparation_Natural Gas_Steamer_Baseline Forecast | F5 | Commercial | Other Health | New | Food Preparation | Natural Gas | Steamer | Baseline Forecast | Turnover | 0 | 320.064 | 1543.7874 | 986.5883 | 1272.4041 | 1726.7919 | 1613.9893 | 1430.4967 | 1286.5568 | 1242.2233 | 1261.5819 | 1416.9822 | 1502.3685 | 1614.9716 | 1769.9451 | 1890.7724 | 1976.1183 | 2034.1025 | 2080.5165 | 2222.282 | 2645.5585 | 2482.8942 | 2608.7276 | 2789.528 | 2788.8166 | 2777.4335 | 2785.962 | 2829.3973 | 2903.3962 | 3058.1216 | 3156.0454 | 3265.4761 | 2726.0681
F6_Commercial_Other Health_New_Food Preparation_Natural Gas_Steamer_Baseline Forecast | F6 | Commercial | Other Health | New | Food Preparation | Natural Gas | Steamer | Baseline Forecast | Avg. Replacement Usage (kWh) | 0.17955 | 0.17955 | 0.17955 | 0.10865 | 0.10865 | 0.10865 | 0.10865 | 0.10865 | 0.10865 | 0.10865 | 0.10865 | 0.10865 | 0.10865 | 0.10865 | 0.10865 | 0.10865 | 0.10865 | 0.10865 | 0.10865 | 0.10865 | 0.10865 | 0.10865 | 0.10865 | 0.10865 | 0.10865 | 0.10865 | 0.10865 | 0.10865 | 0.10865 | 0.10865 | 0.10865 | 0.10865 | 0.10865
F7_Commercial_Other Health_New_Food Preparation_Natural Gas_Steamer_Baseline Forecast | F7 | Commercial | Other Health | New | Food Preparation | Natural Gas | Steamer | Baseline Forecast | Avg. Replacement Summer Demand (kW) | 0 | 0 | 0 | 0 | 0 | 0 | 0 | 0 | 0 | 0 | 0 | 0 | 0 | 0 | 0 | 0 | 0 | 0 | 0 | 0 | 0 | 0 | 0 | 0 | 0 | 0 | 0 | 0 | 0 | 0 | 0 | 0 | 0
F8_Commercial_Other Health_New_Food Preparation_Natural Gas_Steamer_Baseline Forecast | F8 | Commercial | Other Health | New | Food Preparation | Natural Gas | Steamer | Baseline Forecast | Avg. Replacement Winter Demand (kW) | 0 | 0 | 0 | 0 | 0 | 0 | 0 | 0 | 0 | 0 | 0 | 0 | 0 | 0 | 0 | 0 | 0 | 0 | 0 | 0 | 0 | 0 | 0 | 0 | 0 | 0 | 0 | 0 | 0 | 0 | 0 | 0 | 0
F1_Commercial_Other Health_New_Food Preparation_Natural Gas_Food Prep Other_Baseline Forecast | F1 | Commercial | Other Health | New | Food Preparation | Natural Gas | Food Prep Other | Baseline Forecast | Units | 0 | 0 | 0 | 0 | 0 | 0 | 0 | 0 | 0 | 0 | 0 | 0 | 0 | 0 | 0 | 0 | 0 | 0 | 0 | 0 | 0 | 0 | 0 | 0 | 0 | 0 | 0 | 0 | 0 | 0 | 0 | 0 | 0
F2_Commercial_Other Health_New_Food Preparation_Natural Gas_Food Prep Other_Baseline Forecast | F2 | Commercial | Other Health | New | Food Preparation | Natural Gas | Food Prep Other | Baseline Forecast | Usage (MMtherm) | 0 | 0 | 0 | 0 | 0 | 0 | 0 | 0 | 0 | 0 | 0 | 0 | 0 | 0 | 0 | 0 | 0 | 0 | 0 | 0 | 0 | 0 | 0 | 0 | 0 | 0 | 0 | 0 | 0 | 0 | 0 | 0 | 0
F3_Commercial_Other Health_New_Food Preparation_Natural Gas_Food Prep Other_Baseline Forecast | F3 | Commercial | Other Health | New | Food Preparation | Natural Gas | Food Prep Other | Baseline Forecast | Summer Peak Demand (MW) | 0 | 0 | 0 | 0 | 0 | 0 | 0 | 0 | 0 | 0 | 0 | 0 | 0 | 0 | 0 | 0 | 0 | 0 | 0 | 0 | 0 | 0 | 0 | 0 | 0 | 0 | 0 | 0 | 0 | 0 | 0 | 0 | 0
F4_Commercial_Other Health_New_Food Preparation_Natural Gas_Food Prep Other_Baseline Forecast | F4 | Commercial | Other Health | New | Food Preparation | Natural Gas | Food Prep Other | Baseline Forecast | Winter Peak Demand (MW) | 0 | 0 | 0 | 0 | 0 | 0 | 0 | 0 | 0 | 0 | 0 | 0 | 0 | 0 | 0 | 0 | 0 | 0 | 0 | 0 | 0 | 0 | 0 | 0 | 0 | 0 | 0 | 0 | 0 | 0 | 0 | 0 | 0
F5_Commercial_Other Health_New_Food Preparation_Natural Gas_Food Prep Other_Baseline Forecast | F5 | Commercial | Other Health | New | Food Preparation | Natural Gas | Food Prep Other | Baseline Forecast | Turnover | 0 | 0 | 0 | 0 | 0 | 0 | 0 | 0 | 0 | 0 | 0 | 0 | 0 | 0 | 0 | 0 | 0 | 0 | 0 | 0 | 0 | 0 | 0 | 0 | 0 | 0 | 0 | 0 | 0 | 0 | 0 | 0 | 0
F6_Commercial_Other Health_New_Food Preparation_Natural Gas_Food Prep Other_Baseline Forecast | F6 | Commercial | Other Health | New | Food Preparation | Natural Gas | Food Prep Other | Baseline Forecast | Avg. Replacement Usage (kWh) | 0.044865 | 0.044865 | 0.044865 | 0.044865 | 0.044865 | 0.044865 | 0.044865 | 0.044865 | 0.044865 | 0.044865 | 0.044865 | 0.044865 | 0.044865 | 0.044865 | 0.044865 | 0.044865 | 0.044865 | 0.044865 | 0.044865 | 0.044865 | 0.044865 | 0.044865 | 0.044865 | 0.044865 | 0.044865 | 0.044865 | 0.044865 | 0.044865 | 0.044865 | 0.044865 | 0.044865 | 0.044865 | 0.044865
F7_Commercial_Other Health_New_Food Preparation_Natural Gas_Food Prep Other_Baseline Forecast | F7 | Commercial | Other Health | New | Food Preparation | Natural Gas | Food Prep Other | Baseline Forecast | Avg. Replacement Summer Demand (kW) | 0 | 0 | 0 | 0 | 0 | 0 | 0 | 0 | 0 | 0 | 0 | 0 | 0 | 0 | 0 | 0 | 0 | 0 | 0 | 0 | 0 | 0 | 0 | 0 | 0 | 0 | 0 | 0 | 0 | 0 | 0 | 0 | 0
F8_Commercial_Other Health_New_Food Preparation_Natural Gas_Food Prep Other_Baseline Forecast | F8 | Commercial | Other Health | New | Food Preparation | Natural Gas | Food Prep Other | Baseline Forecast | Avg. Replacement Winter Demand (kW) | 0 | 0 | 0 | 0 | 0 | 0 | 0 | 0 | 0 | 0 | 0 | 0 | 0 | 0 | 0 | 0 | 0 | 0 | 0 | 0 | 0 | 0 | 0 | 0 | 0 | 0 | 0 | 0 | 0 | 0 | 0 | 0 | 0
F1_Commercial_Other Health_New_Miscellaneous_Natural Gas_Pool Heater_Baseline Forecast | F1 | Commercial | Other Health | New | Miscellaneous | Natural Gas | Pool Heater | Baseline Forecast | Units | 0 | 0 | 0 | 0 | 0 | 0 | 0 | 0 | 0 | 0 | 0 | 0 | 0 | 0 | 0 | 0 | 0 | 0 | 0 | 0 | 0 | 0 | 0 | 0 | 0 | 0 | 0 | 0 | 0 | 0 | 0 | 0 | 0
F2_Commercial_Other Health_New_Miscellaneous_Natural Gas_Pool Heater_Baseline Forecast | F2 | Commercial | Other Health | New | Miscellaneous | Natural Gas | Pool Heater | Baseline Forecast | Usage (MMtherm) | 0 | 0 | 0 | 0 | 0 | 0 | 0 | 0 | 0 | 0 | 0 | 0 | 0 | 0 | 0 | 0 | 0 | 0 | 0 | 0 | 0 | 0 | 0 | 0 | 0 | 0 | 0 | 0 | 0 | 0 | 0 | 0 | 0
F3_Commercial_Other Health_New_Miscellaneous_Natural Gas_Pool Heater_Baseline Forecast | F3 | Commercial | Other Health | New | Miscellaneous | Natural Gas | Pool Heater | Baseline Forecast | Summer Peak Demand (MW) | 0 | 0 | 0 | 0 | 0 | 0 | 0 | 0 | 0 | 0 | 0 | 0 | 0 | 0 | 0 | 0 | 0 | 0 | 0 | 0 | 0 | 0 | 0 | 0 | 0 | 0 | 0 | 0 | 0 | 0 | 0 | 0 | 0
F4_Commercial_Other Health_New_Miscellaneous_Natural Gas_Pool Heater_Baseline Forecast | F4 | Commercial | Other Health | New | Miscellaneous | Natural Gas | Pool Heater | Baseline Forecast | Winter Peak Demand (MW) | 0 | 0 | 0 | 0 | 0 | 0 | 0 | 0 | 0 | 0 | 0 | 0 | 0 | 0 | 0 | 0 | 0 | 0 | 0 | 0 | 0 | 0 | 0 | 0 | 0 | 0 | 0 | 0 | 0 | 0 | 0 | 0 | 0
F5_Commercial_Other Health_New_Miscellaneous_Natural Gas_Pool Heater_Baseline Forecast | F5 | Commercial | Other Health | New | Miscellaneous | Natural Gas | Pool Heater | Baseline Forecast | Turnover | 0 | 0 | 0 | 0 | 0 | 0 | 0 | 0 | 0 | 0 | 0 | 0 | 0 | 0 | 0 | 0 | 0 | 0 | 0 | 0 | 0 | 0 | 0 | 0 | 0 | 0 | 0 | 0 | 0 | 0 | 0 | 0 | 0
F6_Commercial_Other Health_New_Miscellaneous_Natural Gas_Pool Heater_Baseline Forecast | F6 | Commercial | Other Health | New | Miscellaneous | Natural Gas | Pool Heater | Baseline Forecast | Avg. Replacement Usage (kWh) | 0.01 | 0.01 | 0.01 | 0.01 | 0.01 | 0.01 | 0.01 | 0.01 | 0.01 | 0.01 | 0.01 | 0.01 | 0.01 | 0.01 | 0.01 | 0.01 | 0.01 | 0.01 | 0.01 | 0.01 | 0.01 | 0.01 | 0.01 | 0.01 | 0.01 | 0.01 | 0.01 | 0.01 | 0.01 | 0.01 | 0.01 | 0.01 | 0.01
F7_Commercial_Other Health_New_Miscellaneous_Natural Gas_Pool Heater_Baseline Forecast | F7 | Commercial | Other Health | New | Miscellaneous | Natural Gas | Pool Heater | Baseline Forecast | Avg. Replacement Summer Demand (kW) | 0 | 0 | 0 | 0 | 0 | 0 | 0 | 0 | 0 | 0 | 0 | 0 | 0 | 0 | 0 | 0 | 0 | 0 | 0 | 0 | 0 | 0 | 0 | 0 | 0 | 0 | 0 | 0 | 0 | 0 | 0 | 0 | 0
F8_Commercial_Other Health_New_Miscellaneous_Natural Gas_Pool Heater_Baseline Forecast | F8 | Commercial | Other Health | New | Miscellaneous | Natural Gas | Pool Heater | Baseline Forecast | Avg. Replacement Winter Demand (kW) | 0 | 0 | 0 | 0 | 0 | 0 | 0 | 0 | 0 | 0 | 0 | 0 | 0 | 0 | 0 | 0 | 0 | 0 | 0 | 0 | 0 | 0 | 0 | 0 | 0 | 0 | 0 | 0 | 0 | 0 | 0 | 0 | 0
F1_Commercial_Other Health_New_Miscellaneous_Natural Gas_Miscellaneous_Baseline Forecast | F1 | Commercial | Other Health | New | Miscellaneous | Natural Gas | Miscellaneous | Baseline Forecast | Units | 0 | 13378.6738 | 77908.9861 | 119148.3753 | 172334.8678 | 244514.7699 | 311979.5221 | 371774.2828 | 425552.3581 | 477477.2902 | 528724.8936 | 579463.3627 | 630132.3141 | 680946.246 | 732072.7347 | 783293.4136 | 834528.091 | 885696.3956 | 936797.2745 | 987829.6633 | 1038872.9648 | 1089927.2523 | 1140920.6299 | 1191852.268 | 1242721.3285 | 1293598.9353 | 1344485.1383 | 1395379.9876 | 1446283.534 | 1497195.8281 | 1548116.9213 | 1599046.8648 | 1621986.3407
F2_Commercial_Other Health_New_Miscellaneous_Natural Gas_Miscellaneous_Baseline Forecast | F2 | Commercial | Other Health | New | Miscellaneous | Natural Gas | Miscellaneous | Baseline Forecast | Usage (MMtherm) | 0 | 0.00010568 | 0.00061541 | 0.00094117 | 0.0013613 | 0.0019315 | 0.0024644 | 0.0029367 | 0.0033615 | 0.0037716 | 0.0041765 | 0.0045772 | 0.0049775 | 0.0053789 | 0.0057827 | 0.0061873 | 0.006592 | 0.0069962 | 0.0073999 | 0.007803 | 0.0082062 | 0.0086095 | 0.0090123 | 0.0094146 | 0.0098164 | 0.010218 | 0.01062 | 0.011022 | 0.011424 | 0.011827 | 0.012229 | 0.012631 | 0.012812
F3_Commercial_Other Health_New_Miscellaneous_Natural Gas_Miscellaneous_Baseline Forecast | F3 | Commercial | Other Health | New | Miscellaneous | Natural Gas | Miscellaneous | Baseline Forecast | Summer Peak Demand (MW) | 0 | 0 | 0 | 0 | 0 | 0 | 0 | 0 | 0 | 0 | 0 | 0 | 0 | 0 | 0 | 0 | 0 | 0 | 0 | 0 | 0 | 0 | 0 | 0 | 0 | 0 | 0 | 0 | 0 | 0 | 0 | 0 | 0
F4_Commercial_Other Health_New_Miscellaneous_Natural Gas_Miscellaneous_Baseline Forecast | F4 | Commercial | Other Health | New | Miscellaneous | Natural Gas | Miscellaneous | Baseline Forecast | Winter Peak Demand (MW) | 0 | 0 | 0 | 0 | 0 | 0 | 0 | 0 | 0 | 0 | 0 | 0 | 0 | 0 | 0 | 0 | 0 | 0 | 0 | 0 | 0 | 0 | 0 | 0 | 0 | 0 | 0 | 0 | 0 | 0 | 0 | 0 | 0
F5_Commercial_Other Health_New_Miscellaneous_Natural Gas_Miscellaneous_Baseline Forecast | F5 | Commercial | Other Health | New | Miscellaneous | Natural Gas | Miscellaneous | Baseline Forecast | Turnover | 0 | 13378.6738 | 64530.3123 | 41239.3892 | 55097.7316 | 83036.7231 | 82661.94 | 80692.0263 | 83552.4062 | 89254.6358 | 94771.9245 | 103879.0604 | 123872.0877 | 120312.3466 | 129574.1514 | 144297.7701 | 148093.3237 | 152126.646 | 159083.9595 | 166406.8894 | 173275.6101 | 181204.5469 | 192148.2671 | 195638.0458 | 203487.9813 | 213433.4086 | 219273.9013 | 225472.0111 | 233058.6636 | 240503.6828 | 247639.5359 | 255149.9989 | 235531.4378
F6_Commercial_Other Health_New_Miscellaneous_Natural Gas_Miscellaneous_Baseline Forecast | F6 | Commercial | Other Health | New | Miscellaneous | Natural Gas | Miscellaneous | Baseline Forecast | Avg. Replacement Usage (kWh) | 0.0078991 | 0.0078991 | 0.0078991 | 0.0078991 | 0.0078991 | 0.0078991 | 0.0078991 | 0.0078991 | 0.0078991 | 0.0078991 | 0.0078991 | 0.0078991 | 0.0078991 | 0.0078991 | 0.0078991 | 0.0078991 | 0.0078991 | 0.0078991 | 0.0078991 | 0.0078991 | 0.0078991 | 0.0078991 | 0.0078991 | 0.0078991 | 0.0078991 | 0.0078991 | 0.0078991 | 0.0078991 | 0.0078991 | 0.0078991 | 0.0078991 | 0.0078991 | 0.0078991
F7_Commercial_Other Health_New_Miscellaneous_Natural Gas_Miscellaneous_Baseline Forecast | F7 | Commercial | Other Health | New | Miscellaneous | Natural Gas | Miscellaneous | Baseline Forecast | Avg. Replacement Summer Demand (kW) | 0 | 0 | 0 | 0 | 0 | 0 | 0 | 0 | 0 | 0 | 0 | 0 | 0 | 0 | 0 | 0 | 0 | 0 | 0 | 0 | 0 | 0 | 0 | 0 | 0 | 0 | 0 | 0 | 0 | 0 | 0 | 0 | 0
F8_Commercial_Other Health_New_Miscellaneous_Natural Gas_Miscellaneous_Baseline Forecast | F8 | Commercial | Other Health | New | Miscellaneous | Natural Gas | Miscellaneous | Baseline Forecast | Avg. Replacement Winter Demand (kW) | 0 | 0 | 0 | 0 | 0 | 0 | 0 | 0 | 0 | 0 | 0 | 0 | 0 | 0 | 0 | 0 | 0 | 0 | 0 | 0 | 0 | 0 | 0 | 0 | 0 | 0 | 0 | 0 | 0 | 0 | 0 | 0 | 0
F1_Commercial_Lodging_Existing_Space Heating_Natural Gas_Furnace_Baseline Forecast | F1 | Commercial | Lodging | Existing | Space Heating | Natural Gas | Furnace | Baseline Forecast | Units | 203999.8182 | 202961.9132 | 201924.0081 | 200670.5996 | 199384.6144 | 197974.6913 | 196657.5031 | 195491.1638 | 194443.1571 | 193431.597 | 192433.3583 | 191445.1329 | 190458.2747 | 189468.5651 | 188472.7083 | 187474.9991 | 186477.0145 | 185480.3354 | 184484.9823 | 183490.9762 | 182496.7555 | 181502.3188 | 180509.08 | 179517.0554 | 178526.2616 | 177535.2997 | 176544.1687 | 175552.8677 | 174561.3957 | 173569.7516 | 172577.9344 | 171585.9432 | 170599.654
F2_Commercial_Lodging_Existing_Space Heating_Natural Gas_Furnace_Baseline Forecast | F2 | Commercial | Lodging | Existing | Space Heating | Natural Gas | Furnace | Baseline Forecast | Usage (MMtherm) | 0.1087 | 0.10766 | 0.10604 | 0.1043 | 0.10255 | 0.10074 | 0.098994 | 0.097343 | 0.095764 | 0.094201 | 0.092695 | 0.091222 | 0.089781 | 0.08837 | 0.086988 | 0.085641 | 0.084331 | 0.083059 | 0.081824 | 0.080626 | 0.07946 | 0.078326 | 0.077219 | 0.07614 | 0.075085 | 0.074054 | 0.073042 | 0.072053 | 0.071082 | 0.070129 | 0.069191 | 0.068269 | 0.067788
F3_Commercial_Lodging_Existing_Space Heating_Natural Gas_Furnace_Baseline Forecast | F3 | Commercial | Lodging | Existing | Space Heating | Natural Gas | Furnace | Baseline Forecast | Summer Peak Demand (MW) | 0 | 0 | 0 | 0 | 0 | 0 | 0 | 0 | 0 | 0 | 0 | 0 | 0 | 0 | 0 | 0 | 0 | 0 | 0 | 0 | 0 | 0 | 0 | 0 | 0 | 0 | 0 | 0 | 0 | 0 | 0 | 0 | 0
F4_Commercial_Lodging_Existing_Space Heating_Natural Gas_Furnace_Baseline Forecast | F4 | Commercial | Lodging | Existing | Space Heating | Natural Gas | Furnace | Baseline Forecast | Winter Peak Demand (MW) | 0 | 0 | 0 | 0 | 0 | 0 | 0 | 0 | 0 | 0 | 0 | 0 | 0 | 0 | 0 | 0 | 0 | 0 | 0 | 0 | 0 | 0 | 0 | 0 | 0 | 0 | 0 | 0 | 0 | 0 | 0 | 0 | 0
F5_Commercial_Lodging_Existing_Space Heating_Natural Gas_Furnace_Baseline Forecast | F5 | Commercial | Lodging | Existing | Space Heating | Natural Gas | Furnace | Baseline Forecast | Turnover | 0 | 4072.8143 | 4415.6266 | 4721.8013 | 4997.4923 | 5242.5718 | 5464.8171 | 5668.3454 | 5854.5805 | 6023.042 | 6174.6289 | 6310.672 | 6432.1921 | 6540.2287 | 6635.7462 | 6719.8856 | 6793.62 | 6857.8521 | 6913.3609 | 6630.418 | 6394.2076 | 6198.704 | 6038.5982 | 5909.1337 | 5806.0935 | 5725.6991 | 5664.6508 | 5620.0354 | 5589.2854 | 5570.1421 | 5560.6223 | 5558.9889 | 6680.2351
F6_Commercial_Lodging_Existing_Space Heating_Natural Gas_Furnace_Baseline Forecast | F6 | Commercial | Lodging | Existing | Space Heating | Natural Gas | Furnace | Baseline Forecast | Avg. Replacement Usage (kWh) | 0.46622 | 0.46622 | 0.46375 | 0.46128 | 0.45881 | 0.45635 | 0.45388 | 0.45141 | 0.44795 | 0.44114 | 0.44305 | 0.4406 | 0.43815 | 0.43571 | 0.43304 | 0.43059 | 0.42814 | 0.42568 | 0.42322 | 0.42076 | 0.4183 | 0.41585 | 0.41338 | 0.41092 | 0.40846 | 0.40601 | 0.40354 | 0.40109 | 0.39863 | 0.39617 | 0.39371 | 0.39125 | 0.39125
F7_Commercial_Lodging_Existing_Space Heating_Natural Gas_Furnace_Baseline Forecast | F7 | Commercial | Lodging | Existing | Space Heating | Natural Gas | Furnace | Baseline Forecast | Avg. Replacement Summer Demand (kW) | 0 | 0 | 0 | 0 | 0 | 0 | 0 | 0 | 0 | 0 | 0 | 0 | 0 | 0 | 0 | 0 | 0 | 0 | 0 | 0 | 0 | 0 | 0 | 0 | 0 | 0 | 0 | 0 | 0 | 0 | 0 | 0 | 0
F8_Commercial_Lodging_Existing_Space Heating_Natural Gas_Furnace_Baseline Forecast | F8 | Commercial | Lodging | Existing | Space Heating | Natural Gas | Furnace | Baseline Forecast | Avg. Replacement Winter Demand (kW) | 0 | 0 | 0 | 0 | 0 | 0 | 0 | 0 | 0 | 0 | 0 | 0 | 0 | 0 | 0 | 0 | 0 | 0 | 0 | 0 | 0 | 0 | 0 | 0 | 0 | 0 | 0 | 0 | 0 | 0 | 0 | 0 | 0
F1_Commercial_Lodging_Existing_Space Heating_Natural Gas_Boiler_Baseline Forecast | F1 | Commercial | Lodging | Existing | Space Heating | Natural Gas | Boiler | Baseline Forecast | Units | 141284.251 | 140565.4286 | 139846.6063 | 138978.5325 | 138087.8971 | 137111.426 | 136199.1803 | 135391.4082 | 134665.5897 | 133965.0131 | 133273.6624 | 132589.2466 | 131905.7778 | 131220.3341 | 130530.6332 | 129839.6492 | 129148.4746 | 128458.204 | 127768.8518 | 127080.4326 | 126391.8647 | 125703.1472 | 125015.2593 | 124328.2124 | 123642.0178 | 122955.7069 | 122269.2788 | 121582.733 | 120896.0687 | 120209.2853 | 119522.382 | 118835.3582 | 118152.2834
F2_Commercial_Lodging_Existing_Space Heating_Natural Gas_Boiler_Baseline Forecast | F2 | Commercial | Lodging | Existing | Space Heating | Natural Gas | Boiler | Baseline Forecast | Usage (MMtherm) | 0.17417 | 0.17254 | 0.16995 | 0.16717 | 0.16435 | 0.16144 | 0.15863 | 0.15596 | 0.15341 | 0.15089 | 0.14841 | 0.14599 | 0.14361 | 0.14134 | 0.13911 | 0.13694 | 0.13482 | 0.13277 | 0.13077 | 0.12883 | 0.12695 | 0.12514 | 0.12337 | 0.12166 | 0.11999 | 0.11836 | 0.11677 | 0.11521 | 0.11368 | 0.11218 | 0.11071 | 0.10927 | 0.10854
F3_Commercial_Lodging_Existing_Space Heating_Natural Gas_Boiler_Baseline Forecast | F3 | Commercial | Lodging | Existing | Space Heating | Natural Gas | Boiler | Baseline Forecast | Summer Peak Demand (MW) | 0 | 0 | 0 | 0 | 0 | 0 | 0 | 0 | 0 | 0 | 0 | 0 | 0 | 0 | 0 | 0 | 0 | 0 | 0 | 0 | 0 | 0 | 0 | 0 | 0 | 0 | 0 | 0 | 0 | 0 | 0 | 0 | 0
F4_Commercial_Lodging_Existing_Space Heating_Natural Gas_Boiler_Baseline Forecast | F4 | Commercial | Lodging | Existing | Space Heating | Natural Gas | Boiler | Baseline Forecast | Winter Peak Demand (MW) | 0 | 0 | 0 | 0 | 0 | 0 | 0 | 0 | 0 | 0 | 0 | 0 | 0 | 0 | 0 | 0 | 0 | 0 | 0 | 0 | 0 | 0 | 0 | 0 | 0 | 0 | 0 | 0 | 0 | 0 | 0 | 0 | 0
F5_Commercial_Lodging_Existing_Space Heating_Natural Gas_Boiler_Baseline Forecast | F5 | Commercial | Lodging | Existing | Space Heating | Natural Gas | Boiler | Baseline Forecast | Turnover | 0 | 2555.7351 | 2820.0473 | 3053.1422 | 3259.9345 | 3441.2072 | 3602.8259 | 3748.2035 | 3878.8838 | 3995.0587 | 4097.7601 | 4188.2485 | 4267.5292 | 4336.5768 | 4396.2782 | 4447.6041 | 4491.3837 | 4528.3737 | 4559.2256 | 4584.5293 | 4604.7783 | 4620.4538 | 4384.0633 | 4191.5284 | 4036.3788 | 3912.9487 | 3816.3399 | 3742.2993 | 3687.141 | 3647.6762 | 3621.1528 | 3605.2007 | 3597.9081
F6_Commercial_Lodging_Existing_Space Heating_Natural Gas_Boiler_Baseline Forecast | F6 | Commercial | Lodging | Existing | Space Heating | Natural Gas | Boiler | Baseline Forecast | Avg. Replacement Usage (kWh) | 1.0734 | 1.0734 | 1.0677 | 1.0655 | 1.0598 | 1.0541 | 1.0484 | 1.0427 | 1.037 | 1.0223 | 1.0167 | 1.011 | 1.0054 | 1.0135 | 1.0078 | 1.002 | 0.9963 | 0.99058 | 0.98485 | 0.97912 | 0.97339 | 0.96768 | 0.96195 | 0.95623 | 0.9505 | 0.94479 | 0.93906 | 0.93334 | 0.92761 | 0.9219 | 0.91617 | 0.91044 | 0.91044
F7_Commercial_Lodging_Existing_Space Heating_Natural Gas_Boiler_Baseline Forecast | F7 | Commercial | Lodging | Existing | Space Heating | Natural Gas | Boiler | Baseline Forecast | Avg. Replacement Summer Demand (kW) | 0 | 0 | 0 | 0 | 0 | 0 | 0 | 0 | 0 | 0 | 0 | 0 | 0 | 0 | 0 | 0 | 0 | 0 | 0 | 0 | 0 | 0 | 0 | 0 | 0 | 0 | 0 | 0 | 0 | 0 | 0 | 0 | 0
F8_Commercial_Lodging_Existing_Space Heating_Natural Gas_Boiler_Baseline Forecast | F8 | Commercial | Lodging | Existing | Space Heating | Natural Gas | Boiler | Baseline Forecast | Avg. Replacement Winter Demand (kW) | 0 | 0 | 0 | 0 | 0 | 0 | 0 | 0 | 0 | 0 | 0 | 0 | 0 | 0 | 0 | 0 | 0 | 0 | 0 | 0 | 0 | 0 | 0 | 0 | 0 | 0 | 0 | 0 | 0 | 0 | 0 | 0 | 0
F1_Commercial_Lodging_Existing_Space Heating_Natural Gas_Unit Heater_Baseline Forecast | F1 | Commercial | Lodging | Existing | Space Heating | Natural Gas | Unit Heater | Baseline Forecast | Units | 9447.8617 | 9399.7931 | 9351.7245 | 9293.6753 | 9234.1174 | 9168.8195 | 9107.8164 | 9053.7996 | 9005.2632 | 8958.4147 | 8912.1832 | 8866.4154 | 8820.711 | 8774.8745 | 8728.7533 | 8682.5463 | 8636.3265 | 8590.1673 | 8544.0694 | 8498.0339 | 8451.9885 | 8405.933 | 8359.9331 | 8313.9893 | 8268.1026 | 8222.2081 | 8176.3058 | 8130.3956 | 8084.4774 | 8038.5513 | 7992.6172 | 7946.675 | 7900.9969
F2_Commercial_Lodging_Existing_Space Heating_Natural Gas_Unit Heater_Baseline Forecast | F2 | Commercial | Lodging | Existing | Space Heating | Natural Gas | Unit Heater | Baseline Forecast | Usage (MMtherm) | 0.002517 | 0.0025042 | 0.0024782 | 0.0024497 | 0.002421 | 0.002391 | 0.0023622 | 0.0023354 | 0.0023102 | 0.0022856 | 0.0022612 | 0.0022371 | 0.0022131 | 0.0021893 | 0.0021654 | 0.0021417 | 0.0021182 | 0.0020947 | 0.0020714 | 0.0020483 | 0.0020253 | 0.0020024 | 0.0019797 | 0.0019571 | 0.0019346 | 0.0019123 | 0.0018901 | 0.0018681 | 0.0018461 | 0.0018243 | 0.0018026 | 0.0017811 | 0.0017708
F3_Commercial_Lodging_Existing_Space Heating_Natural Gas_Unit Heater_Baseline Forecast | F3 | Commercial | Lodging | Existing | Space Heating | Natural Gas | Unit Heater | Baseline Forecast | Summer Peak Demand (MW) | 0 | 0 | 0 | 0 | 0 | 0 | 0 | 0 | 0 | 0 | 0 | 0 | 0 | 0 | 0 | 0 | 0 | 0 | 0 | 0 | 0 | 0 | 0 | 0 | 0 | 0 | 0 | 0 | 0 | 0 | 0 | 0 | 0
F4_Commercial_Lodging_Existing_Space Heating_Natural Gas_Unit Heater_Baseline Forecast | F4 | Commercial | Lodging | Existing | Space Heating | Natural Gas | Unit Heater | Baseline Forecast | Winter Peak Demand (MW) | 0 | 0 | 0 | 0 | 0 | 0 | 0 | 0 | 0 | 0 | 0 | 0 | 0 | 0 | 0 | 0 | 0 | 0 | 0 | 0 | 0 | 0 | 0 | 0 | 0 | 0 | 0 | 0 | 0 | 0 | 0 | 0 | 0
F5_Commercial_Lodging_Existing_Space Heating_Natural Gas_Unit Heater_Baseline Forecast | F5 | Commercial | Lodging | Existing | Space Heating | Natural Gas | Unit Heater | Baseline Forecast | Turnover | 0 | 313.3264 | 405.2414 | 477.0753 | 533.1164 | 576.2909 | 609.7622 | 635.8133 | 656.0116 | 671.3859 | 682.8733 | 691.2667 | 608.9675 | 560.6913 | 535.8106 | 526.6339 | 527.6287 | 609.9302 | 627.7268 | 641.1096 | 650.9751 | 658.0412 | 662.8844 | 649.3316 | 627.942 | 605.0287 | 584.1024 | 566.8626 | 546.8164 | 542.252 | 546.6538 | 555.6992 | 566.6176
F6_Commercial_Lodging_Existing_Space Heating_Natural Gas_Unit Heater_Baseline Forecast | F6 | Commercial | Lodging | Existing | Space Heating | Natural Gas | Unit Heater | Baseline Forecast | Avg. Replacement Usage (kWh) | 0.26641 | 0.26641 | 0.265 | 0.26359 | 0.26218 | 0.26077 | 0.25936 | 0.25795 | 0.25654 | 0.25513 | 0.25372 | 0.25231 | 0.2509 | 0.24949 | 0.24808 | 0.24667 | 0.24526 | 0.24385 | 0.24244 | 0.24103 | 0.23962 | 0.23822 | 0.23681 | 0.2354 | 0.23399 | 0.23258 | 0.23117 | 0.22976 | 0.22835 | 0.22695 | 0.22554 | 0.22413 | 0.22413
F7_Commercial_Lodging_Existing_Space Heating_Natural Gas_Unit Heater_Baseline Forecast | F7 | Commercial | Lodging | Existing | Space Heating | Natural Gas | Unit Heater | Baseline Forecast | Avg. Replacement Summer Demand (kW) | 0 | 0 | 0 | 0 | 0 | 0 | 0 | 0 | 0 | 0 | 0 | 0 | 0 | 0 | 0 | 0 | 0 | 0 | 0 | 0 | 0 | 0 | 0 | 0 | 0 | 0 | 0 | 0 | 0 | 0 | 0 | 0 | 0
F8_Commercial_Lodging_Existing_Space Heating_Natural Gas_Unit Heater_Baseline Forecast | F8 | Commercial | Lodging | Existing | Space Heating | Natural Gas | Unit Heater | Baseline Forecast | Avg. Replacement Winter Demand (kW) | 0 | 0 | 0 | 0 | 0 | 0 | 0 | 0 | 0 | 0 | 0 | 0 | 0 | 0 | 0 | 0 | 0 | 0 | 0 | 0 | 0 | 0 | 0 | 0 | 0 | 0 | 0 | 0 | 0 | 0 | 0 | 0 | 0
F1_Commercial_Lodging_Existing_Water Heating_Natural Gas_Water Heater_Baseline Forecast | F1 | Commercial | Lodging | Existing | Water Heating | Natural Gas | Water Heater | Baseline Forecast | Units | 501803.6871 | 499250.6232 | 496697.5593 | 493614.3947 | 490451.0971 | 486982.9342 | 483742.8827 | 480873.8931 | 478295.9811 | 475807.7211 | 473352.2292 | 470921.3684 | 468493.8708 | 466059.3592 | 463609.7267 | 461155.5374 | 458700.6708 | 456249.0153 | 453800.6217 | 451355.5415 | 448909.9334 | 446463.7939 | 444020.601 | 441580.395 | 439143.2164 | 436705.6244 | 434267.6165 | 431829.1903 | 429390.3433 | 426951.0731 | 424511.3773 | 422071.2533 | 419645.1553
F2_Commercial_Lodging_Existing_Water Heating_Natural Gas_Water Heater_Baseline Forecast | F2 | Commercial | Lodging | Existing | Water Heating | Natural Gas | Water Heater | Baseline Forecast | Usage (MMtherm) | 0.42316 | 0.41551 | 0.40676 | 0.39705 | 0.38721 | 0.37741 | 0.36835 | 0.36033 | 0.35345 | 0.34767 | 0.34274 | 0.33849 | 0.33476 | 0.33144 | 0.32844 | 0.3257 | 0.32317 | 0.32081 | 0.31858 | 0.31646 | 0.31443 | 0.31246 | 0.31055 | 0.30868 | 0.30685 | 0.30505 | 0.30326 | 0.30149 | 0.29974 | 0.298 | 0.29626 | 0.29453 | 0.29282
F3_Commercial_Lodging_Existing_Water Heating_Natural Gas_Water Heater_Baseline Forecast | F3 | Commercial | Lodging | Existing | Water Heating | Natural Gas | Water Heater | Baseline Forecast | Summer Peak Demand (MW) | 0 | 0 | 0 | 0 | 0 | 0 | 0 | 0 | 0 | 0 | 0 | 0 | 0 | 0 | 0 | 0 | 0 | 0 | 0 | 0 | 0 | 0 | 0 | 0 | 0 | 0 | 0 | 0 | 0 | 0 | 0 | 0 | 0
F4_Commercial_Lodging_Existing_Water Heating_Natural Gas_Water Heater_Baseline Forecast | F4 | Commercial | Lodging | Existing | Water Heating | Natural Gas | Water Heater | Baseline Forecast | Winter Peak Demand (MW) | 0 | 0 | 0 | 0 | 0 | 0 | 0 | 0 | 0 | 0 | 0 | 0 | 0 | 0 | 0 | 0 | 0 | 0 | 0 | 0 | 0 | 0 | 0 | 0 | 0 | 0 | 0 | 0 | 0 | 0 | 0 | 0 | 0
F5_Commercial_Lodging_Existing_Water Heating_Natural Gas_Water Heater_Baseline Forecast | F5 | Commercial | Lodging | Existing | Water Heating | Natural Gas | Water Heater | Baseline Forecast | Turnover | 0 | 19970.0249 | 25828.2731 | 30406.6467 | 33978.452 | 36730.2008 | 38863.5162 | 40523.897 | 41811.2419 | 42791.1348 | 37843.0605 | 35016.5588 | 33640.6893 | 33230.4198 | 33438.0672 | 38854.1858 | 40091.8962 | 41027.0713 | 41721.5369 | 41141.2503 | 39989.0502 | 38688.8885 | 37479.6984 | 36480.1288 | 35273.2812 | 35056.0094 | 35407.8651 | 36050.3542 | 36598.0469 | 38076.1575 | 37994.6335 | 37625.1327 | 37082.4076
F6_Commercial_Lodging_Existing_Water Heating_Natural Gas_Water Heater_Baseline Forecast | F6 | Commercial | Lodging | Existing | Water Heating | Natural Gas | Water Heater | Baseline Forecast | Avg. Replacement Usage (kWh) | 0.69758 | 0.69758 | 0.69758 | 0.69758 | 0.69758 | 0.69758 | 0.69758 | 0.69758 | 0.69758 | 0.69758 | 0.69758 | 0.69758 | 0.69758 | 0.69758 | 0.69758 | 0.69758 | 0.69758 | 0.69758 | 0.69758 | 0.69758 | 0.69758 | 0.69758 | 0.69758 | 0.69758 | 0.69758 | 0.69758 | 0.69758 | 0.69758 | 0.69758 | 0.69758 | 0.69758 | 0.69758 | 0.69758
F7_Commercial_Lodging_Existing_Water Heating_Natural Gas_Water Heater_Baseline Forecast | F7 | Commercial | Lodging | Existing | Water Heating | Natural Gas | Water Heater | Baseline Forecast | Avg. Replacement Summer Demand (kW) | 0 | 0 | 0 | 0 | 0 | 0 | 0 | 0 | 0 | 0 | 0 | 0 | 0 | 0 | 0 | 0 | 0 | 0 | 0 | 0 | 0 | 0 | 0 | 0 | 0 | 0 | 0 | 0 | 0 | 0 | 0 | 0 | 0
F8_Commercial_Lodging_Existing_Water Heating_Natural Gas_Water Heater_Baseline Forecast | F8 | Commercial | Lodging | Existing | Water Heating | Natural Gas | Water Heater | Baseline Forecast | Avg. Replacement Winter Demand (kW) | 0 | 0 | 0 | 0 | 0 | 0 | 0 | 0 | 0 | 0 | 0 | 0 | 0 | 0 | 0 | 0 | 0 | 0 | 0 | 0 | 0 | 0 | 0 | 0 | 0 | 0 | 0 | 0 | 0 | 0 | 0 | 0 | 0
F1_Commercial_Lodging_Existing_Food Preparation_Natural Gas_Oven_Baseline Forecast | F1 | Commercial | Lodging | Existing | Food Preparation | Natural Gas | Oven | Baseline Forecast | Units | 67076.9516 | 66735.6793 | 66394.4069 | 65982.275 | 65559.4316 | 65095.8364 | 64662.7332 | 64279.2305 | 63934.6366 | 63602.0267 | 63273.7969 | 62948.8596 | 62624.3719 | 62298.9466 | 61971.5 | 61643.4444 | 61315.2982 | 60987.5812 | 60660.3003 | 60333.4623 | 60006.5537 | 59679.5741 | 59352.9883 | 59026.8018 | 58701.02 | 58375.183 | 58049.2903 | 57723.3417 | 57397.3369 | 57071.2755 | 56745.1572 | 56418.9817 | 56094.6811
F2_Commercial_Lodging_Existing_Food Preparation_Natural Gas_Oven_Baseline Forecast | F2 | Commercial | Lodging | Existing | Food Preparation | Natural Gas | Oven | Baseline Forecast | Usage (MMtherm) | 0.0063204 | 0.0062882 | 0.0062561 | 0.0062173 | 0.0061774 | 0.0061337 | 0.0060929 | 0.0060568 | 0.0060243 | 0.005993 | 0.005962 | 0.0059314 | 0.0059008 | 0.0058702 | 0.0058393 | 0.0058084 | 0.0057775 | 0.0057466 | 0.0057158 | 0.005685 | 0.0056542 | 0.0056234 | 0.0055926 | 0.0055619 | 0.0055312 | 0.0055005 | 0.0054698 | 0.005439 | 0.0054083 | 0.0053776 | 0.0053469 | 0.0053161 | 0.0052856
F3_Commercial_Lodging_Existing_Food Preparation_Natural Gas_Oven_Baseline Forecast | F3 | Commercial | Lodging | Existing | Food Preparation | Natural Gas | Oven | Baseline Forecast | Summer Peak Demand (MW) | 0 | 0 | 0 | 0 | 0 | 0 | 0 | 0 | 0 | 0 | 0 | 0 | 0 | 0 | 0 | 0 | 0 | 0 | 0 | 0 | 0 | 0 | 0 | 0 | 0 | 0 | 0 | 0 | 0 | 0 | 0 | 0 | 0
F4_Commercial_Lodging_Existing_Food Preparation_Natural Gas_Oven_Baseline Forecast | F4 | Commercial | Lodging | Existing | Food Preparation | Natural Gas | Oven | Baseline Forecast | Winter Peak Demand (MW) | 0 | 0 | 0 | 0 | 0 | 0 | 0 | 0 | 0 | 0 | 0 | 0 | 0 | 0 | 0 | 0 | 0 | 0 | 0 | 0 | 0 | 0 | 0 | 0 | 0 | 0 | 0 | 0 | 0 | 0 | 0 | 0 | 0
F5_Commercial_Lodging_Existing_Food Preparation_Natural Gas_Oven_Baseline Forecast | F5 | Commercial | Lodging | Existing | Food Preparation | Natural Gas | Oven | Baseline Forecast | Turnover | 0 | 2224.5226 | 2877.091 | 3387.0901 | 3784.9645 | 4091.4903 | 4329.1269 | 4514.0818 | 4657.4831 | 4766.6364 | 4848.1931 | 4907.7842 | 4323.4843 | 3980.7382 | 3804.0929 | 3738.9406 | 3746.0039 | 4330.319 | 4456.6698 | 4551.6835 | 4621.7259 | 4671.893 | 4706.278 | 4610.0574 | 4458.1978 | 4295.5201 | 4146.9498 | 4024.5525 | 3882.2306 | 3849.8245 | 3881.0764 | 3945.2959 | 4022.8131
F6_Commercial_Lodging_Existing_Food Preparation_Natural Gas_Oven_Baseline Forecast | F6 | Commercial | Lodging | Existing | Food Preparation | Natural Gas | Oven | Baseline Forecast | Avg. Replacement Usage (kWh) | 0.094226 | 0.094226 | 0.094226 | 0.094226 | 0.094226 | 0.094226 | 0.094226 | 0.094226 | 0.094226 | 0.094226 | 0.094226 | 0.094226 | 0.094226 | 0.094226 | 0.094226 | 0.094226 | 0.094226 | 0.094226 | 0.094226 | 0.094226 | 0.094226 | 0.094226 | 0.094226 | 0.094226 | 0.094226 | 0.094226 | 0.094226 | 0.094226 | 0.094226 | 0.094226 | 0.094226 | 0.094226 | 0.094226
F7_Commercial_Lodging_Existing_Food Preparation_Natural Gas_Oven_Baseline Forecast | F7 | Commercial | Lodging | Existing | Food Preparation | Natural Gas | Oven | Baseline Forecast | Avg. Replacement Summer Demand (kW) | 0 | 0 | 0 | 0 | 0 | 0 | 0 | 0 | 0 | 0 | 0 | 0 | 0 | 0 | 0 | 0 | 0 | 0 | 0 | 0 | 0 | 0 | 0 | 0 | 0 | 0 | 0 | 0 | 0 | 0 | 0 | 0 | 0
F8_Commercial_Lodging_Existing_Food Preparation_Natural Gas_Oven_Baseline Forecast | F8 | Commercial | Lodging | Existing | Food Preparation | Natural Gas | Oven | Baseline Forecast | Avg. Replacement Winter Demand (kW) | 0 | 0 | 0 | 0 | 0 | 0 | 0 | 0 | 0 | 0 | 0 | 0 | 0 | 0 | 0 | 0 | 0 | 0 | 0 | 0 | 0 | 0 | 0 | 0 | 0 | 0 | 0 | 0 | 0 | 0 | 0 | 0 | 0
F1_Commercial_Lodging_Existing_Food Preparation_Natural Gas_Conveyor Oven_Baseline Forecast | F1 | Commercial | Lodging | Existing | Food Preparation | Natural Gas | Conveyor Oven | Baseline Forecast | Units | 33538.4758 | 33367.8396 | 33197.2034 | 32991.1375 | 32779.7158 | 32547.9182 | 32331.3666 | 32139.6153 | 31967.3183 | 31801.0133 | 31636.8985 | 31474.4298 | 31312.1859 | 31149.4733 | 30985.75 | 30821.7222 | 30657.6491 | 30493.7906 | 30330.1502 | 30166.7311 | 30003.2769 | 29839.787 | 29676.4942 | 29513.4009 | 29350.51 | 29187.5915 | 29024.6452 | 28861.6709 | 28698.6685 | 28535.6378 | 28372.5786 | 28209.4909 | 28047.3405
F2_Commercial_Lodging_Existing_Food Preparation_Natural Gas_Conveyor Oven_Baseline Forecast | F2 | Commercial | Lodging | Existing | Food Preparation | Natural Gas | Conveyor Oven | Baseline Forecast | Usage (MMtherm) | 0.0054073 | 0.0053798 | 0.0053523 | 0.0053191 | 0.005285 | 0.0052476 | 0.0052127 | 0.0051818 | 0.005154 | 0.0051272 | 0.0051007 | 0.0050745 | 0.0050484 | 0.0050221 | 0.0049957 | 0.0049693 | 0.0049428 | 0.0049164 | 0.00489 | 0.0048637 | 0.0048373 | 0.004811 | 0.0047847 | 0.0047584 | 0.0047321 | 0.0047058 | 0.0046796 | 0.0046533 | 0.004627 | 0.0046007 | 0.0045744 | 0.0045481 | 0.004522
F3_Commercial_Lodging_Existing_Food Preparation_Natural Gas_Conveyor Oven_Baseline Forecast | F3 | Commercial | Lodging | Existing | Food Preparation | Natural Gas | Conveyor Oven | Baseline Forecast | Summer Peak Demand (MW) | 0 | 0 | 0 | 0 | 0 | 0 | 0 | 0 | 0 | 0 | 0 | 0 | 0 | 0 | 0 | 0 | 0 | 0 | 0 | 0 | 0 | 0 | 0 | 0 | 0 | 0 | 0 | 0 | 0 | 0 | 0 | 0 | 0
F4_Commercial_Lodging_Existing_Food Preparation_Natural Gas_Conveyor Oven_Baseline Forecast | F4 | Commercial | Lodging | Existing | Food Preparation | Natural Gas | Conveyor Oven | Baseline Forecast | Winter Peak Demand (MW) | 0 | 0 | 0 | 0 | 0 | 0 | 0 | 0 | 0 | 0 | 0 | 0 | 0 | 0 | 0 | 0 | 0 | 0 | 0 | 0 | 0 | 0 | 0 | 0 | 0 | 0 | 0 | 0 | 0 | 0 | 0 | 0 | 0
F5_Commercial_Lodging_Existing_Food Preparation_Natural Gas_Conveyor Oven_Baseline Forecast | F5 | Commercial | Lodging | Existing | Food Preparation | Natural Gas | Conveyor Oven | Baseline Forecast | Turnover | 0 | 785.1256 | 1015.4439 | 1195.4436 | 1335.8698 | 1444.0554 | 1527.9271 | 1593.2053 | 1643.8176 | 1682.3423 | 1711.127 | 1732.1591 | 1746.9628 | 1756.7722 | 1762.5691 | 1765.1994 | 1765.3204 | 1548.2083 | 1417.4692 | 1346.4856 | 1315.8962 | 1311.7614 | 1507.2063 | 1546.355 | 1575.5563 | 1596.832 | 1611.8003 | 1621.7491 | 1627.7033 | 1630.4787 | 1630.7245 | 1628.9571 | 1625.6437
F6_Commercial_Lodging_Existing_Food Preparation_Natural Gas_Conveyor Oven_Baseline Forecast | F6 | Commercial | Lodging | Existing | Food Preparation | Natural Gas | Conveyor Oven | Baseline Forecast | Avg. Replacement Usage (kWh) | 0.16123 | 0.16123 | 0.16123 | 0.16123 | 0.16123 | 0.16123 | 0.16123 | 0.16123 | 0.16123 | 0.16123 | 0.16123 | 0.16123 | 0.16123 | 0.16123 | 0.16123 | 0.16123 | 0.16123 | 0.16123 | 0.16123 | 0.16123 | 0.16123 | 0.16123 | 0.16123 | 0.16123 | 0.16123 | 0.16123 | 0.16123 | 0.16123 | 0.16123 | 0.16123 | 0.16123 | 0.16123 | 0.16123
F7_Commercial_Lodging_Existing_Food Preparation_Natural Gas_Conveyor Oven_Baseline Forecast | F7 | Commercial | Lodging | Existing | Food Preparation | Natural Gas | Conveyor Oven | Baseline Forecast | Avg. Replacement Summer Demand (kW) | 0 | 0 | 0 | 0 | 0 | 0 | 0 | 0 | 0 | 0 | 0 | 0 | 0 | 0 | 0 | 0 | 0 | 0 | 0 | 0 | 0 | 0 | 0 | 0 | 0 | 0 | 0 | 0 | 0 | 0 | 0 | 0 | 0
F8_Commercial_Lodging_Existing_Food Preparation_Natural Gas_Conveyor Oven_Baseline Forecast | F8 | Commercial | Lodging | Existing | Food Preparation | Natural Gas | Conveyor Oven | Baseline Forecast | Avg. Replacement Winter Demand (kW) | 0 | 0 | 0 | 0 | 0 | 0 | 0 | 0 | 0 | 0 | 0 | 0 | 0 | 0 | 0 | 0 | 0 | 0 | 0 | 0 | 0 | 0 | 0 | 0 | 0 | 0 | 0 | 0 | 0 | 0 | 0 | 0 | 0
F1_Commercial_Lodging_Existing_Food Preparation_Natural Gas_Double Rack Oven_Baseline Forecast | F1 | Commercial | Lodging | Existing | Food Preparation | Natural Gas | Double Rack Oven | Baseline Forecast | Units | 33538.4758 | 33367.8396 | 33197.2034 | 32991.1375 | 32779.7158 | 32547.9182 | 32331.3666 | 32139.6153 | 31967.3183 | 31801.0133 | 31636.8985 | 31474.4298 | 31312.1859 | 31149.4733 | 30985.75 | 30821.7222 | 30657.6491 | 30493.7906 | 30330.1502 | 30166.7311 | 30003.2769 | 29839.787 | 29676.4942 | 29513.4009 | 29350.51 | 29187.5915 | 29024.6452 | 28861.6709 | 28698.6685 | 28535.6378 | 28372.5786 | 28209.4909 | 28047.3405
F2_Commercial_Lodging_Existing_Food Preparation_Natural Gas_Double Rack Oven_Baseline Forecast | F2 | Commercial | Lodging | Existing | Food Preparation | Natural Gas | Double Rack Oven | Baseline Forecast | Usage (MMtherm) | 0.0082147 | 0.0081729 | 0.0081311 | 0.0080806 | 0.0080289 | 0.0079721 | 0.007919 | 0.0078721 | 0.0078299 | 0.0077891 | 0.0077489 | 0.0077091 | 0.0076694 | 0.0076296 | 0.0075895 | 0.0075493 | 0.0075091 | 0.007469 | 0.0074289 | 0.0073888 | 0.0073488 | 0.0073088 | 0.0072688 | 0.0072288 | 0.0071889 | 0.007149 | 0.0071091 | 0.0070692 | 0.0070293 | 0.0069893 | 0.0069494 | 0.0069095 | 0.0068697
F3_Commercial_Lodging_Existing_Food Preparation_Natural Gas_Double Rack Oven_Baseline Forecast | F3 | Commercial | Lodging | Existing | Food Preparation | Natural Gas | Double Rack Oven | Baseline Forecast | Summer Peak Demand (MW) | 0 | 0 | 0 | 0 | 0 | 0 | 0 | 0 | 0 | 0 | 0 | 0 | 0 | 0 | 0 | 0 | 0 | 0 | 0 | 0 | 0 | 0 | 0 | 0 | 0 | 0 | 0 | 0 | 0 | 0 | 0 | 0 | 0
F4_Commercial_Lodging_Existing_Food Preparation_Natural Gas_Double Rack Oven_Baseline Forecast | F4 | Commercial | Lodging | Existing | Food Preparation | Natural Gas | Double Rack Oven | Baseline Forecast | Winter Peak Demand (MW) | 0 | 0 | 0 | 0 | 0 | 0 | 0 | 0 | 0 | 0 | 0 | 0 | 0 | 0 | 0 | 0 | 0 | 0 | 0 | 0 | 0 | 0 | 0 | 0 | 0 | 0 | 0 | 0 | 0 | 0 | 0 | 0 | 0
F5_Commercial_Lodging_Existing_Food Preparation_Natural Gas_Double Rack Oven_Baseline Forecast | F5 | Commercial | Lodging | Existing | Food Preparation | Natural Gas | Double Rack Oven | Baseline Forecast | Turnover | 0 | 1112.2613 | 1438.5455 | 1693.5451 | 1892.4823 | 2045.7452 | 2164.5634 | 2257.0409 | 2328.7416 | 2383.3182 | 2424.0966 | 2453.8921 | 2161.7422 | 1990.3691 | 1902.0465 | 1869.4703 | 1873.0019 | 2165.1595 | 2228.3349 | 2275.8418 | 2310.8629 | 2335.9465 | 2353.139 | 2305.0287 | 2229.0989 | 2147.76 | 2073.4749 | 2012.2762 | 1941.1153 | 1924.9123 | 1940.5382 | 1972.6479 | 2011.4066
F6_Commercial_Lodging_Existing_Food Preparation_Natural Gas_Double Rack Oven_Baseline Forecast | F6 | Commercial | Lodging | Existing | Food Preparation | Natural Gas | Double Rack Oven | Baseline Forecast | Avg. Replacement Usage (kWh) | 0.24493 | 0.24493 | 0.24493 | 0.24493 | 0.24493 | 0.24493 | 0.24493 | 0.24493 | 0.24493 | 0.24493 | 0.24493 | 0.24493 | 0.24493 | 0.24493 | 0.24493 | 0.24493 | 0.24493 | 0.24493 | 0.24493 | 0.24493 | 0.24493 | 0.24493 | 0.24493 | 0.24493 | 0.24493 | 0.24493 | 0.24493 | 0.24493 | 0.24493 | 0.24493 | 0.24493 | 0.24493 | 0.24493
F7_Commercial_Lodging_Existing_Food Preparation_Natural Gas_Double Rack Oven_Baseline Forecast | F7 | Commercial | Lodging | Existing | Food Preparation | Natural Gas | Double Rack Oven | Baseline Forecast | Avg. Replacement Summer Demand (kW) | 0 | 0 | 0 | 0 | 0 | 0 | 0 | 0 | 0 | 0 | 0 | 0 | 0 | 0 | 0 | 0 | 0 | 0 | 0 | 0 | 0 | 0 | 0 | 0 | 0 | 0 | 0 | 0 | 0 | 0 | 0 | 0 | 0
F8_Commercial_Lodging_Existing_Food Preparation_Natural Gas_Double Rack Oven_Baseline Forecast | F8 | Commercial | Lodging | Existing | Food Preparation | Natural Gas | Double Rack Oven | Baseline Forecast | Avg. Replacement Winter Demand (kW) | 0 | 0 | 0 | 0 | 0 | 0 | 0 | 0 | 0 | 0 | 0 | 0 | 0 | 0 | 0 | 0 | 0 | 0 | 0 | 0 | 0 | 0 | 0 | 0 | 0 | 0 | 0 | 0 | 0 | 0 | 0 | 0 | 0
F1_Commercial_Lodging_Existing_Food Preparation_Natural Gas_Fryer_Baseline Forecast | F1 | Commercial | Lodging | Existing | Food Preparation | Natural Gas | Fryer | Baseline Forecast | Units | 50957.6842 | 50698.423 | 50439.1618 | 50126.0694 | 49804.8395 | 49452.6509 | 49123.6268 | 48832.2836 | 48570.4991 | 48317.8187 | 48068.4659 | 47821.6143 | 47575.1042 | 47327.8819 | 47079.1241 | 46829.9035 | 46580.6141 | 46331.6509 | 46083.0188 | 45834.7233 | 45586.3741 | 45337.971 | 45089.8671 | 44842.0665 | 44594.5734 | 44347.0382 | 44099.4609 | 43851.841 | 43604.1784 | 43356.4729 | 43108.7241 | 42860.9318 | 42614.5639
F2_Commercial_Lodging_Existing_Food Preparation_Natural Gas_Fryer_Baseline Forecast | F2 | Commercial | Lodging | Existing | Food Preparation | Natural Gas | Fryer | Baseline Forecast | Usage (MMtherm) | 0.0077669 | 0.0077274 | 0.0076879 | 0.0073533 | 0.0069824 | 0.0065829 | 0.0062375 | 0.0059185 | 0.0056764 | 0.0054898 | 0.0053066 | 0.0051481 | 0.0050766 | 0.0050167 | 0.0049653 | 0.0049203 | 0.0048802 | 0.0048438 | 0.00481 | 0.0047783 | 0.0047481 | 0.004719 | 0.0046908 | 0.0046632 | 0.0046361 | 0.0046094 | 0.0045829 | 0.0045567 | 0.0045305 | 0.0045045 | 0.0044785 | 0.0044526 | 0.0044269
F3_Commercial_Lodging_Existing_Food Preparation_Natural Gas_Fryer_Baseline Forecast | F3 | Commercial | Lodging | Existing | Food Preparation | Natural Gas | Fryer | Baseline Forecast | Summer Peak Demand (MW) | 0 | 0 | 0 | 0 | 0 | 0 | 0 | 0 | 0 | 0 | 0 | 0 | 0 | 0 | 0 | 0 | 0 | 0 | 0 | 0 | 0 | 0 | 0 | 0 | 0 | 0 | 0 | 0 | 0 | 0 | 0 | 0 | 0
F4_Commercial_Lodging_Existing_Food Preparation_Natural Gas_Fryer_Baseline Forecast | F4 | Commercial | Lodging | Existing | Food Preparation | Natural Gas | Fryer | Baseline Forecast | Winter Peak Demand (MW) | 0 | 0 | 0 | 0 | 0 | 0 | 0 | 0 | 0 | 0 | 0 | 0 | 0 | 0 | 0 | 0 | 0 | 0 | 0 | 0 | 0 | 0 | 0 | 0 | 0 | 0 | 0 | 0 | 0 | 0 | 0 | 0 | 0
F5_Commercial_Lodging_Existing_Food Preparation_Natural Gas_Fryer_Baseline Forecast | F5 | Commercial | Lodging | Existing | Food Preparation | Natural Gas | Fryer | Baseline Forecast | Turnover | 0 | 3456.7107 | 4871.9645 | 5909.7497 | 6667.7644 | 7213.3084 | 6211.3215 | 5810.0511 | 5765.7659 | 5918.9991 | 6946.9329 | 7017.5107 | 6891.6704 | 6725.9322 | 6593.6482 | 6395.2245 | 6397.2424 | 6447.2002 | 6488.1767 | 6684.2646 | 6566.4221 | 6434.3486 | 6338.5797 | 6284.2639 | 6276.0852 | 6286.0592 | 6271.8763 | 6235.6961 | 6230.215 | 6153.1543 | 6094.4012 | 6054.8001 | 6025.5433
F6_Commercial_Lodging_Existing_Food Preparation_Natural Gas_Fryer_Baseline Forecast | F6 | Commercial | Lodging | Existing | Food Preparation | Natural Gas | Fryer | Baseline Forecast | Avg. Replacement Usage (kWh) | 0.15242 | 0.15242 | 0.15242 | 0.10387 | 0.10387 | 0.10387 | 0.10387 | 0.10387 | 0.10387 | 0.10387 | 0.10387 | 0.10387 | 0.10387 | 0.10387 | 0.10387 | 0.10387 | 0.10387 | 0.10387 | 0.10387 | 0.10387 | 0.10387 | 0.10387 | 0.10387 | 0.10387 | 0.10387 | 0.10387 | 0.10387 | 0.10387 | 0.10387 | 0.10387 | 0.10387 | 0.10387 | 0.10387
F7_Commercial_Lodging_Existing_Food Preparation_Natural Gas_Fryer_Baseline Forecast | F7 | Commercial | Lodging | Existing | Food Preparation | Natural Gas | Fryer | Baseline Forecast | Avg. Replacement Summer Demand (kW) | 0 | 0 | 0 | 0 | 0 | 0 | 0 | 0 | 0 | 0 | 0 | 0 | 0 | 0 | 0 | 0 | 0 | 0 | 0 | 0 | 0 | 0 | 0 | 0 | 0 | 0 | 0 | 0 | 0 | 0 | 0 | 0 | 0
F8_Commercial_Lodging_Existing_Food Preparation_Natural Gas_Fryer_Baseline Forecast | F8 | Commercial | Lodging | Existing | Food Preparation | Natural Gas | Fryer | Baseline Forecast | Avg. Replacement Winter Demand (kW) | 0 | 0 | 0 | 0 | 0 | 0 | 0 | 0 | 0 | 0 | 0 | 0 | 0 | 0 | 0 | 0 | 0 | 0 | 0 | 0 | 0 | 0 | 0 | 0 | 0 | 0 | 0 | 0 | 0 | 0 | 0 | 0 | 0
F1_Commercial_Lodging_Existing_Food Preparation_Natural Gas_Broiler_Baseline Forecast | F1 | Commercial | Lodging | Existing | Food Preparation | Natural Gas | Broiler | Baseline Forecast | Units | 50957.6842 | 50698.423 | 50439.1618 | 50126.0694 | 49804.8395 | 49452.6509 | 49123.6268 | 48832.2836 | 48570.4991 | 48317.8187 | 48068.4659 | 47821.6143 | 47575.1042 | 47327.8819 | 47079.1241 | 46829.9035 | 46580.6141 | 46331.6509 | 46083.0188 | 45834.7233 | 45586.3741 | 45337.971 | 45089.8671 | 44842.0665 | 44594.5734 | 44347.0382 | 44099.4609 | 43851.841 | 43604.1784 | 43356.4729 | 43108.7241 | 42860.9318 | 42614.5639
F2_Commercial_Lodging_Existing_Food Preparation_Natural Gas_Broiler_Baseline Forecast | F2 | Commercial | Lodging | Existing | Food Preparation | Natural Gas | Broiler | Baseline Forecast | Usage (MMtherm) | 0.0085426 | 0.0084992 | 0.0084557 | 0.0084032 | 0.0083494 | 0.0082903 | 0.0082352 | 0.0081863 | 0.0081424 | 0.0081001 | 0.0080583 | 0.0080169 | 0.0079756 | 0.0079341 | 0.0078924 | 0.0078506 | 0.0078088 | 0.0077671 | 0.0077254 | 0.0076838 | 0.0076422 | 0.0076005 | 0.0075589 | 0.0075174 | 0.0074759 | 0.0074344 | 0.0073929 | 0.0073514 | 0.0073099 | 0.0072683 | 0.0072268 | 0.0071853 | 0.007144
F3_Commercial_Lodging_Existing_Food Preparation_Natural Gas_Broiler_Baseline Forecast | F3 | Commercial | Lodging | Existing | Food Preparation | Natural Gas | Broiler | Baseline Forecast | Summer Peak Demand (MW) | 0 | 0 | 0 | 0 | 0 | 0 | 0 | 0 | 0 | 0 | 0 | 0 | 0 | 0 | 0 | 0 | 0 | 0 | 0 | 0 | 0 | 0 | 0 | 0 | 0 | 0 | 0 | 0 | 0 | 0 | 0 | 0 | 0
F4_Commercial_Lodging_Existing_Food Preparation_Natural Gas_Broiler_Baseline Forecast | F4 | Commercial | Lodging | Existing | Food Preparation | Natural Gas | Broiler | Baseline Forecast | Winter Peak Demand (MW) | 0 | 0 | 0 | 0 | 0 | 0 | 0 | 0 | 0 | 0 | 0 | 0 | 0 | 0 | 0 | 0 | 0 | 0 | 0 | 0 | 0 | 0 | 0 | 0 | 0 | 0 | 0 | 0 | 0 | 0 | 0 | 0 | 0
F5_Commercial_Lodging_Existing_Food Preparation_Natural Gas_Broiler_Baseline Forecast | F5 | Commercial | Lodging | Existing | Food Preparation | Natural Gas | Broiler | Baseline Forecast | Turnover | 0 | 1689.9474 | 2185.697 | 2573.1382 | 2875.3994 | 3108.264 | 3288.7941 | 3429.3025 | 3538.243 | 3621.1657 | 3683.1235 | 3728.3942 | 3284.5075 | 3024.1267 | 2889.931 | 2840.4355 | 2845.8014 | 3289.6997 | 3385.6871 | 3457.8681 | 3511.0786 | 3549.19 | 3575.312 | 3502.2141 | 3386.848 | 3263.2633 | 3150.3959 | 3057.412 | 2949.2915 | 2924.6729 | 2948.4147 | 2997.2015 | 3056.0906
F6_Commercial_Lodging_Existing_Food Preparation_Natural Gas_Broiler_Baseline Forecast | F6 | Commercial | Lodging | Existing | Food Preparation | Natural Gas | Broiler | Baseline Forecast | Avg. Replacement Usage (kWh) | 0.16764 | 0.16764 | 0.16764 | 0.16764 | 0.16764 | 0.16764 | 0.16764 | 0.16764 | 0.16764 | 0.16764 | 0.16764 | 0.16764 | 0.16764 | 0.16764 | 0.16764 | 0.16764 | 0.16764 | 0.16764 | 0.16764 | 0.16764 | 0.16764 | 0.16764 | 0.16764 | 0.16764 | 0.16764 | 0.16764 | 0.16764 | 0.16764 | 0.16764 | 0.16764 | 0.16764 | 0.16764 | 0.16764
F7_Commercial_Lodging_Existing_Food Preparation_Natural Gas_Broiler_Baseline Forecast | F7 | Commercial | Lodging | Existing | Food Preparation | Natural Gas | Broiler | Baseline Forecast | Avg. Replacement Summer Demand (kW) | 0 | 0 | 0 | 0 | 0 | 0 | 0 | 0 | 0 | 0 | 0 | 0 | 0 | 0 | 0 | 0 | 0 | 0 | 0 | 0 | 0 | 0 | 0 | 0 | 0 | 0 | 0 | 0 | 0 | 0 | 0 | 0 | 0
F8_Commercial_Lodging_Existing_Food Preparation_Natural Gas_Broiler_Baseline Forecast | F8 | Commercial | Lodging | Existing | Food Preparation | Natural Gas | Broiler | Baseline Forecast | Avg. Replacement Winter Demand (kW) | 0 | 0 | 0 | 0 | 0 | 0 | 0 | 0 | 0 | 0 | 0 | 0 | 0 | 0 | 0 | 0 | 0 | 0 | 0 | 0 | 0 | 0 | 0 | 0 | 0 | 0 | 0 | 0 | 0 | 0 | 0 | 0 | 0
F1_Commercial_Lodging_Existing_Food Preparation_Natural Gas_Griddle_Baseline Forecast | F1 | Commercial | Lodging | Existing | Food Preparation | Natural Gas | Griddle | Baseline Forecast | Units | 136233.8088 | 135540.6819 | 134847.555 | 134010.512 | 133151.7139 | 132210.1484 | 131330.5124 | 130551.6155 | 129851.7426 | 129176.2092 | 128509.572 | 127849.6219 | 127190.5848 | 126529.6435 | 125864.597 | 125198.3134 | 124531.846 | 123866.2503 | 123201.5402 | 122537.7296 | 121873.7757 | 121209.6776 | 120546.3794 | 119883.8921 | 119222.2267 | 118560.4491 | 117898.5586 | 117236.5545 | 116574.4362 | 115912.203 | 115249.8542 | 114587.3892 | 113928.7321
F2_Commercial_Lodging_Existing_Food Preparation_Natural Gas_Griddle_Baseline Forecast | F2 | Commercial | Lodging | Existing | Food Preparation | Natural Gas | Griddle | Baseline Forecast | Usage (MMtherm) | 0.01516 | 0.015083 | 0.015006 | 0.014913 | 0.014817 | 0.014712 | 0.014614 | 0.014528 | 0.01445 | 0.014375 | 0.0143 | 0.014227 | 0.014154 | 0.01408 | 0.014006 | 0.013932 | 0.013858 | 0.013784 | 0.01371 | 0.013636 | 0.013562 | 0.013488 | 0.013414 | 0.013341 | 0.013267 | 0.013193 | 0.01312 | 0.013046 | 0.012972 | 0.012899 | 0.012825 | 0.012751 | 0.012678
F3_Commercial_Lodging_Existing_Food Preparation_Natural Gas_Griddle_Baseline Forecast | F3 | Commercial | Lodging | Existing | Food Preparation | Natural Gas | Griddle | Baseline Forecast | Summer Peak Demand (MW) | 0 | 0 | 0 | 0 | 0 | 0 | 0 | 0 | 0 | 0 | 0 | 0 | 0 | 0 | 0 | 0 | 0 | 0 | 0 | 0 | 0 | 0 | 0 | 0 | 0 | 0 | 0 | 0 | 0 | 0 | 0 | 0 | 0
F4_Commercial_Lodging_Existing_Food Preparation_Natural Gas_Griddle_Baseline Forecast | F4 | Commercial | Lodging | Existing | Food Preparation | Natural Gas | Griddle | Baseline Forecast | Winter Peak Demand (MW) | 0 | 0 | 0 | 0 | 0 | 0 | 0 | 0 | 0 | 0 | 0 | 0 | 0 | 0 | 0 | 0 | 0 | 0 | 0 | 0 | 0 | 0 | 0 | 0 | 0 | 0 | 0 | 0 | 0 | 0 | 0 | 0 | 0
F5_Commercial_Lodging_Existing_Food Preparation_Natural Gas_Griddle_Baseline Forecast | F5 | Commercial | Lodging | Existing | Food Preparation | Natural Gas | Griddle | Baseline Forecast | Turnover | 0 | 4518.0227 | 5843.3941 | 6879.2063 | 7687.2923 | 8309.8485 | 8792.4903 | 9168.1352 | 9459.3843 | 9681.0755 | 9846.7179 | 9967.7477 | 8781.0301 | 8084.9101 | 7726.1422 | 7593.8173 | 7608.1629 | 8794.9115 | 9051.5309 | 9244.5045 | 9386.7611 | 9488.6509 | 9558.4871 | 9363.0623 | 9054.6344 | 8724.2346 | 8422.4871 | 8173.8973 | 7884.8404 | 7819.0234 | 7882.4963 | 8012.9266 | 8170.3646
F6_Commercial_Lodging_Existing_Food Preparation_Natural Gas_Griddle_Baseline Forecast | F6 | Commercial | Lodging | Existing | Food Preparation | Natural Gas | Griddle | Baseline Forecast | Avg. Replacement Usage (kWh) | 0.11128 | 0.11128 | 0.11128 | 0.11128 | 0.11128 | 0.11128 | 0.11128 | 0.11128 | 0.11128 | 0.11128 | 0.11128 | 0.11128 | 0.11128 | 0.11128 | 0.11128 | 0.11128 | 0.11128 | 0.11128 | 0.11128 | 0.11128 | 0.11128 | 0.11128 | 0.11128 | 0.11128 | 0.11128 | 0.11128 | 0.11128 | 0.11128 | 0.11128 | 0.11128 | 0.11128 | 0.11128 | 0.11128
F7_Commercial_Lodging_Existing_Food Preparation_Natural Gas_Griddle_Baseline Forecast | F7 | Commercial | Lodging | Existing | Food Preparation | Natural Gas | Griddle | Baseline Forecast | Avg. Replacement Summer Demand (kW) | 0 | 0 | 0 | 0 | 0 | 0 | 0 | 0 | 0 | 0 | 0 | 0 | 0 | 0 | 0 | 0 | 0 | 0 | 0 | 0 | 0 | 0 | 0 | 0 | 0 | 0 | 0 | 0 | 0 | 0 | 0 | 0 | 0
F8_Commercial_Lodging_Existing_Food Preparation_Natural Gas_Griddle_Baseline Forecast | F8 | Commercial | Lodging | Existing | Food Preparation | Natural Gas | Griddle | Baseline Forecast | Avg. Replacement Winter Demand (kW) | 0 | 0 | 0 | 0 | 0 | 0 | 0 | 0 | 0 | 0 | 0 | 0 | 0 | 0 | 0 | 0 | 0 | 0 | 0 | 0 | 0 | 0 | 0 | 0 | 0 | 0 | 0 | 0 | 0 | 0 | 0 | 0 | 0
F1_Commercial_Lodging_Existing_Food Preparation_Natural Gas_Range_Baseline Forecast | F1 | Commercial | Lodging | Existing | Food Preparation | Natural Gas | Range | Baseline Forecast | Units | 2079.9055 | 2069.3234 | 2058.7413 | 2045.962 | 2032.8506 | 2018.4755 | 2005.046 | 1993.1544 | 1982.4694 | 1972.1559 | 1961.9782 | 1951.9026 | 1941.841 | 1931.7503 | 1921.5969 | 1911.4246 | 1901.2496 | 1891.0878 | 1880.9395 | 1870.805 | 1860.6683 | 1850.5294 | 1840.4027 | 1830.2884 | 1820.1867 | 1810.0832 | 1799.978 | 1789.8711 | 1779.7624 | 1769.652 | 1759.5398 | 1749.4258 | 1739.37
F2_Commercial_Lodging_Existing_Food Preparation_Natural Gas_Range_Baseline Forecast | F2 | Commercial | Lodging | Existing | Food Preparation | Natural Gas | Range | Baseline Forecast | Usage (MMtherm) | 0.00024008 | 0.00023886 | 0.00023764 | 0.00023617 | 0.00023465 | 0.00023299 | 0.00023144 | 0.00023007 | 0.00022884 | 0.00022765 | 0.00022647 | 0.00022531 | 0.00022415 | 0.00022298 | 0.00022181 | 0.00022064 | 0.00021946 | 0.00021829 | 0.00021712 | 0.00021595 | 0.00021478 | 0.00021361 | 0.00021244 | 0.00021127 | 0.0002101 | 0.00020894 | 0.00020777 | 0.0002066 | 0.00020544 | 0.00020427 | 0.0002031 | 0.00020194 | 0.00020078
F3_Commercial_Lodging_Existing_Food Preparation_Natural Gas_Range_Baseline Forecast | F3 | Commercial | Lodging | Existing | Food Preparation | Natural Gas | Range | Baseline Forecast | Summer Peak Demand (MW) | 0 | 0 | 0 | 0 | 0 | 0 | 0 | 0 | 0 | 0 | 0 | 0 | 0 | 0 | 0 | 0 | 0 | 0 | 0 | 0 | 0 | 0 | 0 | 0 | 0 | 0 | 0 | 0 | 0 | 0 | 0 | 0 | 0
F4_Commercial_Lodging_Existing_Food Preparation_Natural Gas_Range_Baseline Forecast | F4 | Commercial | Lodging | Existing | Food Preparation | Natural Gas | Range | Baseline Forecast | Winter Peak Demand (MW) | 0 | 0 | 0 | 0 | 0 | 0 | 0 | 0 | 0 | 0 | 0 | 0 | 0 | 0 | 0 | 0 | 0 | 0 | 0 | 0 | 0 | 0 | 0 | 0 | 0 | 0 | 0 | 0 | 0 | 0 | 0 | 0 | 0
F5_Commercial_Lodging_Existing_Food Preparation_Natural Gas_Range_Baseline Forecast | F5 | Commercial | Lodging | Existing | Food Preparation | Natural Gas | Range | Baseline Forecast | Turnover | 0 | 82.7729 | 107.0545 | 126.0313 | 140.8359 | 152.2415 | 161.0838 | 167.9658 | 173.3017 | 177.3632 | 156.8541 | 145.1387 | 139.4359 | 137.7354 | 138.5961 | 161.0451 | 166.1753 | 170.0514 | 172.9299 | 170.5247 | 165.749 | 160.36 | 155.3481 | 151.205 | 146.2028 | 145.3022 | 146.7606 | 149.4236 | 151.6937 | 157.8203 | 157.4824 | 155.9509 | 153.7013
F6_Commercial_Lodging_Existing_Food Preparation_Natural Gas_Range_Baseline Forecast | F6 | Commercial | Lodging | Existing | Food Preparation | Natural Gas | Range | Baseline Forecast | Avg. Replacement Usage (kWh) | 0.11543 | 0.11543 | 0.11543 | 0.11543 | 0.11543 | 0.11543 | 0.11543 | 0.11543 | 0.11543 | 0.11543 | 0.11543 | 0.11543 | 0.11543 | 0.11543 | 0.11543 | 0.11543 | 0.11543 | 0.11543 | 0.11543 | 0.11543 | 0.11543 | 0.11543 | 0.11543 | 0.11543 | 0.11543 | 0.11543 | 0.11543 | 0.11543 | 0.11543 | 0.11543 | 0.11543 | 0.11543 | 0.11543
F7_Commercial_Lodging_Existing_Food Preparation_Natural Gas_Range_Baseline Forecast | F7 | Commercial | Lodging | Existing | Food Preparation | Natural Gas | Range | Baseline Forecast | Avg. Replacement Summer Demand (kW) | 0 | 0 | 0 | 0 | 0 | 0 | 0 | 0 | 0 | 0 | 0 | 0 | 0 | 0 | 0 | 0 | 0 | 0 | 0 | 0 | 0 | 0 | 0 | 0 | 0 | 0 | 0 | 0 | 0 | 0 | 0 | 0 | 0
F8_Commercial_Lodging_Existing_Food Preparation_Natural Gas_Range_Baseline Forecast | F8 | Commercial | Lodging | Existing | Food Preparation | Natural Gas | Range | Baseline Forecast | Avg. Replacement Winter Demand (kW) | 0 | 0 | 0 | 0 | 0 | 0 | 0 | 0 | 0 | 0 | 0 | 0 | 0 | 0 | 0 | 0 | 0 | 0 | 0 | 0 | 0 | 0 | 0 | 0 | 0 | 0 | 0 | 0 | 0 | 0 | 0 | 0 | 0
F1_Commercial_Lodging_Existing_Food Preparation_Natural Gas_Steamer_Baseline Forecast | F1 | Commercial | Lodging | Existing | Food Preparation | Natural Gas | Steamer | Baseline Forecast | Units | 2079.9055 | 2069.3234 | 2058.7413 | 2045.962 | 2032.8506 | 2018.4755 | 2005.046 | 1993.1544 | 1982.4694 | 1972.1559 | 1961.9782 | 1951.9026 | 1941.841 | 1931.7503 | 1921.5969 | 1911.4246 | 1901.2496 | 1891.0878 | 1880.9395 | 1870.805 | 1860.6683 | 1850.5294 | 1840.4027 | 1830.2884 | 1820.1867 | 1810.0832 | 1799.978 | 1789.8711 | 1779.7624 | 1769.652 | 1759.5398 | 1749.4258 | 1739.37
F2_Commercial_Lodging_Existing_Food Preparation_Natural Gas_Steamer_Baseline Forecast | F2 | Commercial | Lodging | Existing | Food Preparation | Natural Gas | Steamer | Baseline Forecast | Usage (MMtherm) | 0.00040098 | 0.00039894 | 0.0003969 | 0.00038715 | 0.00037681 | 0.00036578 | 0.00035455 | 0.00034327 | 0.00033191 | 0.00032038 | 0.00030945 | 0.00029895 | 0.00028954 | 0.00028107 | 0.00027344 | 0.00026654 | 0.00026031 | 0.00025466 | 0.00024953 | 0.00024324 | 0.00023732 | 0.00023379 | 0.00023053 | 0.00022751 | 0.00022471 | 0.0002221 | 0.00021965 | 0.00021735 | 0.00021518 | 0.00021312 | 0.00021117 | 0.0002093 | 0.00020752
F3_Commercial_Lodging_Existing_Food Preparation_Natural Gas_Steamer_Baseline Forecast | F3 | Commercial | Lodging | Existing | Food Preparation | Natural Gas | Steamer | Baseline Forecast | Summer Peak Demand (MW) | 0 | 0 | 0 | 0 | 0 | 0 | 0 | 0 | 0 | 0 | 0 | 0 | 0 | 0 | 0 | 0 | 0 | 0 | 0 | 0 | 0 | 0 | 0 | 0 | 0 | 0 | 0 | 0 | 0 | 0 | 0 | 0 | 0
F4_Commercial_Lodging_Existing_Food Preparation_Natural Gas_Steamer_Baseline Forecast | F4 | Commercial | Lodging | Existing | Food Preparation | Natural Gas | Steamer | Baseline Forecast | Winter Peak Demand (MW) | 0 | 0 | 0 | 0 | 0 | 0 | 0 | 0 | 0 | 0 | 0 | 0 | 0 | 0 | 0 | 0 | 0 | 0 | 0 | 0 | 0 | 0 | 0 | 0 | 0 | 0 | 0 | 0 | 0 | 0 | 0 | 0 | 0
F5_Commercial_Lodging_Existing_Food Preparation_Natural Gas_Steamer_Baseline Forecast | F5 | Commercial | Lodging | Existing | Food Preparation | Natural Gas | Steamer | Baseline Forecast | Turnover | 0 | 76.6416 | 86.8399 | 95.656 | 103.3053 | 109.8672 | 115.5752 | 120.5794 | 124.9633 | 128.7613 | 121.9378 | 116.9807 | 113.5344 | 111.3025 | 110.0371 | 109.5351 | 109.6262 | 110.1694 | 111.048 | 132.4338 | 132.4189 | 131.6917 | 130.5043 | 129.048 | 127.4659 | 125.8619 | 124.3104 | 122.8621 | 120.8723 | 119.616 | 118.8373 | 118.3518 | 118.0336
F6_Commercial_Lodging_Existing_Food Preparation_Natural Gas_Steamer_Baseline Forecast | F6 | Commercial | Lodging | Existing | Food Preparation | Natural Gas | Steamer | Baseline Forecast | Avg. Replacement Usage (kWh) | 0.19279 | 0.19279 | 0.19279 | 0.11666 | 0.11666 | 0.11666 | 0.11666 | 0.11666 | 0.11666 | 0.11666 | 0.11666 | 0.11666 | 0.11666 | 0.11666 | 0.11666 | 0.11666 | 0.11666 | 0.11666 | 0.11666 | 0.11666 | 0.11666 | 0.11666 | 0.11666 | 0.11666 | 0.11666 | 0.11666 | 0.11666 | 0.11666 | 0.11666 | 0.11666 | 0.11666 | 0.11666 | 0.11666
F7_Commercial_Lodging_Existing_Food Preparation_Natural Gas_Steamer_Baseline Forecast | F7 | Commercial | Lodging | Existing | Food Preparation | Natural Gas | Steamer | Baseline Forecast | Avg. Replacement Summer Demand (kW) | 0 | 0 | 0 | 0 | 0 | 0 | 0 | 0 | 0 | 0 | 0 | 0 | 0 | 0 | 0 | 0 | 0 | 0 | 0 | 0 | 0 | 0 | 0 | 0 | 0 | 0 | 0 | 0 | 0 | 0 | 0 | 0 | 0
F8_Commercial_Lodging_Existing_Food Preparation_Natural Gas_Steamer_Baseline Forecast | F8 | Commercial | Lodging | Existing | Food Preparation | Natural Gas | Steamer | Baseline Forecast | Avg. Replacement Winter Demand (kW) | 0 | 0 | 0 | 0 | 0 | 0 | 0 | 0 | 0 | 0 | 0 | 0 | 0 | 0 | 0 | 0 | 0 | 0 | 0 | 0 | 0 | 0 | 0 | 0 | 0 | 0 | 0 | 0 | 0 | 0 | 0 | 0 | 0
F1_Commercial_Lodging_Existing_Food Preparation_Natural Gas_Food Prep Other_Baseline Forecast | F1 | Commercial | Lodging | Existing | Food Preparation | Natural Gas | Food Prep Other | Baseline Forecast | Units | 0 | 0 | 0 | 0 | 0 | 0 | 0 | 0 | 0 | 0 | 0 | 0 | 0 | 0 | 0 | 0 | 0 | 0 | 0 | 0 | 0 | 0 | 0 | 0 | 0 | 0 | 0 | 0 | 0 | 0 | 0 | 0 | 0
F2_Commercial_Lodging_Existing_Food Preparation_Natural Gas_Food Prep Other_Baseline Forecast | F2 | Commercial | Lodging | Existing | Food Preparation | Natural Gas | Food Prep Other | Baseline Forecast | Usage (MMtherm) | 0 | 0 | 0 | 0 | 0 | 0 | 0 | 0 | 0 | 0 | 0 | 0 | 0 | 0 | 0 | 0 | 0 | 0 | 0 | 0 | 0 | 0 | 0 | 0 | 0 | 0 | 0 | 0 | 0 | 0 | 0 | 0 | 0
F3_Commercial_Lodging_Existing_Food Preparation_Natural Gas_Food Prep Other_Baseline Forecast | F3 | Commercial | Lodging | Existing | Food Preparation | Natural Gas | Food Prep Other | Baseline Forecast | Summer Peak Demand (MW) | 0 | 0 | 0 | 0 | 0 | 0 | 0 | 0 | 0 | 0 | 0 | 0 | 0 | 0 | 0 | 0 | 0 | 0 | 0 | 0 | 0 | 0 | 0 | 0 | 0 | 0 | 0 | 0 | 0 | 0 | 0 | 0 | 0
F4_Commercial_Lodging_Existing_Food Preparation_Natural Gas_Food Prep Other_Baseline Forecast | F4 | Commercial | Lodging | Existing | Food Preparation | Natural Gas | Food Prep Other | Baseline Forecast | Winter Peak Demand (MW) | 0 | 0 | 0 | 0 | 0 | 0 | 0 | 0 | 0 | 0 | 0 | 0 | 0 | 0 | 0 | 0 | 0 | 0 | 0 | 0 | 0 | 0 | 0 | 0 | 0 | 0 | 0 | 0 | 0 | 0 | 0 | 0 | 0
F5_Commercial_Lodging_Existing_Food Preparation_Natural Gas_Food Prep Other_Baseline Forecast | F5 | Commercial | Lodging | Existing | Food Preparation | Natural Gas | Food Prep Other | Baseline Forecast | Turnover | 0 | 0 | 0 | 0 | 0 | 0 | 0 | 0 | 0 | 0 | 0 | 0 | 0 | 0 | 0 | 0 | 0 | 0 | 0 | 0 | 0 | 0 | 0 | 0 | 0 | 0 | 0 | 0 | 0 | 0 | 0 | 0 | 0
F6_Commercial_Lodging_Existing_Food Preparation_Natural Gas_Food Prep Other_Baseline Forecast | F6 | Commercial | Lodging | Existing | Food Preparation | Natural Gas | Food Prep Other | Baseline Forecast | Avg. Replacement Usage (kWh) | 0.048173 | 0.048173 | 0.048173 | 0.048173 | 0.048173 | 0.048173 | 0.048173 | 0.048173 | 0.048173 | 0.048173 | 0.048173 | 0.048173 | 0.048173 | 0.048173 | 0.048173 | 0.048173 | 0.048173 | 0.048173 | 0.048173 | 0.048173 | 0.048173 | 0.048173 | 0.048173 | 0.048173 | 0.048173 | 0.048173 | 0.048173 | 0.048173 | 0.048173 | 0.048173 | 0.048173 | 0.048173 | 0.048173
F7_Commercial_Lodging_Existing_Food Preparation_Natural Gas_Food Prep Other_Baseline Forecast | F7 | Commercial | Lodging | Existing | Food Preparation | Natural Gas | Food Prep Other | Baseline Forecast | Avg. Replacement Summer Demand (kW) | 0 | 0 | 0 | 0 | 0 | 0 | 0 | 0 | 0 | 0 | 0 | 0 | 0 | 0 | 0 | 0 | 0 | 0 | 0 | 0 | 0 | 0 | 0 | 0 | 0 | 0 | 0 | 0 | 0 | 0 | 0 | 0 | 0
F8_Commercial_Lodging_Existing_Food Preparation_Natural Gas_Food Prep Other_Baseline Forecast | F8 | Commercial | Lodging | Existing | Food Preparation | Natural Gas | Food Prep Other | Baseline Forecast | Avg. Replacement Winter Demand (kW) | 0 | 0 | 0 | 0 | 0 | 0 | 0 | 0 | 0 | 0 | 0 | 0 | 0 | 0 | 0 | 0 | 0 | 0 | 0 | 0 | 0 | 0 | 0 | 0 | 0 | 0 | 0 | 0 | 0 | 0 | 0 | 0 | 0
F1_Commercial_Lodging_Existing_Miscellaneous_Natural Gas_Pool Heater_Baseline Forecast | F1 | Commercial | Lodging | Existing | Miscellaneous | Natural Gas | Pool Heater | Baseline Forecast | Units | 52834.4122 | 52565.6026 | 52296.793 | 51972.1697 | 51639.1092 | 51273.9498 | 50932.808 | 50630.7349 | 50359.3091 | 50097.3227 | 49838.7864 | 49582.8435 | 49327.2547 | 49070.9274 | 48813.008 | 48554.6088 | 48296.1384 | 48038.006 | 47780.217 | 47522.777 | 47265.2813 | 47007.7297 | 46750.4884 | 46493.5615 | 46236.9534 | 45980.3017 | 45723.6063 | 45466.8668 | 45210.0831 | 44953.2547 | 44696.3816 | 44439.4633 | 44184.0219
F2_Commercial_Lodging_Existing_Miscellaneous_Natural Gas_Pool Heater_Baseline Forecast | F2 | Commercial | Lodging | Existing | Miscellaneous | Natural Gas | Pool Heater | Baseline Forecast | Usage (MMtherm) | 0.0004747 | 0.00047229 | 0.00046987 | 0.00046696 | 0.00046396 | 0.00046068 | 0.00045762 | 0.0004549 | 0.00045247 | 0.00045011 | 0.00044779 | 0.00044549 | 0.00044319 | 0.00044089 | 0.00043857 | 0.00043625 | 0.00043393 | 0.00043161 | 0.00042929 | 0.00042698 | 0.00042467 | 0.00042235 | 0.00042004 | 0.00041773 | 0.00041543 | 0.00041312 | 0.00041082 | 0.00040851 | 0.0004062 | 0.00040389 | 0.00040159 | 0.00039928 | 0.00039698
F3_Commercial_Lodging_Existing_Miscellaneous_Natural Gas_Pool Heater_Baseline Forecast | F3 | Commercial | Lodging | Existing | Miscellaneous | Natural Gas | Pool Heater | Baseline Forecast | Summer Peak Demand (MW) | 0 | 0 | 0 | 0 | 0 | 0 | 0 | 0 | 0 | 0 | 0 | 0 | 0 | 0 | 0 | 0 | 0 | 0 | 0 | 0 | 0 | 0 | 0 | 0 | 0 | 0 | 0 | 0 | 0 | 0 | 0 | 0 | 0
F4_Commercial_Lodging_Existing_Miscellaneous_Natural Gas_Pool Heater_Baseline Forecast | F4 | Commercial | Lodging | Existing | Miscellaneous | Natural Gas | Pool Heater | Baseline Forecast | Winter Peak Demand (MW) | 0 | 0 | 0 | 0 | 0 | 0 | 0 | 0 | 0 | 0 | 0 | 0 | 0 | 0 | 0 | 0 | 0 | 0 | 0 | 0 | 0 | 0 | 0 | 0 | 0 | 0 | 0 | 0 | 0 | 0 | 0 | 0 | 0
F5_Commercial_Lodging_Existing_Miscellaneous_Natural Gas_Pool Heater_Baseline Forecast | F5 | Commercial | Lodging | Existing | Miscellaneous | Natural Gas | Pool Heater | Baseline Forecast | Turnover | 0 | 3504.3735 | 4532.3887 | 5335.8094 | 5962.5958 | 6445.4773 | 5801.1789 | 5491.018 | 5403.3095 | 5457.0738 | 5596.1428 | 6449.9304 | 6461.8933 | 6401.4843 | 6321.4943 | 6251.152 | 6081.3147 | 6029.0635 | 6029.4955 | 6048.8475 | 6071.4647 | 6233.8547 | 6144.52 | 6055.3632 | 5983.0831 | 5932.0234 | 5897.9461 | 5882.1256 | 5864.8968 | 5841.5125 | 5813.5141 | 5818.9813 | 5757.9778
F6_Commercial_Lodging_Existing_Miscellaneous_Natural Gas_Pool Heater_Baseline Forecast | F6 | Commercial | Lodging | Existing | Miscellaneous | Natural Gas | Pool Heater | Baseline Forecast | Avg. Replacement Usage (kWh) | 0.0089847 | 0.0089847 | 0.0089847 | 0.0089847 | 0.0089847 | 0.0089847 | 0.0089847 | 0.0089847 | 0.0089847 | 0.0089847 | 0.0089847 | 0.0089847 | 0.0089847 | 0.0089847 | 0.0089847 | 0.0089847 | 0.0089847 | 0.0089847 | 0.0089847 | 0.0089847 | 0.0089847 | 0.0089847 | 0.0089847 | 0.0089847 | 0.0089847 | 0.0089847 | 0.0089847 | 0.0089847 | 0.0089847 | 0.0089847 | 0.0089847 | 0.0089847 | 0.0089847
F7_Commercial_Lodging_Existing_Miscellaneous_Natural Gas_Pool Heater_Baseline Forecast | F7 | Commercial | Lodging | Existing | Miscellaneous | Natural Gas | Pool Heater | Baseline Forecast | Avg. Replacement Summer Demand (kW) | 0 | 0 | 0 | 0 | 0 | 0 | 0 | 0 | 0 | 0 | 0 | 0 | 0 | 0 | 0 | 0 | 0 | 0 | 0 | 0 | 0 | 0 | 0 | 0 | 0 | 0 | 0 | 0 | 0 | 0 | 0 | 0 | 0
F8_Commercial_Lodging_Existing_Miscellaneous_Natural Gas_Pool Heater_Baseline Forecast | F8 | Commercial | Lodging | Existing | Miscellaneous | Natural Gas | Pool Heater | Baseline Forecast | Avg. Replacement Winter Demand (kW) | 0 | 0 | 0 | 0 | 0 | 0 | 0 | 0 | 0 | 0 | 0 | 0 | 0 | 0 | 0 | 0 | 0 | 0 | 0 | 0 | 0 | 0 | 0 | 0 | 0 | 0 | 0 | 0 | 0 | 0 | 0 | 0 | 0
F1_Commercial_Lodging_Existing_Miscellaneous_Natural Gas_Miscellaneous_Baseline Forecast | F1 | Commercial | Lodging | Existing | Miscellaneous | Natural Gas | Miscellaneous | Baseline Forecast | Units | 535575.6604 | 532850.7723 | 530125.8843 | 526835.219 | 523459.0278 | 519757.4536 | 516299.3428 | 513237.2669 | 510485.8583 | 507830.1356 | 505209.3862 | 502614.9257 | 500024.0546 | 497425.6976 | 494811.2019 | 492191.8428 | 489571.7609 | 486955.106 | 484341.9327 | 481732.2958 | 479122.0954 | 476511.3278 | 473903.7052 | 471299.2705 | 468698.067 | 466096.4222 | 463494.3335 | 460891.7983 | 458288.8141 | 455685.3782 | 453081.488 | 450477.1408 | 447887.7636
F2_Commercial_Lodging_Existing_Miscellaneous_Natural Gas_Miscellaneous_Baseline Forecast | F2 | Commercial | Lodging | Existing | Miscellaneous | Natural Gas | Miscellaneous | Baseline Forecast | Usage (MMtherm) | 0.018565 | 0.01847 | 0.018376 | 0.018262 | 0.018145 | 0.018016 | 0.017897 | 0.01779 | 0.017695 | 0.017603 | 0.017512 | 0.017422 | 0.017332 | 0.017242 | 0.017152 | 0.017061 | 0.01697 | 0.016879 | 0.016789 | 0.016698 | 0.016608 | 0.016517 | 0.016427 | 0.016337 | 0.016247 | 0.016156 | 0.016066 | 0.015976 | 0.015886 | 0.015796 | 0.015705 | 0.015615 | 0.015525
F3_Commercial_Lodging_Existing_Miscellaneous_Natural Gas_Miscellaneous_Baseline Forecast | F3 | Commercial | Lodging | Existing | Miscellaneous | Natural Gas | Miscellaneous | Baseline Forecast | Summer Peak Demand (MW) | 0 | 0 | 0 | 0 | 0 | 0 | 0 | 0 | 0 | 0 | 0 | 0 | 0 | 0 | 0 | 0 | 0 | 0 | 0 | 0 | 0 | 0 | 0 | 0 | 0 | 0 | 0 | 0 | 0 | 0 | 0 | 0 | 0
F4_Commercial_Lodging_Existing_Miscellaneous_Natural Gas_Miscellaneous_Baseline Forecast | F4 | Commercial | Lodging | Existing | Miscellaneous | Natural Gas | Miscellaneous | Baseline Forecast | Winter Peak Demand (MW) | 0 | 0 | 0 | 0 | 0 | 0 | 0 | 0 | 0 | 0 | 0 | 0 | 0 | 0 | 0 | 0 | 0 | 0 | 0 | 0 | 0 | 0 | 0 | 0 | 0 | 0 | 0 | 0 | 0 | 0 | 0 | 0 | 0
F5_Commercial_Lodging_Existing_Miscellaneous_Natural Gas_Miscellaneous_Baseline Forecast | F5 | Commercial | Lodging | Existing | Miscellaneous | Natural Gas | Miscellaneous | Baseline Forecast | Turnover | 0 | 45672.9233 | 54094.478 | 61131.317 | 58472.1829 | 57341.243 | 57381.0268 | 57082.0915 | 56710.6937 | 56419.1083 | 56136.7024 | 68398.7248 | 68639.7874 | 68452.5018 | 67360.2546 | 66885.8593 | 66766.4684 | 66404.0786 | 65996.9946 | 65650.3457 | 65302.9467 | 68411.3741 | 67707.5696 | 66939.5534 | 66470.7475 | 66139.3257 | 65844.0705 | 65457.0139 | 65065.3573 | 64703.7709 | 64338.2928 | 64920.9263 | 64321.158
F6_Commercial_Lodging_Existing_Miscellaneous_Natural Gas_Miscellaneous_Baseline Forecast | F6 | Commercial | Lodging | Existing | Miscellaneous | Natural Gas | Miscellaneous | Baseline Forecast | Avg. Replacement Usage (kWh) | 0.034663 | 0.034663 | 0.034663 | 0.034663 | 0.034663 | 0.034663 | 0.034663 | 0.034663 | 0.034663 | 0.034663 | 0.034663 | 0.034663 | 0.034663 | 0.034663 | 0.034663 | 0.034663 | 0.034663 | 0.034663 | 0.034663 | 0.034663 | 0.034663 | 0.034663 | 0.034663 | 0.034663 | 0.034663 | 0.034663 | 0.034663 | 0.034663 | 0.034663 | 0.034663 | 0.034663 | 0.034663 | 0.034663
F7_Commercial_Lodging_Existing_Miscellaneous_Natural Gas_Miscellaneous_Baseline Forecast | F7 | Commercial | Lodging | Existing | Miscellaneous | Natural Gas | Miscellaneous | Baseline Forecast | Avg. Replacement Summer Demand (kW) | 0 | 0 | 0 | 0 | 0 | 0 | 0 | 0 | 0 | 0 | 0 | 0 | 0 | 0 | 0 | 0 | 0 | 0 | 0 | 0 | 0 | 0 | 0 | 0 | 0 | 0 | 0 | 0 | 0 | 0 | 0 | 0 | 0
F8_Commercial_Lodging_Existing_Miscellaneous_Natural Gas_Miscellaneous_Baseline Forecast | F8 | Commercial | Lodging | Existing | Miscellaneous | Natural Gas | Miscellaneous | Baseline Forecast | Avg. Replacement Winter Demand (kW) | 0 | 0 | 0 | 0 | 0 | 0 | 0 | 0 | 0 | 0 | 0 | 0 | 0 | 0 | 0 | 0 | 0 | 0 | 0 | 0 | 0 | 0 | 0 | 0 | 0 | 0 | 0 | 0 | 0 | 0 | 0 | 0 | 0
F1_Commercial_Lodging_New_Space Heating_Natural Gas_Furnace_Baseline Forecast | F1 | Commercial | Lodging | New | Space Heating | Natural Gas | Furnace | Baseline Forecast | Units | 0 | 1615.3228 | 9406.6245 | 14385.812 | 20807.4764 | 29522.3791 | 37667.9811 | 44887.5188 | 51380.6101 | 57649.9554 | 63837.521 | 69963.6144 | 76081.3144 | 82216.5191 | 88389.4614 | 94573.7762 | 100759.7811 | 106937.7723 | 113107.6226 | 119269.2034 | 125432.1019 | 131596.3268 | 137753.1975 | 143902.6139 | 150044.4747 | 156187.3674 | 162331.298 | 168476.2726 | 174622.2972 | 180769.378 | 186917.5212 | 193066.733 | 195836.4139
F2_Commercial_Lodging_New_Space Heating_Natural Gas_Furnace_Baseline Forecast | F2 | Commercial | Lodging | New | Space Heating | Natural Gas | Furnace | Baseline Forecast | Usage (MMtherm) | 0 | 0.0007531 | 0.0043624 | 0.006636 | 0.0095468 | 0.013473 | 0.017097 | 0.020263 | 0.023059 | 0.025724 | 0.028322 | 0.030862 | 0.033369 | 0.035853 | 0.038323 | 0.040768 | 0.043183 | 0.045565 | 0.047912 | 0.050226 | 0.052509 | 0.054763 | 0.056982 | 0.059167 | 0.061319 | 0.063442 | 0.065533 | 0.067596 | 0.069629 | 0.071633 | 0.073606 | 0.07555 | 0.076631
F3_Commercial_Lodging_New_Space Heating_Natural Gas_Furnace_Baseline Forecast | F3 | Commercial | Lodging | New | Space Heating | Natural Gas | Furnace | Baseline Forecast | Summer Peak Demand (MW) | 0 | 0 | 0 | 0 | 0 | 0 | 0 | 0 | 0 | 0 | 0 | 0 | 0 | 0 | 0 | 0 | 0 | 0 | 0 | 0 | 0 | 0 | 0 | 0 | 0 | 0 | 0 | 0 | 0 | 0 | 0 | 0 | 0
F4_Commercial_Lodging_New_Space Heating_Natural Gas_Furnace_Baseline Forecast | F4 | Commercial | Lodging | New | Space Heating | Natural Gas | Furnace | Baseline Forecast | Winter Peak Demand (MW) | 0 | 0 | 0 | 0 | 0 | 0 | 0 | 0 | 0 | 0 | 0 | 0 | 0 | 0 | 0 | 0 | 0 | 0 | 0 | 0 | 0 | 0 | 0 | 0 | 0 | 0 | 0 | 0 | 0 | 0 | 0 | 0 | 0
F5_Commercial_Lodging_New_Space Heating_Natural Gas_Furnace_Baseline Forecast | F5 | Commercial | Lodging | New | Space Heating | Natural Gas | Furnace | Baseline Forecast | Turnover | 0 | 1615.3228 | 7791.3017 | 4979.1875 | 6421.6644 | 8714.9027 | 8145.602 | 7219.5377 | 6493.0913 | 6269.3453 | 6187.5656 | 6126.0934 | 6117.6999 | 6135.2047 | 6172.9424 | 6184.3148 | 6186.0049 | 6177.9912 | 6169.8503 | 6285.8365 | 6876.9268 | 7206.3424 | 7612.7996 | 8163.7278 | 8627.81 | 8992.9641 | 9274.2343 | 9516.743 | 9734.3928 | 9930.6586 | 10111.2689 | 10279.4205 | 7583.7552
F6_Commercial_Lodging_New_Space Heating_Natural Gas_Furnace_Baseline Forecast | F6 | Commercial | Lodging | New | Space Heating | Natural Gas | Furnace | Baseline Forecast | Avg. Replacement Usage (kWh) | 0.46622 | 0.46622 | 0.46375 | 0.46129 | 0.45882 | 0.45635 | 0.45388 | 0.45142 | 0.44771 | 0.44527 | 0.44282 | 0.44037 | 0.43791 | 0.43548 | 0.43301 | 0.43055 | 0.4281 | 0.42565 | 0.42318 | 0.42072 | 0.41826 | 0.41581 | 0.41334 | 0.41088 | 0.40842 | 0.40597 | 0.40351 | 0.40105 | 0.39859 | 0.39613 | 0.39367 | 0.39121 | 0.39121
F7_Commercial_Lodging_New_Space Heating_Natural Gas_Furnace_Baseline Forecast | F7 | Commercial | Lodging | New | Space Heating | Natural Gas | Furnace | Baseline Forecast | Avg. Replacement Summer Demand (kW) | 0 | 0 | 0 | 0 | 0 | 0 | 0 | 0 | 0 | 0 | 0 | 0 | 0 | 0 | 0 | 0 | 0 | 0 | 0 | 0 | 0 | 0 | 0 | 0 | 0 | 0 | 0 | 0 | 0 | 0 | 0 | 0 | 0
F8_Commercial_Lodging_New_Space Heating_Natural Gas_Furnace_Baseline Forecast | F8 | Commercial | Lodging | New | Space Heating | Natural Gas | Furnace | Baseline Forecast | Avg. Replacement Winter Demand (kW) | 0 | 0 | 0 | 0 | 0 | 0 | 0 | 0 | 0 | 0 | 0 | 0 | 0 | 0 | 0 | 0 | 0 | 0 | 0 | 0 | 0 | 0 | 0 | 0 | 0 | 0 | 0 | 0 | 0 | 0 | 0 | 0 | 0
F1_Commercial_Lodging_New_Space Heating_Natural Gas_Boiler_Baseline Forecast | F1 | Commercial | Lodging | New | Space Heating | Natural Gas | Boiler | Baseline Forecast | Units | 0 | 1118.7249 | 6514.7504 | 9963.1886 | 14410.6438 | 20446.3281 | 26087.7316 | 31087.7702 | 35584.6935 | 39926.657 | 44211.9823 | 48454.7337 | 52691.672 | 56940.7337 | 61215.9313 | 65499.0051 | 69783.2495 | 74061.9438 | 78334.9999 | 82602.3289 | 86870.5704 | 91139.7306 | 95403.7975 | 99662.7017 | 103916.3732 | 108170.7593 | 112425.8642 | 116681.6921 | 120938.2473 | 125195.534 | 129453.5565 | 133712.319 | 135630.5183
F2_Commercial_Lodging_New_Space Heating_Natural Gas_Boiler_Baseline Forecast | F2 | Commercial | Lodging | New | Space Heating | Natural Gas | Boiler | Baseline Forecast | Usage (MMtherm) | 0 | 0.0012209 | 0.0070722 | 0.010758 | 0.015477 | 0.021842 | 0.027717 | 0.03285 | 0.037244 | 0.041431 | 0.045513 | 0.049504 | 0.053442 | 0.057345 | 0.061225 | 0.065066 | 0.06886 | 0.072601 | 0.076288 | 0.079923 | 0.08351 | 0.087052 | 0.090536 | 0.093954 | 0.097312 | 0.10061 | 0.10385 | 0.10704 | 0.11017 | 0.11326 | 0.11631 | 0.11931 | 0.12097
F3_Commercial_Lodging_New_Space Heating_Natural Gas_Boiler_Baseline Forecast | F3 | Commercial | Lodging | New | Space Heating | Natural Gas | Boiler | Baseline Forecast | Summer Peak Demand (MW) | 0 | 0 | 0 | 0 | 0 | 0 | 0 | 0 | 0 | 0 | 0 | 0 | 0 | 0 | 0 | 0 | 0 | 0 | 0 | 0 | 0 | 0 | 0 | 0 | 0 | 0 | 0 | 0 | 0 | 0 | 0 | 0 | 0
F4_Commercial_Lodging_New_Space Heating_Natural Gas_Boiler_Baseline Forecast | F4 | Commercial | Lodging | New | Space Heating | Natural Gas | Boiler | Baseline Forecast | Winter Peak Demand (MW) | 0 | 0 | 0 | 0 | 0 | 0 | 0 | 0 | 0 | 0 | 0 | 0 | 0 | 0 | 0 | 0 | 0 | 0 | 0 | 0 | 0 | 0 | 0 | 0 | 0 | 0 | 0 | 0 | 0 | 0 | 0 | 0 | 0
F5_Commercial_Lodging_New_Space Heating_Natural Gas_Boiler_Baseline Forecast | F5 | Commercial | Lodging | New | Space Heating | Natural Gas | Boiler | Baseline Forecast | Turnover | 0 | 1118.7249 | 5396.0255 | 3448.4382 | 4447.4552 | 6035.6843 | 5641.4034 | 5000.0386 | 4496.9233 | 4341.9635 | 4285.3252 | 4242.7514 | 4236.9384 | 4249.0616 | 4275.1976 | 4283.0738 | 4284.2444 | 4278.6943 | 4273.0561 | 4267.329 | 4268.2415 | 4269.1602 | 4365.7691 | 4841.9086 | 5097.1699 | 5425.5169 | 5868.4679 | 6235.3764 | 6510.6936 | 6715.3147 | 6887.3173 | 7038.6056 | 4831.034
F6_Commercial_Lodging_New_Space Heating_Natural Gas_Boiler_Baseline Forecast | F6 | Commercial | Lodging | New | Space Heating | Natural Gas | Boiler | Baseline Forecast | Avg. Replacement Usage (kWh) | 1.0913 | 1.0913 | 1.0856 | 1.0798 | 1.074 | 1.0682 | 1.0625 | 1.0567 | 1.0171 | 1.0115 | 1.0059 | 1.0003 | 0.99472 | 0.98914 | 0.98354 | 0.97795 | 0.97237 | 0.96678 | 0.96119 | 0.9556 | 0.95001 | 0.94444 | 0.93884 | 0.93325 | 0.92767 | 0.92209 | 0.9165 | 0.91091 | 0.90533 | 0.89975 | 0.89416 | 0.88857 | 0.88857
F7_Commercial_Lodging_New_Space Heating_Natural Gas_Boiler_Baseline Forecast | F7 | Commercial | Lodging | New | Space Heating | Natural Gas | Boiler | Baseline Forecast | Avg. Replacement Summer Demand (kW) | 0 | 0 | 0 | 0 | 0 | 0 | 0 | 0 | 0 | 0 | 0 | 0 | 0 | 0 | 0 | 0 | 0 | 0 | 0 | 0 | 0 | 0 | 0 | 0 | 0 | 0 | 0 | 0 | 0 | 0 | 0 | 0 | 0
F8_Commercial_Lodging_New_Space Heating_Natural Gas_Boiler_Baseline Forecast | F8 | Commercial | Lodging | New | Space Heating | Natural Gas | Boiler | Baseline Forecast | Avg. Replacement Winter Demand (kW) | 0 | 0 | 0 | 0 | 0 | 0 | 0 | 0 | 0 | 0 | 0 | 0 | 0 | 0 | 0 | 0 | 0 | 0 | 0 | 0 | 0 | 0 | 0 | 0 | 0 | 0 | 0 | 0 | 0 | 0 | 0 | 0 | 0
F1_Commercial_Lodging_New_Space Heating_Natural Gas_Unit Heater_Baseline Forecast | F1 | Commercial | Lodging | New | Space Heating | Natural Gas | Unit Heater | Baseline Forecast | Units | 0 | 74.8106 | 435.6498 | 666.2514 | 963.6585 | 1367.2726 | 1744.5206 | 2078.8796 | 2379.5948 | 2669.9475 | 2956.5128 | 3240.2311 | 3523.5607 | 3807.701 | 4093.589 | 4380.0037 | 4666.4967 | 4952.6185 | 5238.3634 | 5523.7252 | 5809.1481 | 6094.6324 | 6379.7761 | 6664.5745 | 6949.0231 | 7233.5194 | 7518.0638 | 7802.6566 | 8087.298 | 8371.9883 | 8656.7278 | 8941.5168 | 9069.7892
F2_Commercial_Lodging_New_Space Heating_Natural Gas_Unit Heater_Baseline Forecast | F2 | Commercial | Lodging | New | Space Heating | Natural Gas | Unit Heater | Baseline Forecast | Usage (MMtherm) | 0 | 1.9931e-05 | 0.00011545 | 0.00017562 | 0.00025265 | 0.00035655 | 0.00045246 | 0.00053625 | 0.00061046 | 0.00068119 | 0.00075013 | 0.00081755 | 0.00088407 | 0.00094999 | 0.0010155 | 0.0010804 | 0.0011445 | 0.0012077 | 0.00127 | 0.0013314 | 0.001392 | 0.0014518 | 0.0015108 | 0.0015688 | 0.001626 | 0.0016824 | 0.001738 | 0.0017928 | 0.0018468 | 0.0019 | 0.0019524 | 0.002004 | 0.0020328
F3_Commercial_Lodging_New_Space Heating_Natural Gas_Unit Heater_Baseline Forecast | F3 | Commercial | Lodging | New | Space Heating | Natural Gas | Unit Heater | Baseline Forecast | Summer Peak Demand (MW) | 0 | 0 | 0 | 0 | 0 | 0 | 0 | 0 | 0 | 0 | 0 | 0 | 0 | 0 | 0 | 0 | 0 | 0 | 0 | 0 | 0 | 0 | 0 | 0 | 0 | 0 | 0 | 0 | 0 | 0 | 0 | 0 | 0
F4_Commercial_Lodging_New_Space Heating_Natural Gas_Unit Heater_Baseline Forecast | F4 | Commercial | Lodging | New | Space Heating | Natural Gas | Unit Heater | Baseline Forecast | Winter Peak Demand (MW) | 0 | 0 | 0 | 0 | 0 | 0 | 0 | 0 | 0 | 0 | 0 | 0 | 0 | 0 | 0 | 0 | 0 | 0 | 0 | 0 | 0 | 0 | 0 | 0 | 0 | 0 | 0 | 0 | 0 | 0 | 0 | 0 | 0
F5_Commercial_Lodging_New_Space Heating_Natural Gas_Unit Heater_Baseline Forecast | F5 | Commercial | Lodging | New | Space Heating | Natural Gas | Unit Heater | Baseline Forecast | Turnover | 0 | 74.8106 | 360.8392 | 230.6016 | 297.4071 | 403.6141 | 377.248 | 334.3591 | 300.7151 | 290.3527 | 286.5653 | 283.7183 | 298.2917 | 368.2778 | 399.3184 | 436.6404 | 487.3964 | 541.9053 | 632.2241 | 588.5472 | 603.5544 | 625.1441 | 606.7035 | 590.4616 | 593.815 | 609.1368 | 630.592 | 658.1638 | 695.6996 | 758.3281 | 789.4963 | 819.0891 | 694.0467
F6_Commercial_Lodging_New_Space Heating_Natural Gas_Unit Heater_Baseline Forecast | F6 | Commercial | Lodging | New | Space Heating | Natural Gas | Unit Heater | Baseline Forecast | Avg. Replacement Usage (kWh) | 0.26641 | 0.26641 | 0.265 | 0.26359 | 0.26218 | 0.26077 | 0.25936 | 0.25795 | 0.25654 | 0.25513 | 0.25372 | 0.25231 | 0.2509 | 0.24949 | 0.24808 | 0.24667 | 0.24526 | 0.24385 | 0.24244 | 0.24103 | 0.23962 | 0.23822 | 0.23681 | 0.2354 | 0.23399 | 0.23258 | 0.23117 | 0.22976 | 0.22835 | 0.22695 | 0.22554 | 0.22413 | 0.22413
F7_Commercial_Lodging_New_Space Heating_Natural Gas_Unit Heater_Baseline Forecast | F7 | Commercial | Lodging | New | Space Heating | Natural Gas | Unit Heater | Baseline Forecast | Avg. Replacement Summer Demand (kW) | 0 | 0 | 0 | 0 | 0 | 0 | 0 | 0 | 0 | 0 | 0 | 0 | 0 | 0 | 0 | 0 | 0 | 0 | 0 | 0 | 0 | 0 | 0 | 0 | 0 | 0 | 0 | 0 | 0 | 0 | 0 | 0 | 0
F8_Commercial_Lodging_New_Space Heating_Natural Gas_Unit Heater_Baseline Forecast | F8 | Commercial | Lodging | New | Space Heating | Natural Gas | Unit Heater | Baseline Forecast | Avg. Replacement Winter Demand (kW) | 0 | 0 | 0 | 0 | 0 | 0 | 0 | 0 | 0 | 0 | 0 | 0 | 0 | 0 | 0 | 0 | 0 | 0 | 0 | 0 | 0 | 0 | 0 | 0 | 0 | 0 | 0 | 0 | 0 | 0 | 0 | 0 | 0
F1_Commercial_Lodging_New_Water Heating_Natural Gas_Water Heater_Baseline Forecast | F1 | Commercial | Lodging | New | Water Heating | Natural Gas | Water Heater | Baseline Forecast | Units | 0 | 3973.4101 | 23138.6425 | 35386.5683 | 51182.7337 | 72619.8623 | 92656.611 | 110415.4044 | 126387.2675 | 141808.7548 | 157029.0783 | 172098.191 | 187146.6573 | 202238.1822 | 217422.5352 | 232634.8622 | 247851.3468 | 263048.1188 | 278224.8658 | 293381.2715 | 308540.9182 | 323703.8277 | 338848.6472 | 353975.1303 | 369083.0282 | 384193.4642 | 399306.4533 | 414422.0104 | 429540.1504 | 444660.8884 | 459784.2398 | 474910.2196 | 481723.1479
F2_Commercial_Lodging_New_Water Heating_Natural Gas_Water Heater_Baseline Forecast | F2 | Commercial | Lodging | New | Water Heating | Natural Gas | Water Heater | Baseline Forecast | Usage (MMtherm) | 0 | 0.0027718 | 0.016141 | 0.024685 | 0.035704 | 0.050658 | 0.064636 | 0.077024 | 0.088166 | 0.098924 | 0.10954 | 0.12005 | 0.13055 | 0.14108 | 0.15167 | 0.16228 | 0.1729 | 0.1835 | 0.19409 | 0.20466 | 0.21523 | 0.22581 | 0.23638 | 0.24693 | 0.25747 | 0.26801 | 0.27855 | 0.28909 | 0.29964 | 0.31019 | 0.32074 | 0.33129 | 0.33604
F3_Commercial_Lodging_New_Water Heating_Natural Gas_Water Heater_Baseline Forecast | F3 | Commercial | Lodging | New | Water Heating | Natural Gas | Water Heater | Baseline Forecast | Summer Peak Demand (MW) | 0 | 0 | 0 | 0 | 0 | 0 | 0 | 0 | 0 | 0 | 0 | 0 | 0 | 0 | 0 | 0 | 0 | 0 | 0 | 0 | 0 | 0 | 0 | 0 | 0 | 0 | 0 | 0 | 0 | 0 | 0 | 0 | 0
F4_Commercial_Lodging_New_Water Heating_Natural Gas_Water Heater_Baseline Forecast | F4 | Commercial | Lodging | New | Water Heating | Natural Gas | Water Heater | Baseline Forecast | Winter Peak Demand (MW) | 0 | 0 | 0 | 0 | 0 | 0 | 0 | 0 | 0 | 0 | 0 | 0 | 0 | 0 | 0 | 0 | 0 | 0 | 0 | 0 | 0 | 0 | 0 | 0 | 0 | 0 | 0 | 0 | 0 | 0 | 0 | 0 | 0
F5_Commercial_Lodging_New_Water Heating_Natural Gas_Water Heater_Baseline Forecast | F5 | Commercial | Lodging | New | Water Heating | Natural Gas | Water Heater | Baseline Forecast | Turnover | 0 | 3973.4101 | 19165.2324 | 12247.9258 | 15796.1655 | 21437.1285 | 20036.7487 | 17758.7934 | 15971.863 | 15421.4873 | 16015.0055 | 19537.9048 | 21073.0851 | 23070.453 | 25854.9212 | 28797.737 | 33619.0162 | 31299.8397 | 32073.6482 | 33355.6724 | 33259.5399 | 33260.2887 | 33768.3805 | 35052.0384 | 36963.4767 | 40242.2093 | 41880.8139 | 43468.1446 | 45201.2761 | 46610.5964 | 48231.1652 | 47757.9488 | 40131.7604
F6_Commercial_Lodging_New_Water Heating_Natural Gas_Water Heater_Baseline Forecast | F6 | Commercial | Lodging | New | Water Heating | Natural Gas | Water Heater | Baseline Forecast | Avg. Replacement Usage (kWh) | 0.69758 | 0.69758 | 0.69758 | 0.69758 | 0.69758 | 0.69758 | 0.69758 | 0.69758 | 0.69758 | 0.69758 | 0.69758 | 0.69758 | 0.69758 | 0.69758 | 0.69758 | 0.69758 | 0.69758 | 0.69758 | 0.69758 | 0.69758 | 0.69758 | 0.69758 | 0.69758 | 0.69758 | 0.69758 | 0.69758 | 0.69758 | 0.69758 | 0.69758 | 0.69758 | 0.69758 | 0.69758 | 0.69758
F7_Commercial_Lodging_New_Water Heating_Natural Gas_Water Heater_Baseline Forecast | F7 | Commercial | Lodging | New | Water Heating | Natural Gas | Water Heater | Baseline Forecast | Avg. Replacement Summer Demand (kW) | 0 | 0 | 0 | 0 | 0 | 0 | 0 | 0 | 0 | 0 | 0 | 0 | 0 | 0 | 0 | 0 | 0 | 0 | 0 | 0 | 0 | 0 | 0 | 0 | 0 | 0 | 0 | 0 | 0 | 0 | 0 | 0 | 0
F8_Commercial_Lodging_New_Water Heating_Natural Gas_Water Heater_Baseline Forecast | F8 | Commercial | Lodging | New | Water Heating | Natural Gas | Water Heater | Baseline Forecast | Avg. Replacement Winter Demand (kW) | 0 | 0 | 0 | 0 | 0 | 0 | 0 | 0 | 0 | 0 | 0 | 0 | 0 | 0 | 0 | 0 | 0 | 0 | 0 | 0 | 0 | 0 | 0 | 0 | 0 | 0 | 0 | 0 | 0 | 0 | 0 | 0 | 0
F1_Commercial_Lodging_New_Food Preparation_Natural Gas_Oven_Baseline Forecast | F1 | Commercial | Lodging | New | Food Preparation | Natural Gas | Oven | Baseline Forecast | Units | 0 | 531.1325 | 3092.9817 | 4730.1827 | 6841.683 | 9707.2204 | 12385.5667 | 14759.4148 | 16894.4008 | 18955.8173 | 20990.3438 | 23004.6577 | 25016.2117 | 27033.5215 | 29063.2398 | 31096.6974 | 33130.7107 | 35162.0891 | 37190.7906 | 39216.7731 | 41243.1889 | 43270.0408 | 45294.4745 | 47316.4572 | 49335.9556 | 51355.7933 | 53375.9722 | 55396.4944 | 57417.3619 | 59438.5766 | 61460.1407 | 63482.0561 | 64392.7518
F2_Commercial_Lodging_New_Food Preparation_Natural Gas_Oven_Baseline Forecast | F2 | Commercial | Lodging | New | Food Preparation | Natural Gas | Oven | Baseline Forecast | Usage (MMtherm) | 0 | 5.0047e-05 | 0.00029144 | 0.00044571 | 0.00064466 | 0.00091467 | 0.001167 | 0.0013907 | 0.0015919 | 0.0017861 | 0.0019778 | 0.0021676 | 0.0023572 | 0.0025473 | 0.0027385 | 0.0029301 | 0.0031218 | 0.0033132 | 0.0035043 | 0.0036952 | 0.0038862 | 0.0040772 | 0.0042679 | 0.0044584 | 0.0046487 | 0.0048391 | 0.0050294 | 0.0052198 | 0.0054102 | 0.0056007 | 0.0057911 | 0.0059817 | 0.0060675
F3_Commercial_Lodging_New_Food Preparation_Natural Gas_Oven_Baseline Forecast | F3 | Commercial | Lodging | New | Food Preparation | Natural Gas | Oven | Baseline Forecast | Summer Peak Demand (MW) | 0 | 0 | 0 | 0 | 0 | 0 | 0 | 0 | 0 | 0 | 0 | 0 | 0 | 0 | 0 | 0 | 0 | 0 | 0 | 0 | 0 | 0 | 0 | 0 | 0 | 0 | 0 | 0 | 0 | 0 | 0 | 0 | 0
F4_Commercial_Lodging_New_Food Preparation_Natural Gas_Oven_Baseline Forecast | F4 | Commercial | Lodging | New | Food Preparation | Natural Gas | Oven | Baseline Forecast | Winter Peak Demand (MW) | 0 | 0 | 0 | 0 | 0 | 0 | 0 | 0 | 0 | 0 | 0 | 0 | 0 | 0 | 0 | 0 | 0 | 0 | 0 | 0 | 0 | 0 | 0 | 0 | 0 | 0 | 0 | 0 | 0 | 0 | 0 | 0 | 0
F5_Commercial_Lodging_New_Food Preparation_Natural Gas_Oven_Baseline Forecast | F5 | Commercial | Lodging | New | Food Preparation | Natural Gas | Oven | Baseline Forecast | Turnover | 0 | 531.1325 | 2561.8492 | 1637.2011 | 2111.5003 | 2865.5374 | 2678.3463 | 2373.8481 | 2134.9861 | 2061.4164 | 2034.5265 | 2014.3139 | 2117.7806 | 2614.6608 | 2835.0393 | 3100.0145 | 3460.3663 | 3847.3632 | 4488.5992 | 4178.5069 | 4285.0532 | 4438.3335 | 4307.4108 | 4192.0981 | 4215.9066 | 4324.6863 | 4477.0117 | 4672.763 | 4939.2559 | 5383.8996 | 5605.1842 | 5815.2838 | 4927.5212
F6_Commercial_Lodging_New_Food Preparation_Natural Gas_Oven_Baseline Forecast | F6 | Commercial | Lodging | New | Food Preparation | Natural Gas | Oven | Baseline Forecast | Avg. Replacement Usage (kWh) | 0.094226 | 0.094226 | 0.094226 | 0.094226 | 0.094226 | 0.094226 | 0.094226 | 0.094226 | 0.094226 | 0.094226 | 0.094226 | 0.094226 | 0.094226 | 0.094226 | 0.094226 | 0.094226 | 0.094226 | 0.094226 | 0.094226 | 0.094226 | 0.094226 | 0.094226 | 0.094226 | 0.094226 | 0.094226 | 0.094226 | 0.094226 | 0.094226 | 0.094226 | 0.094226 | 0.094226 | 0.094226 | 0.094226
F7_Commercial_Lodging_New_Food Preparation_Natural Gas_Oven_Baseline Forecast | F7 | Commercial | Lodging | New | Food Preparation | Natural Gas | Oven | Baseline Forecast | Avg. Replacement Summer Demand (kW) | 0 | 0 | 0 | 0 | 0 | 0 | 0 | 0 | 0 | 0 | 0 | 0 | 0 | 0 | 0 | 0 | 0 | 0 | 0 | 0 | 0 | 0 | 0 | 0 | 0 | 0 | 0 | 0 | 0 | 0 | 0 | 0 | 0
F8_Commercial_Lodging_New_Food Preparation_Natural Gas_Oven_Baseline Forecast | F8 | Commercial | Lodging | New | Food Preparation | Natural Gas | Oven | Baseline Forecast | Avg. Replacement Winter Demand (kW) | 0 | 0 | 0 | 0 | 0 | 0 | 0 | 0 | 0 | 0 | 0 | 0 | 0 | 0 | 0 | 0 | 0 | 0 | 0 | 0 | 0 | 0 | 0 | 0 | 0 | 0 | 0 | 0 | 0 | 0 | 0 | 0 | 0
F1_Commercial_Lodging_New_Food Preparation_Natural Gas_Conveyor Oven_Baseline Forecast | F1 | Commercial | Lodging | New | Food Preparation | Natural Gas | Conveyor Oven | Baseline Forecast | Units | 0 | 265.5662 | 1546.4908 | 2365.0914 | 3420.8415 | 4853.6102 | 6192.7833 | 7379.7074 | 8447.2004 | 9477.9086 | 10495.1719 | 11502.3288 | 12508.1059 | 13516.7608 | 14531.6199 | 15548.3487 | 16565.3554 | 17581.0445 | 18595.3953 | 19608.3866 | 20621.5944 | 21635.0204 | 22647.2373 | 23658.2286 | 24667.9778 | 25677.8966 | 26687.9861 | 27698.2472 | 28708.6809 | 29719.2883 | 30730.0704 | 31741.0281 | 32196.3759
F2_Commercial_Lodging_New_Food Preparation_Natural Gas_Conveyor Oven_Baseline Forecast | F2 | Commercial | Lodging | New | Food Preparation | Natural Gas | Conveyor Oven | Baseline Forecast | Usage (MMtherm) | 0 | 4.2817e-05 | 0.00024934 | 0.00038132 | 0.00055153 | 0.00078253 | 0.00099845 | 0.0011898 | 0.0013619 | 0.0015281 | 0.0016921 | 0.0018545 | 0.0020166 | 0.0021793 | 0.0023429 | 0.0025068 | 0.0026708 | 0.0028345 | 0.0029981 | 0.0031614 | 0.0033248 | 0.0034882 | 0.0036514 | 0.0038144 | 0.0039772 | 0.00414 | 0.0043028 | 0.0044657 | 0.0046286 | 0.0047916 | 0.0049545 | 0.0051175 | 0.0051909
F3_Commercial_Lodging_New_Food Preparation_Natural Gas_Conveyor Oven_Baseline Forecast | F3 | Commercial | Lodging | New | Food Preparation | Natural Gas | Conveyor Oven | Baseline Forecast | Summer Peak Demand (MW) | 0 | 0 | 0 | 0 | 0 | 0 | 0 | 0 | 0 | 0 | 0 | 0 | 0 | 0 | 0 | 0 | 0 | 0 | 0 | 0 | 0 | 0 | 0 | 0 | 0 | 0 | 0 | 0 | 0 | 0 | 0 | 0 | 0
F4_Commercial_Lodging_New_Food Preparation_Natural Gas_Conveyor Oven_Baseline Forecast | F4 | Commercial | Lodging | New | Food Preparation | Natural Gas | Conveyor Oven | Baseline Forecast | Winter Peak Demand (MW) | 0 | 0 | 0 | 0 | 0 | 0 | 0 | 0 | 0 | 0 | 0 | 0 | 0 | 0 | 0 | 0 | 0 | 0 | 0 | 0 | 0 | 0 | 0 | 0 | 0 | 0 | 0 | 0 | 0 | 0 | 0 | 0 | 0
F5_Commercial_Lodging_New_Food Preparation_Natural Gas_Conveyor Oven_Baseline Forecast | F5 | Commercial | Lodging | New | Food Preparation | Natural Gas | Conveyor Oven | Baseline Forecast | Turnover | 0 | 265.5662 | 1280.9246 | 818.6005 | 1055.7501 | 1432.7687 | 1339.1731 | 1186.924 | 1067.493 | 1030.7082 | 1017.2633 | 1007.157 | 1005.777 | 1008.6549 | 1014.8591 | 1016.7288 | 1017.0067 | 1068.8024 | 1313.0263 | 1415.6518 | 1546.4863 | 1726.6024 | 1920.2093 | 2240.9402 | 2086.0114 | 2139.2376 | 2215.8303 | 2151.7496 | 2084.8688 | 2040.5783 | 2028.0876 | 2024.6235 | 1467.0325
F6_Commercial_Lodging_New_Food Preparation_Natural Gas_Conveyor Oven_Baseline Forecast | F6 | Commercial | Lodging | New | Food Preparation | Natural Gas | Conveyor Oven | Baseline Forecast | Avg. Replacement Usage (kWh) | 0.16123 | 0.16123 | 0.16123 | 0.16123 | 0.16123 | 0.16123 | 0.16123 | 0.16123 | 0.16123 | 0.16123 | 0.16123 | 0.16123 | 0.16123 | 0.16123 | 0.16123 | 0.16123 | 0.16123 | 0.16123 | 0.16123 | 0.16123 | 0.16123 | 0.16123 | 0.16123 | 0.16123 | 0.16123 | 0.16123 | 0.16123 | 0.16123 | 0.16123 | 0.16123 | 0.16123 | 0.16123 | 0.16123
F7_Commercial_Lodging_New_Food Preparation_Natural Gas_Conveyor Oven_Baseline Forecast | F7 | Commercial | Lodging | New | Food Preparation | Natural Gas | Conveyor Oven | Baseline Forecast | Avg. Replacement Summer Demand (kW) | 0 | 0 | 0 | 0 | 0 | 0 | 0 | 0 | 0 | 0 | 0 | 0 | 0 | 0 | 0 | 0 | 0 | 0 | 0 | 0 | 0 | 0 | 0 | 0 | 0 | 0 | 0 | 0 | 0 | 0 | 0 | 0 | 0
F8_Commercial_Lodging_New_Food Preparation_Natural Gas_Conveyor Oven_Baseline Forecast | F8 | Commercial | Lodging | New | Food Preparation | Natural Gas | Conveyor Oven | Baseline Forecast | Avg. Replacement Winter Demand (kW) | 0 | 0 | 0 | 0 | 0 | 0 | 0 | 0 | 0 | 0 | 0 | 0 | 0 | 0 | 0 | 0 | 0 | 0 | 0 | 0 | 0 | 0 | 0 | 0 | 0 | 0 | 0 | 0 | 0 | 0 | 0 | 0 | 0
F1_Commercial_Lodging_New_Food Preparation_Natural Gas_Double Rack Oven_Baseline Forecast | F1 | Commercial | Lodging | New | Food Preparation | Natural Gas | Double Rack Oven | Baseline Forecast | Units | 0 | 265.5662 | 1546.4908 | 2365.0914 | 3420.8415 | 4853.6102 | 6192.7833 | 7379.7074 | 8447.2004 | 9477.9086 | 10495.1719 | 11502.3288 | 12508.1059 | 13516.7608 | 14531.6199 | 15548.3487 | 16565.3554 | 17581.0445 | 18595.3953 | 19608.3866 | 20621.5944 | 21635.0204 | 22647.2373 | 23658.2286 | 24667.9778 | 25677.8966 | 26687.9861 | 27698.2472 | 28708.6809 | 29719.2883 | 30730.0704 | 31741.0281 | 32196.3759
F2_Commercial_Lodging_New_Food Preparation_Natural Gas_Double Rack Oven_Baseline Forecast | F2 | Commercial | Lodging | New | Food Preparation | Natural Gas | Double Rack Oven | Baseline Forecast | Usage (MMtherm) | 0 | 6.5046e-05 | 0.00037879 | 0.00057929 | 0.00083788 | 0.0011888 | 0.0015168 | 0.0018075 | 0.002069 | 0.0023215 | 0.0025706 | 0.0028173 | 0.0030637 | 0.0033107 | 0.0035593 | 0.0038083 | 0.0040574 | 0.0043062 | 0.0045546 | 0.0048028 | 0.0050509 | 0.0052991 | 0.0055471 | 0.0057947 | 0.006042 | 0.0062894 | 0.0065368 | 0.0067842 | 0.0070317 | 0.0072793 | 0.0075268 | 0.0077744 | 0.007886
F3_Commercial_Lodging_New_Food Preparation_Natural Gas_Double Rack Oven_Baseline Forecast | F3 | Commercial | Lodging | New | Food Preparation | Natural Gas | Double Rack Oven | Baseline Forecast | Summer Peak Demand (MW) | 0 | 0 | 0 | 0 | 0 | 0 | 0 | 0 | 0 | 0 | 0 | 0 | 0 | 0 | 0 | 0 | 0 | 0 | 0 | 0 | 0 | 0 | 0 | 0 | 0 | 0 | 0 | 0 | 0 | 0 | 0 | 0 | 0
F4_Commercial_Lodging_New_Food Preparation_Natural Gas_Double Rack Oven_Baseline Forecast | F4 | Commercial | Lodging | New | Food Preparation | Natural Gas | Double Rack Oven | Baseline Forecast | Winter Peak Demand (MW) | 0 | 0 | 0 | 0 | 0 | 0 | 0 | 0 | 0 | 0 | 0 | 0 | 0 | 0 | 0 | 0 | 0 | 0 | 0 | 0 | 0 | 0 | 0 | 0 | 0 | 0 | 0 | 0 | 0 | 0 | 0 | 0 | 0
F5_Commercial_Lodging_New_Food Preparation_Natural Gas_Double Rack Oven_Baseline Forecast | F5 | Commercial | Lodging | New | Food Preparation | Natural Gas | Double Rack Oven | Baseline Forecast | Turnover | 0 | 265.5662 | 1280.9246 | 818.6005 | 1055.7501 | 1432.7687 | 1339.1731 | 1186.924 | 1067.493 | 1030.7082 | 1017.2633 | 1007.157 | 1058.8903 | 1307.3304 | 1417.5197 | 1550.0072 | 1730.1832 | 1923.6816 | 2244.2996 | 2089.2535 | 2142.5266 | 2219.1667 | 2153.7054 | 2096.049 | 2107.9533 | 2162.3431 | 2238.5058 | 2336.3815 | 2469.628 | 2691.9498 | 2802.5921 | 2907.6419 | 2463.7606
F6_Commercial_Lodging_New_Food Preparation_Natural Gas_Double Rack Oven_Baseline Forecast | F6 | Commercial | Lodging | New | Food Preparation | Natural Gas | Double Rack Oven | Baseline Forecast | Avg. Replacement Usage (kWh) | 0.24493 | 0.24493 | 0.24493 | 0.24493 | 0.24493 | 0.24493 | 0.24493 | 0.24493 | 0.24493 | 0.24493 | 0.24493 | 0.24493 | 0.24493 | 0.24493 | 0.24493 | 0.24493 | 0.24493 | 0.24493 | 0.24493 | 0.24493 | 0.24493 | 0.24493 | 0.24493 | 0.24493 | 0.24493 | 0.24493 | 0.24493 | 0.24493 | 0.24493 | 0.24493 | 0.24493 | 0.24493 | 0.24493
F7_Commercial_Lodging_New_Food Preparation_Natural Gas_Double Rack Oven_Baseline Forecast | F7 | Commercial | Lodging | New | Food Preparation | Natural Gas | Double Rack Oven | Baseline Forecast | Avg. Replacement Summer Demand (kW) | 0 | 0 | 0 | 0 | 0 | 0 | 0 | 0 | 0 | 0 | 0 | 0 | 0 | 0 | 0 | 0 | 0 | 0 | 0 | 0 | 0 | 0 | 0 | 0 | 0 | 0 | 0 | 0 | 0 | 0 | 0 | 0 | 0
F8_Commercial_Lodging_New_Food Preparation_Natural Gas_Double Rack Oven_Baseline Forecast | F8 | Commercial | Lodging | New | Food Preparation | Natural Gas | Double Rack Oven | Baseline Forecast | Avg. Replacement Winter Demand (kW) | 0 | 0 | 0 | 0 | 0 | 0 | 0 | 0 | 0 | 0 | 0 | 0 | 0 | 0 | 0 | 0 | 0 | 0 | 0 | 0 | 0 | 0 | 0 | 0 | 0 | 0 | 0 | 0 | 0 | 0 | 0 | 0 | 0
F1_Commercial_Lodging_New_Food Preparation_Natural Gas_Fryer_Baseline Forecast | F1 | Commercial | Lodging | New | Food Preparation | Natural Gas | Fryer | Baseline Forecast | Units | 0 | 403.496 | 2349.707 | 3593.4721 | 5197.5576 | 7374.4775 | 9409.1902 | 11212.5787 | 12834.5061 | 14400.5433 | 15946.1526 | 17476.4066 | 19004.564 | 20537.0939 | 22079.0504 | 23623.8476 | 25169.0671 | 26712.2847 | 28253.4689 | 29792.5873 | 31332.035 | 32871.8139 | 34409.7558 | 35945.8357 | 37480.0283 | 39014.4786 | 40549.1882 | 42084.1585 | 43619.3912 | 45154.8877 | 46690.6495 | 48226.6783 | 48918.5247
F2_Commercial_Lodging_New_Food Preparation_Natural Gas_Fryer_Baseline Forecast | F2 | Commercial | Lodging | New | Food Preparation | Natural Gas | Fryer | Baseline Forecast | Usage (MMtherm) | 0 | 6.15e-05 | 0.00035814 | 0.00048733 | 0.00065395 | 0.00088007 | 0.0010865 | 0.0012466 | 0.0013946 | 0.0015419 | 0.0016863 | 0.0018153 | 0.001974 | 0.0021332 | 0.0022934 | 0.0024539 | 0.0026144 | 0.0027747 | 0.0029348 | 0.0030946 | 0.0032545 | 0.0034145 | 0.0035742 | 0.0037338 | 0.0038931 | 0.0040525 | 0.0042119 | 0.0043714 | 0.0045308 | 0.0046903 | 0.0048499 | 0.0050094 | 0.0050813
F3_Commercial_Lodging_New_Food Preparation_Natural Gas_Fryer_Baseline Forecast | F3 | Commercial | Lodging | New | Food Preparation | Natural Gas | Fryer | Baseline Forecast | Summer Peak Demand (MW) | 0 | 0 | 0 | 0 | 0 | 0 | 0 | 0 | 0 | 0 | 0 | 0 | 0 | 0 | 0 | 0 | 0 | 0 | 0 | 0 | 0 | 0 | 0 | 0 | 0 | 0 | 0 | 0 | 0 | 0 | 0 | 0 | 0
F4_Commercial_Lodging_New_Food Preparation_Natural Gas_Fryer_Baseline Forecast | F4 | Commercial | Lodging | New | Food Preparation | Natural Gas | Fryer | Baseline Forecast | Winter Peak Demand (MW) | 0 | 0 | 0 | 0 | 0 | 0 | 0 | 0 | 0 | 0 | 0 | 0 | 0 | 0 | 0 | 0 | 0 | 0 | 0 | 0 | 0 | 0 | 0 | 0 | 0 | 0 | 0 | 0 | 0 | 0 | 0 | 0 | 0
F5_Commercial_Lodging_New_Food Preparation_Natural Gas_Fryer_Baseline Forecast | F5 | Commercial | Lodging | New | Food Preparation | Natural Gas | Fryer | Baseline Forecast | Turnover | 0 | 403.496 | 1946.211 | 1243.7651 | 1604.0855 | 2176.9199 | 2135.5867 | 2365.5967 | 2354.5249 | 2516.5068 | 2898.4429 | 3444.8693 | 3388.8243 | 3602.1671 | 3859.2474 | 3997.5675 | 4300.597 | 4454.3295 | 4663.4988 | 4936.3016 | 5216.3964 | 5359.34 | 5566.8223 | 5784.6213 | 5987.498 | 6250.4388 | 6448.0174 | 6661.2937 | 6890.8678 | 7115.5652 | 7317.3443 | 7533.4565 | 6906.9252
F6_Commercial_Lodging_New_Food Preparation_Natural Gas_Fryer_Baseline Forecast | F6 | Commercial | Lodging | New | Food Preparation | Natural Gas | Fryer | Baseline Forecast | Avg. Replacement Usage (kWh) | 0.15242 | 0.15242 | 0.15242 | 0.10387 | 0.10387 | 0.10387 | 0.10387 | 0.10387 | 0.10387 | 0.10387 | 0.10387 | 0.10387 | 0.10387 | 0.10387 | 0.10387 | 0.10387 | 0.10387 | 0.10387 | 0.10387 | 0.10387 | 0.10387 | 0.10387 | 0.10387 | 0.10387 | 0.10387 | 0.10387 | 0.10387 | 0.10387 | 0.10387 | 0.10387 | 0.10387 | 0.10387 | 0.10387
F7_Commercial_Lodging_New_Food Preparation_Natural Gas_Fryer_Baseline Forecast | F7 | Commercial | Lodging | New | Food Preparation | Natural Gas | Fryer | Baseline Forecast | Avg. Replacement Summer Demand (kW) | 0 | 0 | 0 | 0 | 0 | 0 | 0 | 0 | 0 | 0 | 0 | 0 | 0 | 0 | 0 | 0 | 0 | 0 | 0 | 0 | 0 | 0 | 0 | 0 | 0 | 0 | 0 | 0 | 0 | 0 | 0 | 0 | 0
F8_Commercial_Lodging_New_Food Preparation_Natural Gas_Fryer_Baseline Forecast | F8 | Commercial | Lodging | New | Food Preparation | Natural Gas | Fryer | Baseline Forecast | Avg. Replacement Winter Demand (kW) | 0 | 0 | 0 | 0 | 0 | 0 | 0 | 0 | 0 | 0 | 0 | 0 | 0 | 0 | 0 | 0 | 0 | 0 | 0 | 0 | 0 | 0 | 0 | 0 | 0 | 0 | 0 | 0 | 0 | 0 | 0 | 0 | 0
F1_Commercial_Lodging_New_Food Preparation_Natural Gas_Broiler_Baseline Forecast | F1 | Commercial | Lodging | New | Food Preparation | Natural Gas | Broiler | Baseline Forecast | Units | 0 | 403.496 | 2349.707 | 3593.4721 | 5197.5576 | 7374.4775 | 9409.1902 | 11212.5787 | 12834.5061 | 14400.5433 | 15946.1526 | 17476.4066 | 19004.564 | 20537.0939 | 22079.0504 | 23623.8476 | 25169.0671 | 26712.2847 | 28253.4689 | 29792.5873 | 31332.035 | 32871.8139 | 34409.7558 | 35945.8357 | 37480.0283 | 39014.4786 | 40549.1882 | 42084.1585 | 43619.3912 | 45154.8877 | 46690.6495 | 48226.6783 | 48918.5247
F2_Commercial_Lodging_New_Food Preparation_Natural Gas_Broiler_Baseline Forecast | F2 | Commercial | Lodging | New | Food Preparation | Natural Gas | Broiler | Baseline Forecast | Usage (MMtherm) | 0 | 6.7643e-05 | 0.00039391 | 0.00060241 | 0.00087133 | 0.0012363 | 0.0015774 | 0.0018797 | 0.0021516 | 0.0024141 | 0.0026732 | 0.0029298 | 0.003186 | 0.0034429 | 0.0037014 | 0.0039603 | 0.0042194 | 0.0044781 | 0.0047365 | 0.0049945 | 0.0052525 | 0.0055107 | 0.0057685 | 0.006026 | 0.0062832 | 0.0065404 | 0.0067977 | 0.0070551 | 0.0073124 | 0.0075698 | 0.0078273 | 0.0080848 | 0.0082008
F3_Commercial_Lodging_New_Food Preparation_Natural Gas_Broiler_Baseline Forecast | F3 | Commercial | Lodging | New | Food Preparation | Natural Gas | Broiler | Baseline Forecast | Summer Peak Demand (MW) | 0 | 0 | 0 | 0 | 0 | 0 | 0 | 0 | 0 | 0 | 0 | 0 | 0 | 0 | 0 | 0 | 0 | 0 | 0 | 0 | 0 | 0 | 0 | 0 | 0 | 0 | 0 | 0 | 0 | 0 | 0 | 0 | 0
F4_Commercial_Lodging_New_Food Preparation_Natural Gas_Broiler_Baseline Forecast | F4 | Commercial | Lodging | New | Food Preparation | Natural Gas | Broiler | Baseline Forecast | Winter Peak Demand (MW) | 0 | 0 | 0 | 0 | 0 | 0 | 0 | 0 | 0 | 0 | 0 | 0 | 0 | 0 | 0 | 0 | 0 | 0 | 0 | 0 | 0 | 0 | 0 | 0 | 0 | 0 | 0 | 0 | 0 | 0 | 0 | 0 | 0
F5_Commercial_Lodging_New_Food Preparation_Natural Gas_Broiler_Baseline Forecast | F5 | Commercial | Lodging | New | Food Preparation | Natural Gas | Broiler | Baseline Forecast | Turnover | 0 | 403.496 | 1946.211 | 1243.7651 | 1604.0855 | 2176.9199 | 2034.7127 | 1803.3885 | 1621.9274 | 1566.0373 | 1545.6093 | 1530.254 | 1608.8565 | 1986.3315 | 2153.7508 | 2355.0498 | 2628.8054 | 2922.803 | 3409.9436 | 3174.3696 | 3255.3118 | 3371.7572 | 3272.2966 | 3184.6947 | 3202.7818 | 3285.4206 | 3401.1407 | 3549.851 | 3752.303 | 4090.0942 | 4258.202 | 4417.8125 | 3743.3882
F6_Commercial_Lodging_New_Food Preparation_Natural Gas_Broiler_Baseline Forecast | F6 | Commercial | Lodging | New | Food Preparation | Natural Gas | Broiler | Baseline Forecast | Avg. Replacement Usage (kWh) | 0.16764 | 0.16764 | 0.16764 | 0.16764 | 0.16764 | 0.16764 | 0.16764 | 0.16764 | 0.16764 | 0.16764 | 0.16764 | 0.16764 | 0.16764 | 0.16764 | 0.16764 | 0.16764 | 0.16764 | 0.16764 | 0.16764 | 0.16764 | 0.16764 | 0.16764 | 0.16764 | 0.16764 | 0.16764 | 0.16764 | 0.16764 | 0.16764 | 0.16764 | 0.16764 | 0.16764 | 0.16764 | 0.16764
F7_Commercial_Lodging_New_Food Preparation_Natural Gas_Broiler_Baseline Forecast | F7 | Commercial | Lodging | New | Food Preparation | Natural Gas | Broiler | Baseline Forecast | Avg. Replacement Summer Demand (kW) | 0 | 0 | 0 | 0 | 0 | 0 | 0 | 0 | 0 | 0 | 0 | 0 | 0 | 0 | 0 | 0 | 0 | 0 | 0 | 0 | 0 | 0 | 0 | 0 | 0 | 0 | 0 | 0 | 0 | 0 | 0 | 0 | 0
F8_Commercial_Lodging_New_Food Preparation_Natural Gas_Broiler_Baseline Forecast | F8 | Commercial | Lodging | New | Food Preparation | Natural Gas | Broiler | Baseline Forecast | Avg. Replacement Winter Demand (kW) | 0 | 0 | 0 | 0 | 0 | 0 | 0 | 0 | 0 | 0 | 0 | 0 | 0 | 0 | 0 | 0 | 0 | 0 | 0 | 0 | 0 | 0 | 0 | 0 | 0 | 0 | 0 | 0 | 0 | 0 | 0 | 0 | 0
F1_Commercial_Lodging_New_Food Preparation_Natural Gas_Griddle_Baseline Forecast | F1 | Commercial | Lodging | New | Food Preparation | Natural Gas | Griddle | Baseline Forecast | Units | 0 | 1078.7342 | 6281.8697 | 9607.0378 | 13895.5112 | 19715.4399 | 25155.1819 | 29976.4858 | 34312.6591 | 38499.4118 | 42631.5509 | 46722.6381 | 50808.12 | 54905.2918 | 59027.6653 | 63157.6334 | 67288.7303 | 71414.4755 | 75534.7841 | 79649.5703 | 83765.2363 | 87881.7882 | 91993.4289 | 96100.0914 | 100201.7083 | 104304.0143 | 108407.0133 | 112510.7096 | 116615.1071 | 120720.2099 | 124826.0222 | 128932.5481 | 130782.1781
F2_Commercial_Lodging_New_Food Preparation_Natural Gas_Griddle_Baseline Forecast | F2 | Commercial | Lodging | New | Food Preparation | Natural Gas | Griddle | Baseline Forecast | Usage (MMtherm) | 0 | 0.00012004 | 0.00069904 | 0.0010691 | 0.0015463 | 0.0021939 | 0.0027992 | 0.0033358 | 0.0038183 | 0.0042842 | 0.004744 | 0.0051993 | 0.0056539 | 0.0061098 | 0.0065686 | 0.0070281 | 0.0074878 | 0.0079469 | 0.0084055 | 0.0088633 | 0.0093213 | 0.0097794 | 0.010237 | 0.010694 | 0.01115 | 0.011607 | 0.012063 | 0.01252 | 0.012977 | 0.013434 | 0.013891 | 0.014348 | 0.014553
F3_Commercial_Lodging_New_Food Preparation_Natural Gas_Griddle_Baseline Forecast | F3 | Commercial | Lodging | New | Food Preparation | Natural Gas | Griddle | Baseline Forecast | Summer Peak Demand (MW) | 0 | 0 | 0 | 0 | 0 | 0 | 0 | 0 | 0 | 0 | 0 | 0 | 0 | 0 | 0 | 0 | 0 | 0 | 0 | 0 | 0 | 0 | 0 | 0 | 0 | 0 | 0 | 0 | 0 | 0 | 0 | 0 | 0
F4_Commercial_Lodging_New_Food Preparation_Natural Gas_Griddle_Baseline Forecast | F4 | Commercial | Lodging | New | Food Preparation | Natural Gas | Griddle | Baseline Forecast | Winter Peak Demand (MW) | 0 | 0 | 0 | 0 | 0 | 0 | 0 | 0 | 0 | 0 | 0 | 0 | 0 | 0 | 0 | 0 | 0 | 0 | 0 | 0 | 0 | 0 | 0 | 0 | 0 | 0 | 0 | 0 | 0 | 0 | 0 | 0 | 0
F5_Commercial_Lodging_New_Food Preparation_Natural Gas_Griddle_Baseline Forecast | F5 | Commercial | Lodging | New | Food Preparation | Natural Gas | Griddle | Baseline Forecast | Turnover | 0 | 1078.7342 | 5203.1356 | 3325.168 | 4288.4734 | 5819.9287 | 5439.742 | 4821.3039 | 4336.1733 | 4186.7527 | 4132.1391 | 4091.0872 | 4301.2287 | 5310.3964 | 5757.9868 | 6296.1535 | 7028.0309 | 7814.0245 | 9116.3799 | 8486.5799 | 8702.9764 | 9014.2897 | 8748.3847 | 8514.1837 | 8562.539 | 8783.4713 | 9092.8454 | 9490.418 | 10031.6671 | 10934.7417 | 11384.1726 | 11810.8866 | 10007.8337
F6_Commercial_Lodging_New_Food Preparation_Natural Gas_Griddle_Baseline Forecast | F6 | Commercial | Lodging | New | Food Preparation | Natural Gas | Griddle | Baseline Forecast | Avg. Replacement Usage (kWh) | 0.11128 | 0.11128 | 0.11128 | 0.11128 | 0.11128 | 0.11128 | 0.11128 | 0.11128 | 0.11128 | 0.11128 | 0.11128 | 0.11128 | 0.11128 | 0.11128 | 0.11128 | 0.11128 | 0.11128 | 0.11128 | 0.11128 | 0.11128 | 0.11128 | 0.11128 | 0.11128 | 0.11128 | 0.11128 | 0.11128 | 0.11128 | 0.11128 | 0.11128 | 0.11128 | 0.11128 | 0.11128 | 0.11128
F7_Commercial_Lodging_New_Food Preparation_Natural Gas_Griddle_Baseline Forecast | F7 | Commercial | Lodging | New | Food Preparation | Natural Gas | Griddle | Baseline Forecast | Avg. Replacement Summer Demand (kW) | 0 | 0 | 0 | 0 | 0 | 0 | 0 | 0 | 0 | 0 | 0 | 0 | 0 | 0 | 0 | 0 | 0 | 0 | 0 | 0 | 0 | 0 | 0 | 0 | 0 | 0 | 0 | 0 | 0 | 0 | 0 | 0 | 0
F8_Commercial_Lodging_New_Food Preparation_Natural Gas_Griddle_Baseline Forecast | F8 | Commercial | Lodging | New | Food Preparation | Natural Gas | Griddle | Baseline Forecast | Avg. Replacement Winter Demand (kW) | 0 | 0 | 0 | 0 | 0 | 0 | 0 | 0 | 0 | 0 | 0 | 0 | 0 | 0 | 0 | 0 | 0 | 0 | 0 | 0 | 0 | 0 | 0 | 0 | 0 | 0 | 0 | 0 | 0 | 0 | 0 | 0 | 0
F1_Commercial_Lodging_New_Food Preparation_Natural Gas_Range_Baseline Forecast | F1 | Commercial | Lodging | New | Food Preparation | Natural Gas | Range | Baseline Forecast | Units | 0 | 16.4692 | 95.9064 | 146.6723 | 212.1452 | 300.9991 | 384.0486 | 457.6563 | 523.8574 | 587.7773 | 650.8634 | 713.3227 | 775.6965 | 838.2487 | 901.1857 | 964.2387 | 1027.3089 | 1090.2973 | 1153.2028 | 1216.024 | 1278.8586 | 1341.7067 | 1404.4798 | 1467.177 | 1529.7971 | 1592.4277 | 1655.0689 | 1717.7208 | 1780.3833 | 1843.0566 | 1905.7408 | 1968.4358 | 1996.6745
F2_Commercial_Lodging_New_Food Preparation_Natural Gas_Range_Baseline Forecast | F2 | Commercial | Lodging | New | Food Preparation | Natural Gas | Range | Baseline Forecast | Usage (MMtherm) | 0 | 1.901e-06 | 1.107e-05 | 1.693e-05 | 2.4488e-05 | 3.4744e-05 | 4.4331e-05 | 5.2827e-05 | 6.0469e-05 | 6.7847e-05 | 7.5129e-05 | 8.2339e-05 | 8.9539e-05 | 9.6759e-05 | 0.00010402 | 0.0001113 | 0.00011858 | 0.00012585 | 0.00013311 | 0.00014037 | 0.00014762 | 0.00015487 | 0.00016212 | 0.00016936 | 0.00017658 | 0.00018381 | 0.00019104 | 0.00019828 | 0.00020551 | 0.00021274 | 0.00021998 | 0.00022722 | 0.00023048
F3_Commercial_Lodging_New_Food Preparation_Natural Gas_Range_Baseline Forecast | F3 | Commercial | Lodging | New | Food Preparation | Natural Gas | Range | Baseline Forecast | Summer Peak Demand (MW) | 0 | 0 | 0 | 0 | 0 | 0 | 0 | 0 | 0 | 0 | 0 | 0 | 0 | 0 | 0 | 0 | 0 | 0 | 0 | 0 | 0 | 0 | 0 | 0 | 0 | 0 | 0 | 0 | 0 | 0 | 0 | 0 | 0
F4_Commercial_Lodging_New_Food Preparation_Natural Gas_Range_Baseline Forecast | F4 | Commercial | Lodging | New | Food Preparation | Natural Gas | Range | Baseline Forecast | Winter Peak Demand (MW) | 0 | 0 | 0 | 0 | 0 | 0 | 0 | 0 | 0 | 0 | 0 | 0 | 0 | 0 | 0 | 0 | 0 | 0 | 0 | 0 | 0 | 0 | 0 | 0 | 0 | 0 | 0 | 0 | 0 | 0 | 0 | 0 | 0
F5_Commercial_Lodging_New_Food Preparation_Natural Gas_Range_Baseline Forecast | F5 | Commercial | Lodging | New | Food Preparation | Natural Gas | Range | Baseline Forecast | Turnover | 0 | 16.4692 | 79.4372 | 50.7659 | 65.4729 | 88.8539 | 83.0495 | 73.6077 | 66.2011 | 63.9199 | 66.3799 | 80.9819 | 87.345 | 95.6238 | 107.165 | 119.3626 | 139.3461 | 129.7334 | 132.9407 | 138.2546 | 137.8561 | 137.8592 | 139.9652 | 145.2858 | 153.2084 | 166.7983 | 173.5901 | 180.1693 | 187.3529 | 193.1943 | 199.9114 | 197.95 | 166.3405
F6_Commercial_Lodging_New_Food Preparation_Natural Gas_Range_Baseline Forecast | F6 | Commercial | Lodging | New | Food Preparation | Natural Gas | Range | Baseline Forecast | Avg. Replacement Usage (kWh) | 0.11543 | 0.11543 | 0.11543 | 0.11543 | 0.11543 | 0.11543 | 0.11543 | 0.11543 | 0.11543 | 0.11543 | 0.11543 | 0.11543 | 0.11543 | 0.11543 | 0.11543 | 0.11543 | 0.11543 | 0.11543 | 0.11543 | 0.11543 | 0.11543 | 0.11543 | 0.11543 | 0.11543 | 0.11543 | 0.11543 | 0.11543 | 0.11543 | 0.11543 | 0.11543 | 0.11543 | 0.11543 | 0.11543
F7_Commercial_Lodging_New_Food Preparation_Natural Gas_Range_Baseline Forecast | F7 | Commercial | Lodging | New | Food Preparation | Natural Gas | Range | Baseline Forecast | Avg. Replacement Summer Demand (kW) | 0 | 0 | 0 | 0 | 0 | 0 | 0 | 0 | 0 | 0 | 0 | 0 | 0 | 0 | 0 | 0 | 0 | 0 | 0 | 0 | 0 | 0 | 0 | 0 | 0 | 0 | 0 | 0 | 0 | 0 | 0 | 0 | 0
F8_Commercial_Lodging_New_Food Preparation_Natural Gas_Range_Baseline Forecast | F8 | Commercial | Lodging | New | Food Preparation | Natural Gas | Range | Baseline Forecast | Avg. Replacement Winter Demand (kW) | 0 | 0 | 0 | 0 | 0 | 0 | 0 | 0 | 0 | 0 | 0 | 0 | 0 | 0 | 0 | 0 | 0 | 0 | 0 | 0 | 0 | 0 | 0 | 0 | 0 | 0 | 0 | 0 | 0 | 0 | 0 | 0 | 0
F1_Commercial_Lodging_New_Food Preparation_Natural Gas_Steamer_Baseline Forecast | F1 | Commercial | Lodging | New | Food Preparation | Natural Gas | Steamer | Baseline Forecast | Units | 0 | 16.4692 | 95.9064 | 146.6723 | 212.1452 | 300.9991 | 384.0486 | 457.6563 | 523.8574 | 587.7773 | 650.8634 | 713.3227 | 775.6965 | 838.2487 | 901.1857 | 964.2387 | 1027.3089 | 1090.2973 | 1153.2028 | 1216.024 | 1278.8586 | 1341.7067 | 1404.4798 | 1467.177 | 1529.7971 | 1592.4277 | 1655.0689 | 1717.7208 | 1780.3833 | 1843.0566 | 1905.7408 | 1968.4358 | 1996.6745
F2_Commercial_Lodging_New_Food Preparation_Natural Gas_Steamer_Baseline Forecast | F2 | Commercial | Lodging | New | Food Preparation | Natural Gas | Steamer | Baseline Forecast | Usage (MMtherm) | 0 | 3.1751e-06 | 1.849e-05 | 2.4412e-05 | 3.205e-05 | 4.2416e-05 | 5.2105e-05 | 6.0692e-05 | 6.8415e-05 | 7.5872e-05 | 8.3092e-05 | 8.9583e-05 | 9.6152e-05 | 0.00010282 | 0.0001096 | 0.00011646 | 0.00012338 | 0.00013034 | 0.00013733 | 0.00014396 | 0.00014919 | 0.00015653 | 0.00016385 | 0.00017116 | 0.00017847 | 0.00018577 | 0.00019308 | 0.00020039 | 0.0002077 | 0.00021501 | 0.00022233 | 0.00022964 | 0.00023293
F3_Commercial_Lodging_New_Food Preparation_Natural Gas_Steamer_Baseline Forecast | F3 | Commercial | Lodging | New | Food Preparation | Natural Gas | Steamer | Baseline Forecast | Summer Peak Demand (MW) | 0 | 0 | 0 | 0 | 0 | 0 | 0 | 0 | 0 | 0 | 0 | 0 | 0 | 0 | 0 | 0 | 0 | 0 | 0 | 0 | 0 | 0 | 0 | 0 | 0 | 0 | 0 | 0 | 0 | 0 | 0 | 0 | 0
F4_Commercial_Lodging_New_Food Preparation_Natural Gas_Steamer_Baseline Forecast | F4 | Commercial | Lodging | New | Food Preparation | Natural Gas | Steamer | Baseline Forecast | Winter Peak Demand (MW) | 0 | 0 | 0 | 0 | 0 | 0 | 0 | 0 | 0 | 0 | 0 | 0 | 0 | 0 | 0 | 0 | 0 | 0 | 0 | 0 | 0 | 0 | 0 | 0 | 0 | 0 | 0 | 0 | 0 | 0 | 0 | 0 | 0
F5_Commercial_Lodging_New_Food Preparation_Natural Gas_Steamer_Baseline Forecast | F5 | Commercial | Lodging | New | Food Preparation | Natural Gas | Steamer | Baseline Forecast | Turnover | 0 | 16.4692 | 79.4372 | 50.7659 | 65.4729 | 88.8539 | 83.0495 | 73.6077 | 66.2011 | 63.9199 | 64.916 | 72.9123 | 77.3059 | 83.1 | 91.0744 | 97.2917 | 101.6832 | 104.6669 | 107.0551 | 114.3498 | 136.13 | 127.7599 | 134.2348 | 143.5381 | 143.5015 | 142.9157 | 143.3546 | 145.5896 | 149.3973 | 157.3588 | 162.3976 | 168.0285 | 140.2727
F6_Commercial_Lodging_New_Food Preparation_Natural Gas_Steamer_Baseline Forecast | F6 | Commercial | Lodging | New | Food Preparation | Natural Gas | Steamer | Baseline Forecast | Avg. Replacement Usage (kWh) | 0.19279 | 0.19279 | 0.19279 | 0.11666 | 0.11666 | 0.11666 | 0.11666 | 0.11666 | 0.11666 | 0.11666 | 0.11666 | 0.11666 | 0.11666 | 0.11666 | 0.11666 | 0.11666 | 0.11666 | 0.11666 | 0.11666 | 0.11666 | 0.11666 | 0.11666 | 0.11666 | 0.11666 | 0.11666 | 0.11666 | 0.11666 | 0.11666 | 0.11666 | 0.11666 | 0.11666 | 0.11666 | 0.11666
F7_Commercial_Lodging_New_Food Preparation_Natural Gas_Steamer_Baseline Forecast | F7 | Commercial | Lodging | New | Food Preparation | Natural Gas | Steamer | Baseline Forecast | Avg. Replacement Summer Demand (kW) | 0 | 0 | 0 | 0 | 0 | 0 | 0 | 0 | 0 | 0 | 0 | 0 | 0 | 0 | 0 | 0 | 0 | 0 | 0 | 0 | 0 | 0 | 0 | 0 | 0 | 0 | 0 | 0 | 0 | 0 | 0 | 0 | 0
F8_Commercial_Lodging_New_Food Preparation_Natural Gas_Steamer_Baseline Forecast | F8 | Commercial | Lodging | New | Food Preparation | Natural Gas | Steamer | Baseline Forecast | Avg. Replacement Winter Demand (kW) | 0 | 0 | 0 | 0 | 0 | 0 | 0 | 0 | 0 | 0 | 0 | 0 | 0 | 0 | 0 | 0 | 0 | 0 | 0 | 0 | 0 | 0 | 0 | 0 | 0 | 0 | 0 | 0 | 0 | 0 | 0 | 0 | 0
F1_Commercial_Lodging_New_Food Preparation_Natural Gas_Food Prep Other_Baseline Forecast | F1 | Commercial | Lodging | New | Food Preparation | Natural Gas | Food Prep Other | Baseline Forecast | Units | 0 | 0 | 0 | 0 | 0 | 0 | 0 | 0 | 0 | 0 | 0 | 0 | 0 | 0 | 0 | 0 | 0 | 0 | 0 | 0 | 0 | 0 | 0 | 0 | 0 | 0 | 0 | 0 | 0 | 0 | 0 | 0 | 0
F2_Commercial_Lodging_New_Food Preparation_Natural Gas_Food Prep Other_Baseline Forecast | F2 | Commercial | Lodging | New | Food Preparation | Natural Gas | Food Prep Other | Baseline Forecast | Usage (MMtherm) | 0 | 0 | 0 | 0 | 0 | 0 | 0 | 0 | 0 | 0 | 0 | 0 | 0 | 0 | 0 | 0 | 0 | 0 | 0 | 0 | 0 | 0 | 0 | 0 | 0 | 0 | 0 | 0 | 0 | 0 | 0 | 0 | 0
F3_Commercial_Lodging_New_Food Preparation_Natural Gas_Food Prep Other_Baseline Forecast | F3 | Commercial | Lodging | New | Food Preparation | Natural Gas | Food Prep Other | Baseline Forecast | Summer Peak Demand (MW) | 0 | 0 | 0 | 0 | 0 | 0 | 0 | 0 | 0 | 0 | 0 | 0 | 0 | 0 | 0 | 0 | 0 | 0 | 0 | 0 | 0 | 0 | 0 | 0 | 0 | 0 | 0 | 0 | 0 | 0 | 0 | 0 | 0
F4_Commercial_Lodging_New_Food Preparation_Natural Gas_Food Prep Other_Baseline Forecast | F4 | Commercial | Lodging | New | Food Preparation | Natural Gas | Food Prep Other | Baseline Forecast | Winter Peak Demand (MW) | 0 | 0 | 0 | 0 | 0 | 0 | 0 | 0 | 0 | 0 | 0 | 0 | 0 | 0 | 0 | 0 | 0 | 0 | 0 | 0 | 0 | 0 | 0 | 0 | 0 | 0 | 0 | 0 | 0 | 0 | 0 | 0 | 0
F5_Commercial_Lodging_New_Food Preparation_Natural Gas_Food Prep Other_Baseline Forecast | F5 | Commercial | Lodging | New | Food Preparation | Natural Gas | Food Prep Other | Baseline Forecast | Turnover | 0 | 0 | 0 | 0 | 0 | 0 | 0 | 0 | 0 | 0 | 0 | 0 | 0 | 0 | 0 | 0 | 0 | 0 | 0 | 0 | 0 | 0 | 0 | 0 | 0 | 0 | 0 | 0 | 0 | 0 | 0 | 0 | 0
F6_Commercial_Lodging_New_Food Preparation_Natural Gas_Food Prep Other_Baseline Forecast | F6 | Commercial | Lodging | New | Food Preparation | Natural Gas | Food Prep Other | Baseline Forecast | Avg. Replacement Usage (kWh) | 0.048173 | 0.048173 | 0.048173 | 0.048173 | 0.048173 | 0.048173 | 0.048173 | 0.048173 | 0.048173 | 0.048173 | 0.048173 | 0.048173 | 0.048173 | 0.048173 | 0.048173 | 0.048173 | 0.048173 | 0.048173 | 0.048173 | 0.048173 | 0.048173 | 0.048173 | 0.048173 | 0.048173 | 0.048173 | 0.048173 | 0.048173 | 0.048173 | 0.048173 | 0.048173 | 0.048173 | 0.048173 | 0.048173
F7_Commercial_Lodging_New_Food Preparation_Natural Gas_Food Prep Other_Baseline Forecast | F7 | Commercial | Lodging | New | Food Preparation | Natural Gas | Food Prep Other | Baseline Forecast | Avg. Replacement Summer Demand (kW) | 0 | 0 | 0 | 0 | 0 | 0 | 0 | 0 | 0 | 0 | 0 | 0 | 0 | 0 | 0 | 0 | 0 | 0 | 0 | 0 | 0 | 0 | 0 | 0 | 0 | 0 | 0 | 0 | 0 | 0 | 0 | 0 | 0
F8_Commercial_Lodging_New_Food Preparation_Natural Gas_Food Prep Other_Baseline Forecast | F8 | Commercial | Lodging | New | Food Preparation | Natural Gas | Food Prep Other | Baseline Forecast | Avg. Replacement Winter Demand (kW) | 0 | 0 | 0 | 0 | 0 | 0 | 0 | 0 | 0 | 0 | 0 | 0 | 0 | 0 | 0 | 0 | 0 | 0 | 0 | 0 | 0 | 0 | 0 | 0 | 0 | 0 | 0 | 0 | 0 | 0 | 0 | 0 | 0
F1_Commercial_Lodging_New_Miscellaneous_Natural Gas_Pool Heater_Baseline Forecast | F1 | Commercial | Lodging | New | Miscellaneous | Natural Gas | Pool Heater | Baseline Forecast | Units | 0 | 418.3564 | 2436.2447 | 3725.8167 | 5388.9792 | 7646.0732 | 9755.7226 | 11625.5283 | 13307.19 | 14930.903 | 16533.4358 | 18120.0477 | 19704.4858 | 21293.4575 | 22892.2029 | 24493.8937 | 26096.0223 | 27696.0753 | 29294.02 | 30889.8229 | 32485.967 | 34082.4547 | 35677.0377 | 37269.6901 | 38860.3857 | 40451.3485 | 42042.5801 | 43634.0821 | 45225.8561 | 46817.9036 | 48410.2263 | 50002.8257 | 50720.1521
F2_Commercial_Lodging_New_Miscellaneous_Natural Gas_Pool Heater_Baseline Forecast | F2 | Commercial | Lodging | New | Miscellaneous | Natural Gas | Pool Heater | Baseline Forecast | Usage (MMtherm) | 0 | 3.7588e-06 | 2.1889e-05 | 3.3476e-05 | 4.8419e-05 | 6.8698e-05 | 8.7653e-05 | 0.00010445 | 0.00011956 | 0.00013415 | 0.00014855 | 0.0001628 | 0.00017704 | 0.00019132 | 0.00020568 | 0.00022007 | 0.00023447 | 0.00024884 | 0.0002632 | 0.00027754 | 0.00029188 | 0.00030622 | 0.00032055 | 0.00033486 | 0.00034915 | 0.00036345 | 0.00037774 | 0.00039204 | 0.00040634 | 0.00042065 | 0.00043495 | 0.00044926 | 0.00045571
F3_Commercial_Lodging_New_Miscellaneous_Natural Gas_Pool Heater_Baseline Forecast | F3 | Commercial | Lodging | New | Miscellaneous | Natural Gas | Pool Heater | Baseline Forecast | Summer Peak Demand (MW) | 0 | 0 | 0 | 0 | 0 | 0 | 0 | 0 | 0 | 0 | 0 | 0 | 0 | 0 | 0 | 0 | 0 | 0 | 0 | 0 | 0 | 0 | 0 | 0 | 0 | 0 | 0 | 0 | 0 | 0 | 0 | 0 | 0
F4_Commercial_Lodging_New_Miscellaneous_Natural Gas_Pool Heater_Baseline Forecast | F4 | Commercial | Lodging | New | Miscellaneous | Natural Gas | Pool Heater | Baseline Forecast | Winter Peak Demand (MW) | 0 | 0 | 0 | 0 | 0 | 0 | 0 | 0 | 0 | 0 | 0 | 0 | 0 | 0 | 0 | 0 | 0 | 0 | 0 | 0 | 0 | 0 | 0 | 0 | 0 | 0 | 0 | 0 | 0 | 0 | 0 | 0 | 0
F5_Commercial_Lodging_New_Miscellaneous_Natural Gas_Pool Heater_Baseline Forecast | F5 | Commercial | Lodging | New | Miscellaneous | Natural Gas | Pool Heater | Baseline Forecast | Turnover | 0 | 418.3564 | 2017.8883 | 1289.572 | 1663.1626 | 2257.094 | 2193.3207 | 2340.3204 | 2315.9877 | 2463.8065 | 2726.0263 | 3033.7405 | 3629.5127 | 3497.3052 | 3716.1081 | 3996.4817 | 4107.9916 | 4369.1811 | 4506.3295 | 4704.4822 | 4951.1233 | 5182.7348 | 5493.595 | 5578.4705 | 5777.6043 | 6004.2128 | 6187.6102 | 6435.7931 | 6618.8535 | 6821.1766 | 7041.124 | 7249.878 | 6611.7981
F6_Commercial_Lodging_New_Miscellaneous_Natural Gas_Pool Heater_Baseline Forecast | F6 | Commercial | Lodging | New | Miscellaneous | Natural Gas | Pool Heater | Baseline Forecast | Avg. Replacement Usage (kWh) | 0.0089847 | 0.0089847 | 0.0089847 | 0.0089847 | 0.0089847 | 0.0089847 | 0.0089847 | 0.0089847 | 0.0089847 | 0.0089847 | 0.0089847 | 0.0089847 | 0.0089847 | 0.0089847 | 0.0089847 | 0.0089847 | 0.0089847 | 0.0089847 | 0.0089847 | 0.0089847 | 0.0089847 | 0.0089847 | 0.0089847 | 0.0089847 | 0.0089847 | 0.0089847 | 0.0089847 | 0.0089847 | 0.0089847 | 0.0089847 | 0.0089847 | 0.0089847 | 0.0089847
F7_Commercial_Lodging_New_Miscellaneous_Natural Gas_Pool Heater_Baseline Forecast | F7 | Commercial | Lodging | New | Miscellaneous | Natural Gas | Pool Heater | Baseline Forecast | Avg. Replacement Summer Demand (kW) | 0 | 0 | 0 | 0 | 0 | 0 | 0 | 0 | 0 | 0 | 0 | 0 | 0 | 0 | 0 | 0 | 0 | 0 | 0 | 0 | 0 | 0 | 0 | 0 | 0 | 0 | 0 | 0 | 0 | 0 | 0 | 0 | 0
F8_Commercial_Lodging_New_Miscellaneous_Natural Gas_Pool Heater_Baseline Forecast | F8 | Commercial | Lodging | New | Miscellaneous | Natural Gas | Pool Heater | Baseline Forecast | Avg. Replacement Winter Demand (kW) | 0 | 0 | 0 | 0 | 0 | 0 | 0 | 0 | 0 | 0 | 0 | 0 | 0 | 0 | 0 | 0 | 0 | 0 | 0 | 0 | 0 | 0 | 0 | 0 | 0 | 0 | 0 | 0 | 0 | 0 | 0 | 0 | 0
F1_Commercial_Lodging_New_Miscellaneous_Natural Gas_Miscellaneous_Baseline Forecast | F1 | Commercial | Lodging | New | Miscellaneous | Natural Gas | Miscellaneous | Baseline Forecast | Units | 0 | 4240.8252 | 24695.9001 | 37768.1256 | 54627.3914 | 77507.2637 | 98892.509 | 117846.4899 | 134893.278 | 151352.6494 | 167597.3184 | 183680.6 | 199741.8456 | 215849.0477 | 232055.3253 | 248291.4597 | 264532.0314 | 280751.564 | 296949.7237 | 313126.1732 | 329306.0817 | 345489.4727 | 361653.5563 | 377798.0693 | 393922.7464 | 410050.1324 | 426180.2433 | 442313.0949 | 458448.7034 | 474587.0847 | 490728.2552 | 506872.2312 | 514143.6775
F2_Commercial_Lodging_New_Miscellaneous_Natural Gas_Miscellaneous_Baseline Forecast | F2 | Commercial | Lodging | New | Miscellaneous | Natural Gas | Miscellaneous | Baseline Forecast | Usage (MMtherm) | 0 | 0.000147 | 0.00085604 | 0.0013092 | 0.0018936 | 0.0026867 | 0.0034279 | 0.0040849 | 0.0046758 | 0.0052464 | 0.0058095 | 0.006367 | 0.0069237 | 0.007482 | 0.0080438 | 0.0086066 | 0.0091695 | 0.0097318 | 0.010293 | 0.010854 | 0.011415 | 0.011976 | 0.012536 | 0.013096 | 0.013655 | 0.014214 | 0.014773 | 0.015332 | 0.015891 | 0.016451 | 0.01701 | 0.01757 | 0.017822
F3_Commercial_Lodging_New_Miscellaneous_Natural Gas_Miscellaneous_Baseline Forecast | F3 | Commercial | Lodging | New | Miscellaneous | Natural Gas | Miscellaneous | Baseline Forecast | Summer Peak Demand (MW) | 0 | 0 | 0 | 0 | 0 | 0 | 0 | 0 | 0 | 0 | 0 | 0 | 0 | 0 | 0 | 0 | 0 | 0 | 0 | 0 | 0 | 0 | 0 | 0 | 0 | 0 | 0 | 0 | 0 | 0 | 0 | 0 | 0
F4_Commercial_Lodging_New_Miscellaneous_Natural Gas_Miscellaneous_Baseline Forecast | F4 | Commercial | Lodging | New | Miscellaneous | Natural Gas | Miscellaneous | Baseline Forecast | Winter Peak Demand (MW) | 0 | 0 | 0 | 0 | 0 | 0 | 0 | 0 | 0 | 0 | 0 | 0 | 0 | 0 | 0 | 0 | 0 | 0 | 0 | 0 | 0 | 0 | 0 | 0 | 0 | 0 | 0 | 0 | 0 | 0 | 0 | 0 | 0
F5_Commercial_Lodging_New_Miscellaneous_Natural Gas_Miscellaneous_Baseline Forecast | F5 | Commercial | Lodging | New | Miscellaneous | Natural Gas | Miscellaneous | Baseline Forecast | Turnover | 0 | 4240.8252 | 20455.0749 | 13072.2255 | 17465.098 | 26321.3106 | 26202.5103 | 25578.0792 | 26484.7738 | 28292.2892 | 30041.1813 | 32927.9975 | 39265.4667 | 38137.0858 | 41072.9296 | 45740.0807 | 46943.2104 | 48221.7089 | 50427.0658 | 52748.3172 | 54925.5916 | 57438.9375 | 60907.9215 | 62014.1254 | 64502.4291 | 67654.9702 | 69506.3128 | 71471.0143 | 73875.8615 | 76235.8133 | 78497.7644 | 80878.4608 | 74659.6913
F6_Commercial_Lodging_New_Miscellaneous_Natural Gas_Miscellaneous_Baseline Forecast | F6 | Commercial | Lodging | New | Miscellaneous | Natural Gas | Miscellaneous | Baseline Forecast | Avg. Replacement Usage (kWh) | 0.034663 | 0.034663 | 0.034663 | 0.034663 | 0.034663 | 0.034663 | 0.034663 | 0.034663 | 0.034663 | 0.034663 | 0.034663 | 0.034663 | 0.034663 | 0.034663 | 0.034663 | 0.034663 | 0.034663 | 0.034663 | 0.034663 | 0.034663 | 0.034663 | 0.034663 | 0.034663 | 0.034663 | 0.034663 | 0.034663 | 0.034663 | 0.034663 | 0.034663 | 0.034663 | 0.034663 | 0.034663 | 0.034663
F7_Commercial_Lodging_New_Miscellaneous_Natural Gas_Miscellaneous_Baseline Forecast | F7 | Commercial | Lodging | New | Miscellaneous | Natural Gas | Miscellaneous | Baseline Forecast | Avg. Replacement Summer Demand (kW) | 0 | 0 | 0 | 0 | 0 | 0 | 0 | 0 | 0 | 0 | 0 | 0 | 0 | 0 | 0 | 0 | 0 | 0 | 0 | 0 | 0 | 0 | 0 | 0 | 0 | 0 | 0 | 0 | 0 | 0 | 0 | 0 | 0
F8_Commercial_Lodging_New_Miscellaneous_Natural Gas_Miscellaneous_Baseline Forecast | F8 | Commercial | Lodging | New | Miscellaneous | Natural Gas | Miscellaneous | Baseline Forecast | Avg. Replacement Winter Demand (kW) | 0 | 0 | 0 | 0 | 0 | 0 | 0 | 0 | 0 | 0 | 0 | 0 | 0 | 0 | 0 | 0 | 0 | 0 | 0 | 0 | 0 | 0 | 0 | 0 | 0 | 0 | 0 | 0 | 0 | 0 | 0 | 0 | 0
F1_Commercial_Warehouse_Existing_Space Heating_Natural Gas_Furnace_Baseline Forecast | F1 | Commercial | Warehouse | Existing | Space Heating | Natural Gas | Furnace | Baseline Forecast | Units | 440687.8495 | 438445.7292 | 436203.6089 | 433495.9501 | 430717.9178 | 427672.1506 | 424826.7125 | 422307.1438 | 420043.2017 | 417857.9927 | 415701.5608 | 413566.7602 | 411434.9132 | 409296.9064 | 407145.6203 | 404990.3324 | 402834.4498 | 400681.3871 | 398531.189 | 396383.9009 | 394236.1491 | 392087.9305 | 389942.2998 | 387799.2922 | 385658.9432 | 383518.2312 | 381377.1539 | 379235.7093 | 377093.8952 | 374951.7094 | 372809.1498 | 370666.2142 | 368535.5963
F2_Commercial_Warehouse_Existing_Space Heating_Natural Gas_Furnace_Baseline Forecast | F2 | Commercial | Warehouse | Existing | Space Heating | Natural Gas | Furnace | Baseline Forecast | Usage (MMtherm) | 0.12156 | 0.12041 | 0.11859 | 0.11665 | 0.11469 | 0.11266 | 0.11071 | 0.10886 | 0.10711 | 0.10539 | 0.10372 | 0.10207 | 0.10047 | 0.098897 | 0.097359 | 0.09586 | 0.094401 | 0.092985 | 0.091612 | 0.090278 | 0.088981 | 0.087719 | 0.086486 | 0.085284 | 0.084109 | 0.082961 | 0.081834 | 0.080729 | 0.079645 | 0.078581 | 0.077533 | 0.076502 | 0.075968
F3_Commercial_Warehouse_Existing_Space Heating_Natural Gas_Furnace_Baseline Forecast | F3 | Commercial | Warehouse | Existing | Space Heating | Natural Gas | Furnace | Baseline Forecast | Summer Peak Demand (MW) | 0 | 0 | 0 | 0 | 0 | 0 | 0 | 0 | 0 | 0 | 0 | 0 | 0 | 0 | 0 | 0 | 0 | 0 | 0 | 0 | 0 | 0 | 0 | 0 | 0 | 0 | 0 | 0 | 0 | 0 | 0 | 0 | 0
F4_Commercial_Warehouse_Existing_Space Heating_Natural Gas_Furnace_Baseline Forecast | F4 | Commercial | Warehouse | Existing | Space Heating | Natural Gas | Furnace | Baseline Forecast | Winter Peak Demand (MW) | 0 | 0 | 0 | 0 | 0 | 0 | 0 | 0 | 0 | 0 | 0 | 0 | 0 | 0 | 0 | 0 | 0 | 0 | 0 | 0 | 0 | 0 | 0 | 0 | 0 | 0 | 0 | 0 | 0 | 0 | 0 | 0 | 0
F5_Commercial_Warehouse_Existing_Space Heating_Natural Gas_Furnace_Baseline Forecast | F5 | Commercial | Warehouse | Existing | Space Heating | Natural Gas | Furnace | Baseline Forecast | Turnover | 0 | 8798.2421 | 9538.7977 | 10200.2075 | 10795.7652 | 11325.1948 | 11805.2972 | 12244.9666 | 12647.2785 | 13011.195 | 13338.6585 | 13632.5439 | 13895.056 | 14128.4406 | 14334.781 | 14516.542 | 14675.8258 | 14814.5824 | 14934.4945 | 14323.2708 | 13813.0006 | 13390.6665 | 13044.8002 | 12765.1261 | 12542.535 | 12368.8642 | 12236.9854 | 12140.6056 | 12074.1783 | 12032.8241 | 12012.2592 | 12008.7305 | 14430.8876
F6_Commercial_Warehouse_Existing_Space Heating_Natural Gas_Furnace_Baseline Forecast | F6 | Commercial | Warehouse | Existing | Space Heating | Natural Gas | Furnace | Baseline Forecast | Avg. Replacement Usage (kWh) | 0.24136 | 0.24136 | 0.24008 | 0.23881 | 0.23753 | 0.23625 | 0.23497 | 0.2337 | 0.23242 | 0.23114 | 0.22986 | 0.22859 | 0.22731 | 0.22603 | 0.22476 | 0.22348 | 0.2222 | 0.22093 | 0.21965 | 0.21837 | 0.21709 | 0.21582 | 0.21454 | 0.21326 | 0.21199 | 0.21071 | 0.20943 | 0.20816 | 0.20688 | 0.20561 | 0.20433 | 0.20305 | 0.20305
F7_Commercial_Warehouse_Existing_Space Heating_Natural Gas_Furnace_Baseline Forecast | F7 | Commercial | Warehouse | Existing | Space Heating | Natural Gas | Furnace | Baseline Forecast | Avg. Replacement Summer Demand (kW) | 0 | 0 | 0 | 0 | 0 | 0 | 0 | 0 | 0 | 0 | 0 | 0 | 0 | 0 | 0 | 0 | 0 | 0 | 0 | 0 | 0 | 0 | 0 | 0 | 0 | 0 | 0 | 0 | 0 | 0 | 0 | 0 | 0
F8_Commercial_Warehouse_Existing_Space Heating_Natural Gas_Furnace_Baseline Forecast | F8 | Commercial | Warehouse | Existing | Space Heating | Natural Gas | Furnace | Baseline Forecast | Avg. Replacement Winter Demand (kW) | 0 | 0 | 0 | 0 | 0 | 0 | 0 | 0 | 0 | 0 | 0 | 0 | 0 | 0 | 0 | 0 | 0 | 0 | 0 | 0 | 0 | 0 | 0 | 0 | 0 | 0 | 0 | 0 | 0 | 0 | 0 | 0 | 0
F1_Commercial_Warehouse_Existing_Space Heating_Natural Gas_Boiler_Baseline Forecast | F1 | Commercial | Warehouse | Existing | Space Heating | Natural Gas | Boiler | Baseline Forecast | Units | 22569.3075 | 22454.4799 | 22339.6524 | 22200.9828 | 22058.7092 | 21902.7238 | 21756.9981 | 21627.9613 | 21512.0162 | 21400.1033 | 21289.6642 | 21180.3329 | 21071.1529 | 20961.6574 | 20851.4818 | 20741.1013 | 20630.6903 | 20520.4238 | 20410.3039 | 20300.3331 | 20190.3385 | 20080.32 | 19970.4341 | 19860.6825 | 19751.067 | 19641.433 | 19531.7803 | 19422.1087 | 19312.4182 | 19202.7087 | 19092.9801 | 18983.2321 | 18874.1151
F2_Commercial_Warehouse_Existing_Space Heating_Natural Gas_Boiler_Baseline Forecast | F2 | Commercial | Warehouse | Existing | Space Heating | Natural Gas | Boiler | Baseline Forecast | Usage (MMtherm) | 0.02414 | 0.023977 | 0.023685 | 0.023368 | 0.023048 | 0.022715 | 0.022394 | 0.022093 | 0.021807 | 0.021528 | 0.021253 | 0.020983 | 0.020716 | 0.020452 | 0.02019 | 0.019933 | 0.019679 | 0.019429 | 0.019183 | 0.018941 | 0.018703 | 0.01847 | 0.018239 | 0.018013 | 0.01779 | 0.01757 | 0.017353 | 0.017139 | 0.016927 | 0.016717 | 0.01651 | 0.016305 | 0.016204
F3_Commercial_Warehouse_Existing_Space Heating_Natural Gas_Boiler_Baseline Forecast | F3 | Commercial | Warehouse | Existing | Space Heating | Natural Gas | Boiler | Baseline Forecast | Summer Peak Demand (MW) | 0 | 0 | 0 | 0 | 0 | 0 | 0 | 0 | 0 | 0 | 0 | 0 | 0 | 0 | 0 | 0 | 0 | 0 | 0 | 0 | 0 | 0 | 0 | 0 | 0 | 0 | 0 | 0 | 0 | 0 | 0 | 0 | 0
F4_Commercial_Warehouse_Existing_Space Heating_Natural Gas_Boiler_Baseline Forecast | F4 | Commercial | Warehouse | Existing | Space Heating | Natural Gas | Boiler | Baseline Forecast | Winter Peak Demand (MW) | 0 | 0 | 0 | 0 | 0 | 0 | 0 | 0 | 0 | 0 | 0 | 0 | 0 | 0 | 0 | 0 | 0 | 0 | 0 | 0 | 0 | 0 | 0 | 0 | 0 | 0 | 0 | 0 | 0 | 0 | 0 | 0 | 0
F5_Commercial_Warehouse_Existing_Space Heating_Natural Gas_Boiler_Baseline Forecast | F5 | Commercial | Warehouse | Existing | Space Heating | Natural Gas | Boiler | Baseline Forecast | Turnover | 0 | 408.2633 | 450.4856 | 487.7211 | 520.7549 | 549.7121 | 575.5297 | 598.7529 | 619.6283 | 638.1865 | 654.5925 | 669.0475 | 681.7121 | 692.742 | 702.2789 | 710.4779 | 717.4715 | 723.3804 | 728.3088 | 732.3509 | 735.5856 | 738.0896 | 700.3277 | 669.5714 | 644.7872 | 625.07 | 609.6373 | 597.8098 | 588.9985 | 582.6943 | 578.4573 | 575.9091 | 574.7441
F6_Commercial_Warehouse_Existing_Space Heating_Natural Gas_Boiler_Baseline Forecast | F6 | Commercial | Warehouse | Existing | Space Heating | Natural Gas | Boiler | Baseline Forecast | Avg. Replacement Usage (kWh) | 1.0161 | 1.0161 | 1.0108 | 1.0054 | 0.99999 | 0.99462 | 0.98924 | 0.98386 | 0.97848 | 0.97311 | 0.96772 | 0.96235 | 0.95697 | 0.9516 | 0.94621 | 0.94084 | 0.93546 | 0.93009 | 0.92471 | 0.91933 | 0.91395 | 0.90859 | 0.90321 | 0.89783 | 0.89246 | 0.8871 | 0.88171 | 0.87634 | 0.87097 | 0.8656 | 0.86022 | 0.85484 | 0.85484
F7_Commercial_Warehouse_Existing_Space Heating_Natural Gas_Boiler_Baseline Forecast | F7 | Commercial | Warehouse | Existing | Space Heating | Natural Gas | Boiler | Baseline Forecast | Avg. Replacement Summer Demand (kW) | 0 | 0 | 0 | 0 | 0 | 0 | 0 | 0 | 0 | 0 | 0 | 0 | 0 | 0 | 0 | 0 | 0 | 0 | 0 | 0 | 0 | 0 | 0 | 0 | 0 | 0 | 0 | 0 | 0 | 0 | 0 | 0 | 0
F8_Commercial_Warehouse_Existing_Space Heating_Natural Gas_Boiler_Baseline Forecast | F8 | Commercial | Warehouse | Existing | Space Heating | Natural Gas | Boiler | Baseline Forecast | Avg. Replacement Winter Demand (kW) | 0 | 0 | 0 | 0 | 0 | 0 | 0 | 0 | 0 | 0 | 0 | 0 | 0 | 0 | 0 | 0 | 0 | 0 | 0 | 0 | 0 | 0 | 0 | 0 | 0 | 0 | 0 | 0 | 0 | 0 | 0 | 0 | 0
F1_Commercial_Warehouse_Existing_Space Heating_Natural Gas_Unit Heater_Baseline Forecast | F1 | Commercial | Warehouse | Existing | Space Heating | Natural Gas | Unit Heater | Baseline Forecast | Units | 192483.9219 | 191504.6072 | 190525.2924 | 189342.6394 | 188129.2487 | 186798.9166 | 185556.0843 | 184455.5854 | 183466.7393 | 182512.2824 | 181570.3947 | 180637.9551 | 179706.8056 | 178772.9656 | 177833.3255 | 176891.9375 | 175950.2897 | 175009.8735 | 174070.7087 | 173132.8148 | 172194.7184 | 171256.4181 | 170319.2481 | 169383.2239 | 168448.3609 | 167513.3393 | 166578.1582 | 165642.8166 | 164707.3137 | 163771.6484 | 162835.8198 | 161899.827 | 160969.2144
F2_Commercial_Warehouse_Existing_Space Heating_Natural Gas_Unit Heater_Baseline Forecast | F2 | Commercial | Warehouse | Existing | Space Heating | Natural Gas | Unit Heater | Baseline Forecast | Usage (MMtherm) | 0.026548 | 0.026413 | 0.026139 | 0.025838 | 0.025535 | 0.025219 | 0.024915 | 0.024633 | 0.024367 | 0.024107 | 0.02385 | 0.023595 | 0.023343 | 0.023091 | 0.02284 | 0.02259 | 0.022341 | 0.022094 | 0.021848 | 0.021604 | 0.021361 | 0.02112 | 0.02088 | 0.020642 | 0.020405 | 0.02017 | 0.019936 | 0.019703 | 0.019472 | 0.019242 | 0.019013 | 0.018785 | 0.018677
F3_Commercial_Warehouse_Existing_Space Heating_Natural Gas_Unit Heater_Baseline Forecast | F3 | Commercial | Warehouse | Existing | Space Heating | Natural Gas | Unit Heater | Baseline Forecast | Summer Peak Demand (MW) | 0 | 0 | 0 | 0 | 0 | 0 | 0 | 0 | 0 | 0 | 0 | 0 | 0 | 0 | 0 | 0 | 0 | 0 | 0 | 0 | 0 | 0 | 0 | 0 | 0 | 0 | 0 | 0 | 0 | 0 | 0 | 0 | 0
F4_Commercial_Warehouse_Existing_Space Heating_Natural Gas_Unit Heater_Baseline Forecast | F4 | Commercial | Warehouse | Existing | Space Heating | Natural Gas | Unit Heater | Baseline Forecast | Winter Peak Demand (MW) | 0 | 0 | 0 | 0 | 0 | 0 | 0 | 0 | 0 | 0 | 0 | 0 | 0 | 0 | 0 | 0 | 0 | 0 | 0 | 0 | 0 | 0 | 0 | 0 | 0 | 0 | 0 | 0 | 0 | 0 | 0 | 0 | 0
F5_Commercial_Warehouse_Existing_Space Heating_Natural Gas_Unit Heater_Baseline Forecast | F5 | Commercial | Warehouse | Existing | Space Heating | Natural Gas | Unit Heater | Baseline Forecast | Turnover | 0 | 6383.4869 | 8256.096 | 9719.5888 | 10861.3286 | 11740.9346 | 12422.8561 | 12953.6025 | 13365.1067 | 13678.3329 | 13912.3679 | 14083.3703 | 12406.6642 | 11423.1205 | 10916.2194 | 10729.2584 | 10749.5272 | 12426.2771 | 12788.8531 | 13061.5043 | 13262.4978 | 13406.4573 | 13505.1285 | 13229.0139 | 12793.238 | 12326.4181 | 11900.081 | 11548.8499 | 11140.4432 | 11047.4507 | 11137.1312 | 11321.4153 | 11543.8586
F6_Commercial_Warehouse_Existing_Space Heating_Natural Gas_Unit Heater_Baseline Forecast | F6 | Commercial | Warehouse | Existing | Space Heating | Natural Gas | Unit Heater | Baseline Forecast | Avg. Replacement Usage (kWh) | 0.13792 | 0.13792 | 0.13719 | 0.13646 | 0.13573 | 0.135 | 0.13427 | 0.13354 | 0.13281 | 0.13208 | 0.13135 | 0.13062 | 0.12989 | 0.12916 | 0.12843 | 0.1277 | 0.12697 | 0.12624 | 0.12551 | 0.12478 | 0.12405 | 0.12333 | 0.1226 | 0.12187 | 0.12114 | 0.12041 | 0.11968 | 0.11895 | 0.11822 | 0.11749 | 0.11676 | 0.11603 | 0.11603
F7_Commercial_Warehouse_Existing_Space Heating_Natural Gas_Unit Heater_Baseline Forecast | F7 | Commercial | Warehouse | Existing | Space Heating | Natural Gas | Unit Heater | Baseline Forecast | Avg. Replacement Summer Demand (kW) | 0 | 0 | 0 | 0 | 0 | 0 | 0 | 0 | 0 | 0 | 0 | 0 | 0 | 0 | 0 | 0 | 0 | 0 | 0 | 0 | 0 | 0 | 0 | 0 | 0 | 0 | 0 | 0 | 0 | 0 | 0 | 0 | 0
F8_Commercial_Warehouse_Existing_Space Heating_Natural Gas_Unit Heater_Baseline Forecast | F8 | Commercial | Warehouse | Existing | Space Heating | Natural Gas | Unit Heater | Baseline Forecast | Avg. Replacement Winter Demand (kW) | 0 | 0 | 0 | 0 | 0 | 0 | 0 | 0 | 0 | 0 | 0 | 0 | 0 | 0 | 0 | 0 | 0 | 0 | 0 | 0 | 0 | 0 | 0 | 0 | 0 | 0 | 0 | 0 | 0 | 0 | 0 | 0 | 0
F1_Commercial_Warehouse_Existing_Water Heating_Natural Gas_Water Heater_Baseline Forecast | F1 | Commercial | Warehouse | Existing | Water Heating | Natural Gas | Water Heater | Baseline Forecast | Units | 308160.3448 | 306592.4945 | 305024.6442 | 303131.2562 | 301188.6581 | 299058.8407 | 297069.1076 | 295307.2456 | 293724.136 | 292196.0821 | 290688.1514 | 289195.3467 | 287704.6073 | 286209.5607 | 284705.2281 | 283198.0973 | 281690.5505 | 280184.9756 | 278681.404 | 277179.8671 | 275678.006 | 274175.8185 | 272675.4406 | 271176.897 | 269680.2125 | 268183.2741 | 266686.0803 | 265188.6297 | 263690.9206 | 262192.9517 | 260694.7214 | 259196.2281 | 257706.3482
F2_Commercial_Warehouse_Existing_Water Heating_Natural Gas_Water Heater_Baseline Forecast | F2 | Commercial | Warehouse | Existing | Water Heating | Natural Gas | Water Heater | Baseline Forecast | Usage (MMtherm) | 0.022994 | 0.022578 | 0.022102 | 0.021574 | 0.021039 | 0.020506 | 0.020014 | 0.019578 | 0.019204 | 0.018889 | 0.018621 | 0.01839 | 0.018187 | 0.018007 | 0.017844 | 0.017695 | 0.017557 | 0.017429 | 0.017308 | 0.017193 | 0.017083 | 0.016976 | 0.016872 | 0.01677 | 0.016671 | 0.016573 | 0.016476 | 0.01638 | 0.016284 | 0.01619 | 0.016095 | 0.016002 | 0.015908
F3_Commercial_Warehouse_Existing_Water Heating_Natural Gas_Water Heater_Baseline Forecast | F3 | Commercial | Warehouse | Existing | Water Heating | Natural Gas | Water Heater | Baseline Forecast | Summer Peak Demand (MW) | 0 | 0 | 0 | 0 | 0 | 0 | 0 | 0 | 0 | 0 | 0 | 0 | 0 | 0 | 0 | 0 | 0 | 0 | 0 | 0 | 0 | 0 | 0 | 0 | 0 | 0 | 0 | 0 | 0 | 0 | 0 | 0 | 0
F4_Commercial_Warehouse_Existing_Water Heating_Natural Gas_Water Heater_Baseline Forecast | F4 | Commercial | Warehouse | Existing | Water Heating | Natural Gas | Water Heater | Baseline Forecast | Winter Peak Demand (MW) | 0 | 0 | 0 | 0 | 0 | 0 | 0 | 0 | 0 | 0 | 0 | 0 | 0 | 0 | 0 | 0 | 0 | 0 | 0 | 0 | 0 | 0 | 0 | 0 | 0 | 0 | 0 | 0 | 0 | 0 | 0 | 0 | 0
F5_Commercial_Warehouse_Existing_Water Heating_Natural Gas_Water Heater_Baseline Forecast | F5 | Commercial | Warehouse | Existing | Water Heating | Natural Gas | Water Heater | Baseline Forecast | Turnover | 0 | 12263.6998 | 15861.2815 | 18672.8854 | 20866.3502 | 22556.214 | 23866.2944 | 24885.9432 | 25676.5086 | 26278.2661 | 23239.6271 | 21503.8572 | 20658.9283 | 20406.9796 | 20534.497 | 23860.5646 | 24620.6492 | 25194.9453 | 25621.4203 | 25265.0632 | 24557.4909 | 23759.0547 | 23016.4845 | 22402.6434 | 21661.5118 | 21528.0841 | 21744.1605 | 22138.7165 | 22475.0575 | 23382.7732 | 23332.7089 | 23105.7965 | 22772.5061
F6_Commercial_Warehouse_Existing_Water Heating_Natural Gas_Water Heater_Baseline Forecast | F6 | Commercial | Warehouse | Existing | Water Heating | Natural Gas | Water Heater | Baseline Forecast | Avg. Replacement Usage (kWh) | 0.061714 | 0.061714 | 0.061714 | 0.061714 | 0.061714 | 0.061714 | 0.061714 | 0.061714 | 0.061714 | 0.061714 | 0.061714 | 0.061714 | 0.061714 | 0.061714 | 0.061714 | 0.061714 | 0.061714 | 0.061714 | 0.061714 | 0.061714 | 0.061714 | 0.061714 | 0.061714 | 0.061714 | 0.061714 | 0.061714 | 0.061714 | 0.061714 | 0.061714 | 0.061714 | 0.061714 | 0.061714 | 0.061714
F7_Commercial_Warehouse_Existing_Water Heating_Natural Gas_Water Heater_Baseline Forecast | F7 | Commercial | Warehouse | Existing | Water Heating | Natural Gas | Water Heater | Baseline Forecast | Avg. Replacement Summer Demand (kW) | 0 | 0 | 0 | 0 | 0 | 0 | 0 | 0 | 0 | 0 | 0 | 0 | 0 | 0 | 0 | 0 | 0 | 0 | 0 | 0 | 0 | 0 | 0 | 0 | 0 | 0 | 0 | 0 | 0 | 0 | 0 | 0 | 0
F8_Commercial_Warehouse_Existing_Water Heating_Natural Gas_Water Heater_Baseline Forecast | F8 | Commercial | Warehouse | Existing | Water Heating | Natural Gas | Water Heater | Baseline Forecast | Avg. Replacement Winter Demand (kW) | 0 | 0 | 0 | 0 | 0 | 0 | 0 | 0 | 0 | 0 | 0 | 0 | 0 | 0 | 0 | 0 | 0 | 0 | 0 | 0 | 0 | 0 | 0 | 0 | 0 | 0 | 0 | 0 | 0 | 0 | 0 | 0 | 0
F1_Commercial_Warehouse_Existing_Food Preparation_Natural Gas_Oven_Baseline Forecast | F1 | Commercial | Warehouse | Existing | Food Preparation | Natural Gas | Oven | Baseline Forecast | Units | 6311.6771 | 6279.5647 | 6247.4523 | 6208.6723 | 6168.8844 | 6125.2619 | 6084.5086 | 6048.4225 | 6015.9976 | 5984.7003 | 5953.8152 | 5923.2398 | 5892.7068 | 5862.0856 | 5831.2742 | 5800.4054 | 5769.5281 | 5738.6913 | 5707.8954 | 5677.1413 | 5646.3804 | 5615.6129 | 5584.8825 | 5554.1897 | 5523.5349 | 5492.8749 | 5462.2097 | 5431.5392 | 5400.8634 | 5370.1823 | 5339.4959 | 5308.804 | 5278.2886
F2_Commercial_Warehouse_Existing_Food Preparation_Natural Gas_Oven_Baseline Forecast | F2 | Commercial | Warehouse | Existing | Food Preparation | Natural Gas | Oven | Baseline Forecast | Usage (MMtherm) | 3.9836e-05 | 3.9634e-05 | 3.9431e-05 | 3.9186e-05 | 3.8935e-05 | 3.866e-05 | 3.8403e-05 | 3.8175e-05 | 3.797e-05 | 3.7773e-05 | 3.7578e-05 | 3.7385e-05 | 3.7192e-05 | 3.6999e-05 | 3.6804e-05 | 3.661e-05 | 3.6415e-05 | 3.622e-05 | 3.6026e-05 | 3.5832e-05 | 3.5637e-05 | 3.5443e-05 | 3.5249e-05 | 3.5056e-05 | 3.4862e-05 | 3.4669e-05 | 3.4475e-05 | 3.4281e-05 | 3.4088e-05 | 3.3894e-05 | 3.37e-05 | 3.3507e-05 | 3.3314e-05
F3_Commercial_Warehouse_Existing_Food Preparation_Natural Gas_Oven_Baseline Forecast | F3 | Commercial | Warehouse | Existing | Food Preparation | Natural Gas | Oven | Baseline Forecast | Summer Peak Demand (MW) | 0 | 0 | 0 | 0 | 0 | 0 | 0 | 0 | 0 | 0 | 0 | 0 | 0 | 0 | 0 | 0 | 0 | 0 | 0 | 0 | 0 | 0 | 0 | 0 | 0 | 0 | 0 | 0 | 0 | 0 | 0 | 0 | 0
F4_Commercial_Warehouse_Existing_Food Preparation_Natural Gas_Oven_Baseline Forecast | F4 | Commercial | Warehouse | Existing | Food Preparation | Natural Gas | Oven | Baseline Forecast | Winter Peak Demand (MW) | 0 | 0 | 0 | 0 | 0 | 0 | 0 | 0 | 0 | 0 | 0 | 0 | 0 | 0 | 0 | 0 | 0 | 0 | 0 | 0 | 0 | 0 | 0 | 0 | 0 | 0 | 0 | 0 | 0 | 0 | 0 | 0 | 0
F5_Commercial_Warehouse_Existing_Food Preparation_Natural Gas_Oven_Baseline Forecast | F5 | Commercial | Warehouse | Existing | Food Preparation | Natural Gas | Oven | Baseline Forecast | Turnover | 0 | 209.3188 | 270.7229 | 318.7118 | 356.1503 | 384.9931 | 407.3538 | 424.7573 | 438.2508 | 448.5217 | 456.1959 | 461.8032 | 406.8229 | 374.5718 | 357.9502 | 351.8196 | 352.4842 | 407.466 | 419.3551 | 428.2955 | 434.8862 | 439.6067 | 442.8422 | 433.7882 | 419.4989 | 404.1915 | 390.2116 | 378.6945 | 365.3026 | 362.2533 | 365.194 | 371.2368 | 378.5309
F6_Commercial_Warehouse_Existing_Food Preparation_Natural Gas_Oven_Baseline Forecast | F6 | Commercial | Warehouse | Existing | Food Preparation | Natural Gas | Oven | Baseline Forecast | Avg. Replacement Usage (kWh) | 0.0063115 | 0.0063115 | 0.0063115 | 0.0063115 | 0.0063115 | 0.0063115 | 0.0063115 | 0.0063115 | 0.0063115 | 0.0063115 | 0.0063115 | 0.0063115 | 0.0063115 | 0.0063115 | 0.0063115 | 0.0063115 | 0.0063115 | 0.0063115 | 0.0063115 | 0.0063115 | 0.0063115 | 0.0063115 | 0.0063115 | 0.0063115 | 0.0063115 | 0.0063115 | 0.0063115 | 0.0063115 | 0.0063115 | 0.0063115 | 0.0063115 | 0.0063115 | 0.0063115
F7_Commercial_Warehouse_Existing_Food Preparation_Natural Gas_Oven_Baseline Forecast | F7 | Commercial | Warehouse | Existing | Food Preparation | Natural Gas | Oven | Baseline Forecast | Avg. Replacement Summer Demand (kW) | 0 | 0 | 0 | 0 | 0 | 0 | 0 | 0 | 0 | 0 | 0 | 0 | 0 | 0 | 0 | 0 | 0 | 0 | 0 | 0 | 0 | 0 | 0 | 0 | 0 | 0 | 0 | 0 | 0 | 0 | 0 | 0 | 0
F8_Commercial_Warehouse_Existing_Food Preparation_Natural Gas_Oven_Baseline Forecast | F8 | Commercial | Warehouse | Existing | Food Preparation | Natural Gas | Oven | Baseline Forecast | Avg. Replacement Winter Demand (kW) | 0 | 0 | 0 | 0 | 0 | 0 | 0 | 0 | 0 | 0 | 0 | 0 | 0 | 0 | 0 | 0 | 0 | 0 | 0 | 0 | 0 | 0 | 0 | 0 | 0 | 0 | 0 | 0 | 0 | 0 | 0 | 0 | 0
F1_Commercial_Warehouse_Existing_Food Preparation_Natural Gas_Conveyor Oven_Baseline Forecast | F1 | Commercial | Warehouse | Existing | Food Preparation | Natural Gas | Conveyor Oven | Baseline Forecast | Units | 3155.8385 | 3139.7823 | 3123.7261 | 3104.3361 | 3084.4422 | 3062.631 | 3042.2543 | 3024.2113 | 3007.9988 | 2992.3501 | 2976.9076 | 2961.6199 | 2946.3534 | 2931.0428 | 2915.6371 | 2900.2027 | 2884.7641 | 2869.3456 | 2853.9477 | 2838.5706 | 2823.1902 | 2807.8065 | 2792.4413 | 2777.0948 | 2761.7674 | 2746.4374 | 2731.1048 | 2715.7696 | 2700.4317 | 2685.0912 | 2669.7479 | 2654.402 | 2639.1443
F2_Commercial_Warehouse_Existing_Food Preparation_Natural Gas_Conveyor Oven_Baseline Forecast | F2 | Commercial | Warehouse | Existing | Food Preparation | Natural Gas | Conveyor Oven | Baseline Forecast | Usage (MMtherm) | 3.4081e-05 | 3.3908e-05 | 3.3735e-05 | 3.3525e-05 | 3.331e-05 | 3.3075e-05 | 3.2855e-05 | 3.266e-05 | 3.2485e-05 | 3.2316e-05 | 3.2149e-05 | 3.1984e-05 | 3.1819e-05 | 3.1654e-05 | 3.1487e-05 | 3.1321e-05 | 3.1154e-05 | 3.0987e-05 | 3.0821e-05 | 3.0655e-05 | 3.0489e-05 | 3.0323e-05 | 3.0157e-05 | 2.9991e-05 | 2.9826e-05 | 2.966e-05 | 2.9495e-05 | 2.9329e-05 | 2.9163e-05 | 2.8998e-05 | 2.8832e-05 | 2.8666e-05 | 2.8501e-05
F3_Commercial_Warehouse_Existing_Food Preparation_Natural Gas_Conveyor Oven_Baseline Forecast | F3 | Commercial | Warehouse | Existing | Food Preparation | Natural Gas | Conveyor Oven | Baseline Forecast | Summer Peak Demand (MW) | 0 | 0 | 0 | 0 | 0 | 0 | 0 | 0 | 0 | 0 | 0 | 0 | 0 | 0 | 0 | 0 | 0 | 0 | 0 | 0 | 0 | 0 | 0 | 0 | 0 | 0 | 0 | 0 | 0 | 0 | 0 | 0 | 0
F4_Commercial_Warehouse_Existing_Food Preparation_Natural Gas_Conveyor Oven_Baseline Forecast | F4 | Commercial | Warehouse | Existing | Food Preparation | Natural Gas | Conveyor Oven | Baseline Forecast | Winter Peak Demand (MW) | 0 | 0 | 0 | 0 | 0 | 0 | 0 | 0 | 0 | 0 | 0 | 0 | 0 | 0 | 0 | 0 | 0 | 0 | 0 | 0 | 0 | 0 | 0 | 0 | 0 | 0 | 0 | 0 | 0 | 0 | 0 | 0 | 0
F5_Commercial_Warehouse_Existing_Food Preparation_Natural Gas_Conveyor Oven_Baseline Forecast | F5 | Commercial | Warehouse | Existing | Food Preparation | Natural Gas | Conveyor Oven | Baseline Forecast | Turnover | 0 | 73.8772 | 95.5493 | 112.4865 | 125.7001 | 135.8799 | 143.7719 | 149.9144 | 154.6768 | 158.3018 | 161.0103 | 162.9894 | 164.3823 | 165.3054 | 165.8508 | 166.0983 | 166.1097 | 145.6803 | 133.3783 | 126.699 | 123.8207 | 123.4316 | 141.8222 | 145.5059 | 148.2536 | 150.2556 | 151.6641 | 152.6002 | 153.1605 | 153.4216 | 153.4448 | 153.2785 | 152.9667
F6_Commercial_Warehouse_Existing_Food Preparation_Natural Gas_Conveyor Oven_Baseline Forecast | F6 | Commercial | Warehouse | Existing | Food Preparation | Natural Gas | Conveyor Oven | Baseline Forecast | Avg. Replacement Usage (kWh) | 0.010799 | 0.010799 | 0.010799 | 0.010799 | 0.010799 | 0.010799 | 0.010799 | 0.010799 | 0.010799 | 0.010799 | 0.010799 | 0.010799 | 0.010799 | 0.010799 | 0.010799 | 0.010799 | 0.010799 | 0.010799 | 0.010799 | 0.010799 | 0.010799 | 0.010799 | 0.010799 | 0.010799 | 0.010799 | 0.010799 | 0.010799 | 0.010799 | 0.010799 | 0.010799 | 0.010799 | 0.010799 | 0.010799
F7_Commercial_Warehouse_Existing_Food Preparation_Natural Gas_Conveyor Oven_Baseline Forecast | F7 | Commercial | Warehouse | Existing | Food Preparation | Natural Gas | Conveyor Oven | Baseline Forecast | Avg. Replacement Summer Demand (kW) | 0 | 0 | 0 | 0 | 0 | 0 | 0 | 0 | 0 | 0 | 0 | 0 | 0 | 0 | 0 | 0 | 0 | 0 | 0 | 0 | 0 | 0 | 0 | 0 | 0 | 0 | 0 | 0 | 0 | 0 | 0 | 0 | 0
F8_Commercial_Warehouse_Existing_Food Preparation_Natural Gas_Conveyor Oven_Baseline Forecast | F8 | Commercial | Warehouse | Existing | Food Preparation | Natural Gas | Conveyor Oven | Baseline Forecast | Avg. Replacement Winter Demand (kW) | 0 | 0 | 0 | 0 | 0 | 0 | 0 | 0 | 0 | 0 | 0 | 0 | 0 | 0 | 0 | 0 | 0 | 0 | 0 | 0 | 0 | 0 | 0 | 0 | 0 | 0 | 0 | 0 | 0 | 0 | 0 | 0 | 0
F1_Commercial_Warehouse_Existing_Food Preparation_Natural Gas_Double Rack Oven_Baseline Forecast | F1 | Commercial | Warehouse | Existing | Food Preparation | Natural Gas | Double Rack Oven | Baseline Forecast | Units | 3155.8385 | 3139.7823 | 3123.7261 | 3104.3361 | 3084.4422 | 3062.631 | 3042.2543 | 3024.2113 | 3007.9988 | 2992.3501 | 2976.9076 | 2961.6199 | 2946.3534 | 2931.0428 | 2915.6371 | 2900.2027 | 2884.7641 | 2869.3456 | 2853.9477 | 2838.5706 | 2823.1902 | 2807.8065 | 2792.4413 | 2777.0948 | 2761.7674 | 2746.4374 | 2731.1048 | 2715.7696 | 2700.4317 | 2685.0912 | 2669.7479 | 2654.402 | 2639.1443
F2_Commercial_Warehouse_Existing_Food Preparation_Natural Gas_Double Rack Oven_Baseline Forecast | F2 | Commercial | Warehouse | Existing | Food Preparation | Natural Gas | Double Rack Oven | Baseline Forecast | Usage (MMtherm) | 5.1776e-05 | 5.1512e-05 | 5.1249e-05 | 5.0931e-05 | 5.0605e-05 | 5.0247e-05 | 4.9912e-05 | 4.9616e-05 | 4.935e-05 | 4.9094e-05 | 4.884e-05 | 4.8589e-05 | 4.8339e-05 | 4.8088e-05 | 4.7835e-05 | 4.7582e-05 | 4.7329e-05 | 4.7076e-05 | 4.6823e-05 | 4.6571e-05 | 4.6318e-05 | 4.6066e-05 | 4.5814e-05 | 4.5562e-05 | 4.5311e-05 | 4.5059e-05 | 4.4808e-05 | 4.4556e-05 | 4.4304e-05 | 4.4053e-05 | 4.3801e-05 | 4.3549e-05 | 4.3299e-05
F3_Commercial_Warehouse_Existing_Food Preparation_Natural Gas_Double Rack Oven_Baseline Forecast | F3 | Commercial | Warehouse | Existing | Food Preparation | Natural Gas | Double Rack Oven | Baseline Forecast | Summer Peak Demand (MW) | 0 | 0 | 0 | 0 | 0 | 0 | 0 | 0 | 0 | 0 | 0 | 0 | 0 | 0 | 0 | 0 | 0 | 0 | 0 | 0 | 0 | 0 | 0 | 0 | 0 | 0 | 0 | 0 | 0 | 0 | 0 | 0 | 0
F4_Commercial_Warehouse_Existing_Food Preparation_Natural Gas_Double Rack Oven_Baseline Forecast | F4 | Commercial | Warehouse | Existing | Food Preparation | Natural Gas | Double Rack Oven | Baseline Forecast | Winter Peak Demand (MW) | 0 | 0 | 0 | 0 | 0 | 0 | 0 | 0 | 0 | 0 | 0 | 0 | 0 | 0 | 0 | 0 | 0 | 0 | 0 | 0 | 0 | 0 | 0 | 0 | 0 | 0 | 0 | 0 | 0 | 0 | 0 | 0 | 0
F5_Commercial_Warehouse_Existing_Food Preparation_Natural Gas_Double Rack Oven_Baseline Forecast | F5 | Commercial | Warehouse | Existing | Food Preparation | Natural Gas | Double Rack Oven | Baseline Forecast | Turnover | 0 | 104.6594 | 135.3615 | 159.3559 | 178.0751 | 192.4966 | 203.6769 | 212.3787 | 219.1254 | 224.2609 | 228.0979 | 230.9016 | 203.4114 | 187.2859 | 178.9751 | 175.9098 | 176.2421 | 203.733 | 209.6775 | 214.1477 | 217.4431 | 219.8034 | 221.4211 | 216.8941 | 209.7494 | 202.0958 | 195.1058 | 189.3473 | 182.6513 | 181.1267 | 182.597 | 185.6184 | 189.2654
F6_Commercial_Warehouse_Existing_Food Preparation_Natural Gas_Double Rack Oven_Baseline Forecast | F6 | Commercial | Warehouse | Existing | Food Preparation | Natural Gas | Double Rack Oven | Baseline Forecast | Avg. Replacement Usage (kWh) | 0.016406 | 0.016406 | 0.016406 | 0.016406 | 0.016406 | 0.016406 | 0.016406 | 0.016406 | 0.016406 | 0.016406 | 0.016406 | 0.016406 | 0.016406 | 0.016406 | 0.016406 | 0.016406 | 0.016406 | 0.016406 | 0.016406 | 0.016406 | 0.016406 | 0.016406 | 0.016406 | 0.016406 | 0.016406 | 0.016406 | 0.016406 | 0.016406 | 0.016406 | 0.016406 | 0.016406 | 0.016406 | 0.016406
F7_Commercial_Warehouse_Existing_Food Preparation_Natural Gas_Double Rack Oven_Baseline Forecast | F7 | Commercial | Warehouse | Existing | Food Preparation | Natural Gas | Double Rack Oven | Baseline Forecast | Avg. Replacement Summer Demand (kW) | 0 | 0 | 0 | 0 | 0 | 0 | 0 | 0 | 0 | 0 | 0 | 0 | 0 | 0 | 0 | 0 | 0 | 0 | 0 | 0 | 0 | 0 | 0 | 0 | 0 | 0 | 0 | 0 | 0 | 0 | 0 | 0 | 0
F8_Commercial_Warehouse_Existing_Food Preparation_Natural Gas_Double Rack Oven_Baseline Forecast | F8 | Commercial | Warehouse | Existing | Food Preparation | Natural Gas | Double Rack Oven | Baseline Forecast | Avg. Replacement Winter Demand (kW) | 0 | 0 | 0 | 0 | 0 | 0 | 0 | 0 | 0 | 0 | 0 | 0 | 0 | 0 | 0 | 0 | 0 | 0 | 0 | 0 | 0 | 0 | 0 | 0 | 0 | 0 | 0 | 0 | 0 | 0 | 0 | 0 | 0
F1_Commercial_Warehouse_Existing_Food Preparation_Natural Gas_Fryer_Baseline Forecast | F1 | Commercial | Warehouse | Existing | Food Preparation | Natural Gas | Fryer | Baseline Forecast | Units | 12623.3541 | 12559.1293 | 12494.9046 | 12417.3446 | 12337.7688 | 12250.5238 | 12169.0172 | 12096.845 | 12031.9952 | 11969.4006 | 11907.6303 | 11846.4797 | 11785.4137 | 11724.1712 | 11662.5483 | 11600.8108 | 11539.0563 | 11477.3825 | 11415.7909 | 11354.2825 | 11292.7609 | 11231.2259 | 11169.765 | 11108.3793 | 11047.0697 | 10985.7498 | 10924.4193 | 10863.0784 | 10801.7268 | 10740.3646 | 10678.9918 | 10617.6081 | 10556.5773
F2_Commercial_Warehouse_Existing_Food Preparation_Natural Gas_Fryer_Baseline Forecast | F2 | Commercial | Warehouse | Existing | Food Preparation | Natural Gas | Fryer | Baseline Forecast | Usage (MMtherm) | 0.00012888 | 0.00012822 | 0.00012757 | 0.00012201 | 0.00011586 | 0.00010923 | 0.0001035 | 9.8207e-05 | 9.4189e-05 | 9.1094e-05 | 8.8054e-05 | 8.5424e-05 | 8.4238e-05 | 8.3243e-05 | 8.239e-05 | 8.1644e-05 | 8.0978e-05 | 8.0373e-05 | 7.9813e-05 | 7.9287e-05 | 7.8786e-05 | 7.8303e-05 | 7.7835e-05 | 7.7378e-05 | 7.6928e-05 | 7.6485e-05 | 7.6046e-05 | 7.5609e-05 | 7.5175e-05 | 7.4743e-05 | 7.4312e-05 | 7.3882e-05 | 7.3456e-05
F3_Commercial_Warehouse_Existing_Food Preparation_Natural Gas_Fryer_Baseline Forecast | F3 | Commercial | Warehouse | Existing | Food Preparation | Natural Gas | Fryer | Baseline Forecast | Summer Peak Demand (MW) | 0 | 0 | 0 | 0 | 0 | 0 | 0 | 0 | 0 | 0 | 0 | 0 | 0 | 0 | 0 | 0 | 0 | 0 | 0 | 0 | 0 | 0 | 0 | 0 | 0 | 0 | 0 | 0 | 0 | 0 | 0 | 0 | 0
F4_Commercial_Warehouse_Existing_Food Preparation_Natural Gas_Fryer_Baseline Forecast | F4 | Commercial | Warehouse | Existing | Food Preparation | Natural Gas | Fryer | Baseline Forecast | Winter Peak Demand (MW) | 0 | 0 | 0 | 0 | 0 | 0 | 0 | 0 | 0 | 0 | 0 | 0 | 0 | 0 | 0 | 0 | 0 | 0 | 0 | 0 | 0 | 0 | 0 | 0 | 0 | 0 | 0 | 0 | 0 | 0 | 0 | 0 | 0
F5_Commercial_Warehouse_Existing_Food Preparation_Natural Gas_Fryer_Baseline Forecast | F5 | Commercial | Warehouse | Existing | Food Preparation | Natural Gas | Fryer | Baseline Forecast | Turnover | 0 | 856.3043 | 1206.8942 | 1463.9767 | 1651.7538 | 1786.8973 | 1538.6828 | 1439.2792 | 1428.3087 | 1466.268 | 1720.9101 | 1738.3938 | 1707.2204 | 1666.1633 | 1633.3936 | 1584.2397 | 1584.7395 | 1597.1152 | 1607.266 | 1655.8413 | 1626.6491 | 1593.9315 | 1570.2075 | 1556.7522 | 1554.7262 | 1557.197 | 1553.6835 | 1544.7209 | 1543.3631 | 1524.2735 | 1509.719 | 1499.9089 | 1492.6614
F6_Commercial_Warehouse_Existing_Food Preparation_Natural Gas_Fryer_Baseline Forecast | F6 | Commercial | Warehouse | Existing | Food Preparation | Natural Gas | Fryer | Baseline Forecast | Avg. Replacement Usage (kWh) | 0.010209 | 0.010209 | 0.010209 | 0.0069577 | 0.0069577 | 0.0069577 | 0.0069577 | 0.0069577 | 0.0069577 | 0.0069577 | 0.0069577 | 0.0069577 | 0.0069577 | 0.0069577 | 0.0069577 | 0.0069577 | 0.0069577 | 0.0069577 | 0.0069577 | 0.0069577 | 0.0069577 | 0.0069577 | 0.0069577 | 0.0069577 | 0.0069577 | 0.0069577 | 0.0069577 | 0.0069577 | 0.0069577 | 0.0069577 | 0.0069577 | 0.0069577 | 0.0069577
F7_Commercial_Warehouse_Existing_Food Preparation_Natural Gas_Fryer_Baseline Forecast | F7 | Commercial | Warehouse | Existing | Food Preparation | Natural Gas | Fryer | Baseline Forecast | Avg. Replacement Summer Demand (kW) | 0 | 0 | 0 | 0 | 0 | 0 | 0 | 0 | 0 | 0 | 0 | 0 | 0 | 0 | 0 | 0 | 0 | 0 | 0 | 0 | 0 | 0 | 0 | 0 | 0 | 0 | 0 | 0 | 0 | 0 | 0 | 0 | 0
F8_Commercial_Warehouse_Existing_Food Preparation_Natural Gas_Fryer_Baseline Forecast | F8 | Commercial | Warehouse | Existing | Food Preparation | Natural Gas | Fryer | Baseline Forecast | Avg. Replacement Winter Demand (kW) | 0 | 0 | 0 | 0 | 0 | 0 | 0 | 0 | 0 | 0 | 0 | 0 | 0 | 0 | 0 | 0 | 0 | 0 | 0 | 0 | 0 | 0 | 0 | 0 | 0 | 0 | 0 | 0 | 0 | 0 | 0 | 0 | 0
F1_Commercial_Warehouse_Existing_Food Preparation_Natural Gas_Broiler_Baseline Forecast | F1 | Commercial | Warehouse | Existing | Food Preparation | Natural Gas | Broiler | Baseline Forecast | Units | 0 | 0 | 0 | 0 | 0 | 0 | 0 | 0 | 0 | 0 | 0 | 0 | 0 | 0 | 0 | 0 | 0 | 0 | 0 | 0 | 0 | 0 | 0 | 0 | 0 | 0 | 0 | 0 | 0 | 0 | 0 | 0 | 0
F2_Commercial_Warehouse_Existing_Food Preparation_Natural Gas_Broiler_Baseline Forecast | F2 | Commercial | Warehouse | Existing | Food Preparation | Natural Gas | Broiler | Baseline Forecast | Usage (MMtherm) | 0 | 0 | 0 | 0 | 0 | 0 | 0 | 0 | 0 | 0 | 0 | 0 | 0 | 0 | 0 | 0 | 0 | 0 | 0 | 0 | 0 | 0 | 0 | 0 | 0 | 0 | 0 | 0 | 0 | 0 | 0 | 0 | 0
F3_Commercial_Warehouse_Existing_Food Preparation_Natural Gas_Broiler_Baseline Forecast | F3 | Commercial | Warehouse | Existing | Food Preparation | Natural Gas | Broiler | Baseline Forecast | Summer Peak Demand (MW) | 0 | 0 | 0 | 0 | 0 | 0 | 0 | 0 | 0 | 0 | 0 | 0 | 0 | 0 | 0 | 0 | 0 | 0 | 0 | 0 | 0 | 0 | 0 | 0 | 0 | 0 | 0 | 0 | 0 | 0 | 0 | 0 | 0
F4_Commercial_Warehouse_Existing_Food Preparation_Natural Gas_Broiler_Baseline Forecast | F4 | Commercial | Warehouse | Existing | Food Preparation | Natural Gas | Broiler | Baseline Forecast | Winter Peak Demand (MW) | 0 | 0 | 0 | 0 | 0 | 0 | 0 | 0 | 0 | 0 | 0 | 0 | 0 | 0 | 0 | 0 | 0 | 0 | 0 | 0 | 0 | 0 | 0 | 0 | 0 | 0 | 0 | 0 | 0 | 0 | 0 | 0 | 0
F5_Commercial_Warehouse_Existing_Food Preparation_Natural Gas_Broiler_Baseline Forecast | F5 | Commercial | Warehouse | Existing | Food Preparation | Natural Gas | Broiler | Baseline Forecast | Turnover | 0 | 0 | 0 | 0 | 0 | 0 | 0 | 0 | 0 | 0 | 0 | 0 | 0 | 0 | 0 | 0 | 0 | 0 | 0 | 0 | 0 | 0 | 0 | 0 | 0 | 0 | 0 | 0 | 0 | 0 | 0 | 0 | 0
F6_Commercial_Warehouse_Existing_Food Preparation_Natural Gas_Broiler_Baseline Forecast | F6 | Commercial | Warehouse | Existing | Food Preparation | Natural Gas | Broiler | Baseline Forecast | Avg. Replacement Usage (kWh) | 0.011229 | 0.011229 | 0.011229 | 0.011229 | 0.011229 | 0.011229 | 0.011229 | 0.011229 | 0.011229 | 0.011229 | 0.011229 | 0.011229 | 0.011229 | 0.011229 | 0.011229 | 0.011229 | 0.011229 | 0.011229 | 0.011229 | 0.011229 | 0.011229 | 0.011229 | 0.011229 | 0.011229 | 0.011229 | 0.011229 | 0.011229 | 0.011229 | 0.011229 | 0.011229 | 0.011229 | 0.011229 | 0.011229
F7_Commercial_Warehouse_Existing_Food Preparation_Natural Gas_Broiler_Baseline Forecast | F7 | Commercial | Warehouse | Existing | Food Preparation | Natural Gas | Broiler | Baseline Forecast | Avg. Replacement Summer Demand (kW) | 0 | 0 | 0 | 0 | 0 | 0 | 0 | 0 | 0 | 0 | 0 | 0 | 0 | 0 | 0 | 0 | 0 | 0 | 0 | 0 | 0 | 0 | 0 | 0 | 0 | 0 | 0 | 0 | 0 | 0 | 0 | 0 | 0
F8_Commercial_Warehouse_Existing_Food Preparation_Natural Gas_Broiler_Baseline Forecast | F8 | Commercial | Warehouse | Existing | Food Preparation | Natural Gas | Broiler | Baseline Forecast | Avg. Replacement Winter Demand (kW) | 0 | 0 | 0 | 0 | 0 | 0 | 0 | 0 | 0 | 0 | 0 | 0 | 0 | 0 | 0 | 0 | 0 | 0 | 0 | 0 | 0 | 0 | 0 | 0 | 0 | 0 | 0 | 0 | 0 | 0 | 0 | 0 | 0
F1_Commercial_Warehouse_Existing_Food Preparation_Natural Gas_Griddle_Baseline Forecast | F1 | Commercial | Warehouse | Existing | Food Preparation | Natural Gas | Griddle | Baseline Forecast | Units | 12623.3541 | 12559.1293 | 12494.9046 | 12417.3446 | 12337.7688 | 12250.5238 | 12169.0172 | 12096.845 | 12031.9952 | 11969.4006 | 11907.6303 | 11846.4797 | 11785.4137 | 11724.1712 | 11662.5483 | 11600.8108 | 11539.0563 | 11477.3825 | 11415.7909 | 11354.2825 | 11292.7609 | 11231.2259 | 11169.765 | 11108.3793 | 11047.0697 | 10985.7498 | 10924.4193 | 10863.0784 | 10801.7268 | 10740.3646 | 10678.9918 | 10617.6081 | 10556.5773
F2_Commercial_Warehouse_Existing_Food Preparation_Natural Gas_Griddle_Baseline Forecast | F2 | Commercial | Warehouse | Existing | Food Preparation | Natural Gas | Griddle | Baseline Forecast | Usage (MMtherm) | 9.4092e-05 | 9.3613e-05 | 9.3135e-05 | 9.2557e-05 | 9.1963e-05 | 9.1313e-05 | 9.0706e-05 | 9.0168e-05 | 8.9684e-05 | 8.9218e-05 | 8.8757e-05 | 8.8302e-05 | 8.7846e-05 | 8.739e-05 | 8.6931e-05 | 8.647e-05 | 8.601e-05 | 8.555e-05 | 8.5091e-05 | 8.4633e-05 | 8.4174e-05 | 8.3716e-05 | 8.3257e-05 | 8.28e-05 | 8.2343e-05 | 8.1886e-05 | 8.1429e-05 | 8.0971e-05 | 8.0514e-05 | 8.0057e-05 | 7.9599e-05 | 7.9142e-05 | 7.8687e-05
F3_Commercial_Warehouse_Existing_Food Preparation_Natural Gas_Griddle_Baseline Forecast | F3 | Commercial | Warehouse | Existing | Food Preparation | Natural Gas | Griddle | Baseline Forecast | Summer Peak Demand (MW) | 0 | 0 | 0 | 0 | 0 | 0 | 0 | 0 | 0 | 0 | 0 | 0 | 0 | 0 | 0 | 0 | 0 | 0 | 0 | 0 | 0 | 0 | 0 | 0 | 0 | 0 | 0 | 0 | 0 | 0 | 0 | 0 | 0
F4_Commercial_Warehouse_Existing_Food Preparation_Natural Gas_Griddle_Baseline Forecast | F4 | Commercial | Warehouse | Existing | Food Preparation | Natural Gas | Griddle | Baseline Forecast | Winter Peak Demand (MW) | 0 | 0 | 0 | 0 | 0 | 0 | 0 | 0 | 0 | 0 | 0 | 0 | 0 | 0 | 0 | 0 | 0 | 0 | 0 | 0 | 0 | 0 | 0 | 0 | 0 | 0 | 0 | 0 | 0 | 0 | 0 | 0 | 0
F5_Commercial_Warehouse_Existing_Food Preparation_Natural Gas_Griddle_Baseline Forecast | F5 | Commercial | Warehouse | Existing | Food Preparation | Natural Gas | Griddle | Baseline Forecast | Turnover | 0 | 418.6376 | 541.4459 | 637.4237 | 712.3005 | 769.9863 | 814.7076 | 849.5147 | 876.5016 | 897.0434 | 912.3918 | 923.6063 | 813.6457 | 749.1436 | 715.9003 | 703.6392 | 704.9684 | 814.9319 | 838.7102 | 856.591 | 869.7724 | 879.2135 | 885.6845 | 867.5765 | 838.9977 | 808.3831 | 780.4233 | 757.3891 | 730.6052 | 724.5067 | 730.388 | 742.4736 | 757.0617
F6_Commercial_Warehouse_Existing_Food Preparation_Natural Gas_Griddle_Baseline Forecast | F6 | Commercial | Warehouse | Existing | Food Preparation | Natural Gas | Griddle | Baseline Forecast | Avg. Replacement Usage (kWh) | 0.0074538 | 0.0074538 | 0.0074538 | 0.0074538 | 0.0074538 | 0.0074538 | 0.0074538 | 0.0074538 | 0.0074538 | 0.0074538 | 0.0074538 | 0.0074538 | 0.0074538 | 0.0074538 | 0.0074538 | 0.0074538 | 0.0074538 | 0.0074538 | 0.0074538 | 0.0074538 | 0.0074538 | 0.0074538 | 0.0074538 | 0.0074538 | 0.0074538 | 0.0074538 | 0.0074538 | 0.0074538 | 0.0074538 | 0.0074538 | 0.0074538 | 0.0074538 | 0.0074538
F7_Commercial_Warehouse_Existing_Food Preparation_Natural Gas_Griddle_Baseline Forecast | F7 | Commercial | Warehouse | Existing | Food Preparation | Natural Gas | Griddle | Baseline Forecast | Avg. Replacement Summer Demand (kW) | 0 | 0 | 0 | 0 | 0 | 0 | 0 | 0 | 0 | 0 | 0 | 0 | 0 | 0 | 0 | 0 | 0 | 0 | 0 | 0 | 0 | 0 | 0 | 0 | 0 | 0 | 0 | 0 | 0 | 0 | 0 | 0 | 0
F8_Commercial_Warehouse_Existing_Food Preparation_Natural Gas_Griddle_Baseline Forecast | F8 | Commercial | Warehouse | Existing | Food Preparation | Natural Gas | Griddle | Baseline Forecast | Avg. Replacement Winter Demand (kW) | 0 | 0 | 0 | 0 | 0 | 0 | 0 | 0 | 0 | 0 | 0 | 0 | 0 | 0 | 0 | 0 | 0 | 0 | 0 | 0 | 0 | 0 | 0 | 0 | 0 | 0 | 0 | 0 | 0 | 0 | 0 | 0 | 0
F1_Commercial_Warehouse_Existing_Food Preparation_Natural Gas_Range_Baseline Forecast | F1 | Commercial | Warehouse | Existing | Food Preparation | Natural Gas | Range | Baseline Forecast | Units | 12623.3541 | 12559.1293 | 12494.9046 | 12417.3446 | 12337.7688 | 12250.5238 | 12169.0172 | 12096.845 | 12031.9952 | 11969.4006 | 11907.6303 | 11846.4797 | 11785.4137 | 11724.1712 | 11662.5483 | 11600.8108 | 11539.0563 | 11477.3825 | 11415.7909 | 11354.2825 | 11292.7609 | 11231.2259 | 11169.765 | 11108.3793 | 11047.0697 | 10985.7498 | 10924.4193 | 10863.0784 | 10801.7268 | 10740.3646 | 10678.9918 | 10617.6081 | 10556.5773
F2_Commercial_Warehouse_Existing_Food Preparation_Natural Gas_Range_Baseline Forecast | F2 | Commercial | Warehouse | Existing | Food Preparation | Natural Gas | Range | Baseline Forecast | Usage (MMtherm) | 9.7602e-05 | 9.7105e-05 | 9.6609e-05 | 9.6009e-05 | 9.5394e-05 | 9.4719e-05 | 9.4089e-05 | 9.3531e-05 | 9.3029e-05 | 9.2545e-05 | 9.2068e-05 | 9.1595e-05 | 9.1123e-05 | 9.0649e-05 | 9.0173e-05 | 8.9696e-05 | 8.9218e-05 | 8.8741e-05 | 8.8265e-05 | 8.7789e-05 | 8.7314e-05 | 8.6838e-05 | 8.6363e-05 | 8.5888e-05 | 8.5414e-05 | 8.494e-05 | 8.4466e-05 | 8.3992e-05 | 8.3517e-05 | 8.3043e-05 | 8.2568e-05 | 8.2094e-05 | 8.1622e-05
F3_Commercial_Warehouse_Existing_Food Preparation_Natural Gas_Range_Baseline Forecast | F3 | Commercial | Warehouse | Existing | Food Preparation | Natural Gas | Range | Baseline Forecast | Summer Peak Demand (MW) | 0 | 0 | 0 | 0 | 0 | 0 | 0 | 0 | 0 | 0 | 0 | 0 | 0 | 0 | 0 | 0 | 0 | 0 | 0 | 0 | 0 | 0 | 0 | 0 | 0 | 0 | 0 | 0 | 0 | 0 | 0 | 0 | 0
F4_Commercial_Warehouse_Existing_Food Preparation_Natural Gas_Range_Baseline Forecast | F4 | Commercial | Warehouse | Existing | Food Preparation | Natural Gas | Range | Baseline Forecast | Winter Peak Demand (MW) | 0 | 0 | 0 | 0 | 0 | 0 | 0 | 0 | 0 | 0 | 0 | 0 | 0 | 0 | 0 | 0 | 0 | 0 | 0 | 0 | 0 | 0 | 0 | 0 | 0 | 0 | 0 | 0 | 0 | 0 | 0 | 0 | 0
F5_Commercial_Warehouse_Existing_Food Preparation_Natural Gas_Range_Baseline Forecast | F5 | Commercial | Warehouse | Existing | Food Preparation | Natural Gas | Range | Baseline Forecast | Turnover | 0 | 502.3652 | 649.735 | 764.9084 | 854.7606 | 923.9835 | 977.6491 | 1019.4176 | 1051.802 | 1076.4521 | 951.9786 | 880.8752 | 846.2639 | 835.9432 | 841.1667 | 977.4144 | 1008.5502 | 1032.0754 | 1049.5454 | 1034.9477 | 1005.963 | 973.2562 | 942.8378 | 917.6927 | 887.3333 | 881.8676 | 890.7189 | 906.8813 | 920.659 | 957.8423 | 955.7915 | 946.4964 | 932.8436
F6_Commercial_Warehouse_Existing_Food Preparation_Natural Gas_Range_Baseline Forecast | F6 | Commercial | Warehouse | Existing | Food Preparation | Natural Gas | Range | Baseline Forecast | Avg. Replacement Usage (kWh) | 0.0077318 | 0.0077318 | 0.0077318 | 0.0077318 | 0.0077318 | 0.0077318 | 0.0077318 | 0.0077318 | 0.0077318 | 0.0077318 | 0.0077318 | 0.0077318 | 0.0077318 | 0.0077318 | 0.0077318 | 0.0077318 | 0.0077318 | 0.0077318 | 0.0077318 | 0.0077318 | 0.0077318 | 0.0077318 | 0.0077318 | 0.0077318 | 0.0077318 | 0.0077318 | 0.0077318 | 0.0077318 | 0.0077318 | 0.0077318 | 0.0077318 | 0.0077318 | 0.0077318
F7_Commercial_Warehouse_Existing_Food Preparation_Natural Gas_Range_Baseline Forecast | F7 | Commercial | Warehouse | Existing | Food Preparation | Natural Gas | Range | Baseline Forecast | Avg. Replacement Summer Demand (kW) | 0 | 0 | 0 | 0 | 0 | 0 | 0 | 0 | 0 | 0 | 0 | 0 | 0 | 0 | 0 | 0 | 0 | 0 | 0 | 0 | 0 | 0 | 0 | 0 | 0 | 0 | 0 | 0 | 0 | 0 | 0 | 0 | 0
F8_Commercial_Warehouse_Existing_Food Preparation_Natural Gas_Range_Baseline Forecast | F8 | Commercial | Warehouse | Existing | Food Preparation | Natural Gas | Range | Baseline Forecast | Avg. Replacement Winter Demand (kW) | 0 | 0 | 0 | 0 | 0 | 0 | 0 | 0 | 0 | 0 | 0 | 0 | 0 | 0 | 0 | 0 | 0 | 0 | 0 | 0 | 0 | 0 | 0 | 0 | 0 | 0 | 0 | 0 | 0 | 0 | 0 | 0 | 0
F1_Commercial_Warehouse_Existing_Food Preparation_Natural Gas_Steamer_Baseline Forecast | F1 | Commercial | Warehouse | Existing | Food Preparation | Natural Gas | Steamer | Baseline Forecast | Units | 0 | 0 | 0 | 0 | 0 | 0 | 0 | 0 | 0 | 0 | 0 | 0 | 0 | 0 | 0 | 0 | 0 | 0 | 0 | 0 | 0 | 0 | 0 | 0 | 0 | 0 | 0 | 0 | 0 | 0 | 0 | 0 | 0
F2_Commercial_Warehouse_Existing_Food Preparation_Natural Gas_Steamer_Baseline Forecast | F2 | Commercial | Warehouse | Existing | Food Preparation | Natural Gas | Steamer | Baseline Forecast | Usage (MMtherm) | 0 | 0 | 0 | 0 | 0 | 0 | 0 | 0 | 0 | 0 | 0 | 0 | 0 | 0 | 0 | 0 | 0 | 0 | 0 | 0 | 0 | 0 | 0 | 0 | 0 | 0 | 0 | 0 | 0 | 0 | 0 | 0 | 0
F3_Commercial_Warehouse_Existing_Food Preparation_Natural Gas_Steamer_Baseline Forecast | F3 | Commercial | Warehouse | Existing | Food Preparation | Natural Gas | Steamer | Baseline Forecast | Summer Peak Demand (MW) | 0 | 0 | 0 | 0 | 0 | 0 | 0 | 0 | 0 | 0 | 0 | 0 | 0 | 0 | 0 | 0 | 0 | 0 | 0 | 0 | 0 | 0 | 0 | 0 | 0 | 0 | 0 | 0 | 0 | 0 | 0 | 0 | 0
F4_Commercial_Warehouse_Existing_Food Preparation_Natural Gas_Steamer_Baseline Forecast | F4 | Commercial | Warehouse | Existing | Food Preparation | Natural Gas | Steamer | Baseline Forecast | Winter Peak Demand (MW) | 0 | 0 | 0 | 0 | 0 | 0 | 0 | 0 | 0 | 0 | 0 | 0 | 0 | 0 | 0 | 0 | 0 | 0 | 0 | 0 | 0 | 0 | 0 | 0 | 0 | 0 | 0 | 0 | 0 | 0 | 0 | 0 | 0
F5_Commercial_Warehouse_Existing_Food Preparation_Natural Gas_Steamer_Baseline Forecast | F5 | Commercial | Warehouse | Existing | Food Preparation | Natural Gas | Steamer | Baseline Forecast | Turnover | 0 | 0 | 0 | 0 | 0 | 0 | 0 | 0 | 0 | 0 | 0 | 0 | 0 | 0 | 0 | 0 | 0 | 0 | 0 | 0 | 0 | 0 | 0 | 0 | 0 | 0 | 0 | 0 | 0 | 0 | 0 | 0 | 0
F6_Commercial_Warehouse_Existing_Food Preparation_Natural Gas_Steamer_Baseline Forecast | F6 | Commercial | Warehouse | Existing | Food Preparation | Natural Gas | Steamer | Baseline Forecast | Avg. Replacement Usage (kWh) | 0.012913 | 0.012913 | 0.012913 | 0.0078143 | 0.0078143 | 0.0078143 | 0.0078143 | 0.0078143 | 0.0078143 | 0.0078143 | 0.0078143 | 0.0078143 | 0.0078143 | 0.0078143 | 0.0078143 | 0.0078143 | 0.0078143 | 0.0078143 | 0.0078143 | 0.0078143 | 0.0078143 | 0.0078143 | 0.0078143 | 0.0078143 | 0.0078143 | 0.0078143 | 0.0078143 | 0.0078143 | 0.0078143 | 0.0078143 | 0.0078143 | 0.0078143 | 0.0078143
F7_Commercial_Warehouse_Existing_Food Preparation_Natural Gas_Steamer_Baseline Forecast | F7 | Commercial | Warehouse | Existing | Food Preparation | Natural Gas | Steamer | Baseline Forecast | Avg. Replacement Summer Demand (kW) | 0 | 0 | 0 | 0 | 0 | 0 | 0 | 0 | 0 | 0 | 0 | 0 | 0 | 0 | 0 | 0 | 0 | 0 | 0 | 0 | 0 | 0 | 0 | 0 | 0 | 0 | 0 | 0 | 0 | 0 | 0 | 0 | 0
F8_Commercial_Warehouse_Existing_Food Preparation_Natural Gas_Steamer_Baseline Forecast | F8 | Commercial | Warehouse | Existing | Food Preparation | Natural Gas | Steamer | Baseline Forecast | Avg. Replacement Winter Demand (kW) | 0 | 0 | 0 | 0 | 0 | 0 | 0 | 0 | 0 | 0 | 0 | 0 | 0 | 0 | 0 | 0 | 0 | 0 | 0 | 0 | 0 | 0 | 0 | 0 | 0 | 0 | 0 | 0 | 0 | 0 | 0 | 0 | 0
F1_Commercial_Warehouse_Existing_Food Preparation_Natural Gas_Food Prep Other_Baseline Forecast | F1 | Commercial | Warehouse | Existing | Food Preparation | Natural Gas | Food Prep Other | Baseline Forecast | Units | 0 | 0 | 0 | 0 | 0 | 0 | 0 | 0 | 0 | 0 | 0 | 0 | 0 | 0 | 0 | 0 | 0 | 0 | 0 | 0 | 0 | 0 | 0 | 0 | 0 | 0 | 0 | 0 | 0 | 0 | 0 | 0 | 0
F2_Commercial_Warehouse_Existing_Food Preparation_Natural Gas_Food Prep Other_Baseline Forecast | F2 | Commercial | Warehouse | Existing | Food Preparation | Natural Gas | Food Prep Other | Baseline Forecast | Usage (MMtherm) | 0 | 0 | 0 | 0 | 0 | 0 | 0 | 0 | 0 | 0 | 0 | 0 | 0 | 0 | 0 | 0 | 0 | 0 | 0 | 0 | 0 | 0 | 0 | 0 | 0 | 0 | 0 | 0 | 0 | 0 | 0 | 0 | 0
F3_Commercial_Warehouse_Existing_Food Preparation_Natural Gas_Food Prep Other_Baseline Forecast | F3 | Commercial | Warehouse | Existing | Food Preparation | Natural Gas | Food Prep Other | Baseline Forecast | Summer Peak Demand (MW) | 0 | 0 | 0 | 0 | 0 | 0 | 0 | 0 | 0 | 0 | 0 | 0 | 0 | 0 | 0 | 0 | 0 | 0 | 0 | 0 | 0 | 0 | 0 | 0 | 0 | 0 | 0 | 0 | 0 | 0 | 0 | 0 | 0
F4_Commercial_Warehouse_Existing_Food Preparation_Natural Gas_Food Prep Other_Baseline Forecast | F4 | Commercial | Warehouse | Existing | Food Preparation | Natural Gas | Food Prep Other | Baseline Forecast | Winter Peak Demand (MW) | 0 | 0 | 0 | 0 | 0 | 0 | 0 | 0 | 0 | 0 | 0 | 0 | 0 | 0 | 0 | 0 | 0 | 0 | 0 | 0 | 0 | 0 | 0 | 0 | 0 | 0 | 0 | 0 | 0 | 0 | 0 | 0 | 0
F5_Commercial_Warehouse_Existing_Food Preparation_Natural Gas_Food Prep Other_Baseline Forecast | F5 | Commercial | Warehouse | Existing | Food Preparation | Natural Gas | Food Prep Other | Baseline Forecast | Turnover | 0 | 0 | 0 | 0 | 0 | 0 | 0 | 0 | 0 | 0 | 0 | 0 | 0 | 0 | 0 | 0 | 0 | 0 | 0 | 0 | 0 | 0 | 0 | 0 | 0 | 0 | 0 | 0 | 0 | 0 | 0 | 0 | 0
F6_Commercial_Warehouse_Existing_Food Preparation_Natural Gas_Food Prep Other_Baseline Forecast | F6 | Commercial | Warehouse | Existing | Food Preparation | Natural Gas | Food Prep Other | Baseline Forecast | Avg. Replacement Usage (kWh) | 0.0032268 | 0.0032268 | 0.0032268 | 0.0032268 | 0.0032268 | 0.0032268 | 0.0032268 | 0.0032268 | 0.0032268 | 0.0032268 | 0.0032268 | 0.0032268 | 0.0032268 | 0.0032268 | 0.0032268 | 0.0032268 | 0.0032268 | 0.0032268 | 0.0032268 | 0.0032268 | 0.0032268 | 0.0032268 | 0.0032268 | 0.0032268 | 0.0032268 | 0.0032268 | 0.0032268 | 0.0032268 | 0.0032268 | 0.0032268 | 0.0032268 | 0.0032268 | 0.0032268
F7_Commercial_Warehouse_Existing_Food Preparation_Natural Gas_Food Prep Other_Baseline Forecast | F7 | Commercial | Warehouse | Existing | Food Preparation | Natural Gas | Food Prep Other | Baseline Forecast | Avg. Replacement Summer Demand (kW) | 0 | 0 | 0 | 0 | 0 | 0 | 0 | 0 | 0 | 0 | 0 | 0 | 0 | 0 | 0 | 0 | 0 | 0 | 0 | 0 | 0 | 0 | 0 | 0 | 0 | 0 | 0 | 0 | 0 | 0 | 0 | 0 | 0
F8_Commercial_Warehouse_Existing_Food Preparation_Natural Gas_Food Prep Other_Baseline Forecast | F8 | Commercial | Warehouse | Existing | Food Preparation | Natural Gas | Food Prep Other | Baseline Forecast | Avg. Replacement Winter Demand (kW) | 0 | 0 | 0 | 0 | 0 | 0 | 0 | 0 | 0 | 0 | 0 | 0 | 0 | 0 | 0 | 0 | 0 | 0 | 0 | 0 | 0 | 0 | 0 | 0 | 0 | 0 | 0 | 0 | 0 | 0 | 0 | 0 | 0
F1_Commercial_Warehouse_Existing_Miscellaneous_Natural Gas_Pool Heater_Baseline Forecast | F1 | Commercial | Warehouse | Existing | Miscellaneous | Natural Gas | Pool Heater | Baseline Forecast | Units | 0 | 0 | 0 | 0 | 0 | 0 | 0 | 0 | 0 | 0 | 0 | 0 | 0 | 0 | 0 | 0 | 0 | 0 | 0 | 0 | 0 | 0 | 0 | 0 | 0 | 0 | 0 | 0 | 0 | 0 | 0 | 0 | 0
F2_Commercial_Warehouse_Existing_Miscellaneous_Natural Gas_Pool Heater_Baseline Forecast | F2 | Commercial | Warehouse | Existing | Miscellaneous | Natural Gas | Pool Heater | Baseline Forecast | Usage (MMtherm) | 0 | 0 | 0 | 0 | 0 | 0 | 0 | 0 | 0 | 0 | 0 | 0 | 0 | 0 | 0 | 0 | 0 | 0 | 0 | 0 | 0 | 0 | 0 | 0 | 0 | 0 | 0 | 0 | 0 | 0 | 0 | 0 | 0
F3_Commercial_Warehouse_Existing_Miscellaneous_Natural Gas_Pool Heater_Baseline Forecast | F3 | Commercial | Warehouse | Existing | Miscellaneous | Natural Gas | Pool Heater | Baseline Forecast | Summer Peak Demand (MW) | 0 | 0 | 0 | 0 | 0 | 0 | 0 | 0 | 0 | 0 | 0 | 0 | 0 | 0 | 0 | 0 | 0 | 0 | 0 | 0 | 0 | 0 | 0 | 0 | 0 | 0 | 0 | 0 | 0 | 0 | 0 | 0 | 0
F4_Commercial_Warehouse_Existing_Miscellaneous_Natural Gas_Pool Heater_Baseline Forecast | F4 | Commercial | Warehouse | Existing | Miscellaneous | Natural Gas | Pool Heater | Baseline Forecast | Winter Peak Demand (MW) | 0 | 0 | 0 | 0 | 0 | 0 | 0 | 0 | 0 | 0 | 0 | 0 | 0 | 0 | 0 | 0 | 0 | 0 | 0 | 0 | 0 | 0 | 0 | 0 | 0 | 0 | 0 | 0 | 0 | 0 | 0 | 0 | 0
F5_Commercial_Warehouse_Existing_Miscellaneous_Natural Gas_Pool Heater_Baseline Forecast | F5 | Commercial | Warehouse | Existing | Miscellaneous | Natural Gas | Pool Heater | Baseline Forecast | Turnover | 0 | 0 | 0 | 0 | 0 | 0 | 0 | 0 | 0 | 0 | 0 | 0 | 0 | 0 | 0 | 0 | 0 | 0 | 0 | 0 | 0 | 0 | 0 | 0 | 0 | 0 | 0 | 0 | 0 | 0 | 0 | 0 | 0
F6_Commercial_Warehouse_Existing_Miscellaneous_Natural Gas_Pool Heater_Baseline Forecast | F6 | Commercial | Warehouse | Existing | Miscellaneous | Natural Gas | Pool Heater | Baseline Forecast | Avg. Replacement Usage (kWh) | 0.01 | 0.01 | 0.01 | 0.01 | 0.01 | 0.01 | 0.01 | 0.01 | 0.01 | 0.01 | 0.01 | 0.01 | 0.01 | 0.01 | 0.01 | 0.01 | 0.01 | 0.01 | 0.01 | 0.01 | 0.01 | 0.01 | 0.01 | 0.01 | 0.01 | 0.01 | 0.01 | 0.01 | 0.01 | 0.01 | 0.01 | 0.01 | 0.01
F7_Commercial_Warehouse_Existing_Miscellaneous_Natural Gas_Pool Heater_Baseline Forecast | F7 | Commercial | Warehouse | Existing | Miscellaneous | Natural Gas | Pool Heater | Baseline Forecast | Avg. Replacement Summer Demand (kW) | 0 | 0 | 0 | 0 | 0 | 0 | 0 | 0 | 0 | 0 | 0 | 0 | 0 | 0 | 0 | 0 | 0 | 0 | 0 | 0 | 0 | 0 | 0 | 0 | 0 | 0 | 0 | 0 | 0 | 0 | 0 | 0 | 0
F8_Commercial_Warehouse_Existing_Miscellaneous_Natural Gas_Pool Heater_Baseline Forecast | F8 | Commercial | Warehouse | Existing | Miscellaneous | Natural Gas | Pool Heater | Baseline Forecast | Avg. Replacement Winter Demand (kW) | 0 | 0 | 0 | 0 | 0 | 0 | 0 | 0 | 0 | 0 | 0 | 0 | 0 | 0 | 0 | 0 | 0 | 0 | 0 | 0 | 0 | 0 | 0 | 0 | 0 | 0 | 0 | 0 | 0 | 0 | 0 | 0 | 0
F1_Commercial_Warehouse_Existing_Miscellaneous_Natural Gas_Miscellaneous_Baseline Forecast | F1 | Commercial | Warehouse | Existing | Miscellaneous | Natural Gas | Miscellaneous | Baseline Forecast | Units | 796744.0333 | 792690.3795 | 788636.7257 | 783741.3989 | 778718.8401 | 773212.2284 | 768067.8029 | 763512.5348 | 759419.428 | 755468.6674 | 751569.9345 | 747710.31 | 743856.0253 | 739990.6042 | 736101.1746 | 732204.5099 | 728306.77 | 724414.1284 | 720526.6659 | 716644.4644 | 712761.4247 | 708877.5411 | 704998.3362 | 701123.8737 | 697254.218 | 693383.9058 | 689512.9334 | 685641.2967 | 681768.9921 | 677896.0154 | 674022.3629 | 670148.0306 | 666295.9682
F2_Commercial_Warehouse_Existing_Miscellaneous_Natural Gas_Miscellaneous_Baseline Forecast | F2 | Commercial | Warehouse | Existing | Miscellaneous | Natural Gas | Miscellaneous | Baseline Forecast | Usage (MMtherm) | 0.00099187 | 0.00098683 | 0.00098178 | 0.00097569 | 0.00096943 | 0.00096258 | 0.00095617 | 0.0009505 | 0.00094541 | 0.00094049 | 0.00093564 | 0.00093083 | 0.00092603 | 0.00092122 | 0.00091638 | 0.00091153 | 0.00090668 | 0.00090183 | 0.00089699 | 0.00089216 | 0.00088732 | 0.00088249 | 0.00087766 | 0.00087284 | 0.00086802 | 0.0008632 | 0.00085838 | 0.00085356 | 0.00084874 | 0.00084392 | 0.0008391 | 0.00083427 | 0.00082948
F3_Commercial_Warehouse_Existing_Miscellaneous_Natural Gas_Miscellaneous_Baseline Forecast | F3 | Commercial | Warehouse | Existing | Miscellaneous | Natural Gas | Miscellaneous | Baseline Forecast | Summer Peak Demand (MW) | 0 | 0 | 0 | 0 | 0 | 0 | 0 | 0 | 0 | 0 | 0 | 0 | 0 | 0 | 0 | 0 | 0 | 0 | 0 | 0 | 0 | 0 | 0 | 0 | 0 | 0 | 0 | 0 | 0 | 0 | 0 | 0 | 0
F4_Commercial_Warehouse_Existing_Miscellaneous_Natural Gas_Miscellaneous_Baseline Forecast | F4 | Commercial | Warehouse | Existing | Miscellaneous | Natural Gas | Miscellaneous | Baseline Forecast | Winter Peak Demand (MW) | 0 | 0 | 0 | 0 | 0 | 0 | 0 | 0 | 0 | 0 | 0 | 0 | 0 | 0 | 0 | 0 | 0 | 0 | 0 | 0 | 0 | 0 | 0 | 0 | 0 | 0 | 0 | 0 | 0 | 0 | 0 | 0 | 0
F5_Commercial_Warehouse_Existing_Miscellaneous_Natural Gas_Miscellaneous_Baseline Forecast | F5 | Commercial | Warehouse | Existing | Miscellaneous | Natural Gas | Miscellaneous | Baseline Forecast | Turnover | 0 | 67944.8897 | 80473.1353 | 90941.4218 | 86985.5864 | 85303.1543 | 85362.3384 | 84917.6301 | 84365.1237 | 83931.3495 | 83511.231 | 101752.7119 | 102111.3263 | 101832.7127 | 100207.8416 | 99502.112 | 99324.5012 | 98785.3954 | 98179.8009 | 97664.1118 | 97147.307 | 101771.5296 | 100724.5215 | 99581.9894 | 98884.5748 | 98391.5384 | 97952.3047 | 97376.5037 | 96793.8594 | 96255.9488 | 95712.2489 | 96578.998 | 95686.7584
F6_Commercial_Warehouse_Existing_Miscellaneous_Natural Gas_Miscellaneous_Baseline Forecast | F6 | Commercial | Warehouse | Existing | Miscellaneous | Natural Gas | Miscellaneous | Baseline Forecast | Avg. Replacement Usage (kWh) | 0.0012449 | 0.0012449 | 0.0012449 | 0.0012449 | 0.0012449 | 0.0012449 | 0.0012449 | 0.0012449 | 0.0012449 | 0.0012449 | 0.0012449 | 0.0012449 | 0.0012449 | 0.0012449 | 0.0012449 | 0.0012449 | 0.0012449 | 0.0012449 | 0.0012449 | 0.0012449 | 0.0012449 | 0.0012449 | 0.0012449 | 0.0012449 | 0.0012449 | 0.0012449 | 0.0012449 | 0.0012449 | 0.0012449 | 0.0012449 | 0.0012449 | 0.0012449 | 0.0012449
F7_Commercial_Warehouse_Existing_Miscellaneous_Natural Gas_Miscellaneous_Baseline Forecast | F7 | Commercial | Warehouse | Existing | Miscellaneous | Natural Gas | Miscellaneous | Baseline Forecast | Avg. Replacement Summer Demand (kW) | 0 | 0 | 0 | 0 | 0 | 0 | 0 | 0 | 0 | 0 | 0 | 0 | 0 | 0 | 0 | 0 | 0 | 0 | 0 | 0 | 0 | 0 | 0 | 0 | 0 | 0 | 0 | 0 | 0 | 0 | 0 | 0 | 0
F8_Commercial_Warehouse_Existing_Miscellaneous_Natural Gas_Miscellaneous_Baseline Forecast | F8 | Commercial | Warehouse | Existing | Miscellaneous | Natural Gas | Miscellaneous | Baseline Forecast | Avg. Replacement Winter Demand (kW) | 0 | 0 | 0 | 0 | 0 | 0 | 0 | 0 | 0 | 0 | 0 | 0 | 0 | 0 | 0 | 0 | 0 | 0 | 0 | 0 | 0 | 0 | 0 | 0 | 0 | 0 | 0 | 0 | 0 | 0 | 0 | 0 | 0
F1_Commercial_Warehouse_New_Space Heating_Natural Gas_Furnace_Baseline Forecast | F1 | Commercial | Warehouse | New | Space Heating | Natural Gas | Furnace | Baseline Forecast | Units | 0 | 3489.4792 | 20320.5334 | 31076.7559 | 44949.0696 | 63775.3204 | 81371.747 | 96967.6557 | 110994.2684 | 124537.5369 | 137904.1418 | 151137.9523 | 164353.6309 | 177607.1239 | 190942.1392 | 204301.7216 | 217664.9551 | 231010.877 | 244339.2126 | 257649.6844 | 270963.0025 | 284279.186 | 297579.4827 | 310863.6763 | 324131.5482 | 337401.6491 | 350673.9921 | 363948.5903 | 377225.4569 | 390504.6051 | 403786.0484 | 417069.8 | 423052.9658
F2_Commercial_Warehouse_New_Space Heating_Natural Gas_Furnace_Baseline Forecast | F2 | Commercial | Warehouse | New | Space Heating | Natural Gas | Furnace | Baseline Forecast | Usage (MMtherm) | 0 | 0.00084229 | 0.004879 | 0.0074218 | 0.010677 | 0.015068 | 0.019121 | 0.022662 | 0.025799 | 0.028788 | 0.031701 | 0.03455 | 0.037362 | 0.040148 | 0.042918 | 0.04566 | 0.048368 | 0.051039 | 0.053672 | 0.056266 | 0.058828 | 0.061357 | 0.063847 | 0.0663 | 0.068716 | 0.071099 | 0.073448 | 0.075764 | 0.078046 | 0.080296 | 0.08251 | 0.084692 | 0.085907
F3_Commercial_Warehouse_New_Space Heating_Natural Gas_Furnace_Baseline Forecast | F3 | Commercial | Warehouse | New | Space Heating | Natural Gas | Furnace | Baseline Forecast | Summer Peak Demand (MW) | 0 | 0 | 0 | 0 | 0 | 0 | 0 | 0 | 0 | 0 | 0 | 0 | 0 | 0 | 0 | 0 | 0 | 0 | 0 | 0 | 0 | 0 | 0 | 0 | 0 | 0 | 0 | 0 | 0 | 0 | 0 | 0 | 0
F4_Commercial_Warehouse_New_Space Heating_Natural Gas_Furnace_Baseline Forecast | F4 | Commercial | Warehouse | New | Space Heating | Natural Gas | Furnace | Baseline Forecast | Winter Peak Demand (MW) | 0 | 0 | 0 | 0 | 0 | 0 | 0 | 0 | 0 | 0 | 0 | 0 | 0 | 0 | 0 | 0 | 0 | 0 | 0 | 0 | 0 | 0 | 0 | 0 | 0 | 0 | 0 | 0 | 0 | 0 | 0 | 0 | 0
F5_Commercial_Warehouse_New_Space Heating_Natural Gas_Furnace_Baseline Forecast | F5 | Commercial | Warehouse | New | Space Heating | Natural Gas | Furnace | Baseline Forecast | Turnover | 0 | 3489.4792 | 16831.0542 | 10756.2225 | 13872.3137 | 18826.2508 | 17596.4265 | 15595.9087 | 14026.6127 | 13543.2685 | 13366.6049 | 13233.8105 | 13215.6786 | 13253.493 | 13335.0153 | 13359.5824 | 13363.2335 | 13345.9219 | 13328.3357 | 13578.8933 | 14855.7882 | 15567.4038 | 16445.4473 | 17635.5826 | 18638.11 | 19426.9291 | 20034.5392 | 20558.4153 | 21028.5905 | 21452.5711 | 21842.7319 | 22205.9791 | 16382.7046
F6_Commercial_Warehouse_New_Space Heating_Natural Gas_Furnace_Baseline Forecast | F6 | Commercial | Warehouse | New | Space Heating | Natural Gas | Furnace | Baseline Forecast | Avg. Replacement Usage (kWh) | 0.24138 | 0.24138 | 0.2401 | 0.23882 | 0.23754 | 0.23627 | 0.23499 | 0.23371 | 0.23243 | 0.23116 | 0.22988 | 0.2286 | 0.22732 | 0.22605 | 0.22477 | 0.22349 | 0.22222 | 0.22094 | 0.21966 | 0.21838 | 0.21711 | 0.21583 | 0.21455 | 0.21328 | 0.212 | 0.21073 | 0.20945 | 0.20817 | 0.2069 | 0.20562 | 0.20434 | 0.20306 | 0.20306
F7_Commercial_Warehouse_New_Space Heating_Natural Gas_Furnace_Baseline Forecast | F7 | Commercial | Warehouse | New | Space Heating | Natural Gas | Furnace | Baseline Forecast | Avg. Replacement Summer Demand (kW) | 0 | 0 | 0 | 0 | 0 | 0 | 0 | 0 | 0 | 0 | 0 | 0 | 0 | 0 | 0 | 0 | 0 | 0 | 0 | 0 | 0 | 0 | 0 | 0 | 0 | 0 | 0 | 0 | 0 | 0 | 0 | 0 | 0
F8_Commercial_Warehouse_New_Space Heating_Natural Gas_Furnace_Baseline Forecast | F8 | Commercial | Warehouse | New | Space Heating | Natural Gas | Furnace | Baseline Forecast | Avg. Replacement Winter Demand (kW) | 0 | 0 | 0 | 0 | 0 | 0 | 0 | 0 | 0 | 0 | 0 | 0 | 0 | 0 | 0 | 0 | 0 | 0 | 0 | 0 | 0 | 0 | 0 | 0 | 0 | 0 | 0 | 0 | 0 | 0 | 0 | 0 | 0
F1_Commercial_Warehouse_New_Space Heating_Natural Gas_Boiler_Baseline Forecast | F1 | Commercial | Warehouse | New | Space Heating | Natural Gas | Boiler | Baseline Forecast | Units | 0 | 178.7096 | 1040.6921 | 1591.5593 | 2302.0135 | 3266.1777 | 4167.3579 | 4966.0839 | 5684.4403 | 6378.0428 | 7062.5977 | 7740.3516 | 8417.177 | 9095.939 | 9778.876 | 10463.0712 | 11147.4535 | 11830.9491 | 12513.544 | 13195.2241 | 13877.05 | 14559.0226 | 15240.1816 | 15920.5158 | 16600.0142 | 17279.6268 | 17959.3541 | 18639.197 | 19319.156 | 19999.2319 | 20679.4253 | 21359.737 | 21666.1577
F2_Commercial_Warehouse_New_Space Heating_Natural Gas_Boiler_Baseline Forecast | F2 | Commercial | Warehouse | New | Space Heating | Natural Gas | Boiler | Baseline Forecast | Usage (MMtherm) | 0 | 0.00018158 | 0.0010518 | 0.0016 | 0.0023018 | 0.0032483 | 0.0041221 | 0.0048855 | 0.0055616 | 0.0062059 | 0.006834 | 0.0074482 | 0.0080542 | 0.0086548 | 0.009252 | 0.0098431 | 0.010427 | 0.011003 | 0.01157 | 0.01213 | 0.012682 | 0.013227 | 0.013764 | 0.014293 | 0.014813 | 0.015327 | 0.015833 | 0.016333 | 0.016825 | 0.01731 | 0.017787 | 0.018257 | 0.018519
F3_Commercial_Warehouse_New_Space Heating_Natural Gas_Boiler_Baseline Forecast | F3 | Commercial | Warehouse | New | Space Heating | Natural Gas | Boiler | Baseline Forecast | Summer Peak Demand (MW) | 0 | 0 | 0 | 0 | 0 | 0 | 0 | 0 | 0 | 0 | 0 | 0 | 0 | 0 | 0 | 0 | 0 | 0 | 0 | 0 | 0 | 0 | 0 | 0 | 0 | 0 | 0 | 0 | 0 | 0 | 0 | 0 | 0
F4_Commercial_Warehouse_New_Space Heating_Natural Gas_Boiler_Baseline Forecast | F4 | Commercial | Warehouse | New | Space Heating | Natural Gas | Boiler | Baseline Forecast | Winter Peak Demand (MW) | 0 | 0 | 0 | 0 | 0 | 0 | 0 | 0 | 0 | 0 | 0 | 0 | 0 | 0 | 0 | 0 | 0 | 0 | 0 | 0 | 0 | 0 | 0 | 0 | 0 | 0 | 0 | 0 | 0 | 0 | 0 | 0 | 0
F5_Commercial_Warehouse_New_Space Heating_Natural Gas_Boiler_Baseline Forecast | F5 | Commercial | Warehouse | New | Space Heating | Natural Gas | Boiler | Baseline Forecast | Turnover | 0 | 178.7096 | 861.9826 | 550.8672 | 710.4542 | 964.1642 | 901.1802 | 798.726 | 718.3564 | 693.6025 | 684.5549 | 677.754 | 676.8254 | 678.762 | 682.9371 | 684.1952 | 684.3822 | 683.4956 | 682.595 | 681.6801 | 681.8259 | 681.9726 | 697.4053 | 773.4657 | 814.2422 | 866.6936 | 937.4524 | 996.0638 | 1040.0441 | 1072.731 | 1100.2074 | 1124.3748 | 771.7286
F6_Commercial_Warehouse_New_Space Heating_Natural Gas_Boiler_Baseline Forecast | F6 | Commercial | Warehouse | New | Space Heating | Natural Gas | Boiler | Baseline Forecast | Avg. Replacement Usage (kWh) | 1.016 | 1.016 | 1.0107 | 1.0053 | 0.9999 | 0.99452 | 0.98914 | 0.98376 | 0.97839 | 0.97301 | 0.96763 | 0.96225 | 0.95688 | 0.9515 | 0.94612 | 0.94075 | 0.93537 | 0.93 | 0.92462 | 0.91924 | 0.91386 | 0.9085 | 0.90312 | 0.89775 | 0.89237 | 0.88701 | 0.88163 | 0.87626 | 0.87088 | 0.86552 | 0.86013 | 0.85476 | 0.85476
F7_Commercial_Warehouse_New_Space Heating_Natural Gas_Boiler_Baseline Forecast | F7 | Commercial | Warehouse | New | Space Heating | Natural Gas | Boiler | Baseline Forecast | Avg. Replacement Summer Demand (kW) | 0 | 0 | 0 | 0 | 0 | 0 | 0 | 0 | 0 | 0 | 0 | 0 | 0 | 0 | 0 | 0 | 0 | 0 | 0 | 0 | 0 | 0 | 0 | 0 | 0 | 0 | 0 | 0 | 0 | 0 | 0 | 0 | 0
F8_Commercial_Warehouse_New_Space Heating_Natural Gas_Boiler_Baseline Forecast | F8 | Commercial | Warehouse | New | Space Heating | Natural Gas | Boiler | Baseline Forecast | Avg. Replacement Winter Demand (kW) | 0 | 0 | 0 | 0 | 0 | 0 | 0 | 0 | 0 | 0 | 0 | 0 | 0 | 0 | 0 | 0 | 0 | 0 | 0 | 0 | 0 | 0 | 0 | 0 | 0 | 0 | 0 | 0 | 0 | 0 | 0 | 0 | 0
F1_Commercial_Warehouse_New_Space Heating_Natural Gas_Unit Heater_Baseline Forecast | F1 | Commercial | Warehouse | New | Space Heating | Natural Gas | Unit Heater | Baseline Forecast | Units | 0 | 1524.137 | 8875.6156 | 13573.7254 | 19632.8835 | 27855.8254 | 35541.6039 | 42353.5949 | 48480.1478 | 54395.5853 | 60233.8596 | 66014.1319 | 71786.4844 | 77575.3536 | 83399.8302 | 89235.0371 | 95071.8388 | 100901.0792 | 106722.6382 | 112536.3946 | 118351.3942 | 124167.6454 | 129976.9576 | 135779.2362 | 141574.3858 | 147370.509 | 153167.6115 | 158965.699 | 164764.7773 | 170564.8522 | 176365.9295 | 182168.015 | 184781.3461
F2_Commercial_Warehouse_New_Space Heating_Natural Gas_Unit Heater_Baseline Forecast | F2 | Commercial | Warehouse | New | Space Heating | Natural Gas | Unit Heater | Baseline Forecast | Usage (MMtherm) | 0 | 0.00021021 | 0.0012177 | 0.0018523 | 0.0026648 | 0.0037606 | 0.0047723 | 0.005656 | 0.0064388 | 0.0071848 | 0.0079119 | 0.008623 | 0.0093246 | 0.01002 | 0.010711 | 0.011396 | 0.012072 | 0.012738 | 0.013395 | 0.014043 | 0.014682 | 0.015313 | 0.015935 | 0.016547 | 0.01715 | 0.017745 | 0.018331 | 0.018909 | 0.019478 | 0.02004 | 0.020593 | 0.021137 | 0.02144
F3_Commercial_Warehouse_New_Space Heating_Natural Gas_Unit Heater_Baseline Forecast | F3 | Commercial | Warehouse | New | Space Heating | Natural Gas | Unit Heater | Baseline Forecast | Summer Peak Demand (MW) | 0 | 0 | 0 | 0 | 0 | 0 | 0 | 0 | 0 | 0 | 0 | 0 | 0 | 0 | 0 | 0 | 0 | 0 | 0 | 0 | 0 | 0 | 0 | 0 | 0 | 0 | 0 | 0 | 0 | 0 | 0 | 0 | 0
F4_Commercial_Warehouse_New_Space Heating_Natural Gas_Unit Heater_Baseline Forecast | F4 | Commercial | Warehouse | New | Space Heating | Natural Gas | Unit Heater | Baseline Forecast | Winter Peak Demand (MW) | 0 | 0 | 0 | 0 | 0 | 0 | 0 | 0 | 0 | 0 | 0 | 0 | 0 | 0 | 0 | 0 | 0 | 0 | 0 | 0 | 0 | 0 | 0 | 0 | 0 | 0 | 0 | 0 | 0 | 0 | 0 | 0 | 0
F5_Commercial_Warehouse_New_Space Heating_Natural Gas_Unit Heater_Baseline Forecast | F5 | Commercial | Warehouse | New | Space Heating | Natural Gas | Unit Heater | Baseline Forecast | Turnover | 0 | 1524.137 | 7351.4787 | 4698.1097 | 6059.1581 | 8222.9419 | 7685.7785 | 6811.991 | 6126.5529 | 5915.4375 | 5838.2743 | 5780.2722 | 6077.18 | 7503.0268 | 8135.4246 | 8895.797 | 9929.8622 | 11040.3877 | 12880.4778 | 11990.6373 | 12296.3825 | 12736.2353 | 12360.5397 | 12029.6385 | 12097.9594 | 12410.1133 | 12847.2261 | 13408.954 | 14173.6816 | 15449.6303 | 16084.6284 | 16687.53 | 14140.0076
F6_Commercial_Warehouse_New_Space Heating_Natural Gas_Unit Heater_Baseline Forecast | F6 | Commercial | Warehouse | New | Space Heating | Natural Gas | Unit Heater | Baseline Forecast | Avg. Replacement Usage (kWh) | 0.13792 | 0.13792 | 0.13719 | 0.13646 | 0.13573 | 0.135 | 0.13427 | 0.13354 | 0.13281 | 0.13208 | 0.13135 | 0.13062 | 0.12989 | 0.12916 | 0.12843 | 0.1277 | 0.12697 | 0.12624 | 0.12551 | 0.12478 | 0.12405 | 0.12333 | 0.1226 | 0.12187 | 0.12114 | 0.12041 | 0.11968 | 0.11895 | 0.11822 | 0.11749 | 0.11676 | 0.11603 | 0.11603
F7_Commercial_Warehouse_New_Space Heating_Natural Gas_Unit Heater_Baseline Forecast | F7 | Commercial | Warehouse | New | Space Heating | Natural Gas | Unit Heater | Baseline Forecast | Avg. Replacement Summer Demand (kW) | 0 | 0 | 0 | 0 | 0 | 0 | 0 | 0 | 0 | 0 | 0 | 0 | 0 | 0 | 0 | 0 | 0 | 0 | 0 | 0 | 0 | 0 | 0 | 0 | 0 | 0 | 0 | 0 | 0 | 0 | 0 | 0 | 0
F8_Commercial_Warehouse_New_Space Heating_Natural Gas_Unit Heater_Baseline Forecast | F8 | Commercial | Warehouse | New | Space Heating | Natural Gas | Unit Heater | Baseline Forecast | Avg. Replacement Winter Demand (kW) | 0 | 0 | 0 | 0 | 0 | 0 | 0 | 0 | 0 | 0 | 0 | 0 | 0 | 0 | 0 | 0 | 0 | 0 | 0 | 0 | 0 | 0 | 0 | 0 | 0 | 0 | 0 | 0 | 0 | 0 | 0 | 0 | 0
F1_Commercial_Warehouse_New_Water Heating_Natural Gas_Water Heater_Baseline Forecast | F1 | Commercial | Warehouse | New | Water Heating | Natural Gas | Water Heater | Baseline Forecast | Units | 0 | 2440.0925 | 14209.5649 | 21731.082 | 31431.5922 | 44596.2482 | 56900.9235 | 67806.6941 | 77615.1011 | 87085.5195 | 96432.4021 | 105686.4253 | 114927.7694 | 124195.5561 | 133520.3489 | 142862.3208 | 152206.8459 | 161539.2654 | 170859.3874 | 180167.0177 | 189476.6383 | 198788.2626 | 208088.7778 | 217378.0325 | 226655.8739 | 235935.274 | 245216.2419 | 254498.7868 | 263782.918 | 273068.6446 | 282355.976 | 291644.9217 | 295828.7776
F2_Commercial_Warehouse_New_Water Heating_Natural Gas_Water Heater_Baseline Forecast | F2 | Commercial | Warehouse | New | Water Heating | Natural Gas | Water Heater | Baseline Forecast | Usage (MMtherm) | 0 | 0.00015059 | 0.00087692 | 0.0013411 | 0.0019398 | 0.0027522 | 0.0035116 | 0.0041846 | 0.0047899 | 0.0053744 | 0.0059512 | 0.0065223 | 0.0070926 | 0.0076645 | 0.00824 | 0.0088165 | 0.0093932 | 0.0099692 | 0.010544 | 0.011119 | 0.011693 | 0.012268 | 0.012842 | 0.013415 | 0.013988 | 0.01456 | 0.015133 | 0.015706 | 0.016279 | 0.016852 | 0.017425 | 0.017998 | 0.018257
F3_Commercial_Warehouse_New_Water Heating_Natural Gas_Water Heater_Baseline Forecast | F3 | Commercial | Warehouse | New | Water Heating | Natural Gas | Water Heater | Baseline Forecast | Summer Peak Demand (MW) | 0 | 0 | 0 | 0 | 0 | 0 | 0 | 0 | 0 | 0 | 0 | 0 | 0 | 0 | 0 | 0 | 0 | 0 | 0 | 0 | 0 | 0 | 0 | 0 | 0 | 0 | 0 | 0 | 0 | 0 | 0 | 0 | 0
F4_Commercial_Warehouse_New_Water Heating_Natural Gas_Water Heater_Baseline Forecast | F4 | Commercial | Warehouse | New | Water Heating | Natural Gas | Water Heater | Baseline Forecast | Winter Peak Demand (MW) | 0 | 0 | 0 | 0 | 0 | 0 | 0 | 0 | 0 | 0 | 0 | 0 | 0 | 0 | 0 | 0 | 0 | 0 | 0 | 0 | 0 | 0 | 0 | 0 | 0 | 0 | 0 | 0 | 0 | 0 | 0 | 0 | 0
F5_Commercial_Warehouse_New_Water Heating_Natural Gas_Water Heater_Baseline Forecast | F5 | Commercial | Warehouse | New | Water Heating | Natural Gas | Water Heater | Baseline Forecast | Turnover | 0 | 2440.0925 | 11769.4724 | 7521.5172 | 9700.5102 | 13164.656 | 12304.6752 | 10905.7706 | 9808.4071 | 9470.4183 | 9834.9011 | 11998.3325 | 12941.095 | 14167.6894 | 15877.6462 | 17684.8453 | 20645.6188 | 19221.4 | 19696.6 | 20483.8979 | 20424.8624 | 20425.3223 | 20737.3442 | 21525.6454 | 22699.47 | 24712.9573 | 25719.2332 | 26694.0215 | 27758.3469 | 28623.8181 | 29619.0181 | 29328.4134 | 24645.13
F6_Commercial_Warehouse_New_Water Heating_Natural Gas_Water Heater_Baseline Forecast | F6 | Commercial | Warehouse | New | Water Heating | Natural Gas | Water Heater | Baseline Forecast | Avg. Replacement Usage (kWh) | 0.061714 | 0.061714 | 0.061714 | 0.061714 | 0.061714 | 0.061714 | 0.061714 | 0.061714 | 0.061714 | 0.061714 | 0.061714 | 0.061714 | 0.061714 | 0.061714 | 0.061714 | 0.061714 | 0.061714 | 0.061714 | 0.061714 | 0.061714 | 0.061714 | 0.061714 | 0.061714 | 0.061714 | 0.061714 | 0.061714 | 0.061714 | 0.061714 | 0.061714 | 0.061714 | 0.061714 | 0.061714 | 0.061714
F7_Commercial_Warehouse_New_Water Heating_Natural Gas_Water Heater_Baseline Forecast | F7 | Commercial | Warehouse | New | Water Heating | Natural Gas | Water Heater | Baseline Forecast | Avg. Replacement Summer Demand (kW) | 0 | 0 | 0 | 0 | 0 | 0 | 0 | 0 | 0 | 0 | 0 | 0 | 0 | 0 | 0 | 0 | 0 | 0 | 0 | 0 | 0 | 0 | 0 | 0 | 0 | 0 | 0 | 0 | 0 | 0 | 0 | 0 | 0
F8_Commercial_Warehouse_New_Water Heating_Natural Gas_Water Heater_Baseline Forecast | F8 | Commercial | Warehouse | New | Water Heating | Natural Gas | Water Heater | Baseline Forecast | Avg. Replacement Winter Demand (kW) | 0 | 0 | 0 | 0 | 0 | 0 | 0 | 0 | 0 | 0 | 0 | 0 | 0 | 0 | 0 | 0 | 0 | 0 | 0 | 0 | 0 | 0 | 0 | 0 | 0 | 0 | 0 | 0 | 0 | 0 | 0 | 0 | 0
F1_Commercial_Warehouse_New_Food Preparation_Natural Gas_Oven_Baseline Forecast | F1 | Commercial | Warehouse | New | Food Preparation | Natural Gas | Oven | Baseline Forecast | Units | 0 | 49.9775 | 291.0374 | 445.0916 | 643.7754 | 913.4112 | 1165.4331 | 1388.8028 | 1589.6966 | 1783.6678 | 1975.1087 | 2164.6477 | 2353.927 | 2543.7479 | 2734.7364 | 2926.0768 | 3117.4694 | 3308.6141 | 3499.507 | 3690.1439 | 3880.8217 | 4071.5405 | 4262.0317 | 4452.2923 | 4642.3192 | 4832.3779 | 5022.4688 | 5212.592 | 5402.7477 | 5592.936 | 5783.1573 | 5973.4115 | 6059.1044
F2_Commercial_Warehouse_New_Food Preparation_Natural Gas_Oven_Baseline Forecast | F2 | Commercial | Warehouse | New | Food Preparation | Natural Gas | Oven | Baseline Forecast | Usage (MMtherm) | 0 | 3.1544e-07 | 1.8369e-06 | 2.8092e-06 | 4.0632e-06 | 5.765e-06 | 7.3557e-06 | 8.7655e-06 | 1.0033e-05 | 1.1258e-05 | 1.2466e-05 | 1.3662e-05 | 1.4857e-05 | 1.6055e-05 | 1.726e-05 | 1.8468e-05 | 1.9676e-05 | 2.0882e-05 | 2.2087e-05 | 2.3291e-05 | 2.4494e-05 | 2.5698e-05 | 2.69e-05 | 2.8101e-05 | 2.93e-05 | 3.05e-05 | 3.17e-05 | 3.29e-05 | 3.41e-05 | 3.53e-05 | 3.6501e-05 | 3.7701e-05 | 3.8242e-05
F3_Commercial_Warehouse_New_Food Preparation_Natural Gas_Oven_Baseline Forecast | F3 | Commercial | Warehouse | New | Food Preparation | Natural Gas | Oven | Baseline Forecast | Summer Peak Demand (MW) | 0 | 0 | 0 | 0 | 0 | 0 | 0 | 0 | 0 | 0 | 0 | 0 | 0 | 0 | 0 | 0 | 0 | 0 | 0 | 0 | 0 | 0 | 0 | 0 | 0 | 0 | 0 | 0 | 0 | 0 | 0 | 0 | 0
F4_Commercial_Warehouse_New_Food Preparation_Natural Gas_Oven_Baseline Forecast | F4 | Commercial | Warehouse | New | Food Preparation | Natural Gas | Oven | Baseline Forecast | Winter Peak Demand (MW) | 0 | 0 | 0 | 0 | 0 | 0 | 0 | 0 | 0 | 0 | 0 | 0 | 0 | 0 | 0 | 0 | 0 | 0 | 0 | 0 | 0 | 0 | 0 | 0 | 0 | 0 | 0 | 0 | 0 | 0 | 0 | 0 | 0
F5_Commercial_Warehouse_New_Food Preparation_Natural Gas_Oven_Baseline Forecast | F5 | Commercial | Warehouse | New | Food Preparation | Natural Gas | Oven | Baseline Forecast | Turnover | 0 | 49.9775 | 241.0599 | 154.0542 | 198.6839 | 269.6358 | 252.0218 | 223.3698 | 200.8938 | 193.9712 | 191.4409 | 189.539 | 199.2748 | 246.0293 | 266.766 | 291.6992 | 325.6068 | 362.0217 | 422.3595 | 393.181 | 403.2066 | 417.6297 | 405.3104 | 394.4599 | 396.7002 | 406.9359 | 421.2692 | 439.6886 | 464.7645 | 506.6038 | 527.4258 | 547.1953 | 463.6603
F6_Commercial_Warehouse_New_Food Preparation_Natural Gas_Oven_Baseline Forecast | F6 | Commercial | Warehouse | New | Food Preparation | Natural Gas | Oven | Baseline Forecast | Avg. Replacement Usage (kWh) | 0.0063115 | 0.0063115 | 0.0063115 | 0.0063115 | 0.0063115 | 0.0063115 | 0.0063115 | 0.0063115 | 0.0063115 | 0.0063115 | 0.0063115 | 0.0063115 | 0.0063115 | 0.0063115 | 0.0063115 | 0.0063115 | 0.0063115 | 0.0063115 | 0.0063115 | 0.0063115 | 0.0063115 | 0.0063115 | 0.0063115 | 0.0063115 | 0.0063115 | 0.0063115 | 0.0063115 | 0.0063115 | 0.0063115 | 0.0063115 | 0.0063115 | 0.0063115 | 0.0063115
F7_Commercial_Warehouse_New_Food Preparation_Natural Gas_Oven_Baseline Forecast | F7 | Commercial | Warehouse | New | Food Preparation | Natural Gas | Oven | Baseline Forecast | Avg. Replacement Summer Demand (kW) | 0 | 0 | 0 | 0 | 0 | 0 | 0 | 0 | 0 | 0 | 0 | 0 | 0 | 0 | 0 | 0 | 0 | 0 | 0 | 0 | 0 | 0 | 0 | 0 | 0 | 0 | 0 | 0 | 0 | 0 | 0 | 0 | 0
F8_Commercial_Warehouse_New_Food Preparation_Natural Gas_Oven_Baseline Forecast | F8 | Commercial | Warehouse | New | Food Preparation | Natural Gas | Oven | Baseline Forecast | Avg. Replacement Winter Demand (kW) | 0 | 0 | 0 | 0 | 0 | 0 | 0 | 0 | 0 | 0 | 0 | 0 | 0 | 0 | 0 | 0 | 0 | 0 | 0 | 0 | 0 | 0 | 0 | 0 | 0 | 0 | 0 | 0 | 0 | 0 | 0 | 0 | 0
F1_Commercial_Warehouse_New_Food Preparation_Natural Gas_Conveyor Oven_Baseline Forecast | F1 | Commercial | Warehouse | New | Food Preparation | Natural Gas | Conveyor Oven | Baseline Forecast | Units | 0 | 24.9887 | 145.5187 | 222.5458 | 321.8877 | 456.7056 | 582.7165 | 694.4014 | 794.8483 | 891.8339 | 987.5544 | 1082.3239 | 1176.9635 | 1271.874 | 1367.3682 | 1463.0384 | 1558.7347 | 1654.3071 | 1749.7535 | 1845.072 | 1940.4108 | 2035.7702 | 2131.0159 | 2226.1462 | 2321.1596 | 2416.189 | 2511.2344 | 2606.296 | 2701.3738 | 2796.468 | 2891.5786 | 2986.7058 | 3029.5522
F2_Commercial_Warehouse_New_Food Preparation_Natural Gas_Conveyor Oven_Baseline Forecast | F2 | Commercial | Warehouse | New | Food Preparation | Natural Gas | Conveyor Oven | Baseline Forecast | Usage (MMtherm) | 0 | 2.6987e-07 | 1.5715e-06 | 2.4034e-06 | 3.4762e-06 | 4.9322e-06 | 6.293e-06 | 7.4992e-06 | 8.584e-06 | 9.6313e-06 | 1.0665e-05 | 1.1689e-05 | 1.2711e-05 | 1.3736e-05 | 1.4767e-05 | 1.58e-05 | 1.6834e-05 | 1.7866e-05 | 1.8896e-05 | 1.9926e-05 | 2.0955e-05 | 2.1985e-05 | 2.3014e-05 | 2.4041e-05 | 2.5067e-05 | 2.6094e-05 | 2.712e-05 | 2.8147e-05 | 2.9173e-05 | 3.02e-05 | 3.1228e-05 | 3.2255e-05 | 3.2718e-05
F3_Commercial_Warehouse_New_Food Preparation_Natural Gas_Conveyor Oven_Baseline Forecast | F3 | Commercial | Warehouse | New | Food Preparation | Natural Gas | Conveyor Oven | Baseline Forecast | Summer Peak Demand (MW) | 0 | 0 | 0 | 0 | 0 | 0 | 0 | 0 | 0 | 0 | 0 | 0 | 0 | 0 | 0 | 0 | 0 | 0 | 0 | 0 | 0 | 0 | 0 | 0 | 0 | 0 | 0 | 0 | 0 | 0 | 0 | 0 | 0
F4_Commercial_Warehouse_New_Food Preparation_Natural Gas_Conveyor Oven_Baseline Forecast | F4 | Commercial | Warehouse | New | Food Preparation | Natural Gas | Conveyor Oven | Baseline Forecast | Winter Peak Demand (MW) | 0 | 0 | 0 | 0 | 0 | 0 | 0 | 0 | 0 | 0 | 0 | 0 | 0 | 0 | 0 | 0 | 0 | 0 | 0 | 0 | 0 | 0 | 0 | 0 | 0 | 0 | 0 | 0 | 0 | 0 | 0 | 0 | 0
F5_Commercial_Warehouse_New_Food Preparation_Natural Gas_Conveyor Oven_Baseline Forecast | F5 | Commercial | Warehouse | New | Food Preparation | Natural Gas | Conveyor Oven | Baseline Forecast | Turnover | 0 | 24.9887 | 120.53 | 77.0271 | 99.3419 | 134.8179 | 126.0109 | 111.6849 | 100.4469 | 96.9856 | 95.7205 | 94.7695 | 94.6397 | 94.9105 | 95.4942 | 95.6702 | 95.6963 | 100.5701 | 123.5506 | 133.2073 | 145.5183 | 162.4665 | 180.6841 | 210.8636 | 196.2855 | 201.2938 | 208.5009 | 202.4712 | 196.1779 | 192.0104 | 190.8351 | 190.5091 | 138.042
F6_Commercial_Warehouse_New_Food Preparation_Natural Gas_Conveyor Oven_Baseline Forecast | F6 | Commercial | Warehouse | New | Food Preparation | Natural Gas | Conveyor Oven | Baseline Forecast | Avg. Replacement Usage (kWh) | 0.010799 | 0.010799 | 0.010799 | 0.010799 | 0.010799 | 0.010799 | 0.010799 | 0.010799 | 0.010799 | 0.010799 | 0.010799 | 0.010799 | 0.010799 | 0.010799 | 0.010799 | 0.010799 | 0.010799 | 0.010799 | 0.010799 | 0.010799 | 0.010799 | 0.010799 | 0.010799 | 0.010799 | 0.010799 | 0.010799 | 0.010799 | 0.010799 | 0.010799 | 0.010799 | 0.010799 | 0.010799 | 0.010799
F7_Commercial_Warehouse_New_Food Preparation_Natural Gas_Conveyor Oven_Baseline Forecast | F7 | Commercial | Warehouse | New | Food Preparation | Natural Gas | Conveyor Oven | Baseline Forecast | Avg. Replacement Summer Demand (kW) | 0 | 0 | 0 | 0 | 0 | 0 | 0 | 0 | 0 | 0 | 0 | 0 | 0 | 0 | 0 | 0 | 0 | 0 | 0 | 0 | 0 | 0 | 0 | 0 | 0 | 0 | 0 | 0 | 0 | 0 | 0 | 0 | 0
F8_Commercial_Warehouse_New_Food Preparation_Natural Gas_Conveyor Oven_Baseline Forecast | F8 | Commercial | Warehouse | New | Food Preparation | Natural Gas | Conveyor Oven | Baseline Forecast | Avg. Replacement Winter Demand (kW) | 0 | 0 | 0 | 0 | 0 | 0 | 0 | 0 | 0 | 0 | 0 | 0 | 0 | 0 | 0 | 0 | 0 | 0 | 0 | 0 | 0 | 0 | 0 | 0 | 0 | 0 | 0 | 0 | 0 | 0 | 0 | 0 | 0
F1_Commercial_Warehouse_New_Food Preparation_Natural Gas_Double Rack Oven_Baseline Forecast | F1 | Commercial | Warehouse | New | Food Preparation | Natural Gas | Double Rack Oven | Baseline Forecast | Units | 0 | 24.9887 | 145.5187 | 222.5458 | 321.8877 | 456.7056 | 582.7165 | 694.4014 | 794.8483 | 891.8339 | 987.5544 | 1082.3239 | 1176.9635 | 1271.874 | 1367.3682 | 1463.0384 | 1558.7347 | 1654.3071 | 1749.7535 | 1845.072 | 1940.4108 | 2035.7702 | 2131.0159 | 2226.1462 | 2321.1596 | 2416.189 | 2511.2344 | 2606.296 | 2701.3738 | 2796.468 | 2891.5786 | 2986.7058 | 3029.5522
F2_Commercial_Warehouse_New_Food Preparation_Natural Gas_Double Rack Oven_Baseline Forecast | F2 | Commercial | Warehouse | New | Food Preparation | Natural Gas | Double Rack Oven | Baseline Forecast | Usage (MMtherm) | 0 | 4.0997e-07 | 2.3874e-06 | 3.6512e-06 | 5.281e-06 | 7.4929e-06 | 9.5603e-06 | 1.1393e-05 | 1.3041e-05 | 1.4632e-05 | 1.6202e-05 | 1.7757e-05 | 1.931e-05 | 2.0867e-05 | 2.2434e-05 | 2.4003e-05 | 2.5573e-05 | 2.7141e-05 | 2.8707e-05 | 3.0271e-05 | 3.1835e-05 | 3.34e-05 | 3.4962e-05 | 3.6523e-05 | 3.8082e-05 | 3.9641e-05 | 4.12e-05 | 4.276e-05 | 4.432e-05 | 4.588e-05 | 4.744e-05 | 4.9001e-05 | 4.9704e-05
F3_Commercial_Warehouse_New_Food Preparation_Natural Gas_Double Rack Oven_Baseline Forecast | F3 | Commercial | Warehouse | New | Food Preparation | Natural Gas | Double Rack Oven | Baseline Forecast | Summer Peak Demand (MW) | 0 | 0 | 0 | 0 | 0 | 0 | 0 | 0 | 0 | 0 | 0 | 0 | 0 | 0 | 0 | 0 | 0 | 0 | 0 | 0 | 0 | 0 | 0 | 0 | 0 | 0 | 0 | 0 | 0 | 0 | 0 | 0 | 0
F4_Commercial_Warehouse_New_Food Preparation_Natural Gas_Double Rack Oven_Baseline Forecast | F4 | Commercial | Warehouse | New | Food Preparation | Natural Gas | Double Rack Oven | Baseline Forecast | Winter Peak Demand (MW) | 0 | 0 | 0 | 0 | 0 | 0 | 0 | 0 | 0 | 0 | 0 | 0 | 0 | 0 | 0 | 0 | 0 | 0 | 0 | 0 | 0 | 0 | 0 | 0 | 0 | 0 | 0 | 0 | 0 | 0 | 0 | 0 | 0
F5_Commercial_Warehouse_New_Food Preparation_Natural Gas_Double Rack Oven_Baseline Forecast | F5 | Commercial | Warehouse | New | Food Preparation | Natural Gas | Double Rack Oven | Baseline Forecast | Turnover | 0 | 24.9887 | 120.53 | 77.0271 | 99.3419 | 134.8179 | 126.0109 | 111.6849 | 100.4469 | 96.9856 | 95.7205 | 94.7695 | 99.6374 | 123.0146 | 133.383 | 145.8496 | 162.8034 | 181.0109 | 211.1798 | 196.5905 | 201.6033 | 208.8149 | 202.6552 | 197.23 | 198.3501 | 203.468 | 210.6346 | 219.8443 | 232.3823 | 253.3019 | 263.7129 | 273.5977 | 231.8302
F6_Commercial_Warehouse_New_Food Preparation_Natural Gas_Double Rack Oven_Baseline Forecast | F6 | Commercial | Warehouse | New | Food Preparation | Natural Gas | Double Rack Oven | Baseline Forecast | Avg. Replacement Usage (kWh) | 0.016406 | 0.016406 | 0.016406 | 0.016406 | 0.016406 | 0.016406 | 0.016406 | 0.016406 | 0.016406 | 0.016406 | 0.016406 | 0.016406 | 0.016406 | 0.016406 | 0.016406 | 0.016406 | 0.016406 | 0.016406 | 0.016406 | 0.016406 | 0.016406 | 0.016406 | 0.016406 | 0.016406 | 0.016406 | 0.016406 | 0.016406 | 0.016406 | 0.016406 | 0.016406 | 0.016406 | 0.016406 | 0.016406
F7_Commercial_Warehouse_New_Food Preparation_Natural Gas_Double Rack Oven_Baseline Forecast | F7 | Commercial | Warehouse | New | Food Preparation | Natural Gas | Double Rack Oven | Baseline Forecast | Avg. Replacement Summer Demand (kW) | 0 | 0 | 0 | 0 | 0 | 0 | 0 | 0 | 0 | 0 | 0 | 0 | 0 | 0 | 0 | 0 | 0 | 0 | 0 | 0 | 0 | 0 | 0 | 0 | 0 | 0 | 0 | 0 | 0 | 0 | 0 | 0 | 0
F8_Commercial_Warehouse_New_Food Preparation_Natural Gas_Double Rack Oven_Baseline Forecast | F8 | Commercial | Warehouse | New | Food Preparation | Natural Gas | Double Rack Oven | Baseline Forecast | Avg. Replacement Winter Demand (kW) | 0 | 0 | 0 | 0 | 0 | 0 | 0 | 0 | 0 | 0 | 0 | 0 | 0 | 0 | 0 | 0 | 0 | 0 | 0 | 0 | 0 | 0 | 0 | 0 | 0 | 0 | 0 | 0 | 0 | 0 | 0 | 0 | 0
F1_Commercial_Warehouse_New_Food Preparation_Natural Gas_Fryer_Baseline Forecast | F1 | Commercial | Warehouse | New | Food Preparation | Natural Gas | Fryer | Baseline Forecast | Units | 0 | 99.9549 | 582.0748 | 890.1831 | 1287.5509 | 1826.8224 | 2330.8661 | 2777.6056 | 3179.3932 | 3567.3355 | 3950.2174 | 4329.2954 | 4707.8541 | 5087.4959 | 5469.4729 | 5852.1536 | 6234.9389 | 6617.2283 | 6999.0139 | 7380.2879 | 7761.6434 | 8143.0809 | 8524.0634 | 8904.5847 | 9284.6384 | 9664.7559 | 10044.9377 | 10425.184 | 10805.4954 | 11185.8721 | 11566.3145 | 11946.8231 | 12118.2088
F2_Commercial_Warehouse_New_Food Preparation_Natural Gas_Fryer_Baseline Forecast | F2 | Commercial | Warehouse | New | Food Preparation | Natural Gas | Fryer | Baseline Forecast | Usage (MMtherm) | 0 | 1.0205e-06 | 5.9427e-06 | 8.0864e-06 | 1.0851e-05 | 1.4603e-05 | 1.8029e-05 | 2.0684e-05 | 2.314e-05 | 2.5585e-05 | 2.798e-05 | 3.0122e-05 | 3.2756e-05 | 3.5397e-05 | 3.8055e-05 | 4.0717e-05 | 4.3381e-05 | 4.6041e-05 | 4.8697e-05 | 5.135e-05 | 5.4003e-05 | 5.6657e-05 | 5.9308e-05 | 6.1955e-05 | 6.4599e-05 | 6.7244e-05 | 6.9889e-05 | 7.2535e-05 | 7.5181e-05 | 7.7828e-05 | 8.0475e-05 | 8.3122e-05 | 8.4315e-05
F3_Commercial_Warehouse_New_Food Preparation_Natural Gas_Fryer_Baseline Forecast | F3 | Commercial | Warehouse | New | Food Preparation | Natural Gas | Fryer | Baseline Forecast | Summer Peak Demand (MW) | 0 | 0 | 0 | 0 | 0 | 0 | 0 | 0 | 0 | 0 | 0 | 0 | 0 | 0 | 0 | 0 | 0 | 0 | 0 | 0 | 0 | 0 | 0 | 0 | 0 | 0 | 0 | 0 | 0 | 0 | 0 | 0 | 0
F4_Commercial_Warehouse_New_Food Preparation_Natural Gas_Fryer_Baseline Forecast | F4 | Commercial | Warehouse | New | Food Preparation | Natural Gas | Fryer | Baseline Forecast | Winter Peak Demand (MW) | 0 | 0 | 0 | 0 | 0 | 0 | 0 | 0 | 0 | 0 | 0 | 0 | 0 | 0 | 0 | 0 | 0 | 0 | 0 | 0 | 0 | 0 | 0 | 0 | 0 | 0 | 0 | 0 | 0 | 0 | 0 | 0 | 0
F5_Commercial_Warehouse_New_Food Preparation_Natural Gas_Fryer_Baseline Forecast | F5 | Commercial | Warehouse | New | Food Preparation | Natural Gas | Fryer | Baseline Forecast | Turnover | 0 | 99.9549 | 482.1198 | 308.1083 | 397.3677 | 539.2716 | 529.0324 | 586.011 | 583.2683 | 623.3948 | 718.0089 | 853.3709 | 839.4873 | 892.3371 | 956.0216 | 990.2866 | 1065.3537 | 1103.4367 | 1155.2526 | 1222.8319 | 1292.2176 | 1327.628 | 1379.026 | 1432.9796 | 1483.2367 | 1548.373 | 1597.3176 | 1650.1509 | 1707.0215 | 1762.6841 | 1812.6693 | 1866.2051 | 1710.9993
F6_Commercial_Warehouse_New_Food Preparation_Natural Gas_Fryer_Baseline Forecast | F6 | Commercial | Warehouse | New | Food Preparation | Natural Gas | Fryer | Baseline Forecast | Avg. Replacement Usage (kWh) | 0.010209 | 0.010209 | 0.010209 | 0.0069577 | 0.0069577 | 0.0069577 | 0.0069577 | 0.0069577 | 0.0069577 | 0.0069577 | 0.0069577 | 0.0069577 | 0.0069577 | 0.0069577 | 0.0069577 | 0.0069577 | 0.0069577 | 0.0069577 | 0.0069577 | 0.0069577 | 0.0069577 | 0.0069577 | 0.0069577 | 0.0069577 | 0.0069577 | 0.0069577 | 0.0069577 | 0.0069577 | 0.0069577 | 0.0069577 | 0.0069577 | 0.0069577 | 0.0069577
F7_Commercial_Warehouse_New_Food Preparation_Natural Gas_Fryer_Baseline Forecast | F7 | Commercial | Warehouse | New | Food Preparation | Natural Gas | Fryer | Baseline Forecast | Avg. Replacement Summer Demand (kW) | 0 | 0 | 0 | 0 | 0 | 0 | 0 | 0 | 0 | 0 | 0 | 0 | 0 | 0 | 0 | 0 | 0 | 0 | 0 | 0 | 0 | 0 | 0 | 0 | 0 | 0 | 0 | 0 | 0 | 0 | 0 | 0 | 0
F8_Commercial_Warehouse_New_Food Preparation_Natural Gas_Fryer_Baseline Forecast | F8 | Commercial | Warehouse | New | Food Preparation | Natural Gas | Fryer | Baseline Forecast | Avg. Replacement Winter Demand (kW) | 0 | 0 | 0 | 0 | 0 | 0 | 0 | 0 | 0 | 0 | 0 | 0 | 0 | 0 | 0 | 0 | 0 | 0 | 0 | 0 | 0 | 0 | 0 | 0 | 0 | 0 | 0 | 0 | 0 | 0 | 0 | 0 | 0
F1_Commercial_Warehouse_New_Food Preparation_Natural Gas_Broiler_Baseline Forecast | F1 | Commercial | Warehouse | New | Food Preparation | Natural Gas | Broiler | Baseline Forecast | Units | 0 | 0 | 0 | 0 | 0 | 0 | 0 | 0 | 0 | 0 | 0 | 0 | 0 | 0 | 0 | 0 | 0 | 0 | 0 | 0 | 0 | 0 | 0 | 0 | 0 | 0 | 0 | 0 | 0 | 0 | 0 | 0 | 0
F2_Commercial_Warehouse_New_Food Preparation_Natural Gas_Broiler_Baseline Forecast | F2 | Commercial | Warehouse | New | Food Preparation | Natural Gas | Broiler | Baseline Forecast | Usage (MMtherm) | 0 | 0 | 0 | 0 | 0 | 0 | 0 | 0 | 0 | 0 | 0 | 0 | 0 | 0 | 0 | 0 | 0 | 0 | 0 | 0 | 0 | 0 | 0 | 0 | 0 | 0 | 0 | 0 | 0 | 0 | 0 | 0 | 0
F3_Commercial_Warehouse_New_Food Preparation_Natural Gas_Broiler_Baseline Forecast | F3 | Commercial | Warehouse | New | Food Preparation | Natural Gas | Broiler | Baseline Forecast | Summer Peak Demand (MW) | 0 | 0 | 0 | 0 | 0 | 0 | 0 | 0 | 0 | 0 | 0 | 0 | 0 | 0 | 0 | 0 | 0 | 0 | 0 | 0 | 0 | 0 | 0 | 0 | 0 | 0 | 0 | 0 | 0 | 0 | 0 | 0 | 0
F4_Commercial_Warehouse_New_Food Preparation_Natural Gas_Broiler_Baseline Forecast | F4 | Commercial | Warehouse | New | Food Preparation | Natural Gas | Broiler | Baseline Forecast | Winter Peak Demand (MW) | 0 | 0 | 0 | 0 | 0 | 0 | 0 | 0 | 0 | 0 | 0 | 0 | 0 | 0 | 0 | 0 | 0 | 0 | 0 | 0 | 0 | 0 | 0 | 0 | 0 | 0 | 0 | 0 | 0 | 0 | 0 | 0 | 0
F5_Commercial_Warehouse_New_Food Preparation_Natural Gas_Broiler_Baseline Forecast | F5 | Commercial | Warehouse | New | Food Preparation | Natural Gas | Broiler | Baseline Forecast | Turnover | 0 | 0 | 0 | 0 | 0 | 0 | 0 | 0 | 0 | 0 | 0 | 0 | 0 | 0 | 0 | 0 | 0 | 0 | 0 | 0 | 0 | 0 | 0 | 0 | 0 | 0 | 0 | 0 | 0 | 0 | 0 | 0 | 0
F6_Commercial_Warehouse_New_Food Preparation_Natural Gas_Broiler_Baseline Forecast | F6 | Commercial | Warehouse | New | Food Preparation | Natural Gas | Broiler | Baseline Forecast | Avg. Replacement Usage (kWh) | 0.011229 | 0.011229 | 0.011229 | 0.011229 | 0.011229 | 0.011229 | 0.011229 | 0.011229 | 0.011229 | 0.011229 | 0.011229 | 0.011229 | 0.011229 | 0.011229 | 0.011229 | 0.011229 | 0.011229 | 0.011229 | 0.011229 | 0.011229 | 0.011229 | 0.011229 | 0.011229 | 0.011229 | 0.011229 | 0.011229 | 0.011229 | 0.011229 | 0.011229 | 0.011229 | 0.011229 | 0.011229 | 0.011229
F7_Commercial_Warehouse_New_Food Preparation_Natural Gas_Broiler_Baseline Forecast | F7 | Commercial | Warehouse | New | Food Preparation | Natural Gas | Broiler | Baseline Forecast | Avg. Replacement Summer Demand (kW) | 0 | 0 | 0 | 0 | 0 | 0 | 0 | 0 | 0 | 0 | 0 | 0 | 0 | 0 | 0 | 0 | 0 | 0 | 0 | 0 | 0 | 0 | 0 | 0 | 0 | 0 | 0 | 0 | 0 | 0 | 0 | 0 | 0
F8_Commercial_Warehouse_New_Food Preparation_Natural Gas_Broiler_Baseline Forecast | F8 | Commercial | Warehouse | New | Food Preparation | Natural Gas | Broiler | Baseline Forecast | Avg. Replacement Winter Demand (kW) | 0 | 0 | 0 | 0 | 0 | 0 | 0 | 0 | 0 | 0 | 0 | 0 | 0 | 0 | 0 | 0 | 0 | 0 | 0 | 0 | 0 | 0 | 0 | 0 | 0 | 0 | 0 | 0 | 0 | 0 | 0 | 0 | 0
F1_Commercial_Warehouse_New_Food Preparation_Natural Gas_Griddle_Baseline Forecast | F1 | Commercial | Warehouse | New | Food Preparation | Natural Gas | Griddle | Baseline Forecast | Units | 0 | 99.9549 | 582.0748 | 890.1831 | 1287.5509 | 1826.8224 | 2330.8661 | 2777.6056 | 3179.3932 | 3567.3355 | 3950.2174 | 4329.2954 | 4707.8541 | 5087.4959 | 5469.4729 | 5852.1536 | 6234.9389 | 6617.2283 | 6999.0139 | 7380.2879 | 7761.6434 | 8143.0809 | 8524.0634 | 8904.5847 | 9284.6384 | 9664.7559 | 10044.9377 | 10425.184 | 10805.4954 | 11185.8721 | 11566.3145 | 11946.8231 | 12118.2088
F2_Commercial_Warehouse_New_Food Preparation_Natural Gas_Griddle_Baseline Forecast | F2 | Commercial | Warehouse | New | Food Preparation | Natural Gas | Griddle | Baseline Forecast | Usage (MMtherm) | 0 | 7.4505e-07 | 4.3387e-06 | 6.6353e-06 | 9.5972e-06 | 1.3617e-05 | 1.7374e-05 | 2.0704e-05 | 2.3699e-05 | 2.659e-05 | 2.9444e-05 | 3.227e-05 | 3.5091e-05 | 3.7921e-05 | 4.0768e-05 | 4.3621e-05 | 4.6474e-05 | 4.9324e-05 | 5.2169e-05 | 5.5011e-05 | 5.7854e-05 | 6.0697e-05 | 6.3537e-05 | 6.6373e-05 | 6.9206e-05 | 7.2039e-05 | 7.4873e-05 | 7.7707e-05 | 8.0542e-05 | 8.3377e-05 | 8.6213e-05 | 8.9049e-05 | 9.0327e-05
F3_Commercial_Warehouse_New_Food Preparation_Natural Gas_Griddle_Baseline Forecast | F3 | Commercial | Warehouse | New | Food Preparation | Natural Gas | Griddle | Baseline Forecast | Summer Peak Demand (MW) | 0 | 0 | 0 | 0 | 0 | 0 | 0 | 0 | 0 | 0 | 0 | 0 | 0 | 0 | 0 | 0 | 0 | 0 | 0 | 0 | 0 | 0 | 0 | 0 | 0 | 0 | 0 | 0 | 0 | 0 | 0 | 0 | 0
F4_Commercial_Warehouse_New_Food Preparation_Natural Gas_Griddle_Baseline Forecast | F4 | Commercial | Warehouse | New | Food Preparation | Natural Gas | Griddle | Baseline Forecast | Winter Peak Demand (MW) | 0 | 0 | 0 | 0 | 0 | 0 | 0 | 0 | 0 | 0 | 0 | 0 | 0 | 0 | 0 | 0 | 0 | 0 | 0 | 0 | 0 | 0 | 0 | 0 | 0 | 0 | 0 | 0 | 0 | 0 | 0 | 0 | 0
F5_Commercial_Warehouse_New_Food Preparation_Natural Gas_Griddle_Baseline Forecast | F5 | Commercial | Warehouse | New | Food Preparation | Natural Gas | Griddle | Baseline Forecast | Turnover | 0 | 99.9549 | 482.1198 | 308.1083 | 397.3677 | 539.2716 | 504.0437 | 446.7395 | 401.7876 | 387.9423 | 382.8819 | 379.078 | 398.5496 | 492.0586 | 533.5321 | 583.3983 | 651.2137 | 724.0435 | 844.719 | 786.3621 | 806.4133 | 835.2594 | 810.6208 | 788.9198 | 793.4004 | 813.8719 | 842.5383 | 879.3772 | 929.5291 | 1013.2075 | 1054.8515 | 1094.3906 | 927.3207
F6_Commercial_Warehouse_New_Food Preparation_Natural Gas_Griddle_Baseline Forecast | F6 | Commercial | Warehouse | New | Food Preparation | Natural Gas | Griddle | Baseline Forecast | Avg. Replacement Usage (kWh) | 0.0074538 | 0.0074538 | 0.0074538 | 0.0074538 | 0.0074538 | 0.0074538 | 0.0074538 | 0.0074538 | 0.0074538 | 0.0074538 | 0.0074538 | 0.0074538 | 0.0074538 | 0.0074538 | 0.0074538 | 0.0074538 | 0.0074538 | 0.0074538 | 0.0074538 | 0.0074538 | 0.0074538 | 0.0074538 | 0.0074538 | 0.0074538 | 0.0074538 | 0.0074538 | 0.0074538 | 0.0074538 | 0.0074538 | 0.0074538 | 0.0074538 | 0.0074538 | 0.0074538
F7_Commercial_Warehouse_New_Food Preparation_Natural Gas_Griddle_Baseline Forecast | F7 | Commercial | Warehouse | New | Food Preparation | Natural Gas | Griddle | Baseline Forecast | Avg. Replacement Summer Demand (kW) | 0 | 0 | 0 | 0 | 0 | 0 | 0 | 0 | 0 | 0 | 0 | 0 | 0 | 0 | 0 | 0 | 0 | 0 | 0 | 0 | 0 | 0 | 0 | 0 | 0 | 0 | 0 | 0 | 0 | 0 | 0 | 0 | 0
F8_Commercial_Warehouse_New_Food Preparation_Natural Gas_Griddle_Baseline Forecast | F8 | Commercial | Warehouse | New | Food Preparation | Natural Gas | Griddle | Baseline Forecast | Avg. Replacement Winter Demand (kW) | 0 | 0 | 0 | 0 | 0 | 0 | 0 | 0 | 0 | 0 | 0 | 0 | 0 | 0 | 0 | 0 | 0 | 0 | 0 | 0 | 0 | 0 | 0 | 0 | 0 | 0 | 0 | 0 | 0 | 0 | 0 | 0 | 0
F1_Commercial_Warehouse_New_Food Preparation_Natural Gas_Range_Baseline Forecast | F1 | Commercial | Warehouse | New | Food Preparation | Natural Gas | Range | Baseline Forecast | Units | 0 | 99.9549 | 582.0748 | 890.1831 | 1287.5509 | 1826.8224 | 2330.8661 | 2777.6056 | 3179.3932 | 3567.3355 | 3950.2174 | 4329.2954 | 4707.8541 | 5087.4959 | 5469.4729 | 5852.1536 | 6234.9389 | 6617.2283 | 6999.0139 | 7380.2879 | 7761.6434 | 8143.0809 | 8524.0634 | 8904.5847 | 9284.6384 | 9664.7559 | 10044.9377 | 10425.184 | 10805.4954 | 11185.8721 | 11566.3145 | 11946.8231 | 12118.2088
F2_Commercial_Warehouse_New_Food Preparation_Natural Gas_Range_Baseline Forecast | F2 | Commercial | Warehouse | New | Food Preparation | Natural Gas | Range | Baseline Forecast | Usage (MMtherm) | 0 | 7.7284e-07 | 4.5005e-06 | 6.8828e-06 | 9.9551e-06 | 1.4125e-05 | 1.8022e-05 | 2.1476e-05 | 2.4583e-05 | 2.7582e-05 | 3.0542e-05 | 3.3473e-05 | 3.64e-05 | 3.9336e-05 | 4.2289e-05 | 4.5248e-05 | 4.8208e-05 | 5.1163e-05 | 5.4115e-05 | 5.7063e-05 | 6.0012e-05 | 6.2961e-05 | 6.5907e-05 | 6.8849e-05 | 7.1787e-05 | 7.4726e-05 | 7.7666e-05 | 8.0606e-05 | 8.3546e-05 | 8.6487e-05 | 8.9429e-05 | 9.2371e-05 | 9.3696e-05
F3_Commercial_Warehouse_New_Food Preparation_Natural Gas_Range_Baseline Forecast | F3 | Commercial | Warehouse | New | Food Preparation | Natural Gas | Range | Baseline Forecast | Summer Peak Demand (MW) | 0 | 0 | 0 | 0 | 0 | 0 | 0 | 0 | 0 | 0 | 0 | 0 | 0 | 0 | 0 | 0 | 0 | 0 | 0 | 0 | 0 | 0 | 0 | 0 | 0 | 0 | 0 | 0 | 0 | 0 | 0 | 0 | 0
F4_Commercial_Warehouse_New_Food Preparation_Natural Gas_Range_Baseline Forecast | F4 | Commercial | Warehouse | New | Food Preparation | Natural Gas | Range | Baseline Forecast | Winter Peak Demand (MW) | 0 | 0 | 0 | 0 | 0 | 0 | 0 | 0 | 0 | 0 | 0 | 0 | 0 | 0 | 0 | 0 | 0 | 0 | 0 | 0 | 0 | 0 | 0 | 0 | 0 | 0 | 0 | 0 | 0 | 0 | 0 | 0 | 0
F5_Commercial_Warehouse_New_Food Preparation_Natural Gas_Range_Baseline Forecast | F5 | Commercial | Warehouse | New | Food Preparation | Natural Gas | Range | Baseline Forecast | Turnover | 0 | 99.9549 | 482.1198 | 308.1083 | 397.3677 | 539.2716 | 504.0437 | 446.7395 | 401.7876 | 387.9423 | 402.8729 | 491.4948 | 530.1137 | 580.3594 | 650.4054 | 724.4348 | 845.7187 | 787.3776 | 806.8435 | 839.094 | 836.6757 | 836.6945 | 849.4761 | 881.7677 | 929.8518 | 1012.3315 | 1053.5521 | 1093.483 | 1137.0816 | 1172.5344 | 1213.3013 | 1201.3971 | 1009.553
F6_Commercial_Warehouse_New_Food Preparation_Natural Gas_Range_Baseline Forecast | F6 | Commercial | Warehouse | New | Food Preparation | Natural Gas | Range | Baseline Forecast | Avg. Replacement Usage (kWh) | 0.0077318 | 0.0077318 | 0.0077318 | 0.0077318 | 0.0077318 | 0.0077318 | 0.0077318 | 0.0077318 | 0.0077318 | 0.0077318 | 0.0077318 | 0.0077318 | 0.0077318 | 0.0077318 | 0.0077318 | 0.0077318 | 0.0077318 | 0.0077318 | 0.0077318 | 0.0077318 | 0.0077318 | 0.0077318 | 0.0077318 | 0.0077318 | 0.0077318 | 0.0077318 | 0.0077318 | 0.0077318 | 0.0077318 | 0.0077318 | 0.0077318 | 0.0077318 | 0.0077318
F7_Commercial_Warehouse_New_Food Preparation_Natural Gas_Range_Baseline Forecast | F7 | Commercial | Warehouse | New | Food Preparation | Natural Gas | Range | Baseline Forecast | Avg. Replacement Summer Demand (kW) | 0 | 0 | 0 | 0 | 0 | 0 | 0 | 0 | 0 | 0 | 0 | 0 | 0 | 0 | 0 | 0 | 0 | 0 | 0 | 0 | 0 | 0 | 0 | 0 | 0 | 0 | 0 | 0 | 0 | 0 | 0 | 0 | 0
F8_Commercial_Warehouse_New_Food Preparation_Natural Gas_Range_Baseline Forecast | F8 | Commercial | Warehouse | New | Food Preparation | Natural Gas | Range | Baseline Forecast | Avg. Replacement Winter Demand (kW) | 0 | 0 | 0 | 0 | 0 | 0 | 0 | 0 | 0 | 0 | 0 | 0 | 0 | 0 | 0 | 0 | 0 | 0 | 0 | 0 | 0 | 0 | 0 | 0 | 0 | 0 | 0 | 0 | 0 | 0 | 0 | 0 | 0
F1_Commercial_Warehouse_New_Food Preparation_Natural Gas_Steamer_Baseline Forecast | F1 | Commercial | Warehouse | New | Food Preparation | Natural Gas | Steamer | Baseline Forecast | Units | 0 | 0 | 0 | 0 | 0 | 0 | 0 | 0 | 0 | 0 | 0 | 0 | 0 | 0 | 0 | 0 | 0 | 0 | 0 | 0 | 0 | 0 | 0 | 0 | 0 | 0 | 0 | 0 | 0 | 0 | 0 | 0 | 0
F2_Commercial_Warehouse_New_Food Preparation_Natural Gas_Steamer_Baseline Forecast | F2 | Commercial | Warehouse | New | Food Preparation | Natural Gas | Steamer | Baseline Forecast | Usage (MMtherm) | 0 | 0 | 0 | 0 | 0 | 0 | 0 | 0 | 0 | 0 | 0 | 0 | 0 | 0 | 0 | 0 | 0 | 0 | 0 | 0 | 0 | 0 | 0 | 0 | 0 | 0 | 0 | 0 | 0 | 0 | 0 | 0 | 0
F3_Commercial_Warehouse_New_Food Preparation_Natural Gas_Steamer_Baseline Forecast | F3 | Commercial | Warehouse | New | Food Preparation | Natural Gas | Steamer | Baseline Forecast | Summer Peak Demand (MW) | 0 | 0 | 0 | 0 | 0 | 0 | 0 | 0 | 0 | 0 | 0 | 0 | 0 | 0 | 0 | 0 | 0 | 0 | 0 | 0 | 0 | 0 | 0 | 0 | 0 | 0 | 0 | 0 | 0 | 0 | 0 | 0 | 0
F4_Commercial_Warehouse_New_Food Preparation_Natural Gas_Steamer_Baseline Forecast | F4 | Commercial | Warehouse | New | Food Preparation | Natural Gas | Steamer | Baseline Forecast | Winter Peak Demand (MW) | 0 | 0 | 0 | 0 | 0 | 0 | 0 | 0 | 0 | 0 | 0 | 0 | 0 | 0 | 0 | 0 | 0 | 0 | 0 | 0 | 0 | 0 | 0 | 0 | 0 | 0 | 0 | 0 | 0 | 0 | 0 | 0 | 0
F5_Commercial_Warehouse_New_Food Preparation_Natural Gas_Steamer_Baseline Forecast | F5 | Commercial | Warehouse | New | Food Preparation | Natural Gas | Steamer | Baseline Forecast | Turnover | 0 | 0 | 0 | 0 | 0 | 0 | 0 | 0 | 0 | 0 | 0 | 0 | 0 | 0 | 0 | 0 | 0 | 0 | 0 | 0 | 0 | 0 | 0 | 0 | 0 | 0 | 0 | 0 | 0 | 0 | 0 | 0 | 0
F6_Commercial_Warehouse_New_Food Preparation_Natural Gas_Steamer_Baseline Forecast | F6 | Commercial | Warehouse | New | Food Preparation | Natural Gas | Steamer | Baseline Forecast | Avg. Replacement Usage (kWh) | 0.012913 | 0.012913 | 0.012913 | 0.0078143 | 0.0078143 | 0.0078143 | 0.0078143 | 0.0078143 | 0.0078143 | 0.0078143 | 0.0078143 | 0.0078143 | 0.0078143 | 0.0078143 | 0.0078143 | 0.0078143 | 0.0078143 | 0.0078143 | 0.0078143 | 0.0078143 | 0.0078143 | 0.0078143 | 0.0078143 | 0.0078143 | 0.0078143 | 0.0078143 | 0.0078143 | 0.0078143 | 0.0078143 | 0.0078143 | 0.0078143 | 0.0078143 | 0.0078143
F7_Commercial_Warehouse_New_Food Preparation_Natural Gas_Steamer_Baseline Forecast | F7 | Commercial | Warehouse | New | Food Preparation | Natural Gas | Steamer | Baseline Forecast | Avg. Replacement Summer Demand (kW) | 0 | 0 | 0 | 0 | 0 | 0 | 0 | 0 | 0 | 0 | 0 | 0 | 0 | 0 | 0 | 0 | 0 | 0 | 0 | 0 | 0 | 0 | 0 | 0 | 0 | 0 | 0 | 0 | 0 | 0 | 0 | 0 | 0
F8_Commercial_Warehouse_New_Food Preparation_Natural Gas_Steamer_Baseline Forecast | F8 | Commercial | Warehouse | New | Food Preparation | Natural Gas | Steamer | Baseline Forecast | Avg. Replacement Winter Demand (kW) | 0 | 0 | 0 | 0 | 0 | 0 | 0 | 0 | 0 | 0 | 0 | 0 | 0 | 0 | 0 | 0 | 0 | 0 | 0 | 0 | 0 | 0 | 0 | 0 | 0 | 0 | 0 | 0 | 0 | 0 | 0 | 0 | 0
F1_Commercial_Warehouse_New_Food Preparation_Natural Gas_Food Prep Other_Baseline Forecast | F1 | Commercial | Warehouse | New | Food Preparation | Natural Gas | Food Prep Other | Baseline Forecast | Units | 0 | 0 | 0 | 0 | 0 | 0 | 0 | 0 | 0 | 0 | 0 | 0 | 0 | 0 | 0 | 0 | 0 | 0 | 0 | 0 | 0 | 0 | 0 | 0 | 0 | 0 | 0 | 0 | 0 | 0 | 0 | 0 | 0
F2_Commercial_Warehouse_New_Food Preparation_Natural Gas_Food Prep Other_Baseline Forecast | F2 | Commercial | Warehouse | New | Food Preparation | Natural Gas | Food Prep Other | Baseline Forecast | Usage (MMtherm) | 0 | 0 | 0 | 0 | 0 | 0 | 0 | 0 | 0 | 0 | 0 | 0 | 0 | 0 | 0 | 0 | 0 | 0 | 0 | 0 | 0 | 0 | 0 | 0 | 0 | 0 | 0 | 0 | 0 | 0 | 0 | 0 | 0
F3_Commercial_Warehouse_New_Food Preparation_Natural Gas_Food Prep Other_Baseline Forecast | F3 | Commercial | Warehouse | New | Food Preparation | Natural Gas | Food Prep Other | Baseline Forecast | Summer Peak Demand (MW) | 0 | 0 | 0 | 0 | 0 | 0 | 0 | 0 | 0 | 0 | 0 | 0 | 0 | 0 | 0 | 0 | 0 | 0 | 0 | 0 | 0 | 0 | 0 | 0 | 0 | 0 | 0 | 0 | 0 | 0 | 0 | 0 | 0
F4_Commercial_Warehouse_New_Food Preparation_Natural Gas_Food Prep Other_Baseline Forecast | F4 | Commercial | Warehouse | New | Food Preparation | Natural Gas | Food Prep Other | Baseline Forecast | Winter Peak Demand (MW) | 0 | 0 | 0 | 0 | 0 | 0 | 0 | 0 | 0 | 0 | 0 | 0 | 0 | 0 | 0 | 0 | 0 | 0 | 0 | 0 | 0 | 0 | 0 | 0 | 0 | 0 | 0 | 0 | 0 | 0 | 0 | 0 | 0
F5_Commercial_Warehouse_New_Food Preparation_Natural Gas_Food Prep Other_Baseline Forecast | F5 | Commercial | Warehouse | New | Food Preparation | Natural Gas | Food Prep Other | Baseline Forecast | Turnover | 0 | 0 | 0 | 0 | 0 | 0 | 0 | 0 | 0 | 0 | 0 | 0 | 0 | 0 | 0 | 0 | 0 | 0 | 0 | 0 | 0 | 0 | 0 | 0 | 0 | 0 | 0 | 0 | 0 | 0 | 0 | 0 | 0
F6_Commercial_Warehouse_New_Food Preparation_Natural Gas_Food Prep Other_Baseline Forecast | F6 | Commercial | Warehouse | New | Food Preparation | Natural Gas | Food Prep Other | Baseline Forecast | Avg. Replacement Usage (kWh) | 0.0032268 | 0.0032268 | 0.0032268 | 0.0032268 | 0.0032268 | 0.0032268 | 0.0032268 | 0.0032268 | 0.0032268 | 0.0032268 | 0.0032268 | 0.0032268 | 0.0032268 | 0.0032268 | 0.0032268 | 0.0032268 | 0.0032268 | 0.0032268 | 0.0032268 | 0.0032268 | 0.0032268 | 0.0032268 | 0.0032268 | 0.0032268 | 0.0032268 | 0.0032268 | 0.0032268 | 0.0032268 | 0.0032268 | 0.0032268 | 0.0032268 | 0.0032268 | 0.0032268
F7_Commercial_Warehouse_New_Food Preparation_Natural Gas_Food Prep Other_Baseline Forecast | F7 | Commercial | Warehouse | New | Food Preparation | Natural Gas | Food Prep Other | Baseline Forecast | Avg. Replacement Summer Demand (kW) | 0 | 0 | 0 | 0 | 0 | 0 | 0 | 0 | 0 | 0 | 0 | 0 | 0 | 0 | 0 | 0 | 0 | 0 | 0 | 0 | 0 | 0 | 0 | 0 | 0 | 0 | 0 | 0 | 0 | 0 | 0 | 0 | 0
F8_Commercial_Warehouse_New_Food Preparation_Natural Gas_Food Prep Other_Baseline Forecast | F8 | Commercial | Warehouse | New | Food Preparation | Natural Gas | Food Prep Other | Baseline Forecast | Avg. Replacement Winter Demand (kW) | 0 | 0 | 0 | 0 | 0 | 0 | 0 | 0 | 0 | 0 | 0 | 0 | 0 | 0 | 0 | 0 | 0 | 0 | 0 | 0 | 0 | 0 | 0 | 0 | 0 | 0 | 0 | 0 | 0 | 0 | 0 | 0 | 0
F1_Commercial_Warehouse_New_Miscellaneous_Natural Gas_Pool Heater_Baseline Forecast | F1 | Commercial | Warehouse | New | Miscellaneous | Natural Gas | Pool Heater | Baseline Forecast | Units | 0 | 0 | 0 | 0 | 0 | 0 | 0 | 0 | 0 | 0 | 0 | 0 | 0 | 0 | 0 | 0 | 0 | 0 | 0 | 0 | 0 | 0 | 0 | 0 | 0 | 0 | 0 | 0 | 0 | 0 | 0 | 0 | 0
F2_Commercial_Warehouse_New_Miscellaneous_Natural Gas_Pool Heater_Baseline Forecast | F2 | Commercial | Warehouse | New | Miscellaneous | Natural Gas | Pool Heater | Baseline Forecast | Usage (MMtherm) | 0 | 0 | 0 | 0 | 0 | 0 | 0 | 0 | 0 | 0 | 0 | 0 | 0 | 0 | 0 | 0 | 0 | 0 | 0 | 0 | 0 | 0 | 0 | 0 | 0 | 0 | 0 | 0 | 0 | 0 | 0 | 0 | 0
F3_Commercial_Warehouse_New_Miscellaneous_Natural Gas_Pool Heater_Baseline Forecast | F3 | Commercial | Warehouse | New | Miscellaneous | Natural Gas | Pool Heater | Baseline Forecast | Summer Peak Demand (MW) | 0 | 0 | 0 | 0 | 0 | 0 | 0 | 0 | 0 | 0 | 0 | 0 | 0 | 0 | 0 | 0 | 0 | 0 | 0 | 0 | 0 | 0 | 0 | 0 | 0 | 0 | 0 | 0 | 0 | 0 | 0 | 0 | 0
F4_Commercial_Warehouse_New_Miscellaneous_Natural Gas_Pool Heater_Baseline Forecast | F4 | Commercial | Warehouse | New | Miscellaneous | Natural Gas | Pool Heater | Baseline Forecast | Winter Peak Demand (MW) | 0 | 0 | 0 | 0 | 0 | 0 | 0 | 0 | 0 | 0 | 0 | 0 | 0 | 0 | 0 | 0 | 0 | 0 | 0 | 0 | 0 | 0 | 0 | 0 | 0 | 0 | 0 | 0 | 0 | 0 | 0 | 0 | 0
F5_Commercial_Warehouse_New_Miscellaneous_Natural Gas_Pool Heater_Baseline Forecast | F5 | Commercial | Warehouse | New | Miscellaneous | Natural Gas | Pool Heater | Baseline Forecast | Turnover | 0 | 0 | 0 | 0 | 0 | 0 | 0 | 0 | 0 | 0 | 0 | 0 | 0 | 0 | 0 | 0 | 0 | 0 | 0 | 0 | 0 | 0 | 0 | 0 | 0 | 0 | 0 | 0 | 0 | 0 | 0 | 0 | 0
F6_Commercial_Warehouse_New_Miscellaneous_Natural Gas_Pool Heater_Baseline Forecast | F6 | Commercial | Warehouse | New | Miscellaneous | Natural Gas | Pool Heater | Baseline Forecast | Avg. Replacement Usage (kWh) | 0.01 | 0.01 | 0.01 | 0.01 | 0.01 | 0.01 | 0.01 | 0.01 | 0.01 | 0.01 | 0.01 | 0.01 | 0.01 | 0.01 | 0.01 | 0.01 | 0.01 | 0.01 | 0.01 | 0.01 | 0.01 | 0.01 | 0.01 | 0.01 | 0.01 | 0.01 | 0.01 | 0.01 | 0.01 | 0.01 | 0.01 | 0.01 | 0.01
F7_Commercial_Warehouse_New_Miscellaneous_Natural Gas_Pool Heater_Baseline Forecast | F7 | Commercial | Warehouse | New | Miscellaneous | Natural Gas | Pool Heater | Baseline Forecast | Avg. Replacement Summer Demand (kW) | 0 | 0 | 0 | 0 | 0 | 0 | 0 | 0 | 0 | 0 | 0 | 0 | 0 | 0 | 0 | 0 | 0 | 0 | 0 | 0 | 0 | 0 | 0 | 0 | 0 | 0 | 0 | 0 | 0 | 0 | 0 | 0 | 0
F8_Commercial_Warehouse_New_Miscellaneous_Natural Gas_Pool Heater_Baseline Forecast | F8 | Commercial | Warehouse | New | Miscellaneous | Natural Gas | Pool Heater | Baseline Forecast | Avg. Replacement Winter Demand (kW) | 0 | 0 | 0 | 0 | 0 | 0 | 0 | 0 | 0 | 0 | 0 | 0 | 0 | 0 | 0 | 0 | 0 | 0 | 0 | 0 | 0 | 0 | 0 | 0 | 0 | 0 | 0 | 0 | 0 | 0 | 0 | 0 | 0
F1_Commercial_Warehouse_New_Miscellaneous_Natural Gas_Miscellaneous_Baseline Forecast | F1 | Commercial | Warehouse | New | Miscellaneous | Natural Gas | Miscellaneous | Baseline Forecast | Units | 0 | 6308.8232 | 36738.6207 | 56185.3926 | 81265.9189 | 115302.9431 | 147116.4997 | 175313.209 | 200672.701 | 225158.3282 | 249324.5554 | 273250.6962 | 297144.0554 | 321105.7813 | 345214.8959 | 369368.4267 | 393528.5586 | 417657.3918 | 441754.4299 | 465819.171 | 489889.058 | 513964.1255 | 538010.4706 | 562027.7018 | 586015.424 | 610007.1764 | 634002.9823 | 658002.8655 | 682006.8498 | 706014.9592 | 730027.2179 | 754043.65 | 764860.9478
F2_Commercial_Warehouse_New_Miscellaneous_Natural Gas_Miscellaneous_Baseline Forecast | F2 | Commercial | Warehouse | New | Miscellaneous | Natural Gas | Miscellaneous | Baseline Forecast | Usage (MMtherm) | 0 | 7.8539e-06 | 4.5736e-05 | 6.9946e-05 | 0.00010117 | 0.00014354 | 0.00018315 | 0.00021825 | 0.00024982 | 0.0002803 | 0.00031039 | 0.00034017 | 0.00036992 | 0.00039975 | 0.00042976 | 0.00045983 | 0.00048991 | 0.00051995 | 0.00054994 | 0.0005799 | 0.00060987 | 0.00063984 | 0.00066977 | 0.00069967 | 0.00072954 | 0.0007594 | 0.00078928 | 0.00081915 | 0.00084904 | 0.00087892 | 0.00090882 | 0.00093872 | 0.00095218
F3_Commercial_Warehouse_New_Miscellaneous_Natural Gas_Miscellaneous_Baseline Forecast | F3 | Commercial | Warehouse | New | Miscellaneous | Natural Gas | Miscellaneous | Baseline Forecast | Summer Peak Demand (MW) | 0 | 0 | 0 | 0 | 0 | 0 | 0 | 0 | 0 | 0 | 0 | 0 | 0 | 0 | 0 | 0 | 0 | 0 | 0 | 0 | 0 | 0 | 0 | 0 | 0 | 0 | 0 | 0 | 0 | 0 | 0 | 0 | 0
F4_Commercial_Warehouse_New_Miscellaneous_Natural Gas_Miscellaneous_Baseline Forecast | F4 | Commercial | Warehouse | New | Miscellaneous | Natural Gas | Miscellaneous | Baseline Forecast | Winter Peak Demand (MW) | 0 | 0 | 0 | 0 | 0 | 0 | 0 | 0 | 0 | 0 | 0 | 0 | 0 | 0 | 0 | 0 | 0 | 0 | 0 | 0 | 0 | 0 | 0 | 0 | 0 | 0 | 0 | 0 | 0 | 0 | 0 | 0 | 0
F5_Commercial_Warehouse_New_Miscellaneous_Natural Gas_Miscellaneous_Baseline Forecast | F5 | Commercial | Warehouse | New | Miscellaneous | Natural Gas | Miscellaneous | Baseline Forecast | Turnover | 0 | 6308.8232 | 30429.7975 | 19446.7718 | 25981.7868 | 39156.6471 | 38979.9151 | 38050.9861 | 39399.8217 | 42088.7548 | 44690.4775 | 48985.022 | 58412.8978 | 56734.2727 | 61101.7527 | 68044.7957 | 69834.6201 | 71736.5663 | 75017.3445 | 78470.5321 | 81709.5336 | 85448.4887 | 90609.0896 | 92254.7234 | 95956.4247 | 100646.2725 | 103400.4046 | 106323.1741 | 109900.7222 | 113411.4821 | 116776.4521 | 120318.0724 | 111066.7792
F6_Commercial_Warehouse_New_Miscellaneous_Natural Gas_Miscellaneous_Baseline Forecast | F6 | Commercial | Warehouse | New | Miscellaneous | Natural Gas | Miscellaneous | Baseline Forecast | Avg. Replacement Usage (kWh) | 0.0012449 | 0.0012449 | 0.0012449 | 0.0012449 | 0.0012449 | 0.0012449 | 0.0012449 | 0.0012449 | 0.0012449 | 0.0012449 | 0.0012449 | 0.0012449 | 0.0012449 | 0.0012449 | 0.0012449 | 0.0012449 | 0.0012449 | 0.0012449 | 0.0012449 | 0.0012449 | 0.0012449 | 0.0012449 | 0.0012449 | 0.0012449 | 0.0012449 | 0.0012449 | 0.0012449 | 0.0012449 | 0.0012449 | 0.0012449 | 0.0012449 | 0.0012449 | 0.0012449
F7_Commercial_Warehouse_New_Miscellaneous_Natural Gas_Miscellaneous_Baseline Forecast | F7 | Commercial | Warehouse | New | Miscellaneous | Natural Gas | Miscellaneous | Baseline Forecast | Avg. Replacement Summer Demand (kW) | 0 | 0 | 0 | 0 | 0 | 0 | 0 | 0 | 0 | 0 | 0 | 0 | 0 | 0 | 0 | 0 | 0 | 0 | 0 | 0 | 0 | 0 | 0 | 0 | 0 | 0 | 0 | 0 | 0 | 0 | 0 | 0 | 0
F8_Commercial_Warehouse_New_Miscellaneous_Natural Gas_Miscellaneous_Baseline Forecast | F8 | Commercial | Warehouse | New | Miscellaneous | Natural Gas | Miscellaneous | Baseline Forecast | Avg. Replacement Winter Demand (kW) | 0 | 0 | 0 | 0 | 0 | 0 | 0 | 0 | 0 | 0 | 0 | 0 | 0 | 0 | 0 | 0 | 0 | 0 | 0 | 0 | 0 | 0 | 0 | 0 | 0 | 0 | 0 | 0 | 0 | 0 | 0 | 0 | 0
F1_Commercial_Miscellaneous_Existing_Space Heating_Natural Gas_Furnace_Baseline Forecast | F1 | Commercial | Miscellaneous | Existing | Space Heating | Natural Gas | Furnace | Baseline Forecast | Units | 1061081.6431 | 1055683.0992 | 1050284.5553 | 1043765.0946 | 1037076.19 | 1029742.6369 | 1022891.4335 | 1016824.8535 | 1011373.7673 | 1006112.2536 | 1000920.0291 | 995779.888 | 990646.8584 | 985498.9977 | 980319.163 | 975129.6929 | 969938.7907 | 964754.6784 | 959577.4636 | 954407.2551 | 949235.9303 | 944063.4817 | 938897.264 | 933737.3621 | 928583.8618 | 923429.4872 | 918274.2333 | 913118.0948 | 907961.0666 | 902803.1436 | 897644.3205 | 892484.5919 | 887354.5219
F2_Commercial_Miscellaneous_Existing_Space Heating_Natural Gas_Furnace_Baseline Forecast | F2 | Commercial | Miscellaneous | Existing | Space Heating | Natural Gas | Furnace | Baseline Forecast | Usage (MMtherm) | 0.071957 | 0.071273 | 0.070199 | 0.069048 | 0.067887 | 0.066692 | 0.065536 | 0.064443 | 0.063402 | 0.062388 | 0.061395 | 0.060424 | 0.059474 | 0.058544 | 0.057633 | 0.056746 | 0.055883 | 0.055045 | 0.054232 | 0.053443 | 0.052675 | 0.051928 | 0.051198 | 0.050487 | 0.049791 | 0.049112 | 0.048444 | 0.047791 | 0.047149 | 0.046519 | 0.045899 | 0.045289 | 0.044972
F3_Commercial_Miscellaneous_Existing_Space Heating_Natural Gas_Furnace_Baseline Forecast | F3 | Commercial | Miscellaneous | Existing | Space Heating | Natural Gas | Furnace | Baseline Forecast | Summer Peak Demand (MW) | 0 | 0 | 0 | 0 | 0 | 0 | 0 | 0 | 0 | 0 | 0 | 0 | 0 | 0 | 0 | 0 | 0 | 0 | 0 | 0 | 0 | 0 | 0 | 0 | 0 | 0 | 0 | 0 | 0 | 0 | 0 | 0 | 0
F4_Commercial_Miscellaneous_Existing_Space Heating_Natural Gas_Furnace_Baseline Forecast | F4 | Commercial | Miscellaneous | Existing | Space Heating | Natural Gas | Furnace | Baseline Forecast | Winter Peak Demand (MW) | 0 | 0 | 0 | 0 | 0 | 0 | 0 | 0 | 0 | 0 | 0 | 0 | 0 | 0 | 0 | 0 | 0 | 0 | 0 | 0 | 0 | 0 | 0 | 0 | 0 | 0 | 0 | 0 | 0 | 0 | 0 | 0 | 0
F5_Commercial_Miscellaneous_Existing_Space Heating_Natural Gas_Furnace_Baseline Forecast | F5 | Commercial | Miscellaneous | Existing | Space Heating | Natural Gas | Furnace | Baseline Forecast | Turnover | 0 | 21184.2762 | 22967.3751 | 24559.9077 | 25993.8826 | 27268.6355 | 28424.6188 | 29483.2483 | 30451.9288 | 31328.1615 | 32116.6234 | 32824.2363 | 33456.3089 | 34018.2489 | 34515.0722 | 34952.7138 | 35336.235 | 35670.3309 | 35959.0534 | 34487.3581 | 33258.7373 | 32241.8474 | 31409.0758 | 30735.6806 | 30199.729 | 29781.567 | 29464.0313 | 29231.9694 | 29072.0268 | 28972.4548 | 28922.9389 | 28914.4426 | 34746.4764
F6_Commercial_Miscellaneous_Existing_Space Heating_Natural Gas_Furnace_Baseline Forecast | F6 | Commercial | Miscellaneous | Existing | Space Heating | Natural Gas | Furnace | Baseline Forecast | Avg. Replacement Usage (kWh) | 0.059344 | 0.059344 | 0.059029 | 0.058715 | 0.058401 | 0.058087 | 0.057773 | 0.057459 | 0.057145 | 0.056831 | 0.056517 | 0.056202 | 0.055888 | 0.055575 | 0.05526 | 0.054946 | 0.054632 | 0.054319 | 0.054004 | 0.05369 | 0.053376 | 0.053063 | 0.052749 | 0.052435 | 0.052121 | 0.051808 | 0.051493 | 0.05118 | 0.050866 | 0.050552 | 0.050238 | 0.049924 | 0.049924
F7_Commercial_Miscellaneous_Existing_Space Heating_Natural Gas_Furnace_Baseline Forecast | F7 | Commercial | Miscellaneous | Existing | Space Heating | Natural Gas | Furnace | Baseline Forecast | Avg. Replacement Summer Demand (kW) | 0 | 0 | 0 | 0 | 0 | 0 | 0 | 0 | 0 | 0 | 0 | 0 | 0 | 0 | 0 | 0 | 0 | 0 | 0 | 0 | 0 | 0 | 0 | 0 | 0 | 0 | 0 | 0 | 0 | 0 | 0 | 0 | 0
F8_Commercial_Miscellaneous_Existing_Space Heating_Natural Gas_Furnace_Baseline Forecast | F8 | Commercial | Miscellaneous | Existing | Space Heating | Natural Gas | Furnace | Baseline Forecast | Avg. Replacement Winter Demand (kW) | 0 | 0 | 0 | 0 | 0 | 0 | 0 | 0 | 0 | 0 | 0 | 0 | 0 | 0 | 0 | 0 | 0 | 0 | 0 | 0 | 0 | 0 | 0 | 0 | 0 | 0 | 0 | 0 | 0 | 0 | 0 | 0 | 0
F1_Commercial_Miscellaneous_Existing_Space Heating_Natural Gas_Boiler_Baseline Forecast | F1 | Commercial | Miscellaneous | Existing | Space Heating | Natural Gas | Boiler | Baseline Forecast | Units | 500983.3205 | 498434.4304 | 495885.5404 | 492807.4162 | 489649.2901 | 486186.7971 | 482952.0426 | 480087.7433 | 477514.0457 | 475029.8536 | 472578.3761 | 470151.4893 | 467727.9603 | 465297.4287 | 462851.8009 | 460401.6238 | 457950.7705 | 455503.1231 | 453058.7322 | 450617.6494 | 448176.0394 | 445733.8989 | 443294.7003 | 440858.4836 | 438425.2894 | 435991.6824 | 433557.6602 | 431123.2205 | 428688.3606 | 426253.0783 | 423817.3709 | 421381.2361 | 418959.1044
F2_Commercial_Miscellaneous_Existing_Space Heating_Natural Gas_Boiler_Baseline Forecast | F2 | Commercial | Miscellaneous | Existing | Space Heating | Natural Gas | Boiler | Baseline Forecast | Usage (MMtherm) | 0.13173 | 0.13067 | 0.12889 | 0.12697 | 0.12502 | 0.123 | 0.12106 | 0.11922 | 0.11746 | 0.11576 | 0.11408 | 0.11243 | 0.11081 | 0.10921 | 0.10764 | 0.1061 | 0.10459 | 0.10312 | 0.10168 | 0.10028 | 0.098905 | 0.097569 | 0.096263 | 0.094988 | 0.093739 | 0.092516 | 0.091313 | 0.090132 | 0.08897 | 0.087827 | 0.086699 | 0.085588 | 0.085028
F3_Commercial_Miscellaneous_Existing_Space Heating_Natural Gas_Boiler_Baseline Forecast | F3 | Commercial | Miscellaneous | Existing | Space Heating | Natural Gas | Boiler | Baseline Forecast | Summer Peak Demand (MW) | 0 | 0 | 0 | 0 | 0 | 0 | 0 | 0 | 0 | 0 | 0 | 0 | 0 | 0 | 0 | 0 | 0 | 0 | 0 | 0 | 0 | 0 | 0 | 0 | 0 | 0 | 0 | 0 | 0 | 0 | 0 | 0 | 0
F4_Commercial_Miscellaneous_Existing_Space Heating_Natural Gas_Boiler_Baseline Forecast | F4 | Commercial | Miscellaneous | Existing | Space Heating | Natural Gas | Boiler | Baseline Forecast | Winter Peak Demand (MW) | 0 | 0 | 0 | 0 | 0 | 0 | 0 | 0 | 0 | 0 | 0 | 0 | 0 | 0 | 0 | 0 | 0 | 0 | 0 | 0 | 0 | 0 | 0 | 0 | 0 | 0 | 0 | 0 | 0 | 0 | 0 | 0 | 0
F5_Commercial_Miscellaneous_Existing_Space Heating_Natural Gas_Boiler_Baseline Forecast | F5 | Commercial | Miscellaneous | Existing | Space Heating | Natural Gas | Boiler | Baseline Forecast | Turnover | 0 | 9062.4442 | 9999.6754 | 10826.2125 | 11559.4823 | 12202.2619 | 12775.3496 | 13290.8476 | 13754.23 | 14166.1774 | 14530.3489 | 14851.2141 | 15132.3374 | 15377.175 | 15588.8717 | 15770.8692 | 15926.1085 | 16057.2722 | 16166.671 | 16256.3959 | 16328.1973 | 16383.7813 | 15545.5585 | 14862.8442 | 14312.6955 | 13875.0217 | 13532.454 | 13269.9118 | 13074.3244 | 12934.3853 | 12840.3354 | 12783.7704 | 12757.9113
F6_Commercial_Miscellaneous_Existing_Space Heating_Natural Gas_Boiler_Baseline Forecast | F6 | Commercial | Miscellaneous | Existing | Space Heating | Natural Gas | Boiler | Baseline Forecast | Avg. Replacement Usage (kWh) | 0.23915 | 0.23932 | 0.23788 | 0.23679 | 0.23535 | 0.23426 | 0.23281 | 0.23173 | 0.23028 | 0.2292 | 0.22774 | 0.22667 | 0.2253 | 0.22424 | 0.22277 | 0.2213 | 0.22035 | 0.21908 | 0.21782 | 0.21655 | 0.21528 | 0.21402 | 0.21275 | 0.21148 | 0.21022 | 0.20896 | 0.20769 | 0.20642 | 0.20516 | 0.20389 | 0.20262 | 0.20136 | 0.20136
F7_Commercial_Miscellaneous_Existing_Space Heating_Natural Gas_Boiler_Baseline Forecast | F7 | Commercial | Miscellaneous | Existing | Space Heating | Natural Gas | Boiler | Baseline Forecast | Avg. Replacement Summer Demand (kW) | 0 | 0 | 0 | 0 | 0 | 0 | 0 | 0 | 0 | 0 | 0 | 0 | 0 | 0 | 0 | 0 | 0 | 0 | 0 | 0 | 0 | 0 | 0 | 0 | 0 | 0 | 0 | 0 | 0 | 0 | 0 | 0 | 0
F8_Commercial_Miscellaneous_Existing_Space Heating_Natural Gas_Boiler_Baseline Forecast | F8 | Commercial | Miscellaneous | Existing | Space Heating | Natural Gas | Boiler | Baseline Forecast | Avg. Replacement Winter Demand (kW) | 0 | 0 | 0 | 0 | 0 | 0 | 0 | 0 | 0 | 0 | 0 | 0 | 0 | 0 | 0 | 0 | 0 | 0 | 0 | 0 | 0 | 0 | 0 | 0 | 0 | 0 | 0 | 0 | 0 | 0 | 0 | 0 | 0
F1_Commercial_Miscellaneous_Existing_Space Heating_Natural Gas_Unit Heater_Baseline Forecast | F1 | Commercial | Miscellaneous | Existing | Space Heating | Natural Gas | Unit Heater | Baseline Forecast | Units | 9400.4048 | 9352.5777 | 9304.7505 | 9246.9929 | 9187.7341 | 9122.7642 | 9062.0676 | 9008.3221 | 8960.0295 | 8913.4164 | 8867.4171 | 8821.8792 | 8776.4043 | 8730.798 | 8684.9085 | 8638.9336 | 8592.946 | 8547.0186 | 8501.1523 | 8455.348 | 8409.5339 | 8363.7098 | 8317.9409 | 8272.2279 | 8226.5717 | 8180.9077 | 8135.2359 | 8089.5563 | 8043.8689 | 7998.1734 | 7952.4701 | 7906.7586 | 7861.31
F2_Commercial_Miscellaneous_Existing_Space Heating_Natural Gas_Unit Heater_Baseline Forecast | F2 | Commercial | Miscellaneous | Existing | Space Heating | Natural Gas | Unit Heater | Baseline Forecast | Usage (MMtherm) | 0.00031874 | 0.00031712 | 0.00031383 | 0.00031022 | 0.00030658 | 0.00030278 | 0.00029914 | 0.00029575 | 0.00029255 | 0.00028943 | 0.00028635 | 0.00028329 | 0.00028026 | 0.00027724 | 0.00027422 | 0.00027122 | 0.00026823 | 0.00026527 | 0.00026232 | 0.00025939 | 0.00025647 | 0.00025358 | 0.0002507 | 0.00024784 | 0.00024499 | 0.00024217 | 0.00023935 | 0.00023656 | 0.00023378 | 0.00023102 | 0.00022827 | 0.00022554 | 0.00022425
F3_Commercial_Miscellaneous_Existing_Space Heating_Natural Gas_Unit Heater_Baseline Forecast | F3 | Commercial | Miscellaneous | Existing | Space Heating | Natural Gas | Unit Heater | Baseline Forecast | Summer Peak Demand (MW) | 0 | 0 | 0 | 0 | 0 | 0 | 0 | 0 | 0 | 0 | 0 | 0 | 0 | 0 | 0 | 0 | 0 | 0 | 0 | 0 | 0 | 0 | 0 | 0 | 0 | 0 | 0 | 0 | 0 | 0 | 0 | 0 | 0
F4_Commercial_Miscellaneous_Existing_Space Heating_Natural Gas_Unit Heater_Baseline Forecast | F4 | Commercial | Miscellaneous | Existing | Space Heating | Natural Gas | Unit Heater | Baseline Forecast | Winter Peak Demand (MW) | 0 | 0 | 0 | 0 | 0 | 0 | 0 | 0 | 0 | 0 | 0 | 0 | 0 | 0 | 0 | 0 | 0 | 0 | 0 | 0 | 0 | 0 | 0 | 0 | 0 | 0 | 0 | 0 | 0 | 0 | 0 | 0 | 0
F5_Commercial_Miscellaneous_Existing_Space Heating_Natural Gas_Unit Heater_Baseline Forecast | F5 | Commercial | Miscellaneous | Existing | Space Heating | Natural Gas | Unit Heater | Baseline Forecast | Turnover | 0 | 311.7526 | 403.2059 | 474.679 | 530.4385 | 573.3961 | 606.6994 | 632.6196 | 652.7164 | 668.0135 | 679.4432 | 687.7945 | 605.9086 | 557.8749 | 533.1192 | 523.9886 | 524.9784 | 606.8665 | 624.5737 | 637.8893 | 647.7053 | 654.7359 | 659.5547 | 646.07 | 624.7879 | 601.9896 | 581.1684 | 564.0152 | 544.0697 | 539.5282 | 543.908 | 552.9079 | 563.7715
F6_Commercial_Miscellaneous_Existing_Space Heating_Natural Gas_Unit Heater_Baseline Forecast | F6 | Commercial | Miscellaneous | Existing | Space Heating | Natural Gas | Unit Heater | Baseline Forecast | Avg. Replacement Usage (kWh) | 0.033908 | 0.033908 | 0.033728 | 0.033548 | 0.033369 | 0.03319 | 0.03301 | 0.032831 | 0.032651 | 0.032472 | 0.032292 | 0.032113 | 0.031933 | 0.031754 | 0.031574 | 0.031395 | 0.031216 | 0.031036 | 0.030857 | 0.030677 | 0.030498 | 0.030319 | 0.030139 | 0.02996 | 0.029781 | 0.029602 | 0.029422 | 0.029243 | 0.029063 | 0.028884 | 0.028705 | 0.028525 | 0.028525
F7_Commercial_Miscellaneous_Existing_Space Heating_Natural Gas_Unit Heater_Baseline Forecast | F7 | Commercial | Miscellaneous | Existing | Space Heating | Natural Gas | Unit Heater | Baseline Forecast | Avg. Replacement Summer Demand (kW) | 0 | 0 | 0 | 0 | 0 | 0 | 0 | 0 | 0 | 0 | 0 | 0 | 0 | 0 | 0 | 0 | 0 | 0 | 0 | 0 | 0 | 0 | 0 | 0 | 0 | 0 | 0 | 0 | 0 | 0 | 0 | 0 | 0
F8_Commercial_Miscellaneous_Existing_Space Heating_Natural Gas_Unit Heater_Baseline Forecast | F8 | Commercial | Miscellaneous | Existing | Space Heating | Natural Gas | Unit Heater | Baseline Forecast | Avg. Replacement Winter Demand (kW) | 0 | 0 | 0 | 0 | 0 | 0 | 0 | 0 | 0 | 0 | 0 | 0 | 0 | 0 | 0 | 0 | 0 | 0 | 0 | 0 | 0 | 0 | 0 | 0 | 0 | 0 | 0 | 0 | 0 | 0 | 0 | 0 | 0
F1_Commercial_Miscellaneous_Existing_Water Heating_Natural Gas_Water Heater_Baseline Forecast | F1 | Commercial | Miscellaneous | Existing | Water Heating | Natural Gas | Water Heater | Baseline Forecast | Units | 1163576.8558 | 1157656.8394 | 1151736.823 | 1144587.6148 | 1137252.5952 | 1129210.6574 | 1121697.6618 | 1115045.0803 | 1109067.4463 | 1103297.6965 | 1097603.929 | 1091967.2758 | 1086338.4211 | 1080693.3025 | 1075013.1216 | 1069322.3744 | 1063630.057 | 1057945.1851 | 1052267.8771 | 1046598.2522 | 1040927.4031 | 1035255.3217 | 1029590.073 | 1023931.7503 | 1018280.4474 | 1012628.1859 | 1006974.96 | 1001320.7642 | 995665.5928 | 990009.44 | 984352.3002 | 978694.1675 | 973068.5583
F2_Commercial_Miscellaneous_Existing_Water Heating_Natural Gas_Water Heater_Baseline Forecast | F2 | Commercial | Miscellaneous | Existing | Water Heating | Natural Gas | Water Heater | Baseline Forecast | Usage (MMtherm) | 0.31945 | 0.31368 | 0.30708 | 0.29975 | 0.29232 | 0.28493 | 0.27809 | 0.27204 | 0.26685 | 0.26249 | 0.25877 | 0.25556 | 0.25274 | 0.25024 | 0.24797 | 0.2459 | 0.24399 | 0.24221 | 0.24053 | 0.23893 | 0.2374 | 0.23591 | 0.23447 | 0.23306 | 0.23168 | 0.23031 | 0.22897 | 0.22763 | 0.22631 | 0.22499 | 0.22368 | 0.22238 | 0.22108
F3_Commercial_Miscellaneous_Existing_Water Heating_Natural Gas_Water Heater_Baseline Forecast | F3 | Commercial | Miscellaneous | Existing | Water Heating | Natural Gas | Water Heater | Baseline Forecast | Summer Peak Demand (MW) | 0 | 0 | 0 | 0 | 0 | 0 | 0 | 0 | 0 | 0 | 0 | 0 | 0 | 0 | 0 | 0 | 0 | 0 | 0 | 0 | 0 | 0 | 0 | 0 | 0 | 0 | 0 | 0 | 0 | 0 | 0 | 0 | 0
F4_Commercial_Miscellaneous_Existing_Water Heating_Natural Gas_Water Heater_Baseline Forecast | F4 | Commercial | Miscellaneous | Existing | Water Heating | Natural Gas | Water Heater | Baseline Forecast | Winter Peak Demand (MW) | 0 | 0 | 0 | 0 | 0 | 0 | 0 | 0 | 0 | 0 | 0 | 0 | 0 | 0 | 0 | 0 | 0 | 0 | 0 | 0 | 0 | 0 | 0 | 0 | 0 | 0 | 0 | 0 | 0 | 0 | 0 | 0 | 0
F5_Commercial_Miscellaneous_Existing_Water Heating_Natural Gas_Water Heater_Baseline Forecast | F5 | Commercial | Miscellaneous | Existing | Water Heating | Natural Gas | Water Heater | Baseline Forecast | Turnover | 0 | 46306.2736 | 59890.3148 | 70506.5971 | 78788.8598 | 85169.5846 | 90116.2928 | 93966.3654 | 96951.4465 | 99223.6114 | 87750.0714 | 81196.0103 | 78005.6593 | 77054.331 | 77535.8214 | 90094.6575 | 92964.6468 | 95133.1205 | 96743.4396 | 95397.8776 | 92726.1686 | 89711.368 | 86907.5113 | 84589.7203 | 81791.2955 | 81287.4881 | 82103.3672 | 83593.1637 | 84863.1474 | 88290.5742 | 88101.5372 | 87244.7428 | 85986.2779
F6_Commercial_Miscellaneous_Existing_Water Heating_Natural Gas_Water Heater_Baseline Forecast | F6 | Commercial | Miscellaneous | Existing | Water Heating | Natural Gas | Water Heater | Baseline Forecast | Avg. Replacement Usage (kWh) | 0.22714 | 0.22714 | 0.22714 | 0.22714 | 0.22714 | 0.22714 | 0.22714 | 0.22714 | 0.22714 | 0.22714 | 0.22714 | 0.22714 | 0.22714 | 0.22714 | 0.22714 | 0.22714 | 0.22714 | 0.22714 | 0.22714 | 0.22714 | 0.22714 | 0.22714 | 0.22714 | 0.22714 | 0.22714 | 0.22714 | 0.22714 | 0.22714 | 0.22714 | 0.22714 | 0.22714 | 0.22714 | 0.22714
F7_Commercial_Miscellaneous_Existing_Water Heating_Natural Gas_Water Heater_Baseline Forecast | F7 | Commercial | Miscellaneous | Existing | Water Heating | Natural Gas | Water Heater | Baseline Forecast | Avg. Replacement Summer Demand (kW) | 0 | 0 | 0 | 0 | 0 | 0 | 0 | 0 | 0 | 0 | 0 | 0 | 0 | 0 | 0 | 0 | 0 | 0 | 0 | 0 | 0 | 0 | 0 | 0 | 0 | 0 | 0 | 0 | 0 | 0 | 0 | 0 | 0
F8_Commercial_Miscellaneous_Existing_Water Heating_Natural Gas_Water Heater_Baseline Forecast | F8 | Commercial | Miscellaneous | Existing | Water Heating | Natural Gas | Water Heater | Baseline Forecast | Avg. Replacement Winter Demand (kW) | 0 | 0 | 0 | 0 | 0 | 0 | 0 | 0 | 0 | 0 | 0 | 0 | 0 | 0 | 0 | 0 | 0 | 0 | 0 | 0 | 0 | 0 | 0 | 0 | 0 | 0 | 0 | 0 | 0 | 0 | 0 | 0 | 0
F1_Commercial_Miscellaneous_Existing_Food Preparation_Natural Gas_Oven_Baseline Forecast | F1 | Commercial | Miscellaneous | Existing | Food Preparation | Natural Gas | Oven | Baseline Forecast | Units | 651398.5941 | 648084.425 | 644770.256 | 640767.9556 | 636661.6334 | 632159.5613 | 627953.6038 | 624229.327 | 620882.9023 | 617652.8562 | 614465.3468 | 611309.8114 | 608158.6417 | 604998.3672 | 601818.4639 | 598632.6454 | 595445.9478 | 592263.4184 | 589085.1234 | 585911.1297 | 582736.4506 | 579561.0816 | 576389.5377 | 573221.8712 | 570058.1345 | 566893.8612 | 563729.048 | 560563.6918 | 557397.7895 | 554231.3377 | 551064.3334 | 547896.7733 | 544747.4205
F2_Commercial_Miscellaneous_Existing_Food Preparation_Natural Gas_Oven_Baseline Forecast | F2 | Commercial | Miscellaneous | Existing | Food Preparation | Natural Gas | Oven | Baseline Forecast | Usage (MMtherm) | 0.013294 | 0.013226 | 0.013159 | 0.013077 | 0.012993 | 0.012901 | 0.012816 | 0.01274 | 0.012671 | 0.012605 | 0.01254 | 0.012476 | 0.012412 | 0.012347 | 0.012282 | 0.012217 | 0.012152 | 0.012087 | 0.012022 | 0.011958 | 0.011893 | 0.011828 | 0.011763 | 0.011699 | 0.011634 | 0.011569 | 0.011505 | 0.01144 | 0.011376 | 0.011311 | 0.011246 | 0.011182 | 0.011117
F3_Commercial_Miscellaneous_Existing_Food Preparation_Natural Gas_Oven_Baseline Forecast | F3 | Commercial | Miscellaneous | Existing | Food Preparation | Natural Gas | Oven | Baseline Forecast | Summer Peak Demand (MW) | 0 | 0 | 0 | 0 | 0 | 0 | 0 | 0 | 0 | 0 | 0 | 0 | 0 | 0 | 0 | 0 | 0 | 0 | 0 | 0 | 0 | 0 | 0 | 0 | 0 | 0 | 0 | 0 | 0 | 0 | 0 | 0 | 0
F4_Commercial_Miscellaneous_Existing_Food Preparation_Natural Gas_Oven_Baseline Forecast | F4 | Commercial | Miscellaneous | Existing | Food Preparation | Natural Gas | Oven | Baseline Forecast | Winter Peak Demand (MW) | 0 | 0 | 0 | 0 | 0 | 0 | 0 | 0 | 0 | 0 | 0 | 0 | 0 | 0 | 0 | 0 | 0 | 0 | 0 | 0 | 0 | 0 | 0 | 0 | 0 | 0 | 0 | 0 | 0 | 0 | 0 | 0 | 0
F5_Commercial_Miscellaneous_Existing_Food Preparation_Natural Gas_Oven_Baseline Forecast | F5 | Commercial | Miscellaneous | Existing | Food Preparation | Natural Gas | Oven | Baseline Forecast | Turnover | 0 | 21602.8142 | 27940.0444 | 32892.7551 | 36756.5983 | 39733.3356 | 42041.0751 | 43837.2119 | 45229.8128 | 46289.8237 | 47081.8384 | 47660.5397 | 41986.2789 | 38657.7982 | 36942.3582 | 36309.6501 | 36378.243 | 42052.6523 | 43279.6717 | 44202.37 | 44882.5666 | 45369.7502 | 45703.6702 | 44769.2512 | 43294.5108 | 41714.7122 | 40271.9143 | 39083.2883 | 37701.17 | 37386.4674 | 37689.9616 | 38313.6105 | 39066.3967
F6_Commercial_Miscellaneous_Existing_Food Preparation_Natural Gas_Oven_Baseline Forecast | F6 | Commercial | Miscellaneous | Existing | Food Preparation | Natural Gas | Oven | Baseline Forecast | Avg. Replacement Usage (kWh) | 0.020408 | 0.020408 | 0.020408 | 0.020408 | 0.020408 | 0.020408 | 0.020408 | 0.020408 | 0.020408 | 0.020408 | 0.020408 | 0.020408 | 0.020408 | 0.020408 | 0.020408 | 0.020408 | 0.020408 | 0.020408 | 0.020408 | 0.020408 | 0.020408 | 0.020408 | 0.020408 | 0.020408 | 0.020408 | 0.020408 | 0.020408 | 0.020408 | 0.020408 | 0.020408 | 0.020408 | 0.020408 | 0.020408
F7_Commercial_Miscellaneous_Existing_Food Preparation_Natural Gas_Oven_Baseline Forecast | F7 | Commercial | Miscellaneous | Existing | Food Preparation | Natural Gas | Oven | Baseline Forecast | Avg. Replacement Summer Demand (kW) | 0 | 0 | 0 | 0 | 0 | 0 | 0 | 0 | 0 | 0 | 0 | 0 | 0 | 0 | 0 | 0 | 0 | 0 | 0 | 0 | 0 | 0 | 0 | 0 | 0 | 0 | 0 | 0 | 0 | 0 | 0 | 0 | 0
F8_Commercial_Miscellaneous_Existing_Food Preparation_Natural Gas_Oven_Baseline Forecast | F8 | Commercial | Miscellaneous | Existing | Food Preparation | Natural Gas | Oven | Baseline Forecast | Avg. Replacement Winter Demand (kW) | 0 | 0 | 0 | 0 | 0 | 0 | 0 | 0 | 0 | 0 | 0 | 0 | 0 | 0 | 0 | 0 | 0 | 0 | 0 | 0 | 0 | 0 | 0 | 0 | 0 | 0 | 0 | 0 | 0 | 0 | 0 | 0 | 0
F1_Commercial_Miscellaneous_Existing_Food Preparation_Natural Gas_Conveyor Oven_Baseline Forecast | F1 | Commercial | Miscellaneous | Existing | Food Preparation | Natural Gas | Conveyor Oven | Baseline Forecast | Units | 325699.297 | 324042.2125 | 322385.128 | 320383.9778 | 318330.8167 | 316079.7806 | 313976.8019 | 312114.6635 | 310441.4511 | 308826.4281 | 307232.6734 | 305654.9057 | 304079.3209 | 302499.1836 | 300909.232 | 299316.3227 | 297722.9739 | 296131.7092 | 294542.5617 | 292955.5648 | 291368.2253 | 289780.5408 | 288194.7689 | 286610.9356 | 285029.0673 | 283446.9306 | 281864.524 | 280281.8459 | 278698.8947 | 277115.6689 | 275532.1667 | 273948.3866 | 272373.7103
F2_Commercial_Miscellaneous_Existing_Food Preparation_Natural Gas_Conveyor Oven_Baseline Forecast | F2 | Commercial | Miscellaneous | Existing | Food Preparation | Natural Gas | Conveyor Oven | Baseline Forecast | Usage (MMtherm) | 0.011374 | 0.011316 | 0.011258 | 0.011188 | 0.011116 | 0.011038 | 0.010964 | 0.010899 | 0.010841 | 0.010784 | 0.010729 | 0.010674 | 0.010619 | 0.010563 | 0.010508 | 0.010452 | 0.010397 | 0.010341 | 0.010286 | 0.01023 | 0.010175 | 0.010119 | 0.010064 | 0.010009 | 0.0099533 | 0.009898 | 0.0098428 | 0.0097875 | 0.0097322 | 0.0096769 | 0.0096217 | 0.0095663 | 0.0095114
F3_Commercial_Miscellaneous_Existing_Food Preparation_Natural Gas_Conveyor Oven_Baseline Forecast | F3 | Commercial | Miscellaneous | Existing | Food Preparation | Natural Gas | Conveyor Oven | Baseline Forecast | Summer Peak Demand (MW) | 0 | 0 | 0 | 0 | 0 | 0 | 0 | 0 | 0 | 0 | 0 | 0 | 0 | 0 | 0 | 0 | 0 | 0 | 0 | 0 | 0 | 0 | 0 | 0 | 0 | 0 | 0 | 0 | 0 | 0 | 0 | 0 | 0
F4_Commercial_Miscellaneous_Existing_Food Preparation_Natural Gas_Conveyor Oven_Baseline Forecast | F4 | Commercial | Miscellaneous | Existing | Food Preparation | Natural Gas | Conveyor Oven | Baseline Forecast | Winter Peak Demand (MW) | 0 | 0 | 0 | 0 | 0 | 0 | 0 | 0 | 0 | 0 | 0 | 0 | 0 | 0 | 0 | 0 | 0 | 0 | 0 | 0 | 0 | 0 | 0 | 0 | 0 | 0 | 0 | 0 | 0 | 0 | 0 | 0 | 0
F5_Commercial_Miscellaneous_Existing_Food Preparation_Natural Gas_Conveyor Oven_Baseline Forecast | F5 | Commercial | Miscellaneous | Existing | Food Preparation | Natural Gas | Conveyor Oven | Baseline Forecast | Turnover | 0 | 7624.5226 | 9861.1922 | 11609.2077 | 12972.917 | 14023.5302 | 14838.0265 | 15471.9572 | 15963.4633 | 16337.5848 | 16617.1194 | 16821.367 | 16965.1289 | 17060.3901 | 17116.6845 | 17142.2282 | 17143.4033 | 15034.9814 | 13765.3461 | 13076.0089 | 12778.9491 | 12738.7947 | 14636.8016 | 15016.983 | 15300.564 | 15507.1768 | 15652.5368 | 15749.1513 | 15806.9742 | 15833.927 | 15836.3136 | 15819.1504 | 15786.9732
F6_Commercial_Miscellaneous_Existing_Food Preparation_Natural Gas_Conveyor Oven_Baseline Forecast | F6 | Commercial | Miscellaneous | Existing | Food Preparation | Natural Gas | Conveyor Oven | Baseline Forecast | Avg. Replacement Usage (kWh) | 0.03492 | 0.03492 | 0.03492 | 0.03492 | 0.03492 | 0.03492 | 0.03492 | 0.03492 | 0.03492 | 0.03492 | 0.03492 | 0.03492 | 0.03492 | 0.03492 | 0.03492 | 0.03492 | 0.03492 | 0.03492 | 0.03492 | 0.03492 | 0.03492 | 0.03492 | 0.03492 | 0.03492 | 0.03492 | 0.03492 | 0.03492 | 0.03492 | 0.03492 | 0.03492 | 0.03492 | 0.03492 | 0.03492
F7_Commercial_Miscellaneous_Existing_Food Preparation_Natural Gas_Conveyor Oven_Baseline Forecast | F7 | Commercial | Miscellaneous | Existing | Food Preparation | Natural Gas | Conveyor Oven | Baseline Forecast | Avg. Replacement Summer Demand (kW) | 0 | 0 | 0 | 0 | 0 | 0 | 0 | 0 | 0 | 0 | 0 | 0 | 0 | 0 | 0 | 0 | 0 | 0 | 0 | 0 | 0 | 0 | 0 | 0 | 0 | 0 | 0 | 0 | 0 | 0 | 0 | 0 | 0
F8_Commercial_Miscellaneous_Existing_Food Preparation_Natural Gas_Conveyor Oven_Baseline Forecast | F8 | Commercial | Miscellaneous | Existing | Food Preparation | Natural Gas | Conveyor Oven | Baseline Forecast | Avg. Replacement Winter Demand (kW) | 0 | 0 | 0 | 0 | 0 | 0 | 0 | 0 | 0 | 0 | 0 | 0 | 0 | 0 | 0 | 0 | 0 | 0 | 0 | 0 | 0 | 0 | 0 | 0 | 0 | 0 | 0 | 0 | 0 | 0 | 0 | 0 | 0
F1_Commercial_Miscellaneous_Existing_Food Preparation_Natural Gas_Double Rack Oven_Baseline Forecast | F1 | Commercial | Miscellaneous | Existing | Food Preparation | Natural Gas | Double Rack Oven | Baseline Forecast | Units | 325699.297 | 324042.2125 | 322385.128 | 320383.9778 | 318330.8167 | 316079.7806 | 313976.8019 | 312114.6635 | 310441.4511 | 308826.4281 | 307232.6734 | 305654.9057 | 304079.3209 | 302499.1836 | 300909.232 | 299316.3227 | 297722.9739 | 296131.7092 | 294542.5617 | 292955.5648 | 291368.2253 | 289780.5408 | 288194.7689 | 286610.9356 | 285029.0673 | 283446.9306 | 281864.524 | 280281.8459 | 278698.8947 | 277115.6689 | 275532.1667 | 273948.3866 | 272373.7103
F2_Commercial_Miscellaneous_Existing_Food Preparation_Natural Gas_Double Rack Oven_Baseline Forecast | F2 | Commercial | Miscellaneous | Existing | Food Preparation | Natural Gas | Double Rack Oven | Baseline Forecast | Usage (MMtherm) | 0.017278 | 0.017191 | 0.017103 | 0.016996 | 0.016888 | 0.016768 | 0.016657 | 0.016558 | 0.016469 | 0.016383 | 0.016299 | 0.016215 | 0.016131 | 0.016048 | 0.015963 | 0.015879 | 0.015794 | 0.01571 | 0.015626 | 0.015541 | 0.015457 | 0.015373 | 0.015289 | 0.015205 | 0.015121 | 0.015037 | 0.014953 | 0.014869 | 0.014785 | 0.014701 | 0.014617 | 0.014533 | 0.014449
F3_Commercial_Miscellaneous_Existing_Food Preparation_Natural Gas_Double Rack Oven_Baseline Forecast | F3 | Commercial | Miscellaneous | Existing | Food Preparation | Natural Gas | Double Rack Oven | Baseline Forecast | Summer Peak Demand (MW) | 0 | 0 | 0 | 0 | 0 | 0 | 0 | 0 | 0 | 0 | 0 | 0 | 0 | 0 | 0 | 0 | 0 | 0 | 0 | 0 | 0 | 0 | 0 | 0 | 0 | 0 | 0 | 0 | 0 | 0 | 0 | 0 | 0
F4_Commercial_Miscellaneous_Existing_Food Preparation_Natural Gas_Double Rack Oven_Baseline Forecast | F4 | Commercial | Miscellaneous | Existing | Food Preparation | Natural Gas | Double Rack Oven | Baseline Forecast | Winter Peak Demand (MW) | 0 | 0 | 0 | 0 | 0 | 0 | 0 | 0 | 0 | 0 | 0 | 0 | 0 | 0 | 0 | 0 | 0 | 0 | 0 | 0 | 0 | 0 | 0 | 0 | 0 | 0 | 0 | 0 | 0 | 0 | 0 | 0 | 0
F5_Commercial_Miscellaneous_Existing_Food Preparation_Natural Gas_Double Rack Oven_Baseline Forecast | F5 | Commercial | Miscellaneous | Existing | Food Preparation | Natural Gas | Double Rack Oven | Baseline Forecast | Turnover | 0 | 10801.4071 | 13970.0222 | 16446.3775 | 18378.2992 | 19866.6678 | 21020.5376 | 21918.606 | 22614.9064 | 23144.9118 | 23540.9192 | 23830.2699 | 20993.1395 | 19328.8991 | 18471.1791 | 18154.825 | 18189.1215 | 21026.3262 | 21639.8359 | 22101.185 | 22441.2833 | 22684.8751 | 22851.8351 | 22384.6256 | 21647.2554 | 20857.3561 | 20135.9571 | 19541.6441 | 18850.585 | 18693.2337 | 18844.9808 | 19156.8053 | 19533.1983
F6_Commercial_Miscellaneous_Existing_Food Preparation_Natural Gas_Double Rack Oven_Baseline Forecast | F6 | Commercial | Miscellaneous | Existing | Food Preparation | Natural Gas | Double Rack Oven | Baseline Forecast | Avg. Replacement Usage (kWh) | 0.05305 | 0.05305 | 0.05305 | 0.05305 | 0.05305 | 0.05305 | 0.05305 | 0.05305 | 0.05305 | 0.05305 | 0.05305 | 0.05305 | 0.05305 | 0.05305 | 0.05305 | 0.05305 | 0.05305 | 0.05305 | 0.05305 | 0.05305 | 0.05305 | 0.05305 | 0.05305 | 0.05305 | 0.05305 | 0.05305 | 0.05305 | 0.05305 | 0.05305 | 0.05305 | 0.05305 | 0.05305 | 0.05305
F7_Commercial_Miscellaneous_Existing_Food Preparation_Natural Gas_Double Rack Oven_Baseline Forecast | F7 | Commercial | Miscellaneous | Existing | Food Preparation | Natural Gas | Double Rack Oven | Baseline Forecast | Avg. Replacement Summer Demand (kW) | 0 | 0 | 0 | 0 | 0 | 0 | 0 | 0 | 0 | 0 | 0 | 0 | 0 | 0 | 0 | 0 | 0 | 0 | 0 | 0 | 0 | 0 | 0 | 0 | 0 | 0 | 0 | 0 | 0 | 0 | 0 | 0 | 0
F8_Commercial_Miscellaneous_Existing_Food Preparation_Natural Gas_Double Rack Oven_Baseline Forecast | F8 | Commercial | Miscellaneous | Existing | Food Preparation | Natural Gas | Double Rack Oven | Baseline Forecast | Avg. Replacement Winter Demand (kW) | 0 | 0 | 0 | 0 | 0 | 0 | 0 | 0 | 0 | 0 | 0 | 0 | 0 | 0 | 0 | 0 | 0 | 0 | 0 | 0 | 0 | 0 | 0 | 0 | 0 | 0 | 0 | 0 | 0 | 0 | 0 | 0 | 0
F1_Commercial_Miscellaneous_Existing_Food Preparation_Natural Gas_Fryer_Baseline Forecast | F1 | Commercial | Miscellaneous | Existing | Food Preparation | Natural Gas | Fryer | Baseline Forecast | Units | 55935.3816 | 55650.795 | 55366.2084 | 55022.5322 | 54669.9237 | 54283.3322 | 53922.1681 | 53602.3656 | 53315.0093 | 53037.6463 | 52763.9359 | 52492.9711 | 52222.3812 | 51951.0095 | 51677.9522 | 51404.3871 | 51130.7464 | 50857.4637 | 50584.5445 | 50311.9947 | 50039.3861 | 49766.7182 | 49494.3788 | 49222.3723 | 48950.7033 | 48678.9882 | 48407.2267 | 48135.4186 | 47863.5636 | 47591.6615 | 47319.7119 | 47047.7145 | 46777.2806
F2_Commercial_Miscellaneous_Existing_Food Preparation_Natural Gas_Fryer_Baseline Forecast | F2 | Commercial | Miscellaneous | Existing | Food Preparation | Natural Gas | Fryer | Baseline Forecast | Usage (MMtherm) | 0.0018466 | 0.0018372 | 0.0018278 | 0.0017482 | 0.0016601 | 0.0015651 | 0.001483 | 0.0014071 | 0.0013495 | 0.0013052 | 0.0012616 | 0.001224 | 0.001207 | 0.0011927 | 0.0011805 | 0.0011698 | 0.0011603 | 0.0011516 | 0.0011436 | 0.001136 | 0.0011288 | 0.0011219 | 0.0011152 | 0.0011087 | 0.0011022 | 0.0010959 | 0.0010896 | 0.0010833 | 0.0010771 | 0.0010709 | 0.0010647 | 0.0010586 | 0.0010525
F3_Commercial_Miscellaneous_Existing_Food Preparation_Natural Gas_Fryer_Baseline Forecast | F3 | Commercial | Miscellaneous | Existing | Food Preparation | Natural Gas | Fryer | Baseline Forecast | Summer Peak Demand (MW) | 0 | 0 | 0 | 0 | 0 | 0 | 0 | 0 | 0 | 0 | 0 | 0 | 0 | 0 | 0 | 0 | 0 | 0 | 0 | 0 | 0 | 0 | 0 | 0 | 0 | 0 | 0 | 0 | 0 | 0 | 0 | 0 | 0
F4_Commercial_Miscellaneous_Existing_Food Preparation_Natural Gas_Fryer_Baseline Forecast | F4 | Commercial | Miscellaneous | Existing | Food Preparation | Natural Gas | Fryer | Baseline Forecast | Winter Peak Demand (MW) | 0 | 0 | 0 | 0 | 0 | 0 | 0 | 0 | 0 | 0 | 0 | 0 | 0 | 0 | 0 | 0 | 0 | 0 | 0 | 0 | 0 | 0 | 0 | 0 | 0 | 0 | 0 | 0 | 0 | 0 | 0 | 0 | 0
F5_Commercial_Miscellaneous_Existing_Food Preparation_Natural Gas_Fryer_Baseline Forecast | F5 | Commercial | Miscellaneous | Existing | Food Preparation | Natural Gas | Fryer | Baseline Forecast | Turnover | 0 | 3794.3724 | 5347.8724 | 6487.0315 | 7319.0913 | 7917.9257 | 6818.0618 | 6377.5941 | 6328.983 | 6497.1845 | 7625.5298 | 7703.0019 | 7564.8692 | 7382.9412 | 7237.7352 | 7019.929 | 7022.1439 | 7076.9818 | 7121.961 | 7337.2033 | 7207.8496 | 7062.8748 | 6957.751 | 6898.1294 | 6889.1518 | 6900.1 | 6884.5317 | 6844.8173 | 6838.8009 | 6754.2126 | 6689.7203 | 6646.2509 | 6614.1362
F6_Commercial_Miscellaneous_Existing_Food Preparation_Natural Gas_Fryer_Baseline Forecast | F6 | Commercial | Miscellaneous | Existing | Food Preparation | Natural Gas | Fryer | Baseline Forecast | Avg. Replacement Usage (kWh) | 0.033012 | 0.033012 | 0.033012 | 0.022498 | 0.022498 | 0.022498 | 0.022498 | 0.022498 | 0.022498 | 0.022498 | 0.022498 | 0.022498 | 0.022498 | 0.022498 | 0.022498 | 0.022498 | 0.022498 | 0.022498 | 0.022498 | 0.022498 | 0.022498 | 0.022498 | 0.022498 | 0.022498 | 0.022498 | 0.022498 | 0.022498 | 0.022498 | 0.022498 | 0.022498 | 0.022498 | 0.022498 | 0.022498
F7_Commercial_Miscellaneous_Existing_Food Preparation_Natural Gas_Fryer_Baseline Forecast | F7 | Commercial | Miscellaneous | Existing | Food Preparation | Natural Gas | Fryer | Baseline Forecast | Avg. Replacement Summer Demand (kW) | 0 | 0 | 0 | 0 | 0 | 0 | 0 | 0 | 0 | 0 | 0 | 0 | 0 | 0 | 0 | 0 | 0 | 0 | 0 | 0 | 0 | 0 | 0 | 0 | 0 | 0 | 0 | 0 | 0 | 0 | 0 | 0 | 0
F8_Commercial_Miscellaneous_Existing_Food Preparation_Natural Gas_Fryer_Baseline Forecast | F8 | Commercial | Miscellaneous | Existing | Food Preparation | Natural Gas | Fryer | Baseline Forecast | Avg. Replacement Winter Demand (kW) | 0 | 0 | 0 | 0 | 0 | 0 | 0 | 0 | 0 | 0 | 0 | 0 | 0 | 0 | 0 | 0 | 0 | 0 | 0 | 0 | 0 | 0 | 0 | 0 | 0 | 0 | 0 | 0 | 0 | 0 | 0 | 0 | 0
F1_Commercial_Miscellaneous_Existing_Food Preparation_Natural Gas_Broiler_Baseline Forecast | F1 | Commercial | Miscellaneous | Existing | Food Preparation | Natural Gas | Broiler | Baseline Forecast | Units | 637539.0495 | 634295.3947 | 631051.74 | 627134.5949 | 623115.6412 | 618709.3578 | 614592.8888 | 610947.852 | 607672.6277 | 604511.306 | 601391.616 | 598303.2196 | 595219.0962 | 592126.0615 | 589013.8157 | 585895.7806 | 582776.8851 | 579662.0691 | 576551.3974 | 573444.9354 | 570337.8027 | 567229.9947 | 564125.9305 | 561025.6612 | 557929.2381 | 554832.2897 | 551734.813 | 548636.8048 | 545538.262 | 542439.1816 | 539339.5604 | 536239.3951 | 533157.0499
F2_Commercial_Miscellaneous_Existing_Food Preparation_Natural Gas_Broiler_Baseline Forecast | F2 | Commercial | Miscellaneous | Existing | Food Preparation | Natural Gas | Broiler | Baseline Forecast | Usage (MMtherm) | 0.023149 | 0.023031 | 0.022913 | 0.022771 | 0.022625 | 0.022465 | 0.022316 | 0.022183 | 0.022064 | 0.02195 | 0.021836 | 0.021724 | 0.021612 | 0.0215 | 0.021387 | 0.021274 | 0.02116 | 0.021047 | 0.020934 | 0.020822 | 0.020709 | 0.020596 | 0.020483 | 0.020371 | 0.020258 | 0.020146 | 0.020033 | 0.019921 | 0.019808 | 0.019696 | 0.019583 | 0.019471 | 0.019359
F3_Commercial_Miscellaneous_Existing_Food Preparation_Natural Gas_Broiler_Baseline Forecast | F3 | Commercial | Miscellaneous | Existing | Food Preparation | Natural Gas | Broiler | Baseline Forecast | Summer Peak Demand (MW) | 0 | 0 | 0 | 0 | 0 | 0 | 0 | 0 | 0 | 0 | 0 | 0 | 0 | 0 | 0 | 0 | 0 | 0 | 0 | 0 | 0 | 0 | 0 | 0 | 0 | 0 | 0 | 0 | 0 | 0 | 0 | 0 | 0
F4_Commercial_Miscellaneous_Existing_Food Preparation_Natural Gas_Broiler_Baseline Forecast | F4 | Commercial | Miscellaneous | Existing | Food Preparation | Natural Gas | Broiler | Baseline Forecast | Winter Peak Demand (MW) | 0 | 0 | 0 | 0 | 0 | 0 | 0 | 0 | 0 | 0 | 0 | 0 | 0 | 0 | 0 | 0 | 0 | 0 | 0 | 0 | 0 | 0 | 0 | 0 | 0 | 0 | 0 | 0 | 0 | 0 | 0 | 0 | 0
F5_Commercial_Miscellaneous_Existing_Food Preparation_Natural Gas_Broiler_Baseline Forecast | F5 | Commercial | Miscellaneous | Existing | Food Preparation | Natural Gas | Broiler | Baseline Forecast | Turnover | 0 | 21143.1798 | 27345.5754 | 32192.9092 | 35974.543 | 38887.9455 | 41146.5842 | 42904.5053 | 44267.4763 | 45304.9338 | 46080.0972 | 46646.4857 | 41092.9538 | 37835.2918 | 36156.3505 | 35537.1044 | 35604.2379 | 41157.915 | 42358.8276 | 43261.894 | 43927.6184 | 44404.4364 | 44731.2517 | 43816.7139 | 42373.351 | 40827.1652 | 39415.065 | 38251.729 | 36899.0174 | 36591.0107 | 36888.0475 | 37498.4273 | 38235.1968
F6_Commercial_Miscellaneous_Existing_Food Preparation_Natural Gas_Broiler_Baseline Forecast | F6 | Commercial | Miscellaneous | Existing | Food Preparation | Natural Gas | Broiler | Baseline Forecast | Avg. Replacement Usage (kWh) | 0.03631 | 0.03631 | 0.03631 | 0.03631 | 0.03631 | 0.03631 | 0.03631 | 0.03631 | 0.03631 | 0.03631 | 0.03631 | 0.03631 | 0.03631 | 0.03631 | 0.03631 | 0.03631 | 0.03631 | 0.03631 | 0.03631 | 0.03631 | 0.03631 | 0.03631 | 0.03631 | 0.03631 | 0.03631 | 0.03631 | 0.03631 | 0.03631 | 0.03631 | 0.03631 | 0.03631 | 0.03631 | 0.03631
F7_Commercial_Miscellaneous_Existing_Food Preparation_Natural Gas_Broiler_Baseline Forecast | F7 | Commercial | Miscellaneous | Existing | Food Preparation | Natural Gas | Broiler | Baseline Forecast | Avg. Replacement Summer Demand (kW) | 0 | 0 | 0 | 0 | 0 | 0 | 0 | 0 | 0 | 0 | 0 | 0 | 0 | 0 | 0 | 0 | 0 | 0 | 0 | 0 | 0 | 0 | 0 | 0 | 0 | 0 | 0 | 0 | 0 | 0 | 0 | 0 | 0
F8_Commercial_Miscellaneous_Existing_Food Preparation_Natural Gas_Broiler_Baseline Forecast | F8 | Commercial | Miscellaneous | Existing | Food Preparation | Natural Gas | Broiler | Baseline Forecast | Avg. Replacement Winter Demand (kW) | 0 | 0 | 0 | 0 | 0 | 0 | 0 | 0 | 0 | 0 | 0 | 0 | 0 | 0 | 0 | 0 | 0 | 0 | 0 | 0 | 0 | 0 | 0 | 0 | 0 | 0 | 0 | 0 | 0 | 0 | 0 | 0 | 0
F1_Commercial_Miscellaneous_Existing_Food Preparation_Natural Gas_Griddle_Baseline Forecast | F1 | Commercial | Miscellaneous | Existing | Food Preparation | Natural Gas | Griddle | Baseline Forecast | Units | 707147.5244 | 703549.7174 | 699951.9104 | 695607.0794 | 691149.324 | 686261.9491 | 681696.0313 | 677653.0181 | 674020.1948 | 670513.7103 | 667053.4029 | 663627.8059 | 660206.9483 | 656776.2067 | 653324.1563 | 649865.6845 | 646406.2584 | 642951.3572 | 639501.0528 | 636055.4177 | 632609.0387 | 629161.9107 | 625718.9352 | 622280.1689 | 618845.6688 | 615410.5861 | 611974.9173 | 608538.6591 | 605101.8079 | 601664.3603 | 598226.3129 | 594787.6621 | 591368.7769
F2_Commercial_Miscellaneous_Existing_Food Preparation_Natural Gas_Griddle_Baseline Forecast | F2 | Commercial | Miscellaneous | Existing | Food Preparation | Natural Gas | Griddle | Baseline Forecast | Usage (MMtherm) | 0.017044 | 0.016957 | 0.01687 | 0.016766 | 0.016658 | 0.01654 | 0.01643 | 0.016333 | 0.016245 | 0.016161 | 0.016077 | 0.015995 | 0.015912 | 0.01583 | 0.015746 | 0.015663 | 0.01558 | 0.015496 | 0.015413 | 0.01533 | 0.015247 | 0.015164 | 0.015081 | 0.014998 | 0.014915 | 0.014833 | 0.01475 | 0.014667 | 0.014584 | 0.014501 | 0.014418 | 0.014336 | 0.014253
F3_Commercial_Miscellaneous_Existing_Food Preparation_Natural Gas_Griddle_Baseline Forecast | F3 | Commercial | Miscellaneous | Existing | Food Preparation | Natural Gas | Griddle | Baseline Forecast | Summer Peak Demand (MW) | 0 | 0 | 0 | 0 | 0 | 0 | 0 | 0 | 0 | 0 | 0 | 0 | 0 | 0 | 0 | 0 | 0 | 0 | 0 | 0 | 0 | 0 | 0 | 0 | 0 | 0 | 0 | 0 | 0 | 0 | 0 | 0 | 0
F4_Commercial_Miscellaneous_Existing_Food Preparation_Natural Gas_Griddle_Baseline Forecast | F4 | Commercial | Miscellaneous | Existing | Food Preparation | Natural Gas | Griddle | Baseline Forecast | Winter Peak Demand (MW) | 0 | 0 | 0 | 0 | 0 | 0 | 0 | 0 | 0 | 0 | 0 | 0 | 0 | 0 | 0 | 0 | 0 | 0 | 0 | 0 | 0 | 0 | 0 | 0 | 0 | 0 | 0 | 0 | 0 | 0 | 0 | 0 | 0
F5_Commercial_Miscellaneous_Existing_Food Preparation_Natural Gas_Griddle_Baseline Forecast | F5 | Commercial | Miscellaneous | Existing | Food Preparation | Natural Gas | Griddle | Baseline Forecast | Turnover | 0 | 23451.6572 | 30331.2495 | 35707.8301 | 39902.3543 | 43133.851 | 45639.0948 | 47588.9512 | 49100.7356 | 50251.4658 | 51111.264 | 51739.4925 | 45579.609 | 41966.2654 | 40104.0121 | 39417.1547 | 39491.6181 | 45651.6628 | 46983.6948 | 47985.3607 | 48723.7709 | 49252.6493 | 49615.1474 | 48600.7576 | 46999.8038 | 45284.8007 | 43718.5231 | 42428.1704 | 40927.7656 | 40586.1298 | 40915.5981 | 41592.621 | 42409.8332
F6_Commercial_Miscellaneous_Existing_Food Preparation_Natural Gas_Griddle_Baseline Forecast | F6 | Commercial | Miscellaneous | Existing | Food Preparation | Natural Gas | Griddle | Baseline Forecast | Avg. Replacement Usage (kWh) | 0.024102 | 0.024102 | 0.024102 | 0.024102 | 0.024102 | 0.024102 | 0.024102 | 0.024102 | 0.024102 | 0.024102 | 0.024102 | 0.024102 | 0.024102 | 0.024102 | 0.024102 | 0.024102 | 0.024102 | 0.024102 | 0.024102 | 0.024102 | 0.024102 | 0.024102 | 0.024102 | 0.024102 | 0.024102 | 0.024102 | 0.024102 | 0.024102 | 0.024102 | 0.024102 | 0.024102 | 0.024102 | 0.024102
F7_Commercial_Miscellaneous_Existing_Food Preparation_Natural Gas_Griddle_Baseline Forecast | F7 | Commercial | Miscellaneous | Existing | Food Preparation | Natural Gas | Griddle | Baseline Forecast | Avg. Replacement Summer Demand (kW) | 0 | 0 | 0 | 0 | 0 | 0 | 0 | 0 | 0 | 0 | 0 | 0 | 0 | 0 | 0 | 0 | 0 | 0 | 0 | 0 | 0 | 0 | 0 | 0 | 0 | 0 | 0 | 0 | 0 | 0 | 0 | 0 | 0
F8_Commercial_Miscellaneous_Existing_Food Preparation_Natural Gas_Griddle_Baseline Forecast | F8 | Commercial | Miscellaneous | Existing | Food Preparation | Natural Gas | Griddle | Baseline Forecast | Avg. Replacement Winter Demand (kW) | 0 | 0 | 0 | 0 | 0 | 0 | 0 | 0 | 0 | 0 | 0 | 0 | 0 | 0 | 0 | 0 | 0 | 0 | 0 | 0 | 0 | 0 | 0 | 0 | 0 | 0 | 0 | 0 | 0 | 0 | 0 | 0 | 0
F1_Commercial_Miscellaneous_Existing_Food Preparation_Natural Gas_Range_Baseline Forecast | F1 | Commercial | Miscellaneous | Existing | Food Preparation | Natural Gas | Range | Baseline Forecast | Units | 786128.211 | 782128.5681 | 778128.9252 | 773298.8238 | 768343.1857 | 762909.9441 | 757834.0629 | 753339.4892 | 749300.919 | 745402.7983 | 741556.0122 | 737747.8133 | 733944.8832 | 730130.965 | 726293.3582 | 722448.6127 | 718602.8062 | 714762.0302 | 710926.3643 | 707095.8893 | 703264.5872 | 699432.4525 | 695604.9342 | 691782.095 | 687963.9986 | 684145.2545 | 680325.8589 | 676505.808 | 672685.0979 | 668863.7249 | 665041.685 | 661218.9743 | 657418.2368
F2_Commercial_Miscellaneous_Existing_Food Preparation_Natural Gas_Range_Baseline Forecast | F2 | Commercial | Miscellaneous | Existing | Food Preparation | Natural Gas | Range | Baseline Forecast | Usage (MMtherm) | 0.019654 | 0.019554 | 0.019454 | 0.019333 | 0.019209 | 0.019073 | 0.018947 | 0.018834 | 0.018733 | 0.018636 | 0.01854 | 0.018444 | 0.018349 | 0.018254 | 0.018158 | 0.018062 | 0.017966 | 0.01787 | 0.017774 | 0.017678 | 0.017582 | 0.017486 | 0.017391 | 0.017295 | 0.0172 | 0.017104 | 0.017009 | 0.016913 | 0.016818 | 0.016722 | 0.016627 | 0.016531 | 0.016436
F3_Commercial_Miscellaneous_Existing_Food Preparation_Natural Gas_Range_Baseline Forecast | F3 | Commercial | Miscellaneous | Existing | Food Preparation | Natural Gas | Range | Baseline Forecast | Summer Peak Demand (MW) | 0 | 0 | 0 | 0 | 0 | 0 | 0 | 0 | 0 | 0 | 0 | 0 | 0 | 0 | 0 | 0 | 0 | 0 | 0 | 0 | 0 | 0 | 0 | 0 | 0 | 0 | 0 | 0 | 0 | 0 | 0 | 0 | 0
F4_Commercial_Miscellaneous_Existing_Food Preparation_Natural Gas_Range_Baseline Forecast | F4 | Commercial | Miscellaneous | Existing | Food Preparation | Natural Gas | Range | Baseline Forecast | Winter Peak Demand (MW) | 0 | 0 | 0 | 0 | 0 | 0 | 0 | 0 | 0 | 0 | 0 | 0 | 0 | 0 | 0 | 0 | 0 | 0 | 0 | 0 | 0 | 0 | 0 | 0 | 0 | 0 | 0 | 0 | 0 | 0 | 0 | 0 | 0
F5_Commercial_Miscellaneous_Existing_Food Preparation_Natural Gas_Range_Baseline Forecast | F5 | Commercial | Miscellaneous | Existing | Food Preparation | Natural Gas | Range | Baseline Forecast | Turnover | 0 | 31285.1427 | 40462.7041 | 47635.2075 | 53230.8159 | 57541.7196 | 60883.7823 | 63484.9433 | 65501.7044 | 67036.8096 | 59285.1313 | 54857.1192 | 52701.6751 | 52058.9448 | 52384.2463 | 60869.1653 | 62808.1688 | 64273.2188 | 65361.1721 | 64452.0922 | 62647.0496 | 60610.2097 | 58715.8863 | 57149.9555 | 55259.3019 | 54918.9229 | 55470.1418 | 56476.6684 | 57334.6865 | 59650.3022 | 59522.5863 | 58943.7245 | 58093.4886
F6_Commercial_Miscellaneous_Existing_Food Preparation_Natural Gas_Range_Baseline Forecast | F6 | Commercial | Miscellaneous | Existing | Food Preparation | Natural Gas | Range | Baseline Forecast | Avg. Replacement Usage (kWh) | 0.025001 | 0.025001 | 0.025001 | 0.025001 | 0.025001 | 0.025001 | 0.025001 | 0.025001 | 0.025001 | 0.025001 | 0.025001 | 0.025001 | 0.025001 | 0.025001 | 0.025001 | 0.025001 | 0.025001 | 0.025001 | 0.025001 | 0.025001 | 0.025001 | 0.025001 | 0.025001 | 0.025001 | 0.025001 | 0.025001 | 0.025001 | 0.025001 | 0.025001 | 0.025001 | 0.025001 | 0.025001 | 0.025001
F7_Commercial_Miscellaneous_Existing_Food Preparation_Natural Gas_Range_Baseline Forecast | F7 | Commercial | Miscellaneous | Existing | Food Preparation | Natural Gas | Range | Baseline Forecast | Avg. Replacement Summer Demand (kW) | 0 | 0 | 0 | 0 | 0 | 0 | 0 | 0 | 0 | 0 | 0 | 0 | 0 | 0 | 0 | 0 | 0 | 0 | 0 | 0 | 0 | 0 | 0 | 0 | 0 | 0 | 0 | 0 | 0 | 0 | 0 | 0 | 0
F8_Commercial_Miscellaneous_Existing_Food Preparation_Natural Gas_Range_Baseline Forecast | F8 | Commercial | Miscellaneous | Existing | Food Preparation | Natural Gas | Range | Baseline Forecast | Avg. Replacement Winter Demand (kW) | 0 | 0 | 0 | 0 | 0 | 0 | 0 | 0 | 0 | 0 | 0 | 0 | 0 | 0 | 0 | 0 | 0 | 0 | 0 | 0 | 0 | 0 | 0 | 0 | 0 | 0 | 0 | 0 | 0 | 0 | 0 | 0 | 0
F1_Commercial_Miscellaneous_Existing_Food Preparation_Natural Gas_Steamer_Baseline Forecast | F1 | Commercial | Miscellaneous | Existing | Food Preparation | Natural Gas | Steamer | Baseline Forecast | Units | 27702.2602 | 27561.3173 | 27420.3745 | 27250.1672 | 27075.5362 | 26884.075 | 26705.2067 | 26546.8231 | 26404.5085 | 26267.1432 | 26131.5868 | 25997.3902 | 25863.3793 | 25728.9812 | 25593.7483 | 25458.2639 | 25322.742 | 25187.3975 | 25052.233 | 24917.2514 | 24782.2407 | 24647.2007 | 24512.3233 | 24377.6108 | 24243.0655 | 24108.4973 | 23973.9061 | 23839.2919 | 23704.6545 | 23569.9936 | 23435.3093 | 23300.6014 | 23166.6677
F2_Commercial_Miscellaneous_Existing_Food Preparation_Natural Gas_Steamer_Baseline Forecast | F2 | Commercial | Miscellaneous | Existing | Food Preparation | Natural Gas | Steamer | Baseline Forecast | Usage (MMtherm) | 0.0011567 | 0.0011508 | 0.001145 | 0.0011168 | 0.001087 | 0.0010552 | 0.0010228 | 0.00099024 | 0.00095749 | 0.00092423 | 0.00089269 | 0.00086241 | 0.00083525 | 0.00081082 | 0.0007888 | 0.00076891 | 0.00075094 | 0.00073464 | 0.00071985 | 0.00070169 | 0.00068461 | 0.00067443 | 0.00066503 | 0.00065633 | 0.00064825 | 0.0006407 | 0.00063364 | 0.000627 | 0.00062074 | 0.00061481 | 0.00060917 | 0.00060379 | 0.00059866
F3_Commercial_Miscellaneous_Existing_Food Preparation_Natural Gas_Steamer_Baseline Forecast | F3 | Commercial | Miscellaneous | Existing | Food Preparation | Natural Gas | Steamer | Baseline Forecast | Summer Peak Demand (MW) | 0 | 0 | 0 | 0 | 0 | 0 | 0 | 0 | 0 | 0 | 0 | 0 | 0 | 0 | 0 | 0 | 0 | 0 | 0 | 0 | 0 | 0 | 0 | 0 | 0 | 0 | 0 | 0 | 0 | 0 | 0 | 0 | 0
F4_Commercial_Miscellaneous_Existing_Food Preparation_Natural Gas_Steamer_Baseline Forecast | F4 | Commercial | Miscellaneous | Existing | Food Preparation | Natural Gas | Steamer | Baseline Forecast | Winter Peak Demand (MW) | 0 | 0 | 0 | 0 | 0 | 0 | 0 | 0 | 0 | 0 | 0 | 0 | 0 | 0 | 0 | 0 | 0 | 0 | 0 | 0 | 0 | 0 | 0 | 0 | 0 | 0 | 0 | 0 | 0 | 0 | 0 | 0 | 0
F5_Commercial_Miscellaneous_Existing_Food Preparation_Natural Gas_Steamer_Baseline Forecast | F5 | Commercial | Miscellaneous | Existing | Food Preparation | Natural Gas | Steamer | Baseline Forecast | Turnover | 0 | 1020.7895 | 1156.6207 | 1274.0419 | 1375.9236 | 1463.3213 | 1539.3463 | 1605.9965 | 1664.3857 | 1714.9716 | 1624.0896 | 1558.0657 | 1512.1643 | 1482.4384 | 1465.5845 | 1458.8977 | 1460.1107 | 1467.3467 | 1479.0477 | 1763.8856 | 1763.6867 | 1754.0015 | 1738.1871 | 1718.7904 | 1697.7184 | 1676.3544 | 1655.6903 | 1636.4008 | 1609.8978 | 1593.1655 | 1582.7943 | 1576.3273 | 1572.0898
F6_Commercial_Miscellaneous_Existing_Food Preparation_Natural Gas_Steamer_Baseline Forecast | F6 | Commercial | Miscellaneous | Existing | Food Preparation | Natural Gas | Steamer | Baseline Forecast | Avg. Replacement Usage (kWh) | 0.041756 | 0.041756 | 0.041756 | 0.025268 | 0.025268 | 0.025268 | 0.025268 | 0.025268 | 0.025268 | 0.025268 | 0.025268 | 0.025268 | 0.025268 | 0.025268 | 0.025268 | 0.025268 | 0.025268 | 0.025268 | 0.025268 | 0.025268 | 0.025268 | 0.025268 | 0.025268 | 0.025268 | 0.025268 | 0.025268 | 0.025268 | 0.025268 | 0.025268 | 0.025268 | 0.025268 | 0.025268 | 0.025268
F7_Commercial_Miscellaneous_Existing_Food Preparation_Natural Gas_Steamer_Baseline Forecast | F7 | Commercial | Miscellaneous | Existing | Food Preparation | Natural Gas | Steamer | Baseline Forecast | Avg. Replacement Summer Demand (kW) | 0 | 0 | 0 | 0 | 0 | 0 | 0 | 0 | 0 | 0 | 0 | 0 | 0 | 0 | 0 | 0 | 0 | 0 | 0 | 0 | 0 | 0 | 0 | 0 | 0 | 0 | 0 | 0 | 0 | 0 | 0 | 0 | 0
F8_Commercial_Miscellaneous_Existing_Food Preparation_Natural Gas_Steamer_Baseline Forecast | F8 | Commercial | Miscellaneous | Existing | Food Preparation | Natural Gas | Steamer | Baseline Forecast | Avg. Replacement Winter Demand (kW) | 0 | 0 | 0 | 0 | 0 | 0 | 0 | 0 | 0 | 0 | 0 | 0 | 0 | 0 | 0 | 0 | 0 | 0 | 0 | 0 | 0 | 0 | 0 | 0 | 0 | 0 | 0 | 0 | 0 | 0 | 0 | 0 | 0
F1_Commercial_Miscellaneous_Existing_Food Preparation_Natural Gas_Food Prep Other_Baseline Forecast | F1 | Commercial | Miscellaneous | Existing | Food Preparation | Natural Gas | Food Prep Other | Baseline Forecast | Units | 0 | 0 | 0 | 0 | 0 | 0 | 0 | 0 | 0 | 0 | 0 | 0 | 0 | 0 | 0 | 0 | 0 | 0 | 0 | 0 | 0 | 0 | 0 | 0 | 0 | 0 | 0 | 0 | 0 | 0 | 0 | 0 | 0
F2_Commercial_Miscellaneous_Existing_Food Preparation_Natural Gas_Food Prep Other_Baseline Forecast | F2 | Commercial | Miscellaneous | Existing | Food Preparation | Natural Gas | Food Prep Other | Baseline Forecast | Usage (MMtherm) | 0 | 0 | 0 | 0 | 0 | 0 | 0 | 0 | 0 | 0 | 0 | 0 | 0 | 0 | 0 | 0 | 0 | 0 | 0 | 0 | 0 | 0 | 0 | 0 | 0 | 0 | 0 | 0 | 0 | 0 | 0 | 0 | 0
F3_Commercial_Miscellaneous_Existing_Food Preparation_Natural Gas_Food Prep Other_Baseline Forecast | F3 | Commercial | Miscellaneous | Existing | Food Preparation | Natural Gas | Food Prep Other | Baseline Forecast | Summer Peak Demand (MW) | 0 | 0 | 0 | 0 | 0 | 0 | 0 | 0 | 0 | 0 | 0 | 0 | 0 | 0 | 0 | 0 | 0 | 0 | 0 | 0 | 0 | 0 | 0 | 0 | 0 | 0 | 0 | 0 | 0 | 0 | 0 | 0 | 0
F4_Commercial_Miscellaneous_Existing_Food Preparation_Natural Gas_Food Prep Other_Baseline Forecast | F4 | Commercial | Miscellaneous | Existing | Food Preparation | Natural Gas | Food Prep Other | Baseline Forecast | Winter Peak Demand (MW) | 0 | 0 | 0 | 0 | 0 | 0 | 0 | 0 | 0 | 0 | 0 | 0 | 0 | 0 | 0 | 0 | 0 | 0 | 0 | 0 | 0 | 0 | 0 | 0 | 0 | 0 | 0 | 0 | 0 | 0 | 0 | 0 | 0
F5_Commercial_Miscellaneous_Existing_Food Preparation_Natural Gas_Food Prep Other_Baseline Forecast | F5 | Commercial | Miscellaneous | Existing | Food Preparation | Natural Gas | Food Prep Other | Baseline Forecast | Turnover | 0 | 0 | 0 | 0 | 0 | 0 | 0 | 0 | 0 | 0 | 0 | 0 | 0 | 0 | 0 | 0 | 0 | 0 | 0 | 0 | 0 | 0 | 0 | 0 | 0 | 0 | 0 | 0 | 0 | 0 | 0 | 0 | 0
F6_Commercial_Miscellaneous_Existing_Food Preparation_Natural Gas_Food Prep Other_Baseline Forecast | F6 | Commercial | Miscellaneous | Existing | Food Preparation | Natural Gas | Food Prep Other | Baseline Forecast | Avg. Replacement Usage (kWh) | 0.010434 | 0.010434 | 0.010434 | 0.010434 | 0.010434 | 0.010434 | 0.010434 | 0.010434 | 0.010434 | 0.010434 | 0.010434 | 0.010434 | 0.010434 | 0.010434 | 0.010434 | 0.010434 | 0.010434 | 0.010434 | 0.010434 | 0.010434 | 0.010434 | 0.010434 | 0.010434 | 0.010434 | 0.010434 | 0.010434 | 0.010434 | 0.010434 | 0.010434 | 0.010434 | 0.010434 | 0.010434 | 0.010434
F7_Commercial_Miscellaneous_Existing_Food Preparation_Natural Gas_Food Prep Other_Baseline Forecast | F7 | Commercial | Miscellaneous | Existing | Food Preparation | Natural Gas | Food Prep Other | Baseline Forecast | Avg. Replacement Summer Demand (kW) | 0 | 0 | 0 | 0 | 0 | 0 | 0 | 0 | 0 | 0 | 0 | 0 | 0 | 0 | 0 | 0 | 0 | 0 | 0 | 0 | 0 | 0 | 0 | 0 | 0 | 0 | 0 | 0 | 0 | 0 | 0 | 0 | 0
F8_Commercial_Miscellaneous_Existing_Food Preparation_Natural Gas_Food Prep Other_Baseline Forecast | F8 | Commercial | Miscellaneous | Existing | Food Preparation | Natural Gas | Food Prep Other | Baseline Forecast | Avg. Replacement Winter Demand (kW) | 0 | 0 | 0 | 0 | 0 | 0 | 0 | 0 | 0 | 0 | 0 | 0 | 0 | 0 | 0 | 0 | 0 | 0 | 0 | 0 | 0 | 0 | 0 | 0 | 0 | 0 | 0 | 0 | 0 | 0 | 0 | 0 | 0
F1_Commercial_Miscellaneous_Existing_Miscellaneous_Natural Gas_Pool Heater_Baseline Forecast | F1 | Commercial | Miscellaneous | Existing | Miscellaneous | Natural Gas | Pool Heater | Baseline Forecast | Units | 23911.1349 | 23789.4804 | 23667.826 | 23520.912 | 23370.1797 | 23204.9204 | 23050.5308 | 22913.8223 | 22790.9838 | 22672.4173 | 22555.4122 | 22439.5808 | 22323.9096 | 22207.9042 | 22091.1783 | 21974.2352 | 21857.2599 | 21740.4376 | 21623.7707 | 21507.2617 | 21390.7276 | 21274.1681 | 21157.7491 | 21041.4723 | 20925.3399 | 20809.1877 | 20693.0157 | 20576.8237 | 20460.6118 | 20344.3796 | 20228.1272 | 20111.8544 | 19996.2499
F2_Commercial_Miscellaneous_Existing_Miscellaneous_Natural Gas_Pool Heater_Baseline Forecast | F2 | Commercial | Miscellaneous | Existing | Miscellaneous | Natural Gas | Pool Heater | Baseline Forecast | Usage (MMtherm) | 5.195e-05 | 5.1686e-05 | 5.1422e-05 | 5.1102e-05 | 5.0775e-05 | 5.0416e-05 | 5.008e-05 | 4.9783e-05 | 4.9516e-05 | 4.9259e-05 | 4.9005e-05 | 4.8753e-05 | 4.8502e-05 | 4.825e-05 | 4.7996e-05 | 4.7742e-05 | 4.7488e-05 | 4.7234e-05 | 4.6981e-05 | 4.6727e-05 | 4.6474e-05 | 4.6221e-05 | 4.5968e-05 | 4.5715e-05 | 4.5463e-05 | 4.5211e-05 | 4.4958e-05 | 4.4706e-05 | 4.4453e-05 | 4.4201e-05 | 4.3948e-05 | 4.3696e-05 | 4.3445e-05
F3_Commercial_Miscellaneous_Existing_Miscellaneous_Natural Gas_Pool Heater_Baseline Forecast | F3 | Commercial | Miscellaneous | Existing | Miscellaneous | Natural Gas | Pool Heater | Baseline Forecast | Summer Peak Demand (MW) | 0 | 0 | 0 | 0 | 0 | 0 | 0 | 0 | 0 | 0 | 0 | 0 | 0 | 0 | 0 | 0 | 0 | 0 | 0 | 0 | 0 | 0 | 0 | 0 | 0 | 0 | 0 | 0 | 0 | 0 | 0 | 0 | 0
F4_Commercial_Miscellaneous_Existing_Miscellaneous_Natural Gas_Pool Heater_Baseline Forecast | F4 | Commercial | Miscellaneous | Existing | Miscellaneous | Natural Gas | Pool Heater | Baseline Forecast | Winter Peak Demand (MW) | 0 | 0 | 0 | 0 | 0 | 0 | 0 | 0 | 0 | 0 | 0 | 0 | 0 | 0 | 0 | 0 | 0 | 0 | 0 | 0 | 0 | 0 | 0 | 0 | 0 | 0 | 0 | 0 | 0 | 0 | 0 | 0 | 0
F5_Commercial_Miscellaneous_Existing_Miscellaneous_Natural Gas_Pool Heater_Baseline Forecast | F5 | Commercial | Miscellaneous | Existing | Miscellaneous | Natural Gas | Pool Heater | Baseline Forecast | Turnover | 0 | 1585.9654 | 2051.2116 | 2414.8136 | 2698.4768 | 2917.0132 | 2625.4247 | 2485.056 | 2445.362 | 2469.694 | 2532.6321 | 2919.0285 | 2924.4425 | 2897.1034 | 2860.9025 | 2829.0679 | 2752.2051 | 2728.5579 | 2728.7534 | 2737.5115 | 2747.7472 | 2821.2397 | 2780.8097 | 2740.4602 | 2707.7486 | 2684.6407 | 2669.2184 | 2662.0585 | 2654.2613 | 2643.6784 | 2631.0072 | 2633.4815 | 2605.8733
F6_Commercial_Miscellaneous_Existing_Miscellaneous_Natural Gas_Pool Heater_Baseline Forecast | F6 | Commercial | Miscellaneous | Existing | Miscellaneous | Natural Gas | Pool Heater | Baseline Forecast | Avg. Replacement Usage (kWh) | 0.0021726 | 0.0021726 | 0.0021726 | 0.0021726 | 0.0021726 | 0.0021726 | 0.0021726 | 0.0021726 | 0.0021726 | 0.0021726 | 0.0021726 | 0.0021726 | 0.0021726 | 0.0021726 | 0.0021726 | 0.0021726 | 0.0021726 | 0.0021726 | 0.0021726 | 0.0021726 | 0.0021726 | 0.0021726 | 0.0021726 | 0.0021726 | 0.0021726 | 0.0021726 | 0.0021726 | 0.0021726 | 0.0021726 | 0.0021726 | 0.0021726 | 0.0021726 | 0.0021726
F7_Commercial_Miscellaneous_Existing_Miscellaneous_Natural Gas_Pool Heater_Baseline Forecast | F7 | Commercial | Miscellaneous | Existing | Miscellaneous | Natural Gas | Pool Heater | Baseline Forecast | Avg. Replacement Summer Demand (kW) | 0 | 0 | 0 | 0 | 0 | 0 | 0 | 0 | 0 | 0 | 0 | 0 | 0 | 0 | 0 | 0 | 0 | 0 | 0 | 0 | 0 | 0 | 0 | 0 | 0 | 0 | 0 | 0 | 0 | 0 | 0 | 0 | 0
F8_Commercial_Miscellaneous_Existing_Miscellaneous_Natural Gas_Pool Heater_Baseline Forecast | F8 | Commercial | Miscellaneous | Existing | Miscellaneous | Natural Gas | Pool Heater | Baseline Forecast | Avg. Replacement Winter Demand (kW) | 0 | 0 | 0 | 0 | 0 | 0 | 0 | 0 | 0 | 0 | 0 | 0 | 0 | 0 | 0 | 0 | 0 | 0 | 0 | 0 | 0 | 0 | 0 | 0 | 0 | 0 | 0 | 0 | 0 | 0 | 0 | 0 | 0
F1_Commercial_Miscellaneous_Existing_Miscellaneous_Natural Gas_Miscellaneous_Baseline Forecast | F1 | Commercial | Miscellaneous | Existing | Miscellaneous | Natural Gas | Miscellaneous | Baseline Forecast | Units | 1968179.6276 | 1958165.9739 | 1948152.3202 | 1936059.4999 | 1923652.3812 | 1910049.5169 | 1897341.3533 | 1886088.5725 | 1875977.4591 | 1866217.98 | 1856587.0243 | 1847052.6769 | 1837531.5205 | 1827982.854 | 1818374.8798 | 1808749.033 | 1799120.5299 | 1789504.6211 | 1779901.5064 | 1770311.3877 | 1760719.1983 | 1751124.9242 | 1741542.2079 | 1731971.2066 | 1722412.0795 | 1712851.3307 | 1703288.9507 | 1693724.9301 | 1684159.2593 | 1674591.9285 | 1665022.9282 | 1655452.2485 | 1645936.5817
F2_Commercial_Miscellaneous_Existing_Miscellaneous_Natural Gas_Miscellaneous_Baseline Forecast | F2 | Commercial | Miscellaneous | Existing | Miscellaneous | Natural Gas | Miscellaneous | Baseline Forecast | Usage (MMtherm) | 0.017785 | 0.017694 | 0.017604 | 0.017494 | 0.017382 | 0.017259 | 0.017145 | 0.017043 | 0.016951 | 0.016863 | 0.016776 | 0.01669 | 0.016604 | 0.016518 | 0.016431 | 0.016344 | 0.016257 | 0.01617 | 0.016083 | 0.015997 | 0.01591 | 0.015823 | 0.015737 | 0.01565 | 0.015564 | 0.015477 | 0.015391 | 0.015305 | 0.015218 | 0.015132 | 0.015045 | 0.014959 | 0.014873
F3_Commercial_Miscellaneous_Existing_Miscellaneous_Natural Gas_Miscellaneous_Baseline Forecast | F3 | Commercial | Miscellaneous | Existing | Miscellaneous | Natural Gas | Miscellaneous | Baseline Forecast | Summer Peak Demand (MW) | 0 | 0 | 0 | 0 | 0 | 0 | 0 | 0 | 0 | 0 | 0 | 0 | 0 | 0 | 0 | 0 | 0 | 0 | 0 | 0 | 0 | 0 | 0 | 0 | 0 | 0 | 0 | 0 | 0 | 0 | 0 | 0 | 0
F4_Commercial_Miscellaneous_Existing_Miscellaneous_Natural Gas_Miscellaneous_Baseline Forecast | F4 | Commercial | Miscellaneous | Existing | Miscellaneous | Natural Gas | Miscellaneous | Baseline Forecast | Winter Peak Demand (MW) | 0 | 0 | 0 | 0 | 0 | 0 | 0 | 0 | 0 | 0 | 0 | 0 | 0 | 0 | 0 | 0 | 0 | 0 | 0 | 0 | 0 | 0 | 0 | 0 | 0 | 0 | 0 | 0 | 0 | 0 | 0 | 0 | 0
F5_Commercial_Miscellaneous_Existing_Miscellaneous_Natural Gas_Miscellaneous_Baseline Forecast | F5 | Commercial | Miscellaneous | Existing | Miscellaneous | Natural Gas | Miscellaneous | Baseline Forecast | Turnover | 0 | 167842.7978 | 198791.0531 | 224650.6358 | 214878.6208 | 210722.545 | 210868.7463 | 209770.1928 | 208405.3483 | 207333.8052 | 206295.9956 | 251357.5329 | 252243.4104 | 251555.1571 | 247541.2732 | 245797.9245 | 245359.1764 | 244027.435 | 242531.4478 | 241257.5523 | 239980.9004 | 251404.0179 | 248817.6163 | 245995.2439 | 244272.4357 | 243054.4984 | 241969.469 | 240547.08 | 239107.7864 | 237778.9976 | 236435.9073 | 238577.0189 | 236372.9386
F6_Commercial_Miscellaneous_Existing_Miscellaneous_Natural Gas_Miscellaneous_Baseline Forecast | F6 | Commercial | Miscellaneous | Existing | Miscellaneous | Natural Gas | Miscellaneous | Baseline Forecast | Avg. Replacement Usage (kWh) | 0.0090361 | 0.0090361 | 0.0090361 | 0.0090361 | 0.0090361 | 0.0090361 | 0.0090361 | 0.0090361 | 0.0090361 | 0.0090361 | 0.0090361 | 0.0090361 | 0.0090361 | 0.0090361 | 0.0090361 | 0.0090361 | 0.0090361 | 0.0090361 | 0.0090361 | 0.0090361 | 0.0090361 | 0.0090361 | 0.0090361 | 0.0090361 | 0.0090361 | 0.0090361 | 0.0090361 | 0.0090361 | 0.0090361 | 0.0090361 | 0.0090361 | 0.0090361 | 0.0090361
F7_Commercial_Miscellaneous_Existing_Miscellaneous_Natural Gas_Miscellaneous_Baseline Forecast | F7 | Commercial | Miscellaneous | Existing | Miscellaneous | Natural Gas | Miscellaneous | Baseline Forecast | Avg. Replacement Summer Demand (kW) | 0 | 0 | 0 | 0 | 0 | 0 | 0 | 0 | 0 | 0 | 0 | 0 | 0 | 0 | 0 | 0 | 0 | 0 | 0 | 0 | 0 | 0 | 0 | 0 | 0 | 0 | 0 | 0 | 0 | 0 | 0 | 0 | 0
F8_Commercial_Miscellaneous_Existing_Miscellaneous_Natural Gas_Miscellaneous_Baseline Forecast | F8 | Commercial | Miscellaneous | Existing | Miscellaneous | Natural Gas | Miscellaneous | Baseline Forecast | Avg. Replacement Winter Demand (kW) | 0 | 0 | 0 | 0 | 0 | 0 | 0 | 0 | 0 | 0 | 0 | 0 | 0 | 0 | 0 | 0 | 0 | 0 | 0 | 0 | 0 | 0 | 0 | 0 | 0 | 0 | 0 | 0 | 0 | 0 | 0 | 0 | 0
F1_Commercial_Miscellaneous_New_Space Heating_Natural Gas_Furnace_Baseline Forecast | F1 | Commercial | Miscellaneous | New | Space Heating | Natural Gas | Furnace | Baseline Forecast | Units | 0 | 8401.9161 | 48927.4778 | 74826.1501 | 108227.7006 | 153557.267 | 195925.6809 | 233477.2776 | 267250.3469 | 299859.6272 | 332043.5395 | 363907.7114 | 395728.2255 | 427639.7886 | 459747.64 | 491914.6435 | 524090.4382 | 556224.5502 | 588316.3184 | 620365.0742 | 652420.6832 | 684483.1916 | 716507.4481 | 748492.9316 | 780439.116 | 812390.6674 | 844347.6173 | 876309.9973 | 908277.839 | 940251.1744 | 972230.0356 | 1004214.455 | 1018620.6327
F2_Commercial_Miscellaneous_New_Space Heating_Natural Gas_Furnace_Baseline Forecast | F2 | Commercial | Miscellaneous | New | Space Heating | Natural Gas | Furnace | Baseline Forecast | Usage (MMtherm) | 0 | 0.00049866 | 0.0028885 | 0.0043939 | 0.0063213 | 0.0089207 | 0.01132 | 0.013417 | 0.015274 | 0.017043 | 0.018768 | 0.020455 | 0.022119 | 0.023769 | 0.025409 | 0.027032 | 0.028636 | 0.030217 | 0.031775 | 0.033311 | 0.034828 | 0.036325 | 0.037799 | 0.039252 | 0.040682 | 0.042093 | 0.043483 | 0.044854 | 0.046206 | 0.047537 | 0.048848 | 0.05014 | 0.05086
F3_Commercial_Miscellaneous_New_Space Heating_Natural Gas_Furnace_Baseline Forecast | F3 | Commercial | Miscellaneous | New | Space Heating | Natural Gas | Furnace | Baseline Forecast | Summer Peak Demand (MW) | 0 | 0 | 0 | 0 | 0 | 0 | 0 | 0 | 0 | 0 | 0 | 0 | 0 | 0 | 0 | 0 | 0 | 0 | 0 | 0 | 0 | 0 | 0 | 0 | 0 | 0 | 0 | 0 | 0 | 0 | 0 | 0 | 0
F4_Commercial_Miscellaneous_New_Space Heating_Natural Gas_Furnace_Baseline Forecast | F4 | Commercial | Miscellaneous | New | Space Heating | Natural Gas | Furnace | Baseline Forecast | Winter Peak Demand (MW) | 0 | 0 | 0 | 0 | 0 | 0 | 0 | 0 | 0 | 0 | 0 | 0 | 0 | 0 | 0 | 0 | 0 | 0 | 0 | 0 | 0 | 0 | 0 | 0 | 0 | 0 | 0 | 0 | 0 | 0 | 0 | 0 | 0
F5_Commercial_Miscellaneous_New_Space Heating_Natural Gas_Furnace_Baseline Forecast | F5 | Commercial | Miscellaneous | New | Space Heating | Natural Gas | Furnace | Baseline Forecast | Turnover | 0 | 8401.9161 | 40525.5617 | 25898.6723 | 33401.5505 | 45329.5664 | 42368.4138 | 37551.5968 | 33773.0693 | 32609.2803 | 32183.9123 | 31864.1719 | 31820.5142 | 31911.5631 | 32107.8513 | 32167.0035 | 32175.7947 | 32134.112 | 32091.7682 | 32695.057 | 35769.5457 | 37482.9632 | 39597.1033 | 42462.6933 | 44876.5637 | 46775.8706 | 48238.8652 | 49500.2464 | 50632.3271 | 51653.1813 | 52592.6047 | 53467.2259 | 39446.0322
F6_Commercial_Miscellaneous_New_Space Heating_Natural Gas_Furnace_Baseline Forecast | F6 | Commercial | Miscellaneous | New | Space Heating | Natural Gas | Furnace | Baseline Forecast | Avg. Replacement Usage (kWh) | 0.05935 | 0.05935 | 0.059036 | 0.058722 | 0.058408 | 0.058094 | 0.057779 | 0.057465 | 0.057151 | 0.056837 | 0.056523 | 0.056209 | 0.055895 | 0.055581 | 0.055267 | 0.054953 | 0.054638 | 0.054325 | 0.05401 | 0.053696 | 0.053382 | 0.053069 | 0.052755 | 0.052441 | 0.052127 | 0.051814 | 0.051499 | 0.051185 | 0.050872 | 0.050558 | 0.050244 | 0.04993 | 0.04993
F7_Commercial_Miscellaneous_New_Space Heating_Natural Gas_Furnace_Baseline Forecast | F7 | Commercial | Miscellaneous | New | Space Heating | Natural Gas | Furnace | Baseline Forecast | Avg. Replacement Summer Demand (kW) | 0 | 0 | 0 | 0 | 0 | 0 | 0 | 0 | 0 | 0 | 0 | 0 | 0 | 0 | 0 | 0 | 0 | 0 | 0 | 0 | 0 | 0 | 0 | 0 | 0 | 0 | 0 | 0 | 0 | 0 | 0 | 0 | 0
F8_Commercial_Miscellaneous_New_Space Heating_Natural Gas_Furnace_Baseline Forecast | F8 | Commercial | Miscellaneous | New | Space Heating | Natural Gas | Furnace | Baseline Forecast | Avg. Replacement Winter Demand (kW) | 0 | 0 | 0 | 0 | 0 | 0 | 0 | 0 | 0 | 0 | 0 | 0 | 0 | 0 | 0 | 0 | 0 | 0 | 0 | 0 | 0 | 0 | 0 | 0 | 0 | 0 | 0 | 0 | 0 | 0 | 0 | 0 | 0
F1_Commercial_Miscellaneous_New_Space Heating_Natural Gas_Boiler_Baseline Forecast | F1 | Commercial | Miscellaneous | New | Space Heating | Natural Gas | Boiler | Baseline Forecast | Units | 0 | 3966.9142 | 23100.8146 | 35328.7171 | 51099.0584 | 72501.1407 | 92505.1327 | 110234.8934 | 126180.6451 | 141576.9208 | 156772.3615 | 171816.8388 | 186840.7033 | 201907.556 | 217067.085 | 232254.5424 | 247446.1505 | 262618.0784 | 277770.0138 | 292901.6413 | 308036.5044 | 323174.6251 | 338294.6853 | 353396.4391 | 368479.638 | 383565.371 | 398653.6528 | 413744.4984 | 428837.9228 | 443933.9409 | 459032.568 | 474133.8194 | 480935.6096
F2_Commercial_Miscellaneous_New_Space Heating_Natural Gas_Boiler_Baseline Forecast | F2 | Commercial | Miscellaneous | New | Space Heating | Natural Gas | Boiler | Baseline Forecast | Usage (MMtherm) | 0 | 0.00097051 | 0.0056193 | 0.0085463 | 0.012291 | 0.017343 | 0.022003 | 0.026074 | 0.029678 | 0.033112 | 0.036457 | 0.039728 | 0.042956 | 0.046172 | 0.049368 | 0.052531 | 0.055653 | 0.058732 | 0.061767 | 0.064758 | 0.067711 | 0.070626 | 0.073497 | 0.076325 | 0.079111 | 0.08186 | 0.084569 | 0.087242 | 0.089876 | 0.092473 | 0.095031 | 0.097551 | 0.098957
F3_Commercial_Miscellaneous_New_Space Heating_Natural Gas_Boiler_Baseline Forecast | F3 | Commercial | Miscellaneous | New | Space Heating | Natural Gas | Boiler | Baseline Forecast | Summer Peak Demand (MW) | 0 | 0 | 0 | 0 | 0 | 0 | 0 | 0 | 0 | 0 | 0 | 0 | 0 | 0 | 0 | 0 | 0 | 0 | 0 | 0 | 0 | 0 | 0 | 0 | 0 | 0 | 0 | 0 | 0 | 0 | 0 | 0 | 0
F4_Commercial_Miscellaneous_New_Space Heating_Natural Gas_Boiler_Baseline Forecast | F4 | Commercial | Miscellaneous | New | Space Heating | Natural Gas | Boiler | Baseline Forecast | Winter Peak Demand (MW) | 0 | 0 | 0 | 0 | 0 | 0 | 0 | 0 | 0 | 0 | 0 | 0 | 0 | 0 | 0 | 0 | 0 | 0 | 0 | 0 | 0 | 0 | 0 | 0 | 0 | 0 | 0 | 0 | 0 | 0 | 0 | 0 | 0
F5_Commercial_Miscellaneous_New_Space Heating_Natural Gas_Boiler_Baseline Forecast | F5 | Commercial | Miscellaneous | New | Space Heating | Natural Gas | Boiler | Baseline Forecast | Turnover | 0 | 3966.9142 | 19133.9004 | 12227.9025 | 15770.3413 | 21402.0823 | 20003.992 | 17729.7607 | 15945.7517 | 15396.2757 | 15195.4408 | 15044.4772 | 15023.8645 | 15066.8527 | 15159.529 | 15187.4574 | 15191.6081 | 15171.9279 | 15151.9355 | 15131.6274 | 15134.8632 | 15138.1206 | 15480.6888 | 17169.0434 | 18074.1807 | 19238.4747 | 20809.1454 | 22110.1754 | 23086.4296 | 23812.0004 | 24421.9088 | 24958.3657 | 17130.483
F6_Commercial_Miscellaneous_New_Space Heating_Natural Gas_Boiler_Baseline Forecast | F6 | Commercial | Miscellaneous | New | Space Heating | Natural Gas | Boiler | Baseline Forecast | Avg. Replacement Usage (kWh) | 0.24465 | 0.24465 | 0.24323 | 0.24181 | 0.24038 | 0.23909 | 0.23766 | 0.23637 | 0.23493 | 0.23364 | 0.2322 | 0.23091 | 0.22962 | 0.22946 | 0.22803 | 0.22673 | 0.2253 | 0.22401 | 0.22271 | 0.22141 | 0.22012 | 0.21883 | 0.21753 | 0.21624 | 0.21494 | 0.21365 | 0.21236 | 0.21106 | 0.20977 | 0.20847 | 0.20718 | 0.20588 | 0.20588
F7_Commercial_Miscellaneous_New_Space Heating_Natural Gas_Boiler_Baseline Forecast | F7 | Commercial | Miscellaneous | New | Space Heating | Natural Gas | Boiler | Baseline Forecast | Avg. Replacement Summer Demand (kW) | 0 | 0 | 0 | 0 | 0 | 0 | 0 | 0 | 0 | 0 | 0 | 0 | 0 | 0 | 0 | 0 | 0 | 0 | 0 | 0 | 0 | 0 | 0 | 0 | 0 | 0 | 0 | 0 | 0 | 0 | 0 | 0 | 0
F8_Commercial_Miscellaneous_New_Space Heating_Natural Gas_Boiler_Baseline Forecast | F8 | Commercial | Miscellaneous | New | Space Heating | Natural Gas | Boiler | Baseline Forecast | Avg. Replacement Winter Demand (kW) | 0 | 0 | 0 | 0 | 0 | 0 | 0 | 0 | 0 | 0 | 0 | 0 | 0 | 0 | 0 | 0 | 0 | 0 | 0 | 0 | 0 | 0 | 0 | 0 | 0 | 0 | 0 | 0 | 0 | 0 | 0 | 0 | 0
F1_Commercial_Miscellaneous_New_Space Heating_Natural Gas_Unit Heater_Baseline Forecast | F1 | Commercial | Miscellaneous | New | Space Heating | Natural Gas | Unit Heater | Baseline Forecast | Units | 0 | 74.4348 | 433.4616 | 662.9048 | 958.818 | 1360.4047 | 1735.7578 | 2068.4374 | 2367.642 | 2656.5363 | 2941.6621 | 3223.9553 | 3505.8617 | 3788.5748 | 4073.0268 | 4358.0028 | 4643.0567 | 4927.7414 | 5212.0509 | 5495.9794 | 5779.9686 | 6064.0189 | 6347.7303 | 6631.0982 | 6914.1179 | 7197.1852 | 7480.3004 | 7763.4636 | 8046.6752 | 8329.9355 | 8613.2448 | 8896.6032 | 9024.2314
F2_Commercial_Miscellaneous_New_Space Heating_Natural Gas_Unit Heater_Baseline Forecast | F2 | Commercial | Miscellaneous | New | Space Heating | Natural Gas | Unit Heater | Baseline Forecast | Usage (MMtherm) | 0 | 2.5239e-06 | 1.462e-05 | 2.2239e-05 | 3.1995e-05 | 4.5151e-05 | 5.7297e-05 | 6.7908e-05 | 7.7306e-05 | 8.6262e-05 | 9.4993e-05 | 0.00010353 | 0.00011195 | 0.0001203 | 0.0001286 | 0.00013682 | 0.00014494 | 0.00015294 | 0.00016083 | 0.0001686 | 0.00017628 | 0.00018385 | 0.00019132 | 0.00019867 | 0.00020591 | 0.00021305 | 0.00022009 | 0.00022703 | 0.00023386 | 0.0002406 | 0.00024724 | 0.00025378 | 0.00025742
F3_Commercial_Miscellaneous_New_Space Heating_Natural Gas_Unit Heater_Baseline Forecast | F3 | Commercial | Miscellaneous | New | Space Heating | Natural Gas | Unit Heater | Baseline Forecast | Summer Peak Demand (MW) | 0 | 0 | 0 | 0 | 0 | 0 | 0 | 0 | 0 | 0 | 0 | 0 | 0 | 0 | 0 | 0 | 0 | 0 | 0 | 0 | 0 | 0 | 0 | 0 | 0 | 0 | 0 | 0 | 0 | 0 | 0 | 0 | 0
F4_Commercial_Miscellaneous_New_Space Heating_Natural Gas_Unit Heater_Baseline Forecast | F4 | Commercial | Miscellaneous | New | Space Heating | Natural Gas | Unit Heater | Baseline Forecast | Winter Peak Demand (MW) | 0 | 0 | 0 | 0 | 0 | 0 | 0 | 0 | 0 | 0 | 0 | 0 | 0 | 0 | 0 | 0 | 0 | 0 | 0 | 0 | 0 | 0 | 0 | 0 | 0 | 0 | 0 | 0 | 0 | 0 | 0 | 0 | 0
F5_Commercial_Miscellaneous_New_Space Heating_Natural Gas_Unit Heater_Baseline Forecast | F5 | Commercial | Miscellaneous | New | Space Heating | Natural Gas | Unit Heater | Baseline Forecast | Turnover | 0 | 74.4348 | 359.0267 | 229.4432 | 295.9132 | 401.5867 | 375.3531 | 332.6796 | 299.2046 | 288.8943 | 285.1258 | 282.2932 | 296.7934 | 366.428 | 397.3126 | 434.4472 | 484.9482 | 539.1833 | 629.0484 | 585.591 | 600.5227 | 622.004 | 603.656 | 587.4957 | 590.8323 | 606.0771 | 627.4245 | 654.8578 | 692.2051 | 754.519 | 785.5306 | 814.9748 | 690.5605
F6_Commercial_Miscellaneous_New_Space Heating_Natural Gas_Unit Heater_Baseline Forecast | F6 | Commercial | Miscellaneous | New | Space Heating | Natural Gas | Unit Heater | Baseline Forecast | Avg. Replacement Usage (kWh) | 0.033908 | 0.033908 | 0.033728 | 0.033548 | 0.033369 | 0.03319 | 0.03301 | 0.032831 | 0.032651 | 0.032472 | 0.032292 | 0.032113 | 0.031933 | 0.031754 | 0.031574 | 0.031395 | 0.031216 | 0.031036 | 0.030857 | 0.030677 | 0.030498 | 0.030319 | 0.030139 | 0.02996 | 0.029781 | 0.029602 | 0.029422 | 0.029243 | 0.029063 | 0.028884 | 0.028705 | 0.028525 | 0.028525
F7_Commercial_Miscellaneous_New_Space Heating_Natural Gas_Unit Heater_Baseline Forecast | F7 | Commercial | Miscellaneous | New | Space Heating | Natural Gas | Unit Heater | Baseline Forecast | Avg. Replacement Summer Demand (kW) | 0 | 0 | 0 | 0 | 0 | 0 | 0 | 0 | 0 | 0 | 0 | 0 | 0 | 0 | 0 | 0 | 0 | 0 | 0 | 0 | 0 | 0 | 0 | 0 | 0 | 0 | 0 | 0 | 0 | 0 | 0 | 0 | 0
F8_Commercial_Miscellaneous_New_Space Heating_Natural Gas_Unit Heater_Baseline Forecast | F8 | Commercial | Miscellaneous | New | Space Heating | Natural Gas | Unit Heater | Baseline Forecast | Avg. Replacement Winter Demand (kW) | 0 | 0 | 0 | 0 | 0 | 0 | 0 | 0 | 0 | 0 | 0 | 0 | 0 | 0 | 0 | 0 | 0 | 0 | 0 | 0 | 0 | 0 | 0 | 0 | 0 | 0 | 0 | 0 | 0 | 0 | 0 | 0 | 0
F1_Commercial_Miscellaneous_New_Water Heating_Natural Gas_Water Heater_Baseline Forecast | F1 | Commercial | Miscellaneous | New | Water Heating | Natural Gas | Water Heater | Baseline Forecast | Units | 0 | 9213.4995 | 53653.629 | 82053.9843 | 118681.9586 | 168390.1358 | 214851.1278 | 256030.0222 | 293065.4021 | 328824.5768 | 364117.295 | 399059.3875 | 433953.6052 | 468947.6667 | 504156.9769 | 539431.153 | 574714.9696 | 609953.0771 | 645144.7506 | 680289.2569 | 715441.2785 | 750600.8658 | 785718.5063 | 820793.6285 | 855825.6555 | 890863.568 | 925907.4004 | 960957.1874 | 996012.9637 | 1031074.7644 | 1066142.6247 | 1101216.58 | 1117014.3229
F2_Commercial_Miscellaneous_New_Water Heating_Natural Gas_Water Heater_Baseline Forecast | F2 | Commercial | Miscellaneous | New | Water Heating | Natural Gas | Water Heater | Baseline Forecast | Usage (MMtherm) | 0 | 0.0020927 | 0.012187 | 0.018638 | 0.026957 | 0.038248 | 0.048801 | 0.058154 | 0.066566 | 0.074689 | 0.082705 | 0.090642 | 0.098568 | 0.10652 | 0.11451 | 0.12253 | 0.13054 | 0.13854 | 0.14654 | 0.15452 | 0.1625 | 0.17049 | 0.17847 | 0.18643 | 0.19439 | 0.20235 | 0.21031 | 0.21827 | 0.22623 | 0.2342 | 0.24216 | 0.25013 | 0.25372
F3_Commercial_Miscellaneous_New_Water Heating_Natural Gas_Water Heater_Baseline Forecast | F3 | Commercial | Miscellaneous | New | Water Heating | Natural Gas | Water Heater | Baseline Forecast | Summer Peak Demand (MW) | 0 | 0 | 0 | 0 | 0 | 0 | 0 | 0 | 0 | 0 | 0 | 0 | 0 | 0 | 0 | 0 | 0 | 0 | 0 | 0 | 0 | 0 | 0 | 0 | 0 | 0 | 0 | 0 | 0 | 0 | 0 | 0 | 0
F4_Commercial_Miscellaneous_New_Water Heating_Natural Gas_Water Heater_Baseline Forecast | F4 | Commercial | Miscellaneous | New | Water Heating | Natural Gas | Water Heater | Baseline Forecast | Winter Peak Demand (MW) | 0 | 0 | 0 | 0 | 0 | 0 | 0 | 0 | 0 | 0 | 0 | 0 | 0 | 0 | 0 | 0 | 0 | 0 | 0 | 0 | 0 | 0 | 0 | 0 | 0 | 0 | 0 | 0 | 0 | 0 | 0 | 0 | 0
F5_Commercial_Miscellaneous_New_Water Heating_Natural Gas_Water Heater_Baseline Forecast | F5 | Commercial | Miscellaneous | New | Water Heating | Natural Gas | Water Heater | Baseline Forecast | Turnover | 0 | 9213.4995 | 44440.1296 | 28400.3553 | 36627.9742 | 49708.1772 | 46460.992 | 41178.8944 | 37035.3799 | 35759.1747 | 37135.4182 | 45304.2783 | 48864.0374 | 53495.5121 | 59952.1061 | 66775.8749 | 77955.4041 | 72577.723 | 74372.0218 | 77344.7653 | 77121.8543 | 77123.5908 | 78301.7482 | 81278.2801 | 85710.5022 | 93313.1912 | 97112.7695 | 100793.4543 | 104812.2206 | 108080.137 | 111837.894 | 110740.6051 | 93057.0834
F6_Commercial_Miscellaneous_New_Water Heating_Natural Gas_Water Heater_Baseline Forecast | F6 | Commercial | Miscellaneous | New | Water Heating | Natural Gas | Water Heater | Baseline Forecast | Avg. Replacement Usage (kWh) | 0.22714 | 0.22714 | 0.22714 | 0.22714 | 0.22714 | 0.22714 | 0.22714 | 0.22714 | 0.22714 | 0.22714 | 0.22714 | 0.22714 | 0.22714 | 0.22714 | 0.22714 | 0.22714 | 0.22714 | 0.22714 | 0.22714 | 0.22714 | 0.22714 | 0.22714 | 0.22714 | 0.22714 | 0.22714 | 0.22714 | 0.22714 | 0.22714 | 0.22714 | 0.22714 | 0.22714 | 0.22714 | 0.22714
F7_Commercial_Miscellaneous_New_Water Heating_Natural Gas_Water Heater_Baseline Forecast | F7 | Commercial | Miscellaneous | New | Water Heating | Natural Gas | Water Heater | Baseline Forecast | Avg. Replacement Summer Demand (kW) | 0 | 0 | 0 | 0 | 0 | 0 | 0 | 0 | 0 | 0 | 0 | 0 | 0 | 0 | 0 | 0 | 0 | 0 | 0 | 0 | 0 | 0 | 0 | 0 | 0 | 0 | 0 | 0 | 0 | 0 | 0 | 0 | 0
F8_Commercial_Miscellaneous_New_Water Heating_Natural Gas_Water Heater_Baseline Forecast | F8 | Commercial | Miscellaneous | New | Water Heating | Natural Gas | Water Heater | Baseline Forecast | Avg. Replacement Winter Demand (kW) | 0 | 0 | 0 | 0 | 0 | 0 | 0 | 0 | 0 | 0 | 0 | 0 | 0 | 0 | 0 | 0 | 0 | 0 | 0 | 0 | 0 | 0 | 0 | 0 | 0 | 0 | 0 | 0 | 0 | 0 | 0 | 0 | 0
F1_Commercial_Miscellaneous_New_Food Preparation_Natural Gas_Oven_Baseline Forecast | F1 | Commercial | Miscellaneous | New | Food Preparation | Natural Gas | Oven | Baseline Forecast | Units | 0 | 5157.9408 | 30036.6051 | 45935.814 | 66441.0439 | 94268.8892 | 120278.8814 | 143331.8269 | 164065.1324 | 184083.9872 | 203841.7083 | 223403.1407 | 242937.7715 | 262528.2973 | 282239.3246 | 301986.6655 | 321739.4032 | 341466.5519 | 361167.7058 | 380842.4543 | 400521.41 | 420204.6012 | 439864.3096 | 459500.2152 | 479111.995 | 498727.0697 | 518345.4586 | 537967.1809 | 557592.2562 | 577220.704 | 596852.5442 | 616487.7966 | 625331.7568
F2_Commercial_Miscellaneous_New_Food Preparation_Natural Gas_Oven_Baseline Forecast | F2 | Commercial | Miscellaneous | New | Food Preparation | Natural Gas | Oven | Baseline Forecast | Usage (MMtherm) | 0 | 0.00010527 | 0.000613 | 0.00093748 | 0.001356 | 0.0019239 | 0.0024547 | 0.0029252 | 0.0033483 | 0.0037569 | 0.0041601 | 0.0045593 | 0.004958 | 0.0053578 | 0.0057601 | 0.0061631 | 0.0065662 | 0.0069688 | 0.0073709 | 0.0077724 | 0.008174 | 0.0085757 | 0.0089769 | 0.0093777 | 0.0097779 | 0.010178 | 0.010579 | 0.010979 | 0.01138 | 0.01178 | 0.012181 | 0.012582 | 0.012762
F3_Commercial_Miscellaneous_New_Food Preparation_Natural Gas_Oven_Baseline Forecast | F3 | Commercial | Miscellaneous | New | Food Preparation | Natural Gas | Oven | Baseline Forecast | Summer Peak Demand (MW) | 0 | 0 | 0 | 0 | 0 | 0 | 0 | 0 | 0 | 0 | 0 | 0 | 0 | 0 | 0 | 0 | 0 | 0 | 0 | 0 | 0 | 0 | 0 | 0 | 0 | 0 | 0 | 0 | 0 | 0 | 0 | 0 | 0
F4_Commercial_Miscellaneous_New_Food Preparation_Natural Gas_Oven_Baseline Forecast | F4 | Commercial | Miscellaneous | New | Food Preparation | Natural Gas | Oven | Baseline Forecast | Winter Peak Demand (MW) | 0 | 0 | 0 | 0 | 0 | 0 | 0 | 0 | 0 | 0 | 0 | 0 | 0 | 0 | 0 | 0 | 0 | 0 | 0 | 0 | 0 | 0 | 0 | 0 | 0 | 0 | 0 | 0 | 0 | 0 | 0 | 0 | 0
F5_Commercial_Miscellaneous_New_Food Preparation_Natural Gas_Oven_Baseline Forecast | F5 | Commercial | Miscellaneous | New | Food Preparation | Natural Gas | Oven | Baseline Forecast | Turnover | 0 | 5157.9408 | 24878.6642 | 15899.2089 | 20505.2299 | 27827.8453 | 26009.9922 | 23052.9455 | 20733.3055 | 20018.8548 | 19757.7212 | 19561.4323 | 20566.219 | 25391.5292 | 27531.6718 | 30104.9024 | 33604.3561 | 37362.5651 | 43589.7453 | 40578.3724 | 41613.0666 | 43101.6038 | 41830.1856 | 40710.3592 | 40941.5688 | 41997.9513 | 43477.216 | 45378.1993 | 47966.1687 | 52284.1978 | 54433.1401 | 56473.4626 | 47852.21
F6_Commercial_Miscellaneous_New_Food Preparation_Natural Gas_Oven_Baseline Forecast | F6 | Commercial | Miscellaneous | New | Food Preparation | Natural Gas | Oven | Baseline Forecast | Avg. Replacement Usage (kWh) | 0.020408 | 0.020408 | 0.020408 | 0.020408 | 0.020408 | 0.020408 | 0.020408 | 0.020408 | 0.020408 | 0.020408 | 0.020408 | 0.020408 | 0.020408 | 0.020408 | 0.020408 | 0.020408 | 0.020408 | 0.020408 | 0.020408 | 0.020408 | 0.020408 | 0.020408 | 0.020408 | 0.020408 | 0.020408 | 0.020408 | 0.020408 | 0.020408 | 0.020408 | 0.020408 | 0.020408 | 0.020408 | 0.020408
F7_Commercial_Miscellaneous_New_Food Preparation_Natural Gas_Oven_Baseline Forecast | F7 | Commercial | Miscellaneous | New | Food Preparation | Natural Gas | Oven | Baseline Forecast | Avg. Replacement Summer Demand (kW) | 0 | 0 | 0 | 0 | 0 | 0 | 0 | 0 | 0 | 0 | 0 | 0 | 0 | 0 | 0 | 0 | 0 | 0 | 0 | 0 | 0 | 0 | 0 | 0 | 0 | 0 | 0 | 0 | 0 | 0 | 0 | 0 | 0
F8_Commercial_Miscellaneous_New_Food Preparation_Natural Gas_Oven_Baseline Forecast | F8 | Commercial | Miscellaneous | New | Food Preparation | Natural Gas | Oven | Baseline Forecast | Avg. Replacement Winter Demand (kW) | 0 | 0 | 0 | 0 | 0 | 0 | 0 | 0 | 0 | 0 | 0 | 0 | 0 | 0 | 0 | 0 | 0 | 0 | 0 | 0 | 0 | 0 | 0 | 0 | 0 | 0 | 0 | 0 | 0 | 0 | 0 | 0 | 0
F1_Commercial_Miscellaneous_New_Food Preparation_Natural Gas_Conveyor Oven_Baseline Forecast | F1 | Commercial | Miscellaneous | New | Food Preparation | Natural Gas | Conveyor Oven | Baseline Forecast | Units | 0 | 2578.9704 | 15018.3025 | 22967.907 | 33220.5219 | 47134.4446 | 60139.4407 | 71665.9135 | 82032.5662 | 92041.9936 | 101920.8542 | 111701.5703 | 121468.8858 | 131264.1487 | 141119.6623 | 150993.3327 | 160869.7016 | 170733.276 | 180583.8529 | 190421.2271 | 200260.705 | 210102.3006 | 219932.1548 | 229750.1076 | 239555.9975 | 249363.5349 | 259172.7293 | 268983.5904 | 278796.1281 | 288610.352 | 298426.2721 | 308243.8983 | 312665.8784
F2_Commercial_Miscellaneous_New_Food Preparation_Natural Gas_Conveyor Oven_Baseline Forecast | F2 | Commercial | Miscellaneous | New | Food Preparation | Natural Gas | Conveyor Oven | Baseline Forecast | Usage (MMtherm) | 0 | 9.0058e-05 | 0.00052444 | 0.00080205 | 0.0011601 | 0.0016459 | 0.0021001 | 0.0025026 | 0.0028646 | 0.0032141 | 0.0035591 | 0.0039006 | 0.0042417 | 0.0045838 | 0.0049279 | 0.0052727 | 0.0056176 | 0.005962 | 0.006306 | 0.0066496 | 0.0069932 | 0.0073368 | 0.0076801 | 0.0080229 | 0.0083654 | 0.0087078 | 0.0090504 | 0.009393 | 0.0097356 | 0.010078 | 0.010421 | 0.010764 | 0.010918
F3_Commercial_Miscellaneous_New_Food Preparation_Natural Gas_Conveyor Oven_Baseline Forecast | F3 | Commercial | Miscellaneous | New | Food Preparation | Natural Gas | Conveyor Oven | Baseline Forecast | Summer Peak Demand (MW) | 0 | 0 | 0 | 0 | 0 | 0 | 0 | 0 | 0 | 0 | 0 | 0 | 0 | 0 | 0 | 0 | 0 | 0 | 0 | 0 | 0 | 0 | 0 | 0 | 0 | 0 | 0 | 0 | 0 | 0 | 0 | 0 | 0
F4_Commercial_Miscellaneous_New_Food Preparation_Natural Gas_Conveyor Oven_Baseline Forecast | F4 | Commercial | Miscellaneous | New | Food Preparation | Natural Gas | Conveyor Oven | Baseline Forecast | Winter Peak Demand (MW) | 0 | 0 | 0 | 0 | 0 | 0 | 0 | 0 | 0 | 0 | 0 | 0 | 0 | 0 | 0 | 0 | 0 | 0 | 0 | 0 | 0 | 0 | 0 | 0 | 0 | 0 | 0 | 0 | 0 | 0 | 0 | 0 | 0
F5_Commercial_Miscellaneous_New_Food Preparation_Natural Gas_Conveyor Oven_Baseline Forecast | F5 | Commercial | Miscellaneous | New | Food Preparation | Natural Gas | Conveyor Oven | Baseline Forecast | Turnover | 0 | 2578.9704 | 12439.3321 | 7949.6045 | 10252.6149 | 13913.9227 | 13004.9961 | 11526.4728 | 10366.6527 | 10009.4274 | 9878.8606 | 9780.7162 | 9767.3154 | 9795.2629 | 9855.5136 | 9873.6704 | 9876.3689 | 10379.3685 | 12751.0786 | 13747.6965 | 15018.2586 | 16767.4048 | 18647.5624 | 21762.2486 | 20257.7019 | 20774.5928 | 21518.4007 | 20896.0998 | 20246.6056 | 19816.491 | 19695.192 | 19661.5505 | 14246.6654
F6_Commercial_Miscellaneous_New_Food Preparation_Natural Gas_Conveyor Oven_Baseline Forecast | F6 | Commercial | Miscellaneous | New | Food Preparation | Natural Gas | Conveyor Oven | Baseline Forecast | Avg. Replacement Usage (kWh) | 0.03492 | 0.03492 | 0.03492 | 0.03492 | 0.03492 | 0.03492 | 0.03492 | 0.03492 | 0.03492 | 0.03492 | 0.03492 | 0.03492 | 0.03492 | 0.03492 | 0.03492 | 0.03492 | 0.03492 | 0.03492 | 0.03492 | 0.03492 | 0.03492 | 0.03492 | 0.03492 | 0.03492 | 0.03492 | 0.03492 | 0.03492 | 0.03492 | 0.03492 | 0.03492 | 0.03492 | 0.03492 | 0.03492
F7_Commercial_Miscellaneous_New_Food Preparation_Natural Gas_Conveyor Oven_Baseline Forecast | F7 | Commercial | Miscellaneous | New | Food Preparation | Natural Gas | Conveyor Oven | Baseline Forecast | Avg. Replacement Summer Demand (kW) | 0 | 0 | 0 | 0 | 0 | 0 | 0 | 0 | 0 | 0 | 0 | 0 | 0 | 0 | 0 | 0 | 0 | 0 | 0 | 0 | 0 | 0 | 0 | 0 | 0 | 0 | 0 | 0 | 0 | 0 | 0 | 0 | 0
F8_Commercial_Miscellaneous_New_Food Preparation_Natural Gas_Conveyor Oven_Baseline Forecast | F8 | Commercial | Miscellaneous | New | Food Preparation | Natural Gas | Conveyor Oven | Baseline Forecast | Avg. Replacement Winter Demand (kW) | 0 | 0 | 0 | 0 | 0 | 0 | 0 | 0 | 0 | 0 | 0 | 0 | 0 | 0 | 0 | 0 | 0 | 0 | 0 | 0 | 0 | 0 | 0 | 0 | 0 | 0 | 0 | 0 | 0 | 0 | 0 | 0 | 0
F1_Commercial_Miscellaneous_New_Food Preparation_Natural Gas_Double Rack Oven_Baseline Forecast | F1 | Commercial | Miscellaneous | New | Food Preparation | Natural Gas | Double Rack Oven | Baseline Forecast | Units | 0 | 2578.9704 | 15018.3025 | 22967.907 | 33220.5219 | 47134.4446 | 60139.4407 | 71665.9135 | 82032.5662 | 92041.9936 | 101920.8542 | 111701.5703 | 121468.8858 | 131264.1487 | 141119.6623 | 150993.3327 | 160869.7016 | 170733.276 | 180583.8529 | 190421.2271 | 200260.705 | 210102.3006 | 219932.1548 | 229750.1076 | 239555.9975 | 249363.5349 | 259172.7293 | 268983.5904 | 278796.1281 | 288610.352 | 298426.2721 | 308243.8983 | 312665.8784
F2_Commercial_Miscellaneous_New_Food Preparation_Natural Gas_Double Rack Oven_Baseline Forecast | F2 | Commercial | Miscellaneous | New | Food Preparation | Natural Gas | Double Rack Oven | Baseline Forecast | Usage (MMtherm) | 0 | 0.00013681 | 0.00079672 | 0.0012185 | 0.0017624 | 0.0025005 | 0.0031904 | 0.0038019 | 0.0043518 | 0.0048828 | 0.0054069 | 0.0059258 | 0.006444 | 0.0069636 | 0.0074864 | 0.0080102 | 0.0085342 | 0.0090574 | 0.00958 | 0.010102 | 0.010624 | 0.011146 | 0.011667 | 0.012188 | 0.012709 | 0.013229 | 0.013749 | 0.01427 | 0.01479 | 0.015311 | 0.015832 | 0.016352 | 0.016587
F3_Commercial_Miscellaneous_New_Food Preparation_Natural Gas_Double Rack Oven_Baseline Forecast | F3 | Commercial | Miscellaneous | New | Food Preparation | Natural Gas | Double Rack Oven | Baseline Forecast | Summer Peak Demand (MW) | 0 | 0 | 0 | 0 | 0 | 0 | 0 | 0 | 0 | 0 | 0 | 0 | 0 | 0 | 0 | 0 | 0 | 0 | 0 | 0 | 0 | 0 | 0 | 0 | 0 | 0 | 0 | 0 | 0 | 0 | 0 | 0 | 0
F4_Commercial_Miscellaneous_New_Food Preparation_Natural Gas_Double Rack Oven_Baseline Forecast | F4 | Commercial | Miscellaneous | New | Food Preparation | Natural Gas | Double Rack Oven | Baseline Forecast | Winter Peak Demand (MW) | 0 | 0 | 0 | 0 | 0 | 0 | 0 | 0 | 0 | 0 | 0 | 0 | 0 | 0 | 0 | 0 | 0 | 0 | 0 | 0 | 0 | 0 | 0 | 0 | 0 | 0 | 0 | 0 | 0 | 0 | 0 | 0 | 0
F5_Commercial_Miscellaneous_New_Food Preparation_Natural Gas_Double Rack Oven_Baseline Forecast | F5 | Commercial | Miscellaneous | New | Food Preparation | Natural Gas | Double Rack Oven | Baseline Forecast | Turnover | 0 | 2578.9704 | 12439.3321 | 7949.6045 | 10252.6149 | 13913.9227 | 13004.9961 | 11526.4728 | 10366.6527 | 10009.4274 | 9878.8606 | 9780.7162 | 10283.1095 | 12695.7646 | 13765.8359 | 15052.4512 | 16802.178 | 18681.2825 | 21794.8727 | 20289.1862 | 20806.5333 | 21550.8019 | 20915.0928 | 20355.1796 | 20470.7844 | 20998.9756 | 21738.608 | 22689.0996 | 23983.0843 | 26142.0989 | 27216.5701 | 28236.7313 | 23926.105
F6_Commercial_Miscellaneous_New_Food Preparation_Natural Gas_Double Rack Oven_Baseline Forecast | F6 | Commercial | Miscellaneous | New | Food Preparation | Natural Gas | Double Rack Oven | Baseline Forecast | Avg. Replacement Usage (kWh) | 0.05305 | 0.05305 | 0.05305 | 0.05305 | 0.05305 | 0.05305 | 0.05305 | 0.05305 | 0.05305 | 0.05305 | 0.05305 | 0.05305 | 0.05305 | 0.05305 | 0.05305 | 0.05305 | 0.05305 | 0.05305 | 0.05305 | 0.05305 | 0.05305 | 0.05305 | 0.05305 | 0.05305 | 0.05305 | 0.05305 | 0.05305 | 0.05305 | 0.05305 | 0.05305 | 0.05305 | 0.05305 | 0.05305
F7_Commercial_Miscellaneous_New_Food Preparation_Natural Gas_Double Rack Oven_Baseline Forecast | F7 | Commercial | Miscellaneous | New | Food Preparation | Natural Gas | Double Rack Oven | Baseline Forecast | Avg. Replacement Summer Demand (kW) | 0 | 0 | 0 | 0 | 0 | 0 | 0 | 0 | 0 | 0 | 0 | 0 | 0 | 0 | 0 | 0 | 0 | 0 | 0 | 0 | 0 | 0 | 0 | 0 | 0 | 0 | 0 | 0 | 0 | 0 | 0 | 0 | 0
F8_Commercial_Miscellaneous_New_Food Preparation_Natural Gas_Double Rack Oven_Baseline Forecast | F8 | Commercial | Miscellaneous | New | Food Preparation | Natural Gas | Double Rack Oven | Baseline Forecast | Avg. Replacement Winter Demand (kW) | 0 | 0 | 0 | 0 | 0 | 0 | 0 | 0 | 0 | 0 | 0 | 0 | 0 | 0 | 0 | 0 | 0 | 0 | 0 | 0 | 0 | 0 | 0 | 0 | 0 | 0 | 0 | 0 | 0 | 0 | 0 | 0 | 0
F1_Commercial_Miscellaneous_New_Food Preparation_Natural Gas_Fryer_Baseline Forecast | F1 | Commercial | Miscellaneous | New | Food Preparation | Natural Gas | Fryer | Baseline Forecast | Units | 0 | 442.9107 | 2579.2333 | 3944.4931 | 5705.2704 | 8094.8383 | 10328.3077 | 12307.8565 | 14088.2186 | 15807.231 | 17503.82 | 19183.5537 | 20860.986 | 22543.218 | 24235.7974 | 25931.495 | 27627.656 | 29321.6198 | 31013.3513 | 32702.8155 | 34392.6409 | 36082.83 | 37771.0026 | 39457.1314 | 41141.1884 | 42825.5284 | 44510.1529 | 46195.0637 | 47880.2624 | 49565.7508 | 51251.5304 | 52937.603 | 53697.0309
F2_Commercial_Miscellaneous_New_Food Preparation_Natural Gas_Fryer_Baseline Forecast | F2 | Commercial | Miscellaneous | New | Food Preparation | Natural Gas | Fryer | Baseline Forecast | Usage (MMtherm) | 0 | 1.4622e-05 | 8.5147e-05 | 0.00011586 | 0.00015548 | 0.00020924 | 0.00025832 | 0.00029637 | 0.00033155 | 0.00036658 | 0.0004009 | 0.00043159 | 0.00046932 | 0.00050717 | 0.00054525 | 0.0005834 | 0.00062156 | 0.00065967 | 0.00069773 | 0.00073574 | 0.00077376 | 0.00081178 | 0.00084976 | 0.0008877 | 0.00092558 | 0.00096348 | 0.0010014 | 0.0010393 | 0.0010772 | 0.0011151 | 0.001153 | 0.001191 | 0.0012081
F3_Commercial_Miscellaneous_New_Food Preparation_Natural Gas_Fryer_Baseline Forecast | F3 | Commercial | Miscellaneous | New | Food Preparation | Natural Gas | Fryer | Baseline Forecast | Summer Peak Demand (MW) | 0 | 0 | 0 | 0 | 0 | 0 | 0 | 0 | 0 | 0 | 0 | 0 | 0 | 0 | 0 | 0 | 0 | 0 | 0 | 0 | 0 | 0 | 0 | 0 | 0 | 0 | 0 | 0 | 0 | 0 | 0 | 0 | 0
F4_Commercial_Miscellaneous_New_Food Preparation_Natural Gas_Fryer_Baseline Forecast | F4 | Commercial | Miscellaneous | New | Food Preparation | Natural Gas | Fryer | Baseline Forecast | Winter Peak Demand (MW) | 0 | 0 | 0 | 0 | 0 | 0 | 0 | 0 | 0 | 0 | 0 | 0 | 0 | 0 | 0 | 0 | 0 | 0 | 0 | 0 | 0 | 0 | 0 | 0 | 0 | 0 | 0 | 0 | 0 | 0 | 0 | 0 | 0
F5_Commercial_Miscellaneous_New_Food Preparation_Natural Gas_Fryer_Baseline Forecast | F5 | Commercial | Miscellaneous | New | Food Preparation | Natural Gas | Fryer | Baseline Forecast | Turnover | 0 | 442.9107 | 2136.3227 | 1365.2598 | 1760.7773 | 2389.5679 | 2344.1971 | 2596.6752 | 2584.5218 | 2762.3266 | 3181.5713 | 3781.3744 | 3719.8547 | 3954.0374 | 4236.2301 | 4388.0618 | 4720.692 | 4889.4416 | 5119.0432 | 5418.4941 | 5725.9494 | 5882.8562 | 6110.606 | 6349.6802 | 6572.3745 | 6861.0002 | 7077.8788 | 7311.9885 | 7563.9882 | 7810.6346 | 8032.1241 | 8269.3468 | 7581.6141
F6_Commercial_Miscellaneous_New_Food Preparation_Natural Gas_Fryer_Baseline Forecast | F6 | Commercial | Miscellaneous | New | Food Preparation | Natural Gas | Fryer | Baseline Forecast | Avg. Replacement Usage (kWh) | 0.033012 | 0.033012 | 0.033012 | 0.022498 | 0.022498 | 0.022498 | 0.022498 | 0.022498 | 0.022498 | 0.022498 | 0.022498 | 0.022498 | 0.022498 | 0.022498 | 0.022498 | 0.022498 | 0.022498 | 0.022498 | 0.022498 | 0.022498 | 0.022498 | 0.022498 | 0.022498 | 0.022498 | 0.022498 | 0.022498 | 0.022498 | 0.022498 | 0.022498 | 0.022498 | 0.022498 | 0.022498 | 0.022498
F7_Commercial_Miscellaneous_New_Food Preparation_Natural Gas_Fryer_Baseline Forecast | F7 | Commercial | Miscellaneous | New | Food Preparation | Natural Gas | Fryer | Baseline Forecast | Avg. Replacement Summer Demand (kW) | 0 | 0 | 0 | 0 | 0 | 0 | 0 | 0 | 0 | 0 | 0 | 0 | 0 | 0 | 0 | 0 | 0 | 0 | 0 | 0 | 0 | 0 | 0 | 0 | 0 | 0 | 0 | 0 | 0 | 0 | 0 | 0 | 0
F8_Commercial_Miscellaneous_New_Food Preparation_Natural Gas_Fryer_Baseline Forecast | F8 | Commercial | Miscellaneous | New | Food Preparation | Natural Gas | Fryer | Baseline Forecast | Avg. Replacement Winter Demand (kW) | 0 | 0 | 0 | 0 | 0 | 0 | 0 | 0 | 0 | 0 | 0 | 0 | 0 | 0 | 0 | 0 | 0 | 0 | 0 | 0 | 0 | 0 | 0 | 0 | 0 | 0 | 0 | 0 | 0 | 0 | 0 | 0 | 0
F1_Commercial_Miscellaneous_New_Food Preparation_Natural Gas_Broiler_Baseline Forecast | F1 | Commercial | Miscellaneous | New | Food Preparation | Natural Gas | Broiler | Baseline Forecast | Units | 0 | 5048.1974 | 29397.5284 | 44958.4563 | 65027.4047 | 92263.1682 | 117719.7562 | 140282.2136 | 160574.3849 | 180167.3066 | 199504.6507 | 218649.8823 | 237768.8827 | 256942.5889 | 276234.2326 | 295561.4173 | 314893.884 | 334201.3062 | 353483.2865 | 372739.4233 | 391999.6779 | 411264.0778 | 430505.4945 | 449723.6149 | 468918.1228 | 488115.8555 | 507316.8318 | 526521.0706 | 545728.5911 | 564939.4125 | 584153.5539 | 603371.0349 | 612026.8258
F2_Commercial_Miscellaneous_New_Food Preparation_Natural Gas_Broiler_Baseline Forecast | F2 | Commercial | Miscellaneous | New | Food Preparation | Natural Gas | Broiler | Baseline Forecast | Usage (MMtherm) | 0 | 0.0001833 | 0.0010674 | 0.0016324 | 0.0023611 | 0.00335 | 0.0042743 | 0.0050936 | 0.0058304 | 0.0065418 | 0.0072439 | 0.0079391 | 0.0086333 | 0.0093295 | 0.01003 | 0.010732 | 0.011434 | 0.012135 | 0.012835 | 0.013534 | 0.014233 | 0.014933 | 0.015631 | 0.016329 | 0.017026 | 0.017723 | 0.01842 | 0.019118 | 0.019815 | 0.020513 | 0.02121 | 0.021908 | 0.022222
F3_Commercial_Miscellaneous_New_Food Preparation_Natural Gas_Broiler_Baseline Forecast | F3 | Commercial | Miscellaneous | New | Food Preparation | Natural Gas | Broiler | Baseline Forecast | Summer Peak Demand (MW) | 0 | 0 | 0 | 0 | 0 | 0 | 0 | 0 | 0 | 0 | 0 | 0 | 0 | 0 | 0 | 0 | 0 | 0 | 0 | 0 | 0 | 0 | 0 | 0 | 0 | 0 | 0 | 0 | 0 | 0 | 0 | 0 | 0
F4_Commercial_Miscellaneous_New_Food Preparation_Natural Gas_Broiler_Baseline Forecast | F4 | Commercial | Miscellaneous | New | Food Preparation | Natural Gas | Broiler | Baseline Forecast | Winter Peak Demand (MW) | 0 | 0 | 0 | 0 | 0 | 0 | 0 | 0 | 0 | 0 | 0 | 0 | 0 | 0 | 0 | 0 | 0 | 0 | 0 | 0 | 0 | 0 | 0 | 0 | 0 | 0 | 0 | 0 | 0 | 0 | 0 | 0 | 0
F5_Commercial_Miscellaneous_New_Food Preparation_Natural Gas_Broiler_Baseline Forecast | F5 | Commercial | Miscellaneous | New | Food Preparation | Natural Gas | Broiler | Baseline Forecast | Turnover | 0 | 5048.1974 | 24349.331 | 15560.9279 | 20068.9484 | 27235.7635 | 25456.5881 | 22562.4573 | 20292.1713 | 19592.9217 | 19337.3441 | 19145.2316 | 20128.6399 | 24851.2839 | 26945.8915 | 29464.3726 | 32889.3698 | 36567.6169 | 42662.3039 | 39715.0028 | 40727.6822 | 42184.5484 | 40940.1817 | 39844.1814 | 40070.4716 | 41104.3779 | 42552.1688 | 44412.7057 | 46945.6119 | 51171.768 | 53274.9882 | 55271.8995 | 46834.0779
F6_Commercial_Miscellaneous_New_Food Preparation_Natural Gas_Broiler_Baseline Forecast | F6 | Commercial | Miscellaneous | New | Food Preparation | Natural Gas | Broiler | Baseline Forecast | Avg. Replacement Usage (kWh) | 0.03631 | 0.03631 | 0.03631 | 0.03631 | 0.03631 | 0.03631 | 0.03631 | 0.03631 | 0.03631 | 0.03631 | 0.03631 | 0.03631 | 0.03631 | 0.03631 | 0.03631 | 0.03631 | 0.03631 | 0.03631 | 0.03631 | 0.03631 | 0.03631 | 0.03631 | 0.03631 | 0.03631 | 0.03631 | 0.03631 | 0.03631 | 0.03631 | 0.03631 | 0.03631 | 0.03631 | 0.03631 | 0.03631
F7_Commercial_Miscellaneous_New_Food Preparation_Natural Gas_Broiler_Baseline Forecast | F7 | Commercial | Miscellaneous | New | Food Preparation | Natural Gas | Broiler | Baseline Forecast | Avg. Replacement Summer Demand (kW) | 0 | 0 | 0 | 0 | 0 | 0 | 0 | 0 | 0 | 0 | 0 | 0 | 0 | 0 | 0 | 0 | 0 | 0 | 0 | 0 | 0 | 0 | 0 | 0 | 0 | 0 | 0 | 0 | 0 | 0 | 0 | 0 | 0
F8_Commercial_Miscellaneous_New_Food Preparation_Natural Gas_Broiler_Baseline Forecast | F8 | Commercial | Miscellaneous | New | Food Preparation | Natural Gas | Broiler | Baseline Forecast | Avg. Replacement Winter Demand (kW) | 0 | 0 | 0 | 0 | 0 | 0 | 0 | 0 | 0 | 0 | 0 | 0 | 0 | 0 | 0 | 0 | 0 | 0 | 0 | 0 | 0 | 0 | 0 | 0 | 0 | 0 | 0 | 0 | 0 | 0 | 0 | 0 | 0
F1_Commercial_Miscellaneous_New_Food Preparation_Natural Gas_Griddle_Baseline Forecast | F1 | Commercial | Miscellaneous | New | Food Preparation | Natural Gas | Griddle | Baseline Forecast | Units | 0 | 5599.3752 | 32607.241 | 49867.1588 | 72127.2968 | 102336.7447 | 130572.7614 | 155598.6572 | 178106.3903 | 199838.5274 | 221287.1823 | 242522.7492 | 263729.2209 | 284996.3712 | 306394.336 | 327831.7221 | 349274.967 | 370690.433 | 392077.6793 | 413436.2603 | 434799.4087 | 456167.1551 | 477509.4089 | 498825.8228 | 520116.0461 | 541409.8463 | 562707.2443 | 584008.261 | 605312.9177 | 626621.2356 | 647933.2362 | 669248.9409 | 678849.7977
F2_Commercial_Miscellaneous_New_Food Preparation_Natural Gas_Griddle_Baseline Forecast | F2 | Commercial | Miscellaneous | New | Food Preparation | Natural Gas | Griddle | Baseline Forecast | Usage (MMtherm) | 0 | 0.00013496 | 0.0007859 | 0.0012019 | 0.0017384 | 0.0024665 | 0.0031471 | 0.0037502 | 0.0042927 | 0.0048165 | 0.0053335 | 0.0058453 | 0.0063564 | 0.006869 | 0.0073847 | 0.0079014 | 0.0084182 | 0.0089344 | 0.0094499 | 0.0099646 | 0.01048 | 0.010995 | 0.011509 | 0.012023 | 0.012536 | 0.013049 | 0.013562 | 0.014076 | 0.014589 | 0.015103 | 0.015616 | 0.01613 | 0.016362
F3_Commercial_Miscellaneous_New_Food Preparation_Natural Gas_Griddle_Baseline Forecast | F3 | Commercial | Miscellaneous | New | Food Preparation | Natural Gas | Griddle | Baseline Forecast | Summer Peak Demand (MW) | 0 | 0 | 0 | 0 | 0 | 0 | 0 | 0 | 0 | 0 | 0 | 0 | 0 | 0 | 0 | 0 | 0 | 0 | 0 | 0 | 0 | 0 | 0 | 0 | 0 | 0 | 0 | 0 | 0 | 0 | 0 | 0 | 0
F4_Commercial_Miscellaneous_New_Food Preparation_Natural Gas_Griddle_Baseline Forecast | F4 | Commercial | Miscellaneous | New | Food Preparation | Natural Gas | Griddle | Baseline Forecast | Winter Peak Demand (MW) | 0 | 0 | 0 | 0 | 0 | 0 | 0 | 0 | 0 | 0 | 0 | 0 | 0 | 0 | 0 | 0 | 0 | 0 | 0 | 0 | 0 | 0 | 0 | 0 | 0 | 0 | 0 | 0 | 0 | 0 | 0 | 0 | 0
F5_Commercial_Miscellaneous_New_Food Preparation_Natural Gas_Griddle_Baseline Forecast | F5 | Commercial | Miscellaneous | New | Food Preparation | Natural Gas | Griddle | Baseline Forecast | Turnover | 0 | 5599.3752 | 27007.8658 | 17259.9178 | 22260.1379 | 30209.448 | 28236.0167 | 25025.8958 | 22507.733 | 21732.1372 | 21448.6548 | 21235.5669 | 22326.3467 | 27564.6235 | 29887.9269 | 32681.3834 | 36480.3323 | 40560.1818 | 47320.3055 | 44051.209 | 45174.4559 | 46790.3872 | 45410.1567 | 44194.4917 | 44445.489 | 45592.2803 | 47198.1455 | 49261.8215 | 52071.2783 | 56758.8591 | 59091.7153 | 61306.6556 | 51947.5666
F6_Commercial_Miscellaneous_New_Food Preparation_Natural Gas_Griddle_Baseline Forecast | F6 | Commercial | Miscellaneous | New | Food Preparation | Natural Gas | Griddle | Baseline Forecast | Avg. Replacement Usage (kWh) | 0.024102 | 0.024102 | 0.024102 | 0.024102 | 0.024102 | 0.024102 | 0.024102 | 0.024102 | 0.024102 | 0.024102 | 0.024102 | 0.024102 | 0.024102 | 0.024102 | 0.024102 | 0.024102 | 0.024102 | 0.024102 | 0.024102 | 0.024102 | 0.024102 | 0.024102 | 0.024102 | 0.024102 | 0.024102 | 0.024102 | 0.024102 | 0.024102 | 0.024102 | 0.024102 | 0.024102 | 0.024102 | 0.024102
F7_Commercial_Miscellaneous_New_Food Preparation_Natural Gas_Griddle_Baseline Forecast | F7 | Commercial | Miscellaneous | New | Food Preparation | Natural Gas | Griddle | Baseline Forecast | Avg. Replacement Summer Demand (kW) | 0 | 0 | 0 | 0 | 0 | 0 | 0 | 0 | 0 | 0 | 0 | 0 | 0 | 0 | 0 | 0 | 0 | 0 | 0 | 0 | 0 | 0 | 0 | 0 | 0 | 0 | 0 | 0 | 0 | 0 | 0 | 0 | 0
F8_Commercial_Miscellaneous_New_Food Preparation_Natural Gas_Griddle_Baseline Forecast | F8 | Commercial | Miscellaneous | New | Food Preparation | Natural Gas | Griddle | Baseline Forecast | Avg. Replacement Winter Demand (kW) | 0 | 0 | 0 | 0 | 0 | 0 | 0 | 0 | 0 | 0 | 0 | 0 | 0 | 0 | 0 | 0 | 0 | 0 | 0 | 0 | 0 | 0 | 0 | 0 | 0 | 0 | 0 | 0 | 0 | 0 | 0 | 0 | 0
F1_Commercial_Miscellaneous_New_Food Preparation_Natural Gas_Range_Baseline Forecast | F1 | Commercial | Miscellaneous | New | Food Preparation | Natural Gas | Range | Baseline Forecast | Units | 0 | 6224.7645 | 36249.1151 | 55436.778 | 80183.1313 | 113766.646 | 145156.3186 | 172977.3348 | 197998.9367 | 222158.3172 | 246002.5535 | 269609.9023 | 293184.9062 | 316827.3659 | 340615.2506 | 364446.9596 | 388285.1817 | 412092.5222 | 435868.4913 | 459612.5935 | 483361.7732 | 507116.0645 | 530842.0158 | 554539.2413 | 578207.351 | 601879.4371 | 625555.5227 | 649235.6313 | 672919.7864 | 696608.0117 | 720300.3309 | 743996.7679 | 754669.936
F2_Commercial_Miscellaneous_New_Food Preparation_Natural Gas_Range_Baseline Forecast | F2 | Commercial | Miscellaneous | New | Food Preparation | Natural Gas | Range | Baseline Forecast | Usage (MMtherm) | 0 | 0.00015563 | 0.00090626 | 0.001386 | 0.0020047 | 0.0028443 | 0.003629 | 0.0043246 | 0.0049502 | 0.0055542 | 0.0061503 | 0.0067405 | 0.0073299 | 0.007921 | 0.0085157 | 0.0091115 | 0.0097075 | 0.010303 | 0.010897 | 0.011491 | 0.012085 | 0.012678 | 0.013272 | 0.013864 | 0.014456 | 0.015048 | 0.015639 | 0.016232 | 0.016824 | 0.017416 | 0.018008 | 0.018601 | 0.018867
F3_Commercial_Miscellaneous_New_Food Preparation_Natural Gas_Range_Baseline Forecast | F3 | Commercial | Miscellaneous | New | Food Preparation | Natural Gas | Range | Baseline Forecast | Summer Peak Demand (MW) | 0 | 0 | 0 | 0 | 0 | 0 | 0 | 0 | 0 | 0 | 0 | 0 | 0 | 0 | 0 | 0 | 0 | 0 | 0 | 0 | 0 | 0 | 0 | 0 | 0 | 0 | 0 | 0 | 0 | 0 | 0 | 0 | 0
F4_Commercial_Miscellaneous_New_Food Preparation_Natural Gas_Range_Baseline Forecast | F4 | Commercial | Miscellaneous | New | Food Preparation | Natural Gas | Range | Baseline Forecast | Winter Peak Demand (MW) | 0 | 0 | 0 | 0 | 0 | 0 | 0 | 0 | 0 | 0 | 0 | 0 | 0 | 0 | 0 | 0 | 0 | 0 | 0 | 0 | 0 | 0 | 0 | 0 | 0 | 0 | 0 | 0 | 0 | 0 | 0 | 0 | 0
F5_Commercial_Miscellaneous_New_Food Preparation_Natural Gas_Range_Baseline Forecast | F5 | Commercial | Miscellaneous | New | Food Preparation | Natural Gas | Range | Baseline Forecast | Turnover | 0 | 6224.7645 | 30024.3507 | 19187.6629 | 24746.3532 | 33583.5147 | 31389.6726 | 27821.0162 | 25021.602 | 24159.3805 | 25089.1892 | 30608.1812 | 33013.2025 | 36142.2892 | 40504.4512 | 45114.6814 | 52667.722 | 49034.4882 | 50246.7406 | 52255.1662 | 52104.5645 | 52105.7377 | 52901.7168 | 54912.7018 | 57907.1709 | 63043.65 | 65610.6963 | 68097.4166 | 70812.5493 | 73020.3977 | 75559.189 | 74817.8458 | 62870.6201
F6_Commercial_Miscellaneous_New_Food Preparation_Natural Gas_Range_Baseline Forecast | F6 | Commercial | Miscellaneous | New | Food Preparation | Natural Gas | Range | Baseline Forecast | Avg. Replacement Usage (kWh) | 0.025001 | 0.025001 | 0.025001 | 0.025001 | 0.025001 | 0.025001 | 0.025001 | 0.025001 | 0.025001 | 0.025001 | 0.025001 | 0.025001 | 0.025001 | 0.025001 | 0.025001 | 0.025001 | 0.025001 | 0.025001 | 0.025001 | 0.025001 | 0.025001 | 0.025001 | 0.025001 | 0.025001 | 0.025001 | 0.025001 | 0.025001 | 0.025001 | 0.025001 | 0.025001 | 0.025001 | 0.025001 | 0.025001
F7_Commercial_Miscellaneous_New_Food Preparation_Natural Gas_Range_Baseline Forecast | F7 | Commercial | Miscellaneous | New | Food Preparation | Natural Gas | Range | Baseline Forecast | Avg. Replacement Summer Demand (kW) | 0 | 0 | 0 | 0 | 0 | 0 | 0 | 0 | 0 | 0 | 0 | 0 | 0 | 0 | 0 | 0 | 0 | 0 | 0 | 0 | 0 | 0 | 0 | 0 | 0 | 0 | 0 | 0 | 0 | 0 | 0 | 0 | 0
F8_Commercial_Miscellaneous_New_Food Preparation_Natural Gas_Range_Baseline Forecast | F8 | Commercial | Miscellaneous | New | Food Preparation | Natural Gas | Range | Baseline Forecast | Avg. Replacement Winter Demand (kW) | 0 | 0 | 0 | 0 | 0 | 0 | 0 | 0 | 0 | 0 | 0 | 0 | 0 | 0 | 0 | 0 | 0 | 0 | 0 | 0 | 0 | 0 | 0 | 0 | 0 | 0 | 0 | 0 | 0 | 0 | 0 | 0 | 0
F1_Commercial_Miscellaneous_New_Food Preparation_Natural Gas_Steamer_Baseline Forecast | F1 | Commercial | Miscellaneous | New | Food Preparation | Natural Gas | Steamer | Baseline Forecast | Units | 0 | 219.3536 | 1277.3774 | 1953.5287 | 2825.562 | 4009.0066 | 5115.1429 | 6095.5237 | 6977.2564 | 7828.6053 | 8668.849 | 9500.745 | 10331.5012 | 11164.6345 | 12002.8924 | 12842.6946 | 13682.7263 | 14521.6698 | 15359.5077 | 16196.2228 | 17033.1168 | 17870.1908 | 18706.2663 | 19541.3294 | 20375.3666 | 21209.5438 | 22043.8621 | 22878.322 | 23712.9246 | 24547.6706 | 25382.5609 | 26217.5962 | 26593.7065
F2_Commercial_Miscellaneous_New_Food Preparation_Natural Gas_Steamer_Baseline Forecast | F2 | Commercial | Miscellaneous | New | Food Preparation | Natural Gas | Steamer | Baseline Forecast | Usage (MMtherm) | 0 | 9.1593e-06 | 5.3338e-05 | 7.0423e-05 | 9.2457e-05 | 0.00012236 | 0.00015031 | 0.00017508 | 0.00019736 | 0.00021887 | 0.0002397 | 0.00025843 | 0.00027738 | 0.00029661 | 0.00031618 | 0.00033597 | 0.00035592 | 0.00037599 | 0.00039615 | 0.00041528 | 0.00043039 | 0.00045154 | 0.00047266 | 0.00049376 | 0.00051484 | 0.00053592 | 0.000557 | 0.00057808 | 0.00059917 | 0.00062026 | 0.00064136 | 0.00066246 | 0.00067196
F3_Commercial_Miscellaneous_New_Food Preparation_Natural Gas_Steamer_Baseline Forecast | F3 | Commercial | Miscellaneous | New | Food Preparation | Natural Gas | Steamer | Baseline Forecast | Summer Peak Demand (MW) | 0 | 0 | 0 | 0 | 0 | 0 | 0 | 0 | 0 | 0 | 0 | 0 | 0 | 0 | 0 | 0 | 0 | 0 | 0 | 0 | 0 | 0 | 0 | 0 | 0 | 0 | 0 | 0 | 0 | 0 | 0 | 0 | 0
F4_Commercial_Miscellaneous_New_Food Preparation_Natural Gas_Steamer_Baseline Forecast | F4 | Commercial | Miscellaneous | New | Food Preparation | Natural Gas | Steamer | Baseline Forecast | Winter Peak Demand (MW) | 0 | 0 | 0 | 0 | 0 | 0 | 0 | 0 | 0 | 0 | 0 | 0 | 0 | 0 | 0 | 0 | 0 | 0 | 0 | 0 | 0 | 0 | 0 | 0 | 0 | 0 | 0 | 0 | 0 | 0 | 0 | 0 | 0
F5_Commercial_Miscellaneous_New_Food Preparation_Natural Gas_Steamer_Baseline Forecast | F5 | Commercial | Miscellaneous | New | Food Preparation | Natural Gas | Steamer | Baseline Forecast | Turnover | 0 | 219.3536 | 1058.0238 | 676.1513 | 872.0332 | 1183.4447 | 1106.1362 | 980.3808 | 881.7327 | 851.349 | 864.6163 | 971.1188 | 1029.6377 | 1106.8094 | 1213.0194 | 1295.8276 | 1354.3188 | 1394.0579 | 1425.8673 | 1523.0253 | 1813.1149 | 1701.6341 | 1787.8731 | 1911.7834 | 1911.2958 | 1903.4945 | 1909.3394 | 1939.1076 | 1989.8222 | 2095.8621 | 2162.9735 | 2237.9711 | 1868.2916
F6_Commercial_Miscellaneous_New_Food Preparation_Natural Gas_Steamer_Baseline Forecast | F6 | Commercial | Miscellaneous | New | Food Preparation | Natural Gas | Steamer | Baseline Forecast | Avg. Replacement Usage (kWh) | 0.041756 | 0.041756 | 0.041756 | 0.025268 | 0.025268 | 0.025268 | 0.025268 | 0.025268 | 0.025268 | 0.025268 | 0.025268 | 0.025268 | 0.025268 | 0.025268 | 0.025268 | 0.025268 | 0.025268 | 0.025268 | 0.025268 | 0.025268 | 0.025268 | 0.025268 | 0.025268 | 0.025268 | 0.025268 | 0.025268 | 0.025268 | 0.025268 | 0.025268 | 0.025268 | 0.025268 | 0.025268 | 0.025268
F7_Commercial_Miscellaneous_New_Food Preparation_Natural Gas_Steamer_Baseline Forecast | F7 | Commercial | Miscellaneous | New | Food Preparation | Natural Gas | Steamer | Baseline Forecast | Avg. Replacement Summer Demand (kW) | 0 | 0 | 0 | 0 | 0 | 0 | 0 | 0 | 0 | 0 | 0 | 0 | 0 | 0 | 0 | 0 | 0 | 0 | 0 | 0 | 0 | 0 | 0 | 0 | 0 | 0 | 0 | 0 | 0 | 0 | 0 | 0 | 0
F8_Commercial_Miscellaneous_New_Food Preparation_Natural Gas_Steamer_Baseline Forecast | F8 | Commercial | Miscellaneous | New | Food Preparation | Natural Gas | Steamer | Baseline Forecast | Avg. Replacement Winter Demand (kW) | 0 | 0 | 0 | 0 | 0 | 0 | 0 | 0 | 0 | 0 | 0 | 0 | 0 | 0 | 0 | 0 | 0 | 0 | 0 | 0 | 0 | 0 | 0 | 0 | 0 | 0 | 0 | 0 | 0 | 0 | 0 | 0 | 0
F1_Commercial_Miscellaneous_New_Food Preparation_Natural Gas_Food Prep Other_Baseline Forecast | F1 | Commercial | Miscellaneous | New | Food Preparation | Natural Gas | Food Prep Other | Baseline Forecast | Units | 0 | 0 | 0 | 0 | 0 | 0 | 0 | 0 | 0 | 0 | 0 | 0 | 0 | 0 | 0 | 0 | 0 | 0 | 0 | 0 | 0 | 0 | 0 | 0 | 0 | 0 | 0 | 0 | 0 | 0 | 0 | 0 | 0
F2_Commercial_Miscellaneous_New_Food Preparation_Natural Gas_Food Prep Other_Baseline Forecast | F2 | Commercial | Miscellaneous | New | Food Preparation | Natural Gas | Food Prep Other | Baseline Forecast | Usage (MMtherm) | 0 | 0 | 0 | 0 | 0 | 0 | 0 | 0 | 0 | 0 | 0 | 0 | 0 | 0 | 0 | 0 | 0 | 0 | 0 | 0 | 0 | 0 | 0 | 0 | 0 | 0 | 0 | 0 | 0 | 0 | 0 | 0 | 0
F3_Commercial_Miscellaneous_New_Food Preparation_Natural Gas_Food Prep Other_Baseline Forecast | F3 | Commercial | Miscellaneous | New | Food Preparation | Natural Gas | Food Prep Other | Baseline Forecast | Summer Peak Demand (MW) | 0 | 0 | 0 | 0 | 0 | 0 | 0 | 0 | 0 | 0 | 0 | 0 | 0 | 0 | 0 | 0 | 0 | 0 | 0 | 0 | 0 | 0 | 0 | 0 | 0 | 0 | 0 | 0 | 0 | 0 | 0 | 0 | 0
F4_Commercial_Miscellaneous_New_Food Preparation_Natural Gas_Food Prep Other_Baseline Forecast | F4 | Commercial | Miscellaneous | New | Food Preparation | Natural Gas | Food Prep Other | Baseline Forecast | Winter Peak Demand (MW) | 0 | 0 | 0 | 0 | 0 | 0 | 0 | 0 | 0 | 0 | 0 | 0 | 0 | 0 | 0 | 0 | 0 | 0 | 0 | 0 | 0 | 0 | 0 | 0 | 0 | 0 | 0 | 0 | 0 | 0 | 0 | 0 | 0
F5_Commercial_Miscellaneous_New_Food Preparation_Natural Gas_Food Prep Other_Baseline Forecast | F5 | Commercial | Miscellaneous | New | Food Preparation | Natural Gas | Food Prep Other | Baseline Forecast | Turnover | 0 | 0 | 0 | 0 | 0 | 0 | 0 | 0 | 0 | 0 | 0 | 0 | 0 | 0 | 0 | 0 | 0 | 0 | 0 | 0 | 0 | 0 | 0 | 0 | 0 | 0 | 0 | 0 | 0 | 0 | 0 | 0 | 0
F6_Commercial_Miscellaneous_New_Food Preparation_Natural Gas_Food Prep Other_Baseline Forecast | F6 | Commercial | Miscellaneous | New | Food Preparation | Natural Gas | Food Prep Other | Baseline Forecast | Avg. Replacement Usage (kWh) | 0.010434 | 0.010434 | 0.010434 | 0.010434 | 0.010434 | 0.010434 | 0.010434 | 0.010434 | 0.010434 | 0.010434 | 0.010434 | 0.010434 | 0.010434 | 0.010434 | 0.010434 | 0.010434 | 0.010434 | 0.010434 | 0.010434 | 0.010434 | 0.010434 | 0.010434 | 0.010434 | 0.010434 | 0.010434 | 0.010434 | 0.010434 | 0.010434 | 0.010434 | 0.010434 | 0.010434 | 0.010434 | 0.010434
F7_Commercial_Miscellaneous_New_Food Preparation_Natural Gas_Food Prep Other_Baseline Forecast | F7 | Commercial | Miscellaneous | New | Food Preparation | Natural Gas | Food Prep Other | Baseline Forecast | Avg. Replacement Summer Demand (kW) | 0 | 0 | 0 | 0 | 0 | 0 | 0 | 0 | 0 | 0 | 0 | 0 | 0 | 0 | 0 | 0 | 0 | 0 | 0 | 0 | 0 | 0 | 0 | 0 | 0 | 0 | 0 | 0 | 0 | 0 | 0 | 0 | 0
F8_Commercial_Miscellaneous_New_Food Preparation_Natural Gas_Food Prep Other_Baseline Forecast | F8 | Commercial | Miscellaneous | New | Food Preparation | Natural Gas | Food Prep Other | Baseline Forecast | Avg. Replacement Winter Demand (kW) | 0 | 0 | 0 | 0 | 0 | 0 | 0 | 0 | 0 | 0 | 0 | 0 | 0 | 0 | 0 | 0 | 0 | 0 | 0 | 0 | 0 | 0 | 0 | 0 | 0 | 0 | 0 | 0 | 0 | 0 | 0 | 0 | 0
F1_Commercial_Miscellaneous_New_Miscellaneous_Natural Gas_Pool Heater_Baseline Forecast | F1 | Commercial | Miscellaneous | New | Miscellaneous | Natural Gas | Pool Heater | Baseline Forecast | Units | 0 | 189.3345 | 1102.565 | 1686.1833 | 2438.8766 | 3460.3638 | 4415.1225 | 5261.3357 | 6022.401 | 6757.2406 | 7482.4948 | 8200.5437 | 8917.6088 | 9636.7256 | 10360.2658 | 11085.1389 | 11810.2101 | 12534.3421 | 13257.5198 | 13979.7282 | 14702.0911 | 15424.6094 | 16146.2658 | 16867.0484 | 17586.9455 | 18306.9634 | 19027.1031 | 19747.3651 | 20467.7501 | 21188.259 | 21908.8924 | 22629.651 | 22954.2896
F2_Commercial_Miscellaneous_New_Miscellaneous_Natural Gas_Pool Heater_Baseline Forecast | F2 | Commercial | Miscellaneous | New | Miscellaneous | Natural Gas | Pool Heater | Baseline Forecast | Usage (MMtherm) | 0 | 4.1135e-07 | 2.3955e-06 | 3.6635e-06 | 5.2988e-06 | 7.5181e-06 | 9.5924e-06 | 1.1431e-05 | 1.3084e-05 | 1.4681e-05 | 1.6257e-05 | 1.7817e-05 | 1.9375e-05 | 2.0937e-05 | 2.2509e-05 | 2.4084e-05 | 2.5659e-05 | 2.7233e-05 | 2.8804e-05 | 3.0373e-05 | 3.1942e-05 | 3.3512e-05 | 3.508e-05 | 3.6646e-05 | 3.821e-05 | 3.9774e-05 | 4.1339e-05 | 4.2904e-05 | 4.4469e-05 | 4.6034e-05 | 4.76e-05 | 4.9166e-05 | 4.9871e-05
F3_Commercial_Miscellaneous_New_Miscellaneous_Natural Gas_Pool Heater_Baseline Forecast | F3 | Commercial | Miscellaneous | New | Miscellaneous | Natural Gas | Pool Heater | Baseline Forecast | Summer Peak Demand (MW) | 0 | 0 | 0 | 0 | 0 | 0 | 0 | 0 | 0 | 0 | 0 | 0 | 0 | 0 | 0 | 0 | 0 | 0 | 0 | 0 | 0 | 0 | 0 | 0 | 0 | 0 | 0 | 0 | 0 | 0 | 0 | 0 | 0
F4_Commercial_Miscellaneous_New_Miscellaneous_Natural Gas_Pool Heater_Baseline Forecast | F4 | Commercial | Miscellaneous | New | Miscellaneous | Natural Gas | Pool Heater | Baseline Forecast | Winter Peak Demand (MW) | 0 | 0 | 0 | 0 | 0 | 0 | 0 | 0 | 0 | 0 | 0 | 0 | 0 | 0 | 0 | 0 | 0 | 0 | 0 | 0 | 0 | 0 | 0 | 0 | 0 | 0 | 0 | 0 | 0 | 0 | 0 | 0 | 0
F5_Commercial_Miscellaneous_New_Miscellaneous_Natural Gas_Pool Heater_Baseline Forecast | F5 | Commercial | Miscellaneous | New | Miscellaneous | Natural Gas | Pool Heater | Baseline Forecast | Turnover | 0 | 189.3345 | 913.2306 | 583.6183 | 752.6932 | 1021.4873 | 992.6255 | 1059.1528 | 1048.1407 | 1115.0386 | 1233.7108 | 1372.9722 | 1642.5993 | 1582.7665 | 1681.7895 | 1808.6775 | 1859.1433 | 1977.3491 | 2039.418 | 2129.0955 | 2240.7172 | 2345.537 | 2486.2223 | 2524.6341 | 2614.7556 | 2717.3112 | 2800.3109 | 2912.6304 | 2995.4776 | 3087.0425 | 3186.5835 | 3281.0588 | 2992.2846
F6_Commercial_Miscellaneous_New_Miscellaneous_Natural Gas_Pool Heater_Baseline Forecast | F6 | Commercial | Miscellaneous | New | Miscellaneous | Natural Gas | Pool Heater | Baseline Forecast | Avg. Replacement Usage (kWh) | 0.0021726 | 0.0021726 | 0.0021726 | 0.0021726 | 0.0021726 | 0.0021726 | 0.0021726 | 0.0021726 | 0.0021726 | 0.0021726 | 0.0021726 | 0.0021726 | 0.0021726 | 0.0021726 | 0.0021726 | 0.0021726 | 0.0021726 | 0.0021726 | 0.0021726 | 0.0021726 | 0.0021726 | 0.0021726 | 0.0021726 | 0.0021726 | 0.0021726 | 0.0021726 | 0.0021726 | 0.0021726 | 0.0021726 | 0.0021726 | 0.0021726 | 0.0021726 | 0.0021726
F7_Commercial_Miscellaneous_New_Miscellaneous_Natural Gas_Pool Heater_Baseline Forecast | F7 | Commercial | Miscellaneous | New | Miscellaneous | Natural Gas | Pool Heater | Baseline Forecast | Avg. Replacement Summer Demand (kW) | 0 | 0 | 0 | 0 | 0 | 0 | 0 | 0 | 0 | 0 | 0 | 0 | 0 | 0 | 0 | 0 | 0 | 0 | 0 | 0 | 0 | 0 | 0 | 0 | 0 | 0 | 0 | 0 | 0 | 0 | 0 | 0 | 0
F8_Commercial_Miscellaneous_New_Miscellaneous_Natural Gas_Pool Heater_Baseline Forecast | F8 | Commercial | Miscellaneous | New | Miscellaneous | Natural Gas | Pool Heater | Baseline Forecast | Avg. Replacement Winter Demand (kW) | 0 | 0 | 0 | 0 | 0 | 0 | 0 | 0 | 0 | 0 | 0 | 0 | 0 | 0 | 0 | 0 | 0 | 0 | 0 | 0 | 0 | 0 | 0 | 0 | 0 | 0 | 0 | 0 | 0 | 0 | 0 | 0 | 0
F1_Commercial_Miscellaneous_New_Miscellaneous_Natural Gas_Miscellaneous_Baseline Forecast | F1 | Commercial | Miscellaneous | New | Miscellaneous | Natural Gas | Miscellaneous | Baseline Forecast | Units | 0 | 15584.5502 | 90754.6236 | 138793.5653 | 200749.4493 | 284830.3772 | 363418.721 | 433072.4448 | 495717.4518 | 556203.7693 | 615901.08 | 675005.3104 | 734028.561 | 793220.6965 | 852776.9232 | 912442.8701 | 972125.1236 | 1031730.0608 | 1091256.4552 | 1150703.0667 | 1210162.3902 | 1269634.5111 | 1329035.6794 | 1388364.9284 | 1447621.2822 | 1506887.5913 | 1566163.9139 | 1625450.3085 | 1684746.8341 | 1744053.5498 | 1803370.5153 | 1862697.7904 | 1889419.5283
F2_Commercial_Miscellaneous_New_Miscellaneous_Natural Gas_Miscellaneous_Baseline Forecast | F2 | Commercial | Miscellaneous | New | Miscellaneous | Natural Gas | Miscellaneous | Baseline Forecast | Usage (MMtherm) | 0 | 0.00014082 | 0.00082007 | 0.0012542 | 0.001814 | 0.0025738 | 0.0032839 | 0.0039133 | 0.0044793 | 0.0050259 | 0.0055653 | 0.0060994 | 0.0066327 | 0.0071676 | 0.0077058 | 0.0082449 | 0.0087842 | 0.0093228 | 0.0098607 | 0.010398 | 0.010935 | 0.011473 | 0.012009 | 0.012545 | 0.013081 | 0.013616 | 0.014152 | 0.014688 | 0.015224 | 0.015759 | 0.016295 | 0.016831 | 0.017073
F3_Commercial_Miscellaneous_New_Miscellaneous_Natural Gas_Miscellaneous_Baseline Forecast | F3 | Commercial | Miscellaneous | New | Miscellaneous | Natural Gas | Miscellaneous | Baseline Forecast | Summer Peak Demand (MW) | 0 | 0 | 0 | 0 | 0 | 0 | 0 | 0 | 0 | 0 | 0 | 0 | 0 | 0 | 0 | 0 | 0 | 0 | 0 | 0 | 0 | 0 | 0 | 0 | 0 | 0 | 0 | 0 | 0 | 0 | 0 | 0 | 0
F4_Commercial_Miscellaneous_New_Miscellaneous_Natural Gas_Miscellaneous_Baseline Forecast | F4 | Commercial | Miscellaneous | New | Miscellaneous | Natural Gas | Miscellaneous | Baseline Forecast | Winter Peak Demand (MW) | 0 | 0 | 0 | 0 | 0 | 0 | 0 | 0 | 0 | 0 | 0 | 0 | 0 | 0 | 0 | 0 | 0 | 0 | 0 | 0 | 0 | 0 | 0 | 0 | 0 | 0 | 0 | 0 | 0 | 0 | 0 | 0 | 0
F5_Commercial_Miscellaneous_New_Miscellaneous_Natural Gas_Miscellaneous_Baseline Forecast | F5 | Commercial | Miscellaneous | New | Miscellaneous | Natural Gas | Miscellaneous | Baseline Forecast | Turnover | 0 | 15584.5502 | 75170.0734 | 48038.9417 | 64182.2483 | 96727.8221 | 96291.2448 | 93996.5316 | 97328.531 | 103970.9445 | 110397.9241 | 121006.645 | 144296.1236 | 140149.4522 | 150938.3439 | 168089.5935 | 172510.9581 | 177209.2948 | 185313.7305 | 193844.0655 | 201845.3012 | 211081.5614 | 223829.6828 | 227894.8564 | 237039.0896 | 248624.3195 | 255427.7929 | 262647.8474 | 271485.3874 | 280157.9419 | 288470.3548 | 297219.1432 | 274365.8728
F6_Commercial_Miscellaneous_New_Miscellaneous_Natural Gas_Miscellaneous_Baseline Forecast | F6 | Commercial | Miscellaneous | New | Miscellaneous | Natural Gas | Miscellaneous | Baseline Forecast | Avg. Replacement Usage (kWh) | 0.0090361 | 0.0090361 | 0.0090361 | 0.0090361 | 0.0090361 | 0.0090361 | 0.0090361 | 0.0090361 | 0.0090361 | 0.0090361 | 0.0090361 | 0.0090361 | 0.0090361 | 0.0090361 | 0.0090361 | 0.0090361 | 0.0090361 | 0.0090361 | 0.0090361 | 0.0090361 | 0.0090361 | 0.0090361 | 0.0090361 | 0.0090361 | 0.0090361 | 0.0090361 | 0.0090361 | 0.0090361 | 0.0090361 | 0.0090361 | 0.0090361 | 0.0090361 | 0.0090361
F7_Commercial_Miscellaneous_New_Miscellaneous_Natural Gas_Miscellaneous_Baseline Forecast | F7 | Commercial | Miscellaneous | New | Miscellaneous | Natural Gas | Miscellaneous | Baseline Forecast | Avg. Replacement Summer Demand (kW) | 0 | 0 | 0 | 0 | 0 | 0 | 0 | 0 | 0 | 0 | 0 | 0 | 0 | 0 | 0 | 0 | 0 | 0 | 0 | 0 | 0 | 0 | 0 | 0 | 0 | 0 | 0 | 0 | 0 | 0 | 0 | 0 | 0
F8_Commercial_Miscellaneous_New_Miscellaneous_Natural Gas_Miscellaneous_Baseline Forecast | F8 | Commercial | Miscellaneous | New | Miscellaneous | Natural Gas | Miscellaneous | Baseline Forecast | Avg. Replacement Winter Demand (kW) | 0 | 0 | 0 | 0 | 0 | 0 | 0 | 0 | 0 | 0 | 0 | 0 | 0 | 0 | 0 | 0 | 0 | 0 | 0 | 0 | 0 | 0 | 0 | 0 | 0 | 0 | 0 | 0 | 0 | 0 | 0 | 0 | 0
F1_Commercial_Office_Existing_Space Heating_Natural Gas_Furnace_Codes & Standards Forecast | F1 | Commercial | Office | Existing | Space Heating | Natural Gas | Furnace | Codes & Standards Forecast | Units | 3736701.8014 | 3717690.3061 | 3698678.8108 | 3675719.8985 | 3652164.2727 | 3626338.4553 | 3602211.2786 | 3580847.2294 | 3561650.7012 | 3543121.771 | 3524836.8497 | 3506735.3448 | 3488658.8838 | 3470530.1934 | 3452288.9038 | 3434013.682 | 3415733.4173 | 3397477.0635 | 3379244.9998 | 3361037.6099 | 3342826.2887 | 3324611.0097 | 3306417.6736 | 3288246.5793 | 3270098.0286 | 3251946.3992 | 3233791.6729 | 3215633.8318 | 3197472.8576 | 3179308.7319 | 3161141.4365 | 3142970.9526 | 3124904.9141
F2_Commercial_Office_Existing_Space Heating_Natural Gas_Furnace_Codes & Standards Forecast | F2 | Commercial | Office | Existing | Space Heating | Natural Gas | Furnace | Codes & Standards Forecast | Usage (MMtherm) | 0.43522 | 0.43109 | 0.4246 | 0.41764 | 0.41062 | 0.4034 | 0.39641 | 0.3898 | 0.38351 | 0.37738 | 0.37138 | 0.36551 | 0.35977 | 0.35414 | 0.34864 | 0.34328 | 0.33806 | 0.33299 | 0.32808 | 0.32331 | 0.31866 | 0.31415 | 0.30973 | 0.30543 | 0.30123 | 0.29712 | 0.29308 | 0.28913 | 0.28525 | 0.28144 | 0.27768 | 0.27399 | 0.27208
F3_Commercial_Office_Existing_Space Heating_Natural Gas_Furnace_Codes & Standards Forecast | F3 | Commercial | Office | Existing | Space Heating | Natural Gas | Furnace | Codes & Standards Forecast | Summer Peak Demand (MW) | 0 | 0 | 0 | 0 | 0 | 0 | 0 | 0 | 0 | 0 | 0 | 0 | 0 | 0 | 0 | 0 | 0 | 0 | 0 | 0 | 0 | 0 | 0 | 0 | 0 | 0 | 0 | 0 | 0 | 0 | 0 | 0 | 0
F4_Commercial_Office_Existing_Space Heating_Natural Gas_Furnace_Codes & Standards Forecast | F4 | Commercial | Office | Existing | Space Heating | Natural Gas | Furnace | Codes & Standards Forecast | Winter Peak Demand (MW) | 0 | 0 | 0 | 0 | 0 | 0 | 0 | 0 | 0 | 0 | 0 | 0 | 0 | 0 | 0 | 0 | 0 | 0 | 0 | 0 | 0 | 0 | 0 | 0 | 0 | 0 | 0 | 0 | 0 | 0 | 0 | 0 | 0
F5_Commercial_Office_Existing_Space Heating_Natural Gas_Furnace_Codes & Standards Forecast | F5 | Commercial | Office | Existing | Space Heating | Natural Gas | Furnace | Codes & Standards Forecast | Turnover | 0 | 74602.4811 | 80881.8366 | 86490.0944 | 91539.9758 | 96029.1415 | 100100.0486 | 103828.115 | 107239.4173 | 110325.1558 | 113101.8008 | 115593.7281 | 117819.6331 | 119798.5591 | 121548.1705 | 123089.3678 | 124439.9748 | 125616.5258 | 126633.2902 | 121450.5726 | 117123.8653 | 113542.7892 | 110610.1032 | 108238.6767 | 106351.2712 | 104878.6733 | 103760.4406 | 102943.2123 | 102379.9586 | 102029.3065 | 101854.9313 | 101825.0108 | 122363.0828
F6_Commercial_Office_Existing_Space Heating_Natural Gas_Furnace_Codes & Standards Forecast | F6 | Commercial | Office | Existing | Space Heating | Natural Gas | Furnace | Codes & Standards Forecast | Avg. Replacement Usage (kWh) | 0.10195 | 0.10195 | 0.10141 | 0.10087 | 0.10033 | 0.099795 | 0.099255 | 0.098715 | 0.098176 | 0.097637 | 0.097097 | 0.096557 | 0.096017 | 0.095478 | 0.094938 | 0.094399 | 0.093859 | 0.09332 | 0.09278 | 0.092241 | 0.091701 | 0.091163 | 0.090623 | 0.090084 | 0.089545 | 0.089007 | 0.088467 | 0.087928 | 0.087388 | 0.08685 | 0.08631 | 0.085771 | 0.085771
F7_Commercial_Office_Existing_Space Heating_Natural Gas_Furnace_Codes & Standards Forecast | F7 | Commercial | Office | Existing | Space Heating | Natural Gas | Furnace | Codes & Standards Forecast | Avg. Replacement Summer Demand (kW) | 0 | 0 | 0 | 0 | 0 | 0 | 0 | 0 | 0 | 0 | 0 | 0 | 0 | 0 | 0 | 0 | 0 | 0 | 0 | 0 | 0 | 0 | 0 | 0 | 0 | 0 | 0 | 0 | 0 | 0 | 0 | 0 | 0
F8_Commercial_Office_Existing_Space Heating_Natural Gas_Furnace_Codes & Standards Forecast | F8 | Commercial | Office | Existing | Space Heating | Natural Gas | Furnace | Codes & Standards Forecast | Avg. Replacement Winter Demand (kW) | 0 | 0 | 0 | 0 | 0 | 0 | 0 | 0 | 0 | 0 | 0 | 0 | 0 | 0 | 0 | 0 | 0 | 0 | 0 | 0 | 0 | 0 | 0 | 0 | 0 | 0 | 0 | 0 | 0 | 0 | 0 | 0 | 0
F1_Commercial_Office_Existing_Space Heating_Natural Gas_Boiler_Codes & Standards Forecast | F1 | Commercial | Office | Existing | Space Heating | Natural Gas | Boiler | Codes & Standards Forecast | Units | 4034831.0713 | 4014302.7615 | 3993774.4518 | 3968983.7841 | 3943548.7947 | 3915662.4885 | 3889610.3475 | 3866541.7875 | 3845813.6823 | 3825806.4387 | 3806062.6719 | 3786516.9553 | 3766998.2808 | 3747423.2096 | 3727726.5557 | 3707993.2625 | 3688254.5238 | 3668541.6038 | 3648854.912 | 3629194.8625 | 3609530.5679 | 3589861.9999 | 3570217.1254 | 3550596.2673 | 3530999.7514 | 3511399.9112 | 3491796.727 | 3472190.1795 | 3452580.2488 | 3432966.9154 | 3413350.1592 | 3393729.9602 | 3374222.5396
F2_Commercial_Office_Existing_Space Heating_Natural Gas_Boiler_Codes & Standards Forecast | F2 | Commercial | Office | Existing | Space Heating | Natural Gas | Boiler | Codes & Standards Forecast | Usage (MMtherm) | 2.3064 | 2.2901 | 2.2614 | 2.2303 | 2.199 | 2.1664 | 2.1351 | 2.1057 | 2.0778 | 2.0506 | 2.024 | 1.9978 | 1.972 | 1.9466 | 1.9215 | 1.8969 | 1.8728 | 1.8491 | 1.8259 | 1.8032 | 1.781 | 1.7593 | 1.7378 | 1.7167 | 1.6958 | 1.6752 | 1.6548 | 1.6346 | 1.6147 | 1.5949 | 1.5753 | 1.5559 | 1.5465
F3_Commercial_Office_Existing_Space Heating_Natural Gas_Boiler_Codes & Standards Forecast | F3 | Commercial | Office | Existing | Space Heating | Natural Gas | Boiler | Codes & Standards Forecast | Summer Peak Demand (MW) | 0 | 0 | 0 | 0 | 0 | 0 | 0 | 0 | 0 | 0 | 0 | 0 | 0 | 0 | 0 | 0 | 0 | 0 | 0 | 0 | 0 | 0 | 0 | 0 | 0 | 0 | 0 | 0 | 0 | 0 | 0 | 0 | 0
F4_Commercial_Office_Existing_Space Heating_Natural Gas_Boiler_Codes & Standards Forecast | F4 | Commercial | Office | Existing | Space Heating | Natural Gas | Boiler | Codes & Standards Forecast | Winter Peak Demand (MW) | 0 | 0 | 0 | 0 | 0 | 0 | 0 | 0 | 0 | 0 | 0 | 0 | 0 | 0 | 0 | 0 | 0 | 0 | 0 | 0 | 0 | 0 | 0 | 0 | 0 | 0 | 0 | 0 | 0 | 0 | 0 | 0 | 0
F5_Commercial_Office_Existing_Space Heating_Natural Gas_Boiler_Codes & Standards Forecast | F5 | Commercial | Office | Existing | Space Heating | Natural Gas | Boiler | Codes & Standards Forecast | Turnover | 0 | 72987.3229 | 80535.617 | 87192.4011 | 93098.0265 | 98274.8595 | 102890.4066 | 107042.1361 | 110774.1361 | 114091.888 | 117024.8607 | 119609.052 | 121873.1694 | 123845.0479 | 125550.0164 | 127015.792 | 128266.0615 | 129322.4306 | 130203.5094 | 130926.1379 | 131504.4135 | 131952.0776 | 125201.1795 | 119702.719 | 115271.9189 | 111746.9711 | 108987.9916 | 106873.523 | 105298.2965 | 104171.2523 | 103413.7908 | 102958.226 | 102749.9616
F6_Commercial_Office_Existing_Space Heating_Natural Gas_Boiler_Codes & Standards Forecast | F6 | Commercial | Office | Existing | Space Heating | Natural Gas | Boiler | Codes & Standards Forecast | Avg. Replacement Usage (kWh) | 0.54304 | 0.54304 | 0.54016 | 0.53729 | 0.53441 | 0.53154 | 0.52867 | 0.52579 | 0.52292 | 0.52005 | 0.51717 | 0.5143 | 0.51142 | 0.50855 | 0.50567 | 0.5028 | 0.49993 | 0.49706 | 0.49418 | 0.49131 | 0.48843 | 0.48557 | 0.48269 | 0.47982 | 0.47695 | 0.47408 | 0.4712 | 0.46833 | 0.46546 | 0.46259 | 0.45972 | 0.45684 | 0.45684
F7_Commercial_Office_Existing_Space Heating_Natural Gas_Boiler_Codes & Standards Forecast | F7 | Commercial | Office | Existing | Space Heating | Natural Gas | Boiler | Codes & Standards Forecast | Avg. Replacement Summer Demand (kW) | 0 | 0 | 0 | 0 | 0 | 0 | 0 | 0 | 0 | 0 | 0 | 0 | 0 | 0 | 0 | 0 | 0 | 0 | 0 | 0 | 0 | 0 | 0 | 0 | 0 | 0 | 0 | 0 | 0 | 0 | 0 | 0 | 0
F8_Commercial_Office_Existing_Space Heating_Natural Gas_Boiler_Codes & Standards Forecast | F8 | Commercial | Office | Existing | Space Heating | Natural Gas | Boiler | Codes & Standards Forecast | Avg. Replacement Winter Demand (kW) | 0 | 0 | 0 | 0 | 0 | 0 | 0 | 0 | 0 | 0 | 0 | 0 | 0 | 0 | 0 | 0 | 0 | 0 | 0 | 0 | 0 | 0 | 0 | 0 | 0 | 0 | 0 | 0 | 0 | 0 | 0 | 0 | 0
F1_Commercial_Office_Existing_Space Heating_Natural Gas_Unit Heater_Codes & Standards Forecast | F1 | Commercial | Office | Existing | Space Heating | Natural Gas | Unit Heater | Codes & Standards Forecast | Units | 165270.1795 | 164429.3221 | 163588.4648 | 162573.0175 | 161531.1783 | 160388.931 | 159321.8127 | 158376.9045 | 157527.8633 | 156708.3493 | 155899.6275 | 155099.018 | 154299.5161 | 153497.7043 | 152690.9122 | 151882.6194 | 151074.1036 | 150266.6453 | 149460.2613 | 148654.9686 | 147849.5021 | 147043.8605 | 146239.1894 | 145435.502 | 144632.8117 | 143829.9853 | 143027.0219 | 142223.9207 | 141420.6809 | 140617.3018 | 139813.7824 | 139010.1221 | 138211.0812
F2_Commercial_Office_Existing_Space Heating_Natural Gas_Unit Heater_Codes & Standards Forecast | F2 | Commercial | Office | Existing | Space Heating | Natural Gas | Unit Heater | Codes & Standards Forecast | Usage (MMtherm) | 0.0096247 | 0.0095758 | 0.0094763 | 0.0093674 | 0.0092576 | 0.0091427 | 0.0090327 | 0.0089303 | 0.0088339 | 0.0087397 | 0.0086465 | 0.0085543 | 0.0084626 | 0.0083714 | 0.0082803 | 0.0081897 | 0.0080995 | 0.00801 | 0.0079209 | 0.0078324 | 0.0077444 | 0.007657 | 0.00757 | 0.0074836 | 0.0073977 | 0.0073125 | 0.0072275 | 0.0071431 | 0.0070592 | 0.0069759 | 0.0068929 | 0.0068105 | 0.0067713
F3_Commercial_Office_Existing_Space Heating_Natural Gas_Unit Heater_Codes & Standards Forecast | F3 | Commercial | Office | Existing | Space Heating | Natural Gas | Unit Heater | Codes & Standards Forecast | Summer Peak Demand (MW) | 0 | 0 | 0 | 0 | 0 | 0 | 0 | 0 | 0 | 0 | 0 | 0 | 0 | 0 | 0 | 0 | 0 | 0 | 0 | 0 | 0 | 0 | 0 | 0 | 0 | 0 | 0 | 0 | 0 | 0 | 0 | 0 | 0
F4_Commercial_Office_Existing_Space Heating_Natural Gas_Unit Heater_Codes & Standards Forecast | F4 | Commercial | Office | Existing | Space Heating | Natural Gas | Unit Heater | Codes & Standards Forecast | Winter Peak Demand (MW) | 0 | 0 | 0 | 0 | 0 | 0 | 0 | 0 | 0 | 0 | 0 | 0 | 0 | 0 | 0 | 0 | 0 | 0 | 0 | 0 | 0 | 0 | 0 | 0 | 0 | 0 | 0 | 0 | 0 | 0 | 0 | 0 | 0
F5_Commercial_Office_Existing_Space Heating_Natural Gas_Unit Heater_Codes & Standards Forecast | F5 | Commercial | Office | Existing | Space Heating | Natural Gas | Unit Heater | Codes & Standards Forecast | Turnover | 0 | 5480.9774 | 7088.8335 | 8345.4149 | 9325.7334 | 10080.9789 | 10666.4891 | 11122.1976 | 11475.5226 | 11744.4642 | 11945.4109 | 12092.2367 | 10652.5865 | 9808.098 | 9372.8636 | 9212.3355 | 9229.7386 | 10669.4265 | 10980.7408 | 11214.844 | 11387.4207 | 11511.0269 | 11595.7477 | 11358.6708 | 10984.5057 | 10583.6857 | 10217.6249 | 9916.0516 | 9565.3862 | 9485.5412 | 9562.5425 | 9720.7721 | 9911.7659
F6_Commercial_Office_Existing_Space Heating_Natural Gas_Unit Heater_Codes & Standards Forecast | F6 | Commercial | Office | Existing | Space Heating | Natural Gas | Unit Heater | Codes & Standards Forecast | Avg. Replacement Usage (kWh) | 0.058236 | 0.058236 | 0.057928 | 0.05762 | 0.057311 | 0.057003 | 0.056695 | 0.056387 | 0.056078 | 0.05577 | 0.055462 | 0.055154 | 0.054846 | 0.054538 | 0.054229 | 0.053921 | 0.053613 | 0.053305 | 0.052997 | 0.052688 | 0.05238 | 0.052073 | 0.051764 | 0.051456 | 0.051148 | 0.050841 | 0.050532 | 0.050225 | 0.049917 | 0.049609 | 0.049301 | 0.048993 | 0.048993
F7_Commercial_Office_Existing_Space Heating_Natural Gas_Unit Heater_Codes & Standards Forecast | F7 | Commercial | Office | Existing | Space Heating | Natural Gas | Unit Heater | Codes & Standards Forecast | Avg. Replacement Summer Demand (kW) | 0 | 0 | 0 | 0 | 0 | 0 | 0 | 0 | 0 | 0 | 0 | 0 | 0 | 0 | 0 | 0 | 0 | 0 | 0 | 0 | 0 | 0 | 0 | 0 | 0 | 0 | 0 | 0 | 0 | 0 | 0 | 0 | 0
F8_Commercial_Office_Existing_Space Heating_Natural Gas_Unit Heater_Codes & Standards Forecast | F8 | Commercial | Office | Existing | Space Heating | Natural Gas | Unit Heater | Codes & Standards Forecast | Avg. Replacement Winter Demand (kW) | 0 | 0 | 0 | 0 | 0 | 0 | 0 | 0 | 0 | 0 | 0 | 0 | 0 | 0 | 0 | 0 | 0 | 0 | 0 | 0 | 0 | 0 | 0 | 0 | 0 | 0 | 0 | 0 | 0 | 0 | 0 | 0 | 0
F1_Commercial_Office_Existing_Water Heating_Natural Gas_Water Heater_Codes & Standards Forecast | F1 | Commercial | Office | Existing | Water Heating | Natural Gas | Water Heater | Codes & Standards Forecast | Units | 5613090.0249 | 5584531.8898 | 5555973.7548 | 5521486.0036 | 5486101.8989 | 5447307.6237 | 5411064.9632 | 5378972.9371 | 5350136.8548 | 5322303.6054 | 5294836.8941 | 5267645.702 | 5240492.1296 | 5213260.1007 | 5185858.9308 | 5158406.7898 | 5130947.0734 | 5103523.2748 | 5076135.9638 | 5048785.7164 | 5021429.5635 | 4994067.4656 | 4966738.3291 | 4939442.6032 | 4912180.7413 | 4884914.2545 | 4857643.1159 | 4830367.2983 | 4803086.7743 | 4775801.5163 | 4748511.4968 | 4721216.6879 | 4694078.7716
F2_Commercial_Office_Existing_Water Heating_Natural Gas_Water Heater_Codes & Standards Forecast | F2 | Commercial | Office | Existing | Water Heating | Natural Gas | Water Heater | Codes & Standards Forecast | Usage (MMtherm) | 1.0263 | 1.0082 | 0.98755 | 0.96468 | 0.94155 | 0.91859 | 0.89746 | 0.87888 | 0.86308 | 0.84996 | 0.83871 | 0.82894 | 0.82032 | 0.8126 | 0.80557 | 0.79912 | 0.79312 | 0.78749 | 0.78216 | 0.77707 | 0.77216 | 0.76739 | 0.76275 | 0.75821 | 0.75374 | 0.74934 | 0.74498 | 0.74065 | 0.73636 | 0.73209 | 0.72783 | 0.72359 | 0.71939
F3_Commercial_Office_Existing_Water Heating_Natural Gas_Water Heater_Codes & Standards Forecast | F3 | Commercial | Office | Existing | Water Heating | Natural Gas | Water Heater | Codes & Standards Forecast | Summer Peak Demand (MW) | 0 | 0 | 0 | 0 | 0 | 0 | 0 | 0 | 0 | 0 | 0 | 0 | 0 | 0 | 0 | 0 | 0 | 0 | 0 | 0 | 0 | 0 | 0 | 0 | 0 | 0 | 0 | 0 | 0 | 0 | 0 | 0 | 0
F4_Commercial_Office_Existing_Water Heating_Natural Gas_Water Heater_Codes & Standards Forecast | F4 | Commercial | Office | Existing | Water Heating | Natural Gas | Water Heater | Codes & Standards Forecast | Winter Peak Demand (MW) | 0 | 0 | 0 | 0 | 0 | 0 | 0 | 0 | 0 | 0 | 0 | 0 | 0 | 0 | 0 | 0 | 0 | 0 | 0 | 0 | 0 | 0 | 0 | 0 | 0 | 0 | 0 | 0 | 0 | 0 | 0 | 0 | 0
F5_Commercial_Office_Existing_Water Heating_Natural Gas_Water Heater_Codes & Standards Forecast | F5 | Commercial | Office | Existing | Water Heating | Natural Gas | Water Heater | Codes & Standards Forecast | Turnover | 0 | 223381.2756 | 288910.6352 | 340123.5378 | 380077.1396 | 410857.7302 | 434720.6303 | 453293.3648 | 467693.3842 | 478654.2982 | 423305.988 | 391689.2237 | 376298.9835 | 371709.7795 | 374032.4874 | 434616.2617 | 448461.0787 | 458921.7867 | 466689.9594 | 460198.9737 | 447310.6607 | 432767.275 | 419241.4814 | 408060.4671 | 394560.8771 | 392130.5123 | 396066.3099 | 403253.0821 | 409379.4785 | 425913.3711 | 425001.4575 | 420868.2848 | 414797.4551
F6_Commercial_Office_Existing_Water Heating_Natural Gas_Water Heater_Codes & Standards Forecast | F6 | Commercial | Office | Existing | Water Heating | Natural Gas | Water Heater | Codes & Standards Forecast | Avg. Replacement Usage (kWh) | 0.15322 | 0.15322 | 0.15322 | 0.15322 | 0.15322 | 0.15322 | 0.15322 | 0.15322 | 0.15322 | 0.15322 | 0.15322 | 0.15322 | 0.15322 | 0.15322 | 0.15322 | 0.15322 | 0.15322 | 0.15322 | 0.15322 | 0.15322 | 0.15322 | 0.15322 | 0.15322 | 0.15322 | 0.15322 | 0.15322 | 0.15322 | 0.15322 | 0.15322 | 0.15322 | 0.15322 | 0.15322 | 0.15322
F7_Commercial_Office_Existing_Water Heating_Natural Gas_Water Heater_Codes & Standards Forecast | F7 | Commercial | Office | Existing | Water Heating | Natural Gas | Water Heater | Codes & Standards Forecast | Avg. Replacement Summer Demand (kW) | 0 | 0 | 0 | 0 | 0 | 0 | 0 | 0 | 0 | 0 | 0 | 0 | 0 | 0 | 0 | 0 | 0 | 0 | 0 | 0 | 0 | 0 | 0 | 0 | 0 | 0 | 0 | 0 | 0 | 0 | 0 | 0 | 0
F8_Commercial_Office_Existing_Water Heating_Natural Gas_Water Heater_Codes & Standards Forecast | F8 | Commercial | Office | Existing | Water Heating | Natural Gas | Water Heater | Codes & Standards Forecast | Avg. Replacement Winter Demand (kW) | 0 | 0 | 0 | 0 | 0 | 0 | 0 | 0 | 0 | 0 | 0 | 0 | 0 | 0 | 0 | 0 | 0 | 0 | 0 | 0 | 0 | 0 | 0 | 0 | 0 | 0 | 0 | 0 | 0 | 0 | 0 | 0 | 0
F1_Commercial_Office_Existing_Food Preparation_Natural Gas_Oven_Codes & Standards Forecast | F1 | Commercial | Office | Existing | Food Preparation | Natural Gas | Oven | Codes & Standards Forecast | Units | 75992.0092 | 75605.379 | 75218.7488 | 74751.8414 | 74272.7988 | 73747.5881 | 73256.922 | 72822.4488 | 72432.0556 | 72055.2392 | 71683.3851 | 71315.2611 | 70947.6464 | 70578.9695 | 70208.0027 | 69836.3458 | 69464.5864 | 69093.3133 | 68722.5341 | 68352.2567 | 67981.8994 | 67611.4616 | 67241.47 | 66871.9308 | 66502.85 | 66133.7066 | 65764.5002 | 65395.2305 | 65025.8971 | 64656.4996 | 64287.0376 | 63917.5107 | 63550.108
F2_Commercial_Office_Existing_Food Preparation_Natural Gas_Oven_Codes & Standards Forecast | F2 | Commercial | Office | Existing | Food Preparation | Natural Gas | Oven | Codes & Standards Forecast | Usage (MMtherm) | 0.0084491 | 0.0084296 | 0.0084169 | 0.0084004 | 0.0083865 | 0.0083705 | 0.0083605 | 0.0083586 | 0.008363 | 0.0083698 | 0.0083779 | 0.0083867 | 0.0083847 | 0.008374 | 0.0083561 | 0.0083327 | 0.0083048 | 0.0082736 | 0.0082397 | 0.0082036 | 0.0081658 | 0.0081266 | 0.0080863 | 0.0080452 | 0.0080035 | 0.0079612 | 0.0079184 | 0.0078753 | 0.0078319 | 0.0077882 | 0.0077444 | 0.0077004 | 0.0076566
F3_Commercial_Office_Existing_Food Preparation_Natural Gas_Oven_Codes & Standards Forecast | F3 | Commercial | Office | Existing | Food Preparation | Natural Gas | Oven | Codes & Standards Forecast | Summer Peak Demand (MW) | 0 | 0 | 0 | 0 | 0 | 0 | 0 | 0 | 0 | 0 | 0 | 0 | 0 | 0 | 0 | 0 | 0 | 0 | 0 | 0 | 0 | 0 | 0 | 0 | 0 | 0 | 0 | 0 | 0 | 0 | 0 | 0 | 0
F4_Commercial_Office_Existing_Food Preparation_Natural Gas_Oven_Codes & Standards Forecast | F4 | Commercial | Office | Existing | Food Preparation | Natural Gas | Oven | Codes & Standards Forecast | Winter Peak Demand (MW) | 0 | 0 | 0 | 0 | 0 | 0 | 0 | 0 | 0 | 0 | 0 | 0 | 0 | 0 | 0 | 0 | 0 | 0 | 0 | 0 | 0 | 0 | 0 | 0 | 0 | 0 | 0 | 0 | 0 | 0 | 0 | 0 | 0
F5_Commercial_Office_Existing_Food Preparation_Natural Gas_Oven_Codes & Standards Forecast | F5 | Commercial | Office | Existing | Food Preparation | Natural Gas | Oven | Codes & Standards Forecast | Turnover | 0 | 2520.1793 | 3259.4791 | 3837.2612 | 4288.0162 | 4635.2817 | 4904.5021 | 5114.039 | 5276.4995 | 5400.1601 | 5492.5564 | 5560.0675 | 4898.1096 | 4509.8098 | 4309.687 | 4235.8754 | 4243.8774 | 4905.8527 | 5048.9965 | 5156.6382 | 5235.9898 | 5292.8246 | 5331.7796 | 5222.7705 | 5050.7276 | 4866.4287 | 4698.1122 | 4559.4474 | 4398.2098 | 4361.4966 | 4396.9022 | 4469.6569 | 4557.4768
F6_Commercial_Office_Existing_Food Preparation_Natural Gas_Oven_Codes & Standards Forecast | F6 | Commercial | Office | Existing | Food Preparation | Natural Gas | Oven | Codes & Standards Forecast | Avg. Replacement Usage (kWh) | 0.12051 | 0.12051 | 0.12051 | 0.12051 | 0.12051 | 0.12051 | 0.12051 | 0.12051 | 0.12051 | 0.12051 | 0.12051 | 0.12051 | 0.12051 | 0.12051 | 0.12051 | 0.12051 | 0.12051 | 0.12051 | 0.12051 | 0.12051 | 0.12051 | 0.12051 | 0.12051 | 0.12051 | 0.12051 | 0.12051 | 0.12051 | 0.12051 | 0.12051 | 0.12051 | 0.12051 | 0.12051 | 0.12051
F7_Commercial_Office_Existing_Food Preparation_Natural Gas_Oven_Codes & Standards Forecast | F7 | Commercial | Office | Existing | Food Preparation | Natural Gas | Oven | Codes & Standards Forecast | Avg. Replacement Summer Demand (kW) | 0 | 0 | 0 | 0 | 0 | 0 | 0 | 0 | 0 | 0 | 0 | 0 | 0 | 0 | 0 | 0 | 0 | 0 | 0 | 0 | 0 | 0 | 0 | 0 | 0 | 0 | 0 | 0 | 0 | 0 | 0 | 0 | 0
F8_Commercial_Office_Existing_Food Preparation_Natural Gas_Oven_Codes & Standards Forecast | F8 | Commercial | Office | Existing | Food Preparation | Natural Gas | Oven | Codes & Standards Forecast | Avg. Replacement Winter Demand (kW) | 0 | 0 | 0 | 0 | 0 | 0 | 0 | 0 | 0 | 0 | 0 | 0 | 0 | 0 | 0 | 0 | 0 | 0 | 0 | 0 | 0 | 0 | 0 | 0 | 0 | 0 | 0 | 0 | 0 | 0 | 0 | 0 | 0
F1_Commercial_Office_Existing_Food Preparation_Natural Gas_Conveyor Oven_Codes & Standards Forecast | F1 | Commercial | Office | Existing | Food Preparation | Natural Gas | Conveyor Oven | Codes & Standards Forecast | Units | 37996.0046 | 37802.6895 | 37609.3744 | 37375.9207 | 37136.3994 | 36873.794 | 36628.461 | 36411.2244 | 36216.0278 | 36027.6196 | 35841.6926 | 35657.6305 | 35473.8232 | 35289.4847 | 35104.0013 | 34918.1729 | 34732.2932 | 34546.6566 | 34361.2671 | 34176.1284 | 33990.9497 | 33805.7308 | 33620.735 | 33435.9654 | 33251.425 | 33066.8533 | 32882.2501 | 32697.6153 | 32512.9485 | 32328.2498 | 32143.5188 | 31958.7554 | 31775.054
F2_Commercial_Office_Existing_Food Preparation_Natural Gas_Conveyor Oven_Codes & Standards Forecast | F2 | Commercial | Office | Existing | Food Preparation | Natural Gas | Conveyor Oven | Codes & Standards Forecast | Usage (MMtherm) | 0.0072285 | 0.0072196 | 0.0072187 | 0.0072164 | 0.0072176 | 0.0072179 | 0.0072241 | 0.0072379 | 0.0072575 | 0.0072795 | 0.0073027 | 0.0073268 | 0.007351 | 0.0073753 | 0.0073991 | 0.0074227 | 0.0074459 | 0.007456 | 0.0074557 | 0.0074471 | 0.0074319 | 0.0074114 | 0.0073867 | 0.0073588 | 0.0073283 | 0.0072956 | 0.0072612 | 0.0072255 | 0.0071888 | 0.0071511 | 0.0071128 | 0.007074 | 0.0070349
F3_Commercial_Office_Existing_Food Preparation_Natural Gas_Conveyor Oven_Codes & Standards Forecast | F3 | Commercial | Office | Existing | Food Preparation | Natural Gas | Conveyor Oven | Codes & Standards Forecast | Summer Peak Demand (MW) | 0 | 0 | 0 | 0 | 0 | 0 | 0 | 0 | 0 | 0 | 0 | 0 | 0 | 0 | 0 | 0 | 0 | 0 | 0 | 0 | 0 | 0 | 0 | 0 | 0 | 0 | 0 | 0 | 0 | 0 | 0 | 0 | 0
F4_Commercial_Office_Existing_Food Preparation_Natural Gas_Conveyor Oven_Codes & Standards Forecast | F4 | Commercial | Office | Existing | Food Preparation | Natural Gas | Conveyor Oven | Codes & Standards Forecast | Winter Peak Demand (MW) | 0 | 0 | 0 | 0 | 0 | 0 | 0 | 0 | 0 | 0 | 0 | 0 | 0 | 0 | 0 | 0 | 0 | 0 | 0 | 0 | 0 | 0 | 0 | 0 | 0 | 0 | 0 | 0 | 0 | 0 | 0 | 0 | 0
F5_Commercial_Office_Existing_Food Preparation_Natural Gas_Conveyor Oven_Codes & Standards Forecast | F5 | Commercial | Office | Existing | Food Preparation | Natural Gas | Conveyor Oven | Codes & Standards Forecast | Turnover | 0 | 889.475 | 1150.4044 | 1354.3275 | 1513.4175 | 1635.9818 | 1731.0007 | 1804.9549 | 1862.2939 | 1905.9389 | 1938.5493 | 1962.3768 | 1979.148 | 1990.2612 | 1996.8284 | 1999.8084 | 1999.9455 | 1753.9775 | 1605.8621 | 1525.4442 | 1490.7892 | 1486.1048 | 1707.5259 | 1751.8778 | 1784.9602 | 1809.0637 | 1826.0213 | 1837.2923 | 1844.038 | 1847.1823 | 1847.4607 | 1845.4584 | 1841.7046
F6_Commercial_Office_Existing_Food Preparation_Natural Gas_Conveyor Oven_Codes & Standards Forecast | F6 | Commercial | Office | Existing | Food Preparation | Natural Gas | Conveyor Oven | Codes & Standards Forecast | Avg. Replacement Usage (kWh) | 0.2216 | 0.2216 | 0.2216 | 0.2216 | 0.2216 | 0.2216 | 0.2216 | 0.2216 | 0.2216 | 0.2216 | 0.2216 | 0.2216 | 0.2216 | 0.2216 | 0.2216 | 0.2216 | 0.2216 | 0.2216 | 0.2216 | 0.2216 | 0.2216 | 0.2216 | 0.2216 | 0.2216 | 0.2216 | 0.2216 | 0.2216 | 0.2216 | 0.2216 | 0.2216 | 0.2216 | 0.2216 | 0.2216
F7_Commercial_Office_Existing_Food Preparation_Natural Gas_Conveyor Oven_Codes & Standards Forecast | F7 | Commercial | Office | Existing | Food Preparation | Natural Gas | Conveyor Oven | Codes & Standards Forecast | Avg. Replacement Summer Demand (kW) | 0 | 0 | 0 | 0 | 0 | 0 | 0 | 0 | 0 | 0 | 0 | 0 | 0 | 0 | 0 | 0 | 0 | 0 | 0 | 0 | 0 | 0 | 0 | 0 | 0 | 0 | 0 | 0 | 0 | 0 | 0 | 0 | 0
F8_Commercial_Office_Existing_Food Preparation_Natural Gas_Conveyor Oven_Codes & Standards Forecast | F8 | Commercial | Office | Existing | Food Preparation | Natural Gas | Conveyor Oven | Codes & Standards Forecast | Avg. Replacement Winter Demand (kW) | 0 | 0 | 0 | 0 | 0 | 0 | 0 | 0 | 0 | 0 | 0 | 0 | 0 | 0 | 0 | 0 | 0 | 0 | 0 | 0 | 0 | 0 | 0 | 0 | 0 | 0 | 0 | 0 | 0 | 0 | 0 | 0 | 0
F1_Commercial_Office_Existing_Food Preparation_Natural Gas_Double Rack Oven_Codes & Standards Forecast | F1 | Commercial | Office | Existing | Food Preparation | Natural Gas | Double Rack Oven | Codes & Standards Forecast | Units | 37996.0046 | 37802.6895 | 37609.3744 | 37375.9207 | 37136.3994 | 36873.794 | 36628.461 | 36411.2244 | 36216.0278 | 36027.6196 | 35841.6926 | 35657.6305 | 35473.8232 | 35289.4847 | 35104.0013 | 34918.1729 | 34732.2932 | 34546.6566 | 34361.2671 | 34176.1284 | 33990.9497 | 33805.7308 | 33620.735 | 33435.9654 | 33251.425 | 33066.8533 | 32882.2501 | 32697.6153 | 32512.9485 | 32328.2498 | 32143.5188 | 31958.7554 | 31775.054
F2_Commercial_Office_Existing_Food Preparation_Natural Gas_Double Rack Oven_Codes & Standards Forecast | F2 | Commercial | Office | Existing | Food Preparation | Natural Gas | Double Rack Oven | Codes & Standards Forecast | Usage (MMtherm) | 0.010981 | 0.011059 | 0.011175 | 0.011309 | 0.011463 | 0.011628 | 0.01181 | 0.012011 | 0.012226 | 0.012448 | 0.012675 | 0.012904 | 0.013072 | 0.013191 | 0.01327 | 0.013318 | 0.013341 | 0.013344 | 0.013332 | 0.013308 | 0.013273 | 0.013231 | 0.013182 | 0.013129 | 0.013071 | 0.013011 | 0.012948 | 0.012883 | 0.012816 | 0.012748 | 0.012679 | 0.012609 | 0.012539
F3_Commercial_Office_Existing_Food Preparation_Natural Gas_Double Rack Oven_Codes & Standards Forecast | F3 | Commercial | Office | Existing | Food Preparation | Natural Gas | Double Rack Oven | Codes & Standards Forecast | Summer Peak Demand (MW) | 0 | 0 | 0 | 0 | 0 | 0 | 0 | 0 | 0 | 0 | 0 | 0 | 0 | 0 | 0 | 0 | 0 | 0 | 0 | 0 | 0 | 0 | 0 | 0 | 0 | 0 | 0 | 0 | 0 | 0 | 0 | 0 | 0
F4_Commercial_Office_Existing_Food Preparation_Natural Gas_Double Rack Oven_Codes & Standards Forecast | F4 | Commercial | Office | Existing | Food Preparation | Natural Gas | Double Rack Oven | Codes & Standards Forecast | Winter Peak Demand (MW) | 0 | 0 | 0 | 0 | 0 | 0 | 0 | 0 | 0 | 0 | 0 | 0 | 0 | 0 | 0 | 0 | 0 | 0 | 0 | 0 | 0 | 0 | 0 | 0 | 0 | 0 | 0 | 0 | 0 | 0 | 0 | 0 | 0
F5_Commercial_Office_Existing_Food Preparation_Natural Gas_Double Rack Oven_Codes & Standards Forecast | F5 | Commercial | Office | Existing | Food Preparation | Natural Gas | Double Rack Oven | Codes & Standards Forecast | Turnover | 0 | 1260.0896 | 1629.7396 | 1918.6306 | 2144.0081 | 2317.6409 | 2452.251 | 2557.0195 | 2638.2497 | 2700.0801 | 2746.2782 | 2780.0338 | 2449.0548 | 2254.9049 | 2154.8435 | 2117.9377 | 2121.9387 | 2452.9263 | 2524.4982 | 2578.3191 | 2617.9949 | 2646.4123 | 2665.8898 | 2611.3852 | 2525.3638 | 2433.2143 | 2349.0561 | 2279.7237 | 2199.1049 | 2180.7483 | 2198.4511 | 2234.8285 | 2278.7384
F6_Commercial_Office_Existing_Food Preparation_Natural Gas_Double Rack Oven_Codes & Standards Forecast | F6 | Commercial | Office | Existing | Food Preparation | Natural Gas | Double Rack Oven | Codes & Standards Forecast | Avg. Replacement Usage (kWh) | 0.39493 | 0.39493 | 0.39493 | 0.39493 | 0.39493 | 0.39493 | 0.39493 | 0.39493 | 0.39493 | 0.39493 | 0.39493 | 0.39493 | 0.39493 | 0.39493 | 0.39493 | 0.39493 | 0.39493 | 0.39493 | 0.39493 | 0.39493 | 0.39493 | 0.39493 | 0.39493 | 0.39493 | 0.39493 | 0.39493 | 0.39493 | 0.39493 | 0.39493 | 0.39493 | 0.39493 | 0.39493 | 0.39493
F7_Commercial_Office_Existing_Food Preparation_Natural Gas_Double Rack Oven_Codes & Standards Forecast | F7 | Commercial | Office | Existing | Food Preparation | Natural Gas | Double Rack Oven | Codes & Standards Forecast | Avg. Replacement Summer Demand (kW) | 0 | 0 | 0 | 0 | 0 | 0 | 0 | 0 | 0 | 0 | 0 | 0 | 0 | 0 | 0 | 0 | 0 | 0 | 0 | 0 | 0 | 0 | 0 | 0 | 0 | 0 | 0 | 0 | 0 | 0 | 0 | 0 | 0
F8_Commercial_Office_Existing_Food Preparation_Natural Gas_Double Rack Oven_Codes & Standards Forecast | F8 | Commercial | Office | Existing | Food Preparation | Natural Gas | Double Rack Oven | Codes & Standards Forecast | Avg. Replacement Winter Demand (kW) | 0 | 0 | 0 | 0 | 0 | 0 | 0 | 0 | 0 | 0 | 0 | 0 | 0 | 0 | 0 | 0 | 0 | 0 | 0 | 0 | 0 | 0 | 0 | 0 | 0 | 0 | 0 | 0 | 0 | 0 | 0 | 0 | 0
F1_Commercial_Office_Existing_Food Preparation_Natural Gas_Fryer_Codes & Standards Forecast | F1 | Commercial | Office | Existing | Food Preparation | Natural Gas | Fryer | Codes & Standards Forecast | Units | 151984.0184 | 151210.758 | 150437.4976 | 149503.6827 | 148545.5975 | 147495.1761 | 146513.8441 | 145644.8976 | 144864.1113 | 144110.4784 | 143366.7702 | 142630.5222 | 141895.2927 | 141157.9389 | 140416.0054 | 139672.6917 | 138929.1728 | 138186.6266 | 137445.0683 | 136704.5135 | 135963.7988 | 135222.9232 | 134482.9401 | 133743.8616 | 133005.7 | 132267.4132 | 131529.0005 | 130790.461 | 130051.7942 | 129312.9991 | 128574.0751 | 127835.0215 | 127100.2159
F2_Commercial_Office_Existing_Food Preparation_Natural Gas_Fryer_Codes & Standards Forecast | F2 | Commercial | Office | Existing | Food Preparation | Natural Gas | Fryer | Codes & Standards Forecast | Usage (MMtherm) | 0.027334 | 0.027403 | 0.027555 | 0.026374 | 0.025066 | 0.023656 | 0.022388 | 0.021154 | 0.020219 | 0.019501 | 0.018764 | 0.018118 | 0.017866 | 0.017655 | 0.017474 | 0.017316 | 0.017175 | 0.017047 | 0.016928 | 0.016816 | 0.01671 | 0.016608 | 0.016508 | 0.016411 | 0.016316 | 0.016222 | 0.016129 | 0.016036 | 0.015944 | 0.015853 | 0.015761 | 0.01567 | 0.015579
F3_Commercial_Office_Existing_Food Preparation_Natural Gas_Fryer_Codes & Standards Forecast | F3 | Commercial | Office | Existing | Food Preparation | Natural Gas | Fryer | Codes & Standards Forecast | Summer Peak Demand (MW) | 0 | 0 | 0 | 0 | 0 | 0 | 0 | 0 | 0 | 0 | 0 | 0 | 0 | 0 | 0 | 0 | 0 | 0 | 0 | 0 | 0 | 0 | 0 | 0 | 0 | 0 | 0 | 0 | 0 | 0 | 0 | 0 | 0
F4_Commercial_Office_Existing_Food Preparation_Natural Gas_Fryer_Codes & Standards Forecast | F4 | Commercial | Office | Existing | Food Preparation | Natural Gas | Fryer | Codes & Standards Forecast | Winter Peak Demand (MW) | 0 | 0 | 0 | 0 | 0 | 0 | 0 | 0 | 0 | 0 | 0 | 0 | 0 | 0 | 0 | 0 | 0 | 0 | 0 | 0 | 0 | 0 | 0 | 0 | 0 | 0 | 0 | 0 | 0 | 0 | 0 | 0 | 0
F5_Commercial_Office_Existing_Food Preparation_Natural Gas_Fryer_Codes & Standards Forecast | F5 | Commercial | Office | Existing | Food Preparation | Natural Gas | Fryer | Codes & Standards Forecast | Turnover | 0 | 10309.8244 | 14530.8947 | 17626.1444 | 19886.9639 | 21514.078 | 18525.5986 | 17328.7883 | 17196.7053 | 17653.7315 | 20719.5988 | 20930.101 | 20554.7756 | 20060.4526 | 19665.9082 | 19074.0992 | 19080.1175 | 19229.1193 | 19351.334 | 19936.1765 | 19584.7051 | 19190.7887 | 18905.1531 | 18743.1531 | 18718.7598 | 18748.5076 | 18706.2065 | 18598.297 | 18581.9495 | 18352.1118 | 18176.8774 | 18058.765 | 17971.505
F6_Commercial_Office_Existing_Food Preparation_Natural Gas_Fryer_Codes & Standards Forecast | F6 | Commercial | Office | Existing | Food Preparation | Natural Gas | Fryer | Codes & Standards Forecast | Avg. Replacement Usage (kWh) | 0.19998 | 0.19998 | 0.19998 | 0.12257 | 0.12257 | 0.12257 | 0.12257 | 0.12257 | 0.12257 | 0.12257 | 0.12257 | 0.12257 | 0.12257 | 0.12257 | 0.12257 | 0.12257 | 0.12257 | 0.12257 | 0.12257 | 0.12257 | 0.12257 | 0.12257 | 0.12257 | 0.12257 | 0.12257 | 0.12257 | 0.12257 | 0.12257 | 0.12257 | 0.12257 | 0.12257 | 0.12257 | 0.12257
F7_Commercial_Office_Existing_Food Preparation_Natural Gas_Fryer_Codes & Standards Forecast | F7 | Commercial | Office | Existing | Food Preparation | Natural Gas | Fryer | Codes & Standards Forecast | Avg. Replacement Summer Demand (kW) | 0 | 0 | 0 | 0 | 0 | 0 | 0 | 0 | 0 | 0 | 0 | 0 | 0 | 0 | 0 | 0 | 0 | 0 | 0 | 0 | 0 | 0 | 0 | 0 | 0 | 0 | 0 | 0 | 0 | 0 | 0 | 0 | 0
F8_Commercial_Office_Existing_Food Preparation_Natural Gas_Fryer_Codes & Standards Forecast | F8 | Commercial | Office | Existing | Food Preparation | Natural Gas | Fryer | Codes & Standards Forecast | Avg. Replacement Winter Demand (kW) | 0 | 0 | 0 | 0 | 0 | 0 | 0 | 0 | 0 | 0 | 0 | 0 | 0 | 0 | 0 | 0 | 0 | 0 | 0 | 0 | 0 | 0 | 0 | 0 | 0 | 0 | 0 | 0 | 0 | 0 | 0 | 0 | 0
F1_Commercial_Office_Existing_Food Preparation_Natural Gas_Broiler_Codes & Standards Forecast | F1 | Commercial | Office | Existing | Food Preparation | Natural Gas | Broiler | Codes & Standards Forecast | Units | 0 | 0 | 0 | 0 | 0 | 0 | 0 | 0 | 0 | 0 | 0 | 0 | 0 | 0 | 0 | 0 | 0 | 0 | 0 | 0 | 0 | 0 | 0 | 0 | 0 | 0 | 0 | 0 | 0 | 0 | 0 | 0 | 0
F2_Commercial_Office_Existing_Food Preparation_Natural Gas_Broiler_Codes & Standards Forecast | F2 | Commercial | Office | Existing | Food Preparation | Natural Gas | Broiler | Codes & Standards Forecast | Usage (MMtherm) | 0 | 0 | 0 | 0 | 0 | 0 | 0 | 0 | 0 | 0 | 0 | 0 | 0 | 0 | 0 | 0 | 0 | 0 | 0 | 0 | 0 | 0 | 0 | 0 | 0 | 0 | 0 | 0 | 0 | 0 | 0 | 0 | 0
F3_Commercial_Office_Existing_Food Preparation_Natural Gas_Broiler_Codes & Standards Forecast | F3 | Commercial | Office | Existing | Food Preparation | Natural Gas | Broiler | Codes & Standards Forecast | Summer Peak Demand (MW) | 0 | 0 | 0 | 0 | 0 | 0 | 0 | 0 | 0 | 0 | 0 | 0 | 0 | 0 | 0 | 0 | 0 | 0 | 0 | 0 | 0 | 0 | 0 | 0 | 0 | 0 | 0 | 0 | 0 | 0 | 0 | 0 | 0
F4_Commercial_Office_Existing_Food Preparation_Natural Gas_Broiler_Codes & Standards Forecast | F4 | Commercial | Office | Existing | Food Preparation | Natural Gas | Broiler | Codes & Standards Forecast | Winter Peak Demand (MW) | 0 | 0 | 0 | 0 | 0 | 0 | 0 | 0 | 0 | 0 | 0 | 0 | 0 | 0 | 0 | 0 | 0 | 0 | 0 | 0 | 0 | 0 | 0 | 0 | 0 | 0 | 0 | 0 | 0 | 0 | 0 | 0 | 0
F5_Commercial_Office_Existing_Food Preparation_Natural Gas_Broiler_Codes & Standards Forecast | F5 | Commercial | Office | Existing | Food Preparation | Natural Gas | Broiler | Codes & Standards Forecast | Turnover | 0 | 0 | 0 | 0 | 0 | 0 | 0 | 0 | 0 | 0 | 0 | 0 | 0 | 0 | 0 | 0 | 0 | 0 | 0 | 0 | 0 | 0 | 0 | 0 | 0 | 0 | 0 | 0 | 0 | 0 | 0 | 0 | 0
F6_Commercial_Office_Existing_Food Preparation_Natural Gas_Broiler_Codes & Standards Forecast | F6 | Commercial | Office | Existing | Food Preparation | Natural Gas | Broiler | Codes & Standards Forecast | Avg. Replacement Usage (kWh) | 0.21806 | 0.21806 | 0.21806 | 0.21806 | 0.21806 | 0.21806 | 0.21806 | 0.21806 | 0.21806 | 0.21806 | 0.21806 | 0.21806 | 0.21806 | 0.21806 | 0.21806 | 0.21806 | 0.21806 | 0.21806 | 0.21806 | 0.21806 | 0.21806 | 0.21806 | 0.21806 | 0.21806 | 0.21806 | 0.21806 | 0.21806 | 0.21806 | 0.21806 | 0.21806 | 0.21806 | 0.21806 | 0.21806
F7_Commercial_Office_Existing_Food Preparation_Natural Gas_Broiler_Codes & Standards Forecast | F7 | Commercial | Office | Existing | Food Preparation | Natural Gas | Broiler | Codes & Standards Forecast | Avg. Replacement Summer Demand (kW) | 0 | 0 | 0 | 0 | 0 | 0 | 0 | 0 | 0 | 0 | 0 | 0 | 0 | 0 | 0 | 0 | 0 | 0 | 0 | 0 | 0 | 0 | 0 | 0 | 0 | 0 | 0 | 0 | 0 | 0 | 0 | 0 | 0
F8_Commercial_Office_Existing_Food Preparation_Natural Gas_Broiler_Codes & Standards Forecast | F8 | Commercial | Office | Existing | Food Preparation | Natural Gas | Broiler | Codes & Standards Forecast | Avg. Replacement Winter Demand (kW) | 0 | 0 | 0 | 0 | 0 | 0 | 0 | 0 | 0 | 0 | 0 | 0 | 0 | 0 | 0 | 0 | 0 | 0 | 0 | 0 | 0 | 0 | 0 | 0 | 0 | 0 | 0 | 0 | 0 | 0 | 0 | 0 | 0
F1_Commercial_Office_Existing_Food Preparation_Natural Gas_Griddle_Codes & Standards Forecast | F1 | Commercial | Office | Existing | Food Preparation | Natural Gas | Griddle | Codes & Standards Forecast | Units | 151984.0184 | 151210.758 | 150437.4976 | 149503.6827 | 148545.5975 | 147495.1761 | 146513.8441 | 145644.8976 | 144864.1113 | 144110.4784 | 143366.7702 | 142630.5222 | 141895.2927 | 141157.9389 | 140416.0054 | 139672.6917 | 138929.1728 | 138186.6266 | 137445.0683 | 136704.5135 | 135963.7988 | 135222.9232 | 134482.9401 | 133743.8616 | 133005.7 | 132267.4132 | 131529.0005 | 130790.461 | 130051.7942 | 129312.9991 | 128574.0751 | 127835.0215 | 127100.2159
F2_Commercial_Office_Existing_Food Preparation_Natural Gas_Griddle_Codes & Standards Forecast | F2 | Commercial | Office | Existing | Food Preparation | Natural Gas | Griddle | Codes & Standards Forecast | Usage (MMtherm) | 0.019956 | 0.019871 | 0.019791 | 0.019693 | 0.019595 | 0.019486 | 0.019389 | 0.019307 | 0.019238 | 0.019173 | 0.01911 | 0.019048 | 0.018979 | 0.018903 | 0.018822 | 0.018737 | 0.018649 | 0.018558 | 0.018466 | 0.018372 | 0.018277 | 0.018181 | 0.018085 | 0.017988 | 0.01789 | 0.017792 | 0.017694 | 0.017596 | 0.017497 | 0.017398 | 0.0173 | 0.0172 | 0.017102
F3_Commercial_Office_Existing_Food Preparation_Natural Gas_Griddle_Codes & Standards Forecast | F3 | Commercial | Office | Existing | Food Preparation | Natural Gas | Griddle | Codes & Standards Forecast | Summer Peak Demand (MW) | 0 | 0 | 0 | 0 | 0 | 0 | 0 | 0 | 0 | 0 | 0 | 0 | 0 | 0 | 0 | 0 | 0 | 0 | 0 | 0 | 0 | 0 | 0 | 0 | 0 | 0 | 0 | 0 | 0 | 0 | 0 | 0 | 0
F4_Commercial_Office_Existing_Food Preparation_Natural Gas_Griddle_Codes & Standards Forecast | F4 | Commercial | Office | Existing | Food Preparation | Natural Gas | Griddle | Codes & Standards Forecast | Winter Peak Demand (MW) | 0 | 0 | 0 | 0 | 0 | 0 | 0 | 0 | 0 | 0 | 0 | 0 | 0 | 0 | 0 | 0 | 0 | 0 | 0 | 0 | 0 | 0 | 0 | 0 | 0 | 0 | 0 | 0 | 0 | 0 | 0 | 0 | 0
F5_Commercial_Office_Existing_Food Preparation_Natural Gas_Griddle_Codes & Standards Forecast | F5 | Commercial | Office | Existing | Food Preparation | Natural Gas | Griddle | Codes & Standards Forecast | Turnover | 0 | 5040.3586 | 6518.9582 | 7674.5224 | 8576.0325 | 9270.5635 | 9809.0042 | 10228.078 | 10552.999 | 10800.3202 | 10985.1127 | 11120.1351 | 9796.2192 | 9019.6196 | 8619.3739 | 8471.7507 | 8487.7548 | 9811.7054 | 10097.993 | 10313.2765 | 10471.9797 | 10585.6491 | 10663.5592 | 10445.541 | 10101.4552 | 9732.8573 | 9396.2244 | 9118.8947 | 8796.4195 | 8722.9933 | 8793.8044 | 8939.3139 | 9114.9536
F6_Commercial_Office_Existing_Food Preparation_Natural Gas_Griddle_Codes & Standards Forecast | F6 | Commercial | Office | Existing | Food Preparation | Natural Gas | Griddle | Codes & Standards Forecast | Avg. Replacement Usage (kWh) | 0.13456 | 0.13456 | 0.13456 | 0.13456 | 0.13456 | 0.13456 | 0.13456 | 0.13456 | 0.13456 | 0.13456 | 0.13456 | 0.13456 | 0.13456 | 0.13456 | 0.13456 | 0.13456 | 0.13456 | 0.13456 | 0.13456 | 0.13456 | 0.13456 | 0.13456 | 0.13456 | 0.13456 | 0.13456 | 0.13456 | 0.13456 | 0.13456 | 0.13456 | 0.13456 | 0.13456 | 0.13456 | 0.13456
F7_Commercial_Office_Existing_Food Preparation_Natural Gas_Griddle_Codes & Standards Forecast | F7 | Commercial | Office | Existing | Food Preparation | Natural Gas | Griddle | Codes & Standards Forecast | Avg. Replacement Summer Demand (kW) | 0 | 0 | 0 | 0 | 0 | 0 | 0 | 0 | 0 | 0 | 0 | 0 | 0 | 0 | 0 | 0 | 0 | 0 | 0 | 0 | 0 | 0 | 0 | 0 | 0 | 0 | 0 | 0 | 0 | 0 | 0 | 0 | 0
F8_Commercial_Office_Existing_Food Preparation_Natural Gas_Griddle_Codes & Standards Forecast | F8 | Commercial | Office | Existing | Food Preparation | Natural Gas | Griddle | Codes & Standards Forecast | Avg. Replacement Winter Demand (kW) | 0 | 0 | 0 | 0 | 0 | 0 | 0 | 0 | 0 | 0 | 0 | 0 | 0 | 0 | 0 | 0 | 0 | 0 | 0 | 0 | 0 | 0 | 0 | 0 | 0 | 0 | 0 | 0 | 0 | 0 | 0 | 0 | 0
F1_Commercial_Office_Existing_Food Preparation_Natural Gas_Range_Codes & Standards Forecast | F1 | Commercial | Office | Existing | Food Preparation | Natural Gas | Range | Codes & Standards Forecast | Units | 151984.0184 | 151210.758 | 150437.4976 | 149503.6827 | 148545.5975 | 147495.1761 | 146513.8441 | 145644.8976 | 144864.1113 | 144110.4784 | 143366.7702 | 142630.5222 | 141895.2927 | 141157.9389 | 140416.0054 | 139672.6917 | 138929.1728 | 138186.6266 | 137445.0683 | 136704.5135 | 135963.7988 | 135222.9232 | 134482.9401 | 133743.8616 | 133005.7 | 132267.4132 | 131529.0005 | 130790.461 | 130051.7942 | 129312.9991 | 128574.0751 | 127835.0215 | 127100.2159
F2_Commercial_Office_Existing_Food Preparation_Natural Gas_Range_Codes & Standards Forecast | F2 | Commercial | Office | Existing | Food Preparation | Natural Gas | Range | Codes & Standards Forecast | Usage (MMtherm) | 0.020701 | 0.020738 | 0.020816 | 0.020904 | 0.021013 | 0.021126 | 0.021263 | 0.021426 | 0.02161 | 0.021803 | 0.021933 | 0.022014 | 0.022055 | 0.022063 | 0.022044 | 0.022005 | 0.02195 | 0.021881 | 0.021803 | 0.021717 | 0.021624 | 0.021526 | 0.021424 | 0.021318 | 0.021211 | 0.021101 | 0.020989 | 0.020876 | 0.020762 | 0.020648 | 0.020532 | 0.020416 | 0.0203
F3_Commercial_Office_Existing_Food Preparation_Natural Gas_Range_Codes & Standards Forecast | F3 | Commercial | Office | Existing | Food Preparation | Natural Gas | Range | Codes & Standards Forecast | Summer Peak Demand (MW) | 0 | 0 | 0 | 0 | 0 | 0 | 0 | 0 | 0 | 0 | 0 | 0 | 0 | 0 | 0 | 0 | 0 | 0 | 0 | 0 | 0 | 0 | 0 | 0 | 0 | 0 | 0 | 0 | 0 | 0 | 0 | 0 | 0
F4_Commercial_Office_Existing_Food Preparation_Natural Gas_Range_Codes & Standards Forecast | F4 | Commercial | Office | Existing | Food Preparation | Natural Gas | Range | Codes & Standards Forecast | Winter Peak Demand (MW) | 0 | 0 | 0 | 0 | 0 | 0 | 0 | 0 | 0 | 0 | 0 | 0 | 0 | 0 | 0 | 0 | 0 | 0 | 0 | 0 | 0 | 0 | 0 | 0 | 0 | 0 | 0 | 0 | 0 | 0 | 0 | 0 | 0
F5_Commercial_Office_Existing_Food Preparation_Natural Gas_Range_Codes & Standards Forecast | F5 | Commercial | Office | Existing | Food Preparation | Natural Gas | Range | Codes & Standards Forecast | Turnover | 0 | 6048.4303 | 7822.7499 | 9209.4269 | 10291.239 | 11124.6762 | 11770.805 | 12273.6936 | 12663.5988 | 12960.3843 | 11461.734 | 10605.656 | 10188.939 | 10064.6784 | 10127.5697 | 11767.9791 | 12142.8512 | 12426.0928 | 12636.4293 | 12460.6748 | 12111.7016 | 11717.9146 | 11351.6806 | 11048.9355 | 10683.411 | 10617.6047 | 10724.1731 | 10918.7673 | 11084.65 | 11532.3334 | 11507.6418 | 11395.7291 | 11231.351
F6_Commercial_Office_Existing_Food Preparation_Natural Gas_Range_Codes & Standards Forecast | F6 | Commercial | Office | Existing | Food Preparation | Natural Gas | Range | Codes & Standards Forecast | Avg. Replacement Usage (kWh) | 0.15977 | 0.15977 | 0.15977 | 0.15977 | 0.15977 | 0.15977 | 0.15977 | 0.15977 | 0.15977 | 0.15977 | 0.15977 | 0.15977 | 0.15977 | 0.15977 | 0.15977 | 0.15977 | 0.15977 | 0.15977 | 0.15977 | 0.15977 | 0.15977 | 0.15977 | 0.15977 | 0.15977 | 0.15977 | 0.15977 | 0.15977 | 0.15977 | 0.15977 | 0.15977 | 0.15977 | 0.15977 | 0.15977
F7_Commercial_Office_Existing_Food Preparation_Natural Gas_Range_Codes & Standards Forecast | F7 | Commercial | Office | Existing | Food Preparation | Natural Gas | Range | Codes & Standards Forecast | Avg. Replacement Summer Demand (kW) | 0 | 0 | 0 | 0 | 0 | 0 | 0 | 0 | 0 | 0 | 0 | 0 | 0 | 0 | 0 | 0 | 0 | 0 | 0 | 0 | 0 | 0 | 0 | 0 | 0 | 0 | 0 | 0 | 0 | 0 | 0 | 0 | 0
F8_Commercial_Office_Existing_Food Preparation_Natural Gas_Range_Codes & Standards Forecast | F8 | Commercial | Office | Existing | Food Preparation | Natural Gas | Range | Codes & Standards Forecast | Avg. Replacement Winter Demand (kW) | 0 | 0 | 0 | 0 | 0 | 0 | 0 | 0 | 0 | 0 | 0 | 0 | 0 | 0 | 0 | 0 | 0 | 0 | 0 | 0 | 0 | 0 | 0 | 0 | 0 | 0 | 0 | 0 | 0 | 0 | 0 | 0 | 0
F1_Commercial_Office_Existing_Food Preparation_Natural Gas_Steamer_Codes & Standards Forecast | F1 | Commercial | Office | Existing | Food Preparation | Natural Gas | Steamer | Codes & Standards Forecast | Units | 0 | 0 | 0 | 0 | 0 | 0 | 0 | 0 | 0 | 0 | 0 | 0 | 0 | 0 | 0 | 0 | 0 | 0 | 0 | 0 | 0 | 0 | 0 | 0 | 0 | 0 | 0 | 0 | 0 | 0 | 0 | 0 | 0
F2_Commercial_Office_Existing_Food Preparation_Natural Gas_Steamer_Codes & Standards Forecast | F2 | Commercial | Office | Existing | Food Preparation | Natural Gas | Steamer | Codes & Standards Forecast | Usage (MMtherm) | 0 | 0 | 0 | 0 | 0 | 0 | 0 | 0 | 0 | 0 | 0 | 0 | 0 | 0 | 0 | 0 | 0 | 0 | 0 | 0 | 0 | 0 | 0 | 0 | 0 | 0 | 0 | 0 | 0 | 0 | 0 | 0 | 0
F3_Commercial_Office_Existing_Food Preparation_Natural Gas_Steamer_Codes & Standards Forecast | F3 | Commercial | Office | Existing | Food Preparation | Natural Gas | Steamer | Codes & Standards Forecast | Summer Peak Demand (MW) | 0 | 0 | 0 | 0 | 0 | 0 | 0 | 0 | 0 | 0 | 0 | 0 | 0 | 0 | 0 | 0 | 0 | 0 | 0 | 0 | 0 | 0 | 0 | 0 | 0 | 0 | 0 | 0 | 0 | 0 | 0 | 0 | 0
F4_Commercial_Office_Existing_Food Preparation_Natural Gas_Steamer_Codes & Standards Forecast | F4 | Commercial | Office | Existing | Food Preparation | Natural Gas | Steamer | Codes & Standards Forecast | Winter Peak Demand (MW) | 0 | 0 | 0 | 0 | 0 | 0 | 0 | 0 | 0 | 0 | 0 | 0 | 0 | 0 | 0 | 0 | 0 | 0 | 0 | 0 | 0 | 0 | 0 | 0 | 0 | 0 | 0 | 0 | 0 | 0 | 0 | 0 | 0
F5_Commercial_Office_Existing_Food Preparation_Natural Gas_Steamer_Codes & Standards Forecast | F5 | Commercial | Office | Existing | Food Preparation | Natural Gas | Steamer | Codes & Standards Forecast | Turnover | 0 | 0 | 0 | 0 | 0 | 0 | 0 | 0 | 0 | 0 | 0 | 0 | 0 | 0 | 0 | 0 | 0 | 0 | 0 | 0 | 0 | 0 | 0 | 0 | 0 | 0 | 0 | 0 | 0 | 0 | 0 | 0 | 0
F6_Commercial_Office_Existing_Food Preparation_Natural Gas_Steamer_Codes & Standards Forecast | F6 | Commercial | Office | Existing | Food Preparation | Natural Gas | Steamer | Codes & Standards Forecast | Avg. Replacement Usage (kWh) | 0.31731 | 0.31731 | 0.31731 | 0.13766 | 0.13766 | 0.13766 | 0.13766 | 0.13766 | 0.13766 | 0.13766 | 0.13766 | 0.13766 | 0.13766 | 0.13766 | 0.13766 | 0.13766 | 0.13766 | 0.13766 | 0.13766 | 0.13766 | 0.13766 | 0.13766 | 0.13766 | 0.13766 | 0.13766 | 0.13766 | 0.13766 | 0.13766 | 0.13766 | 0.13766 | 0.13766 | 0.13766 | 0.13766
F7_Commercial_Office_Existing_Food Preparation_Natural Gas_Steamer_Codes & Standards Forecast | F7 | Commercial | Office | Existing | Food Preparation | Natural Gas | Steamer | Codes & Standards Forecast | Avg. Replacement Summer Demand (kW) | 0 | 0 | 0 | 0 | 0 | 0 | 0 | 0 | 0 | 0 | 0 | 0 | 0 | 0 | 0 | 0 | 0 | 0 | 0 | 0 | 0 | 0 | 0 | 0 | 0 | 0 | 0 | 0 | 0 | 0 | 0 | 0 | 0
F8_Commercial_Office_Existing_Food Preparation_Natural Gas_Steamer_Codes & Standards Forecast | F8 | Commercial | Office | Existing | Food Preparation | Natural Gas | Steamer | Codes & Standards Forecast | Avg. Replacement Winter Demand (kW) | 0 | 0 | 0 | 0 | 0 | 0 | 0 | 0 | 0 | 0 | 0 | 0 | 0 | 0 | 0 | 0 | 0 | 0 | 0 | 0 | 0 | 0 | 0 | 0 | 0 | 0 | 0 | 0 | 0 | 0 | 0 | 0 | 0
F1_Commercial_Office_Existing_Food Preparation_Natural Gas_Food Prep Other_Codes & Standards Forecast | F1 | Commercial | Office | Existing | Food Preparation | Natural Gas | Food Prep Other | Codes & Standards Forecast | Units | 0 | 0 | 0 | 0 | 0 | 0 | 0 | 0 | 0 | 0 | 0 | 0 | 0 | 0 | 0 | 0 | 0 | 0 | 0 | 0 | 0 | 0 | 0 | 0 | 0 | 0 | 0 | 0 | 0 | 0 | 0 | 0 | 0
F2_Commercial_Office_Existing_Food Preparation_Natural Gas_Food Prep Other_Codes & Standards Forecast | F2 | Commercial | Office | Existing | Food Preparation | Natural Gas | Food Prep Other | Codes & Standards Forecast | Usage (MMtherm) | 0 | 0 | 0 | 0 | 0 | 0 | 0 | 0 | 0 | 0 | 0 | 0 | 0 | 0 | 0 | 0 | 0 | 0 | 0 | 0 | 0 | 0 | 0 | 0 | 0 | 0 | 0 | 0 | 0 | 0 | 0 | 0 | 0
F3_Commercial_Office_Existing_Food Preparation_Natural Gas_Food Prep Other_Codes & Standards Forecast | F3 | Commercial | Office | Existing | Food Preparation | Natural Gas | Food Prep Other | Codes & Standards Forecast | Summer Peak Demand (MW) | 0 | 0 | 0 | 0 | 0 | 0 | 0 | 0 | 0 | 0 | 0 | 0 | 0 | 0 | 0 | 0 | 0 | 0 | 0 | 0 | 0 | 0 | 0 | 0 | 0 | 0 | 0 | 0 | 0 | 0 | 0 | 0 | 0
F4_Commercial_Office_Existing_Food Preparation_Natural Gas_Food Prep Other_Codes & Standards Forecast | F4 | Commercial | Office | Existing | Food Preparation | Natural Gas | Food Prep Other | Codes & Standards Forecast | Winter Peak Demand (MW) | 0 | 0 | 0 | 0 | 0 | 0 | 0 | 0 | 0 | 0 | 0 | 0 | 0 | 0 | 0 | 0 | 0 | 0 | 0 | 0 | 0 | 0 | 0 | 0 | 0 | 0 | 0 | 0 | 0 | 0 | 0 | 0 | 0
F5_Commercial_Office_Existing_Food Preparation_Natural Gas_Food Prep Other_Codes & Standards Forecast | F5 | Commercial | Office | Existing | Food Preparation | Natural Gas | Food Prep Other | Codes & Standards Forecast | Turnover | 0 | 0 | 0 | 0 | 0 | 0 | 0 | 0 | 0 | 0 | 0 | 0 | 0 | 0 | 0 | 0 | 0 | 0 | 0 | 0 | 0 | 0 | 0 | 0 | 0 | 0 | 0 | 0 | 0 | 0 | 0 | 0 | 0
F6_Commercial_Office_Existing_Food Preparation_Natural Gas_Food Prep Other_Codes & Standards Forecast | F6 | Commercial | Office | Existing | Food Preparation | Natural Gas | Food Prep Other | Codes & Standards Forecast | Avg. Replacement Usage (kWh) | 0.056842 | 0.056842 | 0.056842 | 0.056842 | 0.056842 | 0.056842 | 0.056842 | 0.056842 | 0.056842 | 0.056842 | 0.056842 | 0.056842 | 0.056842 | 0.056842 | 0.056842 | 0.056842 | 0.056842 | 0.056842 | 0.056842 | 0.056842 | 0.056842 | 0.056842 | 0.056842 | 0.056842 | 0.056842 | 0.056842 | 0.056842 | 0.056842 | 0.056842 | 0.056842 | 0.056842 | 0.056842 | 0.056842
F7_Commercial_Office_Existing_Food Preparation_Natural Gas_Food Prep Other_Codes & Standards Forecast | F7 | Commercial | Office | Existing | Food Preparation | Natural Gas | Food Prep Other | Codes & Standards Forecast | Avg. Replacement Summer Demand (kW) | 0 | 0 | 0 | 0 | 0 | 0 | 0 | 0 | 0 | 0 | 0 | 0 | 0 | 0 | 0 | 0 | 0 | 0 | 0 | 0 | 0 | 0 | 0 | 0 | 0 | 0 | 0 | 0 | 0 | 0 | 0 | 0 | 0
F8_Commercial_Office_Existing_Food Preparation_Natural Gas_Food Prep Other_Codes & Standards Forecast | F8 | Commercial | Office | Existing | Food Preparation | Natural Gas | Food Prep Other | Codes & Standards Forecast | Avg. Replacement Winter Demand (kW) | 0 | 0 | 0 | 0 | 0 | 0 | 0 | 0 | 0 | 0 | 0 | 0 | 0 | 0 | 0 | 0 | 0 | 0 | 0 | 0 | 0 | 0 | 0 | 0 | 0 | 0 | 0 | 0 | 0 | 0 | 0 | 0 | 0
F1_Commercial_Office_Existing_Miscellaneous_Natural Gas_Pool Heater_Codes & Standards Forecast | F1 | Commercial | Office | Existing | Miscellaneous | Natural Gas | Pool Heater | Codes & Standards Forecast | Units | 0 | 0 | 0 | 0 | 0 | 0 | 0 | 0 | 0 | 0 | 0 | 0 | 0 | 0 | 0 | 0 | 0 | 0 | 0 | 0 | 0 | 0 | 0 | 0 | 0 | 0 | 0 | 0 | 0 | 0 | 0 | 0 | 0
F2_Commercial_Office_Existing_Miscellaneous_Natural Gas_Pool Heater_Codes & Standards Forecast | F2 | Commercial | Office | Existing | Miscellaneous | Natural Gas | Pool Heater | Codes & Standards Forecast | Usage (MMtherm) | 0 | 0 | 0 | 0 | 0 | 0 | 0 | 0 | 0 | 0 | 0 | 0 | 0 | 0 | 0 | 0 | 0 | 0 | 0 | 0 | 0 | 0 | 0 | 0 | 0 | 0 | 0 | 0 | 0 | 0 | 0 | 0 | 0
F3_Commercial_Office_Existing_Miscellaneous_Natural Gas_Pool Heater_Codes & Standards Forecast | F3 | Commercial | Office | Existing | Miscellaneous | Natural Gas | Pool Heater | Codes & Standards Forecast | Summer Peak Demand (MW) | 0 | 0 | 0 | 0 | 0 | 0 | 0 | 0 | 0 | 0 | 0 | 0 | 0 | 0 | 0 | 0 | 0 | 0 | 0 | 0 | 0 | 0 | 0 | 0 | 0 | 0 | 0 | 0 | 0 | 0 | 0 | 0 | 0
F4_Commercial_Office_Existing_Miscellaneous_Natural Gas_Pool Heater_Codes & Standards Forecast | F4 | Commercial | Office | Existing | Miscellaneous | Natural Gas | Pool Heater | Codes & Standards Forecast | Winter Peak Demand (MW) | 0 | 0 | 0 | 0 | 0 | 0 | 0 | 0 | 0 | 0 | 0 | 0 | 0 | 0 | 0 | 0 | 0 | 0 | 0 | 0 | 0 | 0 | 0 | 0 | 0 | 0 | 0 | 0 | 0 | 0 | 0 | 0 | 0
F5_Commercial_Office_Existing_Miscellaneous_Natural Gas_Pool Heater_Codes & Standards Forecast | F5 | Commercial | Office | Existing | Miscellaneous | Natural Gas | Pool Heater | Codes & Standards Forecast | Turnover | 0 | 0 | 0 | 0 | 0 | 0 | 0 | 0 | 0 | 0 | 0 | 0 | 0 | 0 | 0 | 0 | 0 | 0 | 0 | 0 | 0 | 0 | 0 | 0 | 0 | 0 | 0 | 0 | 0 | 0 | 0 | 0 | 0
F6_Commercial_Office_Existing_Miscellaneous_Natural Gas_Pool Heater_Codes & Standards Forecast | F6 | Commercial | Office | Existing | Miscellaneous | Natural Gas | Pool Heater | Codes & Standards Forecast | Avg. Replacement Usage (kWh) | 0.010152 | 0.010152 | 0.010152 | 0.010152 | 0.010152 | 0.010152 | 0.010152 | 0.010152 | 0.010152 | 0.010152 | 0.010152 | 0.010152 | 0.010152 | 0.010152 | 0.010152 | 0.010152 | 0.010152 | 0.010152 | 0.010152 | 0.010152 | 0.010152 | 0.010152 | 0.010152 | 0.010152 | 0.010152 | 0.010152 | 0.010152 | 0.010152 | 0.010152 | 0.010152 | 0.010152 | 0.010152 | 0.010152
F7_Commercial_Office_Existing_Miscellaneous_Natural Gas_Pool Heater_Codes & Standards Forecast | F7 | Commercial | Office | Existing | Miscellaneous | Natural Gas | Pool Heater | Codes & Standards Forecast | Avg. Replacement Summer Demand (kW) | 0 | 0 | 0 | 0 | 0 | 0 | 0 | 0 | 0 | 0 | 0 | 0 | 0 | 0 | 0 | 0 | 0 | 0 | 0 | 0 | 0 | 0 | 0 | 0 | 0 | 0 | 0 | 0 | 0 | 0 | 0 | 0 | 0
F8_Commercial_Office_Existing_Miscellaneous_Natural Gas_Pool Heater_Codes & Standards Forecast | F8 | Commercial | Office | Existing | Miscellaneous | Natural Gas | Pool Heater | Codes & Standards Forecast | Avg. Replacement Winter Demand (kW) | 0 | 0 | 0 | 0 | 0 | 0 | 0 | 0 | 0 | 0 | 0 | 0 | 0 | 0 | 0 | 0 | 0 | 0 | 0 | 0 | 0 | 0 | 0 | 0 | 0 | 0 | 0 | 0 | 0 | 0 | 0 | 0 | 0
F1_Commercial_Office_Existing_Miscellaneous_Natural Gas_Miscellaneous_Codes & Standards Forecast | F1 | Commercial | Office | Existing | Miscellaneous | Natural Gas | Miscellaneous | Codes & Standards Forecast | Units | 9592724.626 | 9543919.0084 | 9495113.3908 | 9436174.1081 | 9375702.9645 | 9309403.8677 | 9247465.4594 | 9192620.4511 | 9143339.8239 | 9095773.0299 | 9048832.6465 | 9002363.1232 | 8955957.8916 | 8909418.5784 | 8862590.2048 | 8815674.7218 | 8768746.2927 | 8721879.2468 | 8675074.5577 | 8628333.2102 | 8581581.7702 | 8534820.1702 | 8488114.901 | 8441466.7303 | 8394876.4327 | 8348278.2314 | 8301672.0801 | 8255057.9324 | 8208435.7415 | 8161805.4604 | 8115167.0418 | 8068520.4382 | 8022141.9627
F2_Commercial_Office_Existing_Miscellaneous_Natural Gas_Miscellaneous_Codes & Standards Forecast | F2 | Commercial | Office | Existing | Miscellaneous | Natural Gas | Miscellaneous | Codes & Standards Forecast | Usage (MMtherm) | 0.0058701 | 0.0058402 | 0.0058103 | 0.0057743 | 0.0057373 | 0.0056967 | 0.0056588 | 0.0056252 | 0.0055951 | 0.005566 | 0.0055372 | 0.0055088 | 0.0054804 | 0.0054519 | 0.0054233 | 0.0053946 | 0.0053658 | 0.0053372 | 0.0053085 | 0.0052799 | 0.0052513 | 0.0052227 | 0.0051941 | 0.0051656 | 0.0051371 | 0.0051085 | 0.00508 | 0.0050515 | 0.005023 | 0.0049944 | 0.0049659 | 0.0049374 | 0.004909
F3_Commercial_Office_Existing_Miscellaneous_Natural Gas_Miscellaneous_Codes & Standards Forecast | F3 | Commercial | Office | Existing | Miscellaneous | Natural Gas | Miscellaneous | Codes & Standards Forecast | Summer Peak Demand (MW) | 0 | 0 | 0 | 0 | 0 | 0 | 0 | 0 | 0 | 0 | 0 | 0 | 0 | 0 | 0 | 0 | 0 | 0 | 0 | 0 | 0 | 0 | 0 | 0 | 0 | 0 | 0 | 0 | 0 | 0 | 0 | 0 | 0
F4_Commercial_Office_Existing_Miscellaneous_Natural Gas_Miscellaneous_Codes & Standards Forecast | F4 | Commercial | Office | Existing | Miscellaneous | Natural Gas | Miscellaneous | Codes & Standards Forecast | Winter Peak Demand (MW) | 0 | 0 | 0 | 0 | 0 | 0 | 0 | 0 | 0 | 0 | 0 | 0 | 0 | 0 | 0 | 0 | 0 | 0 | 0 | 0 | 0 | 0 | 0 | 0 | 0 | 0 | 0 | 0 | 0 | 0 | 0 | 0 | 0
F5_Commercial_Office_Existing_Miscellaneous_Natural Gas_Miscellaneous_Codes & Standards Forecast | F5 | Commercial | Office | Existing | Miscellaneous | Natural Gas | Miscellaneous | Codes & Standards Forecast | Turnover | 0 | 818050.2007 | 968889.1215 | 1094926.3251 | 1047298.4319 | 1027042.1046 | 1027754.6759 | 1022400.4285 | 1015748.3031 | 1010525.7015 | 1005467.5138 | 1225093.2599 | 1229410.9446 | 1226056.4619 | 1206493.1644 | 1197996.2449 | 1195857.8275 | 1189367.0437 | 1182075.7412 | 1175866.8927 | 1169644.6103 | 1225319.8231 | 1212713.9422 | 1198957.9617 | 1190561.1541 | 1184625.0411 | 1179336.7085 | 1172404.1168 | 1165389.1337 | 1158912.7403 | 1152366.6432 | 1162802.2222 | 1152059.7397
F6_Commercial_Office_Existing_Miscellaneous_Natural Gas_Miscellaneous_Codes & Standards Forecast | F6 | Commercial | Office | Existing | Miscellaneous | Natural Gas | Miscellaneous | Codes & Standards Forecast | Avg. Replacement Usage (kWh) | 0.00061193 | 0.00061193 | 0.00061193 | 0.00061193 | 0.00061193 | 0.00061193 | 0.00061193 | 0.00061193 | 0.00061193 | 0.00061193 | 0.00061193 | 0.00061193 | 0.00061193 | 0.00061193 | 0.00061193 | 0.00061193 | 0.00061193 | 0.00061193 | 0.00061193 | 0.00061193 | 0.00061193 | 0.00061193 | 0.00061193 | 0.00061193 | 0.00061193 | 0.00061193 | 0.00061193 | 0.00061193 | 0.00061193 | 0.00061193 | 0.00061193 | 0.00061193 | 0.00061193
F7_Commercial_Office_Existing_Miscellaneous_Natural Gas_Miscellaneous_Codes & Standards Forecast | F7 | Commercial | Office | Existing | Miscellaneous | Natural Gas | Miscellaneous | Codes & Standards Forecast | Avg. Replacement Summer Demand (kW) | 0 | 0 | 0 | 0 | 0 | 0 | 0 | 0 | 0 | 0 | 0 | 0 | 0 | 0 | 0 | 0 | 0 | 0 | 0 | 0 | 0 | 0 | 0 | 0 | 0 | 0 | 0 | 0 | 0 | 0 | 0 | 0 | 0
F8_Commercial_Office_Existing_Miscellaneous_Natural Gas_Miscellaneous_Codes & Standards Forecast | F8 | Commercial | Office | Existing | Miscellaneous | Natural Gas | Miscellaneous | Codes & Standards Forecast | Avg. Replacement Winter Demand (kW) | 0 | 0 | 0 | 0 | 0 | 0 | 0 | 0 | 0 | 0 | 0 | 0 | 0 | 0 | 0 | 0 | 0 | 0 | 0 | 0 | 0 | 0 | 0 | 0 | 0 | 0 | 0 | 0 | 0 | 0 | 0 | 0 | 0
F1_Commercial_Office_New_Space Heating_Natural Gas_Furnace_Codes & Standards Forecast | F1 | Commercial | Office | New | Space Heating | Natural Gas | Furnace | Codes & Standards Forecast | Units | 0 | 29588.1616 | 172302.8532 | 263507.5367 | 381134.3326 | 540766.7922 | 689971.2661 | 822212.8519 | 941147.9873 | 1055984.727 | 1169323.4921 | 1281536.2602 | 1393595.2836 | 1505974.9445 | 1619045.8536 | 1732325.0727 | 1845635.2508 | 1958798.6394 | 2071812.9101 | 2184675.7084 | 2297562.6412 | 2410473.8706 | 2523250.3923 | 2635890.3712 | 2748391.9543 | 2860912.4381 | 2973451.9331 | 3086010.5505 | 3198588.402 | 3311185.6001 | 3423802.258 | 3536438.4893 | 3587171.2398
F2_Commercial_Office_New_Space Heating_Natural Gas_Furnace_Codes & Standards Forecast | F2 | Commercial | Office | New | Space Heating | Natural Gas | Furnace | Codes & Standards Forecast | Usage (MMtherm) | 0 | 0.0030158 | 0.017469 | 0.026574 | 0.038231 | 0.053952 | 0.068465 | 0.081143 | 0.092373 | 0.10308 | 0.11351 | 0.12371 | 0.13377 | 0.14375 | 0.15367 | 0.16349 | 0.17318 | 0.18275 | 0.19217 | 0.20146 | 0.21063 | 0.21969 | 0.2286 | 0.23739 | 0.24604 | 0.25457 | 0.26298 | 0.27127 | 0.27945 | 0.2875 | 0.29543 | 0.30324 | 0.30759
F3_Commercial_Office_New_Space Heating_Natural Gas_Furnace_Codes & Standards Forecast | F3 | Commercial | Office | New | Space Heating | Natural Gas | Furnace | Codes & Standards Forecast | Summer Peak Demand (MW) | 0 | 0 | 0 | 0 | 0 | 0 | 0 | 0 | 0 | 0 | 0 | 0 | 0 | 0 | 0 | 0 | 0 | 0 | 0 | 0 | 0 | 0 | 0 | 0 | 0 | 0 | 0 | 0 | 0 | 0 | 0 | 0 | 0
F4_Commercial_Office_New_Space Heating_Natural Gas_Furnace_Codes & Standards Forecast | F4 | Commercial | Office | New | Space Heating | Natural Gas | Furnace | Codes & Standards Forecast | Winter Peak Demand (MW) | 0 | 0 | 0 | 0 | 0 | 0 | 0 | 0 | 0 | 0 | 0 | 0 | 0 | 0 | 0 | 0 | 0 | 0 | 0 | 0 | 0 | 0 | 0 | 0 | 0 | 0 | 0 | 0 | 0 | 0 | 0 | 0 | 0
F5_Commercial_Office_New_Space Heating_Natural Gas_Furnace_Codes & Standards Forecast | F5 | Commercial | Office | New | Space Heating | Natural Gas | Furnace | Codes & Standards Forecast | Turnover | 0 | 29588.1616 | 142714.6916 | 91204.6834 | 117626.7959 | 159632.4596 | 149204.4739 | 132241.5859 | 118935.1353 | 114836.7397 | 113338.7651 | 112212.7681 | 112059.0234 | 112379.661 | 113070.909 | 113279.2192 | 113310.1781 | 113163.3886 | 113014.2707 | 115138.8108 | 125965.9206 | 131999.886 | 139445.0352 | 149536.4883 | 158037.1667 | 164725.7599 | 169877.8372 | 174319.9132 | 178306.645 | 181901.6819 | 185209.9524 | 188290.0156 | 138913.0239
F6_Commercial_Office_New_Space Heating_Natural Gas_Furnace_Codes & Standards Forecast | F6 | Commercial | Office | New | Space Heating | Natural Gas | Furnace | Codes & Standards Forecast | Avg. Replacement Usage (kWh) | 0.10193 | 0.10193 | 0.10139 | 0.10085 | 0.10031 | 0.099769 | 0.099229 | 0.098689 | 0.09815 | 0.097611 | 0.097071 | 0.096531 | 0.095992 | 0.095453 | 0.094913 | 0.094374 | 0.093834 | 0.093296 | 0.092756 | 0.092216 | 0.091677 | 0.091139 | 0.090599 | 0.09006 | 0.089521 | 0.088983 | 0.088443 | 0.087904 | 0.087365 | 0.086827 | 0.086287 | 0.085748 | 0.085748
F7_Commercial_Office_New_Space Heating_Natural Gas_Furnace_Codes & Standards Forecast | F7 | Commercial | Office | New | Space Heating | Natural Gas | Furnace | Codes & Standards Forecast | Avg. Replacement Summer Demand (kW) | 0 | 0 | 0 | 0 | 0 | 0 | 0 | 0 | 0 | 0 | 0 | 0 | 0 | 0 | 0 | 0 | 0 | 0 | 0 | 0 | 0 | 0 | 0 | 0 | 0 | 0 | 0 | 0 | 0 | 0 | 0 | 0 | 0
F8_Commercial_Office_New_Space Heating_Natural Gas_Furnace_Codes & Standards Forecast | F8 | Commercial | Office | New | Space Heating | Natural Gas | Furnace | Codes & Standards Forecast | Avg. Replacement Winter Demand (kW) | 0 | 0 | 0 | 0 | 0 | 0 | 0 | 0 | 0 | 0 | 0 | 0 | 0 | 0 | 0 | 0 | 0 | 0 | 0 | 0 | 0 | 0 | 0 | 0 | 0 | 0 | 0 | 0 | 0 | 0 | 0 | 0 | 0
F1_Commercial_Office_New_Space Heating_Natural Gas_Boiler_Codes & Standards Forecast | F1 | Commercial | Office | New | Space Heating | Natural Gas | Boiler | Codes & Standards Forecast | Units | 0 | 31948.8255 | 186049.8757 | 284531.2398 | 411542.78 | 583911.3666 | 745019.9803 | 887812.3379 | 1016236.6021 | 1140235.484 | 1262616.8769 | 1383782.4361 | 1504781.9841 | 1626127.7516 | 1748219.9177 | 1870537.0138 | 1992887.5388 | 2115079.5629 | 2237110.5718 | 2358978.0232 | 2480871.5348 | 2602791.2813 | 2724565.5727 | 2846192.4273 | 2967669.8443 | 3089167.67 | 3210686.0237 | 3332225.0255 | 3453784.7959 | 3575365.4565 | 3696967.1295 | 3818589.9376 | 3873370.3532
F2_Commercial_Office_New_Space Heating_Natural Gas_Boiler_Codes & Standards Forecast | F2 | Commercial | Office | New | Space Heating | Natural Gas | Boiler | Codes & Standards Forecast | Usage (MMtherm) | 0 | 0.017347 | 0.10049 | 0.15286 | 0.21991 | 0.31034 | 0.39382 | 0.46675 | 0.53134 | 0.5929 | 0.65291 | 0.71159 | 0.76948 | 0.82687 | 0.88392 | 0.94039 | 0.99618 | 1.0512 | 1.1054 | 1.1588 | 1.2116 | 1.2637 | 1.315 | 1.3655 | 1.4152 | 1.4643 | 1.5127 | 1.5604 | 1.6074 | 1.6537 | 1.6994 | 1.7443 | 1.7693
F3_Commercial_Office_New_Space Heating_Natural Gas_Boiler_Codes & Standards Forecast | F3 | Commercial | Office | New | Space Heating | Natural Gas | Boiler | Codes & Standards Forecast | Summer Peak Demand (MW) | 0 | 0 | 0 | 0 | 0 | 0 | 0 | 0 | 0 | 0 | 0 | 0 | 0 | 0 | 0 | 0 | 0 | 0 | 0 | 0 | 0 | 0 | 0 | 0 | 0 | 0 | 0 | 0 | 0 | 0 | 0 | 0 | 0
F4_Commercial_Office_New_Space Heating_Natural Gas_Boiler_Codes & Standards Forecast | F4 | Commercial | Office | New | Space Heating | Natural Gas | Boiler | Codes & Standards Forecast | Winter Peak Demand (MW) | 0 | 0 | 0 | 0 | 0 | 0 | 0 | 0 | 0 | 0 | 0 | 0 | 0 | 0 | 0 | 0 | 0 | 0 | 0 | 0 | 0 | 0 | 0 | 0 | 0 | 0 | 0 | 0 | 0 | 0 | 0 | 0 | 0
F5_Commercial_Office_New_Space Heating_Natural Gas_Boiler_Codes & Standards Forecast | F5 | Commercial | Office | New | Space Heating | Natural Gas | Boiler | Codes & Standards Forecast | Turnover | 0 | 31948.8255 | 154101.0503 | 98481.3641 | 127011.5402 | 172368.5866 | 161108.6138 | 142792.3575 | 128424.2642 | 123998.8819 | 122381.3928 | 121165.5592 | 120999.5481 | 121345.7675 | 122092.1661 | 122317.0961 | 122350.525 | 122192.0241 | 122031.0089 | 121867.4515 | 121893.5115 | 121919.7466 | 124678.7301 | 138276.4398 | 145566.2548 | 154943.2728 | 167593.1771 | 178071.4425 | 185934.0218 | 191777.6404 | 196689.7347 | 201010.2636 | 137965.8806
F6_Commercial_Office_New_Space Heating_Natural Gas_Boiler_Codes & Standards Forecast | F6 | Commercial | Office | New | Space Heating | Natural Gas | Boiler | Codes & Standards Forecast | Avg. Replacement Usage (kWh) | 0.54297 | 0.54297 | 0.5401 | 0.53722 | 0.53435 | 0.53148 | 0.5286 | 0.52573 | 0.52285 | 0.51998 | 0.51711 | 0.51423 | 0.51136 | 0.50849 | 0.50561 | 0.50274 | 0.49987 | 0.497 | 0.49412 | 0.49125 | 0.48837 | 0.48551 | 0.48263 | 0.47976 | 0.47689 | 0.47402 | 0.47115 | 0.46828 | 0.4654 | 0.46254 | 0.45966 | 0.45679 | 0.45679
F7_Commercial_Office_New_Space Heating_Natural Gas_Boiler_Codes & Standards Forecast | F7 | Commercial | Office | New | Space Heating | Natural Gas | Boiler | Codes & Standards Forecast | Avg. Replacement Summer Demand (kW) | 0 | 0 | 0 | 0 | 0 | 0 | 0 | 0 | 0 | 0 | 0 | 0 | 0 | 0 | 0 | 0 | 0 | 0 | 0 | 0 | 0 | 0 | 0 | 0 | 0 | 0 | 0 | 0 | 0 | 0 | 0 | 0 | 0
F8_Commercial_Office_New_Space Heating_Natural Gas_Boiler_Codes & Standards Forecast | F8 | Commercial | Office | New | Space Heating | Natural Gas | Boiler | Codes & Standards Forecast | Avg. Replacement Winter Demand (kW) | 0 | 0 | 0 | 0 | 0 | 0 | 0 | 0 | 0 | 0 | 0 | 0 | 0 | 0 | 0 | 0 | 0 | 0 | 0 | 0 | 0 | 0 | 0 | 0 | 0 | 0 | 0 | 0 | 0 | 0 | 0 | 0 | 0
F1_Commercial_Office_New_Space Heating_Natural Gas_Unit Heater_Codes & Standards Forecast | F1 | Commercial | Office | New | Space Heating | Natural Gas | Unit Heater | Codes & Standards Forecast | Units | 0 | 1308.6516 | 7620.7642 | 11654.6463 | 16857.1491 | 23917.5159 | 30516.6644 | 36365.5632 | 41625.9325 | 46705.0342 | 51717.8822 | 56680.9285 | 61637.1749 | 66607.6028 | 71608.6038 | 76618.8181 | 81630.4017 | 86635.493 | 91633.9889 | 96625.7854 | 101618.6494 | 106612.5879 | 111600.5685 | 116582.5099 | 121558.3303 | 126534.9865 | 131512.4837 | 136490.8266 | 141470.0202 | 146450.0695 | 151430.9795 | 156412.7551 | 158656.6085
F2_Commercial_Office_New_Space Heating_Natural Gas_Unit Heater_Codes & Standards Forecast | F2 | Commercial | Office | New | Space Heating | Natural Gas | Unit Heater | Codes & Standards Forecast | Usage (MMtherm) | 0 | 7.6211e-05 | 0.00044145 | 0.00067154 | 0.00096611 | 0.0013634 | 0.0017301 | 0.0020505 | 0.0023343 | 0.0026048 | 0.0028684 | 0.0031262 | 0.0033805 | 0.0036326 | 0.0038833 | 0.0041314 | 0.0043764 | 0.0046181 | 0.0048563 | 0.0050911 | 0.0053228 | 0.0055516 | 0.0057769 | 0.0059989 | 0.0062175 | 0.0064332 | 0.0066456 | 0.0068552 | 0.0070617 | 0.0072652 | 0.0074656 | 0.0076631 | 0.007773
F3_Commercial_Office_New_Space Heating_Natural Gas_Unit Heater_Codes & Standards Forecast | F3 | Commercial | Office | New | Space Heating | Natural Gas | Unit Heater | Codes & Standards Forecast | Summer Peak Demand (MW) | 0 | 0 | 0 | 0 | 0 | 0 | 0 | 0 | 0 | 0 | 0 | 0 | 0 | 0 | 0 | 0 | 0 | 0 | 0 | 0 | 0 | 0 | 0 | 0 | 0 | 0 | 0 | 0 | 0 | 0 | 0 | 0 | 0
F4_Commercial_Office_New_Space Heating_Natural Gas_Unit Heater_Codes & Standards Forecast | F4 | Commercial | Office | New | Space Heating | Natural Gas | Unit Heater | Codes & Standards Forecast | Winter Peak Demand (MW) | 0 | 0 | 0 | 0 | 0 | 0 | 0 | 0 | 0 | 0 | 0 | 0 | 0 | 0 | 0 | 0 | 0 | 0 | 0 | 0 | 0 | 0 | 0 | 0 | 0 | 0 | 0 | 0 | 0 | 0 | 0 | 0 | 0
F5_Commercial_Office_New_Space Heating_Natural Gas_Unit Heater_Codes & Standards Forecast | F5 | Commercial | Office | New | Space Heating | Natural Gas | Unit Heater | Codes & Standards Forecast | Turnover | 0 | 1308.6516 | 6312.1126 | 4033.8821 | 5202.5028 | 7060.3668 | 6599.1485 | 5848.8988 | 5260.3692 | 5079.1017 | 5012.848 | 4963.0464 | 5217.9767 | 6442.2346 | 6985.2228 | 7638.0924 | 8525.9594 | 9479.4768 | 11059.4114 | 10295.3782 | 10557.8966 | 10935.5621 | 10612.9831 | 10328.8654 | 10387.5269 | 10655.5479 | 11030.8609 | 11513.1706 | 12169.7796 | 13265.3322 | 13810.5531 | 14328.2153 | 12140.8665
F6_Commercial_Office_New_Space Heating_Natural Gas_Unit Heater_Codes & Standards Forecast | F6 | Commercial | Office | New | Space Heating | Natural Gas | Unit Heater | Codes & Standards Forecast | Avg. Replacement Usage (kWh) | 0.058236 | 0.058236 | 0.057928 | 0.05762 | 0.057311 | 0.057003 | 0.056695 | 0.056387 | 0.056078 | 0.05577 | 0.055462 | 0.055154 | 0.054846 | 0.054538 | 0.054229 | 0.053921 | 0.053613 | 0.053305 | 0.052997 | 0.052688 | 0.05238 | 0.052073 | 0.051764 | 0.051456 | 0.051148 | 0.050841 | 0.050532 | 0.050225 | 0.049917 | 0.049609 | 0.049301 | 0.048993 | 0.048993
F7_Commercial_Office_New_Space Heating_Natural Gas_Unit Heater_Codes & Standards Forecast | F7 | Commercial | Office | New | Space Heating | Natural Gas | Unit Heater | Codes & Standards Forecast | Avg. Replacement Summer Demand (kW) | 0 | 0 | 0 | 0 | 0 | 0 | 0 | 0 | 0 | 0 | 0 | 0 | 0 | 0 | 0 | 0 | 0 | 0 | 0 | 0 | 0 | 0 | 0 | 0 | 0 | 0 | 0 | 0 | 0 | 0 | 0 | 0 | 0
F8_Commercial_Office_New_Space Heating_Natural Gas_Unit Heater_Codes & Standards Forecast | F8 | Commercial | Office | New | Space Heating | Natural Gas | Unit Heater | Codes & Standards Forecast | Avg. Replacement Winter Demand (kW) | 0 | 0 | 0 | 0 | 0 | 0 | 0 | 0 | 0 | 0 | 0 | 0 | 0 | 0 | 0 | 0 | 0 | 0 | 0 | 0 | 0 | 0 | 0 | 0 | 0 | 0 | 0 | 0 | 0 | 0 | 0 | 0 | 0
F1_Commercial_Office_New_Water Heating_Natural Gas_Water Heater_Codes & Standards Forecast | F1 | Commercial | Office | New | Water Heating | Natural Gas | Water Heater | Codes & Standards Forecast | Units | 0 | 44445.884 | 258824.8884 | 395828.0869 | 572521.2859 | 812313.3309 | 1036440.9677 | 1235087.7867 | 1413746.3089 | 1586248.4224 | 1756500.3519 | 1925060.8641 | 2093390.4284 | 2262201.6388 | 2432051.2081 | 2602213.6906 | 2772422.6782 | 2942411.1658 | 3112175.6557 | 3281712.6113 | 3451285.8206 | 3620895.5269 | 3790302.8821 | 3959505.1293 | 4128499.4851 | 4297522.2326 | 4466573.5379 | 4635653.5678 | 4804762.4903 | 4973900.4743 | 5143067.6898 | 5312264.3077 | 5388472.5552
F2_Commercial_Office_New_Water Heating_Natural Gas_Water Heater_Codes & Standards Forecast | F2 | Commercial | Office | New | Water Heating | Natural Gas | Water Heater | Codes & Standards Forecast | Usage (MMtherm) | 0 | 0.0068098 | 0.039656 | 0.060647 | 0.087719 | 0.12446 | 0.1588 | 0.18923 | 0.21661 | 0.24304 | 0.26912 | 0.29495 | 0.32074 | 0.34661 | 0.37263 | 0.3987 | 0.42478 | 0.45082 | 0.47683 | 0.50281 | 0.52879 | 0.55478 | 0.58073 | 0.60666 | 0.63255 | 0.65845 | 0.68435 | 0.71026 | 0.73617 | 0.76208 | 0.788 | 0.81392 | 0.8256
F3_Commercial_Office_New_Water Heating_Natural Gas_Water Heater_Codes & Standards Forecast | F3 | Commercial | Office | New | Water Heating | Natural Gas | Water Heater | Codes & Standards Forecast | Summer Peak Demand (MW) | 0 | 0 | 0 | 0 | 0 | 0 | 0 | 0 | 0 | 0 | 0 | 0 | 0 | 0 | 0 | 0 | 0 | 0 | 0 | 0 | 0 | 0 | 0 | 0 | 0 | 0 | 0 | 0 | 0 | 0 | 0 | 0 | 0
F4_Commercial_Office_New_Water Heating_Natural Gas_Water Heater_Codes & Standards Forecast | F4 | Commercial | Office | New | Water Heating | Natural Gas | Water Heater | Codes & Standards Forecast | Winter Peak Demand (MW) | 0 | 0 | 0 | 0 | 0 | 0 | 0 | 0 | 0 | 0 | 0 | 0 | 0 | 0 | 0 | 0 | 0 | 0 | 0 | 0 | 0 | 0 | 0 | 0 | 0 | 0 | 0 | 0 | 0 | 0 | 0 | 0 | 0
F5_Commercial_Office_New_Water Heating_Natural Gas_Water Heater_Codes & Standards Forecast | F5 | Commercial | Office | New | Water Heating | Natural Gas | Water Heater | Codes & Standards Forecast | Turnover | 0 | 44445.884 | 214379.0044 | 137003.1986 | 176693.199 | 239792.045 | 224127.6368 | 198646.8191 | 178658.5222 | 172502.1134 | 179141.1064 | 218547.6544 | 235719.9179 | 258062.1331 | 289208.7164 | 322126.5494 | 376056.5528 | 350114.6409 | 358770.3308 | 373110.8335 | 372035.5118 | 372043.8885 | 377727.3154 | 392086.093 | 413467.1145 | 450142.4552 | 468471.6054 | 486227.2138 | 505613.7263 | 521378.1418 | 539505.5462 | 534212.229 | 448906.9921
F6_Commercial_Office_New_Water Heating_Natural Gas_Water Heater_Codes & Standards Forecast | F6 | Commercial | Office | New | Water Heating | Natural Gas | Water Heater | Codes & Standards Forecast | Avg. Replacement Usage (kWh) | 0.15322 | 0.15322 | 0.15322 | 0.15322 | 0.15322 | 0.15322 | 0.15322 | 0.15322 | 0.15322 | 0.15322 | 0.15322 | 0.15322 | 0.15322 | 0.15322 | 0.15322 | 0.15322 | 0.15322 | 0.15322 | 0.15322 | 0.15322 | 0.15322 | 0.15322 | 0.15322 | 0.15322 | 0.15322 | 0.15322 | 0.15322 | 0.15322 | 0.15322 | 0.15322 | 0.15322 | 0.15322 | 0.15322
F7_Commercial_Office_New_Water Heating_Natural Gas_Water Heater_Codes & Standards Forecast | F7 | Commercial | Office | New | Water Heating | Natural Gas | Water Heater | Codes & Standards Forecast | Avg. Replacement Summer Demand (kW) | 0 | 0 | 0 | 0 | 0 | 0 | 0 | 0 | 0 | 0 | 0 | 0 | 0 | 0 | 0 | 0 | 0 | 0 | 0 | 0 | 0 | 0 | 0 | 0 | 0 | 0 | 0 | 0 | 0 | 0 | 0 | 0 | 0
F8_Commercial_Office_New_Water Heating_Natural Gas_Water Heater_Codes & Standards Forecast | F8 | Commercial | Office | New | Water Heating | Natural Gas | Water Heater | Codes & Standards Forecast | Avg. Replacement Winter Demand (kW) | 0 | 0 | 0 | 0 | 0 | 0 | 0 | 0 | 0 | 0 | 0 | 0 | 0 | 0 | 0 | 0 | 0 | 0 | 0 | 0 | 0 | 0 | 0 | 0 | 0 | 0 | 0 | 0 | 0 | 0 | 0 | 0 | 0
F1_Commercial_Office_New_Food Preparation_Natural Gas_Oven_Codes & Standards Forecast | F1 | Commercial | Office | New | Food Preparation | Natural Gas | Oven | Codes & Standards Forecast | Units | 0 | 601.7242 | 3504.0634 | 5358.8614 | 7750.9968 | 10997.3868 | 14031.7065 | 16721.0577 | 19139.8004 | 21475.1953 | 23780.1265 | 26062.1587 | 28341.0642 | 30626.4904 | 32925.9743 | 35229.6945 | 37534.0443 | 39835.4089 | 42133.7409 | 44428.9926 | 46724.735 | 49020.9715 | 51314.4685 | 53605.1887 | 55893.0944 | 58181.3845 | 60470.0612 | 62759.1268 | 65048.5835 | 67338.4337 | 69628.6796 | 71919.3236 | 72951.058
F2_Commercial_Office_New_Food Preparation_Natural Gas_Oven_Codes & Standards Forecast | F2 | Commercial | Office | New | Food Preparation | Natural Gas | Oven | Codes & Standards Forecast | Usage (MMtherm) | 0 | 7.2513e-05 | 0.00042227 | 0.00064579 | 0.00093406 | 0.0013253 | 0.0016909 | 0.002015 | 0.0023065 | 0.0025879 | 0.0028657 | 0.0031407 | 0.0034153 | 0.0036907 | 0.0039678 | 0.0042455 | 0.0045232 | 0.0048005 | 0.0050775 | 0.005354 | 0.0056307 | 0.0059074 | 0.0061838 | 0.0064599 | 0.0067356 | 0.0070113 | 0.0072871 | 0.007563 | 0.0078389 | 0.0081148 | 0.0083908 | 0.0086669 | 0.0087912
F3_Commercial_Office_New_Food Preparation_Natural Gas_Oven_Codes & Standards Forecast | F3 | Commercial | Office | New | Food Preparation | Natural Gas | Oven | Codes & Standards Forecast | Summer Peak Demand (MW) | 0 | 0 | 0 | 0 | 0 | 0 | 0 | 0 | 0 | 0 | 0 | 0 | 0 | 0 | 0 | 0 | 0 | 0 | 0 | 0 | 0 | 0 | 0 | 0 | 0 | 0 | 0 | 0 | 0 | 0 | 0 | 0 | 0
F4_Commercial_Office_New_Food Preparation_Natural Gas_Oven_Codes & Standards Forecast | F4 | Commercial | Office | New | Food Preparation | Natural Gas | Oven | Codes & Standards Forecast | Winter Peak Demand (MW) | 0 | 0 | 0 | 0 | 0 | 0 | 0 | 0 | 0 | 0 | 0 | 0 | 0 | 0 | 0 | 0 | 0 | 0 | 0 | 0 | 0 | 0 | 0 | 0 | 0 | 0 | 0 | 0 | 0 | 0 | 0 | 0 | 0
F5_Commercial_Office_New_Food Preparation_Natural Gas_Oven_Codes & Standards Forecast | F5 | Commercial | Office | New | Food Preparation | Natural Gas | Oven | Codes & Standards Forecast | Turnover | 0 | 601.7242 | 2902.3392 | 1854.798 | 2392.1354 | 3246.39 | 3034.3197 | 2689.3513 | 2418.7426 | 2335.395 | 2304.9312 | 2282.0322 | 2399.2503 | 2962.1699 | 3211.8385 | 3512.0309 | 3920.2764 | 4358.7082 | 5085.1696 | 4733.8635 | 4854.5707 | 5028.2231 | 4879.8998 | 4749.2611 | 4776.2339 | 4899.4713 | 5072.0419 | 5293.8102 | 5595.7221 | 6099.4624 | 6350.1575 | 6588.1811 | 5582.4277
F6_Commercial_Office_New_Food Preparation_Natural Gas_Oven_Codes & Standards Forecast | F6 | Commercial | Office | New | Food Preparation | Natural Gas | Oven | Codes & Standards Forecast | Avg. Replacement Usage (kWh) | 0.12051 | 0.12051 | 0.12051 | 0.12051 | 0.12051 | 0.12051 | 0.12051 | 0.12051 | 0.12051 | 0.12051 | 0.12051 | 0.12051 | 0.12051 | 0.12051 | 0.12051 | 0.12051 | 0.12051 | 0.12051 | 0.12051 | 0.12051 | 0.12051 | 0.12051 | 0.12051 | 0.12051 | 0.12051 | 0.12051 | 0.12051 | 0.12051 | 0.12051 | 0.12051 | 0.12051 | 0.12051 | 0.12051
F7_Commercial_Office_New_Food Preparation_Natural Gas_Oven_Codes & Standards Forecast | F7 | Commercial | Office | New | Food Preparation | Natural Gas | Oven | Codes & Standards Forecast | Avg. Replacement Summer Demand (kW) | 0 | 0 | 0 | 0 | 0 | 0 | 0 | 0 | 0 | 0 | 0 | 0 | 0 | 0 | 0 | 0 | 0 | 0 | 0 | 0 | 0 | 0 | 0 | 0 | 0 | 0 | 0 | 0 | 0 | 0 | 0 | 0 | 0
F8_Commercial_Office_New_Food Preparation_Natural Gas_Oven_Codes & Standards Forecast | F8 | Commercial | Office | New | Food Preparation | Natural Gas | Oven | Codes & Standards Forecast | Avg. Replacement Winter Demand (kW) | 0 | 0 | 0 | 0 | 0 | 0 | 0 | 0 | 0 | 0 | 0 | 0 | 0 | 0 | 0 | 0 | 0 | 0 | 0 | 0 | 0 | 0 | 0 | 0 | 0 | 0 | 0 | 0 | 0 | 0 | 0 | 0 | 0
F1_Commercial_Office_New_Food Preparation_Natural Gas_Conveyor Oven_Codes & Standards Forecast | F1 | Commercial | Office | New | Food Preparation | Natural Gas | Conveyor Oven | Codes & Standards Forecast | Units | 0 | 300.8621 | 1752.0317 | 2679.4307 | 3875.4984 | 5498.6934 | 7015.8532 | 8360.5289 | 9569.9002 | 10737.5977 | 11890.0633 | 13031.0793 | 14170.5321 | 15313.2452 | 16462.9871 | 17614.8472 | 18767.0221 | 19917.7045 | 21066.8705 | 22214.4963 | 23362.3675 | 24510.4858 | 25657.2343 | 26802.5944 | 27946.5472 | 29090.6923 | 30235.0306 | 31379.5634 | 32524.2918 | 33669.2169 | 34814.3398 | 35959.6618 | 36475.529
F2_Commercial_Office_New_Food Preparation_Natural Gas_Conveyor Oven_Codes & Standards Forecast | F2 | Commercial | Office | New | Food Preparation | Natural Gas | Conveyor Oven | Codes & Standards Forecast | Usage (MMtherm) | 0 | 6.6671e-05 | 0.00038825 | 0.00059377 | 0.00085882 | 0.0012185 | 0.0015547 | 0.0018527 | 0.0021207 | 0.0023795 | 0.0026349 | 0.0028877 | 0.0031402 | 0.0033934 | 0.0036482 | 0.0039035 | 0.0041588 | 0.0044138 | 0.0046684 | 0.0049228 | 0.0051771 | 0.0054316 | 0.0056857 | 0.0059395 | 0.006193 | 0.0064465 | 0.0067001 | 0.0069537 | 0.0072074 | 0.0074611 | 0.0077149 | 0.0079687 | 0.008083
F3_Commercial_Office_New_Food Preparation_Natural Gas_Conveyor Oven_Codes & Standards Forecast | F3 | Commercial | Office | New | Food Preparation | Natural Gas | Conveyor Oven | Codes & Standards Forecast | Summer Peak Demand (MW) | 0 | 0 | 0 | 0 | 0 | 0 | 0 | 0 | 0 | 0 | 0 | 0 | 0 | 0 | 0 | 0 | 0 | 0 | 0 | 0 | 0 | 0 | 0 | 0 | 0 | 0 | 0 | 0 | 0 | 0 | 0 | 0 | 0
F4_Commercial_Office_New_Food Preparation_Natural Gas_Conveyor Oven_Codes & Standards Forecast | F4 | Commercial | Office | New | Food Preparation | Natural Gas | Conveyor Oven | Codes & Standards Forecast | Winter Peak Demand (MW) | 0 | 0 | 0 | 0 | 0 | 0 | 0 | 0 | 0 | 0 | 0 | 0 | 0 | 0 | 0 | 0 | 0 | 0 | 0 | 0 | 0 | 0 | 0 | 0 | 0 | 0 | 0 | 0 | 0 | 0 | 0 | 0 | 0
F5_Commercial_Office_New_Food Preparation_Natural Gas_Conveyor Oven_Codes & Standards Forecast | F5 | Commercial | Office | New | Food Preparation | Natural Gas | Conveyor Oven | Codes & Standards Forecast | Turnover | 0 | 300.8621 | 1451.1696 | 927.399 | 1196.0677 | 1623.195 | 1517.1598 | 1344.6756 | 1209.3713 | 1167.6975 | 1152.4656 | 1141.0161 | 1139.4528 | 1142.7131 | 1149.7419 | 1151.8601 | 1152.1749 | 1210.8547 | 1487.5379 | 1603.8031 | 1752.0266 | 1956.0816 | 2175.4203 | 2538.7789 | 2363.2588 | 2423.5592 | 2510.3316 | 2437.7342 | 2361.9643 | 2311.7873 | 2297.6365 | 2293.7119 | 1662.0127
F6_Commercial_Office_New_Food Preparation_Natural Gas_Conveyor Oven_Codes & Standards Forecast | F6 | Commercial | Office | New | Food Preparation | Natural Gas | Conveyor Oven | Codes & Standards Forecast | Avg. Replacement Usage (kWh) | 0.2216 | 0.2216 | 0.2216 | 0.2216 | 0.2216 | 0.2216 | 0.2216 | 0.2216 | 0.2216 | 0.2216 | 0.2216 | 0.2216 | 0.2216 | 0.2216 | 0.2216 | 0.2216 | 0.2216 | 0.2216 | 0.2216 | 0.2216 | 0.2216 | 0.2216 | 0.2216 | 0.2216 | 0.2216 | 0.2216 | 0.2216 | 0.2216 | 0.2216 | 0.2216 | 0.2216 | 0.2216 | 0.2216
F7_Commercial_Office_New_Food Preparation_Natural Gas_Conveyor Oven_Codes & Standards Forecast | F7 | Commercial | Office | New | Food Preparation | Natural Gas | Conveyor Oven | Codes & Standards Forecast | Avg. Replacement Summer Demand (kW) | 0 | 0 | 0 | 0 | 0 | 0 | 0 | 0 | 0 | 0 | 0 | 0 | 0 | 0 | 0 | 0 | 0 | 0 | 0 | 0 | 0 | 0 | 0 | 0 | 0 | 0 | 0 | 0 | 0 | 0 | 0 | 0 | 0
F8_Commercial_Office_New_Food Preparation_Natural Gas_Conveyor Oven_Codes & Standards Forecast | F8 | Commercial | Office | New | Food Preparation | Natural Gas | Conveyor Oven | Codes & Standards Forecast | Avg. Replacement Winter Demand (kW) | 0 | 0 | 0 | 0 | 0 | 0 | 0 | 0 | 0 | 0 | 0 | 0 | 0 | 0 | 0 | 0 | 0 | 0 | 0 | 0 | 0 | 0 | 0 | 0 | 0 | 0 | 0 | 0 | 0 | 0 | 0 | 0 | 0
F1_Commercial_Office_New_Food Preparation_Natural Gas_Double Rack Oven_Codes & Standards Forecast | F1 | Commercial | Office | New | Food Preparation | Natural Gas | Double Rack Oven | Codes & Standards Forecast | Units | 0 | 300.8621 | 1752.0317 | 2679.4307 | 3875.4984 | 5498.6934 | 7015.8532 | 8360.5289 | 9569.9002 | 10737.5977 | 11890.0633 | 13031.0793 | 14170.5321 | 15313.2452 | 16462.9871 | 17614.8472 | 18767.0221 | 19917.7045 | 21066.8705 | 22214.4963 | 23362.3675 | 24510.4858 | 25657.2343 | 26802.5944 | 27946.5472 | 29090.6923 | 30235.0306 | 31379.5634 | 32524.2918 | 33669.2169 | 34814.3398 | 35959.6618 | 36475.529
F2_Commercial_Office_New_Food Preparation_Natural Gas_Double Rack Oven_Codes & Standards Forecast | F2 | Commercial | Office | New | Food Preparation | Natural Gas | Double Rack Oven | Codes & Standards Forecast | Usage (MMtherm) | 0 | 0.00011882 | 0.00069192 | 0.0010582 | 0.0015305 | 0.0021716 | 0.0027707 | 0.0033018 | 0.0037794 | 0.0042405 | 0.0046957 | 0.0051463 | 0.0055963 | 0.0060476 | 0.0065016 | 0.0069565 | 0.0074116 | 0.007866 | 0.0083198 | 0.0087731 | 0.0092264 | 0.0096798 | 0.010133 | 0.010585 | 0.011037 | 0.011489 | 0.011941 | 0.012393 | 0.012845 | 0.013297 | 0.013749 | 0.014201 | 0.014405
F3_Commercial_Office_New_Food Preparation_Natural Gas_Double Rack Oven_Codes & Standards Forecast | F3 | Commercial | Office | New | Food Preparation | Natural Gas | Double Rack Oven | Codes & Standards Forecast | Summer Peak Demand (MW) | 0 | 0 | 0 | 0 | 0 | 0 | 0 | 0 | 0 | 0 | 0 | 0 | 0 | 0 | 0 | 0 | 0 | 0 | 0 | 0 | 0 | 0 | 0 | 0 | 0 | 0 | 0 | 0 | 0 | 0 | 0 | 0 | 0
F4_Commercial_Office_New_Food Preparation_Natural Gas_Double Rack Oven_Codes & Standards Forecast | F4 | Commercial | Office | New | Food Preparation | Natural Gas | Double Rack Oven | Codes & Standards Forecast | Winter Peak Demand (MW) | 0 | 0 | 0 | 0 | 0 | 0 | 0 | 0 | 0 | 0 | 0 | 0 | 0 | 0 | 0 | 0 | 0 | 0 | 0 | 0 | 0 | 0 | 0 | 0 | 0 | 0 | 0 | 0 | 0 | 0 | 0 | 0 | 0
F5_Commercial_Office_New_Food Preparation_Natural Gas_Double Rack Oven_Codes & Standards Forecast | F5 | Commercial | Office | New | Food Preparation | Natural Gas | Double Rack Oven | Codes & Standards Forecast | Turnover | 0 | 300.8621 | 1451.1696 | 927.399 | 1196.0677 | 1623.195 | 1517.1598 | 1344.6756 | 1209.3713 | 1167.6975 | 1152.4656 | 1141.0161 | 1199.6252 | 1481.085 | 1605.9192 | 1756.0155 | 1960.1382 | 2179.3541 | 2542.5848 | 2366.9318 | 2427.2854 | 2514.1116 | 2439.9499 | 2374.6305 | 2388.117 | 2449.7356 | 2536.021 | 2646.9051 | 2797.8611 | 3049.7312 | 3175.0788 | 3294.0905 | 2791.2139
F6_Commercial_Office_New_Food Preparation_Natural Gas_Double Rack Oven_Codes & Standards Forecast | F6 | Commercial | Office | New | Food Preparation | Natural Gas | Double Rack Oven | Codes & Standards Forecast | Avg. Replacement Usage (kWh) | 0.39493 | 0.39493 | 0.39493 | 0.39493 | 0.39493 | 0.39493 | 0.39493 | 0.39493 | 0.39493 | 0.39493 | 0.39493 | 0.39493 | 0.39493 | 0.39493 | 0.39493 | 0.39493 | 0.39493 | 0.39493 | 0.39493 | 0.39493 | 0.39493 | 0.39493 | 0.39493 | 0.39493 | 0.39493 | 0.39493 | 0.39493 | 0.39493 | 0.39493 | 0.39493 | 0.39493 | 0.39493 | 0.39493
F7_Commercial_Office_New_Food Preparation_Natural Gas_Double Rack Oven_Codes & Standards Forecast | F7 | Commercial | Office | New | Food Preparation | Natural Gas | Double Rack Oven | Codes & Standards Forecast | Avg. Replacement Summer Demand (kW) | 0 | 0 | 0 | 0 | 0 | 0 | 0 | 0 | 0 | 0 | 0 | 0 | 0 | 0 | 0 | 0 | 0 | 0 | 0 | 0 | 0 | 0 | 0 | 0 | 0 | 0 | 0 | 0 | 0 | 0 | 0 | 0 | 0
F8_Commercial_Office_New_Food Preparation_Natural Gas_Double Rack Oven_Codes & Standards Forecast | F8 | Commercial | Office | New | Food Preparation | Natural Gas | Double Rack Oven | Codes & Standards Forecast | Avg. Replacement Winter Demand (kW) | 0 | 0 | 0 | 0 | 0 | 0 | 0 | 0 | 0 | 0 | 0 | 0 | 0 | 0 | 0 | 0 | 0 | 0 | 0 | 0 | 0 | 0 | 0 | 0 | 0 | 0 | 0 | 0 | 0 | 0 | 0 | 0 | 0
F1_Commercial_Office_New_Food Preparation_Natural Gas_Fryer_Codes & Standards Forecast | F1 | Commercial | Office | New | Food Preparation | Natural Gas | Fryer | Codes & Standards Forecast | Units | 0 | 1203.4484 | 7008.1268 | 10717.7229 | 15501.9936 | 21994.7736 | 28063.4129 | 33442.1155 | 38279.6007 | 42950.3907 | 47560.253 | 52124.3173 | 56682.1284 | 61252.9808 | 65851.9485 | 70459.389 | 75068.0886 | 79670.8178 | 84267.4819 | 88857.9851 | 93449.4699 | 98041.943 | 102628.9371 | 107210.3775 | 111786.1889 | 116362.769 | 120940.1224 | 125518.2536 | 130097.167 | 134676.8674 | 139257.3593 | 143838.6473 | 145902.116
F2_Commercial_Office_New_Food Preparation_Natural Gas_Fryer_Codes & Standards Forecast | F2 | Commercial | Office | New | Food Preparation | Natural Gas | Fryer | Codes & Standards Forecast | Usage (MMtherm) | 0 | 0.00024066 | 0.0014015 | 0.0018561 | 0.0024425 | 0.0032383 | 0.0039588 | 0.0044883 | 0.0049838 | 0.0054833 | 0.0059714 | 0.0063887 | 0.0069473 | 0.0075075 | 0.0080712 | 0.0086359 | 0.0092008 | 0.0097649 | 0.010328 | 0.010891 | 0.011454 | 0.012017 | 0.012579 | 0.01314 | 0.013701 | 0.014262 | 0.014823 | 0.015384 | 0.015945 | 0.016507 | 0.017068 | 0.01763 | 0.017883
F3_Commercial_Office_New_Food Preparation_Natural Gas_Fryer_Codes & Standards Forecast | F3 | Commercial | Office | New | Food Preparation | Natural Gas | Fryer | Codes & Standards Forecast | Summer Peak Demand (MW) | 0 | 0 | 0 | 0 | 0 | 0 | 0 | 0 | 0 | 0 | 0 | 0 | 0 | 0 | 0 | 0 | 0 | 0 | 0 | 0 | 0 | 0 | 0 | 0 | 0 | 0 | 0 | 0 | 0 | 0 | 0 | 0 | 0
F4_Commercial_Office_New_Food Preparation_Natural Gas_Fryer_Codes & Standards Forecast | F4 | Commercial | Office | New | Food Preparation | Natural Gas | Fryer | Codes & Standards Forecast | Winter Peak Demand (MW) | 0 | 0 | 0 | 0 | 0 | 0 | 0 | 0 | 0 | 0 | 0 | 0 | 0 | 0 | 0 | 0 | 0 | 0 | 0 | 0 | 0 | 0 | 0 | 0 | 0 | 0 | 0 | 0 | 0 | 0 | 0 | 0 | 0
F5_Commercial_Office_New_Food Preparation_Natural Gas_Fryer_Codes & Standards Forecast | F5 | Commercial | Office | New | Food Preparation | Natural Gas | Fryer | Codes & Standards Forecast | Turnover | 0 | 1203.4484 | 5804.6784 | 3709.5961 | 4784.2707 | 6492.78 | 6369.5014 | 7055.5188 | 7022.4964 | 7505.616 | 8644.7608 | 10274.507 | 10107.3498 | 10743.656 | 11510.4117 | 11922.959 | 12826.7604 | 13285.2759 | 13909.1347 | 14722.7835 | 15558.1812 | 15984.5182 | 16603.3453 | 17252.9423 | 17858.0331 | 18642.268 | 19231.5567 | 19867.6646 | 20552.3818 | 21222.5537 | 21824.3706 | 22468.9368 | 20600.2739
F6_Commercial_Office_New_Food Preparation_Natural Gas_Fryer_Codes & Standards Forecast | F6 | Commercial | Office | New | Food Preparation | Natural Gas | Fryer | Codes & Standards Forecast | Avg. Replacement Usage (kWh) | 0.19998 | 0.19998 | 0.19998 | 0.12257 | 0.12257 | 0.12257 | 0.12257 | 0.12257 | 0.12257 | 0.12257 | 0.12257 | 0.12257 | 0.12257 | 0.12257 | 0.12257 | 0.12257 | 0.12257 | 0.12257 | 0.12257 | 0.12257 | 0.12257 | 0.12257 | 0.12257 | 0.12257 | 0.12257 | 0.12257 | 0.12257 | 0.12257 | 0.12257 | 0.12257 | 0.12257 | 0.12257 | 0.12257
F7_Commercial_Office_New_Food Preparation_Natural Gas_Fryer_Codes & Standards Forecast | F7 | Commercial | Office | New | Food Preparation | Natural Gas | Fryer | Codes & Standards Forecast | Avg. Replacement Summer Demand (kW) | 0 | 0 | 0 | 0 | 0 | 0 | 0 | 0 | 0 | 0 | 0 | 0 | 0 | 0 | 0 | 0 | 0 | 0 | 0 | 0 | 0 | 0 | 0 | 0 | 0 | 0 | 0 | 0 | 0 | 0 | 0 | 0 | 0
F8_Commercial_Office_New_Food Preparation_Natural Gas_Fryer_Codes & Standards Forecast | F8 | Commercial | Office | New | Food Preparation | Natural Gas | Fryer | Codes & Standards Forecast | Avg. Replacement Winter Demand (kW) | 0 | 0 | 0 | 0 | 0 | 0 | 0 | 0 | 0 | 0 | 0 | 0 | 0 | 0 | 0 | 0 | 0 | 0 | 0 | 0 | 0 | 0 | 0 | 0 | 0 | 0 | 0 | 0 | 0 | 0 | 0 | 0 | 0
F1_Commercial_Office_New_Food Preparation_Natural Gas_Broiler_Codes & Standards Forecast | F1 | Commercial | Office | New | Food Preparation | Natural Gas | Broiler | Codes & Standards Forecast | Units | 0 | 0 | 0 | 0 | 0 | 0 | 0 | 0 | 0 | 0 | 0 | 0 | 0 | 0 | 0 | 0 | 0 | 0 | 0 | 0 | 0 | 0 | 0 | 0 | 0 | 0 | 0 | 0 | 0 | 0 | 0 | 0 | 0
F2_Commercial_Office_New_Food Preparation_Natural Gas_Broiler_Codes & Standards Forecast | F2 | Commercial | Office | New | Food Preparation | Natural Gas | Broiler | Codes & Standards Forecast | Usage (MMtherm) | 0 | 0 | 0 | 0 | 0 | 0 | 0 | 0 | 0 | 0 | 0 | 0 | 0 | 0 | 0 | 0 | 0 | 0 | 0 | 0 | 0 | 0 | 0 | 0 | 0 | 0 | 0 | 0 | 0 | 0 | 0 | 0 | 0
F3_Commercial_Office_New_Food Preparation_Natural Gas_Broiler_Codes & Standards Forecast | F3 | Commercial | Office | New | Food Preparation | Natural Gas | Broiler | Codes & Standards Forecast | Summer Peak Demand (MW) | 0 | 0 | 0 | 0 | 0 | 0 | 0 | 0 | 0 | 0 | 0 | 0 | 0 | 0 | 0 | 0 | 0 | 0 | 0 | 0 | 0 | 0 | 0 | 0 | 0 | 0 | 0 | 0 | 0 | 0 | 0 | 0 | 0
F4_Commercial_Office_New_Food Preparation_Natural Gas_Broiler_Codes & Standards Forecast | F4 | Commercial | Office | New | Food Preparation | Natural Gas | Broiler | Codes & Standards Forecast | Winter Peak Demand (MW) | 0 | 0 | 0 | 0 | 0 | 0 | 0 | 0 | 0 | 0 | 0 | 0 | 0 | 0 | 0 | 0 | 0 | 0 | 0 | 0 | 0 | 0 | 0 | 0 | 0 | 0 | 0 | 0 | 0 | 0 | 0 | 0 | 0
F5_Commercial_Office_New_Food Preparation_Natural Gas_Broiler_Codes & Standards Forecast | F5 | Commercial | Office | New | Food Preparation | Natural Gas | Broiler | Codes & Standards Forecast | Turnover | 0 | 0 | 0 | 0 | 0 | 0 | 0 | 0 | 0 | 0 | 0 | 0 | 0 | 0 | 0 | 0 | 0 | 0 | 0 | 0 | 0 | 0 | 0 | 0 | 0 | 0 | 0 | 0 | 0 | 0 | 0 | 0 | 0
F6_Commercial_Office_New_Food Preparation_Natural Gas_Broiler_Codes & Standards Forecast | F6 | Commercial | Office | New | Food Preparation | Natural Gas | Broiler | Codes & Standards Forecast | Avg. Replacement Usage (kWh) | 0.21806 | 0.21806 | 0.21806 | 0.21806 | 0.21806 | 0.21806 | 0.21806 | 0.21806 | 0.21806 | 0.21806 | 0.21806 | 0.21806 | 0.21806 | 0.21806 | 0.21806 | 0.21806 | 0.21806 | 0.21806 | 0.21806 | 0.21806 | 0.21806 | 0.21806 | 0.21806 | 0.21806 | 0.21806 | 0.21806 | 0.21806 | 0.21806 | 0.21806 | 0.21806 | 0.21806 | 0.21806 | 0.21806
F7_Commercial_Office_New_Food Preparation_Natural Gas_Broiler_Codes & Standards Forecast | F7 | Commercial | Office | New | Food Preparation | Natural Gas | Broiler | Codes & Standards Forecast | Avg. Replacement Summer Demand (kW) | 0 | 0 | 0 | 0 | 0 | 0 | 0 | 0 | 0 | 0 | 0 | 0 | 0 | 0 | 0 | 0 | 0 | 0 | 0 | 0 | 0 | 0 | 0 | 0 | 0 | 0 | 0 | 0 | 0 | 0 | 0 | 0 | 0
F8_Commercial_Office_New_Food Preparation_Natural Gas_Broiler_Codes & Standards Forecast | F8 | Commercial | Office | New | Food Preparation | Natural Gas | Broiler | Codes & Standards Forecast | Avg. Replacement Winter Demand (kW) | 0 | 0 | 0 | 0 | 0 | 0 | 0 | 0 | 0 | 0 | 0 | 0 | 0 | 0 | 0 | 0 | 0 | 0 | 0 | 0 | 0 | 0 | 0 | 0 | 0 | 0 | 0 | 0 | 0 | 0 | 0 | 0 | 0
F1_Commercial_Office_New_Food Preparation_Natural Gas_Griddle_Codes & Standards Forecast | F1 | Commercial | Office | New | Food Preparation | Natural Gas | Griddle | Codes & Standards Forecast | Units | 0 | 1203.4484 | 7008.1268 | 10717.7229 | 15501.9936 | 21994.7736 | 28063.4129 | 33442.1155 | 38279.6007 | 42950.3907 | 47560.253 | 52124.3173 | 56682.1284 | 61252.9808 | 65851.9485 | 70459.389 | 75068.0886 | 79670.8178 | 84267.4819 | 88857.9851 | 93449.4699 | 98041.943 | 102628.9371 | 107210.3775 | 111786.1889 | 116362.769 | 120940.1224 | 125518.2536 | 130097.167 | 134676.8674 | 139257.3593 | 143838.6473 | 145902.116
F2_Commercial_Office_New_Food Preparation_Natural Gas_Griddle_Codes & Standards Forecast | F2 | Commercial | Office | New | Food Preparation | Natural Gas | Griddle | Codes & Standards Forecast | Usage (MMtherm) | 0 | 0.00016194 | 0.00094304 | 0.0014422 | 0.002086 | 0.0029597 | 0.0037763 | 0.0045001 | 0.005151 | 0.0057796 | 0.0063999 | 0.007014 | 0.0076273 | 0.0082424 | 0.0088613 | 0.0094813 | 0.010101 | 0.010721 | 0.011339 | 0.011957 | 0.012575 | 0.013193 | 0.01381 | 0.014427 | 0.015042 | 0.015658 | 0.016274 | 0.01689 | 0.017506 | 0.018123 | 0.018739 | 0.019355 | 0.019633
F3_Commercial_Office_New_Food Preparation_Natural Gas_Griddle_Codes & Standards Forecast | F3 | Commercial | Office | New | Food Preparation | Natural Gas | Griddle | Codes & Standards Forecast | Summer Peak Demand (MW) | 0 | 0 | 0 | 0 | 0 | 0 | 0 | 0 | 0 | 0 | 0 | 0 | 0 | 0 | 0 | 0 | 0 | 0 | 0 | 0 | 0 | 0 | 0 | 0 | 0 | 0 | 0 | 0 | 0 | 0 | 0 | 0 | 0
F4_Commercial_Office_New_Food Preparation_Natural Gas_Griddle_Codes & Standards Forecast | F4 | Commercial | Office | New | Food Preparation | Natural Gas | Griddle | Codes & Standards Forecast | Winter Peak Demand (MW) | 0 | 0 | 0 | 0 | 0 | 0 | 0 | 0 | 0 | 0 | 0 | 0 | 0 | 0 | 0 | 0 | 0 | 0 | 0 | 0 | 0 | 0 | 0 | 0 | 0 | 0 | 0 | 0 | 0 | 0 | 0 | 0 | 0
F5_Commercial_Office_New_Food Preparation_Natural Gas_Griddle_Codes & Standards Forecast | F5 | Commercial | Office | New | Food Preparation | Natural Gas | Griddle | Codes & Standards Forecast | Turnover | 0 | 1203.4484 | 5804.6784 | 3709.5961 | 4784.2707 | 6492.78 | 6068.6393 | 5378.7026 | 4837.4852 | 4670.7899 | 4609.8624 | 4564.0643 | 4798.5007 | 5924.3398 | 6423.6769 | 7024.0619 | 7840.5528 | 8717.4164 | 10170.3392 | 9467.7271 | 9709.1414 | 10056.4463 | 9759.7995 | 9498.5222 | 9552.4679 | 9798.9425 | 10144.0839 | 10587.6204 | 11191.4443 | 12198.9248 | 12700.3151 | 13176.3621 | 11164.8555
F6_Commercial_Office_New_Food Preparation_Natural Gas_Griddle_Codes & Standards Forecast | F6 | Commercial | Office | New | Food Preparation | Natural Gas | Griddle | Codes & Standards Forecast | Avg. Replacement Usage (kWh) | 0.13456 | 0.13456 | 0.13456 | 0.13456 | 0.13456 | 0.13456 | 0.13456 | 0.13456 | 0.13456 | 0.13456 | 0.13456 | 0.13456 | 0.13456 | 0.13456 | 0.13456 | 0.13456 | 0.13456 | 0.13456 | 0.13456 | 0.13456 | 0.13456 | 0.13456 | 0.13456 | 0.13456 | 0.13456 | 0.13456 | 0.13456 | 0.13456 | 0.13456 | 0.13456 | 0.13456 | 0.13456 | 0.13456
F7_Commercial_Office_New_Food Preparation_Natural Gas_Griddle_Codes & Standards Forecast | F7 | Commercial | Office | New | Food Preparation | Natural Gas | Griddle | Codes & Standards Forecast | Avg. Replacement Summer Demand (kW) | 0 | 0 | 0 | 0 | 0 | 0 | 0 | 0 | 0 | 0 | 0 | 0 | 0 | 0 | 0 | 0 | 0 | 0 | 0 | 0 | 0 | 0 | 0 | 0 | 0 | 0 | 0 | 0 | 0 | 0 | 0 | 0 | 0
F8_Commercial_Office_New_Food Preparation_Natural Gas_Griddle_Codes & Standards Forecast | F8 | Commercial | Office | New | Food Preparation | Natural Gas | Griddle | Codes & Standards Forecast | Avg. Replacement Winter Demand (kW) | 0 | 0 | 0 | 0 | 0 | 0 | 0 | 0 | 0 | 0 | 0 | 0 | 0 | 0 | 0 | 0 | 0 | 0 | 0 | 0 | 0 | 0 | 0 | 0 | 0 | 0 | 0 | 0 | 0 | 0 | 0 | 0 | 0
F1_Commercial_Office_New_Food Preparation_Natural Gas_Range_Codes & Standards Forecast | F1 | Commercial | Office | New | Food Preparation | Natural Gas | Range | Codes & Standards Forecast | Units | 0 | 1203.4484 | 7008.1268 | 10717.7229 | 15501.9936 | 21994.7736 | 28063.4129 | 33442.1155 | 38279.6007 | 42950.3907 | 47560.253 | 52124.3173 | 56682.1284 | 61252.9808 | 65851.9485 | 70459.389 | 75068.0886 | 79670.8178 | 84267.4819 | 88857.9851 | 93449.4699 | 98041.943 | 102628.9371 | 107210.3775 | 111786.1889 | 116362.769 | 120940.1224 | 125518.2536 | 130097.167 | 134676.8674 | 139257.3593 | 143838.6473 | 145902.116
F2_Commercial_Office_New_Food Preparation_Natural Gas_Range_Codes & Standards Forecast | F2 | Commercial | Office | New | Food Preparation | Natural Gas | Range | Codes & Standards Forecast | Usage (MMtherm) | 0 | 0.00019227 | 0.0011197 | 0.0017124 | 0.0024767 | 0.0035141 | 0.0044837 | 0.005343 | 0.0061159 | 0.0068622 | 0.0075987 | 0.0083279 | 0.0090561 | 0.0097863 | 0.010521 | 0.011257 | 0.011994 | 0.012729 | 0.013463 | 0.014197 | 0.01493 | 0.015664 | 0.016397 | 0.017129 | 0.01786 | 0.018591 | 0.019323 | 0.020054 | 0.020786 | 0.021517 | 0.022249 | 0.022981 | 0.023311
F3_Commercial_Office_New_Food Preparation_Natural Gas_Range_Codes & Standards Forecast | F3 | Commercial | Office | New | Food Preparation | Natural Gas | Range | Codes & Standards Forecast | Summer Peak Demand (MW) | 0 | 0 | 0 | 0 | 0 | 0 | 0 | 0 | 0 | 0 | 0 | 0 | 0 | 0 | 0 | 0 | 0 | 0 | 0 | 0 | 0 | 0 | 0 | 0 | 0 | 0 | 0 | 0 | 0 | 0 | 0 | 0 | 0
F4_Commercial_Office_New_Food Preparation_Natural Gas_Range_Codes & Standards Forecast | F4 | Commercial | Office | New | Food Preparation | Natural Gas | Range | Codes & Standards Forecast | Winter Peak Demand (MW) | 0 | 0 | 0 | 0 | 0 | 0 | 0 | 0 | 0 | 0 | 0 | 0 | 0 | 0 | 0 | 0 | 0 | 0 | 0 | 0 | 0 | 0 | 0 | 0 | 0 | 0 | 0 | 0 | 0 | 0 | 0 | 0 | 0
F5_Commercial_Office_New_Food Preparation_Natural Gas_Range_Codes & Standards Forecast | F5 | Commercial | Office | New | Food Preparation | Natural Gas | Range | Codes & Standards Forecast | Turnover | 0 | 1203.4484 | 5804.6784 | 3709.5961 | 4784.2707 | 6492.78 | 6068.6393 | 5378.7026 | 4837.4852 | 4670.7899 | 4850.552 | 5917.5518 | 6382.5202 | 6987.4739 | 7830.8209 | 8722.1276 | 10182.3747 | 9479.9531 | 9714.3207 | 10102.6143 | 10073.4982 | 10073.725 | 10227.6135 | 10616.402 | 11195.3297 | 12188.3773 | 12684.6704 | 13165.4339 | 13690.3569 | 14117.2054 | 14608.0359 | 14464.7103 | 12154.925
F6_Commercial_Office_New_Food Preparation_Natural Gas_Range_Codes & Standards Forecast | F6 | Commercial | Office | New | Food Preparation | Natural Gas | Range | Codes & Standards Forecast | Avg. Replacement Usage (kWh) | 0.15977 | 0.15977 | 0.15977 | 0.15977 | 0.15977 | 0.15977 | 0.15977 | 0.15977 | 0.15977 | 0.15977 | 0.15977 | 0.15977 | 0.15977 | 0.15977 | 0.15977 | 0.15977 | 0.15977 | 0.15977 | 0.15977 | 0.15977 | 0.15977 | 0.15977 | 0.15977 | 0.15977 | 0.15977 | 0.15977 | 0.15977 | 0.15977 | 0.15977 | 0.15977 | 0.15977 | 0.15977 | 0.15977
F7_Commercial_Office_New_Food Preparation_Natural Gas_Range_Codes & Standards Forecast | F7 | Commercial | Office | New | Food Preparation | Natural Gas | Range | Codes & Standards Forecast | Avg. Replacement Summer Demand (kW) | 0 | 0 | 0 | 0 | 0 | 0 | 0 | 0 | 0 | 0 | 0 | 0 | 0 | 0 | 0 | 0 | 0 | 0 | 0 | 0 | 0 | 0 | 0 | 0 | 0 | 0 | 0 | 0 | 0 | 0 | 0 | 0 | 0
F8_Commercial_Office_New_Food Preparation_Natural Gas_Range_Codes & Standards Forecast | F8 | Commercial | Office | New | Food Preparation | Natural Gas | Range | Codes & Standards Forecast | Avg. Replacement Winter Demand (kW) | 0 | 0 | 0 | 0 | 0 | 0 | 0 | 0 | 0 | 0 | 0 | 0 | 0 | 0 | 0 | 0 | 0 | 0 | 0 | 0 | 0 | 0 | 0 | 0 | 0 | 0 | 0 | 0 | 0 | 0 | 0 | 0 | 0
F1_Commercial_Office_New_Food Preparation_Natural Gas_Steamer_Codes & Standards Forecast | F1 | Commercial | Office | New | Food Preparation | Natural Gas | Steamer | Codes & Standards Forecast | Units | 0 | 0 | 0 | 0 | 0 | 0 | 0 | 0 | 0 | 0 | 0 | 0 | 0 | 0 | 0 | 0 | 0 | 0 | 0 | 0 | 0 | 0 | 0 | 0 | 0 | 0 | 0 | 0 | 0 | 0 | 0 | 0 | 0
F2_Commercial_Office_New_Food Preparation_Natural Gas_Steamer_Codes & Standards Forecast | F2 | Commercial | Office | New | Food Preparation | Natural Gas | Steamer | Codes & Standards Forecast | Usage (MMtherm) | 0 | 0 | 0 | 0 | 0 | 0 | 0 | 0 | 0 | 0 | 0 | 0 | 0 | 0 | 0 | 0 | 0 | 0 | 0 | 0 | 0 | 0 | 0 | 0 | 0 | 0 | 0 | 0 | 0 | 0 | 0 | 0 | 0
F3_Commercial_Office_New_Food Preparation_Natural Gas_Steamer_Codes & Standards Forecast | F3 | Commercial | Office | New | Food Preparation | Natural Gas | Steamer | Codes & Standards Forecast | Summer Peak Demand (MW) | 0 | 0 | 0 | 0 | 0 | 0 | 0 | 0 | 0 | 0 | 0 | 0 | 0 | 0 | 0 | 0 | 0 | 0 | 0 | 0 | 0 | 0 | 0 | 0 | 0 | 0 | 0 | 0 | 0 | 0 | 0 | 0 | 0
F4_Commercial_Office_New_Food Preparation_Natural Gas_Steamer_Codes & Standards Forecast | F4 | Commercial | Office | New | Food Preparation | Natural Gas | Steamer | Codes & Standards Forecast | Winter Peak Demand (MW) | 0 | 0 | 0 | 0 | 0 | 0 | 0 | 0 | 0 | 0 | 0 | 0 | 0 | 0 | 0 | 0 | 0 | 0 | 0 | 0 | 0 | 0 | 0 | 0 | 0 | 0 | 0 | 0 | 0 | 0 | 0 | 0 | 0
F5_Commercial_Office_New_Food Preparation_Natural Gas_Steamer_Codes & Standards Forecast | F5 | Commercial | Office | New | Food Preparation | Natural Gas | Steamer | Codes & Standards Forecast | Turnover | 0 | 0 | 0 | 0 | 0 | 0 | 0 | 0 | 0 | 0 | 0 | 0 | 0 | 0 | 0 | 0 | 0 | 0 | 0 | 0 | 0 | 0 | 0 | 0 | 0 | 0 | 0 | 0 | 0 | 0 | 0 | 0 | 0
F6_Commercial_Office_New_Food Preparation_Natural Gas_Steamer_Codes & Standards Forecast | F6 | Commercial | Office | New | Food Preparation | Natural Gas | Steamer | Codes & Standards Forecast | Avg. Replacement Usage (kWh) | 0.31731 | 0.31731 | 0.31731 | 0.13766 | 0.13766 | 0.13766 | 0.13766 | 0.13766 | 0.13766 | 0.13766 | 0.13766 | 0.13766 | 0.13766 | 0.13766 | 0.13766 | 0.13766 | 0.13766 | 0.13766 | 0.13766 | 0.13766 | 0.13766 | 0.13766 | 0.13766 | 0.13766 | 0.13766 | 0.13766 | 0.13766 | 0.13766 | 0.13766 | 0.13766 | 0.13766 | 0.13766 | 0.13766
F7_Commercial_Office_New_Food Preparation_Natural Gas_Steamer_Codes & Standards Forecast | F7 | Commercial | Office | New | Food Preparation | Natural Gas | Steamer | Codes & Standards Forecast | Avg. Replacement Summer Demand (kW) | 0 | 0 | 0 | 0 | 0 | 0 | 0 | 0 | 0 | 0 | 0 | 0 | 0 | 0 | 0 | 0 | 0 | 0 | 0 | 0 | 0 | 0 | 0 | 0 | 0 | 0 | 0 | 0 | 0 | 0 | 0 | 0 | 0
F8_Commercial_Office_New_Food Preparation_Natural Gas_Steamer_Codes & Standards Forecast | F8 | Commercial | Office | New | Food Preparation | Natural Gas | Steamer | Codes & Standards Forecast | Avg. Replacement Winter Demand (kW) | 0 | 0 | 0 | 0 | 0 | 0 | 0 | 0 | 0 | 0 | 0 | 0 | 0 | 0 | 0 | 0 | 0 | 0 | 0 | 0 | 0 | 0 | 0 | 0 | 0 | 0 | 0 | 0 | 0 | 0 | 0 | 0 | 0
F1_Commercial_Office_New_Food Preparation_Natural Gas_Food Prep Other_Codes & Standards Forecast | F1 | Commercial | Office | New | Food Preparation | Natural Gas | Food Prep Other | Codes & Standards Forecast | Units | 0 | 0 | 0 | 0 | 0 | 0 | 0 | 0 | 0 | 0 | 0 | 0 | 0 | 0 | 0 | 0 | 0 | 0 | 0 | 0 | 0 | 0 | 0 | 0 | 0 | 0 | 0 | 0 | 0 | 0 | 0 | 0 | 0
F2_Commercial_Office_New_Food Preparation_Natural Gas_Food Prep Other_Codes & Standards Forecast | F2 | Commercial | Office | New | Food Preparation | Natural Gas | Food Prep Other | Codes & Standards Forecast | Usage (MMtherm) | 0 | 0 | 0 | 0 | 0 | 0 | 0 | 0 | 0 | 0 | 0 | 0 | 0 | 0 | 0 | 0 | 0 | 0 | 0 | 0 | 0 | 0 | 0 | 0 | 0 | 0 | 0 | 0 | 0 | 0 | 0 | 0 | 0
F3_Commercial_Office_New_Food Preparation_Natural Gas_Food Prep Other_Codes & Standards Forecast | F3 | Commercial | Office | New | Food Preparation | Natural Gas | Food Prep Other | Codes & Standards Forecast | Summer Peak Demand (MW) | 0 | 0 | 0 | 0 | 0 | 0 | 0 | 0 | 0 | 0 | 0 | 0 | 0 | 0 | 0 | 0 | 0 | 0 | 0 | 0 | 0 | 0 | 0 | 0 | 0 | 0 | 0 | 0 | 0 | 0 | 0 | 0 | 0
F4_Commercial_Office_New_Food Preparation_Natural Gas_Food Prep Other_Codes & Standards Forecast | F4 | Commercial | Office | New | Food Preparation | Natural Gas | Food Prep Other | Codes & Standards Forecast | Winter Peak Demand (MW) | 0 | 0 | 0 | 0 | 0 | 0 | 0 | 0 | 0 | 0 | 0 | 0 | 0 | 0 | 0 | 0 | 0 | 0 | 0 | 0 | 0 | 0 | 0 | 0 | 0 | 0 | 0 | 0 | 0 | 0 | 0 | 0 | 0
F5_Commercial_Office_New_Food Preparation_Natural Gas_Food Prep Other_Codes & Standards Forecast | F5 | Commercial | Office | New | Food Preparation | Natural Gas | Food Prep Other | Codes & Standards Forecast | Turnover | 0 | 0 | 0 | 0 | 0 | 0 | 0 | 0 | 0 | 0 | 0 | 0 | 0 | 0 | 0 | 0 | 0 | 0 | 0 | 0 | 0 | 0 | 0 | 0 | 0 | 0 | 0 | 0 | 0 | 0 | 0 | 0 | 0
F6_Commercial_Office_New_Food Preparation_Natural Gas_Food Prep Other_Codes & Standards Forecast | F6 | Commercial | Office | New | Food Preparation | Natural Gas | Food Prep Other | Codes & Standards Forecast | Avg. Replacement Usage (kWh) | 0.056842 | 0.056842 | 0.056842 | 0.056842 | 0.056842 | 0.056842 | 0.056842 | 0.056842 | 0.056842 | 0.056842 | 0.056842 | 0.056842 | 0.056842 | 0.056842 | 0.056842 | 0.056842 | 0.056842 | 0.056842 | 0.056842 | 0.056842 | 0.056842 | 0.056842 | 0.056842 | 0.056842 | 0.056842 | 0.056842 | 0.056842 | 0.056842 | 0.056842 | 0.056842 | 0.056842 | 0.056842 | 0.056842
F7_Commercial_Office_New_Food Preparation_Natural Gas_Food Prep Other_Codes & Standards Forecast | F7 | Commercial | Office | New | Food Preparation | Natural Gas | Food Prep Other | Codes & Standards Forecast | Avg. Replacement Summer Demand (kW) | 0 | 0 | 0 | 0 | 0 | 0 | 0 | 0 | 0 | 0 | 0 | 0 | 0 | 0 | 0 | 0 | 0 | 0 | 0 | 0 | 0 | 0 | 0 | 0 | 0 | 0 | 0 | 0 | 0 | 0 | 0 | 0 | 0
F8_Commercial_Office_New_Food Preparation_Natural Gas_Food Prep Other_Codes & Standards Forecast | F8 | Commercial | Office | New | Food Preparation | Natural Gas | Food Prep Other | Codes & Standards Forecast | Avg. Replacement Winter Demand (kW) | 0 | 0 | 0 | 0 | 0 | 0 | 0 | 0 | 0 | 0 | 0 | 0 | 0 | 0 | 0 | 0 | 0 | 0 | 0 | 0 | 0 | 0 | 0 | 0 | 0 | 0 | 0 | 0 | 0 | 0 | 0 | 0 | 0
F1_Commercial_Office_New_Miscellaneous_Natural Gas_Pool Heater_Codes & Standards Forecast | F1 | Commercial | Office | New | Miscellaneous | Natural Gas | Pool Heater | Codes & Standards Forecast | Units | 0 | 0 | 0 | 0 | 0 | 0 | 0 | 0 | 0 | 0 | 0 | 0 | 0 | 0 | 0 | 0 | 0 | 0 | 0 | 0 | 0 | 0 | 0 | 0 | 0 | 0 | 0 | 0 | 0 | 0 | 0 | 0 | 0
F2_Commercial_Office_New_Miscellaneous_Natural Gas_Pool Heater_Codes & Standards Forecast | F2 | Commercial | Office | New | Miscellaneous | Natural Gas | Pool Heater | Codes & Standards Forecast | Usage (MMtherm) | 0 | 0 | 0 | 0 | 0 | 0 | 0 | 0 | 0 | 0 | 0 | 0 | 0 | 0 | 0 | 0 | 0 | 0 | 0 | 0 | 0 | 0 | 0 | 0 | 0 | 0 | 0 | 0 | 0 | 0 | 0 | 0 | 0
F3_Commercial_Office_New_Miscellaneous_Natural Gas_Pool Heater_Codes & Standards Forecast | F3 | Commercial | Office | New | Miscellaneous | Natural Gas | Pool Heater | Codes & Standards Forecast | Summer Peak Demand (MW) | 0 | 0 | 0 | 0 | 0 | 0 | 0 | 0 | 0 | 0 | 0 | 0 | 0 | 0 | 0 | 0 | 0 | 0 | 0 | 0 | 0 | 0 | 0 | 0 | 0 | 0 | 0 | 0 | 0 | 0 | 0 | 0 | 0
F4_Commercial_Office_New_Miscellaneous_Natural Gas_Pool Heater_Codes & Standards Forecast | F4 | Commercial | Office | New | Miscellaneous | Natural Gas | Pool Heater | Codes & Standards Forecast | Winter Peak Demand (MW) | 0 | 0 | 0 | 0 | 0 | 0 | 0 | 0 | 0 | 0 | 0 | 0 | 0 | 0 | 0 | 0 | 0 | 0 | 0 | 0 | 0 | 0 | 0 | 0 | 0 | 0 | 0 | 0 | 0 | 0 | 0 | 0 | 0
F5_Commercial_Office_New_Miscellaneous_Natural Gas_Pool Heater_Codes & Standards Forecast | F5 | Commercial | Office | New | Miscellaneous | Natural Gas | Pool Heater | Codes & Standards Forecast | Turnover | 0 | 0 | 0 | 0 | 0 | 0 | 0 | 0 | 0 | 0 | 0 | 0 | 0 | 0 | 0 | 0 | 0 | 0 | 0 | 0 | 0 | 0 | 0 | 0 | 0 | 0 | 0 | 0 | 0 | 0 | 0 | 0 | 0
F6_Commercial_Office_New_Miscellaneous_Natural Gas_Pool Heater_Codes & Standards Forecast | F6 | Commercial | Office | New | Miscellaneous | Natural Gas | Pool Heater | Codes & Standards Forecast | Avg. Replacement Usage (kWh) | 0.010152 | 0.010152 | 0.010152 | 0.010152 | 0.010152 | 0.010152 | 0.010152 | 0.010152 | 0.010152 | 0.010152 | 0.010152 | 0.010152 | 0.010152 | 0.010152 | 0.010152 | 0.010152 | 0.010152 | 0.010152 | 0.010152 | 0.010152 | 0.010152 | 0.010152 | 0.010152 | 0.010152 | 0.010152 | 0.010152 | 0.010152 | 0.010152 | 0.010152 | 0.010152 | 0.010152 | 0.010152 | 0.010152
F7_Commercial_Office_New_Miscellaneous_Natural Gas_Pool Heater_Codes & Standards Forecast | F7 | Commercial | Office | New | Miscellaneous | Natural Gas | Pool Heater | Codes & Standards Forecast | Avg. Replacement Summer Demand (kW) | 0 | 0 | 0 | 0 | 0 | 0 | 0 | 0 | 0 | 0 | 0 | 0 | 0 | 0 | 0 | 0 | 0 | 0 | 0 | 0 | 0 | 0 | 0 | 0 | 0 | 0 | 0 | 0 | 0 | 0 | 0 | 0 | 0
F8_Commercial_Office_New_Miscellaneous_Natural Gas_Pool Heater_Codes & Standards Forecast | F8 | Commercial | Office | New | Miscellaneous | Natural Gas | Pool Heater | Codes & Standards Forecast | Avg. Replacement Winter Demand (kW) | 0 | 0 | 0 | 0 | 0 | 0 | 0 | 0 | 0 | 0 | 0 | 0 | 0 | 0 | 0 | 0 | 0 | 0 | 0 | 0 | 0 | 0 | 0 | 0 | 0 | 0 | 0 | 0 | 0 | 0 | 0 | 0 | 0
F1_Commercial_Office_New_Miscellaneous_Natural Gas_Miscellaneous_Codes & Standards Forecast | F1 | Commercial | Office | New | Miscellaneous | Natural Gas | Miscellaneous | Codes & Standards Forecast | Units | 0 | 75957.6497 | 442329.6027 | 676466.9408 | 978434.1626 | 1388236.7927 | 1771269.0782 | 2110754.856 | 2416080.7991 | 2710885.4903 | 3001844.6358 | 3289913.1629 | 3577587.0021 | 3866083.9704 | 4156355.4856 | 4447161.7669 | 4738047.5249 | 5028556.4501 | 5318682.5653 | 5608419.8263 | 5898219.0444 | 6188080.6357 | 6477596.4105 | 6766761.6575 | 7055571.6199 | 7344430.1035 | 7633337.3919 | 7922293.7705 | 8211299.5264 | 8500354.9482 | 8789460.3264 | 9078615.9528 | 9208855.2202
F2_Commercial_Office_New_Miscellaneous_Natural Gas_Miscellaneous_Codes & Standards Forecast | F2 | Commercial | Office | New | Miscellaneous | Natural Gas | Miscellaneous | Codes & Standards Forecast | Usage (MMtherm) | 0 | 4.6481e-05 | 0.00027067 | 0.00041395 | 0.00059873 | 0.0008495 | 0.0010839 | 0.0012916 | 0.0014785 | 0.0016589 | 0.0018369 | 0.0020132 | 0.0021892 | 0.0023658 | 0.0025434 | 0.0027213 | 0.0028993 | 0.0030771 | 0.0032547 | 0.003432 | 0.0036093 | 0.0037867 | 0.0039638 | 0.0041408 | 0.0043175 | 0.0044943 | 0.0046711 | 0.0048479 | 0.0050247 | 0.0052016 | 0.0053785 | 0.0055555 | 0.0056352
F3_Commercial_Office_New_Miscellaneous_Natural Gas_Miscellaneous_Codes & Standards Forecast | F3 | Commercial | Office | New | Miscellaneous | Natural Gas | Miscellaneous | Codes & Standards Forecast | Summer Peak Demand (MW) | 0 | 0 | 0 | 0 | 0 | 0 | 0 | 0 | 0 | 0 | 0 | 0 | 0 | 0 | 0 | 0 | 0 | 0 | 0 | 0 | 0 | 0 | 0 | 0 | 0 | 0 | 0 | 0 | 0 | 0 | 0 | 0 | 0
F4_Commercial_Office_New_Miscellaneous_Natural Gas_Miscellaneous_Codes & Standards Forecast | F4 | Commercial | Office | New | Miscellaneous | Natural Gas | Miscellaneous | Codes & Standards Forecast | Winter Peak Demand (MW) | 0 | 0 | 0 | 0 | 0 | 0 | 0 | 0 | 0 | 0 | 0 | 0 | 0 | 0 | 0 | 0 | 0 | 0 | 0 | 0 | 0 | 0 | 0 | 0 | 0 | 0 | 0 | 0 | 0 | 0 | 0 | 0 | 0
F5_Commercial_Office_New_Miscellaneous_Natural Gas_Miscellaneous_Codes & Standards Forecast | F5 | Commercial | Office | New | Miscellaneous | Natural Gas | Miscellaneous | Codes & Standards Forecast | Turnover | 0 | 75957.6497 | 366371.953 | 234137.3381 | 312818.3147 | 471442.4172 | 469314.5799 | 458130.3608 | 474370.2167 | 506744.7229 | 538069.2242 | 589775.1442 | 703285.8986 | 683075.4076 | 735659.4632 | 819253.0605 | 840802.3806 | 863701.6372 | 903201.9036 | 944777.9636 | 983775.2432 | 1028791.9172 | 1090925.0761 | 1110738.3547 | 1155306.4978 | 1211771.8315 | 1244931.3287 | 1280121.2036 | 1323194.5526 | 1365463.777 | 1405977.7051 | 1448618.487 | 1337233.7705
F6_Commercial_Office_New_Miscellaneous_Natural Gas_Miscellaneous_Codes & Standards Forecast | F6 | Commercial | Office | New | Miscellaneous | Natural Gas | Miscellaneous | Codes & Standards Forecast | Avg. Replacement Usage (kWh) | 0.00061193 | 0.00061193 | 0.00061193 | 0.00061193 | 0.00061193 | 0.00061193 | 0.00061193 | 0.00061193 | 0.00061193 | 0.00061193 | 0.00061193 | 0.00061193 | 0.00061193 | 0.00061193 | 0.00061193 | 0.00061193 | 0.00061193 | 0.00061193 | 0.00061193 | 0.00061193 | 0.00061193 | 0.00061193 | 0.00061193 | 0.00061193 | 0.00061193 | 0.00061193 | 0.00061193 | 0.00061193 | 0.00061193 | 0.00061193 | 0.00061193 | 0.00061193 | 0.00061193
F7_Commercial_Office_New_Miscellaneous_Natural Gas_Miscellaneous_Codes & Standards Forecast | F7 | Commercial | Office | New | Miscellaneous | Natural Gas | Miscellaneous | Codes & Standards Forecast | Avg. Replacement Summer Demand (kW) | 0 | 0 | 0 | 0 | 0 | 0 | 0 | 0 | 0 | 0 | 0 | 0 | 0 | 0 | 0 | 0 | 0 | 0 | 0 | 0 | 0 | 0 | 0 | 0 | 0 | 0 | 0 | 0 | 0 | 0 | 0 | 0 | 0
F8_Commercial_Office_New_Miscellaneous_Natural Gas_Miscellaneous_Codes & Standards Forecast | F8 | Commercial | Office | New | Miscellaneous | Natural Gas | Miscellaneous | Codes & Standards Forecast | Avg. Replacement Winter Demand (kW) | 0 | 0 | 0 | 0 | 0 | 0 | 0 | 0 | 0 | 0 | 0 | 0 | 0 | 0 | 0 | 0 | 0 | 0 | 0 | 0 | 0 | 0 | 0 | 0 | 0 | 0 | 0 | 0 | 0 | 0 | 0 | 0 | 0
F1_Commercial_Restaurant_Existing_Space Heating_Natural Gas_Furnace_Codes & Standards Forecast | F1 | Commercial | Restaurant | Existing | Space Heating | Natural Gas | Furnace | Codes & Standards Forecast | Units | 648162.9684 | 644865.2615 | 641567.5546 | 637585.1344 | 633499.2091 | 629019.4997 | 624834.434 | 621128.6564 | 617798.854 | 614584.8522 | 611413.1758 | 608273.3146 | 605137.7974 | 601993.2206 | 598829.1125 | 595659.1186 | 592488.2499 | 589321.5288 | 586159.0211 | 583000.7932 | 579841.8833 | 576682.287 | 573526.4969 | 570374.5647 | 567226.543 | 564077.9872 | 560928.8943 | 557779.2611 | 554629.0844 | 551478.361 | 548327.0878 | 545175.2616 | 542041.5523
F2_Commercial_Restaurant_Existing_Space Heating_Natural Gas_Furnace_Codes & Standards Forecast | F2 | Commercial | Restaurant | Existing | Space Heating | Natural Gas | Furnace | Codes & Standards Forecast | Usage (MMtherm) | 0.4365 | 0.43235 | 0.42584 | 0.41886 | 0.41182 | 0.40457 | 0.39756 | 0.39093 | 0.38462 | 0.37847 | 0.37245 | 0.36656 | 0.36079 | 0.35515 | 0.34963 | 0.34425 | 0.33902 | 0.33394 | 0.329 | 0.32422 | 0.31956 | 0.31503 | 0.3106 | 0.30629 | 0.30207 | 0.29795 | 0.2939 | 0.28993 | 0.28604 | 0.28222 | 0.27846 | 0.27476 | 0.27284
F3_Commercial_Restaurant_Existing_Space Heating_Natural Gas_Furnace_Codes & Standards Forecast | F3 | Commercial | Restaurant | Existing | Space Heating | Natural Gas | Furnace | Codes & Standards Forecast | Summer Peak Demand (MW) | 0 | 0 | 0 | 0 | 0 | 0 | 0 | 0 | 0 | 0 | 0 | 0 | 0 | 0 | 0 | 0 | 0 | 0 | 0 | 0 | 0 | 0 | 0 | 0 | 0 | 0 | 0 | 0 | 0 | 0 | 0 | 0 | 0
F4_Commercial_Restaurant_Existing_Space Heating_Natural Gas_Furnace_Codes & Standards Forecast | F4 | Commercial | Restaurant | Existing | Space Heating | Natural Gas | Furnace | Codes & Standards Forecast | Winter Peak Demand (MW) | 0 | 0 | 0 | 0 | 0 | 0 | 0 | 0 | 0 | 0 | 0 | 0 | 0 | 0 | 0 | 0 | 0 | 0 | 0 | 0 | 0 | 0 | 0 | 0 | 0 | 0 | 0 | 0 | 0 | 0 | 0 | 0 | 0
F5_Commercial_Restaurant_Existing_Space Heating_Natural Gas_Furnace_Codes & Standards Forecast | F5 | Commercial | Restaurant | Existing | Space Heating | Natural Gas | Furnace | Codes & Standards Forecast | Turnover | 0 | 12940.44 | 14029.6481 | 15002.4485 | 15878.3937 | 16657.078 | 17363.2118 | 18009.8768 | 18601.5965 | 19136.8443 | 19618.4772 | 20050.7233 | 20436.8256 | 20780.0873 | 21083.5724 | 21350.9063 | 21585.1807 | 21789.2635 | 21965.63 | 21066.6432 | 20316.1387 | 19694.9704 | 19186.2708 | 18774.9266 | 18447.5399 | 18192.1052 | 17998.1381 | 17856.3829 | 17758.6817 | 17697.8581 | 17667.6112 | 17662.4212 | 21224.9259
F6_Commercial_Restaurant_Existing_Space Heating_Natural Gas_Furnace_Codes & Standards Forecast | F6 | Commercial | Restaurant | Existing | Space Heating | Natural Gas | Furnace | Codes & Standards Forecast | Avg. Replacement Usage (kWh) | 0.58939 | 0.58939 | 0.58627 | 0.58315 | 0.58003 | 0.57691 | 0.57379 | 0.57067 | 0.56755 | 0.56443 | 0.56131 | 0.55819 | 0.55507 | 0.55196 | 0.54884 | 0.54572 | 0.5426 | 0.53948 | 0.53636 | 0.53324 | 0.53012 | 0.52701 | 0.52389 | 0.52077 | 0.51766 | 0.51455 | 0.51142 | 0.50831 | 0.50519 | 0.50208 | 0.49896 | 0.49584 | 0.49584
F7_Commercial_Restaurant_Existing_Space Heating_Natural Gas_Furnace_Codes & Standards Forecast | F7 | Commercial | Restaurant | Existing | Space Heating | Natural Gas | Furnace | Codes & Standards Forecast | Avg. Replacement Summer Demand (kW) | 0 | 0 | 0 | 0 | 0 | 0 | 0 | 0 | 0 | 0 | 0 | 0 | 0 | 0 | 0 | 0 | 0 | 0 | 0 | 0 | 0 | 0 | 0 | 0 | 0 | 0 | 0 | 0 | 0 | 0 | 0 | 0 | 0
F8_Commercial_Restaurant_Existing_Space Heating_Natural Gas_Furnace_Codes & Standards Forecast | F8 | Commercial | Restaurant | Existing | Space Heating | Natural Gas | Furnace | Codes & Standards Forecast | Avg. Replacement Winter Demand (kW) | 0 | 0 | 0 | 0 | 0 | 0 | 0 | 0 | 0 | 0 | 0 | 0 | 0 | 0 | 0 | 0 | 0 | 0 | 0 | 0 | 0 | 0 | 0 | 0 | 0 | 0 | 0 | 0 | 0 | 0 | 0 | 0 | 0
F1_Commercial_Restaurant_Existing_Space Heating_Natural Gas_Boiler_Codes & Standards Forecast | F1 | Commercial | Restaurant | Existing | Space Heating | Natural Gas | Boiler | Codes & Standards Forecast | Units | 3370.2245 | 3353.0776 | 3335.9306 | 3315.2234 | 3293.978 | 3270.685 | 3248.9241 | 3229.6554 | 3212.3415 | 3195.6298 | 3179.1382 | 3162.812 | 3146.5084 | 3130.1577 | 3113.7054 | 3097.2225 | 3080.7351 | 3064.2693 | 3047.8253 | 3031.4036 | 3014.9784 | 2998.5495 | 2982.1405 | 2965.7516 | 2949.3829 | 2933.0115 | 2916.6373 | 2900.2603 | 2883.8805 | 2867.4978 | 2851.1123 | 2834.7238 | 2818.4296
F2_Commercial_Restaurant_Existing_Space Heating_Natural Gas_Boiler_Codes & Standards Forecast | F2 | Commercial | Restaurant | Existing | Space Heating | Natural Gas | Boiler | Codes & Standards Forecast | Usage (MMtherm) | 0.0096186 | 0.0095479 | 0.0094256 | 0.0092933 | 0.0091598 | 0.0090215 | 0.0088884 | 0.0087635 | 0.0086453 | 0.0085303 | 0.0084175 | 0.008307 | 0.0081985 | 0.0080919 | 0.0079872 | 0.0078846 | 0.0077843 | 0.0076864 | 0.0075907 | 0.0074975 | 0.0074066 | 0.0073182 | 0.0072306 | 0.0071442 | 0.0070587 | 0.0069742 | 0.0068903 | 0.0068073 | 0.006725 | 0.0066436 | 0.0065627 | 0.0064825 | 0.0064437
F3_Commercial_Restaurant_Existing_Space Heating_Natural Gas_Boiler_Codes & Standards Forecast | F3 | Commercial | Restaurant | Existing | Space Heating | Natural Gas | Boiler | Codes & Standards Forecast | Summer Peak Demand (MW) | 0 | 0 | 0 | 0 | 0 | 0 | 0 | 0 | 0 | 0 | 0 | 0 | 0 | 0 | 0 | 0 | 0 | 0 | 0 | 0 | 0 | 0 | 0 | 0 | 0 | 0 | 0 | 0 | 0 | 0 | 0 | 0 | 0
F4_Commercial_Restaurant_Existing_Space Heating_Natural Gas_Boiler_Codes & Standards Forecast | F4 | Commercial | Restaurant | Existing | Space Heating | Natural Gas | Boiler | Codes & Standards Forecast | Winter Peak Demand (MW) | 0 | 0 | 0 | 0 | 0 | 0 | 0 | 0 | 0 | 0 | 0 | 0 | 0 | 0 | 0 | 0 | 0 | 0 | 0 | 0 | 0 | 0 | 0 | 0 | 0 | 0 | 0 | 0 | 0 | 0 | 0 | 0 | 0
F5_Commercial_Restaurant_Existing_Space Heating_Natural Gas_Boiler_Codes & Standards Forecast | F5 | Commercial | Restaurant | Existing | Space Heating | Natural Gas | Boiler | Codes & Standards Forecast | Turnover | 0 | 60.965 | 67.27 | 72.8303 | 77.7632 | 82.0873 | 85.9426 | 89.4104 | 92.5277 | 95.299 | 97.7488 | 99.9074 | 101.7985 | 103.4456 | 104.8698 | 106.0941 | 107.1384 | 108.0208 | 108.7567 | 109.3603 | 109.8434 | 110.2173 | 104.5784 | 99.9856 | 96.2846 | 93.3403 | 91.0358 | 89.2696 | 87.9538 | 87.0124 | 86.3797 | 85.9992 | 85.8253
F6_Commercial_Restaurant_Existing_Space Heating_Natural Gas_Boiler_Codes & Standards Forecast | F6 | Commercial | Restaurant | Existing | Space Heating | Natural Gas | Boiler | Codes & Standards Forecast | Avg. Replacement Usage (kWh) | 2.7113 | 2.7113 | 2.6969 | 2.6826 | 2.6682 | 2.6539 | 2.6395 | 2.6252 | 2.6108 | 2.5965 | 2.5821 | 2.5678 | 2.5534 | 2.5391 | 2.5247 | 2.5104 | 2.496 | 2.4817 | 2.4674 | 2.453 | 2.4387 | 2.4244 | 2.41 | 2.3956 | 2.3813 | 2.367 | 2.3526 | 2.3383 | 2.324 | 2.3096 | 2.2953 | 2.2809 | 2.2809
F7_Commercial_Restaurant_Existing_Space Heating_Natural Gas_Boiler_Codes & Standards Forecast | F7 | Commercial | Restaurant | Existing | Space Heating | Natural Gas | Boiler | Codes & Standards Forecast | Avg. Replacement Summer Demand (kW) | 0 | 0 | 0 | 0 | 0 | 0 | 0 | 0 | 0 | 0 | 0 | 0 | 0 | 0 | 0 | 0 | 0 | 0 | 0 | 0 | 0 | 0 | 0 | 0 | 0 | 0 | 0 | 0 | 0 | 0 | 0 | 0 | 0
F8_Commercial_Restaurant_Existing_Space Heating_Natural Gas_Boiler_Codes & Standards Forecast | F8 | Commercial | Restaurant | Existing | Space Heating | Natural Gas | Boiler | Codes & Standards Forecast | Avg. Replacement Winter Demand (kW) | 0 | 0 | 0 | 0 | 0 | 0 | 0 | 0 | 0 | 0 | 0 | 0 | 0 | 0 | 0 | 0 | 0 | 0 | 0 | 0 | 0 | 0 | 0 | 0 | 0 | 0 | 0 | 0 | 0 | 0 | 0 | 0 | 0
F1_Commercial_Restaurant_Existing_Space Heating_Natural Gas_Unit Heater_Codes & Standards Forecast | F1 | Commercial | Restaurant | Existing | Space Heating | Natural Gas | Unit Heater | Codes & Standards Forecast | Units | 8090.4189 | 8049.2567 | 8008.0945 | 7958.3856 | 7907.3848 | 7851.4687 | 7799.2304 | 7752.9746 | 7711.4118 | 7671.2944 | 7631.7053 | 7592.5133 | 7553.3755 | 7514.1247 | 7474.63 | 7435.0619 | 7395.4829 | 7355.9557 | 7316.481 | 7277.0598 | 7237.63 | 7198.1917 | 7158.8009 | 7119.4582 | 7080.1644 | 7040.8639 | 7001.5567 | 6962.2427 | 6922.922 | 6883.5944 | 6844.26 | 6804.9186 | 6765.8034
F2_Commercial_Restaurant_Existing_Space Heating_Natural Gas_Unit Heater_Codes & Standards Forecast | F2 | Commercial | Restaurant | Existing | Space Heating | Natural Gas | Unit Heater | Codes & Standards Forecast | Usage (MMtherm) | 0.0027242 | 0.0027104 | 0.0026822 | 0.0026514 | 0.0026203 | 0.0025878 | 0.0025567 | 0.0025277 | 0.0025004 | 0.0024737 | 0.0024473 | 0.0024212 | 0.0023953 | 0.0023695 | 0.0023437 | 0.002318 | 0.0022925 | 0.0022672 | 0.002242 | 0.0022169 | 0.002192 | 0.0021673 | 0.0021426 | 0.0021182 | 0.0020939 | 0.0020697 | 0.0020457 | 0.0020218 | 0.0019981 | 0.0019745 | 0.001951 | 0.0019277 | 0.0019166
F3_Commercial_Restaurant_Existing_Space Heating_Natural Gas_Unit Heater_Codes & Standards Forecast | F3 | Commercial | Restaurant | Existing | Space Heating | Natural Gas | Unit Heater | Codes & Standards Forecast | Summer Peak Demand (MW) | 0 | 0 | 0 | 0 | 0 | 0 | 0 | 0 | 0 | 0 | 0 | 0 | 0 | 0 | 0 | 0 | 0 | 0 | 0 | 0 | 0 | 0 | 0 | 0 | 0 | 0 | 0 | 0 | 0 | 0 | 0 | 0 | 0
F4_Commercial_Restaurant_Existing_Space Heating_Natural Gas_Unit Heater_Codes & Standards Forecast | F4 | Commercial | Restaurant | Existing | Space Heating | Natural Gas | Unit Heater | Codes & Standards Forecast | Winter Peak Demand (MW) | 0 | 0 | 0 | 0 | 0 | 0 | 0 | 0 | 0 | 0 | 0 | 0 | 0 | 0 | 0 | 0 | 0 | 0 | 0 | 0 | 0 | 0 | 0 | 0 | 0 | 0 | 0 | 0 | 0 | 0 | 0 | 0 | 0
F5_Commercial_Restaurant_Existing_Space Heating_Natural Gas_Unit Heater_Codes & Standards Forecast | F5 | Commercial | Restaurant | Existing | Space Heating | Natural Gas | Unit Heater | Codes & Standards Forecast | Turnover | 0 | 268.3086 | 347.0174 | 408.5305 | 456.5197 | 493.491 | 522.1533 | 544.4614 | 561.7576 | 574.923 | 584.7599 | 591.9474 | 521.4727 | 480.1327 | 458.8268 | 450.9686 | 451.8205 | 522.2971 | 537.5367 | 548.9967 | 557.4448 | 563.4957 | 567.643 | 556.0374 | 537.721 | 518.0998 | 500.1802 | 485.4173 | 468.2513 | 464.3427 | 468.1121 | 475.8579 | 485.2075
F6_Commercial_Restaurant_Existing_Space Heating_Natural Gas_Unit Heater_Codes & Standards Forecast | F6 | Commercial | Restaurant | Existing | Space Heating | Natural Gas | Unit Heater | Codes & Standards Forecast | Avg. Replacement Usage (kWh) | 0.33672 | 0.33672 | 0.33494 | 0.33316 | 0.33137 | 0.32959 | 0.32781 | 0.32603 | 0.32424 | 0.32246 | 0.32068 | 0.3189 | 0.31712 | 0.31534 | 0.31355 | 0.31177 | 0.30999 | 0.30821 | 0.30643 | 0.30464 | 0.30286 | 0.30108 | 0.2993 | 0.29752 | 0.29574 | 0.29396 | 0.29218 | 0.2904 | 0.28862 | 0.28684 | 0.28506 | 0.28327 | 0.28327
F7_Commercial_Restaurant_Existing_Space Heating_Natural Gas_Unit Heater_Codes & Standards Forecast | F7 | Commercial | Restaurant | Existing | Space Heating | Natural Gas | Unit Heater | Codes & Standards Forecast | Avg. Replacement Summer Demand (kW) | 0 | 0 | 0 | 0 | 0 | 0 | 0 | 0 | 0 | 0 | 0 | 0 | 0 | 0 | 0 | 0 | 0 | 0 | 0 | 0 | 0 | 0 | 0 | 0 | 0 | 0 | 0 | 0 | 0 | 0 | 0 | 0 | 0
F8_Commercial_Restaurant_Existing_Space Heating_Natural Gas_Unit Heater_Codes & Standards Forecast | F8 | Commercial | Restaurant | Existing | Space Heating | Natural Gas | Unit Heater | Codes & Standards Forecast | Avg. Replacement Winter Demand (kW) | 0 | 0 | 0 | 0 | 0 | 0 | 0 | 0 | 0 | 0 | 0 | 0 | 0 | 0 | 0 | 0 | 0 | 0 | 0 | 0 | 0 | 0 | 0 | 0 | 0 | 0 | 0 | 0 | 0 | 0 | 0 | 0 | 0
F1_Commercial_Restaurant_Existing_Water Heating_Natural Gas_Water Heater_Codes & Standards Forecast | F1 | Commercial | Restaurant | Existing | Water Heating | Natural Gas | Water Heater | Codes & Standards Forecast | Units | 572053.928 | 569143.4468 | 566232.9655 | 562718.1718 | 559112.0269 | 555158.3369 | 551464.6929 | 548194.0578 | 545255.2497 | 542418.6447 | 539619.395 | 536848.2248 | 534080.8885 | 531305.5563 | 528512.9863 | 525715.2216 | 522916.6849 | 520121.8087 | 517330.6511 | 514543.2708 | 511755.2887 | 508966.7007 | 506181.4719 | 503399.6481 | 500621.2756 | 497842.4317 | 495063.1137 | 492283.3189 | 489503.0444 | 486722.2875 | 483941.0453 | 481159.315 | 478393.5743
F2_Commercial_Restaurant_Existing_Water Heating_Natural Gas_Water Heater_Codes & Standards Forecast | F2 | Commercial | Restaurant | Existing | Water Heating | Natural Gas | Water Heater | Codes & Standards Forecast | Usage (MMtherm) | 0.81547 | 0.80105 | 0.78461 | 0.76638 | 0.74796 | 0.72966 | 0.71282 | 0.69802 | 0.68543 | 0.67498 | 0.66602 | 0.65824 | 0.65138 | 0.64523 | 0.63964 | 0.63451 | 0.62974 | 0.62527 | 0.62103 | 0.61698 | 0.61308 | 0.6093 | 0.60561 | 0.602 | 0.59845 | 0.59495 | 0.59149 | 0.58806 | 0.58465 | 0.58125 | 0.57788 | 0.57451 | 0.57117
F3_Commercial_Restaurant_Existing_Water Heating_Natural Gas_Water Heater_Codes & Standards Forecast | F3 | Commercial | Restaurant | Existing | Water Heating | Natural Gas | Water Heater | Codes & Standards Forecast | Summer Peak Demand (MW) | 0 | 0 | 0 | 0 | 0 | 0 | 0 | 0 | 0 | 0 | 0 | 0 | 0 | 0 | 0 | 0 | 0 | 0 | 0 | 0 | 0 | 0 | 0 | 0 | 0 | 0 | 0 | 0 | 0 | 0 | 0 | 0 | 0
F4_Commercial_Restaurant_Existing_Water Heating_Natural Gas_Water Heater_Codes & Standards Forecast | F4 | Commercial | Restaurant | Existing | Water Heating | Natural Gas | Water Heater | Codes & Standards Forecast | Winter Peak Demand (MW) | 0 | 0 | 0 | 0 | 0 | 0 | 0 | 0 | 0 | 0 | 0 | 0 | 0 | 0 | 0 | 0 | 0 | 0 | 0 | 0 | 0 | 0 | 0 | 0 | 0 | 0 | 0 | 0 | 0 | 0 | 0 | 0 | 0
F5_Commercial_Restaurant_Existing_Water Heating_Natural Gas_Water Heater_Codes & Standards Forecast | F5 | Commercial | Restaurant | Existing | Water Heating | Natural Gas | Water Heater | Codes & Standards Forecast | Turnover | 0 | 22765.7379 | 29444.1142 | 34663.4394 | 38735.2812 | 41872.2624 | 44304.2323 | 46197.0588 | 47664.6261 | 48781.6996 | 43140.9174 | 39918.7182 | 38350.2332 | 37882.5279 | 38119.245 | 44293.5956 | 45704.5799 | 46770.6753 | 47562.3628 | 46900.8388 | 45587.3359 | 44105.1575 | 42726.6862 | 41587.1814 | 40211.3806 | 39963.6918 | 40364.8057 | 41097.2403 | 41721.6075 | 43406.6469 | 43313.7099 | 42892.4807 | 42273.7766
F6_Commercial_Restaurant_Existing_Water Heating_Natural Gas_Water Heater_Codes & Standards Forecast | F6 | Commercial | Restaurant | Existing | Water Heating | Natural Gas | Water Heater | Codes & Standards Forecast | Avg. Replacement Usage (kWh) | 1.1936 | 1.1936 | 1.1936 | 1.1936 | 1.1936 | 1.1936 | 1.1936 | 1.1936 | 1.1936 | 1.1936 | 1.1936 | 1.1936 | 1.1936 | 1.1936 | 1.1936 | 1.1936 | 1.1936 | 1.1936 | 1.1936 | 1.1936 | 1.1936 | 1.1936 | 1.1936 | 1.1936 | 1.1936 | 1.1936 | 1.1936 | 1.1936 | 1.1936 | 1.1936 | 1.1936 | 1.1936 | 1.1936
F7_Commercial_Restaurant_Existing_Water Heating_Natural Gas_Water Heater_Codes & Standards Forecast | F7 | Commercial | Restaurant | Existing | Water Heating | Natural Gas | Water Heater | Codes & Standards Forecast | Avg. Replacement Summer Demand (kW) | 0 | 0 | 0 | 0 | 0 | 0 | 0 | 0 | 0 | 0 | 0 | 0 | 0 | 0 | 0 | 0 | 0 | 0 | 0 | 0 | 0 | 0 | 0 | 0 | 0 | 0 | 0 | 0 | 0 | 0 | 0 | 0 | 0
F8_Commercial_Restaurant_Existing_Water Heating_Natural Gas_Water Heater_Codes & Standards Forecast | F8 | Commercial | Restaurant | Existing | Water Heating | Natural Gas | Water Heater | Codes & Standards Forecast | Avg. Replacement Winter Demand (kW) | 0 | 0 | 0 | 0 | 0 | 0 | 0 | 0 | 0 | 0 | 0 | 0 | 0 | 0 | 0 | 0 | 0 | 0 | 0 | 0 | 0 | 0 | 0 | 0 | 0 | 0 | 0 | 0 | 0 | 0 | 0 | 0 | 0
F1_Commercial_Restaurant_Existing_Food Preparation_Natural Gas_Oven_Codes & Standards Forecast | F1 | Commercial | Restaurant | Existing | Food Preparation | Natural Gas | Oven | Codes & Standards Forecast | Units | 58885.8658 | 58586.2678 | 58286.6698 | 57924.8654 | 57553.6574 | 57146.674 | 56766.4591 | 56429.7877 | 56127.2738 | 55835.2805 | 55547.1324 | 55261.8748 | 54977.0118 | 54691.3257 | 54403.8652 | 54115.87 | 53827.7953 | 53540.0974 | 53252.7823 | 52965.856 | 52678.8678 | 52391.8172 | 52105.1124 | 51818.7581 | 51532.7591 | 51246.7115 | 50960.6152 | 50674.4697 | 50388.2749 | 50102.0304 | 49815.736 | 49529.3913 | 49244.6926
F2_Commercial_Restaurant_Existing_Food Preparation_Natural Gas_Oven_Codes & Standards Forecast | F2 | Commercial | Restaurant | Existing | Food Preparation | Natural Gas | Oven | Codes & Standards Forecast | Usage (MMtherm) | 0.037441 | 0.037354 | 0.037298 | 0.037225 | 0.037164 | 0.037092 | 0.037048 | 0.03704 | 0.037059 | 0.03709 | 0.037125 | 0.037164 | 0.037155 | 0.037108 | 0.037029 | 0.036925 | 0.036802 | 0.036663 | 0.036513 | 0.036353 | 0.036186 | 0.036012 | 0.035833 | 0.035651 | 0.035466 | 0.035279 | 0.035089 | 0.034898 | 0.034706 | 0.034512 | 0.034318 | 0.034123 | 0.033929
F3_Commercial_Restaurant_Existing_Food Preparation_Natural Gas_Oven_Codes & Standards Forecast | F3 | Commercial | Restaurant | Existing | Food Preparation | Natural Gas | Oven | Codes & Standards Forecast | Summer Peak Demand (MW) | 0 | 0 | 0 | 0 | 0 | 0 | 0 | 0 | 0 | 0 | 0 | 0 | 0 | 0 | 0 | 0 | 0 | 0 | 0 | 0 | 0 | 0 | 0 | 0 | 0 | 0 | 0 | 0 | 0 | 0 | 0 | 0 | 0
F4_Commercial_Restaurant_Existing_Food Preparation_Natural Gas_Oven_Codes & Standards Forecast | F4 | Commercial | Restaurant | Existing | Food Preparation | Natural Gas | Oven | Codes & Standards Forecast | Winter Peak Demand (MW) | 0 | 0 | 0 | 0 | 0 | 0 | 0 | 0 | 0 | 0 | 0 | 0 | 0 | 0 | 0 | 0 | 0 | 0 | 0 | 0 | 0 | 0 | 0 | 0 | 0 | 0 | 0 | 0 | 0 | 0 | 0 | 0 | 0
F5_Commercial_Restaurant_Existing_Food Preparation_Natural Gas_Oven_Codes & Standards Forecast | F5 | Commercial | Restaurant | Existing | Food Preparation | Natural Gas | Oven | Codes & Standards Forecast | Turnover | 0 | 1952.8756 | 2525.7557 | 2973.4764 | 3322.7645 | 3591.8589 | 3800.4766 | 3962.8458 | 4088.7357 | 4184.5598 | 4256.1572 | 4308.4713 | 3795.5231 | 3494.6313 | 3339.557 | 3282.3608 | 3288.5615 | 3801.5232 | 3912.4446 | 3995.8558 | 4057.3449 | 4101.3859 | 4131.572 | 4047.1013 | 3913.7861 | 3770.9737 | 3640.546 | 3533.0952 | 3408.1529 | 3379.7041 | 3407.1397 | 3463.517 | 3531.5683
F6_Commercial_Restaurant_Existing_Food Preparation_Natural Gas_Oven_Codes & Standards Forecast | F6 | Commercial | Restaurant | Existing | Food Preparation | Natural Gas | Oven | Codes & Standards Forecast | Avg. Replacement Usage (kWh) | 0.68914 | 0.68914 | 0.68914 | 0.68914 | 0.68914 | 0.68914 | 0.68914 | 0.68914 | 0.68914 | 0.68914 | 0.68914 | 0.68914 | 0.68914 | 0.68914 | 0.68914 | 0.68914 | 0.68914 | 0.68914 | 0.68914 | 0.68914 | 0.68914 | 0.68914 | 0.68914 | 0.68914 | 0.68914 | 0.68914 | 0.68914 | 0.68914 | 0.68914 | 0.68914 | 0.68914 | 0.68914 | 0.68914
F7_Commercial_Restaurant_Existing_Food Preparation_Natural Gas_Oven_Codes & Standards Forecast | F7 | Commercial | Restaurant | Existing | Food Preparation | Natural Gas | Oven | Codes & Standards Forecast | Avg. Replacement Summer Demand (kW) | 0 | 0 | 0 | 0 | 0 | 0 | 0 | 0 | 0 | 0 | 0 | 0 | 0 | 0 | 0 | 0 | 0 | 0 | 0 | 0 | 0 | 0 | 0 | 0 | 0 | 0 | 0 | 0 | 0 | 0 | 0 | 0 | 0
F8_Commercial_Restaurant_Existing_Food Preparation_Natural Gas_Oven_Codes & Standards Forecast | F8 | Commercial | Restaurant | Existing | Food Preparation | Natural Gas | Oven | Codes & Standards Forecast | Avg. Replacement Winter Demand (kW) | 0 | 0 | 0 | 0 | 0 | 0 | 0 | 0 | 0 | 0 | 0 | 0 | 0 | 0 | 0 | 0 | 0 | 0 | 0 | 0 | 0 | 0 | 0 | 0 | 0 | 0 | 0 | 0 | 0 | 0 | 0 | 0 | 0
F1_Commercial_Restaurant_Existing_Food Preparation_Natural Gas_Conveyor Oven_Codes & Standards Forecast | F1 | Commercial | Restaurant | Existing | Food Preparation | Natural Gas | Conveyor Oven | Codes & Standards Forecast | Units | 29442.9329 | 29293.1339 | 29143.3349 | 28962.4327 | 28776.8287 | 28573.337 | 28383.2296 | 28214.8939 | 28063.6369 | 27917.6402 | 27773.5662 | 27630.9374 | 27488.5059 | 27345.6629 | 27201.9326 | 27057.935 | 26913.8976 | 26770.0487 | 26626.3912 | 26482.928 | 26339.4339 | 26195.9086 | 26052.5562 | 25909.3791 | 25766.3795 | 25623.3558 | 25480.3076 | 25337.2349 | 25194.1375 | 25051.0152 | 24907.868 | 24764.6957 | 24622.3463
F2_Commercial_Restaurant_Existing_Food Preparation_Natural Gas_Conveyor Oven_Codes & Standards Forecast | F2 | Commercial | Restaurant | Existing | Food Preparation | Natural Gas | Conveyor Oven | Codes & Standards Forecast | Usage (MMtherm) | 0.032032 | 0.031992 | 0.031989 | 0.031978 | 0.031984 | 0.031985 | 0.032013 | 0.032074 | 0.03216 | 0.032258 | 0.032361 | 0.032467 | 0.032575 | 0.032682 | 0.032788 | 0.032892 | 0.032995 | 0.03304 | 0.033039 | 0.033001 | 0.032933 | 0.032842 | 0.032733 | 0.032609 | 0.032474 | 0.032329 | 0.032177 | 0.032019 | 0.031856 | 0.031689 | 0.031519 | 0.031347 | 0.031174
F3_Commercial_Restaurant_Existing_Food Preparation_Natural Gas_Conveyor Oven_Codes & Standards Forecast | F3 | Commercial | Restaurant | Existing | Food Preparation | Natural Gas | Conveyor Oven | Codes & Standards Forecast | Summer Peak Demand (MW) | 0 | 0 | 0 | 0 | 0 | 0 | 0 | 0 | 0 | 0 | 0 | 0 | 0 | 0 | 0 | 0 | 0 | 0 | 0 | 0 | 0 | 0 | 0 | 0 | 0 | 0 | 0 | 0 | 0 | 0 | 0 | 0 | 0
F4_Commercial_Restaurant_Existing_Food Preparation_Natural Gas_Conveyor Oven_Codes & Standards Forecast | F4 | Commercial | Restaurant | Existing | Food Preparation | Natural Gas | Conveyor Oven | Codes & Standards Forecast | Winter Peak Demand (MW) | 0 | 0 | 0 | 0 | 0 | 0 | 0 | 0 | 0 | 0 | 0 | 0 | 0 | 0 | 0 | 0 | 0 | 0 | 0 | 0 | 0 | 0 | 0 | 0 | 0 | 0 | 0 | 0 | 0 | 0 | 0 | 0 | 0
F5_Commercial_Restaurant_Existing_Food Preparation_Natural Gas_Conveyor Oven_Codes & Standards Forecast | F5 | Commercial | Restaurant | Existing | Food Preparation | Natural Gas | Conveyor Oven | Codes & Standards Forecast | Turnover | 0 | 689.2502 | 891.4432 | 1049.4623 | 1172.7404 | 1267.7149 | 1341.3447 | 1398.6515 | 1443.0832 | 1476.9034 | 1502.1731 | 1520.6369 | 1533.6329 | 1542.2444 | 1547.3334 | 1549.6425 | 1549.7487 | 1359.1492 | 1244.3753 | 1182.0598 | 1155.2059 | 1151.576 | 1323.1541 | 1357.5222 | 1383.1577 | 1401.8353 | 1414.9757 | 1423.7096 | 1428.9367 | 1431.3732 | 1431.589 | 1430.0374 | 1427.1286
F6_Commercial_Restaurant_Existing_Food Preparation_Natural Gas_Conveyor Oven_Codes & Standards Forecast | F6 | Commercial | Restaurant | Existing | Food Preparation | Natural Gas | Conveyor Oven | Codes & Standards Forecast | Avg. Replacement Usage (kWh) | 1.2673 | 1.2673 | 1.2673 | 1.2673 | 1.2673 | 1.2673 | 1.2673 | 1.2673 | 1.2673 | 1.2673 | 1.2673 | 1.2673 | 1.2673 | 1.2673 | 1.2673 | 1.2673 | 1.2673 | 1.2673 | 1.2673 | 1.2673 | 1.2673 | 1.2673 | 1.2673 | 1.2673 | 1.2673 | 1.2673 | 1.2673 | 1.2673 | 1.2673 | 1.2673 | 1.2673 | 1.2673 | 1.2673
F7_Commercial_Restaurant_Existing_Food Preparation_Natural Gas_Conveyor Oven_Codes & Standards Forecast | F7 | Commercial | Restaurant | Existing | Food Preparation | Natural Gas | Conveyor Oven | Codes & Standards Forecast | Avg. Replacement Summer Demand (kW) | 0 | 0 | 0 | 0 | 0 | 0 | 0 | 0 | 0 | 0 | 0 | 0 | 0 | 0 | 0 | 0 | 0 | 0 | 0 | 0 | 0 | 0 | 0 | 0 | 0 | 0 | 0 | 0 | 0 | 0 | 0 | 0 | 0
F8_Commercial_Restaurant_Existing_Food Preparation_Natural Gas_Conveyor Oven_Codes & Standards Forecast | F8 | Commercial | Restaurant | Existing | Food Preparation | Natural Gas | Conveyor Oven | Codes & Standards Forecast | Avg. Replacement Winter Demand (kW) | 0 | 0 | 0 | 0 | 0 | 0 | 0 | 0 | 0 | 0 | 0 | 0 | 0 | 0 | 0 | 0 | 0 | 0 | 0 | 0 | 0 | 0 | 0 | 0 | 0 | 0 | 0 | 0 | 0 | 0 | 0 | 0 | 0
F1_Commercial_Restaurant_Existing_Food Preparation_Natural Gas_Double Rack Oven_Codes & Standards Forecast | F1 | Commercial | Restaurant | Existing | Food Preparation | Natural Gas | Double Rack Oven | Codes & Standards Forecast | Units | 29442.9329 | 29293.1339 | 29143.3349 | 28962.4327 | 28776.8287 | 28573.337 | 28383.2296 | 28214.8939 | 28063.6369 | 27917.6402 | 27773.5662 | 27630.9374 | 27488.5059 | 27345.6629 | 27201.9326 | 27057.935 | 26913.8976 | 26770.0487 | 26626.3912 | 26482.928 | 26339.4339 | 26195.9086 | 26052.5562 | 25909.3791 | 25766.3795 | 25623.3558 | 25480.3076 | 25337.2349 | 25194.1375 | 25051.0152 | 24907.868 | 24764.6957 | 24622.3463
F2_Commercial_Restaurant_Existing_Food Preparation_Natural Gas_Double Rack Oven_Codes & Standards Forecast | F2 | Commercial | Restaurant | Existing | Food Preparation | Natural Gas | Double Rack Oven | Codes & Standards Forecast | Usage (MMtherm) | 0.048662 | 0.049006 | 0.04952 | 0.050113 | 0.050798 | 0.051527 | 0.052335 | 0.053225 | 0.054178 | 0.055163 | 0.056167 | 0.057183 | 0.057927 | 0.058453 | 0.058803 | 0.059015 | 0.059117 | 0.059133 | 0.059079 | 0.058971 | 0.058818 | 0.05863 | 0.058415 | 0.058178 | 0.057924 | 0.057656 | 0.057376 | 0.057088 | 0.056792 | 0.056491 | 0.056185 | 0.055875 | 0.055565
F3_Commercial_Restaurant_Existing_Food Preparation_Natural Gas_Double Rack Oven_Codes & Standards Forecast | F3 | Commercial | Restaurant | Existing | Food Preparation | Natural Gas | Double Rack Oven | Codes & Standards Forecast | Summer Peak Demand (MW) | 0 | 0 | 0 | 0 | 0 | 0 | 0 | 0 | 0 | 0 | 0 | 0 | 0 | 0 | 0 | 0 | 0 | 0 | 0 | 0 | 0 | 0 | 0 | 0 | 0 | 0 | 0 | 0 | 0 | 0 | 0 | 0 | 0
F4_Commercial_Restaurant_Existing_Food Preparation_Natural Gas_Double Rack Oven_Codes & Standards Forecast | F4 | Commercial | Restaurant | Existing | Food Preparation | Natural Gas | Double Rack Oven | Codes & Standards Forecast | Winter Peak Demand (MW) | 0 | 0 | 0 | 0 | 0 | 0 | 0 | 0 | 0 | 0 | 0 | 0 | 0 | 0 | 0 | 0 | 0 | 0 | 0 | 0 | 0 | 0 | 0 | 0 | 0 | 0 | 0 | 0 | 0 | 0 | 0 | 0 | 0
F5_Commercial_Restaurant_Existing_Food Preparation_Natural Gas_Double Rack Oven_Codes & Standards Forecast | F5 | Commercial | Restaurant | Existing | Food Preparation | Natural Gas | Double Rack Oven | Codes & Standards Forecast | Turnover | 0 | 976.4378 | 1262.8778 | 1486.7382 | 1661.3822 | 1795.9295 | 1900.2383 | 1981.4229 | 2044.3678 | 2092.2799 | 2128.0786 | 2154.2356 | 1897.7615 | 1747.3156 | 1669.7785 | 1641.1804 | 1644.2808 | 1900.7616 | 1956.2223 | 1997.9279 | 2028.6725 | 2050.693 | 2065.786 | 2023.5507 | 1956.893 | 1885.4868 | 1820.273 | 1766.5476 | 1704.0765 | 1689.8521 | 1703.5699 | 1731.7585 | 1765.7841
F6_Commercial_Restaurant_Existing_Food Preparation_Natural Gas_Double Rack Oven_Codes & Standards Forecast | F6 | Commercial | Restaurant | Existing | Food Preparation | Natural Gas | Double Rack Oven | Codes & Standards Forecast | Avg. Replacement Usage (kWh) | 2.2584 | 2.2584 | 2.2584 | 2.2584 | 2.2584 | 2.2584 | 2.2584 | 2.2584 | 2.2584 | 2.2584 | 2.2584 | 2.2584 | 2.2584 | 2.2584 | 2.2584 | 2.2584 | 2.2584 | 2.2584 | 2.2584 | 2.2584 | 2.2584 | 2.2584 | 2.2584 | 2.2584 | 2.2584 | 2.2584 | 2.2584 | 2.2584 | 2.2584 | 2.2584 | 2.2584 | 2.2584 | 2.2584
F7_Commercial_Restaurant_Existing_Food Preparation_Natural Gas_Double Rack Oven_Codes & Standards Forecast | F7 | Commercial | Restaurant | Existing | Food Preparation | Natural Gas | Double Rack Oven | Codes & Standards Forecast | Avg. Replacement Summer Demand (kW) | 0 | 0 | 0 | 0 | 0 | 0 | 0 | 0 | 0 | 0 | 0 | 0 | 0 | 0 | 0 | 0 | 0 | 0 | 0 | 0 | 0 | 0 | 0 | 0 | 0 | 0 | 0 | 0 | 0 | 0 | 0 | 0 | 0
F8_Commercial_Restaurant_Existing_Food Preparation_Natural Gas_Double Rack Oven_Codes & Standards Forecast | F8 | Commercial | Restaurant | Existing | Food Preparation | Natural Gas | Double Rack Oven | Codes & Standards Forecast | Avg. Replacement Winter Demand (kW) | 0 | 0 | 0 | 0 | 0 | 0 | 0 | 0 | 0 | 0 | 0 | 0 | 0 | 0 | 0 | 0 | 0 | 0 | 0 | 0 | 0 | 0 | 0 | 0 | 0 | 0 | 0 | 0 | 0 | 0 | 0 | 0 | 0
F1_Commercial_Restaurant_Existing_Food Preparation_Natural Gas_Fryer_Codes & Standards Forecast | F1 | Commercial | Restaurant | Existing | Food Preparation | Natural Gas | Fryer | Codes & Standards Forecast | Units | 768871.6629 | 764959.8175 | 761047.972 | 756323.8976 | 751477.0423 | 746163.0675 | 741198.6086 | 736802.6967 | 732852.7785 | 729040.2266 | 725277.8825 | 721553.2786 | 717833.8278 | 714103.6301 | 710350.2638 | 706589.9155 | 702828.5296 | 699072.0636 | 695320.5957 | 691574.2046 | 687827.0047 | 684078.9904 | 680335.4911 | 676596.5683 | 672862.2841 | 669127.3665 | 665391.8116 | 661655.6158 | 657918.7754 | 654181.2865 | 650443.1454 | 646704.3482 | 642987.0419
F2_Commercial_Restaurant_Existing_Food Preparation_Natural Gas_Fryer_Codes & Standards Forecast | F2 | Commercial | Restaurant | Existing | Food Preparation | Natural Gas | Fryer | Codes & Standards Forecast | Usage (MMtherm) | 0.79078 | 0.79276 | 0.79716 | 0.763 | 0.72516 | 0.68438 | 0.64767 | 0.61198 | 0.58494 | 0.56417 | 0.54284 | 0.52415 | 0.51687 | 0.51077 | 0.50554 | 0.50096 | 0.49687 | 0.49316 | 0.48972 | 0.4865 | 0.48342 | 0.48046 | 0.47759 | 0.47478 | 0.47202 | 0.4693 | 0.4666 | 0.46393 | 0.46127 | 0.45861 | 0.45597 | 0.45333 | 0.45071
F3_Commercial_Restaurant_Existing_Food Preparation_Natural Gas_Fryer_Codes & Standards Forecast | F3 | Commercial | Restaurant | Existing | Food Preparation | Natural Gas | Fryer | Codes & Standards Forecast | Summer Peak Demand (MW) | 0 | 0 | 0 | 0 | 0 | 0 | 0 | 0 | 0 | 0 | 0 | 0 | 0 | 0 | 0 | 0 | 0 | 0 | 0 | 0 | 0 | 0 | 0 | 0 | 0 | 0 | 0 | 0 | 0 | 0 | 0 | 0 | 0
F4_Commercial_Restaurant_Existing_Food Preparation_Natural Gas_Fryer_Codes & Standards Forecast | F4 | Commercial | Restaurant | Existing | Food Preparation | Natural Gas | Fryer | Codes & Standards Forecast | Winter Peak Demand (MW) | 0 | 0 | 0 | 0 | 0 | 0 | 0 | 0 | 0 | 0 | 0 | 0 | 0 | 0 | 0 | 0 | 0 | 0 | 0 | 0 | 0 | 0 | 0 | 0 | 0 | 0 | 0 | 0 | 0 | 0 | 0 | 0 | 0
F5_Commercial_Restaurant_Existing_Food Preparation_Natural Gas_Fryer_Codes & Standards Forecast | F5 | Commercial | Restaurant | Existing | Food Preparation | Natural Gas | Fryer | Codes & Standards Forecast | Turnover | 0 | 52156.3512 | 73510.3155 | 89168.8686 | 100606.1239 | 108837.5284 | 93719.1156 | 87664.5742 | 86996.3798 | 89308.4289 | 104818.3393 | 105883.2482 | 103984.5152 | 101483.7856 | 99487.826 | 96493.9242 | 96524.3704 | 97278.1552 | 97896.4267 | 100855.0858 | 99077.0273 | 97084.2447 | 95639.2431 | 94819.7017 | 94696.2986 | 94846.7897 | 94632.7926 | 94086.8896 | 94004.189 | 92841.4636 | 91954.9706 | 91357.4521 | 90916.0126
F6_Commercial_Restaurant_Existing_Food Preparation_Natural Gas_Fryer_Codes & Standards Forecast | F6 | Commercial | Restaurant | Existing | Food Preparation | Natural Gas | Fryer | Codes & Standards Forecast | Avg. Replacement Usage (kWh) | 1.1436 | 1.1436 | 1.1436 | 0.70091 | 0.70091 | 0.70091 | 0.70091 | 0.70091 | 0.70091 | 0.70091 | 0.70091 | 0.70091 | 0.70091 | 0.70091 | 0.70091 | 0.70091 | 0.70091 | 0.70091 | 0.70091 | 0.70091 | 0.70091 | 0.70091 | 0.70091 | 0.70091 | 0.70091 | 0.70091 | 0.70091 | 0.70091 | 0.70091 | 0.70091 | 0.70091 | 0.70091 | 0.70091
F7_Commercial_Restaurant_Existing_Food Preparation_Natural Gas_Fryer_Codes & Standards Forecast | F7 | Commercial | Restaurant | Existing | Food Preparation | Natural Gas | Fryer | Codes & Standards Forecast | Avg. Replacement Summer Demand (kW) | 0 | 0 | 0 | 0 | 0 | 0 | 0 | 0 | 0 | 0 | 0 | 0 | 0 | 0 | 0 | 0 | 0 | 0 | 0 | 0 | 0 | 0 | 0 | 0 | 0 | 0 | 0 | 0 | 0 | 0 | 0 | 0 | 0
F8_Commercial_Restaurant_Existing_Food Preparation_Natural Gas_Fryer_Codes & Standards Forecast | F8 | Commercial | Restaurant | Existing | Food Preparation | Natural Gas | Fryer | Codes & Standards Forecast | Avg. Replacement Winter Demand (kW) | 0 | 0 | 0 | 0 | 0 | 0 | 0 | 0 | 0 | 0 | 0 | 0 | 0 | 0 | 0 | 0 | 0 | 0 | 0 | 0 | 0 | 0 | 0 | 0 | 0 | 0 | 0 | 0 | 0 | 0 | 0 | 0 | 0
F1_Commercial_Restaurant_Existing_Food Preparation_Natural Gas_Broiler_Codes & Standards Forecast | F1 | Commercial | Restaurant | Existing | Food Preparation | Natural Gas | Broiler | Codes & Standards Forecast | Units | 694696.277 | 691161.8192 | 687627.3613 | 683359.0328 | 678979.7683 | 674178.4488 | 669692.9263 | 665721.1014 | 662152.2438 | 658707.5004 | 655308.1211 | 651942.841 | 648582.2169 | 645211.8827 | 641820.6151 | 638423.039 | 635024.5255 | 631630.4572 | 628240.9047 | 624855.9394 | 621470.2432 | 618083.8112 | 614701.4587 | 611323.2412 | 607949.2147 | 604574.616 | 601199.4414 | 597823.6878 | 594447.3517 | 591070.4297 | 587692.9184 | 584314.8144 | 580956.1279
F2_Commercial_Restaurant_Existing_Food Preparation_Natural Gas_Broiler_Codes & Standards Forecast | F2 | Commercial | Restaurant | Existing | Food Preparation | Natural Gas | Broiler | Codes & Standards Forecast | Usage (MMtherm) | 0.78585 | 0.78452 | 0.78395 | 0.78315 | 0.78267 | 0.78204 | 0.78203 | 0.78281 | 0.78419 | 0.78583 | 0.78759 | 0.78943 | 0.79005 | 0.78967 | 0.78848 | 0.78667 | 0.78436 | 0.78166 | 0.77866 | 0.77541 | 0.77196 | 0.76835 | 0.76463 | 0.7608 | 0.75691 | 0.75295 | 0.74893 | 0.74488 | 0.74079 | 0.73668 | 0.73255 | 0.7284 | 0.72426
F3_Commercial_Restaurant_Existing_Food Preparation_Natural Gas_Broiler_Codes & Standards Forecast | F3 | Commercial | Restaurant | Existing | Food Preparation | Natural Gas | Broiler | Codes & Standards Forecast | Summer Peak Demand (MW) | 0 | 0 | 0 | 0 | 0 | 0 | 0 | 0 | 0 | 0 | 0 | 0 | 0 | 0 | 0 | 0 | 0 | 0 | 0 | 0 | 0 | 0 | 0 | 0 | 0 | 0 | 0 | 0 | 0 | 0 | 0 | 0 | 0
F4_Commercial_Restaurant_Existing_Food Preparation_Natural Gas_Broiler_Codes & Standards Forecast | F4 | Commercial | Restaurant | Existing | Food Preparation | Natural Gas | Broiler | Codes & Standards Forecast | Winter Peak Demand (MW) | 0 | 0 | 0 | 0 | 0 | 0 | 0 | 0 | 0 | 0 | 0 | 0 | 0 | 0 | 0 | 0 | 0 | 0 | 0 | 0 | 0 | 0 | 0 | 0 | 0 | 0 | 0 | 0 | 0 | 0 | 0 | 0 | 0
F5_Commercial_Restaurant_Existing_Food Preparation_Natural Gas_Broiler_Codes & Standards Forecast | F5 | Commercial | Restaurant | Existing | Food Preparation | Natural Gas | Broiler | Codes & Standards Forecast | Turnover | 0 | 23038.7273 | 29797.1857 | 35079.097 | 39199.7653 | 42374.3628 | 44835.495 | 46751.0188 | 48236.1841 | 49366.6527 | 50211.3117 | 50828.4786 | 44777.0565 | 41227.3356 | 39397.8724 | 38723.109 | 38796.2612 | 44847.8417 | 46156.4196 | 47140.4485 | 47865.8569 | 48385.423 | 48741.5383 | 47745.0096 | 46172.245 | 44487.4391 | 42948.7401 | 41681.1076 | 40207.1215 | 39871.5011 | 40195.1681 | 40860.2702 | 41663.0932
F6_Commercial_Restaurant_Existing_Food Preparation_Natural Gas_Broiler_Codes & Standards Forecast | F6 | Commercial | Restaurant | Existing | Food Preparation | Natural Gas | Broiler | Codes & Standards Forecast | Avg. Replacement Usage (kWh) | 1.247 | 1.247 | 1.247 | 1.247 | 1.247 | 1.247 | 1.247 | 1.247 | 1.247 | 1.247 | 1.247 | 1.247 | 1.247 | 1.247 | 1.247 | 1.247 | 1.247 | 1.247 | 1.247 | 1.247 | 1.247 | 1.247 | 1.247 | 1.247 | 1.247 | 1.247 | 1.247 | 1.247 | 1.247 | 1.247 | 1.247 | 1.247 | 1.247
F7_Commercial_Restaurant_Existing_Food Preparation_Natural Gas_Broiler_Codes & Standards Forecast | F7 | Commercial | Restaurant | Existing | Food Preparation | Natural Gas | Broiler | Codes & Standards Forecast | Avg. Replacement Summer Demand (kW) | 0 | 0 | 0 | 0 | 0 | 0 | 0 | 0 | 0 | 0 | 0 | 0 | 0 | 0 | 0 | 0 | 0 | 0 | 0 | 0 | 0 | 0 | 0 | 0 | 0 | 0 | 0 | 0 | 0 | 0 | 0 | 0 | 0
F8_Commercial_Restaurant_Existing_Food Preparation_Natural Gas_Broiler_Codes & Standards Forecast | F8 | Commercial | Restaurant | Existing | Food Preparation | Natural Gas | Broiler | Codes & Standards Forecast | Avg. Replacement Winter Demand (kW) | 0 | 0 | 0 | 0 | 0 | 0 | 0 | 0 | 0 | 0 | 0 | 0 | 0 | 0 | 0 | 0 | 0 | 0 | 0 | 0 | 0 | 0 | 0 | 0 | 0 | 0 | 0 | 0 | 0 | 0 | 0 | 0 | 0
F1_Commercial_Restaurant_Existing_Food Preparation_Natural Gas_Griddle_Codes & Standards Forecast | F1 | Commercial | Restaurant | Existing | Food Preparation | Natural Gas | Griddle | Codes & Standards Forecast | Units | 793710.9843 | 789672.762 | 785634.5397 | 780757.8484 | 775754.4096 | 770268.7605 | 765143.9188 | 760605.9917 | 756528.4666 | 752592.7457 | 748708.8546 | 744863.9229 | 741024.3107 | 737173.6045 | 733298.9812 | 729417.1504 | 725534.2484 | 721656.4253 | 717783.7616 | 713916.3389 | 710048.0812 | 706178.9828 | 702314.5452 | 698454.8321 | 694599.9074 | 690744.3287 | 686888.0923 | 683031.1942 | 679173.6307 | 675315.3977 | 671456.4914 | 667596.9079 | 663759.5096
F2_Commercial_Restaurant_Existing_Food Preparation_Natural Gas_Griddle_Codes & Standards Forecast | F2 | Commercial | Restaurant | Existing | Food Preparation | Natural Gas | Griddle | Codes & Standards Forecast | Usage (MMtherm) | 0.59599 | 0.59345 | 0.59105 | 0.58812 | 0.58519 | 0.58195 | 0.57904 | 0.5766 | 0.57453 | 0.57259 | 0.57071 | 0.56886 | 0.56679 | 0.56453 | 0.56211 | 0.55956 | 0.55693 | 0.55423 | 0.55147 | 0.54868 | 0.54584 | 0.54298 | 0.54009 | 0.53719 | 0.53429 | 0.53136 | 0.52843 | 0.52549 | 0.52255 | 0.5196 | 0.51664 | 0.51368 | 0.51074
F3_Commercial_Restaurant_Existing_Food Preparation_Natural Gas_Griddle_Codes & Standards Forecast | F3 | Commercial | Restaurant | Existing | Food Preparation | Natural Gas | Griddle | Codes & Standards Forecast | Summer Peak Demand (MW) | 0 | 0 | 0 | 0 | 0 | 0 | 0 | 0 | 0 | 0 | 0 | 0 | 0 | 0 | 0 | 0 | 0 | 0 | 0 | 0 | 0 | 0 | 0 | 0 | 0 | 0 | 0 | 0 | 0 | 0 | 0 | 0 | 0
F4_Commercial_Restaurant_Existing_Food Preparation_Natural Gas_Griddle_Codes & Standards Forecast | F4 | Commercial | Restaurant | Existing | Food Preparation | Natural Gas | Griddle | Codes & Standards Forecast | Winter Peak Demand (MW) | 0 | 0 | 0 | 0 | 0 | 0 | 0 | 0 | 0 | 0 | 0 | 0 | 0 | 0 | 0 | 0 | 0 | 0 | 0 | 0 | 0 | 0 | 0 | 0 | 0 | 0 | 0 | 0 | 0 | 0 | 0 | 0 | 0
F5_Commercial_Restaurant_Existing_Food Preparation_Natural Gas_Griddle_Codes & Standards Forecast | F5 | Commercial | Restaurant | Existing | Food Preparation | Natural Gas | Griddle | Codes & Standards Forecast | Turnover | 0 | 26322.4254 | 34044.1634 | 40078.9029 | 44786.8879 | 48413.9592 | 51225.8753 | 53414.4178 | 55111.2629 | 56402.8566 | 57367.9045 | 58073.0358 | 51159.1076 | 47103.4468 | 45013.2311 | 44242.294 | 44325.8726 | 51239.9817 | 52735.0706 | 53859.3526 | 54688.1532 | 55281.7728 | 55688.645 | 54550.0815 | 52753.1516 | 50828.2112 | 49070.2022 | 47621.8947 | 45937.8221 | 45554.3659 | 45924.165 | 46684.0638 | 47601.3127
F6_Commercial_Restaurant_Existing_Food Preparation_Natural Gas_Griddle_Codes & Standards Forecast | F6 | Commercial | Restaurant | Existing | Food Preparation | Natural Gas | Griddle | Codes & Standards Forecast | Avg. Replacement Usage (kWh) | 0.76952 | 0.76952 | 0.76952 | 0.76952 | 0.76952 | 0.76952 | 0.76952 | 0.76952 | 0.76952 | 0.76952 | 0.76952 | 0.76952 | 0.76952 | 0.76952 | 0.76952 | 0.76952 | 0.76952 | 0.76952 | 0.76952 | 0.76952 | 0.76952 | 0.76952 | 0.76952 | 0.76952 | 0.76952 | 0.76952 | 0.76952 | 0.76952 | 0.76952 | 0.76952 | 0.76952 | 0.76952 | 0.76952
F7_Commercial_Restaurant_Existing_Food Preparation_Natural Gas_Griddle_Codes & Standards Forecast | F7 | Commercial | Restaurant | Existing | Food Preparation | Natural Gas | Griddle | Codes & Standards Forecast | Avg. Replacement Summer Demand (kW) | 0 | 0 | 0 | 0 | 0 | 0 | 0 | 0 | 0 | 0 | 0 | 0 | 0 | 0 | 0 | 0 | 0 | 0 | 0 | 0 | 0 | 0 | 0 | 0 | 0 | 0 | 0 | 0 | 0 | 0 | 0 | 0 | 0
F8_Commercial_Restaurant_Existing_Food Preparation_Natural Gas_Griddle_Codes & Standards Forecast | F8 | Commercial | Restaurant | Existing | Food Preparation | Natural Gas | Griddle | Codes & Standards Forecast | Avg. Replacement Winter Demand (kW) | 0 | 0 | 0 | 0 | 0 | 0 | 0 | 0 | 0 | 0 | 0 | 0 | 0 | 0 | 0 | 0 | 0 | 0 | 0 | 0 | 0 | 0 | 0 | 0 | 0 | 0 | 0 | 0 | 0 | 0 | 0 | 0 | 0
F1_Commercial_Restaurant_Existing_Food Preparation_Natural Gas_Range_Codes & Standards Forecast | F1 | Commercial | Restaurant | Existing | Food Preparation | Natural Gas | Range | Codes & Standards Forecast | Units | 735733.4976 | 731990.2517 | 728247.0057 | 723726.5377 | 719088.5805 | 714003.6367 | 709253.1446 | 705046.6953 | 701267.0176 | 697618.7857 | 694018.5976 | 690454.5232 | 686895.3797 | 683325.9525 | 679734.3553 | 676136.0771 | 672536.8059 | 668942.2426 | 665352.4619 | 661767.5394 | 658181.8427 | 654595.3668 | 651013.2114 | 647435.4352 | 643862.0977 | 640288.154 | 636713.6005 | 633138.4338 | 629562.6502 | 625986.2461 | 622409.2179 | 618831.5618 | 615274.4705
F2_Commercial_Restaurant_Existing_Food Preparation_Natural Gas_Range_Codes & Standards Forecast | F2 | Commercial | Restaurant | Existing | Food Preparation | Natural Gas | Range | Codes & Standards Forecast | Usage (MMtherm) | 0.57306 | 0.57409 | 0.57626 | 0.57869 | 0.58169 | 0.58484 | 0.58863 | 0.59314 | 0.59822 | 0.60357 | 0.60718 | 0.60942 | 0.61054 | 0.61076 | 0.61025 | 0.60917 | 0.60763 | 0.60575 | 0.60358 | 0.60119 | 0.59861 | 0.5959 | 0.59307 | 0.59016 | 0.58717 | 0.58413 | 0.58104 | 0.57792 | 0.57477 | 0.57159 | 0.56839 | 0.56518 | 0.56198
F3_Commercial_Restaurant_Existing_Food Preparation_Natural Gas_Range_Codes & Standards Forecast | F3 | Commercial | Restaurant | Existing | Food Preparation | Natural Gas | Range | Codes & Standards Forecast | Summer Peak Demand (MW) | 0 | 0 | 0 | 0 | 0 | 0 | 0 | 0 | 0 | 0 | 0 | 0 | 0 | 0 | 0 | 0 | 0 | 0 | 0 | 0 | 0 | 0 | 0 | 0 | 0 | 0 | 0 | 0 | 0 | 0 | 0 | 0 | 0
F4_Commercial_Restaurant_Existing_Food Preparation_Natural Gas_Range_Codes & Standards Forecast | F4 | Commercial | Restaurant | Existing | Food Preparation | Natural Gas | Range | Codes & Standards Forecast | Winter Peak Demand (MW) | 0 | 0 | 0 | 0 | 0 | 0 | 0 | 0 | 0 | 0 | 0 | 0 | 0 | 0 | 0 | 0 | 0 | 0 | 0 | 0 | 0 | 0 | 0 | 0 | 0 | 0 | 0 | 0 | 0 | 0 | 0 | 0 | 0
F5_Commercial_Restaurant_Existing_Food Preparation_Natural Gas_Range_Codes & Standards Forecast | F5 | Commercial | Restaurant | Existing | Food Preparation | Natural Gas | Range | Codes & Standards Forecast | Turnover | 0 | 29279.6101 | 37868.8443 | 44581.5547 | 49818.4569 | 53853.0103 | 56980.8302 | 59415.2439 | 61302.7206 | 62739.4179 | 55484.6606 | 51340.5061 | 49323.2366 | 48721.7085 | 49026.1565 | 56967.1502 | 58781.8539 | 60152.987 | 61171.1971 | 60320.3938 | 58631.0634 | 56724.795 | 54951.9071 | 53486.3602 | 51716.9069 | 51398.3478 | 51914.2309 | 52856.2341 | 53659.249 | 55826.4223 | 55706.8936 | 55165.1397 | 54369.4081
F6_Commercial_Restaurant_Existing_Food Preparation_Natural Gas_Range_Codes & Standards Forecast | F6 | Commercial | Restaurant | Existing | Food Preparation | Natural Gas | Range | Codes & Standards Forecast | Avg. Replacement Usage (kWh) | 0.91366 | 0.91366 | 0.91366 | 0.91366 | 0.91366 | 0.91366 | 0.91366 | 0.91366 | 0.91366 | 0.91366 | 0.91366 | 0.91366 | 0.91366 | 0.91366 | 0.91366 | 0.91366 | 0.91366 | 0.91366 | 0.91366 | 0.91366 | 0.91366 | 0.91366 | 0.91366 | 0.91366 | 0.91366 | 0.91366 | 0.91366 | 0.91366 | 0.91366 | 0.91366 | 0.91366 | 0.91366 | 0.91366
F7_Commercial_Restaurant_Existing_Food Preparation_Natural Gas_Range_Codes & Standards Forecast | F7 | Commercial | Restaurant | Existing | Food Preparation | Natural Gas | Range | Codes & Standards Forecast | Avg. Replacement Summer Demand (kW) | 0 | 0 | 0 | 0 | 0 | 0 | 0 | 0 | 0 | 0 | 0 | 0 | 0 | 0 | 0 | 0 | 0 | 0 | 0 | 0 | 0 | 0 | 0 | 0 | 0 | 0 | 0 | 0 | 0 | 0 | 0 | 0 | 0
F8_Commercial_Restaurant_Existing_Food Preparation_Natural Gas_Range_Codes & Standards Forecast | F8 | Commercial | Restaurant | Existing | Food Preparation | Natural Gas | Range | Codes & Standards Forecast | Avg. Replacement Winter Demand (kW) | 0 | 0 | 0 | 0 | 0 | 0 | 0 | 0 | 0 | 0 | 0 | 0 | 0 | 0 | 0 | 0 | 0 | 0 | 0 | 0 | 0 | 0 | 0 | 0 | 0 | 0 | 0 | 0 | 0 | 0 | 0 | 0 | 0
F1_Commercial_Restaurant_Existing_Food Preparation_Natural Gas_Steamer_Codes & Standards Forecast | F1 | Commercial | Restaurant | Existing | Food Preparation | Natural Gas | Steamer | Codes & Standards Forecast | Units | 50878.5408 | 50619.6823 | 50360.8237 | 50048.2176 | 49727.4866 | 49375.845 | 49047.3319 | 48756.4412 | 48495.0633 | 48242.7754 | 47993.8098 | 47747.3416 | 47501.2144 | 47254.376 | 47006.0045 | 46757.171 | 46508.2689 | 46259.6923 | 46011.4464 | 45763.5365 | 45515.573 | 45267.5557 | 45019.8371 | 44772.4214 | 44525.3126 | 44278.162 | 44030.9691 | 43783.7338 | 43536.4559 | 43289.1351 | 43041.7711 | 42794.3637 | 42548.3784
F2_Commercial_Restaurant_Existing_Food Preparation_Natural Gas_Steamer_Codes & Standards Forecast | F2 | Commercial | Restaurant | Existing | Food Preparation | Natural Gas | Steamer | Codes & Standards Forecast | Usage (MMtherm) | 0.066187 | 0.066814 | 0.067563 | 0.065942 | 0.064221 | 0.062386 | 0.060519 | 0.058645 | 0.05676 | 0.054847 | 0.05293 | 0.050984 | 0.04924 | 0.047675 | 0.046266 | 0.044998 | 0.043853 | 0.042818 | 0.041881 | 0.040494 | 0.039173 | 0.03859 | 0.038052 | 0.037555 | 0.037092 | 0.036661 | 0.036257 | 0.035877 | 0.035518 | 0.035179 | 0.034856 | 0.034548 | 0.034255
F3_Commercial_Restaurant_Existing_Food Preparation_Natural Gas_Steamer_Codes & Standards Forecast | F3 | Commercial | Restaurant | Existing | Food Preparation | Natural Gas | Steamer | Codes & Standards Forecast | Summer Peak Demand (MW) | 0 | 0 | 0 | 0 | 0 | 0 | 0 | 0 | 0 | 0 | 0 | 0 | 0 | 0 | 0 | 0 | 0 | 0 | 0 | 0 | 0 | 0 | 0 | 0 | 0 | 0 | 0 | 0 | 0 | 0 | 0 | 0 | 0
F4_Commercial_Restaurant_Existing_Food Preparation_Natural Gas_Steamer_Codes & Standards Forecast | F4 | Commercial | Restaurant | Existing | Food Preparation | Natural Gas | Steamer | Codes & Standards Forecast | Winter Peak Demand (MW) | 0 | 0 | 0 | 0 | 0 | 0 | 0 | 0 | 0 | 0 | 0 | 0 | 0 | 0 | 0 | 0 | 0 | 0 | 0 | 0 | 0 | 0 | 0 | 0 | 0 | 0 | 0 | 0 | 0 | 0 | 0 | 0 | 0
F5_Commercial_Restaurant_Existing_Food Preparation_Natural Gas_Steamer_Codes & Standards Forecast | F5 | Commercial | Restaurant | Existing | Food Preparation | Natural Gas | Steamer | Codes & Standards Forecast | Turnover | 0 | 1874.803 | 2124.2734 | 2339.9315 | 2527.0497 | 2687.5659 | 2827.195 | 2949.6063 | 3056.845 | 3149.7522 | 2982.8363 | 2861.5755 | 2777.272 | 2722.6768 | 2691.7226 | 2679.4415 | 2681.6693 | 2694.959 | 2716.4494 | 3239.5886 | 3239.2233 | 3221.4353 | 3192.3902 | 3156.7657 | 3118.0646 | 3078.8269 | 3040.8749 | 3005.4473 | 2956.7714 | 2926.0405 | 2906.9925 | 2895.1152 | 2887.3325
F6_Commercial_Restaurant_Existing_Food Preparation_Natural Gas_Steamer_Codes & Standards Forecast | F6 | Commercial | Restaurant | Existing | Food Preparation | Natural Gas | Steamer | Codes & Standards Forecast | Avg. Replacement Usage (kWh) | 1.8146 | 1.8146 | 1.8146 | 0.78721 | 0.78721 | 0.78721 | 0.78721 | 0.78721 | 0.78721 | 0.78721 | 0.78721 | 0.78721 | 0.78721 | 0.78721 | 0.78721 | 0.78721 | 0.78721 | 0.78721 | 0.78721 | 0.78721 | 0.78721 | 0.78721 | 0.78721 | 0.78721 | 0.78721 | 0.78721 | 0.78721 | 0.78721 | 0.78721 | 0.78721 | 0.78721 | 0.78721 | 0.78721
F7_Commercial_Restaurant_Existing_Food Preparation_Natural Gas_Steamer_Codes & Standards Forecast | F7 | Commercial | Restaurant | Existing | Food Preparation | Natural Gas | Steamer | Codes & Standards Forecast | Avg. Replacement Summer Demand (kW) | 0 | 0 | 0 | 0 | 0 | 0 | 0 | 0 | 0 | 0 | 0 | 0 | 0 | 0 | 0 | 0 | 0 | 0 | 0 | 0 | 0 | 0 | 0 | 0 | 0 | 0 | 0 | 0 | 0 | 0 | 0 | 0 | 0
F8_Commercial_Restaurant_Existing_Food Preparation_Natural Gas_Steamer_Codes & Standards Forecast | F8 | Commercial | Restaurant | Existing | Food Preparation | Natural Gas | Steamer | Codes & Standards Forecast | Avg. Replacement Winter Demand (kW) | 0 | 0 | 0 | 0 | 0 | 0 | 0 | 0 | 0 | 0 | 0 | 0 | 0 | 0 | 0 | 0 | 0 | 0 | 0 | 0 | 0 | 0 | 0 | 0 | 0 | 0 | 0 | 0 | 0 | 0 | 0 | 0 | 0
F1_Commercial_Restaurant_Existing_Food Preparation_Natural Gas_Food Prep Other_Codes & Standards Forecast | F1 | Commercial | Restaurant | Existing | Food Preparation | Natural Gas | Food Prep Other | Codes & Standards Forecast | Units | 2863.2945 | 2848.7267 | 2834.1589 | 2816.5664 | 2798.5166 | 2778.7272 | 2760.2395 | 2743.869 | 2729.1594 | 2714.9614 | 2700.9503 | 2687.0798 | 2673.2285 | 2659.3372 | 2645.3596 | 2631.3559 | 2617.3485 | 2603.3593 | 2589.3888 | 2575.4371 | 2561.4825 | 2547.5248 | 2533.5839 | 2519.6601 | 2505.7535 | 2491.8446 | 2477.9333 | 2464.0197 | 2450.1036 | 2436.1851 | 2422.2642 | 2408.3408 | 2394.4975
F2_Commercial_Restaurant_Existing_Food Preparation_Natural Gas_Food Prep Other_Codes & Standards Forecast | F2 | Commercial | Restaurant | Existing | Food Preparation | Natural Gas | Food Prep Other | Codes & Standards Forecast | Usage (MMtherm) | 0.00093074 | 0.00092601 | 0.00092127 | 0.00091555 | 0.00090969 | 0.00090325 | 0.00089724 | 0.00089192 | 0.00088714 | 0.00088253 | 0.00087797 | 0.00087346 | 0.00086896 | 0.00086444 | 0.0008599 | 0.00085535 | 0.00085079 | 0.00084625 | 0.00084171 | 0.00083717 | 0.00083264 | 0.0008281 | 0.00082357 | 0.00081904 | 0.00081452 | 0.00081 | 0.00080548 | 0.00080095 | 0.00079643 | 0.00079191 | 0.00078738 | 0.00078285 | 0.00077836
F3_Commercial_Restaurant_Existing_Food Preparation_Natural Gas_Food Prep Other_Codes & Standards Forecast | F3 | Commercial | Restaurant | Existing | Food Preparation | Natural Gas | Food Prep Other | Codes & Standards Forecast | Summer Peak Demand (MW) | 0 | 0 | 0 | 0 | 0 | 0 | 0 | 0 | 0 | 0 | 0 | 0 | 0 | 0 | 0 | 0 | 0 | 0 | 0 | 0 | 0 | 0 | 0 | 0 | 0 | 0 | 0 | 0 | 0 | 0 | 0 | 0 | 0
F4_Commercial_Restaurant_Existing_Food Preparation_Natural Gas_Food Prep Other_Codes & Standards Forecast | F4 | Commercial | Restaurant | Existing | Food Preparation | Natural Gas | Food Prep Other | Codes & Standards Forecast | Winter Peak Demand (MW) | 0 | 0 | 0 | 0 | 0 | 0 | 0 | 0 | 0 | 0 | 0 | 0 | 0 | 0 | 0 | 0 | 0 | 0 | 0 | 0 | 0 | 0 | 0 | 0 | 0 | 0 | 0 | 0 | 0 | 0 | 0 | 0 | 0
F5_Commercial_Restaurant_Existing_Food Preparation_Natural Gas_Food Prep Other_Codes & Standards Forecast | F5 | Commercial | Restaurant | Existing | Food Preparation | Natural Gas | Food Prep Other | Codes & Standards Forecast | Turnover | 0 | 113.9491 | 147.3763 | 173.5005 | 193.8812 | 209.5827 | 221.7554 | 231.2296 | 238.5752 | 244.1664 | 215.9327 | 199.8047 | 191.954 | 189.613 | 190.7978 | 221.7022 | 228.7646 | 234.1007 | 238.0633 | 234.7522 | 228.1777 | 220.759 | 213.8594 | 208.1558 | 201.2695 | 200.0298 | 202.0375 | 205.7035 | 208.8286 | 217.2628 | 216.7976 | 214.6892 | 211.5924
F6_Commercial_Restaurant_Existing_Food Preparation_Natural Gas_Food Prep Other_Codes & Standards Forecast | F6 | Commercial | Restaurant | Existing | Food Preparation | Natural Gas | Food Prep Other | Codes & Standards Forecast | Avg. Replacement Usage (kWh) | 0.32506 | 0.32506 | 0.32506 | 0.32506 | 0.32506 | 0.32506 | 0.32506 | 0.32506 | 0.32506 | 0.32506 | 0.32506 | 0.32506 | 0.32506 | 0.32506 | 0.32506 | 0.32506 | 0.32506 | 0.32506 | 0.32506 | 0.32506 | 0.32506 | 0.32506 | 0.32506 | 0.32506 | 0.32506 | 0.32506 | 0.32506 | 0.32506 | 0.32506 | 0.32506 | 0.32506 | 0.32506 | 0.32506
F7_Commercial_Restaurant_Existing_Food Preparation_Natural Gas_Food Prep Other_Codes & Standards Forecast | F7 | Commercial | Restaurant | Existing | Food Preparation | Natural Gas | Food Prep Other | Codes & Standards Forecast | Avg. Replacement Summer Demand (kW) | 0 | 0 | 0 | 0 | 0 | 0 | 0 | 0 | 0 | 0 | 0 | 0 | 0 | 0 | 0 | 0 | 0 | 0 | 0 | 0 | 0 | 0 | 0 | 0 | 0 | 0 | 0 | 0 | 0 | 0 | 0 | 0 | 0
F8_Commercial_Restaurant_Existing_Food Preparation_Natural Gas_Food Prep Other_Codes & Standards Forecast | F8 | Commercial | Restaurant | Existing | Food Preparation | Natural Gas | Food Prep Other | Codes & Standards Forecast | Avg. Replacement Winter Demand (kW) | 0 | 0 | 0 | 0 | 0 | 0 | 0 | 0 | 0 | 0 | 0 | 0 | 0 | 0 | 0 | 0 | 0 | 0 | 0 | 0 | 0 | 0 | 0 | 0 | 0 | 0 | 0 | 0 | 0 | 0 | 0 | 0 | 0
F1_Commercial_Restaurant_Existing_Miscellaneous_Natural Gas_Pool Heater_Codes & Standards Forecast | F1 | Commercial | Restaurant | Existing | Miscellaneous | Natural Gas | Pool Heater | Codes & Standards Forecast | Units | 0 | 0 | 0 | 0 | 0 | 0 | 0 | 0 | 0 | 0 | 0 | 0 | 0 | 0 | 0 | 0 | 0 | 0 | 0 | 0 | 0 | 0 | 0 | 0 | 0 | 0 | 0 | 0 | 0 | 0 | 0 | 0 | 0
F2_Commercial_Restaurant_Existing_Miscellaneous_Natural Gas_Pool Heater_Codes & Standards Forecast | F2 | Commercial | Restaurant | Existing | Miscellaneous | Natural Gas | Pool Heater | Codes & Standards Forecast | Usage (MMtherm) | 0 | 0 | 0 | 0 | 0 | 0 | 0 | 0 | 0 | 0 | 0 | 0 | 0 | 0 | 0 | 0 | 0 | 0 | 0 | 0 | 0 | 0 | 0 | 0 | 0 | 0 | 0 | 0 | 0 | 0 | 0 | 0 | 0
F3_Commercial_Restaurant_Existing_Miscellaneous_Natural Gas_Pool Heater_Codes & Standards Forecast | F3 | Commercial | Restaurant | Existing | Miscellaneous | Natural Gas | Pool Heater | Codes & Standards Forecast | Summer Peak Demand (MW) | 0 | 0 | 0 | 0 | 0 | 0 | 0 | 0 | 0 | 0 | 0 | 0 | 0 | 0 | 0 | 0 | 0 | 0 | 0 | 0 | 0 | 0 | 0 | 0 | 0 | 0 | 0 | 0 | 0 | 0 | 0 | 0 | 0
F4_Commercial_Restaurant_Existing_Miscellaneous_Natural Gas_Pool Heater_Codes & Standards Forecast | F4 | Commercial | Restaurant | Existing | Miscellaneous | Natural Gas | Pool Heater | Codes & Standards Forecast | Winter Peak Demand (MW) | 0 | 0 | 0 | 0 | 0 | 0 | 0 | 0 | 0 | 0 | 0 | 0 | 0 | 0 | 0 | 0 | 0 | 0 | 0 | 0 | 0 | 0 | 0 | 0 | 0 | 0 | 0 | 0 | 0 | 0 | 0 | 0 | 0
F5_Commercial_Restaurant_Existing_Miscellaneous_Natural Gas_Pool Heater_Codes & Standards Forecast | F5 | Commercial | Restaurant | Existing | Miscellaneous | Natural Gas | Pool Heater | Codes & Standards Forecast | Turnover | 0 | 0 | 0 | 0 | 0 | 0 | 0 | 0 | 0 | 0 | 0 | 0 | 0 | 0 | 0 | 0 | 0 | 0 | 0 | 0 | 0 | 0 | 0 | 0 | 0 | 0 | 0 | 0 | 0 | 0 | 0 | 0 | 0
F6_Commercial_Restaurant_Existing_Miscellaneous_Natural Gas_Pool Heater_Codes & Standards Forecast | F6 | Commercial | Restaurant | Existing | Miscellaneous | Natural Gas | Pool Heater | Codes & Standards Forecast | Avg. Replacement Usage (kWh) | 0.010152 | 0.010152 | 0.010152 | 0.010152 | 0.010152 | 0.010152 | 0.010152 | 0.010152 | 0.010152 | 0.010152 | 0.010152 | 0.010152 | 0.010152 | 0.010152 | 0.010152 | 0.010152 | 0.010152 | 0.010152 | 0.010152 | 0.010152 | 0.010152 | 0.010152 | 0.010152 | 0.010152 | 0.010152 | 0.010152 | 0.010152 | 0.010152 | 0.010152 | 0.010152 | 0.010152 | 0.010152 | 0.010152
F7_Commercial_Restaurant_Existing_Miscellaneous_Natural Gas_Pool Heater_Codes & Standards Forecast | F7 | Commercial | Restaurant | Existing | Miscellaneous | Natural Gas | Pool Heater | Codes & Standards Forecast | Avg. Replacement Summer Demand (kW) | 0 | 0 | 0 | 0 | 0 | 0 | 0 | 0 | 0 | 0 | 0 | 0 | 0 | 0 | 0 | 0 | 0 | 0 | 0 | 0 | 0 | 0 | 0 | 0 | 0 | 0 | 0 | 0 | 0 | 0 | 0 | 0 | 0
F8_Commercial_Restaurant_Existing_Miscellaneous_Natural Gas_Pool Heater_Codes & Standards Forecast | F8 | Commercial | Restaurant | Existing | Miscellaneous | Natural Gas | Pool Heater | Codes & Standards Forecast | Avg. Replacement Winter Demand (kW) | 0 | 0 | 0 | 0 | 0 | 0 | 0 | 0 | 0 | 0 | 0 | 0 | 0 | 0 | 0 | 0 | 0 | 0 | 0 | 0 | 0 | 0 | 0 | 0 | 0 | 0 | 0 | 0 | 0 | 0 | 0 | 0 | 0
F1_Commercial_Restaurant_Existing_Miscellaneous_Natural Gas_Miscellaneous_Codes & Standards Forecast | F1 | Commercial | Restaurant | Existing | Miscellaneous | Natural Gas | Miscellaneous | Codes & Standards Forecast | Units | 903699.796 | 899101.9755 | 894504.1549 | 888951.6742 | 883254.8819 | 877009.0568 | 871174.0382 | 866007.266 | 861364.6963 | 856883.5813 | 852461.4784 | 848083.7338 | 843712.0459 | 839327.7266 | 834916.1758 | 830496.4188 | 826075.4421 | 821660.2481 | 817250.9286 | 812847.5763 | 808443.2732 | 804038.0129 | 799638.0595 | 795243.485 | 790854.3626 | 786464.4957 | 782073.8797 | 777682.5105 | 773290.3836 | 768897.4944 | 764503.8387 | 760109.4119 | 755740.2446
F2_Commercial_Restaurant_Existing_Miscellaneous_Natural Gas_Miscellaneous_Codes & Standards Forecast | F2 | Commercial | Restaurant | Existing | Miscellaneous | Natural Gas | Miscellaneous | Codes & Standards Forecast | Usage (MMtherm) | 0.071733 | 0.071368 | 0.071003 | 0.070563 | 0.07011 | 0.069615 | 0.069151 | 0.068741 | 0.068373 | 0.068017 | 0.067666 | 0.067319 | 0.066972 | 0.066624 | 0.066273 | 0.065923 | 0.065572 | 0.065221 | 0.064871 | 0.064522 | 0.064172 | 0.063822 | 0.063473 | 0.063124 | 0.062776 | 0.062427 | 0.062079 | 0.06173 | 0.061382 | 0.061033 | 0.060684 | 0.060335 | 0.059989
F3_Commercial_Restaurant_Existing_Miscellaneous_Natural Gas_Miscellaneous_Codes & Standards Forecast | F3 | Commercial | Restaurant | Existing | Miscellaneous | Natural Gas | Miscellaneous | Codes & Standards Forecast | Summer Peak Demand (MW) | 0 | 0 | 0 | 0 | 0 | 0 | 0 | 0 | 0 | 0 | 0 | 0 | 0 | 0 | 0 | 0 | 0 | 0 | 0 | 0 | 0 | 0 | 0 | 0 | 0 | 0 | 0 | 0 | 0 | 0 | 0 | 0 | 0
F4_Commercial_Restaurant_Existing_Miscellaneous_Natural Gas_Miscellaneous_Codes & Standards Forecast | F4 | Commercial | Restaurant | Existing | Miscellaneous | Natural Gas | Miscellaneous | Codes & Standards Forecast | Winter Peak Demand (MW) | 0 | 0 | 0 | 0 | 0 | 0 | 0 | 0 | 0 | 0 | 0 | 0 | 0 | 0 | 0 | 0 | 0 | 0 | 0 | 0 | 0 | 0 | 0 | 0 | 0 | 0 | 0 | 0 | 0 | 0 | 0 | 0 | 0
F5_Commercial_Restaurant_Existing_Miscellaneous_Natural Gas_Miscellaneous_Codes & Standards Forecast | F5 | Commercial | Restaurant | Existing | Miscellaneous | Natural Gas | Miscellaneous | Codes & Standards Forecast | Turnover | 0 | 77065.8836 | 91275.9342 | 103149.4946 | 98662.6236 | 96754.34 | 96821.4691 | 96317.0626 | 95690.3873 | 95198.3827 | 94721.8671 | 115412.1037 | 115818.8589 | 115502.8438 | 113659.8484 | 112859.3809 | 112657.9274 | 112046.4515 | 111359.5613 | 110774.6456 | 110188.4644 | 115433.4475 | 114245.8879 | 112949.9811 | 112158.9448 | 111599.7227 | 111101.5258 | 110448.4286 | 109787.5696 | 109177.4494 | 108560.7626 | 109543.865 | 108531.8502
F6_Commercial_Restaurant_Existing_Miscellaneous_Natural Gas_Miscellaneous_Codes & Standards Forecast | F6 | Commercial | Restaurant | Existing | Miscellaneous | Natural Gas | Miscellaneous | Codes & Standards Forecast | Avg. Replacement Usage (kWh) | 0.079377 | 0.079377 | 0.079377 | 0.079377 | 0.079377 | 0.079377 | 0.079377 | 0.079377 | 0.079377 | 0.079377 | 0.079377 | 0.079377 | 0.079377 | 0.079377 | 0.079377 | 0.079377 | 0.079377 | 0.079377 | 0.079377 | 0.079377 | 0.079377 | 0.079377 | 0.079377 | 0.079377 | 0.079377 | 0.079377 | 0.079377 | 0.079377 | 0.079377 | 0.079377 | 0.079377 | 0.079377 | 0.079377
F7_Commercial_Restaurant_Existing_Miscellaneous_Natural Gas_Miscellaneous_Codes & Standards Forecast | F7 | Commercial | Restaurant | Existing | Miscellaneous | Natural Gas | Miscellaneous | Codes & Standards Forecast | Avg. Replacement Summer Demand (kW) | 0 | 0 | 0 | 0 | 0 | 0 | 0 | 0 | 0 | 0 | 0 | 0 | 0 | 0 | 0 | 0 | 0 | 0 | 0 | 0 | 0 | 0 | 0 | 0 | 0 | 0 | 0 | 0 | 0 | 0 | 0 | 0 | 0
F8_Commercial_Restaurant_Existing_Miscellaneous_Natural Gas_Miscellaneous_Codes & Standards Forecast | F8 | Commercial | Restaurant | Existing | Miscellaneous | Natural Gas | Miscellaneous | Codes & Standards Forecast | Avg. Replacement Winter Demand (kW) | 0 | 0 | 0 | 0 | 0 | 0 | 0 | 0 | 0 | 0 | 0 | 0 | 0 | 0 | 0 | 0 | 0 | 0 | 0 | 0 | 0 | 0 | 0 | 0 | 0 | 0 | 0 | 0 | 0 | 0 | 0 | 0 | 0
F1_Commercial_Restaurant_New_Space Heating_Natural Gas_Furnace_Codes & Standards Forecast | F1 | Commercial | Restaurant | New | Space Heating | Natural Gas | Furnace | Codes & Standards Forecast | Units | 0 | 5132.3203 | 29887.4073 | 45707.6417 | 66111.0181 | 93800.637 | 119681.4324 | 142619.8694 | 163250.1884 | 183169.6056 | 202829.1862 | 222293.4531 | 241731.0515 | 261224.2673 | 280837.3861 | 300486.6379 | 320141.2599 | 339770.42 | 359373.7143 | 378950.7345 | 398531.9409 | 418117.3618 | 437679.4165 | 457217.7867 | 476732.151 | 496249.7937 | 515770.7341 | 535294.9914 | 554822.5851 | 574353.5346 | 593887.8596 | 613425.5797 | 622225.6103
F2_Commercial_Restaurant_New_Space Heating_Natural Gas_Furnace_Codes & Standards Forecast | F2 | Commercial | Restaurant | New | Space Heating | Natural Gas | Furnace | Codes & Standards Forecast | Usage (MMtherm) | 0 | 0.0030246 | 0.01752 | 0.026651 | 0.038342 | 0.054109 | 0.068664 | 0.08138 | 0.092642 | 0.10338 | 0.11384 | 0.12407 | 0.13416 | 0.14417 | 0.15412 | 0.16396 | 0.17369 | 0.18328 | 0.19273 | 0.20205 | 0.21125 | 0.22033 | 0.22927 | 0.23808 | 0.24676 | 0.25531 | 0.26375 | 0.27206 | 0.28026 | 0.28834 | 0.29629 | 0.30413 | 0.30849
F3_Commercial_Restaurant_New_Space Heating_Natural Gas_Furnace_Codes & Standards Forecast | F3 | Commercial | Restaurant | New | Space Heating | Natural Gas | Furnace | Codes & Standards Forecast | Summer Peak Demand (MW) | 0 | 0 | 0 | 0 | 0 | 0 | 0 | 0 | 0 | 0 | 0 | 0 | 0 | 0 | 0 | 0 | 0 | 0 | 0 | 0 | 0 | 0 | 0 | 0 | 0 | 0 | 0 | 0 | 0 | 0 | 0 | 0 | 0
F4_Commercial_Restaurant_New_Space Heating_Natural Gas_Furnace_Codes & Standards Forecast | F4 | Commercial | Restaurant | New | Space Heating | Natural Gas | Furnace | Codes & Standards Forecast | Winter Peak Demand (MW) | 0 | 0 | 0 | 0 | 0 | 0 | 0 | 0 | 0 | 0 | 0 | 0 | 0 | 0 | 0 | 0 | 0 | 0 | 0 | 0 | 0 | 0 | 0 | 0 | 0 | 0 | 0 | 0 | 0 | 0 | 0 | 0 | 0
F5_Commercial_Restaurant_New_Space Heating_Natural Gas_Furnace_Codes & Standards Forecast | F5 | Commercial | Restaurant | New | Space Heating | Natural Gas | Furnace | Codes & Standards Forecast | Turnover | 0 | 5132.3203 | 24755.087 | 15820.2344 | 20403.3764 | 27689.6189 | 25880.7954 | 22938.437 | 20630.319 | 19919.4172 | 19659.5806 | 19464.2668 | 19437.5985 | 19493.2158 | 19613.1187 | 19649.2519 | 19654.622 | 19629.1601 | 19603.2943 | 19971.814 | 21849.869 | 22896.5121 | 24187.9371 | 25938.3861 | 27412.9017 | 28573.0955 | 29466.7675 | 30237.2837 | 30928.8165 | 31552.4065 | 32126.2544 | 32660.5177 | 24095.6551
F6_Commercial_Restaurant_New_Space Heating_Natural Gas_Furnace_Codes & Standards Forecast | F6 | Commercial | Restaurant | New | Space Heating | Natural Gas | Furnace | Codes & Standards Forecast | Avg. Replacement Usage (kWh) | 0.58932 | 0.58932 | 0.5862 | 0.58308 | 0.57996 | 0.57685 | 0.57373 | 0.57061 | 0.56749 | 0.56437 | 0.56125 | 0.55813 | 0.55501 | 0.5519 | 0.54877 | 0.54566 | 0.54254 | 0.53942 | 0.5363 | 0.53318 | 0.53006 | 0.52695 | 0.52383 | 0.52071 | 0.5176 | 0.51449 | 0.51137 | 0.50825 | 0.50513 | 0.50202 | 0.4989 | 0.49578 | 0.49578
F7_Commercial_Restaurant_New_Space Heating_Natural Gas_Furnace_Codes & Standards Forecast | F7 | Commercial | Restaurant | New | Space Heating | Natural Gas | Furnace | Codes & Standards Forecast | Avg. Replacement Summer Demand (kW) | 0 | 0 | 0 | 0 | 0 | 0 | 0 | 0 | 0 | 0 | 0 | 0 | 0 | 0 | 0 | 0 | 0 | 0 | 0 | 0 | 0 | 0 | 0 | 0 | 0 | 0 | 0 | 0 | 0 | 0 | 0 | 0 | 0
F8_Commercial_Restaurant_New_Space Heating_Natural Gas_Furnace_Codes & Standards Forecast | F8 | Commercial | Restaurant | New | Space Heating | Natural Gas | Furnace | Codes & Standards Forecast | Avg. Replacement Winter Demand (kW) | 0 | 0 | 0 | 0 | 0 | 0 | 0 | 0 | 0 | 0 | 0 | 0 | 0 | 0 | 0 | 0 | 0 | 0 | 0 | 0 | 0 | 0 | 0 | 0 | 0 | 0 | 0 | 0 | 0 | 0 | 0 | 0 | 0
F1_Commercial_Restaurant_New_Space Heating_Natural Gas_Boiler_Codes & Standards Forecast | F1 | Commercial | Restaurant | New | Space Heating | Natural Gas | Boiler | Codes & Standards Forecast | Units | 0 | 26.6863 | 155.4042 | 237.664 | 343.7546 | 487.731 | 622.3023 | 741.5743 | 848.8448 | 952.4189 | 1054.642 | 1155.8495 | 1256.9183 | 1358.2763 | 1460.2578 | 1562.4272 | 1664.6244 | 1766.6893 | 1868.6197 | 1970.4135 | 2072.229 | 2174.0665 | 2275.7824 | 2377.3752 | 2478.8432 | 2580.3282 | 2681.8304 | 2783.3498 | 2884.8866 | 2986.4408 | 3088.0126 | 3189.602 | 3235.3592
F2_Commercial_Restaurant_New_Space Heating_Natural Gas_Boiler_Codes & Standards Forecast | F2 | Commercial | Restaurant | New | Space Heating | Natural Gas | Boiler | Codes & Standards Forecast | Usage (MMtherm) | 0 | 7.2361e-05 | 0.00041915 | 0.00063761 | 0.0009173 | 0.0012945 | 0.0016427 | 0.0019469 | 0.0022164 | 0.0024732 | 0.0027235 | 0.0029682 | 0.0032097 | 0.0034491 | 0.0036871 | 0.0039227 | 0.0041553 | 0.0043848 | 0.004611 | 0.0048339 | 0.0050539 | 0.0052712 | 0.0054851 | 0.0056959 | 0.0059034 | 0.0061082 | 0.0063099 | 0.0065089 | 0.006705 | 0.0068982 | 0.0070885 | 0.0072759 | 0.0073803
F3_Commercial_Restaurant_New_Space Heating_Natural Gas_Boiler_Codes & Standards Forecast | F3 | Commercial | Restaurant | New | Space Heating | Natural Gas | Boiler | Codes & Standards Forecast | Summer Peak Demand (MW) | 0 | 0 | 0 | 0 | 0 | 0 | 0 | 0 | 0 | 0 | 0 | 0 | 0 | 0 | 0 | 0 | 0 | 0 | 0 | 0 | 0 | 0 | 0 | 0 | 0 | 0 | 0 | 0 | 0 | 0 | 0 | 0 | 0
F4_Commercial_Restaurant_New_Space Heating_Natural Gas_Boiler_Codes & Standards Forecast | F4 | Commercial | Restaurant | New | Space Heating | Natural Gas | Boiler | Codes & Standards Forecast | Winter Peak Demand (MW) | 0 | 0 | 0 | 0 | 0 | 0 | 0 | 0 | 0 | 0 | 0 | 0 | 0 | 0 | 0 | 0 | 0 | 0 | 0 | 0 | 0 | 0 | 0 | 0 | 0 | 0 | 0 | 0 | 0 | 0 | 0 | 0 | 0
F5_Commercial_Restaurant_New_Space Heating_Natural Gas_Boiler_Codes & Standards Forecast | F5 | Commercial | Restaurant | New | Space Heating | Natural Gas | Boiler | Codes & Standards Forecast | Turnover | 0 | 26.6863 | 128.7179 | 82.2598 | 106.0905 | 143.9765 | 134.5712 | 119.272 | 107.2706 | 103.5741 | 102.2231 | 101.2075 | 101.0688 | 101.358 | 101.9815 | 102.1694 | 102.1973 | 102.0649 | 101.9304 | 101.7938 | 101.8155 | 101.8375 | 104.142 | 115.4999 | 121.589 | 129.4214 | 139.9877 | 148.74 | 155.3075 | 160.1885 | 164.2915 | 167.9004 | 115.2405
F6_Commercial_Restaurant_New_Space Heating_Natural Gas_Boiler_Codes & Standards Forecast | F6 | Commercial | Restaurant | New | Space Heating | Natural Gas | Boiler | Codes & Standards Forecast | Avg. Replacement Usage (kWh) | 2.7115 | 2.7115 | 2.6972 | 2.6828 | 2.6685 | 2.6541 | 2.6398 | 2.6254 | 2.6111 | 2.5967 | 2.5824 | 2.568 | 2.5537 | 2.5393 | 2.525 | 2.5106 | 2.4963 | 2.4819 | 2.4676 | 2.4532 | 2.4389 | 2.4246 | 2.4102 | 2.3959 | 2.3815 | 2.3672 | 2.3528 | 2.3385 | 2.3242 | 2.3098 | 2.2955 | 2.2811 | 2.2811
F7_Commercial_Restaurant_New_Space Heating_Natural Gas_Boiler_Codes & Standards Forecast | F7 | Commercial | Restaurant | New | Space Heating | Natural Gas | Boiler | Codes & Standards Forecast | Avg. Replacement Summer Demand (kW) | 0 | 0 | 0 | 0 | 0 | 0 | 0 | 0 | 0 | 0 | 0 | 0 | 0 | 0 | 0 | 0 | 0 | 0 | 0 | 0 | 0 | 0 | 0 | 0 | 0 | 0 | 0 | 0 | 0 | 0 | 0 | 0 | 0
F8_Commercial_Restaurant_New_Space Heating_Natural Gas_Boiler_Codes & Standards Forecast | F8 | Commercial | Restaurant | New | Space Heating | Natural Gas | Boiler | Codes & Standards Forecast | Avg. Replacement Winter Demand (kW) | 0 | 0 | 0 | 0 | 0 | 0 | 0 | 0 | 0 | 0 | 0 | 0 | 0 | 0 | 0 | 0 | 0 | 0 | 0 | 0 | 0 | 0 | 0 | 0 | 0 | 0 | 0 | 0 | 0 | 0 | 0 | 0 | 0
F1_Commercial_Restaurant_New_Space Heating_Natural Gas_Unit Heater_Codes & Standards Forecast | F1 | Commercial | Restaurant | New | Space Heating | Natural Gas | Unit Heater | Codes & Standards Forecast | Units | 0 | 64.062 | 373.0569 | 570.5262 | 825.2027 | 1170.8266 | 1493.8726 | 1780.1919 | 2037.7011 | 2286.3368 | 2531.7292 | 2774.6836 | 3017.3052 | 3260.621 | 3505.4334 | 3750.6968 | 3996.0273 | 4241.0399 | 4485.7297 | 4730.0916 | 4974.5057 | 5218.9724 | 5463.1474 | 5707.0268 | 5950.6066 | 6194.2273 | 6437.8891 | 6681.5924 | 6925.3373 | 7169.124 | 7412.953 | 7656.8242 | 7766.6669
F2_Commercial_Restaurant_New_Space Heating_Natural Gas_Unit Heater_Codes & Standards Forecast | F2 | Commercial | Restaurant | New | Space Heating | Natural Gas | Unit Heater | Codes & Standards Forecast | Usage (MMtherm) | 0 | 2.1571e-05 | 0.00012495 | 0.00019007 | 0.00027345 | 0.0003859 | 0.0004897 | 0.00058039 | 0.00066071 | 0.00073726 | 0.00081187 | 0.00088484 | 0.00095684 | 0.0010282 | 0.0010991 | 0.0011694 | 0.0012387 | 0.0013071 | 0.0013745 | 0.001441 | 0.0015066 | 0.0015714 | 0.0016351 | 0.001698 | 0.0017598 | 0.0018209 | 0.001881 | 0.0019403 | 0.0019988 | 0.0020564 | 0.0021131 | 0.002169 | 0.0022001
F3_Commercial_Restaurant_New_Space Heating_Natural Gas_Unit Heater_Codes & Standards Forecast | F3 | Commercial | Restaurant | New | Space Heating | Natural Gas | Unit Heater | Codes & Standards Forecast | Summer Peak Demand (MW) | 0 | 0 | 0 | 0 | 0 | 0 | 0 | 0 | 0 | 0 | 0 | 0 | 0 | 0 | 0 | 0 | 0 | 0 | 0 | 0 | 0 | 0 | 0 | 0 | 0 | 0 | 0 | 0 | 0 | 0 | 0 | 0 | 0
F4_Commercial_Restaurant_New_Space Heating_Natural Gas_Unit Heater_Codes & Standards Forecast | F4 | Commercial | Restaurant | New | Space Heating | Natural Gas | Unit Heater | Codes & Standards Forecast | Winter Peak Demand (MW) | 0 | 0 | 0 | 0 | 0 | 0 | 0 | 0 | 0 | 0 | 0 | 0 | 0 | 0 | 0 | 0 | 0 | 0 | 0 | 0 | 0 | 0 | 0 | 0 | 0 | 0 | 0 | 0 | 0 | 0 | 0 | 0 | 0
F5_Commercial_Restaurant_New_Space Heating_Natural Gas_Unit Heater_Codes & Standards Forecast | F5 | Commercial | Restaurant | New | Space Heating | Natural Gas | Unit Heater | Codes & Standards Forecast | Turnover | 0 | 64.062 | 308.9949 | 197.4694 | 254.6765 | 345.6239 | 323.046 | 286.3193 | 257.5092 | 248.6357 | 245.3924 | 242.9544 | 255.434 | 315.3647 | 341.9454 | 373.9051 | 417.3686 | 464.0458 | 541.3879 | 503.9864 | 516.8374 | 535.3251 | 519.534 | 505.6257 | 508.4973 | 521.6177 | 539.9903 | 563.6006 | 595.7434 | 649.3736 | 676.0636 | 701.4046 | 594.328
F6_Commercial_Restaurant_New_Space Heating_Natural Gas_Unit Heater_Codes & Standards Forecast | F6 | Commercial | Restaurant | New | Space Heating | Natural Gas | Unit Heater | Codes & Standards Forecast | Avg. Replacement Usage (kWh) | 0.33672 | 0.33672 | 0.33494 | 0.33316 | 0.33137 | 0.32959 | 0.32781 | 0.32603 | 0.32424 | 0.32246 | 0.32068 | 0.3189 | 0.31712 | 0.31534 | 0.31355 | 0.31177 | 0.30999 | 0.30821 | 0.30643 | 0.30464 | 0.30286 | 0.30108 | 0.2993 | 0.29752 | 0.29574 | 0.29396 | 0.29218 | 0.2904 | 0.28862 | 0.28684 | 0.28506 | 0.28327 | 0.28327
F7_Commercial_Restaurant_New_Space Heating_Natural Gas_Unit Heater_Codes & Standards Forecast | F7 | Commercial | Restaurant | New | Space Heating | Natural Gas | Unit Heater | Codes & Standards Forecast | Avg. Replacement Summer Demand (kW) | 0 | 0 | 0 | 0 | 0 | 0 | 0 | 0 | 0 | 0 | 0 | 0 | 0 | 0 | 0 | 0 | 0 | 0 | 0 | 0 | 0 | 0 | 0 | 0 | 0 | 0 | 0 | 0 | 0 | 0 | 0 | 0 | 0
F8_Commercial_Restaurant_New_Space Heating_Natural Gas_Unit Heater_Codes & Standards Forecast | F8 | Commercial | Restaurant | New | Space Heating | Natural Gas | Unit Heater | Codes & Standards Forecast | Avg. Replacement Winter Demand (kW) | 0 | 0 | 0 | 0 | 0 | 0 | 0 | 0 | 0 | 0 | 0 | 0 | 0 | 0 | 0 | 0 | 0 | 0 | 0 | 0 | 0 | 0 | 0 | 0 | 0 | 0 | 0 | 0 | 0 | 0 | 0 | 0 | 0
F1_Commercial_Restaurant_New_Water Heating_Natural Gas_Water Heater_Codes & Standards Forecast | F1 | Commercial | Restaurant | New | Water Heating | Natural Gas | Water Heater | Codes & Standards Forecast | Units | 0 | 4529.6695 | 26377.9475 | 40340.5274 | 58348.0844 | 82786.3137 | 105628.1164 | 125873.0604 | 144080.9119 | 161661.3375 | 179012.4373 | 196191.1575 | 213346.3408 | 230550.6108 | 247860.7043 | 265202.6881 | 282549.4115 | 299873.6628 | 317175.0855 | 334453.3192 | 351735.2477 | 369020.8958 | 386285.9214 | 403530.0436 | 420752.9786 | 437978.8072 | 455207.5463 | 472439.2127 | 489673.8238 | 506911.3966 | 524151.9486 | 541395.497 | 549162.2043
F2_Commercial_Restaurant_New_Water Heating_Natural Gas_Water Heater_Codes & Standards Forecast | F2 | Commercial | Restaurant | New | Water Heating | Natural Gas | Water Heater | Codes & Standards Forecast | Usage (MMtherm) | 0 | 0.0054068 | 0.031486 | 0.048152 | 0.069646 | 0.098817 | 0.12608 | 0.15025 | 0.17198 | 0.19296 | 0.21368 | 0.23418 | 0.25466 | 0.27519 | 0.29586 | 0.31656 | 0.33726 | 0.35794 | 0.37859 | 0.39922 | 0.41984 | 0.44048 | 0.46108 | 0.48167 | 0.50223 | 0.52279 | 0.54335 | 0.56392 | 0.58449 | 0.60507 | 0.62565 | 0.64623 | 0.6555
F3_Commercial_Restaurant_New_Water Heating_Natural Gas_Water Heater_Codes & Standards Forecast | F3 | Commercial | Restaurant | New | Water Heating | Natural Gas | Water Heater | Codes & Standards Forecast | Summer Peak Demand (MW) | 0 | 0 | 0 | 0 | 0 | 0 | 0 | 0 | 0 | 0 | 0 | 0 | 0 | 0 | 0 | 0 | 0 | 0 | 0 | 0 | 0 | 0 | 0 | 0 | 0 | 0 | 0 | 0 | 0 | 0 | 0 | 0 | 0
F4_Commercial_Restaurant_New_Water Heating_Natural Gas_Water Heater_Codes & Standards Forecast | F4 | Commercial | Restaurant | New | Water Heating | Natural Gas | Water Heater | Codes & Standards Forecast | Winter Peak Demand (MW) | 0 | 0 | 0 | 0 | 0 | 0 | 0 | 0 | 0 | 0 | 0 | 0 | 0 | 0 | 0 | 0 | 0 | 0 | 0 | 0 | 0 | 0 | 0 | 0 | 0 | 0 | 0 | 0 | 0 | 0 | 0 | 0 | 0
F5_Commercial_Restaurant_New_Water Heating_Natural Gas_Water Heater_Codes & Standards Forecast | F5 | Commercial | Restaurant | New | Water Heating | Natural Gas | Water Heater | Codes & Standards Forecast | Turnover | 0 | 4529.6695 | 21848.278 | 13962.5799 | 18007.557 | 24438.2293 | 22841.8027 | 20244.944 | 18207.8515 | 17580.4256 | 18257.0337 | 22273.1229 | 24023.2215 | 26300.2119 | 29474.4929 | 32829.2896 | 38325.5261 | 35681.6753 | 36563.8135 | 38025.3153 | 37915.7247 | 37916.5784 | 38495.8006 | 39959.1649 | 42138.1959 | 45875.9362 | 47743.938 | 49553.4877 | 51529.2498 | 53135.8686 | 54983.3096 | 54443.8451 | 45750.0249
F6_Commercial_Restaurant_New_Water Heating_Natural Gas_Water Heater_Codes & Standards Forecast | F6 | Commercial | Restaurant | New | Water Heating | Natural Gas | Water Heater | Codes & Standards Forecast | Avg. Replacement Usage (kWh) | 1.1936 | 1.1936 | 1.1936 | 1.1936 | 1.1936 | 1.1936 | 1.1936 | 1.1936 | 1.1936 | 1.1936 | 1.1936 | 1.1936 | 1.1936 | 1.1936 | 1.1936 | 1.1936 | 1.1936 | 1.1936 | 1.1936 | 1.1936 | 1.1936 | 1.1936 | 1.1936 | 1.1936 | 1.1936 | 1.1936 | 1.1936 | 1.1936 | 1.1936 | 1.1936 | 1.1936 | 1.1936 | 1.1936
F7_Commercial_Restaurant_New_Water Heating_Natural Gas_Water Heater_Codes & Standards Forecast | F7 | Commercial | Restaurant | New | Water Heating | Natural Gas | Water Heater | Codes & Standards Forecast | Avg. Replacement Summer Demand (kW) | 0 | 0 | 0 | 0 | 0 | 0 | 0 | 0 | 0 | 0 | 0 | 0 | 0 | 0 | 0 | 0 | 0 | 0 | 0 | 0 | 0 | 0 | 0 | 0 | 0 | 0 | 0 | 0 | 0 | 0 | 0 | 0 | 0
F8_Commercial_Restaurant_New_Water Heating_Natural Gas_Water Heater_Codes & Standards Forecast | F8 | Commercial | Restaurant | New | Water Heating | Natural Gas | Water Heater | Codes & Standards Forecast | Avg. Replacement Winter Demand (kW) | 0 | 0 | 0 | 0 | 0 | 0 | 0 | 0 | 0 | 0 | 0 | 0 | 0 | 0 | 0 | 0 | 0 | 0 | 0 | 0 | 0 | 0 | 0 | 0 | 0 | 0 | 0 | 0 | 0 | 0 | 0 | 0 | 0
F1_Commercial_Restaurant_New_Food Preparation_Natural Gas_Oven_Codes & Standards Forecast | F1 | Commercial | Restaurant | New | Food Preparation | Natural Gas | Oven | Codes & Standards Forecast | Units | 0 | 466.2734 | 2715.283 | 4152.5576 | 6006.2125 | 8521.8255 | 10873.1062 | 12957.0724 | 14831.3451 | 16641.0322 | 18427.113 | 20195.4494 | 21961.363 | 23732.3295 | 25514.1892 | 27299.3317 | 29084.962 | 30868.279 | 32649.2462 | 34427.8263 | 36206.7868 | 37986.1301 | 39763.3507 | 41538.4194 | 43311.3072 | 45084.4929 | 46857.9782 | 48631.7648 | 50405.8545 | 52180.2491 | 53954.9504 | 55729.9601 | 56529.4464
F2_Commercial_Restaurant_New_Food Preparation_Natural Gas_Oven_Codes & Standards Forecast | F2 | Commercial | Restaurant | New | Food Preparation | Natural Gas | Oven | Codes & Standards Forecast | Usage (MMtherm) | 0 | 0.00032133 | 0.0018712 | 0.0028617 | 0.0041391 | 0.0058727 | 0.0074931 | 0.0089292 | 0.010221 | 0.011468 | 0.012699 | 0.013917 | 0.015134 | 0.016355 | 0.017583 | 0.018813 | 0.020044 | 0.021273 | 0.0225 | 0.023726 | 0.024952 | 0.026178 | 0.027403 | 0.028626 | 0.029848 | 0.03107 | 0.032292 | 0.033514 | 0.034737 | 0.035959 | 0.037182 | 0.038406 | 0.038957
F3_Commercial_Restaurant_New_Food Preparation_Natural Gas_Oven_Codes & Standards Forecast | F3 | Commercial | Restaurant | New | Food Preparation | Natural Gas | Oven | Codes & Standards Forecast | Summer Peak Demand (MW) | 0 | 0 | 0 | 0 | 0 | 0 | 0 | 0 | 0 | 0 | 0 | 0 | 0 | 0 | 0 | 0 | 0 | 0 | 0 | 0 | 0 | 0 | 0 | 0 | 0 | 0 | 0 | 0 | 0 | 0 | 0 | 0 | 0
F4_Commercial_Restaurant_New_Food Preparation_Natural Gas_Oven_Codes & Standards Forecast | F4 | Commercial | Restaurant | New | Food Preparation | Natural Gas | Oven | Codes & Standards Forecast | Winter Peak Demand (MW) | 0 | 0 | 0 | 0 | 0 | 0 | 0 | 0 | 0 | 0 | 0 | 0 | 0 | 0 | 0 | 0 | 0 | 0 | 0 | 0 | 0 | 0 | 0 | 0 | 0 | 0 | 0 | 0 | 0 | 0 | 0 | 0 | 0
F5_Commercial_Restaurant_New_Food Preparation_Natural Gas_Oven_Codes & Standards Forecast | F5 | Commercial | Restaurant | New | Food Preparation | Natural Gas | Oven | Codes & Standards Forecast | Turnover | 0 | 466.2734 | 2249.0096 | 1437.2746 | 1853.6549 | 2515.613 | 2351.2806 | 2083.9662 | 1874.2728 | 1809.687 | 1786.0808 | 1768.3365 | 1859.1683 | 2295.3721 | 2488.8392 | 2721.457 | 3037.8045 | 3377.5434 | 3940.475 | 3668.2495 | 3761.785 | 3896.3475 | 3781.4124 | 3680.181 | 3701.0822 | 3796.5782 | 3930.3025 | 4102.1497 | 4336.0999 | 4726.446 | 4920.7085 | 5105.1519 | 4325.7981
F6_Commercial_Restaurant_New_Food Preparation_Natural Gas_Oven_Codes & Standards Forecast | F6 | Commercial | Restaurant | New | Food Preparation | Natural Gas | Oven | Codes & Standards Forecast | Avg. Replacement Usage (kWh) | 0.68914 | 0.68914 | 0.68914 | 0.68914 | 0.68914 | 0.68914 | 0.68914 | 0.68914 | 0.68914 | 0.68914 | 0.68914 | 0.68914 | 0.68914 | 0.68914 | 0.68914 | 0.68914 | 0.68914 | 0.68914 | 0.68914 | 0.68914 | 0.68914 | 0.68914 | 0.68914 | 0.68914 | 0.68914 | 0.68914 | 0.68914 | 0.68914 | 0.68914 | 0.68914 | 0.68914 | 0.68914 | 0.68914
F7_Commercial_Restaurant_New_Food Preparation_Natural Gas_Oven_Codes & Standards Forecast | F7 | Commercial | Restaurant | New | Food Preparation | Natural Gas | Oven | Codes & Standards Forecast | Avg. Replacement Summer Demand (kW) | 0 | 0 | 0 | 0 | 0 | 0 | 0 | 0 | 0 | 0 | 0 | 0 | 0 | 0 | 0 | 0 | 0 | 0 | 0 | 0 | 0 | 0 | 0 | 0 | 0 | 0 | 0 | 0 | 0 | 0 | 0 | 0 | 0
F8_Commercial_Restaurant_New_Food Preparation_Natural Gas_Oven_Codes & Standards Forecast | F8 | Commercial | Restaurant | New | Food Preparation | Natural Gas | Oven | Codes & Standards Forecast | Avg. Replacement Winter Demand (kW) | 0 | 0 | 0 | 0 | 0 | 0 | 0 | 0 | 0 | 0 | 0 | 0 | 0 | 0 | 0 | 0 | 0 | 0 | 0 | 0 | 0 | 0 | 0 | 0 | 0 | 0 | 0 | 0 | 0 | 0 | 0 | 0 | 0
F1_Commercial_Restaurant_New_Food Preparation_Natural Gas_Conveyor Oven_Codes & Standards Forecast | F1 | Commercial | Restaurant | New | Food Preparation | Natural Gas | Conveyor Oven | Codes & Standards Forecast | Units | 0 | 233.1367 | 1357.6415 | 2076.2788 | 3003.1063 | 4260.9128 | 5436.5531 | 6478.5362 | 7415.6726 | 8320.5161 | 9213.5565 | 10097.7247 | 10980.6815 | 11866.1648 | 12757.0946 | 13649.6658 | 14542.481 | 15434.1395 | 16324.6231 | 17213.9132 | 18103.3934 | 18993.0651 | 19881.6753 | 20769.2097 | 21655.6536 | 22542.2465 | 23428.9891 | 24315.8824 | 25202.9273 | 26090.1246 | 26977.4752 | 27864.9801 | 28264.7232
F2_Commercial_Restaurant_New_Food Preparation_Natural Gas_Conveyor Oven_Codes & Standards Forecast | F2 | Commercial | Restaurant | New | Food Preparation | Natural Gas | Conveyor Oven | Codes & Standards Forecast | Usage (MMtherm) | 0 | 0.00029544 | 0.0017205 | 0.0026312 | 0.0038057 | 0.0053997 | 0.0068895 | 0.0082099 | 0.0093975 | 0.010544 | 0.011676 | 0.012796 | 0.013915 | 0.015037 | 0.016166 | 0.017298 | 0.018429 | 0.019559 | 0.020687 | 0.021814 | 0.022942 | 0.024069 | 0.025195 | 0.02632 | 0.027443 | 0.028567 | 0.02969 | 0.030814 | 0.031939 | 0.033063 | 0.034187 | 0.035312 | 0.035819
F3_Commercial_Restaurant_New_Food Preparation_Natural Gas_Conveyor Oven_Codes & Standards Forecast | F3 | Commercial | Restaurant | New | Food Preparation | Natural Gas | Conveyor Oven | Codes & Standards Forecast | Summer Peak Demand (MW) | 0 | 0 | 0 | 0 | 0 | 0 | 0 | 0 | 0 | 0 | 0 | 0 | 0 | 0 | 0 | 0 | 0 | 0 | 0 | 0 | 0 | 0 | 0 | 0 | 0 | 0 | 0 | 0 | 0 | 0 | 0 | 0 | 0
F4_Commercial_Restaurant_New_Food Preparation_Natural Gas_Conveyor Oven_Codes & Standards Forecast | F4 | Commercial | Restaurant | New | Food Preparation | Natural Gas | Conveyor Oven | Codes & Standards Forecast | Winter Peak Demand (MW) | 0 | 0 | 0 | 0 | 0 | 0 | 0 | 0 | 0 | 0 | 0 | 0 | 0 | 0 | 0 | 0 | 0 | 0 | 0 | 0 | 0 | 0 | 0 | 0 | 0 | 0 | 0 | 0 | 0 | 0 | 0 | 0 | 0
F5_Commercial_Restaurant_New_Food Preparation_Natural Gas_Conveyor Oven_Codes & Standards Forecast | F5 | Commercial | Restaurant | New | Food Preparation | Natural Gas | Conveyor Oven | Codes & Standards Forecast | Turnover | 0 | 233.1367 | 1124.5048 | 718.6373 | 926.8275 | 1257.8065 | 1175.6403 | 1041.9831 | 937.1364 | 904.8435 | 893.0404 | 884.1682 | 882.9568 | 885.4832 | 890.9299 | 892.5712 | 892.8151 | 938.2859 | 1152.6864 | 1242.7798 | 1357.6375 | 1515.7588 | 1685.7234 | 1967.2883 | 1831.2786 | 1878.0051 | 1945.2447 | 1888.9892 | 1830.2755 | 1791.3935 | 1780.4282 | 1777.387 | 1287.8861
F6_Commercial_Restaurant_New_Food Preparation_Natural Gas_Conveyor Oven_Codes & Standards Forecast | F6 | Commercial | Restaurant | New | Food Preparation | Natural Gas | Conveyor Oven | Codes & Standards Forecast | Avg. Replacement Usage (kWh) | 1.2673 | 1.2673 | 1.2673 | 1.2673 | 1.2673 | 1.2673 | 1.2673 | 1.2673 | 1.2673 | 1.2673 | 1.2673 | 1.2673 | 1.2673 | 1.2673 | 1.2673 | 1.2673 | 1.2673 | 1.2673 | 1.2673 | 1.2673 | 1.2673 | 1.2673 | 1.2673 | 1.2673 | 1.2673 | 1.2673 | 1.2673 | 1.2673 | 1.2673 | 1.2673 | 1.2673 | 1.2673 | 1.2673
F7_Commercial_Restaurant_New_Food Preparation_Natural Gas_Conveyor Oven_Codes & Standards Forecast | F7 | Commercial | Restaurant | New | Food Preparation | Natural Gas | Conveyor Oven | Codes & Standards Forecast | Avg. Replacement Summer Demand (kW) | 0 | 0 | 0 | 0 | 0 | 0 | 0 | 0 | 0 | 0 | 0 | 0 | 0 | 0 | 0 | 0 | 0 | 0 | 0 | 0 | 0 | 0 | 0 | 0 | 0 | 0 | 0 | 0 | 0 | 0 | 0 | 0 | 0
F8_Commercial_Restaurant_New_Food Preparation_Natural Gas_Conveyor Oven_Codes & Standards Forecast | F8 | Commercial | Restaurant | New | Food Preparation | Natural Gas | Conveyor Oven | Codes & Standards Forecast | Avg. Replacement Winter Demand (kW) | 0 | 0 | 0 | 0 | 0 | 0 | 0 | 0 | 0 | 0 | 0 | 0 | 0 | 0 | 0 | 0 | 0 | 0 | 0 | 0 | 0 | 0 | 0 | 0 | 0 | 0 | 0 | 0 | 0 | 0 | 0 | 0 | 0
F1_Commercial_Restaurant_New_Food Preparation_Natural Gas_Double Rack Oven_Codes & Standards Forecast | F1 | Commercial | Restaurant | New | Food Preparation | Natural Gas | Double Rack Oven | Codes & Standards Forecast | Units | 0 | 233.1367 | 1357.6415 | 2076.2788 | 3003.1063 | 4260.9128 | 5436.5531 | 6478.5362 | 7415.6726 | 8320.5161 | 9213.5565 | 10097.7247 | 10980.6815 | 11866.1648 | 12757.0946 | 13649.6658 | 14542.481 | 15434.1395 | 16324.6231 | 17213.9132 | 18103.3934 | 18993.0651 | 19881.6753 | 20769.2097 | 21655.6536 | 22542.2465 | 23428.9891 | 24315.8824 | 25202.9273 | 26090.1246 | 26977.4752 | 27864.9801 | 28264.7232
F2_Commercial_Restaurant_New_Food Preparation_Natural Gas_Double Rack Oven_Codes & Standards Forecast | F2 | Commercial | Restaurant | New | Food Preparation | Natural Gas | Double Rack Oven | Codes & Standards Forecast | Usage (MMtherm) | 0 | 0.00052652 | 0.0030661 | 0.0046891 | 0.0067823 | 0.009623 | 0.012278 | 0.014631 | 0.016748 | 0.018791 | 0.020808 | 0.022805 | 0.024799 | 0.026799 | 0.028811 | 0.030827 | 0.032843 | 0.034857 | 0.036868 | 0.038876 | 0.040885 | 0.042894 | 0.044901 | 0.046906 | 0.048908 | 0.05091 | 0.052913 | 0.054916 | 0.056919 | 0.058923 | 0.060927 | 0.062931 | 0.063834
F3_Commercial_Restaurant_New_Food Preparation_Natural Gas_Double Rack Oven_Codes & Standards Forecast | F3 | Commercial | Restaurant | New | Food Preparation | Natural Gas | Double Rack Oven | Codes & Standards Forecast | Summer Peak Demand (MW) | 0 | 0 | 0 | 0 | 0 | 0 | 0 | 0 | 0 | 0 | 0 | 0 | 0 | 0 | 0 | 0 | 0 | 0 | 0 | 0 | 0 | 0 | 0 | 0 | 0 | 0 | 0 | 0 | 0 | 0 | 0 | 0 | 0
F4_Commercial_Restaurant_New_Food Preparation_Natural Gas_Double Rack Oven_Codes & Standards Forecast | F4 | Commercial | Restaurant | New | Food Preparation | Natural Gas | Double Rack Oven | Codes & Standards Forecast | Winter Peak Demand (MW) | 0 | 0 | 0 | 0 | 0 | 0 | 0 | 0 | 0 | 0 | 0 | 0 | 0 | 0 | 0 | 0 | 0 | 0 | 0 | 0 | 0 | 0 | 0 | 0 | 0 | 0 | 0 | 0 | 0 | 0 | 0 | 0 | 0
F5_Commercial_Restaurant_New_Food Preparation_Natural Gas_Double Rack Oven_Codes & Standards Forecast | F5 | Commercial | Restaurant | New | Food Preparation | Natural Gas | Double Rack Oven | Codes & Standards Forecast | Turnover | 0 | 233.1367 | 1124.5048 | 718.6373 | 926.8275 | 1257.8065 | 1175.6403 | 1041.9831 | 937.1364 | 904.8435 | 893.0404 | 884.1682 | 929.5841 | 1147.6861 | 1244.4196 | 1360.7285 | 1518.9023 | 1688.7717 | 1970.2375 | 1834.1248 | 1880.8925 | 1948.1737 | 1890.7062 | 1840.0905 | 1850.5411 | 1898.2891 | 1965.1512 | 2051.0749 | 2168.0499 | 2363.223 | 2460.3542 | 2552.5759 | 2162.8991
F6_Commercial_Restaurant_New_Food Preparation_Natural Gas_Double Rack Oven_Codes & Standards Forecast | F6 | Commercial | Restaurant | New | Food Preparation | Natural Gas | Double Rack Oven | Codes & Standards Forecast | Avg. Replacement Usage (kWh) | 2.2584 | 2.2584 | 2.2584 | 2.2584 | 2.2584 | 2.2584 | 2.2584 | 2.2584 | 2.2584 | 2.2584 | 2.2584 | 2.2584 | 2.2584 | 2.2584 | 2.2584 | 2.2584 | 2.2584 | 2.2584 | 2.2584 | 2.2584 | 2.2584 | 2.2584 | 2.2584 | 2.2584 | 2.2584 | 2.2584 | 2.2584 | 2.2584 | 2.2584 | 2.2584 | 2.2584 | 2.2584 | 2.2584
F7_Commercial_Restaurant_New_Food Preparation_Natural Gas_Double Rack Oven_Codes & Standards Forecast | F7 | Commercial | Restaurant | New | Food Preparation | Natural Gas | Double Rack Oven | Codes & Standards Forecast | Avg. Replacement Summer Demand (kW) | 0 | 0 | 0 | 0 | 0 | 0 | 0 | 0 | 0 | 0 | 0 | 0 | 0 | 0 | 0 | 0 | 0 | 0 | 0 | 0 | 0 | 0 | 0 | 0 | 0 | 0 | 0 | 0 | 0 | 0 | 0 | 0 | 0
F8_Commercial_Restaurant_New_Food Preparation_Natural Gas_Double Rack Oven_Codes & Standards Forecast | F8 | Commercial | Restaurant | New | Food Preparation | Natural Gas | Double Rack Oven | Codes & Standards Forecast | Avg. Replacement Winter Demand (kW) | 0 | 0 | 0 | 0 | 0 | 0 | 0 | 0 | 0 | 0 | 0 | 0 | 0 | 0 | 0 | 0 | 0 | 0 | 0 | 0 | 0 | 0 | 0 | 0 | 0 | 0 | 0 | 0 | 0 | 0 | 0 | 0 | 0
F1_Commercial_Restaurant_New_Food Preparation_Natural Gas_Fryer_Codes & Standards Forecast | F1 | Commercial | Restaurant | New | Food Preparation | Natural Gas | Fryer | Codes & Standards Forecast | Units | 0 | 6088.1227 | 35453.3994 | 54219.8679 | 78423.0061 | 111269.3185 | 141969.9465 | 169180.2548 | 193652.5997 | 217281.65 | 240602.474 | 263691.6104 | 286749.1119 | 309872.5886 | 333138.2979 | 356446.8695 | 379761.8113 | 403046.5494 | 426300.6047 | 449523.4927 | 472751.3466 | 495984.1999 | 519189.3355 | 542366.3757 | 565514.9393 | 588667.3919 | 611823.7563 | 634984.0554 | 658148.3122 | 681316.5497 | 704488.7913 | 727665.0604 | 738103.9384
F2_Commercial_Restaurant_New_Food Preparation_Natural Gas_Fryer_Codes & Standards Forecast | F2 | Commercial | Restaurant | New | Food Preparation | Natural Gas | Fryer | Codes & Standards Forecast | Usage (MMtherm) | 0 | 0.0069623 | 0.040544 | 0.053698 | 0.070662 | 0.093684 | 0.11453 | 0.12985 | 0.14418 | 0.15863 | 0.17275 | 0.18482 | 0.20098 | 0.21719 | 0.2335 | 0.24984 | 0.26618 | 0.2825 | 0.2988 | 0.31507 | 0.33135 | 0.34764 | 0.3639 | 0.38015 | 0.39637 | 0.4126 | 0.42883 | 0.44507 | 0.4613 | 0.47754 | 0.49378 | 0.51003 | 0.51734
F3_Commercial_Restaurant_New_Food Preparation_Natural Gas_Fryer_Codes & Standards Forecast | F3 | Commercial | Restaurant | New | Food Preparation | Natural Gas | Fryer | Codes & Standards Forecast | Summer Peak Demand (MW) | 0 | 0 | 0 | 0 | 0 | 0 | 0 | 0 | 0 | 0 | 0 | 0 | 0 | 0 | 0 | 0 | 0 | 0 | 0 | 0 | 0 | 0 | 0 | 0 | 0 | 0 | 0 | 0 | 0 | 0 | 0 | 0 | 0
F4_Commercial_Restaurant_New_Food Preparation_Natural Gas_Fryer_Codes & Standards Forecast | F4 | Commercial | Restaurant | New | Food Preparation | Natural Gas | Fryer | Codes & Standards Forecast | Winter Peak Demand (MW) | 0 | 0 | 0 | 0 | 0 | 0 | 0 | 0 | 0 | 0 | 0 | 0 | 0 | 0 | 0 | 0 | 0 | 0 | 0 | 0 | 0 | 0 | 0 | 0 | 0 | 0 | 0 | 0 | 0 | 0 | 0 | 0 | 0
F5_Commercial_Restaurant_New_Food Preparation_Natural Gas_Fryer_Codes & Standards Forecast | F5 | Commercial | Restaurant | New | Food Preparation | Natural Gas | Fryer | Codes & Standards Forecast | Turnover | 0 | 6088.1227 | 29365.2767 | 18766.4685 | 24203.1382 | 32846.3124 | 32222.6587 | 35693.1505 | 35526.0937 | 37970.1465 | 43732.9642 | 51977.684 | 51132.053 | 54351.0609 | 58229.9998 | 60317.0346 | 64889.274 | 67208.8571 | 70364.895 | 74481.0614 | 78707.2533 | 80864.0491 | 83994.6323 | 87280.8769 | 90341.9696 | 94309.3343 | 97290.4859 | 100508.4909 | 103972.4054 | 107362.7366 | 110407.2672 | 113668.0619 | 104214.6866
F6_Commercial_Restaurant_New_Food Preparation_Natural Gas_Fryer_Codes & Standards Forecast | F6 | Commercial | Restaurant | New | Food Preparation | Natural Gas | Fryer | Codes & Standards Forecast | Avg. Replacement Usage (kWh) | 1.1436 | 1.1436 | 1.1436 | 0.70091 | 0.70091 | 0.70091 | 0.70091 | 0.70091 | 0.70091 | 0.70091 | 0.70091 | 0.70091 | 0.70091 | 0.70091 | 0.70091 | 0.70091 | 0.70091 | 0.70091 | 0.70091 | 0.70091 | 0.70091 | 0.70091 | 0.70091 | 0.70091 | 0.70091 | 0.70091 | 0.70091 | 0.70091 | 0.70091 | 0.70091 | 0.70091 | 0.70091 | 0.70091
F7_Commercial_Restaurant_New_Food Preparation_Natural Gas_Fryer_Codes & Standards Forecast | F7 | Commercial | Restaurant | New | Food Preparation | Natural Gas | Fryer | Codes & Standards Forecast | Avg. Replacement Summer Demand (kW) | 0 | 0 | 0 | 0 | 0 | 0 | 0 | 0 | 0 | 0 | 0 | 0 | 0 | 0 | 0 | 0 | 0 | 0 | 0 | 0 | 0 | 0 | 0 | 0 | 0 | 0 | 0 | 0 | 0 | 0 | 0 | 0 | 0
F8_Commercial_Restaurant_New_Food Preparation_Natural Gas_Fryer_Codes & Standards Forecast | F8 | Commercial | Restaurant | New | Food Preparation | Natural Gas | Fryer | Codes & Standards Forecast | Avg. Replacement Winter Demand (kW) | 0 | 0 | 0 | 0 | 0 | 0 | 0 | 0 | 0 | 0 | 0 | 0 | 0 | 0 | 0 | 0 | 0 | 0 | 0 | 0 | 0 | 0 | 0 | 0 | 0 | 0 | 0 | 0 | 0 | 0 | 0 | 0 | 0
F1_Commercial_Restaurant_New_Food Preparation_Natural Gas_Broiler_Codes & Standards Forecast | F1 | Commercial | Restaurant | New | Food Preparation | Natural Gas | Broiler | Codes & Standards Forecast | Units | 0 | 5500.783 | 32033.1022 | 48989.1124 | 70857.3004 | 100534.8292 | 128273.6743 | 152858.9215 | 174970.3449 | 196319.8289 | 217390.8221 | 238252.4794 | 259085.5537 | 279978.2383 | 300999.4339 | 322059.3568 | 343125.0353 | 364163.4239 | 385174.0898 | 406156.5952 | 427143.5875 | 448135.0969 | 469101.5625 | 490042.6432 | 510957.9945 | 531876.8596 | 552799.2592 | 573725.2139 | 594654.7444 | 615587.8716 | 636524.6167 | 657465.0007 | 666896.8084
F2_Commercial_Restaurant_New_Food Preparation_Natural Gas_Broiler_Codes & Standards Forecast | F2 | Commercial | Restaurant | New | Food Preparation | Natural Gas | Broiler | Codes & Standards Forecast | Usage (MMtherm) | 0 | 0.0068595 | 0.039945 | 0.061089 | 0.088359 | 0.12537 | 0.15996 | 0.19062 | 0.21819 | 0.24481 | 0.27109 | 0.2971 | 0.32308 | 0.34913 | 0.37535 | 0.40161 | 0.42788 | 0.45411 | 0.48031 | 0.50648 | 0.53265 | 0.55883 | 0.58497 | 0.61108 | 0.63717 | 0.66325 | 0.68934 | 0.71544 | 0.74154 | 0.76764 | 0.79375 | 0.81986 | 0.83162
F3_Commercial_Restaurant_New_Food Preparation_Natural Gas_Broiler_Codes & Standards Forecast | F3 | Commercial | Restaurant | New | Food Preparation | Natural Gas | Broiler | Codes & Standards Forecast | Summer Peak Demand (MW) | 0 | 0 | 0 | 0 | 0 | 0 | 0 | 0 | 0 | 0 | 0 | 0 | 0 | 0 | 0 | 0 | 0 | 0 | 0 | 0 | 0 | 0 | 0 | 0 | 0 | 0 | 0 | 0 | 0 | 0 | 0 | 0 | 0
F4_Commercial_Restaurant_New_Food Preparation_Natural Gas_Broiler_Codes & Standards Forecast | F4 | Commercial | Restaurant | New | Food Preparation | Natural Gas | Broiler | Codes & Standards Forecast | Winter Peak Demand (MW) | 0 | 0 | 0 | 0 | 0 | 0 | 0 | 0 | 0 | 0 | 0 | 0 | 0 | 0 | 0 | 0 | 0 | 0 | 0 | 0 | 0 | 0 | 0 | 0 | 0 | 0 | 0 | 0 | 0 | 0 | 0 | 0 | 0
F5_Commercial_Restaurant_New_Food Preparation_Natural Gas_Broiler_Codes & Standards Forecast | F5 | Commercial | Restaurant | New | Food Preparation | Natural Gas | Broiler | Codes & Standards Forecast | Turnover | 0 | 5500.783 | 26532.3192 | 16956.0102 | 21868.1879 | 29677.5288 | 27738.8451 | 24585.2472 | 22111.4234 | 21349.4841 | 21070.9932 | 20861.6573 | 21933.2309 | 27079.2737 | 29361.669 | 32105.9392 | 35837.9973 | 39846.0099 | 46487.1034 | 43275.5682 | 44379.0372 | 45966.5157 | 44610.5879 | 43416.3279 | 43662.9058 | 44789.5047 | 46367.0943 | 48394.4337 | 51154.4224 | 55759.4657 | 58051.2456 | 60227.1859 | 51032.889
F6_Commercial_Restaurant_New_Food Preparation_Natural Gas_Broiler_Codes & Standards Forecast | F6 | Commercial | Restaurant | New | Food Preparation | Natural Gas | Broiler | Codes & Standards Forecast | Avg. Replacement Usage (kWh) | 1.247 | 1.247 | 1.247 | 1.247 | 1.247 | 1.247 | 1.247 | 1.247 | 1.247 | 1.247 | 1.247 | 1.247 | 1.247 | 1.247 | 1.247 | 1.247 | 1.247 | 1.247 | 1.247 | 1.247 | 1.247 | 1.247 | 1.247 | 1.247 | 1.247 | 1.247 | 1.247 | 1.247 | 1.247 | 1.247 | 1.247 | 1.247 | 1.247
F7_Commercial_Restaurant_New_Food Preparation_Natural Gas_Broiler_Codes & Standards Forecast | F7 | Commercial | Restaurant | New | Food Preparation | Natural Gas | Broiler | Codes & Standards Forecast | Avg. Replacement Summer Demand (kW) | 0 | 0 | 0 | 0 | 0 | 0 | 0 | 0 | 0 | 0 | 0 | 0 | 0 | 0 | 0 | 0 | 0 | 0 | 0 | 0 | 0 | 0 | 0 | 0 | 0 | 0 | 0 | 0 | 0 | 0 | 0 | 0 | 0
F8_Commercial_Restaurant_New_Food Preparation_Natural Gas_Broiler_Codes & Standards Forecast | F8 | Commercial | Restaurant | New | Food Preparation | Natural Gas | Broiler | Codes & Standards Forecast | Avg. Replacement Winter Demand (kW) | 0 | 0 | 0 | 0 | 0 | 0 | 0 | 0 | 0 | 0 | 0 | 0 | 0 | 0 | 0 | 0 | 0 | 0 | 0 | 0 | 0 | 0 | 0 | 0 | 0 | 0 | 0 | 0 | 0 | 0 | 0 | 0 | 0
F1_Commercial_Restaurant_New_Food Preparation_Natural Gas_Griddle_Codes & Standards Forecast | F1 | Commercial | Restaurant | New | Food Preparation | Natural Gas | Griddle | Codes & Standards Forecast | Units | 0 | 6284.8068 | 36598.764 | 55971.5057 | 80956.5554 | 114864.0073 | 146556.4559 | 174645.8258 | 199908.7792 | 224301.1944 | 248375.4255 | 272210.4842 | 296012.886 | 319883.3943 | 343900.7302 | 367962.3132 | 392030.4722 | 416067.4517 | 440072.7571 | 464045.8884 | 488024.146 | 512007.5645 | 535962.3698 | 559888.1721 | 583784.5778 | 607684.9982 | 631589.4567 | 655497.9771 | 679410.5829 | 703327.2982 | 727248.1468 | 751173.1531 | 761949.2716
F2_Commercial_Restaurant_New_Food Preparation_Natural Gas_Griddle_Codes & Standards Forecast | F2 | Commercial | Restaurant | New | Food Preparation | Natural Gas | Griddle | Codes & Standards Forecast | Usage (MMtherm) | 0 | 0.0048363 | 0.028163 | 0.043071 | 0.062298 | 0.08839 | 0.11278 | 0.13439 | 0.15383 | 0.1726 | 0.19113 | 0.20947 | 0.22779 | 0.24616 | 0.26464 | 0.28315 | 0.30167 | 0.32017 | 0.33864 | 0.35709 | 0.37554 | 0.394 | 0.41243 | 0.43084 | 0.44923 | 0.46762 | 0.48602 | 0.50442 | 0.52282 | 0.54122 | 0.55963 | 0.57804 | 0.58633
F3_Commercial_Restaurant_New_Food Preparation_Natural Gas_Griddle_Codes & Standards Forecast | F3 | Commercial | Restaurant | New | Food Preparation | Natural Gas | Griddle | Codes & Standards Forecast | Summer Peak Demand (MW) | 0 | 0 | 0 | 0 | 0 | 0 | 0 | 0 | 0 | 0 | 0 | 0 | 0 | 0 | 0 | 0 | 0 | 0 | 0 | 0 | 0 | 0 | 0 | 0 | 0 | 0 | 0 | 0 | 0 | 0 | 0 | 0 | 0
F4_Commercial_Restaurant_New_Food Preparation_Natural Gas_Griddle_Codes & Standards Forecast | F4 | Commercial | Restaurant | New | Food Preparation | Natural Gas | Griddle | Codes & Standards Forecast | Winter Peak Demand (MW) | 0 | 0 | 0 | 0 | 0 | 0 | 0 | 0 | 0 | 0 | 0 | 0 | 0 | 0 | 0 | 0 | 0 | 0 | 0 | 0 | 0 | 0 | 0 | 0 | 0 | 0 | 0 | 0 | 0 | 0 | 0 | 0 | 0
F5_Commercial_Restaurant_New_Food Preparation_Natural Gas_Griddle_Codes & Standards Forecast | F5 | Commercial | Restaurant | New | Food Preparation | Natural Gas | Griddle | Codes & Standards Forecast | Turnover | 0 | 6284.8068 | 30313.9572 | 19372.7418 | 24985.0496 | 33907.4519 | 31692.4486 | 28089.37 | 25262.9534 | 24392.4152 | 24074.2311 | 23835.0587 | 25059.3632 | 30938.8688 | 33546.5727 | 36681.9823 | 40945.9688 | 45525.2415 | 53112.8866 | 49443.6129 | 50704.3588 | 52518.0999 | 50968.9123 | 49604.4351 | 49886.1576 | 51173.3301 | 52975.7727 | 55292.0678 | 58445.4362 | 63706.834 | 66325.2602 | 68811.3361 | 58306.5808
F6_Commercial_Restaurant_New_Food Preparation_Natural Gas_Griddle_Codes & Standards Forecast | F6 | Commercial | Restaurant | New | Food Preparation | Natural Gas | Griddle | Codes & Standards Forecast | Avg. Replacement Usage (kWh) | 0.76952 | 0.76952 | 0.76952 | 0.76952 | 0.76952 | 0.76952 | 0.76952 | 0.76952 | 0.76952 | 0.76952 | 0.76952 | 0.76952 | 0.76952 | 0.76952 | 0.76952 | 0.76952 | 0.76952 | 0.76952 | 0.76952 | 0.76952 | 0.76952 | 0.76952 | 0.76952 | 0.76952 | 0.76952 | 0.76952 | 0.76952 | 0.76952 | 0.76952 | 0.76952 | 0.76952 | 0.76952 | 0.76952
F7_Commercial_Restaurant_New_Food Preparation_Natural Gas_Griddle_Codes & Standards Forecast | F7 | Commercial | Restaurant | New | Food Preparation | Natural Gas | Griddle | Codes & Standards Forecast | Avg. Replacement Summer Demand (kW) | 0 | 0 | 0 | 0 | 0 | 0 | 0 | 0 | 0 | 0 | 0 | 0 | 0 | 0 | 0 | 0 | 0 | 0 | 0 | 0 | 0 | 0 | 0 | 0 | 0 | 0 | 0 | 0 | 0 | 0 | 0 | 0 | 0
F8_Commercial_Restaurant_New_Food Preparation_Natural Gas_Griddle_Codes & Standards Forecast | F8 | Commercial | Restaurant | New | Food Preparation | Natural Gas | Griddle | Codes & Standards Forecast | Avg. Replacement Winter Demand (kW) | 0 | 0 | 0 | 0 | 0 | 0 | 0 | 0 | 0 | 0 | 0 | 0 | 0 | 0 | 0 | 0 | 0 | 0 | 0 | 0 | 0 | 0 | 0 | 0 | 0 | 0 | 0 | 0 | 0 | 0 | 0 | 0 | 0
F1_Commercial_Restaurant_New_Food Preparation_Natural Gas_Range_Codes & Standards Forecast | F1 | Commercial | Restaurant | New | Food Preparation | Natural Gas | Range | Codes & Standards Forecast | Units | 0 | 5825.7262 | 33925.3672 | 51883.0059 | 75042.9953 | 106473.6403 | 135851.0793 | 161888.6305 | 185306.2238 | 207916.8684 | 230232.571 | 252326.5717 | 274390.3011 | 296517.162 | 318780.1254 | 341084.1037 | 363394.1777 | 385675.3497 | 407927.1614 | 430149.1491 | 452375.8887 | 474607.4121 | 496812.4124 | 518990.5283 | 541141.395 | 563295.983 | 585454.3143 | 607616.4106 | 629782.294 | 651951.9866 | 674125.5108 | 696302.8888 | 706291.8539
F2_Commercial_Restaurant_New_Food Preparation_Natural Gas_Range_Codes & Standards Forecast | F2 | Commercial | Restaurant | New | Food Preparation | Natural Gas | Range | Codes & Standards Forecast | Usage (MMtherm) | 0 | 0.0053227 | 0.030996 | 0.047403 | 0.068564 | 0.097281 | 0.12412 | 0.14791 | 0.16931 | 0.18997 | 0.21035 | 0.23054 | 0.2507 | 0.27092 | 0.29126 | 0.31164 | 0.33202 | 0.35238 | 0.37271 | 0.39301 | 0.41332 | 0.43363 | 0.45392 | 0.47418 | 0.49442 | 0.51466 | 0.53491 | 0.55516 | 0.57541 | 0.59566 | 0.61592 | 0.63618 | 0.64531
F3_Commercial_Restaurant_New_Food Preparation_Natural Gas_Range_Codes & Standards Forecast | F3 | Commercial | Restaurant | New | Food Preparation | Natural Gas | Range | Codes & Standards Forecast | Summer Peak Demand (MW) | 0 | 0 | 0 | 0 | 0 | 0 | 0 | 0 | 0 | 0 | 0 | 0 | 0 | 0 | 0 | 0 | 0 | 0 | 0 | 0 | 0 | 0 | 0 | 0 | 0 | 0 | 0 | 0 | 0 | 0 | 0 | 0 | 0
F4_Commercial_Restaurant_New_Food Preparation_Natural Gas_Range_Codes & Standards Forecast | F4 | Commercial | Restaurant | New | Food Preparation | Natural Gas | Range | Codes & Standards Forecast | Winter Peak Demand (MW) | 0 | 0 | 0 | 0 | 0 | 0 | 0 | 0 | 0 | 0 | 0 | 0 | 0 | 0 | 0 | 0 | 0 | 0 | 0 | 0 | 0 | 0 | 0 | 0 | 0 | 0 | 0 | 0 | 0 | 0 | 0 | 0 | 0
F5_Commercial_Restaurant_New_Food Preparation_Natural Gas_Range_Codes & Standards Forecast | F5 | Commercial | Restaurant | New | Food Preparation | Natural Gas | Range | Codes & Standards Forecast | Turnover | 0 | 5825.7262 | 28099.641 | 17957.6387 | 23159.9894 | 31430.645 | 29377.4391 | 26037.5512 | 23417.5933 | 22610.6445 | 23480.8478 | 28646.0451 | 30896.8926 | 33825.3894 | 37907.9152 | 42222.6068 | 49291.4601 | 45891.1345 | 47025.6755 | 48905.3511 | 48764.4038 | 48765.5017 | 49510.4546 | 51392.5256 | 54195.0343 | 59002.2397 | 61404.7256 | 63732.0348 | 66273.114 | 68339.4284 | 70715.4706 | 70021.6512 | 58840.3019
F6_Commercial_Restaurant_New_Food Preparation_Natural Gas_Range_Codes & Standards Forecast | F6 | Commercial | Restaurant | New | Food Preparation | Natural Gas | Range | Codes & Standards Forecast | Avg. Replacement Usage (kWh) | 0.91366 | 0.91366 | 0.91366 | 0.91366 | 0.91366 | 0.91366 | 0.91366 | 0.91366 | 0.91366 | 0.91366 | 0.91366 | 0.91366 | 0.91366 | 0.91366 | 0.91366 | 0.91366 | 0.91366 | 0.91366 | 0.91366 | 0.91366 | 0.91366 | 0.91366 | 0.91366 | 0.91366 | 0.91366 | 0.91366 | 0.91366 | 0.91366 | 0.91366 | 0.91366 | 0.91366 | 0.91366 | 0.91366
F7_Commercial_Restaurant_New_Food Preparation_Natural Gas_Range_Codes & Standards Forecast | F7 | Commercial | Restaurant | New | Food Preparation | Natural Gas | Range | Codes & Standards Forecast | Avg. Replacement Summer Demand (kW) | 0 | 0 | 0 | 0 | 0 | 0 | 0 | 0 | 0 | 0 | 0 | 0 | 0 | 0 | 0 | 0 | 0 | 0 | 0 | 0 | 0 | 0 | 0 | 0 | 0 | 0 | 0 | 0 | 0 | 0 | 0 | 0 | 0
F8_Commercial_Restaurant_New_Food Preparation_Natural Gas_Range_Codes & Standards Forecast | F8 | Commercial | Restaurant | New | Food Preparation | Natural Gas | Range | Codes & Standards Forecast | Avg. Replacement Winter Demand (kW) | 0 | 0 | 0 | 0 | 0 | 0 | 0 | 0 | 0 | 0 | 0 | 0 | 0 | 0 | 0 | 0 | 0 | 0 | 0 | 0 | 0 | 0 | 0 | 0 | 0 | 0 | 0 | 0 | 0 | 0 | 0 | 0 | 0
F1_Commercial_Restaurant_New_Food Preparation_Natural Gas_Steamer_Codes & Standards Forecast | F1 | Commercial | Restaurant | New | Food Preparation | Natural Gas | Steamer | Codes & Standards Forecast | Units | 0 | 402.8693 | 2346.0576 | 3587.8911 | 5189.4852 | 7363.0241 | 9394.5766 | 11195.1642 | 12814.5725 | 14378.1776 | 15921.3863 | 17449.2636 | 18975.0476 | 20505.1973 | 22044.759 | 23587.157 | 25129.9765 | 26670.7973 | 28209.5878 | 29746.3159 | 31283.3726 | 32820.76 | 34356.3134 | 35890.0075 | 37421.8173 | 38953.8844 | 40486.2104 | 42018.7968 | 43551.645 | 45084.7567 | 46618.1333 | 48151.7765 | 48842.5483
F2_Commercial_Restaurant_New_Food Preparation_Natural Gas_Steamer_Codes & Standards Forecast | F2 | Commercial | Restaurant | New | Food Preparation | Natural Gas | Steamer | Codes & Standards Forecast | Usage (MMtherm) | 0 | 0.00073104 | 0.0042571 | 0.0052347 | 0.0064955 | 0.0082065 | 0.0098057 | 0.011223 | 0.012498 | 0.013729 | 0.014898 | 0.015838 | 0.016805 | 0.017802 | 0.01883 | 0.01988 | 0.020949 | 0.022032 | 0.023128 | 0.024108 | 0.024626 | 0.025837 | 0.027045 | 0.028253 | 0.029459 | 0.030665 | 0.031871 | 0.033077 | 0.034284 | 0.035491 | 0.036698 | 0.037905 | 0.038449
F3_Commercial_Restaurant_New_Food Preparation_Natural Gas_Steamer_Codes & Standards Forecast | F3 | Commercial | Restaurant | New | Food Preparation | Natural Gas | Steamer | Codes & Standards Forecast | Summer Peak Demand (MW) | 0 | 0 | 0 | 0 | 0 | 0 | 0 | 0 | 0 | 0 | 0 | 0 | 0 | 0 | 0 | 0 | 0 | 0 | 0 | 0 | 0 | 0 | 0 | 0 | 0 | 0 | 0 | 0 | 0 | 0 | 0 | 0 | 0
F4_Commercial_Restaurant_New_Food Preparation_Natural Gas_Steamer_Codes & Standards Forecast | F4 | Commercial | Restaurant | New | Food Preparation | Natural Gas | Steamer | Codes & Standards Forecast | Winter Peak Demand (MW) | 0 | 0 | 0 | 0 | 0 | 0 | 0 | 0 | 0 | 0 | 0 | 0 | 0 | 0 | 0 | 0 | 0 | 0 | 0 | 0 | 0 | 0 | 0 | 0 | 0 | 0 | 0 | 0 | 0 | 0 | 0 | 0 | 0
F5_Commercial_Restaurant_New_Food Preparation_Natural Gas_Steamer_Codes & Standards Forecast | F5 | Commercial | Restaurant | New | Food Preparation | Natural Gas | Steamer | Codes & Standards Forecast | Turnover | 0 | 402.8693 | 1943.1883 | 1241.8334 | 1601.5941 | 2173.5389 | 2031.5525 | 1800.5876 | 1619.4084 | 1563.605 | 1587.972 | 1783.5767 | 1891.0538 | 2032.7889 | 2227.8564 | 2379.9436 | 2487.3698 | 2560.3553 | 2618.7773 | 2797.2197 | 3330.0042 | 3125.2561 | 3283.6445 | 3511.2208 | 3510.3252 | 3495.9972 | 3506.7321 | 3561.4048 | 3654.5483 | 3849.3035 | 3972.5616 | 4110.3038 | 3431.3427
F6_Commercial_Restaurant_New_Food Preparation_Natural Gas_Steamer_Codes & Standards Forecast | F6 | Commercial | Restaurant | New | Food Preparation | Natural Gas | Steamer | Codes & Standards Forecast | Avg. Replacement Usage (kWh) | 1.8146 | 1.8146 | 1.8146 | 0.78721 | 0.78721 | 0.78721 | 0.78721 | 0.78721 | 0.78721 | 0.78721 | 0.78721 | 0.78721 | 0.78721 | 0.78721 | 0.78721 | 0.78721 | 0.78721 | 0.78721 | 0.78721 | 0.78721 | 0.78721 | 0.78721 | 0.78721 | 0.78721 | 0.78721 | 0.78721 | 0.78721 | 0.78721 | 0.78721 | 0.78721 | 0.78721 | 0.78721 | 0.78721
F7_Commercial_Restaurant_New_Food Preparation_Natural Gas_Steamer_Codes & Standards Forecast | F7 | Commercial | Restaurant | New | Food Preparation | Natural Gas | Steamer | Codes & Standards Forecast | Avg. Replacement Summer Demand (kW) | 0 | 0 | 0 | 0 | 0 | 0 | 0 | 0 | 0 | 0 | 0 | 0 | 0 | 0 | 0 | 0 | 0 | 0 | 0 | 0 | 0 | 0 | 0 | 0 | 0 | 0 | 0 | 0 | 0 | 0 | 0 | 0 | 0
F8_Commercial_Restaurant_New_Food Preparation_Natural Gas_Steamer_Codes & Standards Forecast | F8 | Commercial | Restaurant | New | Food Preparation | Natural Gas | Steamer | Codes & Standards Forecast | Avg. Replacement Winter Demand (kW) | 0 | 0 | 0 | 0 | 0 | 0 | 0 | 0 | 0 | 0 | 0 | 0 | 0 | 0 | 0 | 0 | 0 | 0 | 0 | 0 | 0 | 0 | 0 | 0 | 0 | 0 | 0 | 0 | 0 | 0 | 0 | 0 | 0
F1_Commercial_Restaurant_New_Food Preparation_Natural Gas_Food Prep Other_Codes & Standards Forecast | F1 | Commercial | Restaurant | New | Food Preparation | Natural Gas | Food Prep Other | Codes & Standards Forecast | Units | 0 | 22.6723 | 132.0292 | 201.9159 | 292.049 | 414.3693 | 528.6991 | 630.0309 | 721.1664 | 809.1615 | 896.0088 | 981.9932 | 1067.8598 | 1153.9721 | 1240.6141 | 1327.4158 | 1414.2411 | 1500.954 | 1587.5526 | 1674.0351 | 1760.5361 | 1847.0558 | 1933.4722 | 2019.784 | 2105.9897 | 2192.2099 | 2278.4447 | 2364.6942 | 2450.9584 | 2537.2374 | 2623.5313 | 2709.8402 | 2748.7148
F2_Commercial_Restaurant_New_Food Preparation_Natural Gas_Food Prep Other_Codes & Standards Forecast | F2 | Commercial | Restaurant | New | Food Preparation | Natural Gas | Food Prep Other | Codes & Standards Forecast | Usage (MMtherm) | 0 | 7.3699e-06 | 4.2917e-05 | 6.5635e-05 | 9.4933e-05 | 0.00013469 | 0.00017186 | 0.0002048 | 0.00023442 | 0.00026303 | 0.00029126 | 0.00031921 | 0.00034712 | 0.00037511 | 0.00040327 | 0.00043149 | 0.00045971 | 0.0004879 | 0.00051605 | 0.00054416 | 0.00057228 | 0.0006004 | 0.00062849 | 0.00065655 | 0.00068457 | 0.0007126 | 0.00074063 | 0.00076867 | 0.00079671 | 0.00082475 | 0.0008528 | 0.00088086 | 0.0008935
F3_Commercial_Restaurant_New_Food Preparation_Natural Gas_Food Prep Other_Codes & Standards Forecast | F3 | Commercial | Restaurant | New | Food Preparation | Natural Gas | Food Prep Other | Codes & Standards Forecast | Summer Peak Demand (MW) | 0 | 0 | 0 | 0 | 0 | 0 | 0 | 0 | 0 | 0 | 0 | 0 | 0 | 0 | 0 | 0 | 0 | 0 | 0 | 0 | 0 | 0 | 0 | 0 | 0 | 0 | 0 | 0 | 0 | 0 | 0 | 0 | 0
F4_Commercial_Restaurant_New_Food Preparation_Natural Gas_Food Prep Other_Codes & Standards Forecast | F4 | Commercial | Restaurant | New | Food Preparation | Natural Gas | Food Prep Other | Codes & Standards Forecast | Winter Peak Demand (MW) | 0 | 0 | 0 | 0 | 0 | 0 | 0 | 0 | 0 | 0 | 0 | 0 | 0 | 0 | 0 | 0 | 0 | 0 | 0 | 0 | 0 | 0 | 0 | 0 | 0 | 0 | 0 | 0 | 0 | 0 | 0 | 0 | 0
F5_Commercial_Restaurant_New_Food Preparation_Natural Gas_Food Prep Other_Codes & Standards Forecast | F5 | Commercial | Restaurant | New | Food Preparation | Natural Gas | Food Prep Other | Codes & Standards Forecast | Turnover | 0 | 22.6723 | 109.3569 | 69.8867 | 90.133 | 122.3204 | 114.3298 | 101.3318 | 91.1355 | 87.9951 | 91.3817 | 111.4834 | 120.2431 | 131.6401 | 147.5283 | 164.32 | 191.8303 | 178.5971 | 183.0124 | 190.3276 | 189.7791 | 189.7834 | 192.6826 | 200.0071 | 210.9138 | 229.6223 | 238.9721 | 248.0295 | 257.9187 | 265.9603 | 275.2073 | 272.5071 | 228.992
F6_Commercial_Restaurant_New_Food Preparation_Natural Gas_Food Prep Other_Codes & Standards Forecast | F6 | Commercial | Restaurant | New | Food Preparation | Natural Gas | Food Prep Other | Codes & Standards Forecast | Avg. Replacement Usage (kWh) | 0.32506 | 0.32506 | 0.32506 | 0.32506 | 0.32506 | 0.32506 | 0.32506 | 0.32506 | 0.32506 | 0.32506 | 0.32506 | 0.32506 | 0.32506 | 0.32506 | 0.32506 | 0.32506 | 0.32506 | 0.32506 | 0.32506 | 0.32506 | 0.32506 | 0.32506 | 0.32506 | 0.32506 | 0.32506 | 0.32506 | 0.32506 | 0.32506 | 0.32506 | 0.32506 | 0.32506 | 0.32506 | 0.32506
F7_Commercial_Restaurant_New_Food Preparation_Natural Gas_Food Prep Other_Codes & Standards Forecast | F7 | Commercial | Restaurant | New | Food Preparation | Natural Gas | Food Prep Other | Codes & Standards Forecast | Avg. Replacement Summer Demand (kW) | 0 | 0 | 0 | 0 | 0 | 0 | 0 | 0 | 0 | 0 | 0 | 0 | 0 | 0 | 0 | 0 | 0 | 0 | 0 | 0 | 0 | 0 | 0 | 0 | 0 | 0 | 0 | 0 | 0 | 0 | 0 | 0 | 0
F8_Commercial_Restaurant_New_Food Preparation_Natural Gas_Food Prep Other_Codes & Standards Forecast | F8 | Commercial | Restaurant | New | Food Preparation | Natural Gas | Food Prep Other | Codes & Standards Forecast | Avg. Replacement Winter Demand (kW) | 0 | 0 | 0 | 0 | 0 | 0 | 0 | 0 | 0 | 0 | 0 | 0 | 0 | 0 | 0 | 0 | 0 | 0 | 0 | 0 | 0 | 0 | 0 | 0 | 0 | 0 | 0 | 0 | 0 | 0 | 0 | 0 | 0
F1_Commercial_Restaurant_New_Miscellaneous_Natural Gas_Pool Heater_Codes & Standards Forecast | F1 | Commercial | Restaurant | New | Miscellaneous | Natural Gas | Pool Heater | Codes & Standards Forecast | Units | 0 | 0 | 0 | 0 | 0 | 0 | 0 | 0 | 0 | 0 | 0 | 0 | 0 | 0 | 0 | 0 | 0 | 0 | 0 | 0 | 0 | 0 | 0 | 0 | 0 | 0 | 0 | 0 | 0 | 0 | 0 | 0 | 0
F2_Commercial_Restaurant_New_Miscellaneous_Natural Gas_Pool Heater_Codes & Standards Forecast | F2 | Commercial | Restaurant | New | Miscellaneous | Natural Gas | Pool Heater | Codes & Standards Forecast | Usage (MMtherm) | 0 | 0 | 0 | 0 | 0 | 0 | 0 | 0 | 0 | 0 | 0 | 0 | 0 | 0 | 0 | 0 | 0 | 0 | 0 | 0 | 0 | 0 | 0 | 0 | 0 | 0 | 0 | 0 | 0 | 0 | 0 | 0 | 0
F3_Commercial_Restaurant_New_Miscellaneous_Natural Gas_Pool Heater_Codes & Standards Forecast | F3 | Commercial | Restaurant | New | Miscellaneous | Natural Gas | Pool Heater | Codes & Standards Forecast | Summer Peak Demand (MW) | 0 | 0 | 0 | 0 | 0 | 0 | 0 | 0 | 0 | 0 | 0 | 0 | 0 | 0 | 0 | 0 | 0 | 0 | 0 | 0 | 0 | 0 | 0 | 0 | 0 | 0 | 0 | 0 | 0 | 0 | 0 | 0 | 0
F4_Commercial_Restaurant_New_Miscellaneous_Natural Gas_Pool Heater_Codes & Standards Forecast | F4 | Commercial | Restaurant | New | Miscellaneous | Natural Gas | Pool Heater | Codes & Standards Forecast | Winter Peak Demand (MW) | 0 | 0 | 0 | 0 | 0 | 0 | 0 | 0 | 0 | 0 | 0 | 0 | 0 | 0 | 0 | 0 | 0 | 0 | 0 | 0 | 0 | 0 | 0 | 0 | 0 | 0 | 0 | 0 | 0 | 0 | 0 | 0 | 0
F5_Commercial_Restaurant_New_Miscellaneous_Natural Gas_Pool Heater_Codes & Standards Forecast | F5 | Commercial | Restaurant | New | Miscellaneous | Natural Gas | Pool Heater | Codes & Standards Forecast | Turnover | 0 | 0 | 0 | 0 | 0 | 0 | 0 | 0 | 0 | 0 | 0 | 0 | 0 | 0 | 0 | 0 | 0 | 0 | 0 | 0 | 0 | 0 | 0 | 0 | 0 | 0 | 0 | 0 | 0 | 0 | 0 | 0 | 0
F6_Commercial_Restaurant_New_Miscellaneous_Natural Gas_Pool Heater_Codes & Standards Forecast | F6 | Commercial | Restaurant | New | Miscellaneous | Natural Gas | Pool Heater | Codes & Standards Forecast | Avg. Replacement Usage (kWh) | 0.010152 | 0.010152 | 0.010152 | 0.010152 | 0.010152 | 0.010152 | 0.010152 | 0.010152 | 0.010152 | 0.010152 | 0.010152 | 0.010152 | 0.010152 | 0.010152 | 0.010152 | 0.010152 | 0.010152 | 0.010152 | 0.010152 | 0.010152 | 0.010152 | 0.010152 | 0.010152 | 0.010152 | 0.010152 | 0.010152 | 0.010152 | 0.010152 | 0.010152 | 0.010152 | 0.010152 | 0.010152 | 0.010152
F7_Commercial_Restaurant_New_Miscellaneous_Natural Gas_Pool Heater_Codes & Standards Forecast | F7 | Commercial | Restaurant | New | Miscellaneous | Natural Gas | Pool Heater | Codes & Standards Forecast | Avg. Replacement Summer Demand (kW) | 0 | 0 | 0 | 0 | 0 | 0 | 0 | 0 | 0 | 0 | 0 | 0 | 0 | 0 | 0 | 0 | 0 | 0 | 0 | 0 | 0 | 0 | 0 | 0 | 0 | 0 | 0 | 0 | 0 | 0 | 0 | 0 | 0
F8_Commercial_Restaurant_New_Miscellaneous_Natural Gas_Pool Heater_Codes & Standards Forecast | F8 | Commercial | Restaurant | New | Miscellaneous | Natural Gas | Pool Heater | Codes & Standards Forecast | Avg. Replacement Winter Demand (kW) | 0 | 0 | 0 | 0 | 0 | 0 | 0 | 0 | 0 | 0 | 0 | 0 | 0 | 0 | 0 | 0 | 0 | 0 | 0 | 0 | 0 | 0 | 0 | 0 | 0 | 0 | 0 | 0 | 0 | 0 | 0 | 0 | 0
F1_Commercial_Restaurant_New_Miscellaneous_Natural Gas_Miscellaneous_Codes & Standards Forecast | F1 | Commercial | Restaurant | New | Miscellaneous | Natural Gas | Miscellaneous | Codes & Standards Forecast | Units | 0 | 7155.7264 | 41670.4521 | 63727.7791 | 92175.1419 | 130781.3322 | 166865.5744 | 198847.4398 | 227611.2169 | 255383.8206 | 282794.1477 | 309932.159 | 337032.988 | 364211.3614 | 391556.9091 | 418952.8354 | 446356.249 | 473724.1624 | 501056.0124 | 528351.2298 | 555652.2839 | 582959.214 | 610233.5659 | 637474.8956 | 664682.7551 | 691895.1857 | 719112.214 | 746333.8669 | 773560.1715 | 800791.155 | 828026.8447 | 855267.2681 | 867536.6915
F2_Commercial_Restaurant_New_Miscellaneous_Natural Gas_Miscellaneous_Codes & Standards Forecast | F2 | Commercial | Restaurant | New | Miscellaneous | Natural Gas | Miscellaneous | Codes & Standards Forecast | Usage (MMtherm) | 0 | 0.000568 | 0.0033077 | 0.0050585 | 0.0073166 | 0.010381 | 0.013245 | 0.015784 | 0.018067 | 0.020272 | 0.022447 | 0.024602 | 0.026753 | 0.02891 | 0.031081 | 0.033255 | 0.035431 | 0.037603 | 0.039772 | 0.041939 | 0.044106 | 0.046274 | 0.048439 | 0.050601 | 0.052761 | 0.054921 | 0.057081 | 0.059242 | 0.061403 | 0.063565 | 0.065727 | 0.067889 | 0.068863
F3_Commercial_Restaurant_New_Miscellaneous_Natural Gas_Miscellaneous_Codes & Standards Forecast | F3 | Commercial | Restaurant | New | Miscellaneous | Natural Gas | Miscellaneous | Codes & Standards Forecast | Summer Peak Demand (MW) | 0 | 0 | 0 | 0 | 0 | 0 | 0 | 0 | 0 | 0 | 0 | 0 | 0 | 0 | 0 | 0 | 0 | 0 | 0 | 0 | 0 | 0 | 0 | 0 | 0 | 0 | 0 | 0 | 0 | 0 | 0 | 0 | 0
F4_Commercial_Restaurant_New_Miscellaneous_Natural Gas_Miscellaneous_Codes & Standards Forecast | F4 | Commercial | Restaurant | New | Miscellaneous | Natural Gas | Miscellaneous | Codes & Standards Forecast | Winter Peak Demand (MW) | 0 | 0 | 0 | 0 | 0 | 0 | 0 | 0 | 0 | 0 | 0 | 0 | 0 | 0 | 0 | 0 | 0 | 0 | 0 | 0 | 0 | 0 | 0 | 0 | 0 | 0 | 0 | 0 | 0 | 0 | 0 | 0 | 0
F5_Commercial_Restaurant_New_Miscellaneous_Natural Gas_Miscellaneous_Codes & Standards Forecast | F5 | Commercial | Restaurant | New | Miscellaneous | Natural Gas | Miscellaneous | Codes & Standards Forecast | Turnover | 0 | 7155.7264 | 34514.7257 | 22057.3271 | 29469.6093 | 44413.0769 | 44212.6202 | 43158.9908 | 44688.8955 | 47738.7938 | 50689.7745 | 55560.8233 | 66254.3071 | 64350.3416 | 69304.1167 | 77179.2012 | 79209.2934 | 81366.5589 | 85087.7522 | 89004.4994 | 92678.3079 | 96919.1843 | 102772.5497 | 104639.0951 | 108837.7168 | 114157.1347 | 117280.9845 | 120596.1096 | 124653.9116 | 128635.9595 | 132452.6466 | 136469.6978 | 125976.5012
F6_Commercial_Restaurant_New_Miscellaneous_Natural Gas_Miscellaneous_Codes & Standards Forecast | F6 | Commercial | Restaurant | New | Miscellaneous | Natural Gas | Miscellaneous | Codes & Standards Forecast | Avg. Replacement Usage (kWh) | 0.079377 | 0.079377 | 0.079377 | 0.079377 | 0.079377 | 0.079377 | 0.079377 | 0.079377 | 0.079377 | 0.079377 | 0.079377 | 0.079377 | 0.079377 | 0.079377 | 0.079377 | 0.079377 | 0.079377 | 0.079377 | 0.079377 | 0.079377 | 0.079377 | 0.079377 | 0.079377 | 0.079377 | 0.079377 | 0.079377 | 0.079377 | 0.079377 | 0.079377 | 0.079377 | 0.079377 | 0.079377 | 0.079377
F7_Commercial_Restaurant_New_Miscellaneous_Natural Gas_Miscellaneous_Codes & Standards Forecast | F7 | Commercial | Restaurant | New | Miscellaneous | Natural Gas | Miscellaneous | Codes & Standards Forecast | Avg. Replacement Summer Demand (kW) | 0 | 0 | 0 | 0 | 0 | 0 | 0 | 0 | 0 | 0 | 0 | 0 | 0 | 0 | 0 | 0 | 0 | 0 | 0 | 0 | 0 | 0 | 0 | 0 | 0 | 0 | 0 | 0 | 0 | 0 | 0 | 0 | 0
F8_Commercial_Restaurant_New_Miscellaneous_Natural Gas_Miscellaneous_Codes & Standards Forecast | F8 | Commercial | Restaurant | New | Miscellaneous | Natural Gas | Miscellaneous | Codes & Standards Forecast | Avg. Replacement Winter Demand (kW) | 0 | 0 | 0 | 0 | 0 | 0 | 0 | 0 | 0 | 0 | 0 | 0 | 0 | 0 | 0 | 0 | 0 | 0 | 0 | 0 | 0 | 0 | 0 | 0 | 0 | 0 | 0 | 0 | 0 | 0 | 0 | 0 | 0
F1_Commercial_Retail_Existing_Space Heating_Natural Gas_Furnace_Codes & Standards Forecast | F1 | Commercial | Retail | Existing | Space Heating | Natural Gas | Furnace | Codes & Standards Forecast | Units | 15534470.3232 | 15455434.4446 | 15376398.5661 | 15280952.2176 | 15183025.1716 | 15075660.3308 | 14975357.1945 | 14886541.1191 | 14806736.0095 | 14729706.2835 | 14653690.9675 | 14578438.163 | 14503289.4726 | 14427923.6503 | 14352089.7232 | 14276114.7311 | 14200118.7739 | 14124222.2208 | 14048426.6485 | 13972733.6515 | 13897024.3109 | 13821298.5169 | 13745663.9453 | 13670121.8389 | 13594673.4524 | 13519212.2666 | 13443738.2066 | 13368251.1972 | 13292751.1627 | 13217238.0269 | 13141711.7131 | 13066172.1445 | 12991066.7831
F2_Commercial_Retail_Existing_Space Heating_Natural Gas_Furnace_Codes & Standards Forecast | F2 | Commercial | Retail | Existing | Space Heating | Natural Gas | Furnace | Codes & Standards Forecast | Usage (MMtherm) | 2.3507 | 2.3283 | 2.2932 | 2.2556 | 2.2176 | 2.1786 | 2.1408 | 2.105 | 2.071 | 2.0379 | 2.0054 | 1.9737 | 1.9426 | 1.9122 | 1.8825 | 1.8535 | 1.8252 | 1.7979 | 1.7713 | 1.7455 | 1.7204 | 1.696 | 1.6722 | 1.6489 | 1.6262 | 1.604 | 1.5822 | 1.5608 | 1.5399 | 1.5193 | 1.499 | 1.4791 | 1.4688
F3_Commercial_Retail_Existing_Space Heating_Natural Gas_Furnace_Codes & Standards Forecast | F3 | Commercial | Retail | Existing | Space Heating | Natural Gas | Furnace | Codes & Standards Forecast | Summer Peak Demand (MW) | 0 | 0 | 0 | 0 | 0 | 0 | 0 | 0 | 0 | 0 | 0 | 0 | 0 | 0 | 0 | 0 | 0 | 0 | 0 | 0 | 0 | 0 | 0 | 0 | 0 | 0 | 0 | 0 | 0 | 0 | 0 | 0 | 0
F4_Commercial_Retail_Existing_Space Heating_Natural Gas_Furnace_Codes & Standards Forecast | F4 | Commercial | Retail | Existing | Space Heating | Natural Gas | Furnace | Codes & Standards Forecast | Winter Peak Demand (MW) | 0 | 0 | 0 | 0 | 0 | 0 | 0 | 0 | 0 | 0 | 0 | 0 | 0 | 0 | 0 | 0 | 0 | 0 | 0 | 0 | 0 | 0 | 0 | 0 | 0 | 0 | 0 | 0 | 0 | 0 | 0 | 0 | 0
F5_Commercial_Retail_Existing_Space Heating_Natural Gas_Furnace_Codes & Standards Forecast | F5 | Commercial | Retail | Existing | Space Heating | Natural Gas | Furnace | Codes & Standards Forecast | Turnover | 0 | 310142.4972 | 336247.4603 | 359562.4901 | 380556.2 | 399218.864 | 416142.7156 | 431641.2861 | 445822.9836 | 458651.2249 | 470194.482 | 480554.0914 | 489807.7748 | 498034.7003 | 505308.3035 | 511715.4736 | 517330.3083 | 522221.5461 | 526448.5081 | 504902.5626 | 486915.2815 | 472027.7891 | 459835.8278 | 449977.1726 | 442130.7222 | 436008.7384 | 431359.9456 | 427962.5083 | 425620.9122 | 424163.1573 | 423438.2327 | 423313.8455 | 508696.112
F6_Commercial_Retail_Existing_Space Heating_Natural Gas_Furnace_Codes & Standards Forecast | F6 | Commercial | Retail | Existing | Space Heating | Natural Gas | Furnace | Codes & Standards Forecast | Avg. Replacement Usage (kWh) | 0.13238 | 0.13238 | 0.13168 | 0.13098 | 0.13027 | 0.12957 | 0.12887 | 0.12817 | 0.12747 | 0.12677 | 0.12607 | 0.12537 | 0.12467 | 0.12397 | 0.12327 | 0.12257 | 0.12187 | 0.12117 | 0.12047 | 0.11977 | 0.11907 | 0.11837 | 0.11767 | 0.11697 | 0.11627 | 0.11557 | 0.11487 | 0.11417 | 0.11347 | 0.11277 | 0.11207 | 0.11137 | 0.11137
F7_Commercial_Retail_Existing_Space Heating_Natural Gas_Furnace_Codes & Standards Forecast | F7 | Commercial | Retail | Existing | Space Heating | Natural Gas | Furnace | Codes & Standards Forecast | Avg. Replacement Summer Demand (kW) | 0 | 0 | 0 | 0 | 0 | 0 | 0 | 0 | 0 | 0 | 0 | 0 | 0 | 0 | 0 | 0 | 0 | 0 | 0 | 0 | 0 | 0 | 0 | 0 | 0 | 0 | 0 | 0 | 0 | 0 | 0 | 0 | 0
F8_Commercial_Retail_Existing_Space Heating_Natural Gas_Furnace_Codes & Standards Forecast | F8 | Commercial | Retail | Existing | Space Heating | Natural Gas | Furnace | Codes & Standards Forecast | Avg. Replacement Winter Demand (kW) | 0 | 0 | 0 | 0 | 0 | 0 | 0 | 0 | 0 | 0 | 0 | 0 | 0 | 0 | 0 | 0 | 0 | 0 | 0 | 0 | 0 | 0 | 0 | 0 | 0 | 0 | 0 | 0 | 0 | 0 | 0 | 0 | 0
F1_Commercial_Retail_Existing_Space Heating_Natural Gas_Boiler_Codes & Standards Forecast | F1 | Commercial | Retail | Existing | Space Heating | Natural Gas | Boiler | Codes & Standards Forecast | Units | 714660.1746 | 711024.1449 | 707388.1153 | 702997.1253 | 698492.0113 | 693552.7134 | 688938.2878 | 684852.3222 | 681180.9042 | 677637.1672 | 674140.0979 | 670678.1078 | 667220.9075 | 663753.718 | 660264.9935 | 656769.7793 | 653273.6006 | 649781.995 | 646295.035 | 642812.7939 | 639329.801 | 635846.0511 | 632366.4979 | 628891.1985 | 625420.2107 | 621948.6341 | 618476.4652 | 615003.7005 | 611530.3367 | 608056.3701 | 604581.7972 | 601106.6146 | 597651.4076
F2_Commercial_Retail_Existing_Space Heating_Natural Gas_Boiler_Codes & Standards Forecast | F2 | Commercial | Retail | Existing | Space Heating | Natural Gas | Boiler | Codes & Standards Forecast | Usage (MMtherm) | 0.41932 | 0.41623 | 0.4109 | 0.40513 | 0.39931 | 0.39328 | 0.38747 | 0.38203 | 0.37687 | 0.37186 | 0.36694 | 0.36212 | 0.35739 | 0.35275 | 0.34818 | 0.34371 | 0.33934 | 0.33507 | 0.3309 | 0.32684 | 0.32288 | 0.31902 | 0.31521 | 0.31144 | 0.30771 | 0.30403 | 0.30037 | 0.29676 | 0.29317 | 0.28962 | 0.2861 | 0.2826 | 0.28091
F3_Commercial_Retail_Existing_Space Heating_Natural Gas_Boiler_Codes & Standards Forecast | F3 | Commercial | Retail | Existing | Space Heating | Natural Gas | Boiler | Codes & Standards Forecast | Summer Peak Demand (MW) | 0 | 0 | 0 | 0 | 0 | 0 | 0 | 0 | 0 | 0 | 0 | 0 | 0 | 0 | 0 | 0 | 0 | 0 | 0 | 0 | 0 | 0 | 0 | 0 | 0 | 0 | 0 | 0 | 0 | 0 | 0 | 0 | 0
F4_Commercial_Retail_Existing_Space Heating_Natural Gas_Boiler_Codes & Standards Forecast | F4 | Commercial | Retail | Existing | Space Heating | Natural Gas | Boiler | Codes & Standards Forecast | Winter Peak Demand (MW) | 0 | 0 | 0 | 0 | 0 | 0 | 0 | 0 | 0 | 0 | 0 | 0 | 0 | 0 | 0 | 0 | 0 | 0 | 0 | 0 | 0 | 0 | 0 | 0 | 0 | 0 | 0 | 0 | 0 | 0 | 0 | 0 | 0
F5_Commercial_Retail_Existing_Space Heating_Natural Gas_Boiler_Codes & Standards Forecast | F5 | Commercial | Retail | Existing | Space Heating | Natural Gas | Boiler | Codes & Standards Forecast | Turnover | 0 | 12927.7117 | 14264.686 | 15443.7535 | 16489.7738 | 17406.7085 | 18224.2266 | 18959.5922 | 19620.6141 | 20208.2633 | 20727.7593 | 21185.4783 | 21586.5049 | 21935.7693 | 22237.7579 | 22497.3801 | 22718.8312 | 22905.9381 | 23061.9972 | 23189.9911 | 23292.4168 | 23371.7083 | 22175.971 | 21202.0688 | 20417.2735 | 19792.9253 | 19304.2474 | 18929.727 | 18650.7186 | 18451.0935 | 18316.9299 | 18236.239 | 18199.3507
F6_Commercial_Retail_Existing_Space Heating_Natural Gas_Boiler_Codes & Standards Forecast | F6 | Commercial | Retail | Existing | Space Heating | Natural Gas | Boiler | Codes & Standards Forecast | Avg. Replacement Usage (kWh) | 0.55741 | 0.55741 | 0.55446 | 0.55151 | 0.54856 | 0.54561 | 0.54266 | 0.53971 | 0.53676 | 0.53381 | 0.53086 | 0.52791 | 0.52496 | 0.52201 | 0.51906 | 0.51611 | 0.51316 | 0.51021 | 0.50726 | 0.50431 | 0.50136 | 0.49842 | 0.49547 | 0.49252 | 0.48957 | 0.48663 | 0.48367 | 0.48073 | 0.47778 | 0.47484 | 0.47188 | 0.46893 | 0.46893
F7_Commercial_Retail_Existing_Space Heating_Natural Gas_Boiler_Codes & Standards Forecast | F7 | Commercial | Retail | Existing | Space Heating | Natural Gas | Boiler | Codes & Standards Forecast | Avg. Replacement Summer Demand (kW) | 0 | 0 | 0 | 0 | 0 | 0 | 0 | 0 | 0 | 0 | 0 | 0 | 0 | 0 | 0 | 0 | 0 | 0 | 0 | 0 | 0 | 0 | 0 | 0 | 0 | 0 | 0 | 0 | 0 | 0 | 0 | 0 | 0
F8_Commercial_Retail_Existing_Space Heating_Natural Gas_Boiler_Codes & Standards Forecast | F8 | Commercial | Retail | Existing | Space Heating | Natural Gas | Boiler | Codes & Standards Forecast | Avg. Replacement Winter Demand (kW) | 0 | 0 | 0 | 0 | 0 | 0 | 0 | 0 | 0 | 0 | 0 | 0 | 0 | 0 | 0 | 0 | 0 | 0 | 0 | 0 | 0 | 0 | 0 | 0 | 0 | 0 | 0 | 0 | 0 | 0 | 0 | 0 | 0
F1_Commercial_Retail_Existing_Space Heating_Natural Gas_Unit Heater_Codes & Standards Forecast | F1 | Commercial | Retail | Existing | Space Heating | Natural Gas | Unit Heater | Codes & Standards Forecast | Units | 1550434.3192 | 1542546.0593 | 1534657.7995 | 1525131.6753 | 1515357.9624 | 1504642.3003 | 1494631.4392 | 1485767.0564 | 1477802.0227 | 1470113.989 | 1462527.1996 | 1455016.5135 | 1447516.2186 | 1439994.2526 | 1432425.5669 | 1424842.8021 | 1417257.9448 | 1409683.0087 | 1402118.151 | 1394563.531 | 1387007.2798 | 1379449.3865 | 1371900.5977 | 1364361.0375 | 1356830.8311 | 1349299.3472 | 1341766.5785 | 1334232.5173 | 1326697.1561 | 1319160.4873 | 1311622.5033 | 1304083.1964 | 1296587.226
F2_Commercial_Retail_Existing_Space Heating_Natural Gas_Unit Heater_Codes & Standards Forecast | F2 | Commercial | Retail | Existing | Space Heating | Natural Gas | Unit Heater | Codes & Standards Forecast | Usage (MMtherm) | 0.11731 | 0.11671 | 0.1155 | 0.11417 | 0.11283 | 0.11143 | 0.11009 | 0.10884 | 0.10767 | 0.10652 | 0.10538 | 0.10426 | 0.10314 | 0.10203 | 0.10092 | 0.099816 | 0.098717 | 0.097626 | 0.09654 | 0.095461 | 0.094389 | 0.093324 | 0.092263 | 0.09121 | 0.090164 | 0.089125 | 0.088089 | 0.087061 | 0.086038 | 0.085022 | 0.084011 | 0.083006 | 0.082529
F3_Commercial_Retail_Existing_Space Heating_Natural Gas_Unit Heater_Codes & Standards Forecast | F3 | Commercial | Retail | Existing | Space Heating | Natural Gas | Unit Heater | Codes & Standards Forecast | Summer Peak Demand (MW) | 0 | 0 | 0 | 0 | 0 | 0 | 0 | 0 | 0 | 0 | 0 | 0 | 0 | 0 | 0 | 0 | 0 | 0 | 0 | 0 | 0 | 0 | 0 | 0 | 0 | 0 | 0 | 0 | 0 | 0 | 0 | 0 | 0
F4_Commercial_Retail_Existing_Space Heating_Natural Gas_Unit Heater_Codes & Standards Forecast | F4 | Commercial | Retail | Existing | Space Heating | Natural Gas | Unit Heater | Codes & Standards Forecast | Winter Peak Demand (MW) | 0 | 0 | 0 | 0 | 0 | 0 | 0 | 0 | 0 | 0 | 0 | 0 | 0 | 0 | 0 | 0 | 0 | 0 | 0 | 0 | 0 | 0 | 0 | 0 | 0 | 0 | 0 | 0 | 0 | 0 | 0 | 0 | 0
F5_Commercial_Retail_Existing_Space Heating_Natural Gas_Unit Heater_Codes & Standards Forecast | F5 | Commercial | Retail | Existing | Space Heating | Natural Gas | Unit Heater | Codes & Standards Forecast | Turnover | 0 | 51418.202 | 66501.838 | 78290.0927 | 87486.6664 | 94571.784 | 100064.5784 | 104339.6754 | 107654.2912 | 110177.2891 | 112062.4127 | 113439.8157 | 99934.1545 | 92011.8304 | 87928.8049 | 86422.8571 | 86586.1195 | 100092.134 | 103012.6392 | 105208.8108 | 106827.789 | 107987.365 | 108782.1488 | 106558.08 | 103047.9587 | 99287.7818 | 95853.6886 | 93024.566 | 89734.9001 | 88985.8571 | 89708.2224 | 91192.608 | 92984.3612
F6_Commercial_Retail_Existing_Space Heating_Natural Gas_Unit Heater_Codes & Standards Forecast | F6 | Commercial | Retail | Existing | Space Heating | Natural Gas | Unit Heater | Codes & Standards Forecast | Avg. Replacement Usage (kWh) | 0.07566 | 0.07566 | 0.07526 | 0.074859 | 0.074459 | 0.074059 | 0.073658 | 0.073257 | 0.072857 | 0.072457 | 0.072056 | 0.071656 | 0.071255 | 0.070855 | 0.070454 | 0.070054 | 0.069654 | 0.069254 | 0.068853 | 0.068453 | 0.068052 | 0.067653 | 0.067252 | 0.066852 | 0.066452 | 0.066053 | 0.065652 | 0.065252 | 0.064852 | 0.064452 | 0.064051 | 0.063651 | 0.063651
F7_Commercial_Retail_Existing_Space Heating_Natural Gas_Unit Heater_Codes & Standards Forecast | F7 | Commercial | Retail | Existing | Space Heating | Natural Gas | Unit Heater | Codes & Standards Forecast | Avg. Replacement Summer Demand (kW) | 0 | 0 | 0 | 0 | 0 | 0 | 0 | 0 | 0 | 0 | 0 | 0 | 0 | 0 | 0 | 0 | 0 | 0 | 0 | 0 | 0 | 0 | 0 | 0 | 0 | 0 | 0 | 0 | 0 | 0 | 0 | 0 | 0
F8_Commercial_Retail_Existing_Space Heating_Natural Gas_Unit Heater_Codes & Standards Forecast | F8 | Commercial | Retail | Existing | Space Heating | Natural Gas | Unit Heater | Codes & Standards Forecast | Avg. Replacement Winter Demand (kW) | 0 | 0 | 0 | 0 | 0 | 0 | 0 | 0 | 0 | 0 | 0 | 0 | 0 | 0 | 0 | 0 | 0 | 0 | 0 | 0 | 0 | 0 | 0 | 0 | 0 | 0 | 0 | 0 | 0 | 0 | 0 | 0 | 0
F1_Commercial_Retail_Existing_Water Heating_Natural Gas_Water Heater_Codes & Standards Forecast | F1 | Commercial | Retail | Existing | Water Heating | Natural Gas | Water Heater | Codes & Standards Forecast | Units | 8573279.224 | 8529660.3145 | 8486041.405 | 8433365.763 | 8379321.0553 | 8320067.747 | 8264711.7048 | 8215695.2273 | 8171651.7889 | 8129140.0498 | 8087188.1508 | 8045657.0724 | 8004183.4532 | 7962590.0017 | 7920738.209 | 7878808.5643 | 7836867.3492 | 7794980.994 | 7753150.3688 | 7711376.3537 | 7669593.3187 | 7627801.2033 | 7586059.4324 | 7544368.6919 | 7502729.6742 | 7461083.5927 | 7419430.4062 | 7377770.073 | 7336102.5514 | 7294427.7994 | 7252745.7747 | 7211056.4347 | 7169606.7283
F2_Commercial_Retail_Existing_Water Heating_Natural Gas_Water Heater_Codes & Standards Forecast | F2 | Commercial | Retail | Existing | Water Heating | Natural Gas | Water Heater | Codes & Standards Forecast | Usage (MMtherm) | 1.8425 | 1.81 | 1.7729 | 1.7318 | 1.6902 | 1.649 | 1.611 | 1.5776 | 1.5492 | 1.5256 | 1.5054 | 1.4878 | 1.4723 | 1.4585 | 1.4459 | 1.4343 | 1.4235 | 1.4134 | 1.4038 | 1.3947 | 1.3859 | 1.3773 | 1.369 | 1.3608 | 1.3528 | 1.3449 | 1.3371 | 1.3293 | 1.3216 | 1.3139 | 1.3063 | 1.2987 | 1.2911
F3_Commercial_Retail_Existing_Water Heating_Natural Gas_Water Heater_Codes & Standards Forecast | F3 | Commercial | Retail | Existing | Water Heating | Natural Gas | Water Heater | Codes & Standards Forecast | Summer Peak Demand (MW) | 0 | 0 | 0 | 0 | 0 | 0 | 0 | 0 | 0 | 0 | 0 | 0 | 0 | 0 | 0 | 0 | 0 | 0 | 0 | 0 | 0 | 0 | 0 | 0 | 0 | 0 | 0 | 0 | 0 | 0 | 0 | 0 | 0
F4_Commercial_Retail_Existing_Water Heating_Natural Gas_Water Heater_Codes & Standards Forecast | F4 | Commercial | Retail | Existing | Water Heating | Natural Gas | Water Heater | Codes & Standards Forecast | Winter Peak Demand (MW) | 0 | 0 | 0 | 0 | 0 | 0 | 0 | 0 | 0 | 0 | 0 | 0 | 0 | 0 | 0 | 0 | 0 | 0 | 0 | 0 | 0 | 0 | 0 | 0 | 0 | 0 | 0 | 0 | 0 | 0 | 0 | 0 | 0
F5_Commercial_Retail_Existing_Water Heating_Natural Gas_Water Heater_Codes & Standards Forecast | F5 | Commercial | Retail | Existing | Water Heating | Natural Gas | Water Heater | Codes & Standards Forecast | Turnover | 0 | 341186.4126 | 441274.1531 | 519495.331 | 580519.3627 | 627532.7897 | 663980.3266 | 692347.8102 | 714342.0035 | 731083.4019 | 646545.9161 | 598255.3404 | 574748.7112 | 567739.2872 | 571286.9274 | 663820.9169 | 684967.1093 | 700944.5069 | 712809.4 | 702895.2472 | 683209.9926 | 660996.8255 | 640337.9006 | 623260.3271 | 602641.4248 | 598929.3525 | 604940.7814 | 615917.6595 | 625274.9488 | 650528.3613 | 649135.5295 | 642822.6353 | 633550.2171
F6_Commercial_Retail_Existing_Water Heating_Natural Gas_Water Heater_Codes & Standards Forecast | F6 | Commercial | Retail | Existing | Water Heating | Natural Gas | Water Heater | Codes & Standards Forecast | Avg. Replacement Usage (kWh) | 0.18004 | 0.18004 | 0.18004 | 0.18004 | 0.18004 | 0.18004 | 0.18004 | 0.18004 | 0.18004 | 0.18004 | 0.18004 | 0.18004 | 0.18004 | 0.18004 | 0.18004 | 0.18004 | 0.18004 | 0.18004 | 0.18004 | 0.18004 | 0.18004 | 0.18004 | 0.18004 | 0.18004 | 0.18004 | 0.18004 | 0.18004 | 0.18004 | 0.18004 | 0.18004 | 0.18004 | 0.18004 | 0.18004
F7_Commercial_Retail_Existing_Water Heating_Natural Gas_Water Heater_Codes & Standards Forecast | F7 | Commercial | Retail | Existing | Water Heating | Natural Gas | Water Heater | Codes & Standards Forecast | Avg. Replacement Summer Demand (kW) | 0 | 0 | 0 | 0 | 0 | 0 | 0 | 0 | 0 | 0 | 0 | 0 | 0 | 0 | 0 | 0 | 0 | 0 | 0 | 0 | 0 | 0 | 0 | 0 | 0 | 0 | 0 | 0 | 0 | 0 | 0 | 0 | 0
F8_Commercial_Retail_Existing_Water Heating_Natural Gas_Water Heater_Codes & Standards Forecast | F8 | Commercial | Retail | Existing | Water Heating | Natural Gas | Water Heater | Codes & Standards Forecast | Avg. Replacement Winter Demand (kW) | 0 | 0 | 0 | 0 | 0 | 0 | 0 | 0 | 0 | 0 | 0 | 0 | 0 | 0 | 0 | 0 | 0 | 0 | 0 | 0 | 0 | 0 | 0 | 0 | 0 | 0 | 0 | 0 | 0 | 0 | 0 | 0 | 0
F1_Commercial_Retail_Existing_Food Preparation_Natural Gas_Oven_Codes & Standards Forecast | F1 | Commercial | Retail | Existing | Food Preparation | Natural Gas | Oven | Codes & Standards Forecast | Units | 329940.3447 | 328261.6827 | 326583.0207 | 324555.8128 | 322475.9168 | 320195.5691 | 318065.2067 | 316178.8208 | 314483.8209 | 312847.7681 | 311233.2605 | 309634.9481 | 308038.8471 | 306438.1343 | 304827.4793 | 303213.8282 | 301599.7318 | 299987.7467 | 298377.9063 | 296770.2446 | 295162.2357 | 293553.8774 | 291947.4566 | 290342.9997 | 288740.5333 | 287137.795 | 285534.7833 | 283931.4966 | 282327.9333 | 280724.0916 | 279119.9701 | 277515.5671 | 275920.3863
F2_Commercial_Retail_Existing_Food Preparation_Natural Gas_Oven_Codes & Standards Forecast | F2 | Commercial | Retail | Existing | Food Preparation | Natural Gas | Oven | Codes & Standards Forecast | Usage (MMtherm) | 0.10999 | 0.10973 | 0.10957 | 0.10935 | 0.10917 | 0.10896 | 0.10883 | 0.10881 | 0.10887 | 0.10896 | 0.10906 | 0.10918 | 0.10915 | 0.10901 | 0.10878 | 0.10847 | 0.10811 | 0.1077 | 0.10726 | 0.10679 | 0.1063 | 0.10579 | 0.10527 | 0.10473 | 0.10419 | 0.10364 | 0.10308 | 0.10252 | 0.10195 | 0.10138 | 0.10081 | 0.10024 | 0.099671
F3_Commercial_Retail_Existing_Food Preparation_Natural Gas_Oven_Codes & Standards Forecast | F3 | Commercial | Retail | Existing | Food Preparation | Natural Gas | Oven | Codes & Standards Forecast | Summer Peak Demand (MW) | 0 | 0 | 0 | 0 | 0 | 0 | 0 | 0 | 0 | 0 | 0 | 0 | 0 | 0 | 0 | 0 | 0 | 0 | 0 | 0 | 0 | 0 | 0 | 0 | 0 | 0 | 0 | 0 | 0 | 0 | 0 | 0 | 0
F4_Commercial_Retail_Existing_Food Preparation_Natural Gas_Oven_Codes & Standards Forecast | F4 | Commercial | Retail | Existing | Food Preparation | Natural Gas | Oven | Codes & Standards Forecast | Winter Peak Demand (MW) | 0 | 0 | 0 | 0 | 0 | 0 | 0 | 0 | 0 | 0 | 0 | 0 | 0 | 0 | 0 | 0 | 0 | 0 | 0 | 0 | 0 | 0 | 0 | 0 | 0 | 0 | 0 | 0 | 0 | 0 | 0 | 0 | 0
F5_Commercial_Retail_Existing_Food Preparation_Natural Gas_Oven_Codes & Standards Forecast | F5 | Commercial | Retail | Existing | Food Preparation | Natural Gas | Oven | Codes & Standards Forecast | Turnover | 0 | 10942.0561 | 14151.9309 | 16660.5317 | 18617.6096 | 20125.3588 | 21294.2535 | 22204.016 | 22909.3832 | 23446.29 | 23847.454 | 24140.5724 | 21266.4987 | 19580.5876 | 18711.6989 | 18391.2256 | 18425.9686 | 21300.1175 | 21921.6159 | 22388.9725 | 22733.4993 | 22980.263 | 23149.3971 | 22676.1039 | 21929.1321 | 21128.9473 | 20398.1547 | 19796.1029 | 19096.0452 | 18936.645 | 19090.3681 | 19406.2529 | 19787.5471
F6_Commercial_Retail_Existing_Food Preparation_Natural Gas_Oven_Codes & Standards Forecast | F6 | Commercial | Retail | Existing | Food Preparation | Natural Gas | Oven | Codes & Standards Forecast | Avg. Replacement Usage (kWh) | 0.36131 | 0.36131 | 0.36131 | 0.36131 | 0.36131 | 0.36131 | 0.36131 | 0.36131 | 0.36131 | 0.36131 | 0.36131 | 0.36131 | 0.36131 | 0.36131 | 0.36131 | 0.36131 | 0.36131 | 0.36131 | 0.36131 | 0.36131 | 0.36131 | 0.36131 | 0.36131 | 0.36131 | 0.36131 | 0.36131 | 0.36131 | 0.36131 | 0.36131 | 0.36131 | 0.36131 | 0.36131 | 0.36131
F7_Commercial_Retail_Existing_Food Preparation_Natural Gas_Oven_Codes & Standards Forecast | F7 | Commercial | Retail | Existing | Food Preparation | Natural Gas | Oven | Codes & Standards Forecast | Avg. Replacement Summer Demand (kW) | 0 | 0 | 0 | 0 | 0 | 0 | 0 | 0 | 0 | 0 | 0 | 0 | 0 | 0 | 0 | 0 | 0 | 0 | 0 | 0 | 0 | 0 | 0 | 0 | 0 | 0 | 0 | 0 | 0 | 0 | 0 | 0 | 0
F8_Commercial_Retail_Existing_Food Preparation_Natural Gas_Oven_Codes & Standards Forecast | F8 | Commercial | Retail | Existing | Food Preparation | Natural Gas | Oven | Codes & Standards Forecast | Avg. Replacement Winter Demand (kW) | 0 | 0 | 0 | 0 | 0 | 0 | 0 | 0 | 0 | 0 | 0 | 0 | 0 | 0 | 0 | 0 | 0 | 0 | 0 | 0 | 0 | 0 | 0 | 0 | 0 | 0 | 0 | 0 | 0 | 0 | 0 | 0 | 0
F1_Commercial_Retail_Existing_Food Preparation_Natural Gas_Conveyor Oven_Codes & Standards Forecast | F1 | Commercial | Retail | Existing | Food Preparation | Natural Gas | Conveyor Oven | Codes & Standards Forecast | Units | 164970.1724 | 164130.8414 | 163291.5104 | 162277.9064 | 161237.9584 | 160097.7846 | 159032.6034 | 158089.4104 | 157241.9105 | 156423.884 | 155616.6303 | 154817.4741 | 154019.4235 | 153219.0671 | 152413.7396 | 151606.9141 | 150799.8659 | 149993.8733 | 149188.9532 | 148385.1223 | 147581.1179 | 146776.9387 | 145973.7283 | 145171.4998 | 144370.2666 | 143568.8975 | 142767.3917 | 141965.7483 | 141163.9666 | 140362.0458 | 139559.9851 | 138757.7836 | 137960.1932
F2_Commercial_Retail_Existing_Food Preparation_Natural Gas_Conveyor Oven_Codes & Standards Forecast | F2 | Commercial | Retail | Existing | Food Preparation | Natural Gas | Conveyor Oven | Codes & Standards Forecast | Usage (MMtherm) | 0.094098 | 0.093982 | 0.093971 | 0.093941 | 0.093957 | 0.09396 | 0.094042 | 0.094221 | 0.094476 | 0.094762 | 0.095065 | 0.095377 | 0.095694 | 0.096009 | 0.096319 | 0.096626 | 0.096928 | 0.097059 | 0.097056 | 0.096944 | 0.096746 | 0.096479 | 0.096158 | 0.095795 | 0.095397 | 0.094972 | 0.094525 | 0.09406 | 0.093581 | 0.093091 | 0.092593 | 0.092087 | 0.091579
F3_Commercial_Retail_Existing_Food Preparation_Natural Gas_Conveyor Oven_Codes & Standards Forecast | F3 | Commercial | Retail | Existing | Food Preparation | Natural Gas | Conveyor Oven | Codes & Standards Forecast | Summer Peak Demand (MW) | 0 | 0 | 0 | 0 | 0 | 0 | 0 | 0 | 0 | 0 | 0 | 0 | 0 | 0 | 0 | 0 | 0 | 0 | 0 | 0 | 0 | 0 | 0 | 0 | 0 | 0 | 0 | 0 | 0 | 0 | 0 | 0 | 0
F4_Commercial_Retail_Existing_Food Preparation_Natural Gas_Conveyor Oven_Codes & Standards Forecast | F4 | Commercial | Retail | Existing | Food Preparation | Natural Gas | Conveyor Oven | Codes & Standards Forecast | Winter Peak Demand (MW) | 0 | 0 | 0 | 0 | 0 | 0 | 0 | 0 | 0 | 0 | 0 | 0 | 0 | 0 | 0 | 0 | 0 | 0 | 0 | 0 | 0 | 0 | 0 | 0 | 0 | 0 | 0 | 0 | 0 | 0 | 0 | 0 | 0
F5_Commercial_Retail_Existing_Food Preparation_Natural Gas_Conveyor Oven_Codes & Standards Forecast | F5 | Commercial | Retail | Existing | Food Preparation | Natural Gas | Conveyor Oven | Codes & Standards Forecast | Turnover | 0 | 3861.9021 | 4994.7991 | 5880.1877 | 6570.921 | 7103.0678 | 7515.6189 | 7836.7115 | 8085.6647 | 8275.1612 | 8416.7485 | 8520.202 | 8593.019 | 8641.2698 | 8669.7835 | 8682.7217 | 8683.3169 | 7615.3787 | 6972.2948 | 6623.1382 | 6472.6742 | 6452.3356 | 7413.6963 | 7606.2623 | 7749.8991 | 7854.5506 | 7928.177 | 7977.1133 | 8006.4013 | 8020.0531 | 8021.262 | 8012.5686 | 7996.2705
F6_Commercial_Retail_Existing_Food Preparation_Natural Gas_Conveyor Oven_Codes & Standards Forecast | F6 | Commercial | Retail | Existing | Food Preparation | Natural Gas | Conveyor Oven | Codes & Standards Forecast | Avg. Replacement Usage (kWh) | 0.66441 | 0.66441 | 0.66441 | 0.66441 | 0.66441 | 0.66441 | 0.66441 | 0.66441 | 0.66441 | 0.66441 | 0.66441 | 0.66441 | 0.66441 | 0.66441 | 0.66441 | 0.66441 | 0.66441 | 0.66441 | 0.66441 | 0.66441 | 0.66441 | 0.66441 | 0.66441 | 0.66441 | 0.66441 | 0.66441 | 0.66441 | 0.66441 | 0.66441 | 0.66441 | 0.66441 | 0.66441 | 0.66441
F7_Commercial_Retail_Existing_Food Preparation_Natural Gas_Conveyor Oven_Codes & Standards Forecast | F7 | Commercial | Retail | Existing | Food Preparation | Natural Gas | Conveyor Oven | Codes & Standards Forecast | Avg. Replacement Summer Demand (kW) | 0 | 0 | 0 | 0 | 0 | 0 | 0 | 0 | 0 | 0 | 0 | 0 | 0 | 0 | 0 | 0 | 0 | 0 | 0 | 0 | 0 | 0 | 0 | 0 | 0 | 0 | 0 | 0 | 0 | 0 | 0 | 0 | 0
F8_Commercial_Retail_Existing_Food Preparation_Natural Gas_Conveyor Oven_Codes & Standards Forecast | F8 | Commercial | Retail | Existing | Food Preparation | Natural Gas | Conveyor Oven | Codes & Standards Forecast | Avg. Replacement Winter Demand (kW) | 0 | 0 | 0 | 0 | 0 | 0 | 0 | 0 | 0 | 0 | 0 | 0 | 0 | 0 | 0 | 0 | 0 | 0 | 0 | 0 | 0 | 0 | 0 | 0 | 0 | 0 | 0 | 0 | 0 | 0 | 0 | 0 | 0
F1_Commercial_Retail_Existing_Food Preparation_Natural Gas_Double Rack Oven_Codes & Standards Forecast | F1 | Commercial | Retail | Existing | Food Preparation | Natural Gas | Double Rack Oven | Codes & Standards Forecast | Units | 164970.1724 | 164130.8414 | 163291.5104 | 162277.9064 | 161237.9584 | 160097.7846 | 159032.6034 | 158089.4104 | 157241.9105 | 156423.884 | 155616.6303 | 154817.4741 | 154019.4235 | 153219.0671 | 152413.7396 | 151606.9141 | 150799.8659 | 149993.8733 | 149188.9532 | 148385.1223 | 147581.1179 | 146776.9387 | 145973.7283 | 145171.4998 | 144370.2666 | 143568.8975 | 142767.3917 | 141965.7483 | 141163.9666 | 140362.0458 | 139559.9851 | 138757.7836 | 137960.1932
F2_Commercial_Retail_Existing_Food Preparation_Natural Gas_Double Rack Oven_Codes & Standards Forecast | F2 | Commercial | Retail | Existing | Food Preparation | Natural Gas | Double Rack Oven | Codes & Standards Forecast | Usage (MMtherm) | 0.14295 | 0.14396 | 0.14547 | 0.14721 | 0.14923 | 0.15137 | 0.15374 | 0.15636 | 0.15915 | 0.16205 | 0.165 | 0.16798 | 0.17017 | 0.17171 | 0.17274 | 0.17337 | 0.17367 | 0.17371 | 0.17355 | 0.17323 | 0.17279 | 0.17224 | 0.1716 | 0.17091 | 0.17016 | 0.16937 | 0.16855 | 0.1677 | 0.16683 | 0.16595 | 0.16505 | 0.16414 | 0.16323
F3_Commercial_Retail_Existing_Food Preparation_Natural Gas_Double Rack Oven_Codes & Standards Forecast | F3 | Commercial | Retail | Existing | Food Preparation | Natural Gas | Double Rack Oven | Codes & Standards Forecast | Summer Peak Demand (MW) | 0 | 0 | 0 | 0 | 0 | 0 | 0 | 0 | 0 | 0 | 0 | 0 | 0 | 0 | 0 | 0 | 0 | 0 | 0 | 0 | 0 | 0 | 0 | 0 | 0 | 0 | 0 | 0 | 0 | 0 | 0 | 0 | 0
F4_Commercial_Retail_Existing_Food Preparation_Natural Gas_Double Rack Oven_Codes & Standards Forecast | F4 | Commercial | Retail | Existing | Food Preparation | Natural Gas | Double Rack Oven | Codes & Standards Forecast | Winter Peak Demand (MW) | 0 | 0 | 0 | 0 | 0 | 0 | 0 | 0 | 0 | 0 | 0 | 0 | 0 | 0 | 0 | 0 | 0 | 0 | 0 | 0 | 0 | 0 | 0 | 0 | 0 | 0 | 0 | 0 | 0 | 0 | 0 | 0 | 0
F5_Commercial_Retail_Existing_Food Preparation_Natural Gas_Double Rack Oven_Codes & Standards Forecast | F5 | Commercial | Retail | Existing | Food Preparation | Natural Gas | Double Rack Oven | Codes & Standards Forecast | Turnover | 0 | 5471.028 | 7075.9654 | 8330.2659 | 9308.8048 | 10062.6794 | 10647.1268 | 11102.008 | 11454.6916 | 11723.145 | 11923.727 | 12070.2862 | 10633.2493 | 9790.2938 | 9355.8495 | 9195.6128 | 9212.9843 | 10650.0588 | 10960.808 | 11194.4862 | 11366.7497 | 11490.1315 | 11574.6985 | 11338.0519 | 10964.5661 | 10564.4736 | 10199.0773 | 9898.0515 | 9548.0226 | 9468.3225 | 9545.184 | 9703.1265 | 9893.7736
F6_Commercial_Retail_Existing_Food Preparation_Natural Gas_Double Rack Oven_Codes & Standards Forecast | F6 | Commercial | Retail | Existing | Food Preparation | Natural Gas | Double Rack Oven | Codes & Standards Forecast | Avg. Replacement Usage (kWh) | 1.1841 | 1.1841 | 1.1841 | 1.1841 | 1.1841 | 1.1841 | 1.1841 | 1.1841 | 1.1841 | 1.1841 | 1.1841 | 1.1841 | 1.1841 | 1.1841 | 1.1841 | 1.1841 | 1.1841 | 1.1841 | 1.1841 | 1.1841 | 1.1841 | 1.1841 | 1.1841 | 1.1841 | 1.1841 | 1.1841 | 1.1841 | 1.1841 | 1.1841 | 1.1841 | 1.1841 | 1.1841 | 1.1841
F7_Commercial_Retail_Existing_Food Preparation_Natural Gas_Double Rack Oven_Codes & Standards Forecast | F7 | Commercial | Retail | Existing | Food Preparation | Natural Gas | Double Rack Oven | Codes & Standards Forecast | Avg. Replacement Summer Demand (kW) | 0 | 0 | 0 | 0 | 0 | 0 | 0 | 0 | 0 | 0 | 0 | 0 | 0 | 0 | 0 | 0 | 0 | 0 | 0 | 0 | 0 | 0 | 0 | 0 | 0 | 0 | 0 | 0 | 0 | 0 | 0 | 0 | 0
F8_Commercial_Retail_Existing_Food Preparation_Natural Gas_Double Rack Oven_Codes & Standards Forecast | F8 | Commercial | Retail | Existing | Food Preparation | Natural Gas | Double Rack Oven | Codes & Standards Forecast | Avg. Replacement Winter Demand (kW) | 0 | 0 | 0 | 0 | 0 | 0 | 0 | 0 | 0 | 0 | 0 | 0 | 0 | 0 | 0 | 0 | 0 | 0 | 0 | 0 | 0 | 0 | 0 | 0 | 0 | 0 | 0 | 0 | 0 | 0 | 0 | 0 | 0
F1_Commercial_Retail_Existing_Food Preparation_Natural Gas_Fryer_Codes & Standards Forecast | F1 | Commercial | Retail | Existing | Food Preparation | Natural Gas | Fryer | Codes & Standards Forecast | Units | 659880.6894 | 656523.3654 | 653166.0414 | 649111.6256 | 644951.8335 | 640391.1383 | 636130.4135 | 632357.6416 | 628967.6418 | 625695.5361 | 622466.521 | 619269.8963 | 616077.6941 | 612876.2685 | 609654.9586 | 606427.6564 | 603199.4636 | 599975.4934 | 596755.8127 | 593540.4892 | 590324.4715 | 587107.7548 | 583894.9132 | 580685.9993 | 577481.0665 | 574275.5901 | 571069.5667 | 567862.9933 | 564655.8665 | 561448.1833 | 558239.9403 | 555031.1342 | 551840.7726
F2_Commercial_Retail_Existing_Food Preparation_Natural Gas_Fryer_Codes & Standards Forecast | F2 | Commercial | Retail | Existing | Food Preparation | Natural Gas | Fryer | Codes & Standards Forecast | Usage (MMtherm) | 0.35583 | 0.35672 | 0.3587 | 0.34333 | 0.3263 | 0.30795 | 0.29143 | 0.27537 | 0.26321 | 0.25386 | 0.24426 | 0.23585 | 0.23258 | 0.22983 | 0.22748 | 0.22542 | 0.22358 | 0.22191 | 0.22036 | 0.21891 | 0.21753 | 0.21619 | 0.2149 | 0.21364 | 0.2124 | 0.21117 | 0.20996 | 0.20876 | 0.20756 | 0.20636 | 0.20517 | 0.20399 | 0.20281
F3_Commercial_Retail_Existing_Food Preparation_Natural Gas_Fryer_Codes & Standards Forecast | F3 | Commercial | Retail | Existing | Food Preparation | Natural Gas | Fryer | Codes & Standards Forecast | Summer Peak Demand (MW) | 0 | 0 | 0 | 0 | 0 | 0 | 0 | 0 | 0 | 0 | 0 | 0 | 0 | 0 | 0 | 0 | 0 | 0 | 0 | 0 | 0 | 0 | 0 | 0 | 0 | 0 | 0 | 0 | 0 | 0 | 0 | 0 | 0
F4_Commercial_Retail_Existing_Food Preparation_Natural Gas_Fryer_Codes & Standards Forecast | F4 | Commercial | Retail | Existing | Food Preparation | Natural Gas | Fryer | Codes & Standards Forecast | Winter Peak Demand (MW) | 0 | 0 | 0 | 0 | 0 | 0 | 0 | 0 | 0 | 0 | 0 | 0 | 0 | 0 | 0 | 0 | 0 | 0 | 0 | 0 | 0 | 0 | 0 | 0 | 0 | 0 | 0 | 0 | 0 | 0 | 0 | 0 | 0
F5_Commercial_Retail_Existing_Food Preparation_Natural Gas_Fryer_Codes & Standards Forecast | F5 | Commercial | Retail | Existing | Food Preparation | Natural Gas | Fryer | Codes & Standards Forecast | Turnover | 0 | 44762.9567 | 63089.9017 | 76528.7854 | 86344.759 | 93409.3253 | 80434.0147 | 75237.7314 | 74664.2565 | 76648.5624 | 89959.8741 | 90873.8275 | 89244.2483 | 87098.0082 | 85384.9848 | 82815.4818 | 82841.6121 | 83488.5446 | 84019.1734 | 86558.4294 | 85032.4186 | 83322.1218 | 82081.9556 | 81378.5878 | 81272.6776 | 81401.8359 | 81218.1739 | 80749.655 | 80678.6776 | 79680.7738 | 78919.9451 | 78407.1274 | 78028.264
F6_Commercial_Retail_Existing_Food Preparation_Natural Gas_Fryer_Codes & Standards Forecast | F6 | Commercial | Retail | Existing | Food Preparation | Natural Gas | Fryer | Codes & Standards Forecast | Avg. Replacement Usage (kWh) | 0.59958 | 0.59958 | 0.59958 | 0.36748 | 0.36748 | 0.36748 | 0.36748 | 0.36748 | 0.36748 | 0.36748 | 0.36748 | 0.36748 | 0.36748 | 0.36748 | 0.36748 | 0.36748 | 0.36748 | 0.36748 | 0.36748 | 0.36748 | 0.36748 | 0.36748 | 0.36748 | 0.36748 | 0.36748 | 0.36748 | 0.36748 | 0.36748 | 0.36748 | 0.36748 | 0.36748 | 0.36748 | 0.36748
F7_Commercial_Retail_Existing_Food Preparation_Natural Gas_Fryer_Codes & Standards Forecast | F7 | Commercial | Retail | Existing | Food Preparation | Natural Gas | Fryer | Codes & Standards Forecast | Avg. Replacement Summer Demand (kW) | 0 | 0 | 0 | 0 | 0 | 0 | 0 | 0 | 0 | 0 | 0 | 0 | 0 | 0 | 0 | 0 | 0 | 0 | 0 | 0 | 0 | 0 | 0 | 0 | 0 | 0 | 0 | 0 | 0 | 0 | 0 | 0 | 0
F8_Commercial_Retail_Existing_Food Preparation_Natural Gas_Fryer_Codes & Standards Forecast | F8 | Commercial | Retail | Existing | Food Preparation | Natural Gas | Fryer | Codes & Standards Forecast | Avg. Replacement Winter Demand (kW) | 0 | 0 | 0 | 0 | 0 | 0 | 0 | 0 | 0 | 0 | 0 | 0 | 0 | 0 | 0 | 0 | 0 | 0 | 0 | 0 | 0 | 0 | 0 | 0 | 0 | 0 | 0 | 0 | 0 | 0 | 0 | 0 | 0
F1_Commercial_Retail_Existing_Food Preparation_Natural Gas_Broiler_Codes & Standards Forecast | F1 | Commercial | Retail | Existing | Food Preparation | Natural Gas | Broiler | Codes & Standards Forecast | Units | 0 | 0 | 0 | 0 | 0 | 0 | 0 | 0 | 0 | 0 | 0 | 0 | 0 | 0 | 0 | 0 | 0 | 0 | 0 | 0 | 0 | 0 | 0 | 0 | 0 | 0 | 0 | 0 | 0 | 0 | 0 | 0 | 0
F2_Commercial_Retail_Existing_Food Preparation_Natural Gas_Broiler_Codes & Standards Forecast | F2 | Commercial | Retail | Existing | Food Preparation | Natural Gas | Broiler | Codes & Standards Forecast | Usage (MMtherm) | 0 | 0 | 0 | 0 | 0 | 0 | 0 | 0 | 0 | 0 | 0 | 0 | 0 | 0 | 0 | 0 | 0 | 0 | 0 | 0 | 0 | 0 | 0 | 0 | 0 | 0 | 0 | 0 | 0 | 0 | 0 | 0 | 0
F3_Commercial_Retail_Existing_Food Preparation_Natural Gas_Broiler_Codes & Standards Forecast | F3 | Commercial | Retail | Existing | Food Preparation | Natural Gas | Broiler | Codes & Standards Forecast | Summer Peak Demand (MW) | 0 | 0 | 0 | 0 | 0 | 0 | 0 | 0 | 0 | 0 | 0 | 0 | 0 | 0 | 0 | 0 | 0 | 0 | 0 | 0 | 0 | 0 | 0 | 0 | 0 | 0 | 0 | 0 | 0 | 0 | 0 | 0 | 0
F4_Commercial_Retail_Existing_Food Preparation_Natural Gas_Broiler_Codes & Standards Forecast | F4 | Commercial | Retail | Existing | Food Preparation | Natural Gas | Broiler | Codes & Standards Forecast | Winter Peak Demand (MW) | 0 | 0 | 0 | 0 | 0 | 0 | 0 | 0 | 0 | 0 | 0 | 0 | 0 | 0 | 0 | 0 | 0 | 0 | 0 | 0 | 0 | 0 | 0 | 0 | 0 | 0 | 0 | 0 | 0 | 0 | 0 | 0 | 0
F5_Commercial_Retail_Existing_Food Preparation_Natural Gas_Broiler_Codes & Standards Forecast | F5 | Commercial | Retail | Existing | Food Preparation | Natural Gas | Broiler | Codes & Standards Forecast | Turnover | 0 | 0 | 0 | 0 | 0 | 0 | 0 | 0 | 0 | 0 | 0 | 0 | 0 | 0 | 0 | 0 | 0 | 0 | 0 | 0 | 0 | 0 | 0 | 0 | 0 | 0 | 0 | 0 | 0 | 0 | 0 | 0 | 0
F6_Commercial_Retail_Existing_Food Preparation_Natural Gas_Broiler_Codes & Standards Forecast | F6 | Commercial | Retail | Existing | Food Preparation | Natural Gas | Broiler | Codes & Standards Forecast | Avg. Replacement Usage (kWh) | 0.6538 | 0.6538 | 0.6538 | 0.6538 | 0.6538 | 0.6538 | 0.6538 | 0.6538 | 0.6538 | 0.6538 | 0.6538 | 0.6538 | 0.6538 | 0.6538 | 0.6538 | 0.6538 | 0.6538 | 0.6538 | 0.6538 | 0.6538 | 0.6538 | 0.6538 | 0.6538 | 0.6538 | 0.6538 | 0.6538 | 0.6538 | 0.6538 | 0.6538 | 0.6538 | 0.6538 | 0.6538 | 0.6538
F7_Commercial_Retail_Existing_Food Preparation_Natural Gas_Broiler_Codes & Standards Forecast | F7 | Commercial | Retail | Existing | Food Preparation | Natural Gas | Broiler | Codes & Standards Forecast | Avg. Replacement Summer Demand (kW) | 0 | 0 | 0 | 0 | 0 | 0 | 0 | 0 | 0 | 0 | 0 | 0 | 0 | 0 | 0 | 0 | 0 | 0 | 0 | 0 | 0 | 0 | 0 | 0 | 0 | 0 | 0 | 0 | 0 | 0 | 0 | 0 | 0
F8_Commercial_Retail_Existing_Food Preparation_Natural Gas_Broiler_Codes & Standards Forecast | F8 | Commercial | Retail | Existing | Food Preparation | Natural Gas | Broiler | Codes & Standards Forecast | Avg. Replacement Winter Demand (kW) | 0 | 0 | 0 | 0 | 0 | 0 | 0 | 0 | 0 | 0 | 0 | 0 | 0 | 0 | 0 | 0 | 0 | 0 | 0 | 0 | 0 | 0 | 0 | 0 | 0 | 0 | 0 | 0 | 0 | 0 | 0 | 0 | 0
F1_Commercial_Retail_Existing_Food Preparation_Natural Gas_Griddle_Codes & Standards Forecast | F1 | Commercial | Retail | Existing | Food Preparation | Natural Gas | Griddle | Codes & Standards Forecast | Units | 0 | 0 | 0 | 0 | 0 | 0 | 0 | 0 | 0 | 0 | 0 | 0 | 0 | 0 | 0 | 0 | 0 | 0 | 0 | 0 | 0 | 0 | 0 | 0 | 0 | 0 | 0 | 0 | 0 | 0 | 0 | 0 | 0
F2_Commercial_Retail_Existing_Food Preparation_Natural Gas_Griddle_Codes & Standards Forecast | F2 | Commercial | Retail | Existing | Food Preparation | Natural Gas | Griddle | Codes & Standards Forecast | Usage (MMtherm) | 0 | 0 | 0 | 0 | 0 | 0 | 0 | 0 | 0 | 0 | 0 | 0 | 0 | 0 | 0 | 0 | 0 | 0 | 0 | 0 | 0 | 0 | 0 | 0 | 0 | 0 | 0 | 0 | 0 | 0 | 0 | 0 | 0
F3_Commercial_Retail_Existing_Food Preparation_Natural Gas_Griddle_Codes & Standards Forecast | F3 | Commercial | Retail | Existing | Food Preparation | Natural Gas | Griddle | Codes & Standards Forecast | Summer Peak Demand (MW) | 0 | 0 | 0 | 0 | 0 | 0 | 0 | 0 | 0 | 0 | 0 | 0 | 0 | 0 | 0 | 0 | 0 | 0 | 0 | 0 | 0 | 0 | 0 | 0 | 0 | 0 | 0 | 0 | 0 | 0 | 0 | 0 | 0
F4_Commercial_Retail_Existing_Food Preparation_Natural Gas_Griddle_Codes & Standards Forecast | F4 | Commercial | Retail | Existing | Food Preparation | Natural Gas | Griddle | Codes & Standards Forecast | Winter Peak Demand (MW) | 0 | 0 | 0 | 0 | 0 | 0 | 0 | 0 | 0 | 0 | 0 | 0 | 0 | 0 | 0 | 0 | 0 | 0 | 0 | 0 | 0 | 0 | 0 | 0 | 0 | 0 | 0 | 0 | 0 | 0 | 0 | 0 | 0
F5_Commercial_Retail_Existing_Food Preparation_Natural Gas_Griddle_Codes & Standards Forecast | F5 | Commercial | Retail | Existing | Food Preparation | Natural Gas | Griddle | Codes & Standards Forecast | Turnover | 0 | 0 | 0 | 0 | 0 | 0 | 0 | 0 | 0 | 0 | 0 | 0 | 0 | 0 | 0 | 0 | 0 | 0 | 0 | 0 | 0 | 0 | 0 | 0 | 0 | 0 | 0 | 0 | 0 | 0 | 0 | 0 | 0
F6_Commercial_Retail_Existing_Food Preparation_Natural Gas_Griddle_Codes & Standards Forecast | F6 | Commercial | Retail | Existing | Food Preparation | Natural Gas | Griddle | Codes & Standards Forecast | Avg. Replacement Usage (kWh) | 0.40345 | 0.40345 | 0.40345 | 0.40345 | 0.40345 | 0.40345 | 0.40345 | 0.40345 | 0.40345 | 0.40345 | 0.40345 | 0.40345 | 0.40345 | 0.40345 | 0.40345 | 0.40345 | 0.40345 | 0.40345 | 0.40345 | 0.40345 | 0.40345 | 0.40345 | 0.40345 | 0.40345 | 0.40345 | 0.40345 | 0.40345 | 0.40345 | 0.40345 | 0.40345 | 0.40345 | 0.40345 | 0.40345
F7_Commercial_Retail_Existing_Food Preparation_Natural Gas_Griddle_Codes & Standards Forecast | F7 | Commercial | Retail | Existing | Food Preparation | Natural Gas | Griddle | Codes & Standards Forecast | Avg. Replacement Summer Demand (kW) | 0 | 0 | 0 | 0 | 0 | 0 | 0 | 0 | 0 | 0 | 0 | 0 | 0 | 0 | 0 | 0 | 0 | 0 | 0 | 0 | 0 | 0 | 0 | 0 | 0 | 0 | 0 | 0 | 0 | 0 | 0 | 0 | 0
F8_Commercial_Retail_Existing_Food Preparation_Natural Gas_Griddle_Codes & Standards Forecast | F8 | Commercial | Retail | Existing | Food Preparation | Natural Gas | Griddle | Codes & Standards Forecast | Avg. Replacement Winter Demand (kW) | 0 | 0 | 0 | 0 | 0 | 0 | 0 | 0 | 0 | 0 | 0 | 0 | 0 | 0 | 0 | 0 | 0 | 0 | 0 | 0 | 0 | 0 | 0 | 0 | 0 | 0 | 0 | 0 | 0 | 0 | 0 | 0 | 0
F1_Commercial_Retail_Existing_Food Preparation_Natural Gas_Range_Codes & Standards Forecast | F1 | Commercial | Retail | Existing | Food Preparation | Natural Gas | Range | Codes & Standards Forecast | Units | 0 | 0 | 0 | 0 | 0 | 0 | 0 | 0 | 0 | 0 | 0 | 0 | 0 | 0 | 0 | 0 | 0 | 0 | 0 | 0 | 0 | 0 | 0 | 0 | 0 | 0 | 0 | 0 | 0 | 0 | 0 | 0 | 0
F2_Commercial_Retail_Existing_Food Preparation_Natural Gas_Range_Codes & Standards Forecast | F2 | Commercial | Retail | Existing | Food Preparation | Natural Gas | Range | Codes & Standards Forecast | Usage (MMtherm) | 0 | 0 | 0 | 0 | 0 | 0 | 0 | 0 | 0 | 0 | 0 | 0 | 0 | 0 | 0 | 0 | 0 | 0 | 0 | 0 | 0 | 0 | 0 | 0 | 0 | 0 | 0 | 0 | 0 | 0 | 0 | 0 | 0
F3_Commercial_Retail_Existing_Food Preparation_Natural Gas_Range_Codes & Standards Forecast | F3 | Commercial | Retail | Existing | Food Preparation | Natural Gas | Range | Codes & Standards Forecast | Summer Peak Demand (MW) | 0 | 0 | 0 | 0 | 0 | 0 | 0 | 0 | 0 | 0 | 0 | 0 | 0 | 0 | 0 | 0 | 0 | 0 | 0 | 0 | 0 | 0 | 0 | 0 | 0 | 0 | 0 | 0 | 0 | 0 | 0 | 0 | 0
F4_Commercial_Retail_Existing_Food Preparation_Natural Gas_Range_Codes & Standards Forecast | F4 | Commercial | Retail | Existing | Food Preparation | Natural Gas | Range | Codes & Standards Forecast | Winter Peak Demand (MW) | 0 | 0 | 0 | 0 | 0 | 0 | 0 | 0 | 0 | 0 | 0 | 0 | 0 | 0 | 0 | 0 | 0 | 0 | 0 | 0 | 0 | 0 | 0 | 0 | 0 | 0 | 0 | 0 | 0 | 0 | 0 | 0 | 0
F5_Commercial_Retail_Existing_Food Preparation_Natural Gas_Range_Codes & Standards Forecast | F5 | Commercial | Retail | Existing | Food Preparation | Natural Gas | Range | Codes & Standards Forecast | Turnover | 0 | 0 | 0 | 0 | 0 | 0 | 0 | 0 | 0 | 0 | 0 | 0 | 0 | 0 | 0 | 0 | 0 | 0 | 0 | 0 | 0 | 0 | 0 | 0 | 0 | 0 | 0 | 0 | 0 | 0 | 0 | 0 | 0
F6_Commercial_Retail_Existing_Food Preparation_Natural Gas_Range_Codes & Standards Forecast | F6 | Commercial | Retail | Existing | Food Preparation | Natural Gas | Range | Codes & Standards Forecast | Avg. Replacement Usage (kWh) | 0.47903 | 0.47903 | 0.47903 | 0.47903 | 0.47903 | 0.47903 | 0.47903 | 0.47903 | 0.47903 | 0.47903 | 0.47903 | 0.47903 | 0.47903 | 0.47903 | 0.47903 | 0.47903 | 0.47903 | 0.47903 | 0.47903 | 0.47903 | 0.47903 | 0.47903 | 0.47903 | 0.47903 | 0.47903 | 0.47903 | 0.47903 | 0.47903 | 0.47903 | 0.47903 | 0.47903 | 0.47903 | 0.47903
F7_Commercial_Retail_Existing_Food Preparation_Natural Gas_Range_Codes & Standards Forecast | F7 | Commercial | Retail | Existing | Food Preparation | Natural Gas | Range | Codes & Standards Forecast | Avg. Replacement Summer Demand (kW) | 0 | 0 | 0 | 0 | 0 | 0 | 0 | 0 | 0 | 0 | 0 | 0 | 0 | 0 | 0 | 0 | 0 | 0 | 0 | 0 | 0 | 0 | 0 | 0 | 0 | 0 | 0 | 0 | 0 | 0 | 0 | 0 | 0
F8_Commercial_Retail_Existing_Food Preparation_Natural Gas_Range_Codes & Standards Forecast | F8 | Commercial | Retail | Existing | Food Preparation | Natural Gas | Range | Codes & Standards Forecast | Avg. Replacement Winter Demand (kW) | 0 | 0 | 0 | 0 | 0 | 0 | 0 | 0 | 0 | 0 | 0 | 0 | 0 | 0 | 0 | 0 | 0 | 0 | 0 | 0 | 0 | 0 | 0 | 0 | 0 | 0 | 0 | 0 | 0 | 0 | 0 | 0 | 0
F1_Commercial_Retail_Existing_Food Preparation_Natural Gas_Steamer_Codes & Standards Forecast | F1 | Commercial | Retail | Existing | Food Preparation | Natural Gas | Steamer | Codes & Standards Forecast | Units | 0 | 0 | 0 | 0 | 0 | 0 | 0 | 0 | 0 | 0 | 0 | 0 | 0 | 0 | 0 | 0 | 0 | 0 | 0 | 0 | 0 | 0 | 0 | 0 | 0 | 0 | 0 | 0 | 0 | 0 | 0 | 0 | 0
F2_Commercial_Retail_Existing_Food Preparation_Natural Gas_Steamer_Codes & Standards Forecast | F2 | Commercial | Retail | Existing | Food Preparation | Natural Gas | Steamer | Codes & Standards Forecast | Usage (MMtherm) | 0 | 0 | 0 | 0 | 0 | 0 | 0 | 0 | 0 | 0 | 0 | 0 | 0 | 0 | 0 | 0 | 0 | 0 | 0 | 0 | 0 | 0 | 0 | 0 | 0 | 0 | 0 | 0 | 0 | 0 | 0 | 0 | 0
F3_Commercial_Retail_Existing_Food Preparation_Natural Gas_Steamer_Codes & Standards Forecast | F3 | Commercial | Retail | Existing | Food Preparation | Natural Gas | Steamer | Codes & Standards Forecast | Summer Peak Demand (MW) | 0 | 0 | 0 | 0 | 0 | 0 | 0 | 0 | 0 | 0 | 0 | 0 | 0 | 0 | 0 | 0 | 0 | 0 | 0 | 0 | 0 | 0 | 0 | 0 | 0 | 0 | 0 | 0 | 0 | 0 | 0 | 0 | 0
F4_Commercial_Retail_Existing_Food Preparation_Natural Gas_Steamer_Codes & Standards Forecast | F4 | Commercial | Retail | Existing | Food Preparation | Natural Gas | Steamer | Codes & Standards Forecast | Winter Peak Demand (MW) | 0 | 0 | 0 | 0 | 0 | 0 | 0 | 0 | 0 | 0 | 0 | 0 | 0 | 0 | 0 | 0 | 0 | 0 | 0 | 0 | 0 | 0 | 0 | 0 | 0 | 0 | 0 | 0 | 0 | 0 | 0 | 0 | 0
F5_Commercial_Retail_Existing_Food Preparation_Natural Gas_Steamer_Codes & Standards Forecast | F5 | Commercial | Retail | Existing | Food Preparation | Natural Gas | Steamer | Codes & Standards Forecast | Turnover | 0 | 0 | 0 | 0 | 0 | 0 | 0 | 0 | 0 | 0 | 0 | 0 | 0 | 0 | 0 | 0 | 0 | 0 | 0 | 0 | 0 | 0 | 0 | 0 | 0 | 0 | 0 | 0 | 0 | 0 | 0 | 0 | 0
F6_Commercial_Retail_Existing_Food Preparation_Natural Gas_Steamer_Codes & Standards Forecast | F6 | Commercial | Retail | Existing | Food Preparation | Natural Gas | Steamer | Codes & Standards Forecast | Avg. Replacement Usage (kWh) | 0.95137 | 0.95137 | 0.95137 | 0.41273 | 0.41273 | 0.41273 | 0.41273 | 0.41273 | 0.41273 | 0.41273 | 0.41273 | 0.41273 | 0.41273 | 0.41273 | 0.41273 | 0.41273 | 0.41273 | 0.41273 | 0.41273 | 0.41273 | 0.41273 | 0.41273 | 0.41273 | 0.41273 | 0.41273 | 0.41273 | 0.41273 | 0.41273 | 0.41273 | 0.41273 | 0.41273 | 0.41273 | 0.41273
F7_Commercial_Retail_Existing_Food Preparation_Natural Gas_Steamer_Codes & Standards Forecast | F7 | Commercial | Retail | Existing | Food Preparation | Natural Gas | Steamer | Codes & Standards Forecast | Avg. Replacement Summer Demand (kW) | 0 | 0 | 0 | 0 | 0 | 0 | 0 | 0 | 0 | 0 | 0 | 0 | 0 | 0 | 0 | 0 | 0 | 0 | 0 | 0 | 0 | 0 | 0 | 0 | 0 | 0 | 0 | 0 | 0 | 0 | 0 | 0 | 0
F8_Commercial_Retail_Existing_Food Preparation_Natural Gas_Steamer_Codes & Standards Forecast | F8 | Commercial | Retail | Existing | Food Preparation | Natural Gas | Steamer | Codes & Standards Forecast | Avg. Replacement Winter Demand (kW) | 0 | 0 | 0 | 0 | 0 | 0 | 0 | 0 | 0 | 0 | 0 | 0 | 0 | 0 | 0 | 0 | 0 | 0 | 0 | 0 | 0 | 0 | 0 | 0 | 0 | 0 | 0 | 0 | 0 | 0 | 0 | 0 | 0
F1_Commercial_Retail_Existing_Food Preparation_Natural Gas_Food Prep Other_Codes & Standards Forecast | F1 | Commercial | Retail | Existing | Food Preparation | Natural Gas | Food Prep Other | Codes & Standards Forecast | Units | 0 | 0 | 0 | 0 | 0 | 0 | 0 | 0 | 0 | 0 | 0 | 0 | 0 | 0 | 0 | 0 | 0 | 0 | 0 | 0 | 0 | 0 | 0 | 0 | 0 | 0 | 0 | 0 | 0 | 0 | 0 | 0 | 0
F2_Commercial_Retail_Existing_Food Preparation_Natural Gas_Food Prep Other_Codes & Standards Forecast | F2 | Commercial | Retail | Existing | Food Preparation | Natural Gas | Food Prep Other | Codes & Standards Forecast | Usage (MMtherm) | 0 | 0 | 0 | 0 | 0 | 0 | 0 | 0 | 0 | 0 | 0 | 0 | 0 | 0 | 0 | 0 | 0 | 0 | 0 | 0 | 0 | 0 | 0 | 0 | 0 | 0 | 0 | 0 | 0 | 0 | 0 | 0 | 0
F3_Commercial_Retail_Existing_Food Preparation_Natural Gas_Food Prep Other_Codes & Standards Forecast | F3 | Commercial | Retail | Existing | Food Preparation | Natural Gas | Food Prep Other | Codes & Standards Forecast | Summer Peak Demand (MW) | 0 | 0 | 0 | 0 | 0 | 0 | 0 | 0 | 0 | 0 | 0 | 0 | 0 | 0 | 0 | 0 | 0 | 0 | 0 | 0 | 0 | 0 | 0 | 0 | 0 | 0 | 0 | 0 | 0 | 0 | 0 | 0 | 0
F4_Commercial_Retail_Existing_Food Preparation_Natural Gas_Food Prep Other_Codes & Standards Forecast | F4 | Commercial | Retail | Existing | Food Preparation | Natural Gas | Food Prep Other | Codes & Standards Forecast | Winter Peak Demand (MW) | 0 | 0 | 0 | 0 | 0 | 0 | 0 | 0 | 0 | 0 | 0 | 0 | 0 | 0 | 0 | 0 | 0 | 0 | 0 | 0 | 0 | 0 | 0 | 0 | 0 | 0 | 0 | 0 | 0 | 0 | 0 | 0 | 0
F5_Commercial_Retail_Existing_Food Preparation_Natural Gas_Food Prep Other_Codes & Standards Forecast | F5 | Commercial | Retail | Existing | Food Preparation | Natural Gas | Food Prep Other | Codes & Standards Forecast | Turnover | 0 | 0 | 0 | 0 | 0 | 0 | 0 | 0 | 0 | 0 | 0 | 0 | 0 | 0 | 0 | 0 | 0 | 0 | 0 | 0 | 0 | 0 | 0 | 0 | 0 | 0 | 0 | 0 | 0 | 0 | 0 | 0 | 0
F6_Commercial_Retail_Existing_Food Preparation_Natural Gas_Food Prep Other_Codes & Standards Forecast | F6 | Commercial | Retail | Existing | Food Preparation | Natural Gas | Food Prep Other | Codes & Standards Forecast | Avg. Replacement Usage (kWh) | 0.17043 | 0.17043 | 0.17043 | 0.17043 | 0.17043 | 0.17043 | 0.17043 | 0.17043 | 0.17043 | 0.17043 | 0.17043 | 0.17043 | 0.17043 | 0.17043 | 0.17043 | 0.17043 | 0.17043 | 0.17043 | 0.17043 | 0.17043 | 0.17043 | 0.17043 | 0.17043 | 0.17043 | 0.17043 | 0.17043 | 0.17043 | 0.17043 | 0.17043 | 0.17043 | 0.17043 | 0.17043 | 0.17043
F7_Commercial_Retail_Existing_Food Preparation_Natural Gas_Food Prep Other_Codes & Standards Forecast | F7 | Commercial | Retail | Existing | Food Preparation | Natural Gas | Food Prep Other | Codes & Standards Forecast | Avg. Replacement Summer Demand (kW) | 0 | 0 | 0 | 0 | 0 | 0 | 0 | 0 | 0 | 0 | 0 | 0 | 0 | 0 | 0 | 0 | 0 | 0 | 0 | 0 | 0 | 0 | 0 | 0 | 0 | 0 | 0 | 0 | 0 | 0 | 0 | 0 | 0
F8_Commercial_Retail_Existing_Food Preparation_Natural Gas_Food Prep Other_Codes & Standards Forecast | F8 | Commercial | Retail | Existing | Food Preparation | Natural Gas | Food Prep Other | Codes & Standards Forecast | Avg. Replacement Winter Demand (kW) | 0 | 0 | 0 | 0 | 0 | 0 | 0 | 0 | 0 | 0 | 0 | 0 | 0 | 0 | 0 | 0 | 0 | 0 | 0 | 0 | 0 | 0 | 0 | 0 | 0 | 0 | 0 | 0 | 0 | 0 | 0 | 0 | 0
F1_Commercial_Retail_Existing_Miscellaneous_Natural Gas_Pool Heater_Codes & Standards Forecast | F1 | Commercial | Retail | Existing | Miscellaneous | Natural Gas | Pool Heater | Codes & Standards Forecast | Units | 0 | 0 | 0 | 0 | 0 | 0 | 0 | 0 | 0 | 0 | 0 | 0 | 0 | 0 | 0 | 0 | 0 | 0 | 0 | 0 | 0 | 0 | 0 | 0 | 0 | 0 | 0 | 0 | 0 | 0 | 0 | 0 | 0
F2_Commercial_Retail_Existing_Miscellaneous_Natural Gas_Pool Heater_Codes & Standards Forecast | F2 | Commercial | Retail | Existing | Miscellaneous | Natural Gas | Pool Heater | Codes & Standards Forecast | Usage (MMtherm) | 0 | 0 | 0 | 0 | 0 | 0 | 0 | 0 | 0 | 0 | 0 | 0 | 0 | 0 | 0 | 0 | 0 | 0 | 0 | 0 | 0 | 0 | 0 | 0 | 0 | 0 | 0 | 0 | 0 | 0 | 0 | 0 | 0
F3_Commercial_Retail_Existing_Miscellaneous_Natural Gas_Pool Heater_Codes & Standards Forecast | F3 | Commercial | Retail | Existing | Miscellaneous | Natural Gas | Pool Heater | Codes & Standards Forecast | Summer Peak Demand (MW) | 0 | 0 | 0 | 0 | 0 | 0 | 0 | 0 | 0 | 0 | 0 | 0 | 0 | 0 | 0 | 0 | 0 | 0 | 0 | 0 | 0 | 0 | 0 | 0 | 0 | 0 | 0 | 0 | 0 | 0 | 0 | 0 | 0
F4_Commercial_Retail_Existing_Miscellaneous_Natural Gas_Pool Heater_Codes & Standards Forecast | F4 | Commercial | Retail | Existing | Miscellaneous | Natural Gas | Pool Heater | Codes & Standards Forecast | Winter Peak Demand (MW) | 0 | 0 | 0 | 0 | 0 | 0 | 0 | 0 | 0 | 0 | 0 | 0 | 0 | 0 | 0 | 0 | 0 | 0 | 0 | 0 | 0 | 0 | 0 | 0 | 0 | 0 | 0 | 0 | 0 | 0 | 0 | 0 | 0
F5_Commercial_Retail_Existing_Miscellaneous_Natural Gas_Pool Heater_Codes & Standards Forecast | F5 | Commercial | Retail | Existing | Miscellaneous | Natural Gas | Pool Heater | Codes & Standards Forecast | Turnover | 0 | 0 | 0 | 0 | 0 | 0 | 0 | 0 | 0 | 0 | 0 | 0 | 0 | 0 | 0 | 0 | 0 | 0 | 0 | 0 | 0 | 0 | 0 | 0 | 0 | 0 | 0 | 0 | 0 | 0 | 0 | 0 | 0
F6_Commercial_Retail_Existing_Miscellaneous_Natural Gas_Pool Heater_Codes & Standards Forecast | F6 | Commercial | Retail | Existing | Miscellaneous | Natural Gas | Pool Heater | Codes & Standards Forecast | Avg. Replacement Usage (kWh) | 0.010152 | 0.010152 | 0.010152 | 0.010152 | 0.010152 | 0.010152 | 0.010152 | 0.010152 | 0.010152 | 0.010152 | 0.010152 | 0.010152 | 0.010152 | 0.010152 | 0.010152 | 0.010152 | 0.010152 | 0.010152 | 0.010152 | 0.010152 | 0.010152 | 0.010152 | 0.010152 | 0.010152 | 0.010152 | 0.010152 | 0.010152 | 0.010152 | 0.010152 | 0.010152 | 0.010152 | 0.010152 | 0.010152
F7_Commercial_Retail_Existing_Miscellaneous_Natural Gas_Pool Heater_Codes & Standards Forecast | F7 | Commercial | Retail | Existing | Miscellaneous | Natural Gas | Pool Heater | Codes & Standards Forecast | Avg. Replacement Summer Demand (kW) | 0 | 0 | 0 | 0 | 0 | 0 | 0 | 0 | 0 | 0 | 0 | 0 | 0 | 0 | 0 | 0 | 0 | 0 | 0 | 0 | 0 | 0 | 0 | 0 | 0 | 0 | 0 | 0 | 0 | 0 | 0 | 0 | 0
F8_Commercial_Retail_Existing_Miscellaneous_Natural Gas_Pool Heater_Codes & Standards Forecast | F8 | Commercial | Retail | Existing | Miscellaneous | Natural Gas | Pool Heater | Codes & Standards Forecast | Avg. Replacement Winter Demand (kW) | 0 | 0 | 0 | 0 | 0 | 0 | 0 | 0 | 0 | 0 | 0 | 0 | 0 | 0 | 0 | 0 | 0 | 0 | 0 | 0 | 0 | 0 | 0 | 0 | 0 | 0 | 0 | 0 | 0 | 0 | 0 | 0 | 0
F1_Commercial_Retail_Existing_Miscellaneous_Natural Gas_Miscellaneous_Codes & Standards Forecast | F1 | Commercial | Retail | Existing | Miscellaneous | Natural Gas | Miscellaneous | Codes & Standards Forecast | Units | 20038376.9356 | 19936426.1968 | 19834475.4581 | 19711356.3643 | 19585037.3448 | 19446544.232 | 19317160.2228 | 19202593.7161 | 19099650.7233 | 19000287.7805 | 18902233.3556 | 18805162.517 | 18708225.9782 | 18611009.3545 | 18513188.9085 | 18415186.4985 | 18317157.045 | 18219255.8159 | 18121484.8449 | 18023846.1888 | 17926186.4506 | 17828505.4887 | 17730942.1973 | 17633498.1795 | 17536175.0538 | 17438835.4179 | 17341479.1752 | 17244106.2287 | 17146716.4807 | 17049309.8329 | 16951886.1865 | 16854445.4422 | 16757564.7949
F2_Commercial_Retail_Existing_Miscellaneous_Natural Gas_Miscellaneous_Codes & Standards Forecast | F2 | Commercial | Retail | Existing | Miscellaneous | Natural Gas | Miscellaneous | Codes & Standards Forecast | Usage (MMtherm) | 0.080736 | 0.080325 | 0.079915 | 0.079418 | 0.07891 | 0.078352 | 0.07783 | 0.077369 | 0.076954 | 0.076554 | 0.076158 | 0.075767 | 0.075377 | 0.074985 | 0.074591 | 0.074196 | 0.073801 | 0.073407 | 0.073013 | 0.072619 | 0.072226 | 0.071832 | 0.071439 | 0.071047 | 0.070655 | 0.070262 | 0.06987 | 0.069478 | 0.069085 | 0.068693 | 0.0683 | 0.067908 | 0.067517
F3_Commercial_Retail_Existing_Miscellaneous_Natural Gas_Miscellaneous_Codes & Standards Forecast | F3 | Commercial | Retail | Existing | Miscellaneous | Natural Gas | Miscellaneous | Codes & Standards Forecast | Summer Peak Demand (MW) | 0 | 0 | 0 | 0 | 0 | 0 | 0 | 0 | 0 | 0 | 0 | 0 | 0 | 0 | 0 | 0 | 0 | 0 | 0 | 0 | 0 | 0 | 0 | 0 | 0 | 0 | 0 | 0 | 0 | 0 | 0 | 0 | 0
F4_Commercial_Retail_Existing_Miscellaneous_Natural Gas_Miscellaneous_Codes & Standards Forecast | F4 | Commercial | Retail | Existing | Miscellaneous | Natural Gas | Miscellaneous | Codes & Standards Forecast | Winter Peak Demand (MW) | 0 | 0 | 0 | 0 | 0 | 0 | 0 | 0 | 0 | 0 | 0 | 0 | 0 | 0 | 0 | 0 | 0 | 0 | 0 | 0 | 0 | 0 | 0 | 0 | 0 | 0 | 0 | 0 | 0 | 0 | 0 | 0 | 0
F5_Commercial_Retail_Existing_Miscellaneous_Natural Gas_Miscellaneous_Codes & Standards Forecast | F5 | Commercial | Retail | Existing | Miscellaneous | Natural Gas | Miscellaneous | Codes & Standards Forecast | Turnover | 0 | 1708836.5312 | 2023926.0672 | 2287206.9484 | 2187716.3748 | 2145402.6486 | 2146891.1489 | 2135706.5865 | 2121810.8684 | 2110901.3027 | 2100335.1836 | 2559114.4832 | 2568133.7552 | 2561126.5293 | 2520260.4829 | 2502511.1486 | 2498044.1785 | 2484485.4893 | 2469254.5852 | 2456284.8348 | 2443287.0216 | 2559587.7542 | 2533255.1529 | 2504520.0923 | 2486979.8833 | 2474579.8535 | 2463532.9816 | 2449051.3936 | 2434397.6971 | 2420869.068 | 2407194.8341 | 2428993.8612 | 2406553.739
F6_Commercial_Retail_Existing_Miscellaneous_Natural Gas_Miscellaneous_Codes & Standards Forecast | F6 | Commercial | Retail | Existing | Miscellaneous | Natural Gas | Miscellaneous | Codes & Standards Forecast | Avg. Replacement Usage (kWh) | 0.0040291 | 0.0040291 | 0.0040291 | 0.0040291 | 0.0040291 | 0.0040291 | 0.0040291 | 0.0040291 | 0.0040291 | 0.0040291 | 0.0040291 | 0.0040291 | 0.0040291 | 0.0040291 | 0.0040291 | 0.0040291 | 0.0040291 | 0.0040291 | 0.0040291 | 0.0040291 | 0.0040291 | 0.0040291 | 0.0040291 | 0.0040291 | 0.0040291 | 0.0040291 | 0.0040291 | 0.0040291 | 0.0040291 | 0.0040291 | 0.0040291 | 0.0040291 | 0.0040291
F7_Commercial_Retail_Existing_Miscellaneous_Natural Gas_Miscellaneous_Codes & Standards Forecast | F7 | Commercial | Retail | Existing | Miscellaneous | Natural Gas | Miscellaneous | Codes & Standards Forecast | Avg. Replacement Summer Demand (kW) | 0 | 0 | 0 | 0 | 0 | 0 | 0 | 0 | 0 | 0 | 0 | 0 | 0 | 0 | 0 | 0 | 0 | 0 | 0 | 0 | 0 | 0 | 0 | 0 | 0 | 0 | 0 | 0 | 0 | 0 | 0 | 0 | 0
F8_Commercial_Retail_Existing_Miscellaneous_Natural Gas_Miscellaneous_Codes & Standards Forecast | F8 | Commercial | Retail | Existing | Miscellaneous | Natural Gas | Miscellaneous | Codes & Standards Forecast | Avg. Replacement Winter Demand (kW) | 0 | 0 | 0 | 0 | 0 | 0 | 0 | 0 | 0 | 0 | 0 | 0 | 0 | 0 | 0 | 0 | 0 | 0 | 0 | 0 | 0 | 0 | 0 | 0 | 0 | 0 | 0 | 0 | 0 | 0 | 0 | 0 | 0
F1_Commercial_Retail_New_Space Heating_Natural Gas_Furnace_Codes & Standards Forecast | F1 | Commercial | Retail | New | Space Heating | Natural Gas | Furnace | Codes & Standards Forecast | Units | 0 | 123005.9134 | 716309.1149 | 1095471.4146 | 1584477.5134 | 2248112.408 | 2868395.3727 | 3418159.0683 | 3912604.2845 | 4390011.3722 | 4861190.9784 | 5327689.5134 | 5793548.8903 | 6260741.2437 | 6730807.3003 | 7201739.358 | 7672800.1203 | 8143250.6393 | 8613081.235 | 9082282.1198 | 9551583.338 | 10020985.5636 | 10489827.7734 | 10958102.338 | 11425801.5543 | 11893579.3458 | 12361436.1721 | 12829372.4951 | 13297388.7796 | 13765485.4932 | 14233663.1061 | 14701922.0912 | 14912831.7246
F2_Commercial_Retail_New_Space Heating_Natural Gas_Furnace_Codes & Standards Forecast | F2 | Commercial | Retail | New | Space Heating | Natural Gas | Furnace | Codes & Standards Forecast | Usage (MMtherm) | 0 | 0.016283 | 0.094319 | 0.14348 | 0.20641 | 0.29129 | 0.36965 | 0.43811 | 0.49874 | 0.55652 | 0.61284 | 0.66792 | 0.72227 | 0.77613 | 0.82968 | 0.88269 | 0.93505 | 0.98668 | 1.0376 | 1.0877 | 1.1372 | 1.1861 | 1.2343 | 1.2817 | 1.3284 | 1.3745 | 1.4199 | 1.4646 | 1.5088 | 1.5523 | 1.5951 | 1.6372 | 1.6607
F3_Commercial_Retail_New_Space Heating_Natural Gas_Furnace_Codes & Standards Forecast | F3 | Commercial | Retail | New | Space Heating | Natural Gas | Furnace | Codes & Standards Forecast | Summer Peak Demand (MW) | 0 | 0 | 0 | 0 | 0 | 0 | 0 | 0 | 0 | 0 | 0 | 0 | 0 | 0 | 0 | 0 | 0 | 0 | 0 | 0 | 0 | 0 | 0 | 0 | 0 | 0 | 0 | 0 | 0 | 0 | 0 | 0 | 0
F4_Commercial_Retail_New_Space Heating_Natural Gas_Furnace_Codes & Standards Forecast | F4 | Commercial | Retail | New | Space Heating | Natural Gas | Furnace | Codes & Standards Forecast | Winter Peak Demand (MW) | 0 | 0 | 0 | 0 | 0 | 0 | 0 | 0 | 0 | 0 | 0 | 0 | 0 | 0 | 0 | 0 | 0 | 0 | 0 | 0 | 0 | 0 | 0 | 0 | 0 | 0 | 0 | 0 | 0 | 0 | 0 | 0 | 0
F5_Commercial_Retail_New_Space Heating_Natural Gas_Furnace_Codes & Standards Forecast | F5 | Commercial | Retail | New | Space Heating | Natural Gas | Furnace | Codes & Standards Forecast | Turnover | 0 | 123005.9134 | 593303.2015 | 379162.2997 | 489006.0988 | 663634.8945 | 620282.9648 | 549763.6955 | 494445.2162 | 477407.0877 | 471179.6062 | 466498.535 | 465859.3769 | 467192.3534 | 470066.0566 | 470932.0576 | 471060.7623 | 470450.519 | 469830.5958 | 478662.8781 | 523674.0738 | 548758.8845 | 579710.3641 | 621663.2374 | 657002.8346 | 684809.1081 | 706227.6735 | 724694.5734 | 741268.4854 | 756214.0171 | 769967.3835 | 782772.0314 | 577498.6505
F6_Commercial_Retail_New_Space Heating_Natural Gas_Furnace_Codes & Standards Forecast | F6 | Commercial | Retail | New | Space Heating | Natural Gas | Furnace | Codes & Standards Forecast | Avg. Replacement Usage (kWh) | 0.13237 | 0.13237 | 0.13167 | 0.13097 | 0.13027 | 0.12957 | 0.12887 | 0.12817 | 0.12747 | 0.12677 | 0.12607 | 0.12537 | 0.12467 | 0.12397 | 0.12327 | 0.12257 | 0.12187 | 0.12117 | 0.12046 | 0.11976 | 0.11906 | 0.11836 | 0.11766 | 0.11696 | 0.11626 | 0.11556 | 0.11486 | 0.11416 | 0.11346 | 0.11276 | 0.11206 | 0.11136 | 0.11136
F7_Commercial_Retail_New_Space Heating_Natural Gas_Furnace_Codes & Standards Forecast | F7 | Commercial | Retail | New | Space Heating | Natural Gas | Furnace | Codes & Standards Forecast | Avg. Replacement Summer Demand (kW) | 0 | 0 | 0 | 0 | 0 | 0 | 0 | 0 | 0 | 0 | 0 | 0 | 0 | 0 | 0 | 0 | 0 | 0 | 0 | 0 | 0 | 0 | 0 | 0 | 0 | 0 | 0 | 0 | 0 | 0 | 0 | 0 | 0
F8_Commercial_Retail_New_Space Heating_Natural Gas_Furnace_Codes & Standards Forecast | F8 | Commercial | Retail | New | Space Heating | Natural Gas | Furnace | Codes & Standards Forecast | Avg. Replacement Winter Demand (kW) | 0 | 0 | 0 | 0 | 0 | 0 | 0 | 0 | 0 | 0 | 0 | 0 | 0 | 0 | 0 | 0 | 0 | 0 | 0 | 0 | 0 | 0 | 0 | 0 | 0 | 0 | 0 | 0 | 0 | 0 | 0 | 0 | 0
F1_Commercial_Retail_New_Space Heating_Natural Gas_Boiler_Codes & Standards Forecast | F1 | Commercial | Retail | New | Space Heating | Natural Gas | Boiler | Codes & Standards Forecast | Units | 0 | 5658.8622 | 32953.6564 | 50396.9415 | 72893.5685 | 103423.958 | 131959.9507 | 157251.7186 | 179998.5711 | 201961.5879 | 223638.1107 | 245099.2817 | 266531.0484 | 288024.1384 | 309649.4325 | 331314.5669 | 352985.6223 | 374628.6035 | 396243.0653 | 417828.5574 | 439418.6653 | 461013.4201 | 482582.4114 | 504125.2883 | 525641.6964 | 547161.7194 | 568685.3783 | 590212.6945 | 611743.6893 | 633278.3842 | 654816.8009 | 676358.9611 | 686061.8162
F2_Commercial_Retail_New_Space Heating_Natural Gas_Boiler_Codes & Standards Forecast | F2 | Commercial | Retail | New | Space Heating | Natural Gas | Boiler | Codes & Standards Forecast | Usage (MMtherm) | 0 | 0.0031543 | 0.018271 | 0.027794 | 0.039986 | 0.056429 | 0.071609 | 0.084869 | 0.096615 | 0.10781 | 0.11872 | 0.12939 | 0.13992 | 0.15035 | 0.16072 | 0.17099 | 0.18114 | 0.19114 | 0.201 | 0.21071 | 0.22031 | 0.22978 | 0.2391 | 0.24829 | 0.25734 | 0.26626 | 0.27506 | 0.28373 | 0.29228 | 0.3007 | 0.309 | 0.31717 | 0.32172
F3_Commercial_Retail_New_Space Heating_Natural Gas_Boiler_Codes & Standards Forecast | F3 | Commercial | Retail | New | Space Heating | Natural Gas | Boiler | Codes & Standards Forecast | Summer Peak Demand (MW) | 0 | 0 | 0 | 0 | 0 | 0 | 0 | 0 | 0 | 0 | 0 | 0 | 0 | 0 | 0 | 0 | 0 | 0 | 0 | 0 | 0 | 0 | 0 | 0 | 0 | 0 | 0 | 0 | 0 | 0 | 0 | 0 | 0
F4_Commercial_Retail_New_Space Heating_Natural Gas_Boiler_Codes & Standards Forecast | F4 | Commercial | Retail | New | Space Heating | Natural Gas | Boiler | Codes & Standards Forecast | Winter Peak Demand (MW) | 0 | 0 | 0 | 0 | 0 | 0 | 0 | 0 | 0 | 0 | 0 | 0 | 0 | 0 | 0 | 0 | 0 | 0 | 0 | 0 | 0 | 0 | 0 | 0 | 0 | 0 | 0 | 0 | 0 | 0 | 0 | 0 | 0
F5_Commercial_Retail_New_Space Heating_Natural Gas_Boiler_Codes & Standards Forecast | F5 | Commercial | Retail | New | Space Heating | Natural Gas | Boiler | Codes & Standards Forecast | Turnover | 0 | 5658.8622 | 27294.7941 | 17443.2851 | 22496.627 | 30530.3895 | 28535.9927 | 25291.7679 | 22746.8525 | 21963.0168 | 21676.5228 | 21461.171 | 21431.7667 | 21493.09 | 21625.2941 | 21665.1343 | 21671.0554 | 21642.9813 | 21614.4618 | 21585.4921 | 21590.1079 | 21594.7547 | 22083.4333 | 24491.8964 | 25783.0881 | 27443.9709 | 29684.5561 | 31540.4947 | 32933.136 | 33968.1735 | 34838.2169 | 35603.4807 | 24436.8893
F6_Commercial_Retail_New_Space Heating_Natural Gas_Boiler_Codes & Standards Forecast | F6 | Commercial | Retail | New | Space Heating | Natural Gas | Boiler | Codes & Standards Forecast | Avg. Replacement Usage (kWh) | 0.55741 | 0.55741 | 0.55446 | 0.55151 | 0.54856 | 0.54561 | 0.54265 | 0.5397 | 0.53675 | 0.53381 | 0.53085 | 0.5279 | 0.52495 | 0.52201 | 0.51905 | 0.5161 | 0.51316 | 0.51021 | 0.50726 | 0.50431 | 0.50136 | 0.49842 | 0.49546 | 0.49251 | 0.48957 | 0.48663 | 0.48367 | 0.48072 | 0.47778 | 0.47483 | 0.47188 | 0.46893 | 0.46893
F7_Commercial_Retail_New_Space Heating_Natural Gas_Boiler_Codes & Standards Forecast | F7 | Commercial | Retail | New | Space Heating | Natural Gas | Boiler | Codes & Standards Forecast | Avg. Replacement Summer Demand (kW) | 0 | 0 | 0 | 0 | 0 | 0 | 0 | 0 | 0 | 0 | 0 | 0 | 0 | 0 | 0 | 0 | 0 | 0 | 0 | 0 | 0 | 0 | 0 | 0 | 0 | 0 | 0 | 0 | 0 | 0 | 0 | 0 | 0
F8_Commercial_Retail_New_Space Heating_Natural Gas_Boiler_Codes & Standards Forecast | F8 | Commercial | Retail | New | Space Heating | Natural Gas | Boiler | Codes & Standards Forecast | Avg. Replacement Winter Demand (kW) | 0 | 0 | 0 | 0 | 0 | 0 | 0 | 0 | 0 | 0 | 0 | 0 | 0 | 0 | 0 | 0 | 0 | 0 | 0 | 0 | 0 | 0 | 0 | 0 | 0 | 0 | 0 | 0 | 0 | 0 | 0 | 0 | 0
F1_Commercial_Retail_New_Space Heating_Natural Gas_Unit Heater_Codes & Standards Forecast | F1 | Commercial | Retail | New | Space Heating | Natural Gas | Unit Heater | Codes & Standards Forecast | Units | 0 | 12276.7359 | 71491.9924 | 109334.6887 | 158140.4621 | 224375.248 | 286283.2484 | 341152.9983 | 390501.6286 | 438149.7503 | 485176.3316 | 531735.7137 | 578231.3038 | 624859.9332 | 671775.3755 | 718777.25 | 765791.9699 | 812745.7839 | 859637.7258 | 906466.8188 | 953305.9256 | 1000155.1135 | 1046948.4085 | 1093685.0491 | 1140364.2664 | 1187051.326 | 1233746.2737 | 1280449.1557 | 1327160.0184 | 1373878.9083 | 1420605.8725 | 1467340.9582 | 1488391.0182
F2_Commercial_Retail_New_Space Heating_Natural Gas_Unit Heater_Codes & Standards Forecast | F2 | Commercial | Retail | New | Space Heating | Natural Gas | Unit Heater | Codes & Standards Forecast | Usage (MMtherm) | 0 | 0.00092886 | 0.0053805 | 0.0081847 | 0.011775 | 0.016617 | 0.021087 | 0.024992 | 0.028451 | 0.031747 | 0.03496 | 0.038102 | 0.041202 | 0.044275 | 0.047329 | 0.050353 | 0.05334 | 0.056286 | 0.059189 | 0.06205 | 0.064875 | 0.067663 | 0.070409 | 0.073115 | 0.075779 | 0.078408 | 0.080997 | 0.083551 | 0.086068 | 0.088549 | 0.090991 | 0.093398 | 0.094737
F3_Commercial_Retail_New_Space Heating_Natural Gas_Unit Heater_Codes & Standards Forecast | F3 | Commercial | Retail | New | Space Heating | Natural Gas | Unit Heater | Codes & Standards Forecast | Summer Peak Demand (MW) | 0 | 0 | 0 | 0 | 0 | 0 | 0 | 0 | 0 | 0 | 0 | 0 | 0 | 0 | 0 | 0 | 0 | 0 | 0 | 0 | 0 | 0 | 0 | 0 | 0 | 0 | 0 | 0 | 0 | 0 | 0 | 0 | 0
F4_Commercial_Retail_New_Space Heating_Natural Gas_Unit Heater_Codes & Standards Forecast | F4 | Commercial | Retail | New | Space Heating | Natural Gas | Unit Heater | Codes & Standards Forecast | Winter Peak Demand (MW) | 0 | 0 | 0 | 0 | 0 | 0 | 0 | 0 | 0 | 0 | 0 | 0 | 0 | 0 | 0 | 0 | 0 | 0 | 0 | 0 | 0 | 0 | 0 | 0 | 0 | 0 | 0 | 0 | 0 | 0 | 0 | 0 | 0
F5_Commercial_Retail_New_Space Heating_Natural Gas_Unit Heater_Codes & Standards Forecast | F5 | Commercial | Retail | New | Space Heating | Natural Gas | Unit Heater | Codes & Standards Forecast | Turnover | 0 | 12276.7359 | 59215.2565 | 37842.6963 | 48805.7734 | 66234.7859 | 61908.0005 | 54869.7499 | 49348.6303 | 47648.1217 | 47026.5813 | 46559.382 | 48950.9374 | 60435.9584 | 65529.8448 | 71654.5511 | 79983.8185 | 88928.9656 | 103750.6647 | 96583.1088 | 99045.8487 | 102588.8088 | 99562.6272 | 96897.2587 | 97447.5751 | 99961.9367 | 103482.8265 | 108007.4752 | 114167.2622 | 124444.8719 | 129559.7033 | 134416.0017 | 113896.0221
F6_Commercial_Retail_New_Space Heating_Natural Gas_Unit Heater_Codes & Standards Forecast | F6 | Commercial | Retail | New | Space Heating | Natural Gas | Unit Heater | Codes & Standards Forecast | Avg. Replacement Usage (kWh) | 0.07566 | 0.07566 | 0.07526 | 0.074859 | 0.074459 | 0.074059 | 0.073658 | 0.073257 | 0.072857 | 0.072457 | 0.072056 | 0.071656 | 0.071255 | 0.070855 | 0.070454 | 0.070054 | 0.069654 | 0.069254 | 0.068853 | 0.068453 | 0.068052 | 0.067653 | 0.067252 | 0.066852 | 0.066452 | 0.066053 | 0.065652 | 0.065252 | 0.064852 | 0.064452 | 0.064051 | 0.063651 | 0.063651
F7_Commercial_Retail_New_Space Heating_Natural Gas_Unit Heater_Codes & Standards Forecast | F7 | Commercial | Retail | New | Space Heating | Natural Gas | Unit Heater | Codes & Standards Forecast | Avg. Replacement Summer Demand (kW) | 0 | 0 | 0 | 0 | 0 | 0 | 0 | 0 | 0 | 0 | 0 | 0 | 0 | 0 | 0 | 0 | 0 | 0 | 0 | 0 | 0 | 0 | 0 | 0 | 0 | 0 | 0 | 0 | 0 | 0 | 0 | 0 | 0
F8_Commercial_Retail_New_Space Heating_Natural Gas_Unit Heater_Codes & Standards Forecast | F8 | Commercial | Retail | New | Space Heating | Natural Gas | Unit Heater | Codes & Standards Forecast | Avg. Replacement Winter Demand (kW) | 0 | 0 | 0 | 0 | 0 | 0 | 0 | 0 | 0 | 0 | 0 | 0 | 0 | 0 | 0 | 0 | 0 | 0 | 0 | 0 | 0 | 0 | 0 | 0 | 0 | 0 | 0 | 0 | 0 | 0 | 0 | 0 | 0
F1_Commercial_Retail_New_Water Heating_Natural Gas_Water Heater_Codes & Standards Forecast | F1 | Commercial | Retail | New | Water Heating | Natural Gas | Water Heater | Codes & Standards Forecast | Units | 0 | 67885.4199 | 395322.0113 | 604576.9263 | 874453.2555 | 1240705.0256 | 1583031.4097 | 1886439.0941 | 2159317.204 | 2422792.1846 | 2682830.2962 | 2940284.9834 | 3197386.9273 | 3455224.5242 | 3714648.0819 | 3974549.5746 | 4234522.0978 | 4494157.8354 | 4753451.4451 | 5012397.5253 | 5271398.9782 | 5530456.1758 | 5789204.3077 | 6047639.1634 | 6305756.4916 | 6563917.1844 | 6822121.4955 | 7080369.6799 | 7338661.994 | 7596998.6959 | 7855380.0452 | 8113806.3027 | 8230204.6826
F2_Commercial_Retail_New_Water Heating_Natural Gas_Water Heater_Codes & Standards Forecast | F2 | Commercial | Retail | New | Water Heating | Natural Gas | Water Heater | Codes & Standards Forecast | Usage (MMtherm) | 0 | 0.012222 | 0.071173 | 0.10885 | 0.15744 | 0.22338 | 0.28501 | 0.33963 | 0.38876 | 0.4362 | 0.48301 | 0.52937 | 0.57565 | 0.62207 | 0.66878 | 0.71557 | 0.76238 | 0.80912 | 0.85581 | 0.90243 | 0.94906 | 0.9957 | 1.0423 | 1.0888 | 1.1353 | 1.1818 | 1.2282 | 1.2747 | 1.3212 | 1.3678 | 1.4143 | 1.4608 | 1.4818
F3_Commercial_Retail_New_Water Heating_Natural Gas_Water Heater_Codes & Standards Forecast | F3 | Commercial | Retail | New | Water Heating | Natural Gas | Water Heater | Codes & Standards Forecast | Summer Peak Demand (MW) | 0 | 0 | 0 | 0 | 0 | 0 | 0 | 0 | 0 | 0 | 0 | 0 | 0 | 0 | 0 | 0 | 0 | 0 | 0 | 0 | 0 | 0 | 0 | 0 | 0 | 0 | 0 | 0 | 0 | 0 | 0 | 0 | 0
F4_Commercial_Retail_New_Water Heating_Natural Gas_Water Heater_Codes & Standards Forecast | F4 | Commercial | Retail | New | Water Heating | Natural Gas | Water Heater | Codes & Standards Forecast | Winter Peak Demand (MW) | 0 | 0 | 0 | 0 | 0 | 0 | 0 | 0 | 0 | 0 | 0 | 0 | 0 | 0 | 0 | 0 | 0 | 0 | 0 | 0 | 0 | 0 | 0 | 0 | 0 | 0 | 0 | 0 | 0 | 0 | 0 | 0 | 0
F5_Commercial_Retail_New_Water Heating_Natural Gas_Water Heater_Codes & Standards Forecast | F5 | Commercial | Retail | New | Water Heating | Natural Gas | Water Heater | Codes & Standards Forecast | Turnover | 0 | 67885.4199 | 327436.5914 | 209254.915 | 269876.3292 | 366251.7701 | 342326.3841 | 303407.6844 | 272878.1099 | 263474.9806 | 273615.1956 | 333803.6727 | 360032.1153 | 394156.9998 | 441729.434 | 492007.2262 | 574378.4291 | 534755.4669 | 547975.9294 | 569879.2185 | 568236.8018 | 568249.5961 | 576930.3059 | 598861.5078 | 631518.2916 | 687535.1975 | 715530.6371 | 742650.0648 | 772260.4904 | 796338.6248 | 824025.9234 | 815941.0563 | 685648.1853
F6_Commercial_Retail_New_Water Heating_Natural Gas_Water Heater_Codes & Standards Forecast | F6 | Commercial | Retail | New | Water Heating | Natural Gas | Water Heater | Codes & Standards Forecast | Avg. Replacement Usage (kWh) | 0.18004 | 0.18004 | 0.18004 | 0.18004 | 0.18004 | 0.18004 | 0.18004 | 0.18004 | 0.18004 | 0.18004 | 0.18004 | 0.18004 | 0.18004 | 0.18004 | 0.18004 | 0.18004 | 0.18004 | 0.18004 | 0.18004 | 0.18004 | 0.18004 | 0.18004 | 0.18004 | 0.18004 | 0.18004 | 0.18004 | 0.18004 | 0.18004 | 0.18004 | 0.18004 | 0.18004 | 0.18004 | 0.18004
F7_Commercial_Retail_New_Water Heating_Natural Gas_Water Heater_Codes & Standards Forecast | F7 | Commercial | Retail | New | Water Heating | Natural Gas | Water Heater | Codes & Standards Forecast | Avg. Replacement Summer Demand (kW) | 0 | 0 | 0 | 0 | 0 | 0 | 0 | 0 | 0 | 0 | 0 | 0 | 0 | 0 | 0 | 0 | 0 | 0 | 0 | 0 | 0 | 0 | 0 | 0 | 0 | 0 | 0 | 0 | 0 | 0 | 0 | 0 | 0
F8_Commercial_Retail_New_Water Heating_Natural Gas_Water Heater_Codes & Standards Forecast | F8 | Commercial | Retail | New | Water Heating | Natural Gas | Water Heater | Codes & Standards Forecast | Avg. Replacement Winter Demand (kW) | 0 | 0 | 0 | 0 | 0 | 0 | 0 | 0 | 0 | 0 | 0 | 0 | 0 | 0 | 0 | 0 | 0 | 0 | 0 | 0 | 0 | 0 | 0 | 0 | 0 | 0 | 0 | 0 | 0 | 0 | 0 | 0 | 0
F1_Commercial_Retail_New_Food Preparation_Natural Gas_Oven_Codes & Standards Forecast | F1 | Commercial | Retail | New | Food Preparation | Natural Gas | Oven | Codes & Standards Forecast | Units | 0 | 2612.5521 | 15213.8613 | 23266.9804 | 33653.0983 | 47748.1992 | 60922.538 | 72599.1011 | 83100.7417 | 93240.5055 | 103248.0023 | 113156.0766 | 123050.5758 | 132973.3864 | 142957.2322 | 152959.4712 | 162964.4438 | 172956.4554 | 182935.3002 | 192900.7704 | 202868.3717 | 212838.1182 | 222795.9705 | 232741.7664 | 242675.3423 | 252610.5871 | 262547.5106 | 272486.1225 | 282426.4327 | 292368.4512 | 302312.1879 | 312257.6529 | 316737.2133
F2_Commercial_Retail_New_Food Preparation_Natural Gas_Oven_Codes & Standards Forecast | F2 | Commercial | Retail | New | Food Preparation | Natural Gas | Oven | Codes & Standards Forecast | Usage (MMtherm) | 0 | 0.00094395 | 0.005497 | 0.0084066 | 0.012159 | 0.017252 | 0.022012 | 0.026231 | 0.030025 | 0.033689 | 0.037305 | 0.040885 | 0.04446 | 0.048045 | 0.051652 | 0.055266 | 0.058881 | 0.062491 | 0.066097 | 0.069697 | 0.073299 | 0.076901 | 0.080499 | 0.084092 | 0.087682 | 0.091271 | 0.094862 | 0.098453 | 0.10204 | 0.10564 | 0.10923 | 0.11282 | 0.11444
F3_Commercial_Retail_New_Food Preparation_Natural Gas_Oven_Codes & Standards Forecast | F3 | Commercial | Retail | New | Food Preparation | Natural Gas | Oven | Codes & Standards Forecast | Summer Peak Demand (MW) | 0 | 0 | 0 | 0 | 0 | 0 | 0 | 0 | 0 | 0 | 0 | 0 | 0 | 0 | 0 | 0 | 0 | 0 | 0 | 0 | 0 | 0 | 0 | 0 | 0 | 0 | 0 | 0 | 0 | 0 | 0 | 0 | 0
F4_Commercial_Retail_New_Food Preparation_Natural Gas_Oven_Codes & Standards Forecast | F4 | Commercial | Retail | New | Food Preparation | Natural Gas | Oven | Codes & Standards Forecast | Winter Peak Demand (MW) | 0 | 0 | 0 | 0 | 0 | 0 | 0 | 0 | 0 | 0 | 0 | 0 | 0 | 0 | 0 | 0 | 0 | 0 | 0 | 0 | 0 | 0 | 0 | 0 | 0 | 0 | 0 | 0 | 0 | 0 | 0 | 0 | 0
F5_Commercial_Retail_New_Food Preparation_Natural Gas_Oven_Codes & Standards Forecast | F5 | Commercial | Retail | New | Food Preparation | Natural Gas | Oven | Codes & Standards Forecast | Turnover | 0 | 2612.5521 | 12601.3091 | 8053.1191 | 10386.1179 | 14095.1009 | 13174.3388 | 11676.5631 | 10501.6407 | 10139.7638 | 10007.4968 | 9908.0744 | 10417.0096 | 12861.0807 | 13945.0858 | 15248.4546 | 17020.9652 | 18924.5382 | 22078.6715 | 20553.379 | 21077.4627 | 21831.4227 | 21187.4358 | 20620.2317 | 20737.3419 | 21272.4109 | 22021.6742 | 22984.5426 | 24295.3767 | 26482.5046 | 27570.9668 | 28604.4119 | 24237.6554
F6_Commercial_Retail_New_Food Preparation_Natural Gas_Oven_Codes & Standards Forecast | F6 | Commercial | Retail | New | Food Preparation | Natural Gas | Oven | Codes & Standards Forecast | Avg. Replacement Usage (kWh) | 0.36131 | 0.36131 | 0.36131 | 0.36131 | 0.36131 | 0.36131 | 0.36131 | 0.36131 | 0.36131 | 0.36131 | 0.36131 | 0.36131 | 0.36131 | 0.36131 | 0.36131 | 0.36131 | 0.36131 | 0.36131 | 0.36131 | 0.36131 | 0.36131 | 0.36131 | 0.36131 | 0.36131 | 0.36131 | 0.36131 | 0.36131 | 0.36131 | 0.36131 | 0.36131 | 0.36131 | 0.36131 | 0.36131
F7_Commercial_Retail_New_Food Preparation_Natural Gas_Oven_Codes & Standards Forecast | F7 | Commercial | Retail | New | Food Preparation | Natural Gas | Oven | Codes & Standards Forecast | Avg. Replacement Summer Demand (kW) | 0 | 0 | 0 | 0 | 0 | 0 | 0 | 0 | 0 | 0 | 0 | 0 | 0 | 0 | 0 | 0 | 0 | 0 | 0 | 0 | 0 | 0 | 0 | 0 | 0 | 0 | 0 | 0 | 0 | 0 | 0 | 0 | 0
F8_Commercial_Retail_New_Food Preparation_Natural Gas_Oven_Codes & Standards Forecast | F8 | Commercial | Retail | New | Food Preparation | Natural Gas | Oven | Codes & Standards Forecast | Avg. Replacement Winter Demand (kW) | 0 | 0 | 0 | 0 | 0 | 0 | 0 | 0 | 0 | 0 | 0 | 0 | 0 | 0 | 0 | 0 | 0 | 0 | 0 | 0 | 0 | 0 | 0 | 0 | 0 | 0 | 0 | 0 | 0 | 0 | 0 | 0 | 0
F1_Commercial_Retail_New_Food Preparation_Natural Gas_Conveyor Oven_Codes & Standards Forecast | F1 | Commercial | Retail | New | Food Preparation | Natural Gas | Conveyor Oven | Codes & Standards Forecast | Units | 0 | 1306.2761 | 7606.9306 | 11633.4902 | 16826.5492 | 23874.0996 | 30461.269 | 36299.5505 | 41550.3709 | 46620.2527 | 51624.0011 | 56578.0383 | 61525.2879 | 66486.6932 | 71478.6161 | 76479.7356 | 81482.2219 | 86478.2277 | 91467.6501 | 96450.3852 | 101434.1858 | 106419.0591 | 111397.9852 | 116370.8832 | 121337.6712 | 126305.2936 | 131273.7553 | 136243.0613 | 141213.2164 | 146184.2256 | 151156.094 | 156128.8265 | 158368.6066
F2_Commercial_Retail_New_Food Preparation_Natural Gas_Conveyor Oven_Codes & Standards Forecast | F2 | Commercial | Retail | New | Food Preparation | Natural Gas | Conveyor Oven | Codes & Standards Forecast | Usage (MMtherm) | 0 | 0.00086791 | 0.0050541 | 0.0077295 | 0.01118 | 0.015862 | 0.020239 | 0.024118 | 0.027607 | 0.030975 | 0.0343 | 0.037591 | 0.040878 | 0.044175 | 0.047491 | 0.050814 | 0.054138 | 0.057457 | 0.060772 | 0.064083 | 0.067394 | 0.070706 | 0.074014 | 0.077318 | 0.080618 | 0.083919 | 0.08722 | 0.090522 | 0.093824 | 0.097127 | 0.10043 | 0.10373 | 0.10522
F3_Commercial_Retail_New_Food Preparation_Natural Gas_Conveyor Oven_Codes & Standards Forecast | F3 | Commercial | Retail | New | Food Preparation | Natural Gas | Conveyor Oven | Codes & Standards Forecast | Summer Peak Demand (MW) | 0 | 0 | 0 | 0 | 0 | 0 | 0 | 0 | 0 | 0 | 0 | 0 | 0 | 0 | 0 | 0 | 0 | 0 | 0 | 0 | 0 | 0 | 0 | 0 | 0 | 0 | 0 | 0 | 0 | 0 | 0 | 0 | 0
F4_Commercial_Retail_New_Food Preparation_Natural Gas_Conveyor Oven_Codes & Standards Forecast | F4 | Commercial | Retail | New | Food Preparation | Natural Gas | Conveyor Oven | Codes & Standards Forecast | Winter Peak Demand (MW) | 0 | 0 | 0 | 0 | 0 | 0 | 0 | 0 | 0 | 0 | 0 | 0 | 0 | 0 | 0 | 0 | 0 | 0 | 0 | 0 | 0 | 0 | 0 | 0 | 0 | 0 | 0 | 0 | 0 | 0 | 0 | 0 | 0
F5_Commercial_Retail_New_Food Preparation_Natural Gas_Conveyor Oven_Codes & Standards Forecast | F5 | Commercial | Retail | New | Food Preparation | Natural Gas | Conveyor Oven | Codes & Standards Forecast | Turnover | 0 | 1306.2761 | 6300.6546 | 4026.5596 | 5193.059 | 7047.5504 | 6587.1694 | 5838.2816 | 5250.8203 | 5069.8819 | 5003.7484 | 4954.0372 | 4947.2496 | 4961.4053 | 4991.9229 | 5001.1195 | 5002.4863 | 5257.261 | 6458.5575 | 6963.3551 | 7606.9084 | 8492.8696 | 9445.1895 | 11022.8113 | 10260.7424 | 10522.5531 | 10899.2998 | 10584.0977 | 10255.122 | 10037.2644 | 9975.8251 | 9958.7853 | 7216.0882
F6_Commercial_Retail_New_Food Preparation_Natural Gas_Conveyor Oven_Codes & Standards Forecast | F6 | Commercial | Retail | New | Food Preparation | Natural Gas | Conveyor Oven | Codes & Standards Forecast | Avg. Replacement Usage (kWh) | 0.66441 | 0.66441 | 0.66441 | 0.66441 | 0.66441 | 0.66441 | 0.66441 | 0.66441 | 0.66441 | 0.66441 | 0.66441 | 0.66441 | 0.66441 | 0.66441 | 0.66441 | 0.66441 | 0.66441 | 0.66441 | 0.66441 | 0.66441 | 0.66441 | 0.66441 | 0.66441 | 0.66441 | 0.66441 | 0.66441 | 0.66441 | 0.66441 | 0.66441 | 0.66441 | 0.66441 | 0.66441 | 0.66441
F7_Commercial_Retail_New_Food Preparation_Natural Gas_Conveyor Oven_Codes & Standards Forecast | F7 | Commercial | Retail | New | Food Preparation | Natural Gas | Conveyor Oven | Codes & Standards Forecast | Avg. Replacement Summer Demand (kW) | 0 | 0 | 0 | 0 | 0 | 0 | 0 | 0 | 0 | 0 | 0 | 0 | 0 | 0 | 0 | 0 | 0 | 0 | 0 | 0 | 0 | 0 | 0 | 0 | 0 | 0 | 0 | 0 | 0 | 0 | 0 | 0 | 0
F8_Commercial_Retail_New_Food Preparation_Natural Gas_Conveyor Oven_Codes & Standards Forecast | F8 | Commercial | Retail | New | Food Preparation | Natural Gas | Conveyor Oven | Codes & Standards Forecast | Avg. Replacement Winter Demand (kW) | 0 | 0 | 0 | 0 | 0 | 0 | 0 | 0 | 0 | 0 | 0 | 0 | 0 | 0 | 0 | 0 | 0 | 0 | 0 | 0 | 0 | 0 | 0 | 0 | 0 | 0 | 0 | 0 | 0 | 0 | 0 | 0 | 0
F1_Commercial_Retail_New_Food Preparation_Natural Gas_Double Rack Oven_Codes & Standards Forecast | F1 | Commercial | Retail | New | Food Preparation | Natural Gas | Double Rack Oven | Codes & Standards Forecast | Units | 0 | 1306.2761 | 7606.9306 | 11633.4902 | 16826.5492 | 23874.0996 | 30461.269 | 36299.5505 | 41550.3709 | 46620.2527 | 51624.0011 | 56578.0383 | 61525.2879 | 66486.6932 | 71478.6161 | 76479.7356 | 81482.2219 | 86478.2277 | 91467.6501 | 96450.3852 | 101434.1858 | 106419.0591 | 111397.9852 | 116370.8832 | 121337.6712 | 126305.2936 | 131273.7553 | 136243.0613 | 141213.2164 | 146184.2256 | 151156.094 | 156128.8265 | 158368.6066
F2_Commercial_Retail_New_Food Preparation_Natural Gas_Double Rack Oven_Codes & Standards Forecast | F2 | Commercial | Retail | New | Food Preparation | Natural Gas | Double Rack Oven | Codes & Standards Forecast | Usage (MMtherm) | 0 | 0.0015467 | 0.0090072 | 0.013775 | 0.019924 | 0.028269 | 0.036069 | 0.042982 | 0.049199 | 0.055202 | 0.061127 | 0.066993 | 0.072851 | 0.078726 | 0.084636 | 0.090558 | 0.096482 | 0.1024 | 0.10831 | 0.11421 | 0.12011 | 0.12601 | 0.1319 | 0.13779 | 0.14367 | 0.14956 | 0.15544 | 0.16132 | 0.16721 | 0.17309 | 0.17898 | 0.18487 | 0.18752
F3_Commercial_Retail_New_Food Preparation_Natural Gas_Double Rack Oven_Codes & Standards Forecast | F3 | Commercial | Retail | New | Food Preparation | Natural Gas | Double Rack Oven | Codes & Standards Forecast | Summer Peak Demand (MW) | 0 | 0 | 0 | 0 | 0 | 0 | 0 | 0 | 0 | 0 | 0 | 0 | 0 | 0 | 0 | 0 | 0 | 0 | 0 | 0 | 0 | 0 | 0 | 0 | 0 | 0 | 0 | 0 | 0 | 0 | 0 | 0 | 0
F4_Commercial_Retail_New_Food Preparation_Natural Gas_Double Rack Oven_Codes & Standards Forecast | F4 | Commercial | Retail | New | Food Preparation | Natural Gas | Double Rack Oven | Codes & Standards Forecast | Winter Peak Demand (MW) | 0 | 0 | 0 | 0 | 0 | 0 | 0 | 0 | 0 | 0 | 0 | 0 | 0 | 0 | 0 | 0 | 0 | 0 | 0 | 0 | 0 | 0 | 0 | 0 | 0 | 0 | 0 | 0 | 0 | 0 | 0 | 0 | 0
F5_Commercial_Retail_New_Food Preparation_Natural Gas_Double Rack Oven_Codes & Standards Forecast | F5 | Commercial | Retail | New | Food Preparation | Natural Gas | Double Rack Oven | Codes & Standards Forecast | Turnover | 0 | 1306.2761 | 6300.6546 | 4026.5596 | 5193.059 | 7047.5504 | 6587.1694 | 5838.2816 | 5250.8203 | 5069.8819 | 5003.7484 | 4954.0372 | 5208.5048 | 6430.5404 | 6972.5429 | 7624.2273 | 8510.4826 | 9462.2691 | 11039.3358 | 10276.6895 | 10538.7313 | 10915.7113 | 10593.7179 | 10310.1159 | 10368.6709 | 10636.2054 | 11010.8371 | 11492.2713 | 12147.6884 | 13241.2523 | 13785.4834 | 14302.206 | 12118.8277
F6_Commercial_Retail_New_Food Preparation_Natural Gas_Double Rack Oven_Codes & Standards Forecast | F6 | Commercial | Retail | New | Food Preparation | Natural Gas | Double Rack Oven | Codes & Standards Forecast | Avg. Replacement Usage (kWh) | 1.1841 | 1.1841 | 1.1841 | 1.1841 | 1.1841 | 1.1841 | 1.1841 | 1.1841 | 1.1841 | 1.1841 | 1.1841 | 1.1841 | 1.1841 | 1.1841 | 1.1841 | 1.1841 | 1.1841 | 1.1841 | 1.1841 | 1.1841 | 1.1841 | 1.1841 | 1.1841 | 1.1841 | 1.1841 | 1.1841 | 1.1841 | 1.1841 | 1.1841 | 1.1841 | 1.1841 | 1.1841 | 1.1841
F7_Commercial_Retail_New_Food Preparation_Natural Gas_Double Rack Oven_Codes & Standards Forecast | F7 | Commercial | Retail | New | Food Preparation | Natural Gas | Double Rack Oven | Codes & Standards Forecast | Avg. Replacement Summer Demand (kW) | 0 | 0 | 0 | 0 | 0 | 0 | 0 | 0 | 0 | 0 | 0 | 0 | 0 | 0 | 0 | 0 | 0 | 0 | 0 | 0 | 0 | 0 | 0 | 0 | 0 | 0 | 0 | 0 | 0 | 0 | 0 | 0 | 0
F8_Commercial_Retail_New_Food Preparation_Natural Gas_Double Rack Oven_Codes & Standards Forecast | F8 | Commercial | Retail | New | Food Preparation | Natural Gas | Double Rack Oven | Codes & Standards Forecast | Avg. Replacement Winter Demand (kW) | 0 | 0 | 0 | 0 | 0 | 0 | 0 | 0 | 0 | 0 | 0 | 0 | 0 | 0 | 0 | 0 | 0 | 0 | 0 | 0 | 0 | 0 | 0 | 0 | 0 | 0 | 0 | 0 | 0 | 0 | 0 | 0 | 0
F1_Commercial_Retail_New_Food Preparation_Natural Gas_Fryer_Codes & Standards Forecast | F1 | Commercial | Retail | New | Food Preparation | Natural Gas | Fryer | Codes & Standards Forecast | Units | 0 | 5225.1043 | 30427.7225 | 46533.9608 | 67306.1966 | 95496.3983 | 121845.0759 | 145198.2022 | 166201.4835 | 186481.011 | 206496.0045 | 226312.1533 | 246101.1516 | 265946.7727 | 285914.4644 | 305918.9424 | 325928.8877 | 345912.9107 | 365870.6004 | 385801.5408 | 405736.7433 | 425676.2365 | 445591.941 | 465483.5328 | 485350.6846 | 505221.1743 | 525095.0212 | 544972.245 | 564852.8655 | 584736.9024 | 604624.3759 | 624515.3059 | 633474.4265
F2_Commercial_Retail_New_Food Preparation_Natural Gas_Fryer_Codes & Standards Forecast | F2 | Commercial | Retail | New | Food Preparation | Natural Gas | Fryer | Codes & Standards Forecast | Usage (MMtherm) | 0 | 0.0031328 | 0.018244 | 0.024162 | 0.031796 | 0.042155 | 0.051535 | 0.058427 | 0.064878 | 0.07138 | 0.077734 | 0.083166 | 0.090438 | 0.097731 | 0.10507 | 0.11242 | 0.11977 | 0.12712 | 0.13445 | 0.14178 | 0.1491 | 0.15643 | 0.16375 | 0.17106 | 0.17836 | 0.18566 | 0.19296 | 0.20027 | 0.20757 | 0.21488 | 0.22219 | 0.2295 | 0.23279
F3_Commercial_Retail_New_Food Preparation_Natural Gas_Fryer_Codes & Standards Forecast | F3 | Commercial | Retail | New | Food Preparation | Natural Gas | Fryer | Codes & Standards Forecast | Summer Peak Demand (MW) | 0 | 0 | 0 | 0 | 0 | 0 | 0 | 0 | 0 | 0 | 0 | 0 | 0 | 0 | 0 | 0 | 0 | 0 | 0 | 0 | 0 | 0 | 0 | 0 | 0 | 0 | 0 | 0 | 0 | 0 | 0 | 0 | 0
F4_Commercial_Retail_New_Food Preparation_Natural Gas_Fryer_Codes & Standards Forecast | F4 | Commercial | Retail | New | Food Preparation | Natural Gas | Fryer | Codes & Standards Forecast | Winter Peak Demand (MW) | 0 | 0 | 0 | 0 | 0 | 0 | 0 | 0 | 0 | 0 | 0 | 0 | 0 | 0 | 0 | 0 | 0 | 0 | 0 | 0 | 0 | 0 | 0 | 0 | 0 | 0 | 0 | 0 | 0 | 0 | 0 | 0 | 0
F5_Commercial_Retail_New_Food Preparation_Natural Gas_Fryer_Codes & Standards Forecast | F5 | Commercial | Retail | New | Food Preparation | Natural Gas | Fryer | Codes & Standards Forecast | Turnover | 0 | 5225.1043 | 25202.6183 | 16106.2382 | 20772.2359 | 28190.2017 | 27654.9537 | 30633.4878 | 30490.1121 | 32587.7095 | 37533.6222 | 44609.6164 | 43883.8574 | 46646.5566 | 49975.6387 | 51766.827 | 55690.9312 | 57681.7031 | 60390.3585 | 63923.0401 | 67550.1505 | 69401.2109 | 72088.0201 | 74908.4249 | 77535.5941 | 80940.5673 | 83499.1274 | 86260.9658 | 89233.8551 | 92143.5918 | 94756.5467 | 97555.1092 | 89441.7918
F6_Commercial_Retail_New_Food Preparation_Natural Gas_Fryer_Codes & Standards Forecast | F6 | Commercial | Retail | New | Food Preparation | Natural Gas | Fryer | Codes & Standards Forecast | Avg. Replacement Usage (kWh) | 0.59958 | 0.59958 | 0.59958 | 0.36748 | 0.36748 | 0.36748 | 0.36748 | 0.36748 | 0.36748 | 0.36748 | 0.36748 | 0.36748 | 0.36748 | 0.36748 | 0.36748 | 0.36748 | 0.36748 | 0.36748 | 0.36748 | 0.36748 | 0.36748 | 0.36748 | 0.36748 | 0.36748 | 0.36748 | 0.36748 | 0.36748 | 0.36748 | 0.36748 | 0.36748 | 0.36748 | 0.36748 | 0.36748
F7_Commercial_Retail_New_Food Preparation_Natural Gas_Fryer_Codes & Standards Forecast | F7 | Commercial | Retail | New | Food Preparation | Natural Gas | Fryer | Codes & Standards Forecast | Avg. Replacement Summer Demand (kW) | 0 | 0 | 0 | 0 | 0 | 0 | 0 | 0 | 0 | 0 | 0 | 0 | 0 | 0 | 0 | 0 | 0 | 0 | 0 | 0 | 0 | 0 | 0 | 0 | 0 | 0 | 0 | 0 | 0 | 0 | 0 | 0 | 0
F8_Commercial_Retail_New_Food Preparation_Natural Gas_Fryer_Codes & Standards Forecast | F8 | Commercial | Retail | New | Food Preparation | Natural Gas | Fryer | Codes & Standards Forecast | Avg. Replacement Winter Demand (kW) | 0 | 0 | 0 | 0 | 0 | 0 | 0 | 0 | 0 | 0 | 0 | 0 | 0 | 0 | 0 | 0 | 0 | 0 | 0 | 0 | 0 | 0 | 0 | 0 | 0 | 0 | 0 | 0 | 0 | 0 | 0 | 0 | 0
F1_Commercial_Retail_New_Food Preparation_Natural Gas_Broiler_Codes & Standards Forecast | F1 | Commercial | Retail | New | Food Preparation | Natural Gas | Broiler | Codes & Standards Forecast | Units | 0 | 0 | 0 | 0 | 0 | 0 | 0 | 0 | 0 | 0 | 0 | 0 | 0 | 0 | 0 | 0 | 0 | 0 | 0 | 0 | 0 | 0 | 0 | 0 | 0 | 0 | 0 | 0 | 0 | 0 | 0 | 0 | 0
F2_Commercial_Retail_New_Food Preparation_Natural Gas_Broiler_Codes & Standards Forecast | F2 | Commercial | Retail | New | Food Preparation | Natural Gas | Broiler | Codes & Standards Forecast | Usage (MMtherm) | 0 | 0 | 0 | 0 | 0 | 0 | 0 | 0 | 0 | 0 | 0 | 0 | 0 | 0 | 0 | 0 | 0 | 0 | 0 | 0 | 0 | 0 | 0 | 0 | 0 | 0 | 0 | 0 | 0 | 0 | 0 | 0 | 0
F3_Commercial_Retail_New_Food Preparation_Natural Gas_Broiler_Codes & Standards Forecast | F3 | Commercial | Retail | New | Food Preparation | Natural Gas | Broiler | Codes & Standards Forecast | Summer Peak Demand (MW) | 0 | 0 | 0 | 0 | 0 | 0 | 0 | 0 | 0 | 0 | 0 | 0 | 0 | 0 | 0 | 0 | 0 | 0 | 0 | 0 | 0 | 0 | 0 | 0 | 0 | 0 | 0 | 0 | 0 | 0 | 0 | 0 | 0
F4_Commercial_Retail_New_Food Preparation_Natural Gas_Broiler_Codes & Standards Forecast | F4 | Commercial | Retail | New | Food Preparation | Natural Gas | Broiler | Codes & Standards Forecast | Winter Peak Demand (MW) | 0 | 0 | 0 | 0 | 0 | 0 | 0 | 0 | 0 | 0 | 0 | 0 | 0 | 0 | 0 | 0 | 0 | 0 | 0 | 0 | 0 | 0 | 0 | 0 | 0 | 0 | 0 | 0 | 0 | 0 | 0 | 0 | 0
F5_Commercial_Retail_New_Food Preparation_Natural Gas_Broiler_Codes & Standards Forecast | F5 | Commercial | Retail | New | Food Preparation | Natural Gas | Broiler | Codes & Standards Forecast | Turnover | 0 | 0 | 0 | 0 | 0 | 0 | 0 | 0 | 0 | 0 | 0 | 0 | 0 | 0 | 0 | 0 | 0 | 0 | 0 | 0 | 0 | 0 | 0 | 0 | 0 | 0 | 0 | 0 | 0 | 0 | 0 | 0 | 0
F6_Commercial_Retail_New_Food Preparation_Natural Gas_Broiler_Codes & Standards Forecast | F6 | Commercial | Retail | New | Food Preparation | Natural Gas | Broiler | Codes & Standards Forecast | Avg. Replacement Usage (kWh) | 0.6538 | 0.6538 | 0.6538 | 0.6538 | 0.6538 | 0.6538 | 0.6538 | 0.6538 | 0.6538 | 0.6538 | 0.6538 | 0.6538 | 0.6538 | 0.6538 | 0.6538 | 0.6538 | 0.6538 | 0.6538 | 0.6538 | 0.6538 | 0.6538 | 0.6538 | 0.6538 | 0.6538 | 0.6538 | 0.6538 | 0.6538 | 0.6538 | 0.6538 | 0.6538 | 0.6538 | 0.6538 | 0.6538
F7_Commercial_Retail_New_Food Preparation_Natural Gas_Broiler_Codes & Standards Forecast | F7 | Commercial | Retail | New | Food Preparation | Natural Gas | Broiler | Codes & Standards Forecast | Avg. Replacement Summer Demand (kW) | 0 | 0 | 0 | 0 | 0 | 0 | 0 | 0 | 0 | 0 | 0 | 0 | 0 | 0 | 0 | 0 | 0 | 0 | 0 | 0 | 0 | 0 | 0 | 0 | 0 | 0 | 0 | 0 | 0 | 0 | 0 | 0 | 0
F8_Commercial_Retail_New_Food Preparation_Natural Gas_Broiler_Codes & Standards Forecast | F8 | Commercial | Retail | New | Food Preparation | Natural Gas | Broiler | Codes & Standards Forecast | Avg. Replacement Winter Demand (kW) | 0 | 0 | 0 | 0 | 0 | 0 | 0 | 0 | 0 | 0 | 0 | 0 | 0 | 0 | 0 | 0 | 0 | 0 | 0 | 0 | 0 | 0 | 0 | 0 | 0 | 0 | 0 | 0 | 0 | 0 | 0 | 0 | 0
F1_Commercial_Retail_New_Food Preparation_Natural Gas_Griddle_Codes & Standards Forecast | F1 | Commercial | Retail | New | Food Preparation | Natural Gas | Griddle | Codes & Standards Forecast | Units | 0 | 0 | 0 | 0 | 0 | 0 | 0 | 0 | 0 | 0 | 0 | 0 | 0 | 0 | 0 | 0 | 0 | 0 | 0 | 0 | 0 | 0 | 0 | 0 | 0 | 0 | 0 | 0 | 0 | 0 | 0 | 0 | 0
F2_Commercial_Retail_New_Food Preparation_Natural Gas_Griddle_Codes & Standards Forecast | F2 | Commercial | Retail | New | Food Preparation | Natural Gas | Griddle | Codes & Standards Forecast | Usage (MMtherm) | 0 | 0 | 0 | 0 | 0 | 0 | 0 | 0 | 0 | 0 | 0 | 0 | 0 | 0 | 0 | 0 | 0 | 0 | 0 | 0 | 0 | 0 | 0 | 0 | 0 | 0 | 0 | 0 | 0 | 0 | 0 | 0 | 0
F3_Commercial_Retail_New_Food Preparation_Natural Gas_Griddle_Codes & Standards Forecast | F3 | Commercial | Retail | New | Food Preparation | Natural Gas | Griddle | Codes & Standards Forecast | Summer Peak Demand (MW) | 0 | 0 | 0 | 0 | 0 | 0 | 0 | 0 | 0 | 0 | 0 | 0 | 0 | 0 | 0 | 0 | 0 | 0 | 0 | 0 | 0 | 0 | 0 | 0 | 0 | 0 | 0 | 0 | 0 | 0 | 0 | 0 | 0
F4_Commercial_Retail_New_Food Preparation_Natural Gas_Griddle_Codes & Standards Forecast | F4 | Commercial | Retail | New | Food Preparation | Natural Gas | Griddle | Codes & Standards Forecast | Winter Peak Demand (MW) | 0 | 0 | 0 | 0 | 0 | 0 | 0 | 0 | 0 | 0 | 0 | 0 | 0 | 0 | 0 | 0 | 0 | 0 | 0 | 0 | 0 | 0 | 0 | 0 | 0 | 0 | 0 | 0 | 0 | 0 | 0 | 0 | 0
F5_Commercial_Retail_New_Food Preparation_Natural Gas_Griddle_Codes & Standards Forecast | F5 | Commercial | Retail | New | Food Preparation | Natural Gas | Griddle | Codes & Standards Forecast | Turnover | 0 | 0 | 0 | 0 | 0 | 0 | 0 | 0 | 0 | 0 | 0 | 0 | 0 | 0 | 0 | 0 | 0 | 0 | 0 | 0 | 0 | 0 | 0 | 0 | 0 | 0 | 0 | 0 | 0 | 0 | 0 | 0 | 0
F6_Commercial_Retail_New_Food Preparation_Natural Gas_Griddle_Codes & Standards Forecast | F6 | Commercial | Retail | New | Food Preparation | Natural Gas | Griddle | Codes & Standards Forecast | Avg. Replacement Usage (kWh) | 0.40345 | 0.40345 | 0.40345 | 0.40345 | 0.40345 | 0.40345 | 0.40345 | 0.40345 | 0.40345 | 0.40345 | 0.40345 | 0.40345 | 0.40345 | 0.40345 | 0.40345 | 0.40345 | 0.40345 | 0.40345 | 0.40345 | 0.40345 | 0.40345 | 0.40345 | 0.40345 | 0.40345 | 0.40345 | 0.40345 | 0.40345 | 0.40345 | 0.40345 | 0.40345 | 0.40345 | 0.40345 | 0.40345
F7_Commercial_Retail_New_Food Preparation_Natural Gas_Griddle_Codes & Standards Forecast | F7 | Commercial | Retail | New | Food Preparation | Natural Gas | Griddle | Codes & Standards Forecast | Avg. Replacement Summer Demand (kW) | 0 | 0 | 0 | 0 | 0 | 0 | 0 | 0 | 0 | 0 | 0 | 0 | 0 | 0 | 0 | 0 | 0 | 0 | 0 | 0 | 0 | 0 | 0 | 0 | 0 | 0 | 0 | 0 | 0 | 0 | 0 | 0 | 0
F8_Commercial_Retail_New_Food Preparation_Natural Gas_Griddle_Codes & Standards Forecast | F8 | Commercial | Retail | New | Food Preparation | Natural Gas | Griddle | Codes & Standards Forecast | Avg. Replacement Winter Demand (kW) | 0 | 0 | 0 | 0 | 0 | 0 | 0 | 0 | 0 | 0 | 0 | 0 | 0 | 0 | 0 | 0 | 0 | 0 | 0 | 0 | 0 | 0 | 0 | 0 | 0 | 0 | 0 | 0 | 0 | 0 | 0 | 0 | 0
F1_Commercial_Retail_New_Food Preparation_Natural Gas_Range_Codes & Standards Forecast | F1 | Commercial | Retail | New | Food Preparation | Natural Gas | Range | Codes & Standards Forecast | Units | 0 | 0 | 0 | 0 | 0 | 0 | 0 | 0 | 0 | 0 | 0 | 0 | 0 | 0 | 0 | 0 | 0 | 0 | 0 | 0 | 0 | 0 | 0 | 0 | 0 | 0 | 0 | 0 | 0 | 0 | 0 | 0 | 0
F2_Commercial_Retail_New_Food Preparation_Natural Gas_Range_Codes & Standards Forecast | F2 | Commercial | Retail | New | Food Preparation | Natural Gas | Range | Codes & Standards Forecast | Usage (MMtherm) | 0 | 0 | 0 | 0 | 0 | 0 | 0 | 0 | 0 | 0 | 0 | 0 | 0 | 0 | 0 | 0 | 0 | 0 | 0 | 0 | 0 | 0 | 0 | 0 | 0 | 0 | 0 | 0 | 0 | 0 | 0 | 0 | 0
F3_Commercial_Retail_New_Food Preparation_Natural Gas_Range_Codes & Standards Forecast | F3 | Commercial | Retail | New | Food Preparation | Natural Gas | Range | Codes & Standards Forecast | Summer Peak Demand (MW) | 0 | 0 | 0 | 0 | 0 | 0 | 0 | 0 | 0 | 0 | 0 | 0 | 0 | 0 | 0 | 0 | 0 | 0 | 0 | 0 | 0 | 0 | 0 | 0 | 0 | 0 | 0 | 0 | 0 | 0 | 0 | 0 | 0
F4_Commercial_Retail_New_Food Preparation_Natural Gas_Range_Codes & Standards Forecast | F4 | Commercial | Retail | New | Food Preparation | Natural Gas | Range | Codes & Standards Forecast | Winter Peak Demand (MW) | 0 | 0 | 0 | 0 | 0 | 0 | 0 | 0 | 0 | 0 | 0 | 0 | 0 | 0 | 0 | 0 | 0 | 0 | 0 | 0 | 0 | 0 | 0 | 0 | 0 | 0 | 0 | 0 | 0 | 0 | 0 | 0 | 0
F5_Commercial_Retail_New_Food Preparation_Natural Gas_Range_Codes & Standards Forecast | F5 | Commercial | Retail | New | Food Preparation | Natural Gas | Range | Codes & Standards Forecast | Turnover | 0 | 0 | 0 | 0 | 0 | 0 | 0 | 0 | 0 | 0 | 0 | 0 | 0 | 0 | 0 | 0 | 0 | 0 | 0 | 0 | 0 | 0 | 0 | 0 | 0 | 0 | 0 | 0 | 0 | 0 | 0 | 0 | 0
F6_Commercial_Retail_New_Food Preparation_Natural Gas_Range_Codes & Standards Forecast | F6 | Commercial | Retail | New | Food Preparation | Natural Gas | Range | Codes & Standards Forecast | Avg. Replacement Usage (kWh) | 0.47903 | 0.47903 | 0.47903 | 0.47903 | 0.47903 | 0.47903 | 0.47903 | 0.47903 | 0.47903 | 0.47903 | 0.47903 | 0.47903 | 0.47903 | 0.47903 | 0.47903 | 0.47903 | 0.47903 | 0.47903 | 0.47903 | 0.47903 | 0.47903 | 0.47903 | 0.47903 | 0.47903 | 0.47903 | 0.47903 | 0.47903 | 0.47903 | 0.47903 | 0.47903 | 0.47903 | 0.47903 | 0.47903
F7_Commercial_Retail_New_Food Preparation_Natural Gas_Range_Codes & Standards Forecast | F7 | Commercial | Retail | New | Food Preparation | Natural Gas | Range | Codes & Standards Forecast | Avg. Replacement Summer Demand (kW) | 0 | 0 | 0 | 0 | 0 | 0 | 0 | 0 | 0 | 0 | 0 | 0 | 0 | 0 | 0 | 0 | 0 | 0 | 0 | 0 | 0 | 0 | 0 | 0 | 0 | 0 | 0 | 0 | 0 | 0 | 0 | 0 | 0
F8_Commercial_Retail_New_Food Preparation_Natural Gas_Range_Codes & Standards Forecast | F8 | Commercial | Retail | New | Food Preparation | Natural Gas | Range | Codes & Standards Forecast | Avg. Replacement Winter Demand (kW) | 0 | 0 | 0 | 0 | 0 | 0 | 0 | 0 | 0 | 0 | 0 | 0 | 0 | 0 | 0 | 0 | 0 | 0 | 0 | 0 | 0 | 0 | 0 | 0 | 0 | 0 | 0 | 0 | 0 | 0 | 0 | 0 | 0
F1_Commercial_Retail_New_Food Preparation_Natural Gas_Steamer_Codes & Standards Forecast | F1 | Commercial | Retail | New | Food Preparation | Natural Gas | Steamer | Codes & Standards Forecast | Units | 0 | 0 | 0 | 0 | 0 | 0 | 0 | 0 | 0 | 0 | 0 | 0 | 0 | 0 | 0 | 0 | 0 | 0 | 0 | 0 | 0 | 0 | 0 | 0 | 0 | 0 | 0 | 0 | 0 | 0 | 0 | 0 | 0
F2_Commercial_Retail_New_Food Preparation_Natural Gas_Steamer_Codes & Standards Forecast | F2 | Commercial | Retail | New | Food Preparation | Natural Gas | Steamer | Codes & Standards Forecast | Usage (MMtherm) | 0 | 0 | 0 | 0 | 0 | 0 | 0 | 0 | 0 | 0 | 0 | 0 | 0 | 0 | 0 | 0 | 0 | 0 | 0 | 0 | 0 | 0 | 0 | 0 | 0 | 0 | 0 | 0 | 0 | 0 | 0 | 0 | 0
F3_Commercial_Retail_New_Food Preparation_Natural Gas_Steamer_Codes & Standards Forecast | F3 | Commercial | Retail | New | Food Preparation | Natural Gas | Steamer | Codes & Standards Forecast | Summer Peak Demand (MW) | 0 | 0 | 0 | 0 | 0 | 0 | 0 | 0 | 0 | 0 | 0 | 0 | 0 | 0 | 0 | 0 | 0 | 0 | 0 | 0 | 0 | 0 | 0 | 0 | 0 | 0 | 0 | 0 | 0 | 0 | 0 | 0 | 0
F4_Commercial_Retail_New_Food Preparation_Natural Gas_Steamer_Codes & Standards Forecast | F4 | Commercial | Retail | New | Food Preparation | Natural Gas | Steamer | Codes & Standards Forecast | Winter Peak Demand (MW) | 0 | 0 | 0 | 0 | 0 | 0 | 0 | 0 | 0 | 0 | 0 | 0 | 0 | 0 | 0 | 0 | 0 | 0 | 0 | 0 | 0 | 0 | 0 | 0 | 0 | 0 | 0 | 0 | 0 | 0 | 0 | 0 | 0
F5_Commercial_Retail_New_Food Preparation_Natural Gas_Steamer_Codes & Standards Forecast | F5 | Commercial | Retail | New | Food Preparation | Natural Gas | Steamer | Codes & Standards Forecast | Turnover | 0 | 0 | 0 | 0 | 0 | 0 | 0 | 0 | 0 | 0 | 0 | 0 | 0 | 0 | 0 | 0 | 0 | 0 | 0 | 0 | 0 | 0 | 0 | 0 | 0 | 0 | 0 | 0 | 0 | 0 | 0 | 0 | 0
F6_Commercial_Retail_New_Food Preparation_Natural Gas_Steamer_Codes & Standards Forecast | F6 | Commercial | Retail | New | Food Preparation | Natural Gas | Steamer | Codes & Standards Forecast | Avg. Replacement Usage (kWh) | 0.95137 | 0.95137 | 0.95137 | 0.41273 | 0.41273 | 0.41273 | 0.41273 | 0.41273 | 0.41273 | 0.41273 | 0.41273 | 0.41273 | 0.41273 | 0.41273 | 0.41273 | 0.41273 | 0.41273 | 0.41273 | 0.41273 | 0.41273 | 0.41273 | 0.41273 | 0.41273 | 0.41273 | 0.41273 | 0.41273 | 0.41273 | 0.41273 | 0.41273 | 0.41273 | 0.41273 | 0.41273 | 0.41273
F7_Commercial_Retail_New_Food Preparation_Natural Gas_Steamer_Codes & Standards Forecast | F7 | Commercial | Retail | New | Food Preparation | Natural Gas | Steamer | Codes & Standards Forecast | Avg. Replacement Summer Demand (kW) | 0 | 0 | 0 | 0 | 0 | 0 | 0 | 0 | 0 | 0 | 0 | 0 | 0 | 0 | 0 | 0 | 0 | 0 | 0 | 0 | 0 | 0 | 0 | 0 | 0 | 0 | 0 | 0 | 0 | 0 | 0 | 0 | 0
F8_Commercial_Retail_New_Food Preparation_Natural Gas_Steamer_Codes & Standards Forecast | F8 | Commercial | Retail | New | Food Preparation | Natural Gas | Steamer | Codes & Standards Forecast | Avg. Replacement Winter Demand (kW) | 0 | 0 | 0 | 0 | 0 | 0 | 0 | 0 | 0 | 0 | 0 | 0 | 0 | 0 | 0 | 0 | 0 | 0 | 0 | 0 | 0 | 0 | 0 | 0 | 0 | 0 | 0 | 0 | 0 | 0 | 0 | 0 | 0
F1_Commercial_Retail_New_Food Preparation_Natural Gas_Food Prep Other_Codes & Standards Forecast | F1 | Commercial | Retail | New | Food Preparation | Natural Gas | Food Prep Other | Codes & Standards Forecast | Units | 0 | 0 | 0 | 0 | 0 | 0 | 0 | 0 | 0 | 0 | 0 | 0 | 0 | 0 | 0 | 0 | 0 | 0 | 0 | 0 | 0 | 0 | 0 | 0 | 0 | 0 | 0 | 0 | 0 | 0 | 0 | 0 | 0
F2_Commercial_Retail_New_Food Preparation_Natural Gas_Food Prep Other_Codes & Standards Forecast | F2 | Commercial | Retail | New | Food Preparation | Natural Gas | Food Prep Other | Codes & Standards Forecast | Usage (MMtherm) | 0 | 0 | 0 | 0 | 0 | 0 | 0 | 0 | 0 | 0 | 0 | 0 | 0 | 0 | 0 | 0 | 0 | 0 | 0 | 0 | 0 | 0 | 0 | 0 | 0 | 0 | 0 | 0 | 0 | 0 | 0 | 0 | 0
F3_Commercial_Retail_New_Food Preparation_Natural Gas_Food Prep Other_Codes & Standards Forecast | F3 | Commercial | Retail | New | Food Preparation | Natural Gas | Food Prep Other | Codes & Standards Forecast | Summer Peak Demand (MW) | 0 | 0 | 0 | 0 | 0 | 0 | 0 | 0 | 0 | 0 | 0 | 0 | 0 | 0 | 0 | 0 | 0 | 0 | 0 | 0 | 0 | 0 | 0 | 0 | 0 | 0 | 0 | 0 | 0 | 0 | 0 | 0 | 0
F4_Commercial_Retail_New_Food Preparation_Natural Gas_Food Prep Other_Codes & Standards Forecast | F4 | Commercial | Retail | New | Food Preparation | Natural Gas | Food Prep Other | Codes & Standards Forecast | Winter Peak Demand (MW) | 0 | 0 | 0 | 0 | 0 | 0 | 0 | 0 | 0 | 0 | 0 | 0 | 0 | 0 | 0 | 0 | 0 | 0 | 0 | 0 | 0 | 0 | 0 | 0 | 0 | 0 | 0 | 0 | 0 | 0 | 0 | 0 | 0
F5_Commercial_Retail_New_Food Preparation_Natural Gas_Food Prep Other_Codes & Standards Forecast | F5 | Commercial | Retail | New | Food Preparation | Natural Gas | Food Prep Other | Codes & Standards Forecast | Turnover | 0 | 0 | 0 | 0 | 0 | 0 | 0 | 0 | 0 | 0 | 0 | 0 | 0 | 0 | 0 | 0 | 0 | 0 | 0 | 0 | 0 | 0 | 0 | 0 | 0 | 0 | 0 | 0 | 0 | 0 | 0 | 0 | 0
F6_Commercial_Retail_New_Food Preparation_Natural Gas_Food Prep Other_Codes & Standards Forecast | F6 | Commercial | Retail | New | Food Preparation | Natural Gas | Food Prep Other | Codes & Standards Forecast | Avg. Replacement Usage (kWh) | 0.17043 | 0.17043 | 0.17043 | 0.17043 | 0.17043 | 0.17043 | 0.17043 | 0.17043 | 0.17043 | 0.17043 | 0.17043 | 0.17043 | 0.17043 | 0.17043 | 0.17043 | 0.17043 | 0.17043 | 0.17043 | 0.17043 | 0.17043 | 0.17043 | 0.17043 | 0.17043 | 0.17043 | 0.17043 | 0.17043 | 0.17043 | 0.17043 | 0.17043 | 0.17043 | 0.17043 | 0.17043 | 0.17043
F7_Commercial_Retail_New_Food Preparation_Natural Gas_Food Prep Other_Codes & Standards Forecast | F7 | Commercial | Retail | New | Food Preparation | Natural Gas | Food Prep Other | Codes & Standards Forecast | Avg. Replacement Summer Demand (kW) | 0 | 0 | 0 | 0 | 0 | 0 | 0 | 0 | 0 | 0 | 0 | 0 | 0 | 0 | 0 | 0 | 0 | 0 | 0 | 0 | 0 | 0 | 0 | 0 | 0 | 0 | 0 | 0 | 0 | 0 | 0 | 0 | 0
F8_Commercial_Retail_New_Food Preparation_Natural Gas_Food Prep Other_Codes & Standards Forecast | F8 | Commercial | Retail | New | Food Preparation | Natural Gas | Food Prep Other | Codes & Standards Forecast | Avg. Replacement Winter Demand (kW) | 0 | 0 | 0 | 0 | 0 | 0 | 0 | 0 | 0 | 0 | 0 | 0 | 0 | 0 | 0 | 0 | 0 | 0 | 0 | 0 | 0 | 0 | 0 | 0 | 0 | 0 | 0 | 0 | 0 | 0 | 0 | 0 | 0
F1_Commercial_Retail_New_Miscellaneous_Natural Gas_Pool Heater_Codes & Standards Forecast | F1 | Commercial | Retail | New | Miscellaneous | Natural Gas | Pool Heater | Codes & Standards Forecast | Units | 0 | 0 | 0 | 0 | 0 | 0 | 0 | 0 | 0 | 0 | 0 | 0 | 0 | 0 | 0 | 0 | 0 | 0 | 0 | 0 | 0 | 0 | 0 | 0 | 0 | 0 | 0 | 0 | 0 | 0 | 0 | 0 | 0
F2_Commercial_Retail_New_Miscellaneous_Natural Gas_Pool Heater_Codes & Standards Forecast | F2 | Commercial | Retail | New | Miscellaneous | Natural Gas | Pool Heater | Codes & Standards Forecast | Usage (MMtherm) | 0 | 0 | 0 | 0 | 0 | 0 | 0 | 0 | 0 | 0 | 0 | 0 | 0 | 0 | 0 | 0 | 0 | 0 | 0 | 0 | 0 | 0 | 0 | 0 | 0 | 0 | 0 | 0 | 0 | 0 | 0 | 0 | 0
F3_Commercial_Retail_New_Miscellaneous_Natural Gas_Pool Heater_Codes & Standards Forecast | F3 | Commercial | Retail | New | Miscellaneous | Natural Gas | Pool Heater | Codes & Standards Forecast | Summer Peak Demand (MW) | 0 | 0 | 0 | 0 | 0 | 0 | 0 | 0 | 0 | 0 | 0 | 0 | 0 | 0 | 0 | 0 | 0 | 0 | 0 | 0 | 0 | 0 | 0 | 0 | 0 | 0 | 0 | 0 | 0 | 0 | 0 | 0 | 0
F4_Commercial_Retail_New_Miscellaneous_Natural Gas_Pool Heater_Codes & Standards Forecast | F4 | Commercial | Retail | New | Miscellaneous | Natural Gas | Pool Heater | Codes & Standards Forecast | Winter Peak Demand (MW) | 0 | 0 | 0 | 0 | 0 | 0 | 0 | 0 | 0 | 0 | 0 | 0 | 0 | 0 | 0 | 0 | 0 | 0 | 0 | 0 | 0 | 0 | 0 | 0 | 0 | 0 | 0 | 0 | 0 | 0 | 0 | 0 | 0
F5_Commercial_Retail_New_Miscellaneous_Natural Gas_Pool Heater_Codes & Standards Forecast | F5 | Commercial | Retail | New | Miscellaneous | Natural Gas | Pool Heater | Codes & Standards Forecast | Turnover | 0 | 0 | 0 | 0 | 0 | 0 | 0 | 0 | 0 | 0 | 0 | 0 | 0 | 0 | 0 | 0 | 0 | 0 | 0 | 0 | 0 | 0 | 0 | 0 | 0 | 0 | 0 | 0 | 0 | 0 | 0 | 0 | 0
F6_Commercial_Retail_New_Miscellaneous_Natural Gas_Pool Heater_Codes & Standards Forecast | F6 | Commercial | Retail | New | Miscellaneous | Natural Gas | Pool Heater | Codes & Standards Forecast | Avg. Replacement Usage (kWh) | 0.010152 | 0.010152 | 0.010152 | 0.010152 | 0.010152 | 0.010152 | 0.010152 | 0.010152 | 0.010152 | 0.010152 | 0.010152 | 0.010152 | 0.010152 | 0.010152 | 0.010152 | 0.010152 | 0.010152 | 0.010152 | 0.010152 | 0.010152 | 0.010152 | 0.010152 | 0.010152 | 0.010152 | 0.010152 | 0.010152 | 0.010152 | 0.010152 | 0.010152 | 0.010152 | 0.010152 | 0.010152 | 0.010152
F7_Commercial_Retail_New_Miscellaneous_Natural Gas_Pool Heater_Codes & Standards Forecast | F7 | Commercial | Retail | New | Miscellaneous | Natural Gas | Pool Heater | Codes & Standards Forecast | Avg. Replacement Summer Demand (kW) | 0 | 0 | 0 | 0 | 0 | 0 | 0 | 0 | 0 | 0 | 0 | 0 | 0 | 0 | 0 | 0 | 0 | 0 | 0 | 0 | 0 | 0 | 0 | 0 | 0 | 0 | 0 | 0 | 0 | 0 | 0 | 0 | 0
F8_Commercial_Retail_New_Miscellaneous_Natural Gas_Pool Heater_Codes & Standards Forecast | F8 | Commercial | Retail | New | Miscellaneous | Natural Gas | Pool Heater | Codes & Standards Forecast | Avg. Replacement Winter Demand (kW) | 0 | 0 | 0 | 0 | 0 | 0 | 0 | 0 | 0 | 0 | 0 | 0 | 0 | 0 | 0 | 0 | 0 | 0 | 0 | 0 | 0 | 0 | 0 | 0 | 0 | 0 | 0 | 0 | 0 | 0 | 0 | 0 | 0
F1_Commercial_Retail_New_Miscellaneous_Natural Gas_Miscellaneous_Codes & Standards Forecast | F1 | Commercial | Retail | New | Miscellaneous | Natural Gas | Miscellaneous | Codes & Standards Forecast | Units | 0 | 158668.9991 | 923988.5074 | 1413081.2748 | 2043864.8373 | 2899907.2957 | 3700028.8058 | 4409185.4058 | 5046985.0481 | 5662806.7 | 6270595.3376 | 6872345.7217 | 7473271.6368 | 8075916.9979 | 8682269.2347 | 9289738.552 | 9897373.8894 | 10504222.0556 | 11110270.5644 | 11715506.7901 | 12320872.439 | 12926368.3802 | 13531141.9404 | 14135183.2782 | 14738482.4569 | 15341882.9923 | 15945385.4768 | 16548990.5066 | 17152698.6811 | 17756510.6035 | 18360426.8803 | 18964448.1217 | 19236506.7528
F2_Commercial_Retail_New_Miscellaneous_Natural Gas_Miscellaneous_Codes & Standards Forecast | F2 | Commercial | Retail | New | Miscellaneous | Natural Gas | Miscellaneous | Codes & Standards Forecast | Usage (MMtherm) | 0 | 0.00063929 | 0.0037228 | 0.0056934 | 0.0082349 | 0.011684 | 0.014908 | 0.017765 | 0.020335 | 0.022816 | 0.025265 | 0.027689 | 0.03011 | 0.032538 | 0.034981 | 0.037429 | 0.039877 | 0.042322 | 0.044764 | 0.047203 | 0.049642 | 0.052081 | 0.054518 | 0.056952 | 0.059382 | 0.061814 | 0.064245 | 0.066677 | 0.069109 | 0.071542 | 0.073975 | 0.076409 | 0.077505
F3_Commercial_Retail_New_Miscellaneous_Natural Gas_Miscellaneous_Codes & Standards Forecast | F3 | Commercial | Retail | New | Miscellaneous | Natural Gas | Miscellaneous | Codes & Standards Forecast | Summer Peak Demand (MW) | 0 | 0 | 0 | 0 | 0 | 0 | 0 | 0 | 0 | 0 | 0 | 0 | 0 | 0 | 0 | 0 | 0 | 0 | 0 | 0 | 0 | 0 | 0 | 0 | 0 | 0 | 0 | 0 | 0 | 0 | 0 | 0 | 0
F4_Commercial_Retail_New_Miscellaneous_Natural Gas_Miscellaneous_Codes & Standards Forecast | F4 | Commercial | Retail | New | Miscellaneous | Natural Gas | Miscellaneous | Codes & Standards Forecast | Winter Peak Demand (MW) | 0 | 0 | 0 | 0 | 0 | 0 | 0 | 0 | 0 | 0 | 0 | 0 | 0 | 0 | 0 | 0 | 0 | 0 | 0 | 0 | 0 | 0 | 0 | 0 | 0 | 0 | 0 | 0 | 0 | 0 | 0 | 0 | 0
F5_Commercial_Retail_New_Miscellaneous_Natural Gas_Miscellaneous_Codes & Standards Forecast | F5 | Commercial | Retail | New | Miscellaneous | Natural Gas | Miscellaneous | Codes & Standards Forecast | Turnover | 0 | 158668.9991 | 765319.5083 | 489092.7674 | 653450.5624 | 984802.6737 | 980357.8044 | 956994.9325 | 990918.595 | 1058546.1548 | 1123980.3447 | 1231989.5658 | 1469103.7717 | 1426885.7939 | 1536729.3647 | 1711349.2017 | 1756363.8786 | 1804198.4567 | 1886711.1169 | 1973559.9314 | 2055021.8954 | 2149057.8568 | 2278848.6834 | 2320236.9187 | 2413335.9375 | 2531287.1646 | 2600554.5032 | 2674063.1261 | 2764039.6486 | 2852336.4238 | 2936966.5361 | 3026039.4633 | 2793366.3675
F6_Commercial_Retail_New_Miscellaneous_Natural Gas_Miscellaneous_Codes & Standards Forecast | F6 | Commercial | Retail | New | Miscellaneous | Natural Gas | Miscellaneous | Codes & Standards Forecast | Avg. Replacement Usage (kWh) | 0.0040291 | 0.0040291 | 0.0040291 | 0.0040291 | 0.0040291 | 0.0040291 | 0.0040291 | 0.0040291 | 0.0040291 | 0.0040291 | 0.0040291 | 0.0040291 | 0.0040291 | 0.0040291 | 0.0040291 | 0.0040291 | 0.0040291 | 0.0040291 | 0.0040291 | 0.0040291 | 0.0040291 | 0.0040291 | 0.0040291 | 0.0040291 | 0.0040291 | 0.0040291 | 0.0040291 | 0.0040291 | 0.0040291 | 0.0040291 | 0.0040291 | 0.0040291 | 0.0040291
F7_Commercial_Retail_New_Miscellaneous_Natural Gas_Miscellaneous_Codes & Standards Forecast | F7 | Commercial | Retail | New | Miscellaneous | Natural Gas | Miscellaneous | Codes & Standards Forecast | Avg. Replacement Summer Demand (kW) | 0 | 0 | 0 | 0 | 0 | 0 | 0 | 0 | 0 | 0 | 0 | 0 | 0 | 0 | 0 | 0 | 0 | 0 | 0 | 0 | 0 | 0 | 0 | 0 | 0 | 0 | 0 | 0 | 0 | 0 | 0 | 0 | 0
F8_Commercial_Retail_New_Miscellaneous_Natural Gas_Miscellaneous_Codes & Standards Forecast | F8 | Commercial | Retail | New | Miscellaneous | Natural Gas | Miscellaneous | Codes & Standards Forecast | Avg. Replacement Winter Demand (kW) | 0 | 0 | 0 | 0 | 0 | 0 | 0 | 0 | 0 | 0 | 0 | 0 | 0 | 0 | 0 | 0 | 0 | 0 | 0 | 0 | 0 | 0 | 0 | 0 | 0 | 0 | 0 | 0 | 0 | 0 | 0 | 0 | 0
F1_Commercial_Grocery_Existing_Space Heating_Natural Gas_Furnace_Codes & Standards Forecast | F1 | Commercial | Grocery | Existing | Space Heating | Natural Gas | Furnace | Codes & Standards Forecast | Units | 1830365.9982 | 1821053.5092 | 1811741.0201 | 1800494.9495 | 1788956.5879 | 1776306.2078 | 1764487.8808 | 1754023.0293 | 1744619.9048 | 1735543.7929 | 1726587.2049 | 1717720.4607 | 1708865.9839 | 1699985.9232 | 1691050.7076 | 1682098.8709 | 1673144.5639 | 1664201.9693 | 1655271.2729 | 1646352.6626 | 1637432.1265 | 1628509.6518 | 1619597.9255 | 1610697.0939 | 1601807.3051 | 1592916.0081 | 1584023.1943 | 1575128.8546 | 1566232.9803 | 1557335.5622 | 1548436.5915 | 1539536.059 | 1530686.6875
F2_Commercial_Grocery_Existing_Space Heating_Natural Gas_Furnace_Codes & Standards Forecast | F2 | Commercial | Grocery | Existing | Space Heating | Natural Gas | Furnace | Codes & Standards Forecast | Usage (MMtherm) | 0.3488 | 0.34548 | 0.34028 | 0.33469 | 0.32907 | 0.32327 | 0.31767 | 0.31237 | 0.30732 | 0.30241 | 0.29759 | 0.29288 | 0.28827 | 0.28377 | 0.27935 | 0.27505 | 0.27087 | 0.2668 | 0.26286 | 0.25904 | 0.25531 | 0.25169 | 0.24816 | 0.24471 | 0.24134 | 0.23804 | 0.23481 | 0.23164 | 0.22853 | 0.22547 | 0.22247 | 0.21951 | 0.21798
F3_Commercial_Grocery_Existing_Space Heating_Natural Gas_Furnace_Codes & Standards Forecast | F3 | Commercial | Grocery | Existing | Space Heating | Natural Gas | Furnace | Codes & Standards Forecast | Summer Peak Demand (MW) | 0 | 0 | 0 | 0 | 0 | 0 | 0 | 0 | 0 | 0 | 0 | 0 | 0 | 0 | 0 | 0 | 0 | 0 | 0 | 0 | 0 | 0 | 0 | 0 | 0 | 0 | 0 | 0 | 0 | 0 | 0 | 0 | 0
F4_Commercial_Grocery_Existing_Space Heating_Natural Gas_Furnace_Codes & Standards Forecast | F4 | Commercial | Grocery | Existing | Space Heating | Natural Gas | Furnace | Codes & Standards Forecast | Winter Peak Demand (MW) | 0 | 0 | 0 | 0 | 0 | 0 | 0 | 0 | 0 | 0 | 0 | 0 | 0 | 0 | 0 | 0 | 0 | 0 | 0 | 0 | 0 | 0 | 0 | 0 | 0 | 0 | 0 | 0 | 0 | 0 | 0 | 0 | 0
F5_Commercial_Grocery_Existing_Space Heating_Natural Gas_Furnace_Codes & Standards Forecast | F5 | Commercial | Grocery | Existing | Space Heating | Natural Gas | Furnace | Codes & Standards Forecast | Turnover | 0 | 36542.8798 | 39618.7257 | 42365.8446 | 44839.4515 | 47038.4004 | 49032.4717 | 50858.6078 | 52529.5819 | 54041.0835 | 55401.1804 | 56621.8127 | 57712.1381 | 58681.4846 | 59538.5049 | 60293.4367 | 60955.0108 | 61531.3262 | 62029.3727 | 59490.698 | 57371.3269 | 55617.1918 | 54180.6606 | 53019.0537 | 52094.5371 | 51373.2076 | 50825.4585 | 50425.1518 | 50149.2506 | 49977.4891 | 49892.074 | 49877.418 | 59937.6771
F6_Commercial_Grocery_Existing_Space Heating_Natural Gas_Furnace_Codes & Standards Forecast | F6 | Commercial | Grocery | Existing | Space Heating | Natural Gas | Furnace | Codes & Standards Forecast | Avg. Replacement Usage (kWh) | 0.16674 | 0.16674 | 0.16586 | 0.16498 | 0.16409 | 0.16321 | 0.16233 | 0.16145 | 0.16056 | 0.15968 | 0.1588 | 0.15792 | 0.15703 | 0.15615 | 0.15527 | 0.15439 | 0.1535 | 0.15262 | 0.15174 | 0.15086 | 0.14997 | 0.14909 | 0.14821 | 0.14733 | 0.14645 | 0.14557 | 0.14468 | 0.1438 | 0.14292 | 0.14204 | 0.14116 | 0.14028 | 0.14028
F7_Commercial_Grocery_Existing_Space Heating_Natural Gas_Furnace_Codes & Standards Forecast | F7 | Commercial | Grocery | Existing | Space Heating | Natural Gas | Furnace | Codes & Standards Forecast | Avg. Replacement Summer Demand (kW) | 0 | 0 | 0 | 0 | 0 | 0 | 0 | 0 | 0 | 0 | 0 | 0 | 0 | 0 | 0 | 0 | 0 | 0 | 0 | 0 | 0 | 0 | 0 | 0 | 0 | 0 | 0 | 0 | 0 | 0 | 0 | 0 | 0
F8_Commercial_Grocery_Existing_Space Heating_Natural Gas_Furnace_Codes & Standards Forecast | F8 | Commercial | Grocery | Existing | Space Heating | Natural Gas | Furnace | Codes & Standards Forecast | Avg. Replacement Winter Demand (kW) | 0 | 0 | 0 | 0 | 0 | 0 | 0 | 0 | 0 | 0 | 0 | 0 | 0 | 0 | 0 | 0 | 0 | 0 | 0 | 0 | 0 | 0 | 0 | 0 | 0 | 0 | 0 | 0 | 0 | 0 | 0 | 0 | 0
F1_Commercial_Grocery_Existing_Space Heating_Natural Gas_Boiler_Codes & Standards Forecast | F1 | Commercial | Grocery | Existing | Space Heating | Natural Gas | Boiler | Codes & Standards Forecast | Units | 12218.0928 | 12155.9299 | 12093.767 | 12018.6971 | 11941.676 | 11857.2319 | 11778.342 | 11708.4868 | 11645.7189 | 11585.1339 | 11525.3467 | 11466.1593 | 11407.0537 | 11347.7774 | 11288.1328 | 11228.3774 | 11168.6054 | 11108.9116 | 11049.2973 | 10989.7636 | 10930.2171 | 10870.6576 | 10811.1699 | 10751.7549 | 10692.4136 | 10633.0623 | 10573.7008 | 10514.3291 | 10454.9472 | 10395.555 | 10336.1525 | 10276.7395 | 10217.668
F2_Commercial_Grocery_Existing_Space Heating_Natural Gas_Boiler_Codes & Standards Forecast | F2 | Commercial | Grocery | Existing | Space Heating | Natural Gas | Boiler | Codes & Standards Forecast | Usage (MMtherm) | 0.0090279 | 0.0089543 | 0.0088321 | 0.0087005 | 0.0085679 | 0.0084312 | 0.0082997 | 0.0081765 | 0.00806 | 0.0079473 | 0.0078373 | 0.0077303 | 0.007626 | 0.0075243 | 0.0074253 | 0.0073292 | 0.0072361 | 0.0071462 | 0.0070593 | 0.0069757 | 0.0068952 | 0.0068179 | 0.0067409 | 0.0066644 | 0.0065883 | 0.0065127 | 0.0064373 | 0.0063625 | 0.006288 | 0.0062139 | 0.0061402 | 0.006067 | 0.0060322
F3_Commercial_Grocery_Existing_Space Heating_Natural Gas_Boiler_Codes & Standards Forecast | F3 | Commercial | Grocery | Existing | Space Heating | Natural Gas | Boiler | Codes & Standards Forecast | Summer Peak Demand (MW) | 0 | 0 | 0 | 0 | 0 | 0 | 0 | 0 | 0 | 0 | 0 | 0 | 0 | 0 | 0 | 0 | 0 | 0 | 0 | 0 | 0 | 0 | 0 | 0 | 0 | 0 | 0 | 0 | 0 | 0 | 0 | 0 | 0
F4_Commercial_Grocery_Existing_Space Heating_Natural Gas_Boiler_Codes & Standards Forecast | F4 | Commercial | Grocery | Existing | Space Heating | Natural Gas | Boiler | Codes & Standards Forecast | Winter Peak Demand (MW) | 0 | 0 | 0 | 0 | 0 | 0 | 0 | 0 | 0 | 0 | 0 | 0 | 0 | 0 | 0 | 0 | 0 | 0 | 0 | 0 | 0 | 0 | 0 | 0 | 0 | 0 | 0 | 0 | 0 | 0 | 0 | 0 | 0
F5_Commercial_Grocery_Existing_Space Heating_Natural Gas_Boiler_Codes & Standards Forecast | F5 | Commercial | Grocery | Existing | Space Heating | Natural Gas | Boiler | Codes & Standards Forecast | Turnover | 0 | 221.0169 | 243.8743 | 264.0321 | 281.9152 | 297.5915 | 311.5681 | 324.1402 | 335.4412 | 345.4879 | 354.3694 | 362.1947 | 369.0508 | 375.022 | 380.1849 | 384.6235 | 388.4095 | 391.6083 | 394.2764 | 396.4646 | 398.2157 | 399.5713 | 379.1285 | 362.4784 | 349.0612 | 338.3871 | 330.0325 | 323.6296 | 318.8595 | 315.4467 | 313.153 | 311.7734 | 311.1428
F6_Commercial_Grocery_Existing_Space Heating_Natural Gas_Boiler_Codes & Standards Forecast | F6 | Commercial | Grocery | Existing | Space Heating | Natural Gas | Boiler | Codes & Standards Forecast | Avg. Replacement Usage (kWh) | 0.70195 | 0.70195 | 0.69823 | 0.69452 | 0.6908 | 0.68709 | 0.68337 | 0.67966 | 0.67594 | 0.67223 | 0.66851 | 0.66479 | 0.66108 | 0.65737 | 0.65365 | 0.64994 | 0.64622 | 0.64251 | 0.63879 | 0.63508 | 0.63136 | 0.62766 | 0.62394 | 0.62023 | 0.61651 | 0.61281 | 0.60909 | 0.60538 | 0.60167 | 0.59796 | 0.59424 | 0.59053 | 0.59053
F7_Commercial_Grocery_Existing_Space Heating_Natural Gas_Boiler_Codes & Standards Forecast | F7 | Commercial | Grocery | Existing | Space Heating | Natural Gas | Boiler | Codes & Standards Forecast | Avg. Replacement Summer Demand (kW) | 0 | 0 | 0 | 0 | 0 | 0 | 0 | 0 | 0 | 0 | 0 | 0 | 0 | 0 | 0 | 0 | 0 | 0 | 0 | 0 | 0 | 0 | 0 | 0 | 0 | 0 | 0 | 0 | 0 | 0 | 0 | 0 | 0
F8_Commercial_Grocery_Existing_Space Heating_Natural Gas_Boiler_Codes & Standards Forecast | F8 | Commercial | Grocery | Existing | Space Heating | Natural Gas | Boiler | Codes & Standards Forecast | Avg. Replacement Winter Demand (kW) | 0 | 0 | 0 | 0 | 0 | 0 | 0 | 0 | 0 | 0 | 0 | 0 | 0 | 0 | 0 | 0 | 0 | 0 | 0 | 0 | 0 | 0 | 0 | 0 | 0 | 0 | 0 | 0 | 0 | 0 | 0 | 0 | 0
F1_Commercial_Grocery_Existing_Space Heating_Natural Gas_Unit Heater_Codes & Standards Forecast | F1 | Commercial | Grocery | Existing | Space Heating | Natural Gas | Unit Heater | Codes & Standards Forecast | Units | 0 | 0 | 0 | 0 | 0 | 0 | 0 | 0 | 0 | 0 | 0 | 0 | 0 | 0 | 0 | 0 | 0 | 0 | 0 | 0 | 0 | 0 | 0 | 0 | 0 | 0 | 0 | 0 | 0 | 0 | 0 | 0 | 0
F2_Commercial_Grocery_Existing_Space Heating_Natural Gas_Unit Heater_Codes & Standards Forecast | F2 | Commercial | Grocery | Existing | Space Heating | Natural Gas | Unit Heater | Codes & Standards Forecast | Usage (MMtherm) | 0 | 0 | 0 | 0 | 0 | 0 | 0 | 0 | 0 | 0 | 0 | 0 | 0 | 0 | 0 | 0 | 0 | 0 | 0 | 0 | 0 | 0 | 0 | 0 | 0 | 0 | 0 | 0 | 0 | 0 | 0 | 0 | 0
F3_Commercial_Grocery_Existing_Space Heating_Natural Gas_Unit Heater_Codes & Standards Forecast | F3 | Commercial | Grocery | Existing | Space Heating | Natural Gas | Unit Heater | Codes & Standards Forecast | Summer Peak Demand (MW) | 0 | 0 | 0 | 0 | 0 | 0 | 0 | 0 | 0 | 0 | 0 | 0 | 0 | 0 | 0 | 0 | 0 | 0 | 0 | 0 | 0 | 0 | 0 | 0 | 0 | 0 | 0 | 0 | 0 | 0 | 0 | 0 | 0
F4_Commercial_Grocery_Existing_Space Heating_Natural Gas_Unit Heater_Codes & Standards Forecast | F4 | Commercial | Grocery | Existing | Space Heating | Natural Gas | Unit Heater | Codes & Standards Forecast | Winter Peak Demand (MW) | 0 | 0 | 0 | 0 | 0 | 0 | 0 | 0 | 0 | 0 | 0 | 0 | 0 | 0 | 0 | 0 | 0 | 0 | 0 | 0 | 0 | 0 | 0 | 0 | 0 | 0 | 0 | 0 | 0 | 0 | 0 | 0 | 0
F5_Commercial_Grocery_Existing_Space Heating_Natural Gas_Unit Heater_Codes & Standards Forecast | F5 | Commercial | Grocery | Existing | Space Heating | Natural Gas | Unit Heater | Codes & Standards Forecast | Turnover | 0 | 0 | 0 | 0 | 0 | 0 | 0 | 0 | 0 | 0 | 0 | 0 | 0 | 0 | 0 | 0 | 0 | 0 | 0 | 0 | 0 | 0 | 0 | 0 | 0 | 0 | 0 | 0 | 0 | 0 | 0 | 0 | 0
F6_Commercial_Grocery_Existing_Space Heating_Natural Gas_Unit Heater_Codes & Standards Forecast | F6 | Commercial | Grocery | Existing | Space Heating | Natural Gas | Unit Heater | Codes & Standards Forecast | Avg. Replacement Usage (kWh) | 0.095281 | 0.095281 | 0.094776 | 0.094272 | 0.093768 | 0.093264 | 0.092759 | 0.092255 | 0.091751 | 0.091247 | 0.090742 | 0.090238 | 0.089733 | 0.08923 | 0.088725 | 0.088221 | 0.087717 | 0.087213 | 0.086708 | 0.086204 | 0.0857 | 0.085197 | 0.084692 | 0.084188 | 0.083684 | 0.083182 | 0.082677 | 0.082173 | 0.081669 | 0.081166 | 0.080661 | 0.080157 | 0.080157
F7_Commercial_Grocery_Existing_Space Heating_Natural Gas_Unit Heater_Codes & Standards Forecast | F7 | Commercial | Grocery | Existing | Space Heating | Natural Gas | Unit Heater | Codes & Standards Forecast | Avg. Replacement Summer Demand (kW) | 0 | 0 | 0 | 0 | 0 | 0 | 0 | 0 | 0 | 0 | 0 | 0 | 0 | 0 | 0 | 0 | 0 | 0 | 0 | 0 | 0 | 0 | 0 | 0 | 0 | 0 | 0 | 0 | 0 | 0 | 0 | 0 | 0
F8_Commercial_Grocery_Existing_Space Heating_Natural Gas_Unit Heater_Codes & Standards Forecast | F8 | Commercial | Grocery | Existing | Space Heating | Natural Gas | Unit Heater | Codes & Standards Forecast | Avg. Replacement Winter Demand (kW) | 0 | 0 | 0 | 0 | 0 | 0 | 0 | 0 | 0 | 0 | 0 | 0 | 0 | 0 | 0 | 0 | 0 | 0 | 0 | 0 | 0 | 0 | 0 | 0 | 0 | 0 | 0 | 0 | 0 | 0 | 0 | 0 | 0
F1_Commercial_Grocery_Existing_Water Heating_Natural Gas_Water Heater_Codes & Standards Forecast | F1 | Commercial | Grocery | Existing | Water Heating | Natural Gas | Water Heater | Codes & Standards Forecast | Units | 1389198.4354 | 1382130.5074 | 1375062.5793 | 1366527.1149 | 1357769.8096 | 1348168.5123 | 1339198.7208 | 1331256.1807 | 1324119.4627 | 1317230.9385 | 1310433.1298 | 1303703.51 | 1296983.2009 | 1290243.4743 | 1283461.8866 | 1276667.6839 | 1269871.6064 | 1263084.4182 | 1256306.2605 | 1249537.2757 | 1242766.8294 | 1235994.9117 | 1229231.1517 | 1222475.6606 | 1215728.5506 | 1208980.296 | 1202230.89 | 1195480.3261 | 1188728.5973 | 1181975.697 | 1175221.6182 | 1168466.354 | 1161749.9196
F2_Commercial_Grocery_Existing_Water Heating_Natural Gas_Water Heater_Codes & Standards Forecast | F2 | Commercial | Grocery | Existing | Water Heating | Natural Gas | Water Heater | Codes & Standards Forecast | Usage (MMtherm) | 0.50412 | 0.49521 | 0.48505 | 0.4738 | 0.46241 | 0.45111 | 0.44071 | 0.43157 | 0.42379 | 0.41734 | 0.4118 | 0.407 | 0.40276 | 0.39896 | 0.39551 | 0.39233 | 0.38939 | 0.38662 | 0.384 | 0.3815 | 0.37909 | 0.37675 | 0.37447 | 0.37224 | 0.37005 | 0.36788 | 0.36574 | 0.36362 | 0.36151 | 0.35941 | 0.35732 | 0.35524 | 0.35318
F3_Commercial_Grocery_Existing_Water Heating_Natural Gas_Water Heater_Codes & Standards Forecast | F3 | Commercial | Grocery | Existing | Water Heating | Natural Gas | Water Heater | Codes & Standards Forecast | Summer Peak Demand (MW) | 0 | 0 | 0 | 0 | 0 | 0 | 0 | 0 | 0 | 0 | 0 | 0 | 0 | 0 | 0 | 0 | 0 | 0 | 0 | 0 | 0 | 0 | 0 | 0 | 0 | 0 | 0 | 0 | 0 | 0 | 0 | 0 | 0
F4_Commercial_Grocery_Existing_Water Heating_Natural Gas_Water Heater_Codes & Standards Forecast | F4 | Commercial | Grocery | Existing | Water Heating | Natural Gas | Water Heater | Codes & Standards Forecast | Winter Peak Demand (MW) | 0 | 0 | 0 | 0 | 0 | 0 | 0 | 0 | 0 | 0 | 0 | 0 | 0 | 0 | 0 | 0 | 0 | 0 | 0 | 0 | 0 | 0 | 0 | 0 | 0 | 0 | 0 | 0 | 0 | 0 | 0 | 0 | 0
F5_Commercial_Grocery_Existing_Water Heating_Natural Gas_Water Heater_Codes & Standards Forecast | F5 | Commercial | Grocery | Existing | Water Heating | Natural Gas | Water Heater | Codes & Standards Forecast | Turnover | 0 | 55285.2203 | 71503.2541 | 84178.0703 | 94066.2924 | 101684.2619 | 107590.1539 | 112186.7689 | 115750.6676 | 118463.4131 | 104765.114 | 96940.1977 | 93131.2266 | 91995.4324 | 92570.2855 | 107564.3234 | 110990.8136 | 113579.7618 | 115502.3273 | 113895.8562 | 110706.0937 | 107106.7128 | 103759.1785 | 100991.9599 | 97650.9108 | 97049.4134 | 98023.4943 | 99802.1675 | 101318.4055 | 105410.4221 | 105184.7302 | 104161.8004 | 102659.3148
F6_Commercial_Grocery_Existing_Water Heating_Natural Gas_Water Heater_Codes & Standards Forecast | F6 | Commercial | Grocery | Existing | Water Heating | Natural Gas | Water Heater | Codes & Standards Forecast | Avg. Replacement Usage (kWh) | 0.30393 | 0.30393 | 0.30393 | 0.30393 | 0.30393 | 0.30393 | 0.30393 | 0.30393 | 0.30393 | 0.30393 | 0.30393 | 0.30393 | 0.30393 | 0.30393 | 0.30393 | 0.30393 | 0.30393 | 0.30393 | 0.30393 | 0.30393 | 0.30393 | 0.30393 | 0.30393 | 0.30393 | 0.30393 | 0.30393 | 0.30393 | 0.30393 | 0.30393 | 0.30393 | 0.30393 | 0.30393 | 0.30393
F7_Commercial_Grocery_Existing_Water Heating_Natural Gas_Water Heater_Codes & Standards Forecast | F7 | Commercial | Grocery | Existing | Water Heating | Natural Gas | Water Heater | Codes & Standards Forecast | Avg. Replacement Summer Demand (kW) | 0 | 0 | 0 | 0 | 0 | 0 | 0 | 0 | 0 | 0 | 0 | 0 | 0 | 0 | 0 | 0 | 0 | 0 | 0 | 0 | 0 | 0 | 0 | 0 | 0 | 0 | 0 | 0 | 0 | 0 | 0 | 0 | 0
F8_Commercial_Grocery_Existing_Water Heating_Natural Gas_Water Heater_Codes & Standards Forecast | F8 | Commercial | Grocery | Existing | Water Heating | Natural Gas | Water Heater | Codes & Standards Forecast | Avg. Replacement Winter Demand (kW) | 0 | 0 | 0 | 0 | 0 | 0 | 0 | 0 | 0 | 0 | 0 | 0 | 0 | 0 | 0 | 0 | 0 | 0 | 0 | 0 | 0 | 0 | 0 | 0 | 0 | 0 | 0 | 0 | 0 | 0 | 0 | 0 | 0
F1_Commercial_Grocery_Existing_Food Preparation_Natural Gas_Oven_Codes & Standards Forecast | F1 | Commercial | Grocery | Existing | Food Preparation | Natural Gas | Oven | Codes & Standards Forecast | Units | 318485.1206 | 316864.7402 | 315244.3598 | 313287.5346 | 311279.8507 | 309078.6746 | 307022.2764 | 305201.3841 | 303565.233 | 301985.9824 | 300427.5291 | 298884.7086 | 297344.0227 | 295798.8852 | 294244.1506 | 292686.524 | 291128.4676 | 289572.4491 | 288018.5009 | 286466.6557 | 284914.4754 | 283361.9578 | 281811.3105 | 280262.5588 | 278715.7285 | 277168.6359 | 275621.2793 | 274073.6572 | 272525.7681 | 270977.6104 | 269429.1825 | 267880.4828 | 266340.6852
F2_Commercial_Grocery_Existing_Food Preparation_Natural Gas_Oven_Codes & Standards Forecast | F2 | Commercial | Grocery | Existing | Food Preparation | Natural Gas | Oven | Codes & Standards Forecast | Usage (MMtherm) | 0.014501 | 0.014467 | 0.014445 | 0.014417 | 0.014393 | 0.014366 | 0.014349 | 0.014345 | 0.014353 | 0.014365 | 0.014379 | 0.014394 | 0.01439 | 0.014372 | 0.014341 | 0.014301 | 0.014253 | 0.0142 | 0.014141 | 0.01408 | 0.014015 | 0.013947 | 0.013878 | 0.013808 | 0.013736 | 0.013663 | 0.01359 | 0.013516 | 0.013441 | 0.013367 | 0.013291 | 0.013216 | 0.013141
F3_Commercial_Grocery_Existing_Food Preparation_Natural Gas_Oven_Codes & Standards Forecast | F3 | Commercial | Grocery | Existing | Food Preparation | Natural Gas | Oven | Codes & Standards Forecast | Summer Peak Demand (MW) | 0 | 0 | 0 | 0 | 0 | 0 | 0 | 0 | 0 | 0 | 0 | 0 | 0 | 0 | 0 | 0 | 0 | 0 | 0 | 0 | 0 | 0 | 0 | 0 | 0 | 0 | 0 | 0 | 0 | 0 | 0 | 0 | 0
F4_Commercial_Grocery_Existing_Food Preparation_Natural Gas_Oven_Codes & Standards Forecast | F4 | Commercial | Grocery | Existing | Food Preparation | Natural Gas | Oven | Codes & Standards Forecast | Winter Peak Demand (MW) | 0 | 0 | 0 | 0 | 0 | 0 | 0 | 0 | 0 | 0 | 0 | 0 | 0 | 0 | 0 | 0 | 0 | 0 | 0 | 0 | 0 | 0 | 0 | 0 | 0 | 0 | 0 | 0 | 0 | 0 | 0 | 0 | 0
F5_Commercial_Grocery_Existing_Food Preparation_Natural Gas_Oven_Codes & Standards Forecast | F5 | Commercial | Grocery | Existing | Food Preparation | Natural Gas | Oven | Codes & Standards Forecast | Turnover | 0 | 10562.158 | 13660.5889 | 16082.0934 | 17971.2234 | 19426.625 | 20554.9367 | 21433.1131 | 22113.9906 | 22632.2565 | 23019.4924 | 23302.434 | 20528.1455 | 18900.7677 | 18062.046 | 17752.6992 | 17786.236 | 20560.5971 | 21160.5177 | 21611.648 | 21944.2132 | 22182.4095 | 22345.6714 | 21888.8105 | 21167.7729 | 20395.3697 | 19689.9496 | 19108.8005 | 18433.0482 | 18279.1822 | 18427.5681 | 18732.4857 | 19100.5418
F6_Commercial_Grocery_Existing_Food Preparation_Natural Gas_Oven_Codes & Standards Forecast | F6 | Commercial | Grocery | Existing | Food Preparation | Natural Gas | Oven | Codes & Standards Forecast | Avg. Replacement Usage (kWh) | 0.049349 | 0.049349 | 0.049349 | 0.049349 | 0.049349 | 0.049349 | 0.049349 | 0.049349 | 0.049349 | 0.049349 | 0.049349 | 0.049349 | 0.049349 | 0.049349 | 0.049349 | 0.049349 | 0.049349 | 0.049349 | 0.049349 | 0.049349 | 0.049349 | 0.049349 | 0.049349 | 0.049349 | 0.049349 | 0.049349 | 0.049349 | 0.049349 | 0.049349 | 0.049349 | 0.049349 | 0.049349 | 0.049349
F7_Commercial_Grocery_Existing_Food Preparation_Natural Gas_Oven_Codes & Standards Forecast | F7 | Commercial | Grocery | Existing | Food Preparation | Natural Gas | Oven | Codes & Standards Forecast | Avg. Replacement Summer Demand (kW) | 0 | 0 | 0 | 0 | 0 | 0 | 0 | 0 | 0 | 0 | 0 | 0 | 0 | 0 | 0 | 0 | 0 | 0 | 0 | 0 | 0 | 0 | 0 | 0 | 0 | 0 | 0 | 0 | 0 | 0 | 0 | 0 | 0
F8_Commercial_Grocery_Existing_Food Preparation_Natural Gas_Oven_Codes & Standards Forecast | F8 | Commercial | Grocery | Existing | Food Preparation | Natural Gas | Oven | Codes & Standards Forecast | Avg. Replacement Winter Demand (kW) | 0 | 0 | 0 | 0 | 0 | 0 | 0 | 0 | 0 | 0 | 0 | 0 | 0 | 0 | 0 | 0 | 0 | 0 | 0 | 0 | 0 | 0 | 0 | 0 | 0 | 0 | 0 | 0 | 0 | 0 | 0 | 0 | 0
F1_Commercial_Grocery_Existing_Food Preparation_Natural Gas_Conveyor Oven_Codes & Standards Forecast | F1 | Commercial | Grocery | Existing | Food Preparation | Natural Gas | Conveyor Oven | Codes & Standards Forecast | Units | 159242.5603 | 158432.3701 | 157622.1799 | 156643.7673 | 155639.9253 | 154539.3373 | 153511.1382 | 152600.692 | 151782.6165 | 150992.9912 | 150213.7645 | 149442.3543 | 148672.0113 | 147899.4426 | 147122.0753 | 146343.262 | 145564.2338 | 144786.2246 | 144009.2505 | 143233.3279 | 142457.2377 | 141680.9789 | 140905.6552 | 140131.2794 | 139357.8643 | 138584.3179 | 137810.6396 | 137036.8286 | 136262.884 | 135488.8052 | 134714.5912 | 133940.2414 | 133170.3426
F2_Commercial_Grocery_Existing_Food Preparation_Natural Gas_Conveyor Oven_Codes & Standards Forecast | F2 | Commercial | Grocery | Existing | Food Preparation | Natural Gas | Conveyor Oven | Codes & Standards Forecast | Usage (MMtherm) | 0.012406 | 0.012391 | 0.012389 | 0.012385 | 0.012387 | 0.012388 | 0.012398 | 0.012422 | 0.012456 | 0.012493 | 0.012533 | 0.012575 | 0.012616 | 0.012658 | 0.012699 | 0.012739 | 0.012779 | 0.012796 | 0.012796 | 0.012781 | 0.012755 | 0.01272 | 0.012678 | 0.01263 | 0.012577 | 0.012521 | 0.012462 | 0.012401 | 0.012338 | 0.012273 | 0.012207 | 0.012141 | 0.012074
F3_Commercial_Grocery_Existing_Food Preparation_Natural Gas_Conveyor Oven_Codes & Standards Forecast | F3 | Commercial | Grocery | Existing | Food Preparation | Natural Gas | Conveyor Oven | Codes & Standards Forecast | Summer Peak Demand (MW) | 0 | 0 | 0 | 0 | 0 | 0 | 0 | 0 | 0 | 0 | 0 | 0 | 0 | 0 | 0 | 0 | 0 | 0 | 0 | 0 | 0 | 0 | 0 | 0 | 0 | 0 | 0 | 0 | 0 | 0 | 0 | 0 | 0
F4_Commercial_Grocery_Existing_Food Preparation_Natural Gas_Conveyor Oven_Codes & Standards Forecast | F4 | Commercial | Grocery | Existing | Food Preparation | Natural Gas | Conveyor Oven | Codes & Standards Forecast | Winter Peak Demand (MW) | 0 | 0 | 0 | 0 | 0 | 0 | 0 | 0 | 0 | 0 | 0 | 0 | 0 | 0 | 0 | 0 | 0 | 0 | 0 | 0 | 0 | 0 | 0 | 0 | 0 | 0 | 0 | 0 | 0 | 0 | 0 | 0 | 0
F5_Commercial_Grocery_Existing_Food Preparation_Natural Gas_Conveyor Oven_Codes & Standards Forecast | F5 | Commercial | Grocery | Existing | Food Preparation | Natural Gas | Conveyor Oven | Codes & Standards Forecast | Turnover | 0 | 3727.8205 | 4821.3843 | 5676.033 | 6342.7847 | 6856.4559 | 7254.6836 | 7564.6281 | 7804.9378 | 7987.8552 | 8124.5267 | 8224.3885 | 8294.6773 | 8341.2529 | 8368.7766 | 8381.2656 | 8381.8401 | 7350.9797 | 6730.2232 | 6393.1889 | 6247.9489 | 6228.3164 | 7156.2996 | 7342.1799 | 7480.8297 | 7581.8479 | 7652.9181 | 7700.1553 | 7728.4264 | 7741.6043 | 7742.7712 | 7734.3796 | 7718.6474
F6_Commercial_Grocery_Existing_Food Preparation_Natural Gas_Conveyor Oven_Codes & Standards Forecast | F6 | Commercial | Grocery | Existing | Food Preparation | Natural Gas | Conveyor Oven | Codes & Standards Forecast | Avg. Replacement Usage (kWh) | 0.090747 | 0.090747 | 0.090747 | 0.090747 | 0.090747 | 0.090747 | 0.090747 | 0.090747 | 0.090747 | 0.090747 | 0.090747 | 0.090747 | 0.090747 | 0.090747 | 0.090747 | 0.090747 | 0.090747 | 0.090747 | 0.090747 | 0.090747 | 0.090747 | 0.090747 | 0.090747 | 0.090747 | 0.090747 | 0.090747 | 0.090747 | 0.090747 | 0.090747 | 0.090747 | 0.090747 | 0.090747 | 0.090747
F7_Commercial_Grocery_Existing_Food Preparation_Natural Gas_Conveyor Oven_Codes & Standards Forecast | F7 | Commercial | Grocery | Existing | Food Preparation | Natural Gas | Conveyor Oven | Codes & Standards Forecast | Avg. Replacement Summer Demand (kW) | 0 | 0 | 0 | 0 | 0 | 0 | 0 | 0 | 0 | 0 | 0 | 0 | 0 | 0 | 0 | 0 | 0 | 0 | 0 | 0 | 0 | 0 | 0 | 0 | 0 | 0 | 0 | 0 | 0 | 0 | 0 | 0 | 0
F8_Commercial_Grocery_Existing_Food Preparation_Natural Gas_Conveyor Oven_Codes & Standards Forecast | F8 | Commercial | Grocery | Existing | Food Preparation | Natural Gas | Conveyor Oven | Codes & Standards Forecast | Avg. Replacement Winter Demand (kW) | 0 | 0 | 0 | 0 | 0 | 0 | 0 | 0 | 0 | 0 | 0 | 0 | 0 | 0 | 0 | 0 | 0 | 0 | 0 | 0 | 0 | 0 | 0 | 0 | 0 | 0 | 0 | 0 | 0 | 0 | 0 | 0 | 0
F1_Commercial_Grocery_Existing_Food Preparation_Natural Gas_Double Rack Oven_Codes & Standards Forecast | F1 | Commercial | Grocery | Existing | Food Preparation | Natural Gas | Double Rack Oven | Codes & Standards Forecast | Units | 159242.5603 | 158432.3701 | 157622.1799 | 156643.7673 | 155639.9253 | 154539.3373 | 153511.1382 | 152600.692 | 151782.6165 | 150992.9912 | 150213.7645 | 149442.3543 | 148672.0113 | 147899.4426 | 147122.0753 | 146343.262 | 145564.2338 | 144786.2246 | 144009.2505 | 143233.3279 | 142457.2377 | 141680.9789 | 140905.6552 | 140131.2794 | 139357.8643 | 138584.3179 | 137810.6396 | 137036.8286 | 136262.884 | 135488.8052 | 134714.5912 | 133940.2414 | 133170.3426
F2_Commercial_Grocery_Existing_Food Preparation_Natural Gas_Double Rack Oven_Codes & Standards Forecast | F2 | Commercial | Grocery | Existing | Food Preparation | Natural Gas | Double Rack Oven | Codes & Standards Forecast | Usage (MMtherm) | 0.018847 | 0.01898 | 0.019179 | 0.019409 | 0.019674 | 0.019956 | 0.020269 | 0.020614 | 0.020983 | 0.021365 | 0.021754 | 0.022147 | 0.022435 | 0.022639 | 0.022774 | 0.022856 | 0.022896 | 0.022902 | 0.022881 | 0.022839 | 0.02278 | 0.022707 | 0.022624 | 0.022532 | 0.022434 | 0.02233 | 0.022222 | 0.02211 | 0.021996 | 0.021879 | 0.02176 | 0.02164 | 0.02152
F3_Commercial_Grocery_Existing_Food Preparation_Natural Gas_Double Rack Oven_Codes & Standards Forecast | F3 | Commercial | Grocery | Existing | Food Preparation | Natural Gas | Double Rack Oven | Codes & Standards Forecast | Summer Peak Demand (MW) | 0 | 0 | 0 | 0 | 0 | 0 | 0 | 0 | 0 | 0 | 0 | 0 | 0 | 0 | 0 | 0 | 0 | 0 | 0 | 0 | 0 | 0 | 0 | 0 | 0 | 0 | 0 | 0 | 0 | 0 | 0 | 0 | 0
F4_Commercial_Grocery_Existing_Food Preparation_Natural Gas_Double Rack Oven_Codes & Standards Forecast | F4 | Commercial | Grocery | Existing | Food Preparation | Natural Gas | Double Rack Oven | Codes & Standards Forecast | Winter Peak Demand (MW) | 0 | 0 | 0 | 0 | 0 | 0 | 0 | 0 | 0 | 0 | 0 | 0 | 0 | 0 | 0 | 0 | 0 | 0 | 0 | 0 | 0 | 0 | 0 | 0 | 0 | 0 | 0 | 0 | 0 | 0 | 0 | 0 | 0
F5_Commercial_Grocery_Existing_Food Preparation_Natural Gas_Double Rack Oven_Codes & Standards Forecast | F5 | Commercial | Grocery | Existing | Food Preparation | Natural Gas | Double Rack Oven | Codes & Standards Forecast | Turnover | 0 | 5281.079 | 6830.2945 | 8041.0467 | 8985.6117 | 9713.3125 | 10277.4684 | 10716.5565 | 11056.9953 | 11316.1283 | 11509.7462 | 11651.217 | 10264.0727 | 9450.3839 | 9031.023 | 8876.3496 | 8893.118 | 10280.2985 | 10580.2588 | 10805.824 | 10972.1066 | 11091.2047 | 11172.8357 | 10944.4052 | 10583.8864 | 10197.6849 | 9844.9748 | 9554.4003 | 9216.5241 | 9139.5911 | 9213.7841 | 9366.2429 | 9550.2709
F6_Commercial_Grocery_Existing_Food Preparation_Natural Gas_Double Rack Oven_Codes & Standards Forecast | F6 | Commercial | Grocery | Existing | Food Preparation | Natural Gas | Double Rack Oven | Codes & Standards Forecast | Avg. Replacement Usage (kWh) | 0.16172 | 0.16172 | 0.16172 | 0.16172 | 0.16172 | 0.16172 | 0.16172 | 0.16172 | 0.16172 | 0.16172 | 0.16172 | 0.16172 | 0.16172 | 0.16172 | 0.16172 | 0.16172 | 0.16172 | 0.16172 | 0.16172 | 0.16172 | 0.16172 | 0.16172 | 0.16172 | 0.16172 | 0.16172 | 0.16172 | 0.16172 | 0.16172 | 0.16172 | 0.16172 | 0.16172 | 0.16172 | 0.16172
F7_Commercial_Grocery_Existing_Food Preparation_Natural Gas_Double Rack Oven_Codes & Standards Forecast | F7 | Commercial | Grocery | Existing | Food Preparation | Natural Gas | Double Rack Oven | Codes & Standards Forecast | Avg. Replacement Summer Demand (kW) | 0 | 0 | 0 | 0 | 0 | 0 | 0 | 0 | 0 | 0 | 0 | 0 | 0 | 0 | 0 | 0 | 0 | 0 | 0 | 0 | 0 | 0 | 0 | 0 | 0 | 0 | 0 | 0 | 0 | 0 | 0 | 0 | 0
F8_Commercial_Grocery_Existing_Food Preparation_Natural Gas_Double Rack Oven_Codes & Standards Forecast | F8 | Commercial | Grocery | Existing | Food Preparation | Natural Gas | Double Rack Oven | Codes & Standards Forecast | Avg. Replacement Winter Demand (kW) | 0 | 0 | 0 | 0 | 0 | 0 | 0 | 0 | 0 | 0 | 0 | 0 | 0 | 0 | 0 | 0 | 0 | 0 | 0 | 0 | 0 | 0 | 0 | 0 | 0 | 0 | 0 | 0 | 0 | 0 | 0 | 0 | 0
F1_Commercial_Grocery_Existing_Food Preparation_Natural Gas_Fryer_Codes & Standards Forecast | F1 | Commercial | Grocery | Existing | Food Preparation | Natural Gas | Fryer | Codes & Standards Forecast | Units | 636970.2411 | 633729.4803 | 630488.7195 | 626575.0693 | 622559.7013 | 618157.3492 | 614044.5529 | 610402.7681 | 607130.466 | 603971.9648 | 600855.0581 | 597769.4172 | 594688.0454 | 591597.7703 | 588488.3013 | 585373.048 | 582256.9352 | 579144.8982 | 576037.0018 | 572933.3114 | 569828.9509 | 566723.9157 | 563622.6209 | 560525.1176 | 557431.4571 | 554337.2718 | 551242.5586 | 548147.3144 | 545051.5362 | 541955.2208 | 538858.365 | 535760.9657 | 532681.3705
F2_Commercial_Grocery_Existing_Food Preparation_Natural Gas_Fryer_Codes & Standards Forecast | F2 | Commercial | Grocery | Existing | Food Preparation | Natural Gas | Fryer | Codes & Standards Forecast | Usage (MMtherm) | 0.046912 | 0.04703 | 0.047291 | 0.045265 | 0.04302 | 0.0406 | 0.038423 | 0.036305 | 0.034701 | 0.033469 | 0.032204 | 0.031095 | 0.030663 | 0.030301 | 0.029991 | 0.029719 | 0.029477 | 0.029256 | 0.029053 | 0.028861 | 0.028679 | 0.028503 | 0.028333 | 0.028166 | 0.028002 | 0.027841 | 0.027681 | 0.027522 | 0.027364 | 0.027207 | 0.02705 | 0.026894 | 0.026738
F3_Commercial_Grocery_Existing_Food Preparation_Natural Gas_Fryer_Codes & Standards Forecast | F3 | Commercial | Grocery | Existing | Food Preparation | Natural Gas | Fryer | Codes & Standards Forecast | Summer Peak Demand (MW) | 0 | 0 | 0 | 0 | 0 | 0 | 0 | 0 | 0 | 0 | 0 | 0 | 0 | 0 | 0 | 0 | 0 | 0 | 0 | 0 | 0 | 0 | 0 | 0 | 0 | 0 | 0 | 0 | 0 | 0 | 0 | 0 | 0
F4_Commercial_Grocery_Existing_Food Preparation_Natural Gas_Fryer_Codes & Standards Forecast | F4 | Commercial | Grocery | Existing | Food Preparation | Natural Gas | Fryer | Codes & Standards Forecast | Winter Peak Demand (MW) | 0 | 0 | 0 | 0 | 0 | 0 | 0 | 0 | 0 | 0 | 0 | 0 | 0 | 0 | 0 | 0 | 0 | 0 | 0 | 0 | 0 | 0 | 0 | 0 | 0 | 0 | 0 | 0 | 0 | 0 | 0 | 0 | 0
F5_Commercial_Grocery_Existing_Food Preparation_Natural Gas_Fryer_Codes & Standards Forecast | F5 | Commercial | Grocery | Existing | Food Preparation | Natural Gas | Fryer | Codes & Standards Forecast | Turnover | 0 | 43208.8282 | 60899.4786 | 73871.7766 | 83346.9487 | 90166.2398 | 77641.42 | 72625.5469 | 72071.9825 | 73987.3951 | 86836.5503 | 87718.7721 | 86145.7704 | 84074.0458 | 82420.4969 | 79940.2048 | 79965.4278 | 80589.8994 | 81102.1053 | 83553.2006 | 82080.1716 | 80429.2547 | 79232.1459 | 78553.1984 | 78450.9653 | 78575.6393 | 78398.3538 | 77946.1016 | 77877.5884 | 76914.3309 | 76179.9174 | 75684.9044 | 75319.1947
F6_Commercial_Grocery_Existing_Food Preparation_Natural Gas_Fryer_Codes & Standards Forecast | F6 | Commercial | Grocery | Existing | Food Preparation | Natural Gas | Fryer | Codes & Standards Forecast | Avg. Replacement Usage (kWh) | 0.081891 | 0.081891 | 0.081891 | 0.050191 | 0.050191 | 0.050191 | 0.050191 | 0.050191 | 0.050191 | 0.050191 | 0.050191 | 0.050191 | 0.050191 | 0.050191 | 0.050191 | 0.050191 | 0.050191 | 0.050191 | 0.050191 | 0.050191 | 0.050191 | 0.050191 | 0.050191 | 0.050191 | 0.050191 | 0.050191 | 0.050191 | 0.050191 | 0.050191 | 0.050191 | 0.050191 | 0.050191 | 0.050191
F7_Commercial_Grocery_Existing_Food Preparation_Natural Gas_Fryer_Codes & Standards Forecast | F7 | Commercial | Grocery | Existing | Food Preparation | Natural Gas | Fryer | Codes & Standards Forecast | Avg. Replacement Summer Demand (kW) | 0 | 0 | 0 | 0 | 0 | 0 | 0 | 0 | 0 | 0 | 0 | 0 | 0 | 0 | 0 | 0 | 0 | 0 | 0 | 0 | 0 | 0 | 0 | 0 | 0 | 0 | 0 | 0 | 0 | 0 | 0 | 0 | 0
F8_Commercial_Grocery_Existing_Food Preparation_Natural Gas_Fryer_Codes & Standards Forecast | F8 | Commercial | Grocery | Existing | Food Preparation | Natural Gas | Fryer | Codes & Standards Forecast | Avg. Replacement Winter Demand (kW) | 0 | 0 | 0 | 0 | 0 | 0 | 0 | 0 | 0 | 0 | 0 | 0 | 0 | 0 | 0 | 0 | 0 | 0 | 0 | 0 | 0 | 0 | 0 | 0 | 0 | 0 | 0 | 0 | 0 | 0 | 0 | 0 | 0
F1_Commercial_Grocery_Existing_Food Preparation_Natural Gas_Broiler_Codes & Standards Forecast | F1 | Commercial | Grocery | Existing | Food Preparation | Natural Gas | Broiler | Codes & Standards Forecast | Units | 0 | 0 | 0 | 0 | 0 | 0 | 0 | 0 | 0 | 0 | 0 | 0 | 0 | 0 | 0 | 0 | 0 | 0 | 0 | 0 | 0 | 0 | 0 | 0 | 0 | 0 | 0 | 0 | 0 | 0 | 0 | 0 | 0
F2_Commercial_Grocery_Existing_Food Preparation_Natural Gas_Broiler_Codes & Standards Forecast | F2 | Commercial | Grocery | Existing | Food Preparation | Natural Gas | Broiler | Codes & Standards Forecast | Usage (MMtherm) | 0 | 0 | 0 | 0 | 0 | 0 | 0 | 0 | 0 | 0 | 0 | 0 | 0 | 0 | 0 | 0 | 0 | 0 | 0 | 0 | 0 | 0 | 0 | 0 | 0 | 0 | 0 | 0 | 0 | 0 | 0 | 0 | 0
F3_Commercial_Grocery_Existing_Food Preparation_Natural Gas_Broiler_Codes & Standards Forecast | F3 | Commercial | Grocery | Existing | Food Preparation | Natural Gas | Broiler | Codes & Standards Forecast | Summer Peak Demand (MW) | 0 | 0 | 0 | 0 | 0 | 0 | 0 | 0 | 0 | 0 | 0 | 0 | 0 | 0 | 0 | 0 | 0 | 0 | 0 | 0 | 0 | 0 | 0 | 0 | 0 | 0 | 0 | 0 | 0 | 0 | 0 | 0 | 0
F4_Commercial_Grocery_Existing_Food Preparation_Natural Gas_Broiler_Codes & Standards Forecast | F4 | Commercial | Grocery | Existing | Food Preparation | Natural Gas | Broiler | Codes & Standards Forecast | Winter Peak Demand (MW) | 0 | 0 | 0 | 0 | 0 | 0 | 0 | 0 | 0 | 0 | 0 | 0 | 0 | 0 | 0 | 0 | 0 | 0 | 0 | 0 | 0 | 0 | 0 | 0 | 0 | 0 | 0 | 0 | 0 | 0 | 0 | 0 | 0
F5_Commercial_Grocery_Existing_Food Preparation_Natural Gas_Broiler_Codes & Standards Forecast | F5 | Commercial | Grocery | Existing | Food Preparation | Natural Gas | Broiler | Codes & Standards Forecast | Turnover | 0 | 0 | 0 | 0 | 0 | 0 | 0 | 0 | 0 | 0 | 0 | 0 | 0 | 0 | 0 | 0 | 0 | 0 | 0 | 0 | 0 | 0 | 0 | 0 | 0 | 0 | 0 | 0 | 0 | 0 | 0 | 0 | 0
F6_Commercial_Grocery_Existing_Food Preparation_Natural Gas_Broiler_Codes & Standards Forecast | F6 | Commercial | Grocery | Existing | Food Preparation | Natural Gas | Broiler | Codes & Standards Forecast | Avg. Replacement Usage (kWh) | 0.089297 | 0.089297 | 0.089297 | 0.089297 | 0.089297 | 0.089297 | 0.089297 | 0.089297 | 0.089297 | 0.089297 | 0.089297 | 0.089297 | 0.089297 | 0.089297 | 0.089297 | 0.089297 | 0.089297 | 0.089297 | 0.089297 | 0.089297 | 0.089297 | 0.089297 | 0.089297 | 0.089297 | 0.089297 | 0.089297 | 0.089297 | 0.089297 | 0.089297 | 0.089297 | 0.089297 | 0.089297 | 0.089297
F7_Commercial_Grocery_Existing_Food Preparation_Natural Gas_Broiler_Codes & Standards Forecast | F7 | Commercial | Grocery | Existing | Food Preparation | Natural Gas | Broiler | Codes & Standards Forecast | Avg. Replacement Summer Demand (kW) | 0 | 0 | 0 | 0 | 0 | 0 | 0 | 0 | 0 | 0 | 0 | 0 | 0 | 0 | 0 | 0 | 0 | 0 | 0 | 0 | 0 | 0 | 0 | 0 | 0 | 0 | 0 | 0 | 0 | 0 | 0 | 0 | 0
F8_Commercial_Grocery_Existing_Food Preparation_Natural Gas_Broiler_Codes & Standards Forecast | F8 | Commercial | Grocery | Existing | Food Preparation | Natural Gas | Broiler | Codes & Standards Forecast | Avg. Replacement Winter Demand (kW) | 0 | 0 | 0 | 0 | 0 | 0 | 0 | 0 | 0 | 0 | 0 | 0 | 0 | 0 | 0 | 0 | 0 | 0 | 0 | 0 | 0 | 0 | 0 | 0 | 0 | 0 | 0 | 0 | 0 | 0 | 0 | 0 | 0
F1_Commercial_Grocery_Existing_Food Preparation_Natural Gas_Griddle_Codes & Standards Forecast | F1 | Commercial | Grocery | Existing | Food Preparation | Natural Gas | Griddle | Codes & Standards Forecast | Units | 636970.2411 | 633729.4803 | 630488.7195 | 626575.0693 | 622559.7013 | 618157.3492 | 614044.5529 | 610402.7681 | 607130.466 | 603971.9648 | 600855.0581 | 597769.4172 | 594688.0454 | 591597.7703 | 588488.3013 | 585373.048 | 582256.9352 | 579144.8982 | 576037.0018 | 572933.3114 | 569828.9509 | 566723.9157 | 563622.6209 | 560525.1176 | 557431.4571 | 554337.2718 | 551242.5586 | 548147.3144 | 545051.5362 | 541955.2208 | 538858.365 | 535760.9657 | 532681.3705
F2_Commercial_Grocery_Existing_Food Preparation_Natural Gas_Griddle_Codes & Standards Forecast | F2 | Commercial | Grocery | Existing | Food Preparation | Natural Gas | Griddle | Codes & Standards Forecast | Usage (MMtherm) | 0.03425 | 0.034104 | 0.033966 | 0.033798 | 0.03363 | 0.033444 | 0.033276 | 0.033136 | 0.033017 | 0.032906 | 0.032797 | 0.032691 | 0.032572 | 0.032442 | 0.032303 | 0.032157 | 0.032006 | 0.03185 | 0.031692 | 0.031531 | 0.031368 | 0.031204 | 0.031038 | 0.030871 | 0.030704 | 0.030536 | 0.030368 | 0.030199 | 0.03003 | 0.02986 | 0.02969 | 0.02952 | 0.029351
F3_Commercial_Grocery_Existing_Food Preparation_Natural Gas_Griddle_Codes & Standards Forecast | F3 | Commercial | Grocery | Existing | Food Preparation | Natural Gas | Griddle | Codes & Standards Forecast | Summer Peak Demand (MW) | 0 | 0 | 0 | 0 | 0 | 0 | 0 | 0 | 0 | 0 | 0 | 0 | 0 | 0 | 0 | 0 | 0 | 0 | 0 | 0 | 0 | 0 | 0 | 0 | 0 | 0 | 0 | 0 | 0 | 0 | 0 | 0 | 0
F4_Commercial_Grocery_Existing_Food Preparation_Natural Gas_Griddle_Codes & Standards Forecast | F4 | Commercial | Grocery | Existing | Food Preparation | Natural Gas | Griddle | Codes & Standards Forecast | Winter Peak Demand (MW) | 0 | 0 | 0 | 0 | 0 | 0 | 0 | 0 | 0 | 0 | 0 | 0 | 0 | 0 | 0 | 0 | 0 | 0 | 0 | 0 | 0 | 0 | 0 | 0 | 0 | 0 | 0 | 0 | 0 | 0 | 0 | 0 | 0
F5_Commercial_Grocery_Existing_Food Preparation_Natural Gas_Griddle_Codes & Standards Forecast | F5 | Commercial | Grocery | Existing | Food Preparation | Natural Gas | Griddle | Codes & Standards Forecast | Turnover | 0 | 21124.316 | 27321.1778 | 32164.1869 | 35942.4468 | 38853.2499 | 41109.8735 | 42866.2262 | 44227.9811 | 45264.513 | 46038.9848 | 46604.868 | 41056.291 | 37801.5354 | 36124.0921 | 35505.3984 | 35572.472 | 41121.1942 | 42321.0354 | 43223.296 | 43888.4264 | 44364.819 | 44691.3427 | 43777.6209 | 42335.5458 | 40790.7394 | 39379.8992 | 38217.601 | 36866.0963 | 36558.3644 | 36855.1363 | 37464.9715 | 38201.0836
F6_Commercial_Grocery_Existing_Food Preparation_Natural Gas_Griddle_Codes & Standards Forecast | F6 | Commercial | Grocery | Existing | Food Preparation | Natural Gas | Griddle | Codes & Standards Forecast | Avg. Replacement Usage (kWh) | 0.055105 | 0.055105 | 0.055105 | 0.055105 | 0.055105 | 0.055105 | 0.055105 | 0.055105 | 0.055105 | 0.055105 | 0.055105 | 0.055105 | 0.055105 | 0.055105 | 0.055105 | 0.055105 | 0.055105 | 0.055105 | 0.055105 | 0.055105 | 0.055105 | 0.055105 | 0.055105 | 0.055105 | 0.055105 | 0.055105 | 0.055105 | 0.055105 | 0.055105 | 0.055105 | 0.055105 | 0.055105 | 0.055105
F7_Commercial_Grocery_Existing_Food Preparation_Natural Gas_Griddle_Codes & Standards Forecast | F7 | Commercial | Grocery | Existing | Food Preparation | Natural Gas | Griddle | Codes & Standards Forecast | Avg. Replacement Summer Demand (kW) | 0 | 0 | 0 | 0 | 0 | 0 | 0 | 0 | 0 | 0 | 0 | 0 | 0 | 0 | 0 | 0 | 0 | 0 | 0 | 0 | 0 | 0 | 0 | 0 | 0 | 0 | 0 | 0 | 0 | 0 | 0 | 0 | 0
F8_Commercial_Grocery_Existing_Food Preparation_Natural Gas_Griddle_Codes & Standards Forecast | F8 | Commercial | Grocery | Existing | Food Preparation | Natural Gas | Griddle | Codes & Standards Forecast | Avg. Replacement Winter Demand (kW) | 0 | 0 | 0 | 0 | 0 | 0 | 0 | 0 | 0 | 0 | 0 | 0 | 0 | 0 | 0 | 0 | 0 | 0 | 0 | 0 | 0 | 0 | 0 | 0 | 0 | 0 | 0 | 0 | 0 | 0 | 0 | 0 | 0
F1_Commercial_Grocery_Existing_Food Preparation_Natural Gas_Range_Codes & Standards Forecast | F1 | Commercial | Grocery | Existing | Food Preparation | Natural Gas | Range | Codes & Standards Forecast | Units | 636970.2411 | 633729.4803 | 630488.7195 | 626575.0693 | 622559.7013 | 618157.3492 | 614044.5529 | 610402.7681 | 607130.466 | 603971.9648 | 600855.0581 | 597769.4172 | 594688.0454 | 591597.7703 | 588488.3013 | 585373.048 | 582256.9352 | 579144.8982 | 576037.0018 | 572933.3114 | 569828.9509 | 566723.9157 | 563622.6209 | 560525.1176 | 557431.4571 | 554337.2718 | 551242.5586 | 548147.3144 | 545051.5362 | 541955.2208 | 538858.365 | 535760.9657 | 532681.3705
F2_Commercial_Grocery_Existing_Food Preparation_Natural Gas_Range_Codes & Standards Forecast | F2 | Commercial | Grocery | Existing | Food Preparation | Natural Gas | Range | Codes & Standards Forecast | Usage (MMtherm) | 0.035528 | 0.035592 | 0.035726 | 0.035877 | 0.036063 | 0.036258 | 0.036493 | 0.036773 | 0.037088 | 0.037419 | 0.037643 | 0.037782 | 0.037851 | 0.037865 | 0.037833 | 0.037766 | 0.037671 | 0.037554 | 0.03742 | 0.037271 | 0.037112 | 0.036944 | 0.036768 | 0.036588 | 0.036403 | 0.036214 | 0.036023 | 0.035829 | 0.035634 | 0.035437 | 0.035238 | 0.035039 | 0.034841
F3_Commercial_Grocery_Existing_Food Preparation_Natural Gas_Range_Codes & Standards Forecast | F3 | Commercial | Grocery | Existing | Food Preparation | Natural Gas | Range | Codes & Standards Forecast | Summer Peak Demand (MW) | 0 | 0 | 0 | 0 | 0 | 0 | 0 | 0 | 0 | 0 | 0 | 0 | 0 | 0 | 0 | 0 | 0 | 0 | 0 | 0 | 0 | 0 | 0 | 0 | 0 | 0 | 0 | 0 | 0 | 0 | 0 | 0 | 0
F4_Commercial_Grocery_Existing_Food Preparation_Natural Gas_Range_Codes & Standards Forecast | F4 | Commercial | Grocery | Existing | Food Preparation | Natural Gas | Range | Codes & Standards Forecast | Winter Peak Demand (MW) | 0 | 0 | 0 | 0 | 0 | 0 | 0 | 0 | 0 | 0 | 0 | 0 | 0 | 0 | 0 | 0 | 0 | 0 | 0 | 0 | 0 | 0 | 0 | 0 | 0 | 0 | 0 | 0 | 0 | 0 | 0 | 0 | 0
F5_Commercial_Grocery_Existing_Food Preparation_Natural Gas_Range_Codes & Standards Forecast | F5 | Commercial | Grocery | Existing | Food Preparation | Natural Gas | Range | Codes & Standards Forecast | Turnover | 0 | 25349.1792 | 32785.4134 | 38597.0243 | 43130.9361 | 46623.8999 | 49331.8481 | 51439.4714 | 53073.5774 | 54317.4156 | 48036.5211 | 44448.6688 | 42702.1931 | 42181.4129 | 42444.9924 | 49320.0045 | 50891.1064 | 52078.1815 | 52959.7093 | 52223.116 | 50760.5576 | 49110.1825 | 47575.2832 | 46306.4681 | 44774.5423 | 44498.7459 | 44945.378 | 45760.9288 | 46456.1488 | 48332.4054 | 48228.922 | 47759.8919 | 47070.9776
F6_Commercial_Grocery_Existing_Food Preparation_Natural Gas_Range_Codes & Standards Forecast | F6 | Commercial | Grocery | Existing | Food Preparation | Natural Gas | Range | Codes & Standards Forecast | Avg. Replacement Usage (kWh) | 0.065426 | 0.065426 | 0.065426 | 0.065426 | 0.065426 | 0.065426 | 0.065426 | 0.065426 | 0.065426 | 0.065426 | 0.065426 | 0.065426 | 0.065426 | 0.065426 | 0.065426 | 0.065426 | 0.065426 | 0.065426 | 0.065426 | 0.065426 | 0.065426 | 0.065426 | 0.065426 | 0.065426 | 0.065426 | 0.065426 | 0.065426 | 0.065426 | 0.065426 | 0.065426 | 0.065426 | 0.065426 | 0.065426
F7_Commercial_Grocery_Existing_Food Preparation_Natural Gas_Range_Codes & Standards Forecast | F7 | Commercial | Grocery | Existing | Food Preparation | Natural Gas | Range | Codes & Standards Forecast | Avg. Replacement Summer Demand (kW) | 0 | 0 | 0 | 0 | 0 | 0 | 0 | 0 | 0 | 0 | 0 | 0 | 0 | 0 | 0 | 0 | 0 | 0 | 0 | 0 | 0 | 0 | 0 | 0 | 0 | 0 | 0 | 0 | 0 | 0 | 0 | 0 | 0
F8_Commercial_Grocery_Existing_Food Preparation_Natural Gas_Range_Codes & Standards Forecast | F8 | Commercial | Grocery | Existing | Food Preparation | Natural Gas | Range | Codes & Standards Forecast | Avg. Replacement Winter Demand (kW) | 0 | 0 | 0 | 0 | 0 | 0 | 0 | 0 | 0 | 0 | 0 | 0 | 0 | 0 | 0 | 0 | 0 | 0 | 0 | 0 | 0 | 0 | 0 | 0 | 0 | 0 | 0 | 0 | 0 | 0 | 0 | 0 | 0
F1_Commercial_Grocery_Existing_Food Preparation_Natural Gas_Steamer_Codes & Standards Forecast | F1 | Commercial | Grocery | Existing | Food Preparation | Natural Gas | Steamer | Codes & Standards Forecast | Units | 31300.2521 | 31141.0035 | 30981.7548 | 30789.4409 | 30592.1287 | 30375.8003 | 30173.7005 | 29994.7459 | 29833.9473 | 29678.7409 | 29525.5784 | 29373.9522 | 29222.5359 | 29070.682 | 28917.885 | 28764.8037 | 28611.6802 | 28458.757 | 28306.0372 | 28153.5242 | 28000.9781 | 27848.399 | 27696.0036 | 27543.7946 | 27391.7744 | 27239.7284 | 27087.6564 | 26935.5584 | 26783.4341 | 26631.2834 | 26479.1062 | 26326.9023 | 26175.5732
F2_Commercial_Grocery_Existing_Food Preparation_Natural Gas_Steamer_Codes & Standards Forecast | F2 | Commercial | Grocery | Existing | Food Preparation | Natural Gas | Steamer | Codes & Standards Forecast | Usage (MMtherm) | 0.0029158 | 0.0029434 | 0.0029764 | 0.002905 | 0.0028292 | 0.0027484 | 0.0026661 | 0.0025835 | 0.0025005 | 0.0024162 | 0.0023318 | 0.002246 | 0.0021692 | 0.0021003 | 0.0020382 | 0.0019823 | 0.0019319 | 0.0018863 | 0.001845 | 0.0017839 | 0.0017257 | 0.0017 | 0.0016763 | 0.0016544 | 0.001634 | 0.001615 | 0.0015972 | 0.0015805 | 0.0015647 | 0.0015498 | 0.0015355 | 0.001522 | 0.001509
F3_Commercial_Grocery_Existing_Food Preparation_Natural Gas_Steamer_Codes & Standards Forecast | F3 | Commercial | Grocery | Existing | Food Preparation | Natural Gas | Steamer | Codes & Standards Forecast | Summer Peak Demand (MW) | 0 | 0 | 0 | 0 | 0 | 0 | 0 | 0 | 0 | 0 | 0 | 0 | 0 | 0 | 0 | 0 | 0 | 0 | 0 | 0 | 0 | 0 | 0 | 0 | 0 | 0 | 0 | 0 | 0 | 0 | 0 | 0 | 0
F4_Commercial_Grocery_Existing_Food Preparation_Natural Gas_Steamer_Codes & Standards Forecast | F4 | Commercial | Grocery | Existing | Food Preparation | Natural Gas | Steamer | Codes & Standards Forecast | Winter Peak Demand (MW) | 0 | 0 | 0 | 0 | 0 | 0 | 0 | 0 | 0 | 0 | 0 | 0 | 0 | 0 | 0 | 0 | 0 | 0 | 0 | 0 | 0 | 0 | 0 | 0 | 0 | 0 | 0 | 0 | 0 | 0 | 0 | 0 | 0
F5_Commercial_Grocery_Existing_Food Preparation_Natural Gas_Steamer_Codes & Standards Forecast | F5 | Commercial | Grocery | Existing | Food Preparation | Natural Gas | Steamer | Codes & Standards Forecast | Turnover | 0 | 1153.3705 | 1306.8436 | 1439.5155 | 1554.6297 | 1653.3786 | 1739.2778 | 1814.5847 | 1880.5575 | 1937.7135 | 1835.0276 | 1760.4285 | 1708.5654 | 1674.9787 | 1655.9358 | 1648.3805 | 1649.751 | 1657.9268 | 1671.1476 | 1992.9805 | 1992.7558 | 1981.8127 | 1963.9442 | 1942.0282 | 1918.2195 | 1894.0806 | 1870.7327 | 1848.9378 | 1818.9926 | 1800.0871 | 1788.3689 | 1781.062 | 1776.2741
F6_Commercial_Grocery_Existing_Food Preparation_Natural Gas_Steamer_Codes & Standards Forecast | F6 | Commercial | Grocery | Existing | Food Preparation | Natural Gas | Steamer | Codes & Standards Forecast | Avg. Replacement Usage (kWh) | 0.12994 | 0.12994 | 0.12994 | 0.056371 | 0.056371 | 0.056371 | 0.056371 | 0.056371 | 0.056371 | 0.056371 | 0.056371 | 0.056371 | 0.056371 | 0.056371 | 0.056371 | 0.056371 | 0.056371 | 0.056371 | 0.056371 | 0.056371 | 0.056371 | 0.056371 | 0.056371 | 0.056371 | 0.056371 | 0.056371 | 0.056371 | 0.056371 | 0.056371 | 0.056371 | 0.056371 | 0.056371 | 0.056371
F7_Commercial_Grocery_Existing_Food Preparation_Natural Gas_Steamer_Codes & Standards Forecast | F7 | Commercial | Grocery | Existing | Food Preparation | Natural Gas | Steamer | Codes & Standards Forecast | Avg. Replacement Summer Demand (kW) | 0 | 0 | 0 | 0 | 0 | 0 | 0 | 0 | 0 | 0 | 0 | 0 | 0 | 0 | 0 | 0 | 0 | 0 | 0 | 0 | 0 | 0 | 0 | 0 | 0 | 0 | 0 | 0 | 0 | 0 | 0 | 0 | 0
F8_Commercial_Grocery_Existing_Food Preparation_Natural Gas_Steamer_Codes & Standards Forecast | F8 | Commercial | Grocery | Existing | Food Preparation | Natural Gas | Steamer | Codes & Standards Forecast | Avg. Replacement Winter Demand (kW) | 0 | 0 | 0 | 0 | 0 | 0 | 0 | 0 | 0 | 0 | 0 | 0 | 0 | 0 | 0 | 0 | 0 | 0 | 0 | 0 | 0 | 0 | 0 | 0 | 0 | 0 | 0 | 0 | 0 | 0 | 0 | 0 | 0
F1_Commercial_Grocery_Existing_Food Preparation_Natural Gas_Food Prep Other_Codes & Standards Forecast | F1 | Commercial | Grocery | Existing | Food Preparation | Natural Gas | Food Prep Other | Codes & Standards Forecast | Units | 0 | 0 | 0 | 0 | 0 | 0 | 0 | 0 | 0 | 0 | 0 | 0 | 0 | 0 | 0 | 0 | 0 | 0 | 0 | 0 | 0 | 0 | 0 | 0 | 0 | 0 | 0 | 0 | 0 | 0 | 0 | 0 | 0
F2_Commercial_Grocery_Existing_Food Preparation_Natural Gas_Food Prep Other_Codes & Standards Forecast | F2 | Commercial | Grocery | Existing | Food Preparation | Natural Gas | Food Prep Other | Codes & Standards Forecast | Usage (MMtherm) | 0 | 0 | 0 | 0 | 0 | 0 | 0 | 0 | 0 | 0 | 0 | 0 | 0 | 0 | 0 | 0 | 0 | 0 | 0 | 0 | 0 | 0 | 0 | 0 | 0 | 0 | 0 | 0 | 0 | 0 | 0 | 0 | 0
F3_Commercial_Grocery_Existing_Food Preparation_Natural Gas_Food Prep Other_Codes & Standards Forecast | F3 | Commercial | Grocery | Existing | Food Preparation | Natural Gas | Food Prep Other | Codes & Standards Forecast | Summer Peak Demand (MW) | 0 | 0 | 0 | 0 | 0 | 0 | 0 | 0 | 0 | 0 | 0 | 0 | 0 | 0 | 0 | 0 | 0 | 0 | 0 | 0 | 0 | 0 | 0 | 0 | 0 | 0 | 0 | 0 | 0 | 0 | 0 | 0 | 0
F4_Commercial_Grocery_Existing_Food Preparation_Natural Gas_Food Prep Other_Codes & Standards Forecast | F4 | Commercial | Grocery | Existing | Food Preparation | Natural Gas | Food Prep Other | Codes & Standards Forecast | Winter Peak Demand (MW) | 0 | 0 | 0 | 0 | 0 | 0 | 0 | 0 | 0 | 0 | 0 | 0 | 0 | 0 | 0 | 0 | 0 | 0 | 0 | 0 | 0 | 0 | 0 | 0 | 0 | 0 | 0 | 0 | 0 | 0 | 0 | 0 | 0
F5_Commercial_Grocery_Existing_Food Preparation_Natural Gas_Food Prep Other_Codes & Standards Forecast | F5 | Commercial | Grocery | Existing | Food Preparation | Natural Gas | Food Prep Other | Codes & Standards Forecast | Turnover | 0 | 0 | 0 | 0 | 0 | 0 | 0 | 0 | 0 | 0 | 0 | 0 | 0 | 0 | 0 | 0 | 0 | 0 | 0 | 0 | 0 | 0 | 0 | 0 | 0 | 0 | 0 | 0 | 0 | 0 | 0 | 0 | 0
F6_Commercial_Grocery_Existing_Food Preparation_Natural Gas_Food Prep Other_Codes & Standards Forecast | F6 | Commercial | Grocery | Existing | Food Preparation | Natural Gas | Food Prep Other | Codes & Standards Forecast | Avg. Replacement Usage (kWh) | 0.023277 | 0.023277 | 0.023277 | 0.023277 | 0.023277 | 0.023277 | 0.023277 | 0.023277 | 0.023277 | 0.023277 | 0.023277 | 0.023277 | 0.023277 | 0.023277 | 0.023277 | 0.023277 | 0.023277 | 0.023277 | 0.023277 | 0.023277 | 0.023277 | 0.023277 | 0.023277 | 0.023277 | 0.023277 | 0.023277 | 0.023277 | 0.023277 | 0.023277 | 0.023277 | 0.023277 | 0.023277 | 0.023277
F7_Commercial_Grocery_Existing_Food Preparation_Natural Gas_Food Prep Other_Codes & Standards Forecast | F7 | Commercial | Grocery | Existing | Food Preparation | Natural Gas | Food Prep Other | Codes & Standards Forecast | Avg. Replacement Summer Demand (kW) | 0 | 0 | 0 | 0 | 0 | 0 | 0 | 0 | 0 | 0 | 0 | 0 | 0 | 0 | 0 | 0 | 0 | 0 | 0 | 0 | 0 | 0 | 0 | 0 | 0 | 0 | 0 | 0 | 0 | 0 | 0 | 0 | 0
F8_Commercial_Grocery_Existing_Food Preparation_Natural Gas_Food Prep Other_Codes & Standards Forecast | F8 | Commercial | Grocery | Existing | Food Preparation | Natural Gas | Food Prep Other | Codes & Standards Forecast | Avg. Replacement Winter Demand (kW) | 0 | 0 | 0 | 0 | 0 | 0 | 0 | 0 | 0 | 0 | 0 | 0 | 0 | 0 | 0 | 0 | 0 | 0 | 0 | 0 | 0 | 0 | 0 | 0 | 0 | 0 | 0 | 0 | 0 | 0 | 0 | 0 | 0
F1_Commercial_Grocery_Existing_Miscellaneous_Natural Gas_Pool Heater_Codes & Standards Forecast | F1 | Commercial | Grocery | Existing | Miscellaneous | Natural Gas | Pool Heater | Codes & Standards Forecast | Units | 0 | 0 | 0 | 0 | 0 | 0 | 0 | 0 | 0 | 0 | 0 | 0 | 0 | 0 | 0 | 0 | 0 | 0 | 0 | 0 | 0 | 0 | 0 | 0 | 0 | 0 | 0 | 0 | 0 | 0 | 0 | 0 | 0
F2_Commercial_Grocery_Existing_Miscellaneous_Natural Gas_Pool Heater_Codes & Standards Forecast | F2 | Commercial | Grocery | Existing | Miscellaneous | Natural Gas | Pool Heater | Codes & Standards Forecast | Usage (MMtherm) | 0 | 0 | 0 | 0 | 0 | 0 | 0 | 0 | 0 | 0 | 0 | 0 | 0 | 0 | 0 | 0 | 0 | 0 | 0 | 0 | 0 | 0 | 0 | 0 | 0 | 0 | 0 | 0 | 0 | 0 | 0 | 0 | 0
F3_Commercial_Grocery_Existing_Miscellaneous_Natural Gas_Pool Heater_Codes & Standards Forecast | F3 | Commercial | Grocery | Existing | Miscellaneous | Natural Gas | Pool Heater | Codes & Standards Forecast | Summer Peak Demand (MW) | 0 | 0 | 0 | 0 | 0 | 0 | 0 | 0 | 0 | 0 | 0 | 0 | 0 | 0 | 0 | 0 | 0 | 0 | 0 | 0 | 0 | 0 | 0 | 0 | 0 | 0 | 0 | 0 | 0 | 0 | 0 | 0 | 0
F4_Commercial_Grocery_Existing_Miscellaneous_Natural Gas_Pool Heater_Codes & Standards Forecast | F4 | Commercial | Grocery | Existing | Miscellaneous | Natural Gas | Pool Heater | Codes & Standards Forecast | Winter Peak Demand (MW) | 0 | 0 | 0 | 0 | 0 | 0 | 0 | 0 | 0 | 0 | 0 | 0 | 0 | 0 | 0 | 0 | 0 | 0 | 0 | 0 | 0 | 0 | 0 | 0 | 0 | 0 | 0 | 0 | 0 | 0 | 0 | 0 | 0
F5_Commercial_Grocery_Existing_Miscellaneous_Natural Gas_Pool Heater_Codes & Standards Forecast | F5 | Commercial | Grocery | Existing | Miscellaneous | Natural Gas | Pool Heater | Codes & Standards Forecast | Turnover | 0 | 0 | 0 | 0 | 0 | 0 | 0 | 0 | 0 | 0 | 0 | 0 | 0 | 0 | 0 | 0 | 0 | 0 | 0 | 0 | 0 | 0 | 0 | 0 | 0 | 0 | 0 | 0 | 0 | 0 | 0 | 0 | 0
F6_Commercial_Grocery_Existing_Miscellaneous_Natural Gas_Pool Heater_Codes & Standards Forecast | F6 | Commercial | Grocery | Existing | Miscellaneous | Natural Gas | Pool Heater | Codes & Standards Forecast | Avg. Replacement Usage (kWh) | 0.010152 | 0.010152 | 0.010152 | 0.010152 | 0.010152 | 0.010152 | 0.010152 | 0.010152 | 0.010152 | 0.010152 | 0.010152 | 0.010152 | 0.010152 | 0.010152 | 0.010152 | 0.010152 | 0.010152 | 0.010152 | 0.010152 | 0.010152 | 0.010152 | 0.010152 | 0.010152 | 0.010152 | 0.010152 | 0.010152 | 0.010152 | 0.010152 | 0.010152 | 0.010152 | 0.010152 | 0.010152 | 0.010152
F7_Commercial_Grocery_Existing_Miscellaneous_Natural Gas_Pool Heater_Codes & Standards Forecast | F7 | Commercial | Grocery | Existing | Miscellaneous | Natural Gas | Pool Heater | Codes & Standards Forecast | Avg. Replacement Summer Demand (kW) | 0 | 0 | 0 | 0 | 0 | 0 | 0 | 0 | 0 | 0 | 0 | 0 | 0 | 0 | 0 | 0 | 0 | 0 | 0 | 0 | 0 | 0 | 0 | 0 | 0 | 0 | 0 | 0 | 0 | 0 | 0 | 0 | 0
F8_Commercial_Grocery_Existing_Miscellaneous_Natural Gas_Pool Heater_Codes & Standards Forecast | F8 | Commercial | Grocery | Existing | Miscellaneous | Natural Gas | Pool Heater | Codes & Standards Forecast | Avg. Replacement Winter Demand (kW) | 0 | 0 | 0 | 0 | 0 | 0 | 0 | 0 | 0 | 0 | 0 | 0 | 0 | 0 | 0 | 0 | 0 | 0 | 0 | 0 | 0 | 0 | 0 | 0 | 0 | 0 | 0 | 0 | 0 | 0 | 0 | 0 | 0
F1_Commercial_Grocery_Existing_Miscellaneous_Natural Gas_Miscellaneous_Codes & Standards Forecast | F1 | Commercial | Grocery | Existing | Miscellaneous | Natural Gas | Miscellaneous | Codes & Standards Forecast | Units | 2223808.3857 | 2212494.1506 | 2201179.9155 | 2187516.4699 | 2173497.9047 | 2158128.2893 | 2143769.5793 | 2131055.2781 | 2119630.9252 | 2108603.8771 | 2097722.0451 | 2086949.369 | 2076191.5971 | 2065402.7421 | 2054546.8764 | 2043670.8169 | 2032791.7561 | 2021926.9253 | 2011076.5503 | 2000240.8592 | 1989402.8285 | 1978562.4424 | 1967735.1151 | 1956921.0245 | 1946120.3502 | 1935317.8436 | 1924513.494 | 1913707.2907 | 1902899.2228 | 1892089.2795 | 1881277.4496 | 1870463.7223 | 1859712.1531
F2_Commercial_Grocery_Existing_Miscellaneous_Natural Gas_Miscellaneous_Codes & Standards Forecast | F2 | Commercial | Grocery | Existing | Miscellaneous | Natural Gas | Miscellaneous | Codes & Standards Forecast | Usage (MMtherm) | 0.0067762 | 0.0067417 | 0.0067072 | 0.0066656 | 0.0066229 | 0.006576 | 0.0065323 | 0.0064935 | 0.0064587 | 0.0064251 | 0.006392 | 0.0063591 | 0.0063263 | 0.0062935 | 0.0062604 | 0.0062273 | 0.0061941 | 0.006161 | 0.0061279 | 0.0060949 | 0.0060619 | 0.0060289 | 0.0059959 | 0.0059629 | 0.00593 | 0.0058971 | 0.0058642 | 0.0058312 | 0.0057983 | 0.0057654 | 0.0057324 | 0.0056995 | 0.0056667
F3_Commercial_Grocery_Existing_Miscellaneous_Natural Gas_Miscellaneous_Codes & Standards Forecast | F3 | Commercial | Grocery | Existing | Miscellaneous | Natural Gas | Miscellaneous | Codes & Standards Forecast | Summer Peak Demand (MW) | 0 | 0 | 0 | 0 | 0 | 0 | 0 | 0 | 0 | 0 | 0 | 0 | 0 | 0 | 0 | 0 | 0 | 0 | 0 | 0 | 0 | 0 | 0 | 0 | 0 | 0 | 0 | 0 | 0 | 0 | 0 | 0 | 0
F4_Commercial_Grocery_Existing_Miscellaneous_Natural Gas_Miscellaneous_Codes & Standards Forecast | F4 | Commercial | Grocery | Existing | Miscellaneous | Natural Gas | Miscellaneous | Codes & Standards Forecast | Winter Peak Demand (MW) | 0 | 0 | 0 | 0 | 0 | 0 | 0 | 0 | 0 | 0 | 0 | 0 | 0 | 0 | 0 | 0 | 0 | 0 | 0 | 0 | 0 | 0 | 0 | 0 | 0 | 0 | 0 | 0 | 0 | 0 | 0 | 0 | 0
F5_Commercial_Grocery_Existing_Miscellaneous_Natural Gas_Miscellaneous_Codes & Standards Forecast | F5 | Commercial | Grocery | Existing | Miscellaneous | Natural Gas | Miscellaneous | Codes & Standards Forecast | Turnover | 0 | 189642.3558 | 224610.1955 | 253828.4417 | 242787.2295 | 238091.3592 | 238256.5492 | 237015.3148 | 235473.2031 | 234262.4871 | 233089.8859 | 284004.0521 | 285004.9881 | 284227.3439 | 279692.1335 | 277722.3572 | 277226.6242 | 275721.9152 | 274031.628 | 272592.2779 | 271149.8134 | 284056.5746 | 281134.2491 | 277945.3047 | 275998.7367 | 274622.6128 | 273396.6589 | 271789.5288 | 270163.2987 | 268661.9256 | 267144.3938 | 269563.5946 | 267073.2466
F6_Commercial_Grocery_Existing_Miscellaneous_Natural Gas_Miscellaneous_Codes & Standards Forecast | F6 | Commercial | Grocery | Existing | Miscellaneous | Natural Gas | Miscellaneous | Codes & Standards Forecast | Avg. Replacement Usage (kWh) | 0.0030471 | 0.0030471 | 0.0030471 | 0.0030471 | 0.0030471 | 0.0030471 | 0.0030471 | 0.0030471 | 0.0030471 | 0.0030471 | 0.0030471 | 0.0030471 | 0.0030471 | 0.0030471 | 0.0030471 | 0.0030471 | 0.0030471 | 0.0030471 | 0.0030471 | 0.0030471 | 0.0030471 | 0.0030471 | 0.0030471 | 0.0030471 | 0.0030471 | 0.0030471 | 0.0030471 | 0.0030471 | 0.0030471 | 0.0030471 | 0.0030471 | 0.0030471 | 0.0030471
F7_Commercial_Grocery_Existing_Miscellaneous_Natural Gas_Miscellaneous_Codes & Standards Forecast | F7 | Commercial | Grocery | Existing | Miscellaneous | Natural Gas | Miscellaneous | Codes & Standards Forecast | Avg. Replacement Summer Demand (kW) | 0 | 0 | 0 | 0 | 0 | 0 | 0 | 0 | 0 | 0 | 0 | 0 | 0 | 0 | 0 | 0 | 0 | 0 | 0 | 0 | 0 | 0 | 0 | 0 | 0 | 0 | 0 | 0 | 0 | 0 | 0 | 0 | 0
F8_Commercial_Grocery_Existing_Miscellaneous_Natural Gas_Miscellaneous_Codes & Standards Forecast | F8 | Commercial | Grocery | Existing | Miscellaneous | Natural Gas | Miscellaneous | Codes & Standards Forecast | Avg. Replacement Winter Demand (kW) | 0 | 0 | 0 | 0 | 0 | 0 | 0 | 0 | 0 | 0 | 0 | 0 | 0 | 0 | 0 | 0 | 0 | 0 | 0 | 0 | 0 | 0 | 0 | 0 | 0 | 0 | 0 | 0 | 0 | 0 | 0 | 0 | 0
F1_Commercial_Grocery_New_Space Heating_Natural Gas_Furnace_Codes & Standards Forecast | F1 | Commercial | Grocery | New | Space Heating | Natural Gas | Furnace | Codes & Standards Forecast | Units | 0 | 14493.3066 | 84399.9068 | 129075.1205 | 186692.8003 | 264886.3094 | 337971.8298 | 402748.34 | 461006.8897 | 517257.9033 | 572775.157 | 627740.8583 | 682631.2502 | 737678.7015 | 793064.75 | 848552.836 | 904056.0868 | 959487.435 | 1014845.7401 | 1070129.8488 | 1125425.7794 | 1180733.6113 | 1235975.4587 | 1291150.4227 | 1346257.5957 | 1401374.0269 | 1456499.7704 | 1511634.8807 | 1566779.4126 | 1621933.4211 | 1677096.9616 | 1732270.09 | 1757120.7488
F2_Commercial_Grocery_New_Space Heating_Natural Gas_Furnace_Codes & Standards Forecast | F2 | Commercial | Grocery | New | Space Heating | Natural Gas | Furnace | Codes & Standards Forecast | Usage (MMtherm) | 0 | 0.0024167 | 0.013999 | 0.021294 | 0.030635 | 0.043233 | 0.054863 | 0.065022 | 0.074021 | 0.082597 | 0.090956 | 0.099131 | 0.1072 | 0.11519 | 0.12314 | 0.13101 | 0.13878 | 0.14644 | 0.15399 | 0.16144 | 0.16879 | 0.17604 | 0.18319 | 0.19023 | 0.19716 | 0.204 | 0.21073 | 0.21738 | 0.22393 | 0.23038 | 0.23674 | 0.243 | 0.24648
F3_Commercial_Grocery_New_Space Heating_Natural Gas_Furnace_Codes & Standards Forecast | F3 | Commercial | Grocery | New | Space Heating | Natural Gas | Furnace | Codes & Standards Forecast | Summer Peak Demand (MW) | 0 | 0 | 0 | 0 | 0 | 0 | 0 | 0 | 0 | 0 | 0 | 0 | 0 | 0 | 0 | 0 | 0 | 0 | 0 | 0 | 0 | 0 | 0 | 0 | 0 | 0 | 0 | 0 | 0 | 0 | 0 | 0 | 0
F4_Commercial_Grocery_New_Space Heating_Natural Gas_Furnace_Codes & Standards Forecast | F4 | Commercial | Grocery | New | Space Heating | Natural Gas | Furnace | Codes & Standards Forecast | Winter Peak Demand (MW) | 0 | 0 | 0 | 0 | 0 | 0 | 0 | 0 | 0 | 0 | 0 | 0 | 0 | 0 | 0 | 0 | 0 | 0 | 0 | 0 | 0 | 0 | 0 | 0 | 0 | 0 | 0 | 0 | 0 | 0 | 0 | 0 | 0
F5_Commercial_Grocery_New_Space Heating_Natural Gas_Furnace_Codes & Standards Forecast | F5 | Commercial | Grocery | New | Space Heating | Natural Gas | Furnace | Codes & Standards Forecast | Turnover | 0 | 14493.3066 | 69906.6002 | 44675.2137 | 57617.6798 | 78193.5091 | 73085.5204 | 64776.5102 | 58258.5497 | 56251.0136 | 55517.2537 | 54965.7014 | 54890.3919 | 55047.4513 | 55386.0485 | 55488.086 | 55503.2508 | 55431.3482 | 55358.3051 | 56398.9784 | 61702.4719 | 64658.1172 | 68305.0093 | 73248.1526 | 77412.0793 | 80688.384 | 83212.05 | 85387.9327 | 87340.772 | 89101.7457 | 90722.2512 | 92230.9729 | 68044.4117
F6_Commercial_Grocery_New_Space Heating_Natural Gas_Furnace_Codes & Standards Forecast | F6 | Commercial | Grocery | New | Space Heating | Natural Gas | Furnace | Codes & Standards Forecast | Avg. Replacement Usage (kWh) | 0.16674 | 0.16674 | 0.16586 | 0.16498 | 0.16409 | 0.16321 | 0.16233 | 0.16145 | 0.16056 | 0.15968 | 0.1588 | 0.15792 | 0.15703 | 0.15615 | 0.15527 | 0.15439 | 0.1535 | 0.15262 | 0.15174 | 0.15086 | 0.14998 | 0.1491 | 0.14821 | 0.14733 | 0.14645 | 0.14557 | 0.14469 | 0.1438 | 0.14292 | 0.14204 | 0.14116 | 0.14028 | 0.14028
F7_Commercial_Grocery_New_Space Heating_Natural Gas_Furnace_Codes & Standards Forecast | F7 | Commercial | Grocery | New | Space Heating | Natural Gas | Furnace | Codes & Standards Forecast | Avg. Replacement Summer Demand (kW) | 0 | 0 | 0 | 0 | 0 | 0 | 0 | 0 | 0 | 0 | 0 | 0 | 0 | 0 | 0 | 0 | 0 | 0 | 0 | 0 | 0 | 0 | 0 | 0 | 0 | 0 | 0 | 0 | 0 | 0 | 0 | 0 | 0
F8_Commercial_Grocery_New_Space Heating_Natural Gas_Furnace_Codes & Standards Forecast | F8 | Commercial | Grocery | New | Space Heating | Natural Gas | Furnace | Codes & Standards Forecast | Avg. Replacement Winter Demand (kW) | 0 | 0 | 0 | 0 | 0 | 0 | 0 | 0 | 0 | 0 | 0 | 0 | 0 | 0 | 0 | 0 | 0 | 0 | 0 | 0 | 0 | 0 | 0 | 0 | 0 | 0 | 0 | 0 | 0 | 0 | 0 | 0 | 0
F1_Commercial_Grocery_New_Space Heating_Natural Gas_Boiler_Codes & Standards Forecast | F1 | Commercial | Grocery | New | Space Heating | Natural Gas | Boiler | Codes & Standards Forecast | Units | 0 | 96.746 | 563.3878 | 861.6046 | 1246.2152 | 1768.174 | 2256.0358 | 2688.4331 | 3077.3217 | 3452.8095 | 3823.3993 | 4190.3073 | 4556.7127 | 4924.1665 | 5293.8804 | 5664.2755 | 6034.7718 | 6404.7882 | 6774.317 | 7143.3505 | 7512.4629 | 7881.6548 | 8250.4062 | 8618.7111 | 8986.5635 | 9354.4777 | 9722.4541 | 10090.493 | 10458.5948 | 10826.7599 | 11194.9885 | 11563.2812 | 11729.1648
F2_Commercial_Grocery_New_Space Heating_Natural Gas_Boiler_Codes & Standards Forecast | F2 | Commercial | Grocery | New | Space Heating | Natural Gas | Boiler | Codes & Standards Forecast | Usage (MMtherm) | 0 | 6.7917e-05 | 0.00039341 | 0.00059845 | 0.00086096 | 0.001215 | 0.0015418 | 0.0018274 | 0.0020803 | 0.0023213 | 0.0025562 | 0.0027859 | 0.0030126 | 0.0032373 | 0.0034606 | 0.0036817 | 0.0039001 | 0.0041155 | 0.0043278 | 0.004537 | 0.0047435 | 0.0049474 | 0.0051482 | 0.005346 | 0.0055408 | 0.005733 | 0.0059224 | 0.0061091 | 0.0062932 | 0.0064745 | 0.0066531 | 0.0068291 | 0.006927
F3_Commercial_Grocery_New_Space Heating_Natural Gas_Boiler_Codes & Standards Forecast | F3 | Commercial | Grocery | New | Space Heating | Natural Gas | Boiler | Codes & Standards Forecast | Summer Peak Demand (MW) | 0 | 0 | 0 | 0 | 0 | 0 | 0 | 0 | 0 | 0 | 0 | 0 | 0 | 0 | 0 | 0 | 0 | 0 | 0 | 0 | 0 | 0 | 0 | 0 | 0 | 0 | 0 | 0 | 0 | 0 | 0 | 0 | 0
F4_Commercial_Grocery_New_Space Heating_Natural Gas_Boiler_Codes & Standards Forecast | F4 | Commercial | Grocery | New | Space Heating | Natural Gas | Boiler | Codes & Standards Forecast | Winter Peak Demand (MW) | 0 | 0 | 0 | 0 | 0 | 0 | 0 | 0 | 0 | 0 | 0 | 0 | 0 | 0 | 0 | 0 | 0 | 0 | 0 | 0 | 0 | 0 | 0 | 0 | 0 | 0 | 0 | 0 | 0 | 0 | 0 | 0 | 0
F5_Commercial_Grocery_New_Space Heating_Natural Gas_Boiler_Codes & Standards Forecast | F5 | Commercial | Grocery | New | Space Heating | Natural Gas | Boiler | Codes & Standards Forecast | Turnover | 0 | 96.746 | 466.6418 | 298.2168 | 384.6106 | 521.9588 | 487.8618 | 432.3974 | 388.8885 | 375.4878 | 370.5898 | 366.9081 | 366.4054 | 367.4538 | 369.714 | 370.3951 | 370.4963 | 370.0164 | 369.5288 | 369.0335 | 369.1124 | 369.1919 | 377.5465 | 418.7225 | 440.7971 | 469.1922 | 507.4981 | 539.2279 | 563.037 | 580.7324 | 595.607 | 608.6902 | 417.782
F6_Commercial_Grocery_New_Space Heating_Natural Gas_Boiler_Codes & Standards Forecast | F6 | Commercial | Grocery | New | Space Heating | Natural Gas | Boiler | Codes & Standards Forecast | Avg. Replacement Usage (kWh) | 0.70201 | 0.70201 | 0.69829 | 0.69458 | 0.69086 | 0.68715 | 0.68343 | 0.67971 | 0.676 | 0.67229 | 0.66857 | 0.66485 | 0.66114 | 0.65743 | 0.65371 | 0.64999 | 0.64628 | 0.64257 | 0.63885 | 0.63513 | 0.63142 | 0.62771 | 0.624 | 0.62028 | 0.61657 | 0.61287 | 0.60915 | 0.60543 | 0.60172 | 0.59801 | 0.5943 | 0.59058 | 0.59058
F7_Commercial_Grocery_New_Space Heating_Natural Gas_Boiler_Codes & Standards Forecast | F7 | Commercial | Grocery | New | Space Heating | Natural Gas | Boiler | Codes & Standards Forecast | Avg. Replacement Summer Demand (kW) | 0 | 0 | 0 | 0 | 0 | 0 | 0 | 0 | 0 | 0 | 0 | 0 | 0 | 0 | 0 | 0 | 0 | 0 | 0 | 0 | 0 | 0 | 0 | 0 | 0 | 0 | 0 | 0 | 0 | 0 | 0 | 0 | 0
F8_Commercial_Grocery_New_Space Heating_Natural Gas_Boiler_Codes & Standards Forecast | F8 | Commercial | Grocery | New | Space Heating | Natural Gas | Boiler | Codes & Standards Forecast | Avg. Replacement Winter Demand (kW) | 0 | 0 | 0 | 0 | 0 | 0 | 0 | 0 | 0 | 0 | 0 | 0 | 0 | 0 | 0 | 0 | 0 | 0 | 0 | 0 | 0 | 0 | 0 | 0 | 0 | 0 | 0 | 0 | 0 | 0 | 0 | 0 | 0
F1_Commercial_Grocery_New_Space Heating_Natural Gas_Unit Heater_Codes & Standards Forecast | F1 | Commercial | Grocery | New | Space Heating | Natural Gas | Unit Heater | Codes & Standards Forecast | Units | 0 | 0 | 0 | 0 | 0 | 0 | 0 | 0 | 0 | 0 | 0 | 0 | 0 | 0 | 0 | 0 | 0 | 0 | 0 | 0 | 0 | 0 | 0 | 0 | 0 | 0 | 0 | 0 | 0 | 0 | 0 | 0 | 0
F2_Commercial_Grocery_New_Space Heating_Natural Gas_Unit Heater_Codes & Standards Forecast | F2 | Commercial | Grocery | New | Space Heating | Natural Gas | Unit Heater | Codes & Standards Forecast | Usage (MMtherm) | 0 | 0 | 0 | 0 | 0 | 0 | 0 | 0 | 0 | 0 | 0 | 0 | 0 | 0 | 0 | 0 | 0 | 0 | 0 | 0 | 0 | 0 | 0 | 0 | 0 | 0 | 0 | 0 | 0 | 0 | 0 | 0 | 0
F3_Commercial_Grocery_New_Space Heating_Natural Gas_Unit Heater_Codes & Standards Forecast | F3 | Commercial | Grocery | New | Space Heating | Natural Gas | Unit Heater | Codes & Standards Forecast | Summer Peak Demand (MW) | 0 | 0 | 0 | 0 | 0 | 0 | 0 | 0 | 0 | 0 | 0 | 0 | 0 | 0 | 0 | 0 | 0 | 0 | 0 | 0 | 0 | 0 | 0 | 0 | 0 | 0 | 0 | 0 | 0 | 0 | 0 | 0 | 0
F4_Commercial_Grocery_New_Space Heating_Natural Gas_Unit Heater_Codes & Standards Forecast | F4 | Commercial | Grocery | New | Space Heating | Natural Gas | Unit Heater | Codes & Standards Forecast | Winter Peak Demand (MW) | 0 | 0 | 0 | 0 | 0 | 0 | 0 | 0 | 0 | 0 | 0 | 0 | 0 | 0 | 0 | 0 | 0 | 0 | 0 | 0 | 0 | 0 | 0 | 0 | 0 | 0 | 0 | 0 | 0 | 0 | 0 | 0 | 0
F5_Commercial_Grocery_New_Space Heating_Natural Gas_Unit Heater_Codes & Standards Forecast | F5 | Commercial | Grocery | New | Space Heating | Natural Gas | Unit Heater | Codes & Standards Forecast | Turnover | 0 | 0 | 0 | 0 | 0 | 0 | 0 | 0 | 0 | 0 | 0 | 0 | 0 | 0 | 0 | 0 | 0 | 0 | 0 | 0 | 0 | 0 | 0 | 0 | 0 | 0 | 0 | 0 | 0 | 0 | 0 | 0 | 0
F6_Commercial_Grocery_New_Space Heating_Natural Gas_Unit Heater_Codes & Standards Forecast | F6 | Commercial | Grocery | New | Space Heating | Natural Gas | Unit Heater | Codes & Standards Forecast | Avg. Replacement Usage (kWh) | 0.095281 | 0.095281 | 0.094776 | 0.094272 | 0.093768 | 0.093264 | 0.092759 | 0.092255 | 0.091751 | 0.091247 | 0.090742 | 0.090238 | 0.089733 | 0.08923 | 0.088725 | 0.088221 | 0.087717 | 0.087213 | 0.086708 | 0.086204 | 0.0857 | 0.085197 | 0.084692 | 0.084188 | 0.083684 | 0.083182 | 0.082677 | 0.082173 | 0.081669 | 0.081166 | 0.080661 | 0.080157 | 0.080157
F7_Commercial_Grocery_New_Space Heating_Natural Gas_Unit Heater_Codes & Standards Forecast | F7 | Commercial | Grocery | New | Space Heating | Natural Gas | Unit Heater | Codes & Standards Forecast | Avg. Replacement Summer Demand (kW) | 0 | 0 | 0 | 0 | 0 | 0 | 0 | 0 | 0 | 0 | 0 | 0 | 0 | 0 | 0 | 0 | 0 | 0 | 0 | 0 | 0 | 0 | 0 | 0 | 0 | 0 | 0 | 0 | 0 | 0 | 0 | 0 | 0
F8_Commercial_Grocery_New_Space Heating_Natural Gas_Unit Heater_Codes & Standards Forecast | F8 | Commercial | Grocery | New | Space Heating | Natural Gas | Unit Heater | Codes & Standards Forecast | Avg. Replacement Winter Demand (kW) | 0 | 0 | 0 | 0 | 0 | 0 | 0 | 0 | 0 | 0 | 0 | 0 | 0 | 0 | 0 | 0 | 0 | 0 | 0 | 0 | 0 | 0 | 0 | 0 | 0 | 0 | 0 | 0 | 0 | 0 | 0 | 0 | 0
F1_Commercial_Grocery_New_Water Heating_Natural Gas_Water Heater_Codes & Standards Forecast | F1 | Commercial | Grocery | New | Water Heating | Natural Gas | Water Heater | Codes & Standards Forecast | Units | 0 | 11000.0289 | 64057.2534 | 97964.5359 | 141694.8011 | 201041.5659 | 256511.5051 | 305675.1296 | 349891.7979 | 392584.8003 | 434720.8988 | 476438.384 | 518098.7112 | 559878.2423 | 601914.7596 | 644028.7207 | 686154.1913 | 728225.0899 | 770240.5507 | 812199.6984 | 854167.8186 | 896144.9716 | 938072.0441 | 979948.354 | 1021773.2122 | 1063605.0973 | 1105444.0501 | 1147290.112 | 1189143.3247 | 1231003.7299 | 1272871.3697 | 1314746.2863 | 1333607.2662
F2_Commercial_Grocery_New_Water Heating_Natural Gas_Water Heater_Codes & Standards Forecast | F2 | Commercial | Grocery | New | Water Heating | Natural Gas | Water Heater | Codes & Standards Forecast | Usage (MMtherm) | 0 | 0.003343 | 0.019467 | 0.029772 | 0.043062 | 0.061098 | 0.077956 | 0.092897 | 0.10633 | 0.11931 | 0.13211 | 0.14479 | 0.15745 | 0.17015 | 0.18293 | 0.19573 | 0.20853 | 0.22131 | 0.23408 | 0.24683 | 0.25959 | 0.27234 | 0.28509 | 0.29781 | 0.31052 | 0.32324 | 0.33595 | 0.34867 | 0.36139 | 0.37411 | 0.38683 | 0.39956 | 0.40529
F3_Commercial_Grocery_New_Water Heating_Natural Gas_Water Heater_Codes & Standards Forecast | F3 | Commercial | Grocery | New | Water Heating | Natural Gas | Water Heater | Codes & Standards Forecast | Summer Peak Demand (MW) | 0 | 0 | 0 | 0 | 0 | 0 | 0 | 0 | 0 | 0 | 0 | 0 | 0 | 0 | 0 | 0 | 0 | 0 | 0 | 0 | 0 | 0 | 0 | 0 | 0 | 0 | 0 | 0 | 0 | 0 | 0 | 0 | 0
F4_Commercial_Grocery_New_Water Heating_Natural Gas_Water Heater_Codes & Standards Forecast | F4 | Commercial | Grocery | New | Water Heating | Natural Gas | Water Heater | Codes & Standards Forecast | Winter Peak Demand (MW) | 0 | 0 | 0 | 0 | 0 | 0 | 0 | 0 | 0 | 0 | 0 | 0 | 0 | 0 | 0 | 0 | 0 | 0 | 0 | 0 | 0 | 0 | 0 | 0 | 0 | 0 | 0 | 0 | 0 | 0 | 0 | 0 | 0
F5_Commercial_Grocery_New_Water Heating_Natural Gas_Water Heater_Codes & Standards Forecast | F5 | Commercial | Grocery | New | Water Heating | Natural Gas | Water Heater | Codes & Standards Forecast | Turnover | 0 | 11000.0289 | 53057.2245 | 33907.2825 | 43730.2652 | 59346.7648 | 55469.9392 | 49163.6245 | 44216.6683 | 42693.0024 | 44336.1043 | 54088.9347 | 58338.9434 | 63868.4771 | 71577.027 | 79723.9482 | 93071.2268 | 86650.7947 | 88793.0142 | 92342.183 | 92076.0488 | 92078.1219 | 93484.7282 | 97038.4199 | 102330.0653 | 111406.9419 | 115943.2716 | 120337.6539 | 125135.6729 | 129037.2497 | 133523.6487 | 132213.5917 | 111101.1739
F6_Commercial_Grocery_New_Water Heating_Natural Gas_Water Heater_Codes & Standards Forecast | F6 | Commercial | Grocery | New | Water Heating | Natural Gas | Water Heater | Codes & Standards Forecast | Avg. Replacement Usage (kWh) | 0.30391 | 0.30391 | 0.30391 | 0.30391 | 0.30391 | 0.30391 | 0.30391 | 0.30391 | 0.30391 | 0.30391 | 0.30391 | 0.30391 | 0.30391 | 0.30391 | 0.30391 | 0.30391 | 0.30391 | 0.30391 | 0.30391 | 0.30391 | 0.30391 | 0.30391 | 0.30391 | 0.30391 | 0.30391 | 0.30391 | 0.30391 | 0.30391 | 0.30391 | 0.30391 | 0.30391 | 0.30391 | 0.30391
F7_Commercial_Grocery_New_Water Heating_Natural Gas_Water Heater_Codes & Standards Forecast | F7 | Commercial | Grocery | New | Water Heating | Natural Gas | Water Heater | Codes & Standards Forecast | Avg. Replacement Summer Demand (kW) | 0 | 0 | 0 | 0 | 0 | 0 | 0 | 0 | 0 | 0 | 0 | 0 | 0 | 0 | 0 | 0 | 0 | 0 | 0 | 0 | 0 | 0 | 0 | 0 | 0 | 0 | 0 | 0 | 0 | 0 | 0 | 0 | 0
F8_Commercial_Grocery_New_Water Heating_Natural Gas_Water Heater_Codes & Standards Forecast | F8 | Commercial | Grocery | New | Water Heating | Natural Gas | Water Heater | Codes & Standards Forecast | Avg. Replacement Winter Demand (kW) | 0 | 0 | 0 | 0 | 0 | 0 | 0 | 0 | 0 | 0 | 0 | 0 | 0 | 0 | 0 | 0 | 0 | 0 | 0 | 0 | 0 | 0 | 0 | 0 | 0 | 0 | 0 | 0 | 0 | 0 | 0 | 0 | 0
F1_Commercial_Grocery_New_Food Preparation_Natural Gas_Oven_Codes & Standards Forecast | F1 | Commercial | Grocery | New | Food Preparation | Natural Gas | Oven | Codes & Standards Forecast | Units | 0 | 2521.8467 | 14685.65 | 22459.1723 | 32484.6938 | 46090.4258 | 58807.3637 | 70078.5273 | 80215.5607 | 90003.2812 | 99663.327 | 109227.4021 | 118778.3734 | 128356.6732 | 137993.8891 | 147648.8596 | 157306.4688 | 166951.5669 | 176583.9555 | 186203.4338 | 195824.9691 | 205448.5753 | 215060.7001 | 224661.1871 | 234249.8785 | 243840.1808 | 253432.1034 | 263025.6559 | 272620.8477 | 282217.6885 | 291816.1879 | 301416.3555 | 305740.3897
F2_Commercial_Grocery_New_Food Preparation_Natural Gas_Oven_Codes & Standards Forecast | F2 | Commercial | Grocery | New | Food Preparation | Natural Gas | Oven | Codes & Standards Forecast | Usage (MMtherm) | 0 | 0.00012445 | 0.00072472 | 0.0011083 | 0.0016031 | 0.0022745 | 0.0029021 | 0.0034583 | 0.0039585 | 0.0044415 | 0.0049183 | 0.0053902 | 0.0058616 | 0.0063342 | 0.0068098 | 0.0072863 | 0.0077629 | 0.0082388 | 0.0087142 | 0.0091889 | 0.0096637 | 0.010139 | 0.010613 | 0.011087 | 0.01156 | 0.012033 | 0.012507 | 0.01298 | 0.013453 | 0.013927 | 0.014401 | 0.014875 | 0.015088
F3_Commercial_Grocery_New_Food Preparation_Natural Gas_Oven_Codes & Standards Forecast | F3 | Commercial | Grocery | New | Food Preparation | Natural Gas | Oven | Codes & Standards Forecast | Summer Peak Demand (MW) | 0 | 0 | 0 | 0 | 0 | 0 | 0 | 0 | 0 | 0 | 0 | 0 | 0 | 0 | 0 | 0 | 0 | 0 | 0 | 0 | 0 | 0 | 0 | 0 | 0 | 0 | 0 | 0 | 0 | 0 | 0 | 0 | 0
F4_Commercial_Grocery_New_Food Preparation_Natural Gas_Oven_Codes & Standards Forecast | F4 | Commercial | Grocery | New | Food Preparation | Natural Gas | Oven | Codes & Standards Forecast | Winter Peak Demand (MW) | 0 | 0 | 0 | 0 | 0 | 0 | 0 | 0 | 0 | 0 | 0 | 0 | 0 | 0 | 0 | 0 | 0 | 0 | 0 | 0 | 0 | 0 | 0 | 0 | 0 | 0 | 0 | 0 | 0 | 0 | 0 | 0 | 0
F5_Commercial_Grocery_New_Food Preparation_Natural Gas_Oven_Codes & Standards Forecast | F5 | Commercial | Grocery | New | Food Preparation | Natural Gas | Oven | Codes & Standards Forecast | Turnover | 0 | 2521.8467 | 12163.8033 | 7773.5223 | 10025.5215 | 13605.732 | 12716.9379 | 11271.1636 | 10137.0334 | 9787.7205 | 9660.0457 | 9564.0752 | 10055.3406 | 12414.5559 | 13460.9253 | 14719.0423 | 16430.013 | 18267.4957 | 21312.1204 | 19839.7847 | 20345.6726 | 21073.4558 | 20451.8276 | 19904.3163 | 20017.3605 | 20533.8524 | 21257.102 | 22186.5405 | 23451.8637 | 25563.0565 | 26613.7283 | 27611.2931 | 23396.1464
F6_Commercial_Grocery_New_Food Preparation_Natural Gas_Oven_Codes & Standards Forecast | F6 | Commercial | Grocery | New | Food Preparation | Natural Gas | Oven | Codes & Standards Forecast | Avg. Replacement Usage (kWh) | 0.049349 | 0.049349 | 0.049349 | 0.049349 | 0.049349 | 0.049349 | 0.049349 | 0.049349 | 0.049349 | 0.049349 | 0.049349 | 0.049349 | 0.049349 | 0.049349 | 0.049349 | 0.049349 | 0.049349 | 0.049349 | 0.049349 | 0.049349 | 0.049349 | 0.049349 | 0.049349 | 0.049349 | 0.049349 | 0.049349 | 0.049349 | 0.049349 | 0.049349 | 0.049349 | 0.049349 | 0.049349 | 0.049349
F7_Commercial_Grocery_New_Food Preparation_Natural Gas_Oven_Codes & Standards Forecast | F7 | Commercial | Grocery | New | Food Preparation | Natural Gas | Oven | Codes & Standards Forecast | Avg. Replacement Summer Demand (kW) | 0 | 0 | 0 | 0 | 0 | 0 | 0 | 0 | 0 | 0 | 0 | 0 | 0 | 0 | 0 | 0 | 0 | 0 | 0 | 0 | 0 | 0 | 0 | 0 | 0 | 0 | 0 | 0 | 0 | 0 | 0 | 0 | 0
F8_Commercial_Grocery_New_Food Preparation_Natural Gas_Oven_Codes & Standards Forecast | F8 | Commercial | Grocery | New | Food Preparation | Natural Gas | Oven | Codes & Standards Forecast | Avg. Replacement Winter Demand (kW) | 0 | 0 | 0 | 0 | 0 | 0 | 0 | 0 | 0 | 0 | 0 | 0 | 0 | 0 | 0 | 0 | 0 | 0 | 0 | 0 | 0 | 0 | 0 | 0 | 0 | 0 | 0 | 0 | 0 | 0 | 0 | 0 | 0
F1_Commercial_Grocery_New_Food Preparation_Natural Gas_Conveyor Oven_Codes & Standards Forecast | F1 | Commercial | Grocery | New | Food Preparation | Natural Gas | Conveyor Oven | Codes & Standards Forecast | Units | 0 | 1260.9234 | 7342.825 | 11229.5861 | 16242.3469 | 23045.2129 | 29403.6818 | 35039.2637 | 40107.7804 | 45001.6406 | 49831.6635 | 54613.7011 | 59389.1867 | 64178.3366 | 68996.9445 | 73824.4298 | 78653.2344 | 83475.7835 | 88291.9777 | 93101.7169 | 97912.4846 | 102724.2876 | 107530.35 | 112330.5936 | 117124.9392 | 121920.0904 | 126716.0517 | 131512.828 | 136310.4239 | 141108.8443 | 145908.0939 | 150708.1778 | 152870.1948
F2_Commercial_Grocery_New_Food Preparation_Natural Gas_Conveyor Oven_Codes & Standards Forecast | F2 | Commercial | Grocery | New | Food Preparation | Natural Gas | Conveyor Oven | Codes & Standards Forecast | Usage (MMtherm) | 0 | 0.00011442 | 0.00066634 | 0.0010191 | 0.0014739 | 0.0020913 | 0.0026683 | 0.0031797 | 0.0036397 | 0.0040838 | 0.0045221 | 0.004956 | 0.0053894 | 0.005824 | 0.0062613 | 0.0066993 | 0.0071375 | 0.0075752 | 0.0080122 | 0.0084487 | 0.0088853 | 0.0093219 | 0.0097581 | 0.010194 | 0.010629 | 0.011064 | 0.011499 | 0.011934 | 0.01237 | 0.012805 | 0.013241 | 0.013676 | 0.013873
F3_Commercial_Grocery_New_Food Preparation_Natural Gas_Conveyor Oven_Codes & Standards Forecast | F3 | Commercial | Grocery | New | Food Preparation | Natural Gas | Conveyor Oven | Codes & Standards Forecast | Summer Peak Demand (MW) | 0 | 0 | 0 | 0 | 0 | 0 | 0 | 0 | 0 | 0 | 0 | 0 | 0 | 0 | 0 | 0 | 0 | 0 | 0 | 0 | 0 | 0 | 0 | 0 | 0 | 0 | 0 | 0 | 0 | 0 | 0 | 0 | 0
F4_Commercial_Grocery_New_Food Preparation_Natural Gas_Conveyor Oven_Codes & Standards Forecast | F4 | Commercial | Grocery | New | Food Preparation | Natural Gas | Conveyor Oven | Codes & Standards Forecast | Winter Peak Demand (MW) | 0 | 0 | 0 | 0 | 0 | 0 | 0 | 0 | 0 | 0 | 0 | 0 | 0 | 0 | 0 | 0 | 0 | 0 | 0 | 0 | 0 | 0 | 0 | 0 | 0 | 0 | 0 | 0 | 0 | 0 | 0 | 0 | 0
F5_Commercial_Grocery_New_Food Preparation_Natural Gas_Conveyor Oven_Codes & Standards Forecast | F5 | Commercial | Grocery | New | Food Preparation | Natural Gas | Conveyor Oven | Codes & Standards Forecast | Turnover | 0 | 1260.9234 | 6081.9017 | 3886.7611 | 5012.7608 | 6802.866 | 6358.469 | 5635.5818 | 5068.5167 | 4893.8603 | 4830.0229 | 4782.0376 | 4775.4856 | 4789.1499 | 4818.608 | 4827.4853 | 4828.8046 | 5074.7337 | 6234.3223 | 6721.5938 | 7342.8036 | 8198.005 | 9117.2612 | 10640.1095 | 9904.4989 | 10157.2198 | 10520.8862 | 10216.6276 | 9899.0736 | 9688.7798 | 9629.4737 | 9613.0255 | 6965.5523
F6_Commercial_Grocery_New_Food Preparation_Natural Gas_Conveyor Oven_Codes & Standards Forecast | F6 | Commercial | Grocery | New | Food Preparation | Natural Gas | Conveyor Oven | Codes & Standards Forecast | Avg. Replacement Usage (kWh) | 0.090747 | 0.090747 | 0.090747 | 0.090747 | 0.090747 | 0.090747 | 0.090747 | 0.090747 | 0.090747 | 0.090747 | 0.090747 | 0.090747 | 0.090747 | 0.090747 | 0.090747 | 0.090747 | 0.090747 | 0.090747 | 0.090747 | 0.090747 | 0.090747 | 0.090747 | 0.090747 | 0.090747 | 0.090747 | 0.090747 | 0.090747 | 0.090747 | 0.090747 | 0.090747 | 0.090747 | 0.090747 | 0.090747
F7_Commercial_Grocery_New_Food Preparation_Natural Gas_Conveyor Oven_Codes & Standards Forecast | F7 | Commercial | Grocery | New | Food Preparation | Natural Gas | Conveyor Oven | Codes & Standards Forecast | Avg. Replacement Summer Demand (kW) | 0 | 0 | 0 | 0 | 0 | 0 | 0 | 0 | 0 | 0 | 0 | 0 | 0 | 0 | 0 | 0 | 0 | 0 | 0 | 0 | 0 | 0 | 0 | 0 | 0 | 0 | 0 | 0 | 0 | 0 | 0 | 0 | 0
F8_Commercial_Grocery_New_Food Preparation_Natural Gas_Conveyor Oven_Codes & Standards Forecast | F8 | Commercial | Grocery | New | Food Preparation | Natural Gas | Conveyor Oven | Codes & Standards Forecast | Avg. Replacement Winter Demand (kW) | 0 | 0 | 0 | 0 | 0 | 0 | 0 | 0 | 0 | 0 | 0 | 0 | 0 | 0 | 0 | 0 | 0 | 0 | 0 | 0 | 0 | 0 | 0 | 0 | 0 | 0 | 0 | 0 | 0 | 0 | 0 | 0 | 0
F1_Commercial_Grocery_New_Food Preparation_Natural Gas_Double Rack Oven_Codes & Standards Forecast | F1 | Commercial | Grocery | New | Food Preparation | Natural Gas | Double Rack Oven | Codes & Standards Forecast | Units | 0 | 1260.9234 | 7342.825 | 11229.5861 | 16242.3469 | 23045.2129 | 29403.6818 | 35039.2637 | 40107.7804 | 45001.6406 | 49831.6635 | 54613.7011 | 59389.1867 | 64178.3366 | 68996.9445 | 73824.4298 | 78653.2344 | 83475.7835 | 88291.9777 | 93101.7169 | 97912.4846 | 102724.2876 | 107530.35 | 112330.5936 | 117124.9392 | 121920.0904 | 126716.0517 | 131512.828 | 136310.4239 | 141108.8443 | 145908.0939 | 150708.1778 | 152870.1948
F2_Commercial_Grocery_New_Food Preparation_Natural Gas_Double Rack Oven_Codes & Standards Forecast | F2 | Commercial | Grocery | New | Food Preparation | Natural Gas | Double Rack Oven | Codes & Standards Forecast | Usage (MMtherm) | 0 | 0.00020392 | 0.0011875 | 0.0018161 | 0.0026268 | 0.003727 | 0.0047553 | 0.0056667 | 0.0064864 | 0.0072779 | 0.008059 | 0.0088324 | 0.0096047 | 0.010379 | 0.011158 | 0.011939 | 0.01272 | 0.0135 | 0.014279 | 0.015057 | 0.015835 | 0.016613 | 0.01739 | 0.018167 | 0.018942 | 0.019717 | 0.020493 | 0.021269 | 0.022045 | 0.022821 | 0.023597 | 0.024373 | 0.024723
F3_Commercial_Grocery_New_Food Preparation_Natural Gas_Double Rack Oven_Codes & Standards Forecast | F3 | Commercial | Grocery | New | Food Preparation | Natural Gas | Double Rack Oven | Codes & Standards Forecast | Summer Peak Demand (MW) | 0 | 0 | 0 | 0 | 0 | 0 | 0 | 0 | 0 | 0 | 0 | 0 | 0 | 0 | 0 | 0 | 0 | 0 | 0 | 0 | 0 | 0 | 0 | 0 | 0 | 0 | 0 | 0 | 0 | 0 | 0 | 0 | 0
F4_Commercial_Grocery_New_Food Preparation_Natural Gas_Double Rack Oven_Codes & Standards Forecast | F4 | Commercial | Grocery | New | Food Preparation | Natural Gas | Double Rack Oven | Codes & Standards Forecast | Winter Peak Demand (MW) | 0 | 0 | 0 | 0 | 0 | 0 | 0 | 0 | 0 | 0 | 0 | 0 | 0 | 0 | 0 | 0 | 0 | 0 | 0 | 0 | 0 | 0 | 0 | 0 | 0 | 0 | 0 | 0 | 0 | 0 | 0 | 0 | 0
F5_Commercial_Grocery_New_Food Preparation_Natural Gas_Double Rack Oven_Codes & Standards Forecast | F5 | Commercial | Grocery | New | Food Preparation | Natural Gas | Double Rack Oven | Codes & Standards Forecast | Turnover | 0 | 1260.9234 | 6081.9017 | 3886.7611 | 5012.7608 | 6802.866 | 6358.469 | 5635.5818 | 5068.5167 | 4893.8603 | 4830.0229 | 4782.0376 | 5027.6703 | 6207.2779 | 6730.4626 | 7359.5212 | 8215.0065 | 9133.7479 | 10656.0602 | 9919.8923 | 10172.8363 | 10536.7279 | 10225.9138 | 9952.1582 | 10008.6803 | 10266.9262 | 10628.551 | 11093.2702 | 11725.9318 | 12781.5282 | 13306.8642 | 13805.6466 | 11698.0732
F6_Commercial_Grocery_New_Food Preparation_Natural Gas_Double Rack Oven_Codes & Standards Forecast | F6 | Commercial | Grocery | New | Food Preparation | Natural Gas | Double Rack Oven | Codes & Standards Forecast | Avg. Replacement Usage (kWh) | 0.16172 | 0.16172 | 0.16172 | 0.16172 | 0.16172 | 0.16172 | 0.16172 | 0.16172 | 0.16172 | 0.16172 | 0.16172 | 0.16172 | 0.16172 | 0.16172 | 0.16172 | 0.16172 | 0.16172 | 0.16172 | 0.16172 | 0.16172 | 0.16172 | 0.16172 | 0.16172 | 0.16172 | 0.16172 | 0.16172 | 0.16172 | 0.16172 | 0.16172 | 0.16172 | 0.16172 | 0.16172 | 0.16172
F7_Commercial_Grocery_New_Food Preparation_Natural Gas_Double Rack Oven_Codes & Standards Forecast | F7 | Commercial | Grocery | New | Food Preparation | Natural Gas | Double Rack Oven | Codes & Standards Forecast | Avg. Replacement Summer Demand (kW) | 0 | 0 | 0 | 0 | 0 | 0 | 0 | 0 | 0 | 0 | 0 | 0 | 0 | 0 | 0 | 0 | 0 | 0 | 0 | 0 | 0 | 0 | 0 | 0 | 0 | 0 | 0 | 0 | 0 | 0 | 0 | 0 | 0
F8_Commercial_Grocery_New_Food Preparation_Natural Gas_Double Rack Oven_Codes & Standards Forecast | F8 | Commercial | Grocery | New | Food Preparation | Natural Gas | Double Rack Oven | Codes & Standards Forecast | Avg. Replacement Winter Demand (kW) | 0 | 0 | 0 | 0 | 0 | 0 | 0 | 0 | 0 | 0 | 0 | 0 | 0 | 0 | 0 | 0 | 0 | 0 | 0 | 0 | 0 | 0 | 0 | 0 | 0 | 0 | 0 | 0 | 0 | 0 | 0 | 0 | 0
F1_Commercial_Grocery_New_Food Preparation_Natural Gas_Fryer_Codes & Standards Forecast | F1 | Commercial | Grocery | New | Food Preparation | Natural Gas | Fryer | Codes & Standards Forecast | Units | 0 | 5043.6935 | 29371.3001 | 44918.3446 | 64969.3876 | 92180.8515 | 117614.7274 | 140157.0546 | 160431.1214 | 180006.5625 | 199326.6539 | 218454.8043 | 237556.7468 | 256713.3463 | 275987.7781 | 295297.7192 | 314612.9376 | 333903.1338 | 353167.9109 | 372406.8675 | 391649.9382 | 410897.1505 | 430121.4002 | 449322.3743 | 468499.757 | 487680.3616 | 506864.2069 | 526051.3118 | 545241.6955 | 564435.377 | 583632.3758 | 602832.7111 | 611480.7793
F2_Commercial_Grocery_New_Food Preparation_Natural Gas_Fryer_Codes & Standards Forecast | F2 | Commercial | Grocery | New | Food Preparation | Natural Gas | Fryer | Codes & Standards Forecast | Usage (MMtherm) | 0 | 0.00041303 | 0.0024053 | 0.0031856 | 0.004192 | 0.0055578 | 0.0067943 | 0.007703 | 0.0085535 | 0.0094107 | 0.010248 | 0.010965 | 0.011923 | 0.012885 | 0.013852 | 0.014821 | 0.015791 | 0.016759 | 0.017726 | 0.018692 | 0.019657 | 0.020624 | 0.021588 | 0.022552 | 0.023515 | 0.024477 | 0.02544 | 0.026403 | 0.027366 | 0.02833 | 0.029293 | 0.030257 | 0.030691
F3_Commercial_Grocery_New_Food Preparation_Natural Gas_Fryer_Codes & Standards Forecast | F3 | Commercial | Grocery | New | Food Preparation | Natural Gas | Fryer | Codes & Standards Forecast | Summer Peak Demand (MW) | 0 | 0 | 0 | 0 | 0 | 0 | 0 | 0 | 0 | 0 | 0 | 0 | 0 | 0 | 0 | 0 | 0 | 0 | 0 | 0 | 0 | 0 | 0 | 0 | 0 | 0 | 0 | 0 | 0 | 0 | 0 | 0 | 0
F4_Commercial_Grocery_New_Food Preparation_Natural Gas_Fryer_Codes & Standards Forecast | F4 | Commercial | Grocery | New | Food Preparation | Natural Gas | Fryer | Codes & Standards Forecast | Winter Peak Demand (MW) | 0 | 0 | 0 | 0 | 0 | 0 | 0 | 0 | 0 | 0 | 0 | 0 | 0 | 0 | 0 | 0 | 0 | 0 | 0 | 0 | 0 | 0 | 0 | 0 | 0 | 0 | 0 | 0 | 0 | 0 | 0 | 0 | 0
F5_Commercial_Grocery_New_Food Preparation_Natural Gas_Fryer_Codes & Standards Forecast | F5 | Commercial | Grocery | New | Food Preparation | Natural Gas | Fryer | Codes & Standards Forecast | Turnover | 0 | 5043.6935 | 24327.6066 | 15547.0445 | 20051.043 | 27211.4639 | 26694.7992 | 29569.9214 | 29431.5235 | 31456.2944 | 36230.4895 | 43060.8117 | 42360.2504 | 45027.0312 | 48240.5307 | 49969.5306 | 53757.3935 | 55679.0476 | 58293.6611 | 61703.6912 | 65204.8717 | 66991.665 | 69585.1906 | 72307.6736 | 74843.6299 | 78130.3855 | 80600.1148 | 83266.0647 | 86135.738 | 88944.4514 | 91466.6869 | 94168.0859 | 86336.4554
F6_Commercial_Grocery_New_Food Preparation_Natural Gas_Fryer_Codes & Standards Forecast | F6 | Commercial | Grocery | New | Food Preparation | Natural Gas | Fryer | Codes & Standards Forecast | Avg. Replacement Usage (kWh) | 0.081891 | 0.081891 | 0.081891 | 0.050191 | 0.050191 | 0.050191 | 0.050191 | 0.050191 | 0.050191 | 0.050191 | 0.050191 | 0.050191 | 0.050191 | 0.050191 | 0.050191 | 0.050191 | 0.050191 | 0.050191 | 0.050191 | 0.050191 | 0.050191 | 0.050191 | 0.050191 | 0.050191 | 0.050191 | 0.050191 | 0.050191 | 0.050191 | 0.050191 | 0.050191 | 0.050191 | 0.050191 | 0.050191
F7_Commercial_Grocery_New_Food Preparation_Natural Gas_Fryer_Codes & Standards Forecast | F7 | Commercial | Grocery | New | Food Preparation | Natural Gas | Fryer | Codes & Standards Forecast | Avg. Replacement Summer Demand (kW) | 0 | 0 | 0 | 0 | 0 | 0 | 0 | 0 | 0 | 0 | 0 | 0 | 0 | 0 | 0 | 0 | 0 | 0 | 0 | 0 | 0 | 0 | 0 | 0 | 0 | 0 | 0 | 0 | 0 | 0 | 0 | 0 | 0
F8_Commercial_Grocery_New_Food Preparation_Natural Gas_Fryer_Codes & Standards Forecast | F8 | Commercial | Grocery | New | Food Preparation | Natural Gas | Fryer | Codes & Standards Forecast | Avg. Replacement Winter Demand (kW) | 0 | 0 | 0 | 0 | 0 | 0 | 0 | 0 | 0 | 0 | 0 | 0 | 0 | 0 | 0 | 0 | 0 | 0 | 0 | 0 | 0 | 0 | 0 | 0 | 0 | 0 | 0 | 0 | 0 | 0 | 0 | 0 | 0
F1_Commercial_Grocery_New_Food Preparation_Natural Gas_Broiler_Codes & Standards Forecast | F1 | Commercial | Grocery | New | Food Preparation | Natural Gas | Broiler | Codes & Standards Forecast | Units | 0 | 0 | 0 | 0 | 0 | 0 | 0 | 0 | 0 | 0 | 0 | 0 | 0 | 0 | 0 | 0 | 0 | 0 | 0 | 0 | 0 | 0 | 0 | 0 | 0 | 0 | 0 | 0 | 0 | 0 | 0 | 0 | 0
F2_Commercial_Grocery_New_Food Preparation_Natural Gas_Broiler_Codes & Standards Forecast | F2 | Commercial | Grocery | New | Food Preparation | Natural Gas | Broiler | Codes & Standards Forecast | Usage (MMtherm) | 0 | 0 | 0 | 0 | 0 | 0 | 0 | 0 | 0 | 0 | 0 | 0 | 0 | 0 | 0 | 0 | 0 | 0 | 0 | 0 | 0 | 0 | 0 | 0 | 0 | 0 | 0 | 0 | 0 | 0 | 0 | 0 | 0
F3_Commercial_Grocery_New_Food Preparation_Natural Gas_Broiler_Codes & Standards Forecast | F3 | Commercial | Grocery | New | Food Preparation | Natural Gas | Broiler | Codes & Standards Forecast | Summer Peak Demand (MW) | 0 | 0 | 0 | 0 | 0 | 0 | 0 | 0 | 0 | 0 | 0 | 0 | 0 | 0 | 0 | 0 | 0 | 0 | 0 | 0 | 0 | 0 | 0 | 0 | 0 | 0 | 0 | 0 | 0 | 0 | 0 | 0 | 0
F4_Commercial_Grocery_New_Food Preparation_Natural Gas_Broiler_Codes & Standards Forecast | F4 | Commercial | Grocery | New | Food Preparation | Natural Gas | Broiler | Codes & Standards Forecast | Winter Peak Demand (MW) | 0 | 0 | 0 | 0 | 0 | 0 | 0 | 0 | 0 | 0 | 0 | 0 | 0 | 0 | 0 | 0 | 0 | 0 | 0 | 0 | 0 | 0 | 0 | 0 | 0 | 0 | 0 | 0 | 0 | 0 | 0 | 0 | 0
F5_Commercial_Grocery_New_Food Preparation_Natural Gas_Broiler_Codes & Standards Forecast | F5 | Commercial | Grocery | New | Food Preparation | Natural Gas | Broiler | Codes & Standards Forecast | Turnover | 0 | 0 | 0 | 0 | 0 | 0 | 0 | 0 | 0 | 0 | 0 | 0 | 0 | 0 | 0 | 0 | 0 | 0 | 0 | 0 | 0 | 0 | 0 | 0 | 0 | 0 | 0 | 0 | 0 | 0 | 0 | 0 | 0
F6_Commercial_Grocery_New_Food Preparation_Natural Gas_Broiler_Codes & Standards Forecast | F6 | Commercial | Grocery | New | Food Preparation | Natural Gas | Broiler | Codes & Standards Forecast | Avg. Replacement Usage (kWh) | 0.089297 | 0.089297 | 0.089297 | 0.089297 | 0.089297 | 0.089297 | 0.089297 | 0.089297 | 0.089297 | 0.089297 | 0.089297 | 0.089297 | 0.089297 | 0.089297 | 0.089297 | 0.089297 | 0.089297 | 0.089297 | 0.089297 | 0.089297 | 0.089297 | 0.089297 | 0.089297 | 0.089297 | 0.089297 | 0.089297 | 0.089297 | 0.089297 | 0.089297 | 0.089297 | 0.089297 | 0.089297 | 0.089297
F7_Commercial_Grocery_New_Food Preparation_Natural Gas_Broiler_Codes & Standards Forecast | F7 | Commercial | Grocery | New | Food Preparation | Natural Gas | Broiler | Codes & Standards Forecast | Avg. Replacement Summer Demand (kW) | 0 | 0 | 0 | 0 | 0 | 0 | 0 | 0 | 0 | 0 | 0 | 0 | 0 | 0 | 0 | 0 | 0 | 0 | 0 | 0 | 0 | 0 | 0 | 0 | 0 | 0 | 0 | 0 | 0 | 0 | 0 | 0 | 0
F8_Commercial_Grocery_New_Food Preparation_Natural Gas_Broiler_Codes & Standards Forecast | F8 | Commercial | Grocery | New | Food Preparation | Natural Gas | Broiler | Codes & Standards Forecast | Avg. Replacement Winter Demand (kW) | 0 | 0 | 0 | 0 | 0 | 0 | 0 | 0 | 0 | 0 | 0 | 0 | 0 | 0 | 0 | 0 | 0 | 0 | 0 | 0 | 0 | 0 | 0 | 0 | 0 | 0 | 0 | 0 | 0 | 0 | 0 | 0 | 0
F1_Commercial_Grocery_New_Food Preparation_Natural Gas_Griddle_Codes & Standards Forecast | F1 | Commercial | Grocery | New | Food Preparation | Natural Gas | Griddle | Codes & Standards Forecast | Units | 0 | 5043.6935 | 29371.3001 | 44918.3446 | 64969.3876 | 92180.8515 | 117614.7274 | 140157.0546 | 160431.1214 | 180006.5625 | 199326.6539 | 218454.8043 | 237556.7468 | 256713.3463 | 275987.7781 | 295297.7192 | 314612.9376 | 333903.1338 | 353167.9109 | 372406.8675 | 391649.9382 | 410897.1505 | 430121.4002 | 449322.3743 | 468499.757 | 487680.3616 | 506864.2069 | 526051.3118 | 545241.6955 | 564435.377 | 583632.3758 | 602832.7111 | 611480.7793
F2_Commercial_Grocery_New_Food Preparation_Natural Gas_Griddle_Codes & Standards Forecast | F2 | Commercial | Grocery | New | Food Preparation | Natural Gas | Griddle | Codes & Standards Forecast | Usage (MMtherm) | 0 | 0.00027793 | 0.0016185 | 0.0024752 | 0.0035801 | 0.0050796 | 0.0064811 | 0.0077233 | 0.0088405 | 0.0099192 | 0.010984 | 0.012038 | 0.01309 | 0.014146 | 0.015208 | 0.016272 | 0.017337 | 0.0184 | 0.019461 | 0.020521 | 0.021582 | 0.022642 | 0.023702 | 0.02476 | 0.025816 | 0.026873 | 0.027931 | 0.028988 | 0.030045 | 0.031103 | 0.032161 | 0.033219 | 0.033695
F3_Commercial_Grocery_New_Food Preparation_Natural Gas_Griddle_Codes & Standards Forecast | F3 | Commercial | Grocery | New | Food Preparation | Natural Gas | Griddle | Codes & Standards Forecast | Summer Peak Demand (MW) | 0 | 0 | 0 | 0 | 0 | 0 | 0 | 0 | 0 | 0 | 0 | 0 | 0 | 0 | 0 | 0 | 0 | 0 | 0 | 0 | 0 | 0 | 0 | 0 | 0 | 0 | 0 | 0 | 0 | 0 | 0 | 0 | 0
F4_Commercial_Grocery_New_Food Preparation_Natural Gas_Griddle_Codes & Standards Forecast | F4 | Commercial | Grocery | New | Food Preparation | Natural Gas | Griddle | Codes & Standards Forecast | Winter Peak Demand (MW) | 0 | 0 | 0 | 0 | 0 | 0 | 0 | 0 | 0 | 0 | 0 | 0 | 0 | 0 | 0 | 0 | 0 | 0 | 0 | 0 | 0 | 0 | 0 | 0 | 0 | 0 | 0 | 0 | 0 | 0 | 0 | 0 | 0
F5_Commercial_Grocery_New_Food Preparation_Natural Gas_Griddle_Codes & Standards Forecast | F5 | Commercial | Grocery | New | Food Preparation | Natural Gas | Griddle | Codes & Standards Forecast | Turnover | 0 | 5043.6935 | 24327.6066 | 15547.0445 | 20051.043 | 27211.4639 | 25433.8759 | 22542.3273 | 20274.0668 | 19575.441 | 19320.0915 | 19128.1504 | 20110.6812 | 24829.1118 | 26921.8506 | 29438.0846 | 32860.0261 | 36534.9915 | 42624.2409 | 39679.5693 | 40691.3452 | 42146.9117 | 40903.6551 | 39808.6326 | 40034.721 | 41067.7048 | 42514.204 | 44373.0809 | 46903.7273 | 51126.1129 | 53227.4566 | 55222.5863 | 46792.2928
F6_Commercial_Grocery_New_Food Preparation_Natural Gas_Griddle_Codes & Standards Forecast | F6 | Commercial | Grocery | New | Food Preparation | Natural Gas | Griddle | Codes & Standards Forecast | Avg. Replacement Usage (kWh) | 0.055105 | 0.055105 | 0.055105 | 0.055105 | 0.055105 | 0.055105 | 0.055105 | 0.055105 | 0.055105 | 0.055105 | 0.055105 | 0.055105 | 0.055105 | 0.055105 | 0.055105 | 0.055105 | 0.055105 | 0.055105 | 0.055105 | 0.055105 | 0.055105 | 0.055105 | 0.055105 | 0.055105 | 0.055105 | 0.055105 | 0.055105 | 0.055105 | 0.055105 | 0.055105 | 0.055105 | 0.055105 | 0.055105
F7_Commercial_Grocery_New_Food Preparation_Natural Gas_Griddle_Codes & Standards Forecast | F7 | Commercial | Grocery | New | Food Preparation | Natural Gas | Griddle | Codes & Standards Forecast | Avg. Replacement Summer Demand (kW) | 0 | 0 | 0 | 0 | 0 | 0 | 0 | 0 | 0 | 0 | 0 | 0 | 0 | 0 | 0 | 0 | 0 | 0 | 0 | 0 | 0 | 0 | 0 | 0 | 0 | 0 | 0 | 0 | 0 | 0 | 0 | 0 | 0
F8_Commercial_Grocery_New_Food Preparation_Natural Gas_Griddle_Codes & Standards Forecast | F8 | Commercial | Grocery | New | Food Preparation | Natural Gas | Griddle | Codes & Standards Forecast | Avg. Replacement Winter Demand (kW) | 0 | 0 | 0 | 0 | 0 | 0 | 0 | 0 | 0 | 0 | 0 | 0 | 0 | 0 | 0 | 0 | 0 | 0 | 0 | 0 | 0 | 0 | 0 | 0 | 0 | 0 | 0 | 0 | 0 | 0 | 0 | 0 | 0
F1_Commercial_Grocery_New_Food Preparation_Natural Gas_Range_Codes & Standards Forecast | F1 | Commercial | Grocery | New | Food Preparation | Natural Gas | Range | Codes & Standards Forecast | Units | 0 | 5043.6935 | 29371.3001 | 44918.3446 | 64969.3876 | 92180.8515 | 117614.7274 | 140157.0546 | 160431.1214 | 180006.5625 | 199326.6539 | 218454.8043 | 237556.7468 | 256713.3463 | 275987.7781 | 295297.7192 | 314612.9376 | 333903.1338 | 353167.9109 | 372406.8675 | 391649.9382 | 410897.1505 | 430121.4002 | 449322.3743 | 468499.757 | 487680.3616 | 506864.2069 | 526051.3118 | 545241.6955 | 564435.377 | 583632.3758 | 602832.7111 | 611480.7793
F2_Commercial_Grocery_New_Food Preparation_Natural Gas_Range_Codes & Standards Forecast | F2 | Commercial | Grocery | New | Food Preparation | Natural Gas | Range | Codes & Standards Forecast | Usage (MMtherm) | 0 | 0.00032999 | 0.0019217 | 0.0029388 | 0.0042507 | 0.0060311 | 0.0076951 | 0.00917 | 0.010496 | 0.011777 | 0.013041 | 0.014293 | 0.015542 | 0.016796 | 0.018057 | 0.01932 | 0.020584 | 0.021846 | 0.023107 | 0.024365 | 0.025624 | 0.026884 | 0.028141 | 0.029398 | 0.030652 | 0.031907 | 0.033162 | 0.034418 | 0.035673 | 0.036929 | 0.038185 | 0.039441 | 0.040007
F3_Commercial_Grocery_New_Food Preparation_Natural Gas_Range_Codes & Standards Forecast | F3 | Commercial | Grocery | New | Food Preparation | Natural Gas | Range | Codes & Standards Forecast | Summer Peak Demand (MW) | 0 | 0 | 0 | 0 | 0 | 0 | 0 | 0 | 0 | 0 | 0 | 0 | 0 | 0 | 0 | 0 | 0 | 0 | 0 | 0 | 0 | 0 | 0 | 0 | 0 | 0 | 0 | 0 | 0 | 0 | 0 | 0 | 0
F4_Commercial_Grocery_New_Food Preparation_Natural Gas_Range_Codes & Standards Forecast | F4 | Commercial | Grocery | New | Food Preparation | Natural Gas | Range | Codes & Standards Forecast | Winter Peak Demand (MW) | 0 | 0 | 0 | 0 | 0 | 0 | 0 | 0 | 0 | 0 | 0 | 0 | 0 | 0 | 0 | 0 | 0 | 0 | 0 | 0 | 0 | 0 | 0 | 0 | 0 | 0 | 0 | 0 | 0 | 0 | 0 | 0 | 0
F5_Commercial_Grocery_New_Food Preparation_Natural Gas_Range_Codes & Standards Forecast | F5 | Commercial | Grocery | New | Food Preparation | Natural Gas | Range | Codes & Standards Forecast | Turnover | 0 | 5043.6935 | 24327.6066 | 15547.0445 | 20051.043 | 27211.4639 | 25433.8759 | 22542.3273 | 20274.0668 | 19575.441 | 20328.8301 | 24800.6627 | 26749.3613 | 29284.7431 | 32819.2395 | 36554.7363 | 42674.6822 | 39730.8089 | 40713.0517 | 42340.4037 | 42218.3768 | 42219.3274 | 42864.2794 | 44493.7053 | 46920.0113 | 51081.908 | 53161.8895 | 55176.7857 | 57376.7561 | 59165.6929 | 61222.7804 | 60622.0978 | 50941.7084
F6_Commercial_Grocery_New_Food Preparation_Natural Gas_Range_Codes & Standards Forecast | F6 | Commercial | Grocery | New | Food Preparation | Natural Gas | Range | Codes & Standards Forecast | Avg. Replacement Usage (kWh) | 0.065426 | 0.065426 | 0.065426 | 0.065426 | 0.065426 | 0.065426 | 0.065426 | 0.065426 | 0.065426 | 0.065426 | 0.065426 | 0.065426 | 0.065426 | 0.065426 | 0.065426 | 0.065426 | 0.065426 | 0.065426 | 0.065426 | 0.065426 | 0.065426 | 0.065426 | 0.065426 | 0.065426 | 0.065426 | 0.065426 | 0.065426 | 0.065426 | 0.065426 | 0.065426 | 0.065426 | 0.065426 | 0.065426
F7_Commercial_Grocery_New_Food Preparation_Natural Gas_Range_Codes & Standards Forecast | F7 | Commercial | Grocery | New | Food Preparation | Natural Gas | Range | Codes & Standards Forecast | Avg. Replacement Summer Demand (kW) | 0 | 0 | 0 | 0 | 0 | 0 | 0 | 0 | 0 | 0 | 0 | 0 | 0 | 0 | 0 | 0 | 0 | 0 | 0 | 0 | 0 | 0 | 0 | 0 | 0 | 0 | 0 | 0 | 0 | 0 | 0 | 0 | 0
F8_Commercial_Grocery_New_Food Preparation_Natural Gas_Range_Codes & Standards Forecast | F8 | Commercial | Grocery | New | Food Preparation | Natural Gas | Range | Codes & Standards Forecast | Avg. Replacement Winter Demand (kW) | 0 | 0 | 0 | 0 | 0 | 0 | 0 | 0 | 0 | 0 | 0 | 0 | 0 | 0 | 0 | 0 | 0 | 0 | 0 | 0 | 0 | 0 | 0 | 0 | 0 | 0 | 0 | 0 | 0 | 0 | 0 | 0 | 0
F1_Commercial_Grocery_New_Food Preparation_Natural Gas_Steamer_Codes & Standards Forecast | F1 | Commercial | Grocery | New | Food Preparation | Natural Gas | Steamer | Codes & Standards Forecast | Units | 0 | 247.8434 | 1443.2842 | 2207.2546 | 3192.5482 | 4529.6997 | 5779.5017 | 6887.2152 | 7883.468 | 8845.3909 | 9794.7661 | 10734.7094 | 11673.3649 | 12614.7062 | 13561.8377 | 14510.7141 | 15459.8498 | 16407.7559 | 17354.413 | 18299.8013 | 19245.3917 | 20191.1856 | 21135.8512 | 22079.3731 | 23021.7356 | 23964.2565 | 24906.9367 | 25849.777 | 26792.7784 | 27735.9419 | 28679.2684 | 29622.7588 | 30047.7186
F2_Commercial_Grocery_New_Food Preparation_Natural Gas_Steamer_Codes & Standards Forecast | F2 | Commercial | Grocery | New | Food Preparation | Natural Gas | Steamer | Codes & Standards Forecast | Usage (MMtherm) | 0 | 3.2205e-05 | 0.00018754 | 0.00023061 | 0.00028615 | 0.00036153 | 0.00043198 | 0.00049442 | 0.00055058 | 0.00060481 | 0.0006563 | 0.00069771 | 0.00074034 | 0.00078426 | 0.00082952 | 0.00087578 | 0.00092287 | 0.00097059 | 0.0010189 | 0.001062 | 0.0010849 | 0.0011382 | 0.0011915 | 0.0012446 | 0.0012978 | 0.0013509 | 0.001404 | 0.0014572 | 0.0015103 | 0.0015635 | 0.0016167 | 0.0016699 | 0.0016938
F3_Commercial_Grocery_New_Food Preparation_Natural Gas_Steamer_Codes & Standards Forecast | F3 | Commercial | Grocery | New | Food Preparation | Natural Gas | Steamer | Codes & Standards Forecast | Summer Peak Demand (MW) | 0 | 0 | 0 | 0 | 0 | 0 | 0 | 0 | 0 | 0 | 0 | 0 | 0 | 0 | 0 | 0 | 0 | 0 | 0 | 0 | 0 | 0 | 0 | 0 | 0 | 0 | 0 | 0 | 0 | 0 | 0 | 0 | 0
F4_Commercial_Grocery_New_Food Preparation_Natural Gas_Steamer_Codes & Standards Forecast | F4 | Commercial | Grocery | New | Food Preparation | Natural Gas | Steamer | Codes & Standards Forecast | Winter Peak Demand (MW) | 0 | 0 | 0 | 0 | 0 | 0 | 0 | 0 | 0 | 0 | 0 | 0 | 0 | 0 | 0 | 0 | 0 | 0 | 0 | 0 | 0 | 0 | 0 | 0 | 0 | 0 | 0 | 0 | 0 | 0 | 0 | 0 | 0
F5_Commercial_Grocery_New_Food Preparation_Natural Gas_Steamer_Codes & Standards Forecast | F5 | Commercial | Grocery | New | Food Preparation | Natural Gas | Steamer | Codes & Standards Forecast | Turnover | 0 | 247.8434 | 1195.4408 | 763.9704 | 985.2936 | 1337.1514 | 1249.8021 | 1107.7135 | 996.2528 | 961.9229 | 976.9133 | 1097.2484 | 1163.3679 | 1250.5627 | 1370.5673 | 1464.1307 | 1530.2188 | 1575.1192 | 1611.0601 | 1720.8371 | 2048.6038 | 1922.6437 | 2020.0835 | 2160.0874 | 2159.5365 | 2150.7219 | 2157.326 | 2190.9604 | 2248.2619 | 2368.0744 | 2443.9022 | 2528.6406 | 2110.9468
F6_Commercial_Grocery_New_Food Preparation_Natural Gas_Steamer_Codes & Standards Forecast | F6 | Commercial | Grocery | New | Food Preparation | Natural Gas | Steamer | Codes & Standards Forecast | Avg. Replacement Usage (kWh) | 0.12994 | 0.12994 | 0.12994 | 0.056371 | 0.056371 | 0.056371 | 0.056371 | 0.056371 | 0.056371 | 0.056371 | 0.056371 | 0.056371 | 0.056371 | 0.056371 | 0.056371 | 0.056371 | 0.056371 | 0.056371 | 0.056371 | 0.056371 | 0.056371 | 0.056371 | 0.056371 | 0.056371 | 0.056371 | 0.056371 | 0.056371 | 0.056371 | 0.056371 | 0.056371 | 0.056371 | 0.056371 | 0.056371
F7_Commercial_Grocery_New_Food Preparation_Natural Gas_Steamer_Codes & Standards Forecast | F7 | Commercial | Grocery | New | Food Preparation | Natural Gas | Steamer | Codes & Standards Forecast | Avg. Replacement Summer Demand (kW) | 0 | 0 | 0 | 0 | 0 | 0 | 0 | 0 | 0 | 0 | 0 | 0 | 0 | 0 | 0 | 0 | 0 | 0 | 0 | 0 | 0 | 0 | 0 | 0 | 0 | 0 | 0 | 0 | 0 | 0 | 0 | 0 | 0
F8_Commercial_Grocery_New_Food Preparation_Natural Gas_Steamer_Codes & Standards Forecast | F8 | Commercial | Grocery | New | Food Preparation | Natural Gas | Steamer | Codes & Standards Forecast | Avg. Replacement Winter Demand (kW) | 0 | 0 | 0 | 0 | 0 | 0 | 0 | 0 | 0 | 0 | 0 | 0 | 0 | 0 | 0 | 0 | 0 | 0 | 0 | 0 | 0 | 0 | 0 | 0 | 0 | 0 | 0 | 0 | 0 | 0 | 0 | 0 | 0
F1_Commercial_Grocery_New_Food Preparation_Natural Gas_Food Prep Other_Codes & Standards Forecast | F1 | Commercial | Grocery | New | Food Preparation | Natural Gas | Food Prep Other | Codes & Standards Forecast | Units | 0 | 0 | 0 | 0 | 0 | 0 | 0 | 0 | 0 | 0 | 0 | 0 | 0 | 0 | 0 | 0 | 0 | 0 | 0 | 0 | 0 | 0 | 0 | 0 | 0 | 0 | 0 | 0 | 0 | 0 | 0 | 0 | 0
F2_Commercial_Grocery_New_Food Preparation_Natural Gas_Food Prep Other_Codes & Standards Forecast | F2 | Commercial | Grocery | New | Food Preparation | Natural Gas | Food Prep Other | Codes & Standards Forecast | Usage (MMtherm) | 0 | 0 | 0 | 0 | 0 | 0 | 0 | 0 | 0 | 0 | 0 | 0 | 0 | 0 | 0 | 0 | 0 | 0 | 0 | 0 | 0 | 0 | 0 | 0 | 0 | 0 | 0 | 0 | 0 | 0 | 0 | 0 | 0
F3_Commercial_Grocery_New_Food Preparation_Natural Gas_Food Prep Other_Codes & Standards Forecast | F3 | Commercial | Grocery | New | Food Preparation | Natural Gas | Food Prep Other | Codes & Standards Forecast | Summer Peak Demand (MW) | 0 | 0 | 0 | 0 | 0 | 0 | 0 | 0 | 0 | 0 | 0 | 0 | 0 | 0 | 0 | 0 | 0 | 0 | 0 | 0 | 0 | 0 | 0 | 0 | 0 | 0 | 0 | 0 | 0 | 0 | 0 | 0 | 0
F4_Commercial_Grocery_New_Food Preparation_Natural Gas_Food Prep Other_Codes & Standards Forecast | F4 | Commercial | Grocery | New | Food Preparation | Natural Gas | Food Prep Other | Codes & Standards Forecast | Winter Peak Demand (MW) | 0 | 0 | 0 | 0 | 0 | 0 | 0 | 0 | 0 | 0 | 0 | 0 | 0 | 0 | 0 | 0 | 0 | 0 | 0 | 0 | 0 | 0 | 0 | 0 | 0 | 0 | 0 | 0 | 0 | 0 | 0 | 0 | 0
F5_Commercial_Grocery_New_Food Preparation_Natural Gas_Food Prep Other_Codes & Standards Forecast | F5 | Commercial | Grocery | New | Food Preparation | Natural Gas | Food Prep Other | Codes & Standards Forecast | Turnover | 0 | 0 | 0 | 0 | 0 | 0 | 0 | 0 | 0 | 0 | 0 | 0 | 0 | 0 | 0 | 0 | 0 | 0 | 0 | 0 | 0 | 0 | 0 | 0 | 0 | 0 | 0 | 0 | 0 | 0 | 0 | 0 | 0
F6_Commercial_Grocery_New_Food Preparation_Natural Gas_Food Prep Other_Codes & Standards Forecast | F6 | Commercial | Grocery | New | Food Preparation | Natural Gas | Food Prep Other | Codes & Standards Forecast | Avg. Replacement Usage (kWh) | 0.023277 | 0.023277 | 0.023277 | 0.023277 | 0.023277 | 0.023277 | 0.023277 | 0.023277 | 0.023277 | 0.023277 | 0.023277 | 0.023277 | 0.023277 | 0.023277 | 0.023277 | 0.023277 | 0.023277 | 0.023277 | 0.023277 | 0.023277 | 0.023277 | 0.023277 | 0.023277 | 0.023277 | 0.023277 | 0.023277 | 0.023277 | 0.023277 | 0.023277 | 0.023277 | 0.023277 | 0.023277 | 0.023277
F7_Commercial_Grocery_New_Food Preparation_Natural Gas_Food Prep Other_Codes & Standards Forecast | F7 | Commercial | Grocery | New | Food Preparation | Natural Gas | Food Prep Other | Codes & Standards Forecast | Avg. Replacement Summer Demand (kW) | 0 | 0 | 0 | 0 | 0 | 0 | 0 | 0 | 0 | 0 | 0 | 0 | 0 | 0 | 0 | 0 | 0 | 0 | 0 | 0 | 0 | 0 | 0 | 0 | 0 | 0 | 0 | 0 | 0 | 0 | 0 | 0 | 0
F8_Commercial_Grocery_New_Food Preparation_Natural Gas_Food Prep Other_Codes & Standards Forecast | F8 | Commercial | Grocery | New | Food Preparation | Natural Gas | Food Prep Other | Codes & Standards Forecast | Avg. Replacement Winter Demand (kW) | 0 | 0 | 0 | 0 | 0 | 0 | 0 | 0 | 0 | 0 | 0 | 0 | 0 | 0 | 0 | 0 | 0 | 0 | 0 | 0 | 0 | 0 | 0 | 0 | 0 | 0 | 0 | 0 | 0 | 0 | 0 | 0 | 0
F1_Commercial_Grocery_New_Miscellaneous_Natural Gas_Pool Heater_Codes & Standards Forecast | F1 | Commercial | Grocery | New | Miscellaneous | Natural Gas | Pool Heater | Codes & Standards Forecast | Units | 0 | 0 | 0 | 0 | 0 | 0 | 0 | 0 | 0 | 0 | 0 | 0 | 0 | 0 | 0 | 0 | 0 | 0 | 0 | 0 | 0 | 0 | 0 | 0 | 0 | 0 | 0 | 0 | 0 | 0 | 0 | 0 | 0
F2_Commercial_Grocery_New_Miscellaneous_Natural Gas_Pool Heater_Codes & Standards Forecast | F2 | Commercial | Grocery | New | Miscellaneous | Natural Gas | Pool Heater | Codes & Standards Forecast | Usage (MMtherm) | 0 | 0 | 0 | 0 | 0 | 0 | 0 | 0 | 0 | 0 | 0 | 0 | 0 | 0 | 0 | 0 | 0 | 0 | 0 | 0 | 0 | 0 | 0 | 0 | 0 | 0 | 0 | 0 | 0 | 0 | 0 | 0 | 0
F3_Commercial_Grocery_New_Miscellaneous_Natural Gas_Pool Heater_Codes & Standards Forecast | F3 | Commercial | Grocery | New | Miscellaneous | Natural Gas | Pool Heater | Codes & Standards Forecast | Summer Peak Demand (MW) | 0 | 0 | 0 | 0 | 0 | 0 | 0 | 0 | 0 | 0 | 0 | 0 | 0 | 0 | 0 | 0 | 0 | 0 | 0 | 0 | 0 | 0 | 0 | 0 | 0 | 0 | 0 | 0 | 0 | 0 | 0 | 0 | 0
F4_Commercial_Grocery_New_Miscellaneous_Natural Gas_Pool Heater_Codes & Standards Forecast | F4 | Commercial | Grocery | New | Miscellaneous | Natural Gas | Pool Heater | Codes & Standards Forecast | Winter Peak Demand (MW) | 0 | 0 | 0 | 0 | 0 | 0 | 0 | 0 | 0 | 0 | 0 | 0 | 0 | 0 | 0 | 0 | 0 | 0 | 0 | 0 | 0 | 0 | 0 | 0 | 0 | 0 | 0 | 0 | 0 | 0 | 0 | 0 | 0
F5_Commercial_Grocery_New_Miscellaneous_Natural Gas_Pool Heater_Codes & Standards Forecast | F5 | Commercial | Grocery | New | Miscellaneous | Natural Gas | Pool Heater | Codes & Standards Forecast | Turnover | 0 | 0 | 0 | 0 | 0 | 0 | 0 | 0 | 0 | 0 | 0 | 0 | 0 | 0 | 0 | 0 | 0 | 0 | 0 | 0 | 0 | 0 | 0 | 0 | 0 | 0 | 0 | 0 | 0 | 0 | 0 | 0 | 0
F6_Commercial_Grocery_New_Miscellaneous_Natural Gas_Pool Heater_Codes & Standards Forecast | F6 | Commercial | Grocery | New | Miscellaneous | Natural Gas | Pool Heater | Codes & Standards Forecast | Avg. Replacement Usage (kWh) | 0.010152 | 0.010152 | 0.010152 | 0.010152 | 0.010152 | 0.010152 | 0.010152 | 0.010152 | 0.010152 | 0.010152 | 0.010152 | 0.010152 | 0.010152 | 0.010152 | 0.010152 | 0.010152 | 0.010152 | 0.010152 | 0.010152 | 0.010152 | 0.010152 | 0.010152 | 0.010152 | 0.010152 | 0.010152 | 0.010152 | 0.010152 | 0.010152 | 0.010152 | 0.010152 | 0.010152 | 0.010152 | 0.010152
F7_Commercial_Grocery_New_Miscellaneous_Natural Gas_Pool Heater_Codes & Standards Forecast | F7 | Commercial | Grocery | New | Miscellaneous | Natural Gas | Pool Heater | Codes & Standards Forecast | Avg. Replacement Summer Demand (kW) | 0 | 0 | 0 | 0 | 0 | 0 | 0 | 0 | 0 | 0 | 0 | 0 | 0 | 0 | 0 | 0 | 0 | 0 | 0 | 0 | 0 | 0 | 0 | 0 | 0 | 0 | 0 | 0 | 0 | 0 | 0 | 0 | 0
F8_Commercial_Grocery_New_Miscellaneous_Natural Gas_Pool Heater_Codes & Standards Forecast | F8 | Commercial | Grocery | New | Miscellaneous | Natural Gas | Pool Heater | Codes & Standards Forecast | Avg. Replacement Winter Demand (kW) | 0 | 0 | 0 | 0 | 0 | 0 | 0 | 0 | 0 | 0 | 0 | 0 | 0 | 0 | 0 | 0 | 0 | 0 | 0 | 0 | 0 | 0 | 0 | 0 | 0 | 0 | 0 | 0 | 0 | 0 | 0 | 0 | 0
F1_Commercial_Grocery_New_Miscellaneous_Natural Gas_Miscellaneous_Codes & Standards Forecast | F1 | Commercial | Grocery | New | Miscellaneous | Natural Gas | Miscellaneous | Codes & Standards Forecast | Units | 0 | 17608.6842 | 102541.9073 | 156820.1855 | 226822.9497 | 321824.3764 | 410619.8377 | 489320.2434 | 560101.6344 | 628443.9636 | 695894.8093 | 762675.5448 | 829364.7828 | 896244.8406 | 963536.2781 | 1030951.6864 | 1098385.5191 | 1165731.9936 | 1232989.7241 | 1300157.3095 | 1367339.2579 | 1434535.6659 | 1501651.9059 | 1568686.8856 | 1635639.5025 | 1702603.3676 | 1769578.5468 | 1836565.1062 | 1903563.1123 | 1970572.6321 | 2037593.733 | 2104626.4825 | 2134818.8612
F2_Commercial_Grocery_New_Miscellaneous_Natural Gas_Miscellaneous_Codes & Standards Forecast | F2 | Commercial | Grocery | New | Miscellaneous | Natural Gas | Miscellaneous | Codes & Standards Forecast | Usage (MMtherm) | 0 | 5.3655e-05 | 0.00031245 | 0.00047785 | 0.00069115 | 0.00098063 | 0.0012512 | 0.001491 | 0.0017067 | 0.0019149 | 0.0021205 | 0.0023239 | 0.0025272 | 0.0027309 | 0.002936 | 0.0031414 | 0.0033469 | 0.0035521 | 0.003757 | 0.0039617 | 0.0041664 | 0.0043712 | 0.0045757 | 0.0047799 | 0.0049839 | 0.005188 | 0.0053921 | 0.0055962 | 0.0058003 | 0.0060045 | 0.0062087 | 0.006413 | 0.006505
F3_Commercial_Grocery_New_Miscellaneous_Natural Gas_Miscellaneous_Codes & Standards Forecast | F3 | Commercial | Grocery | New | Miscellaneous | Natural Gas | Miscellaneous | Codes & Standards Forecast | Summer Peak Demand (MW) | 0 | 0 | 0 | 0 | 0 | 0 | 0 | 0 | 0 | 0 | 0 | 0 | 0 | 0 | 0 | 0 | 0 | 0 | 0 | 0 | 0 | 0 | 0 | 0 | 0 | 0 | 0 | 0 | 0 | 0 | 0 | 0 | 0
F4_Commercial_Grocery_New_Miscellaneous_Natural Gas_Miscellaneous_Codes & Standards Forecast | F4 | Commercial | Grocery | New | Miscellaneous | Natural Gas | Miscellaneous | Codes & Standards Forecast | Winter Peak Demand (MW) | 0 | 0 | 0 | 0 | 0 | 0 | 0 | 0 | 0 | 0 | 0 | 0 | 0 | 0 | 0 | 0 | 0 | 0 | 0 | 0 | 0 | 0 | 0 | 0 | 0 | 0 | 0 | 0 | 0 | 0 | 0 | 0 | 0
F5_Commercial_Grocery_New_Miscellaneous_Natural Gas_Miscellaneous_Codes & Standards Forecast | F5 | Commercial | Grocery | New | Miscellaneous | Natural Gas | Miscellaneous | Codes & Standards Forecast | Turnover | 0 | 17608.6842 | 84933.2232 | 54278.2782 | 72518.2905 | 109290.9097 | 108797.6293 | 106204.8769 | 109969.6392 | 117474.7747 | 124736.4956 | 136723.0857 | 163037.4205 | 158352.1761 | 170542.3378 | 189921.2056 | 194916.8206 | 200225.3811 | 209382.4274 | 219020.6891 | 228061.1318 | 238497.005 | 252900.8626 | 257494.0243 | 267825.9179 | 280915.8467 | 288602.9607 | 296760.7618 | 306746.1286 | 316545.0814 | 325937.1172 | 335822.2053 | 310000.7337
F6_Commercial_Grocery_New_Miscellaneous_Natural Gas_Miscellaneous_Codes & Standards Forecast | F6 | Commercial | Grocery | New | Miscellaneous | Natural Gas | Miscellaneous | Codes & Standards Forecast | Avg. Replacement Usage (kWh) | 0.0030471 | 0.0030471 | 0.0030471 | 0.0030471 | 0.0030471 | 0.0030471 | 0.0030471 | 0.0030471 | 0.0030471 | 0.0030471 | 0.0030471 | 0.0030471 | 0.0030471 | 0.0030471 | 0.0030471 | 0.0030471 | 0.0030471 | 0.0030471 | 0.0030471 | 0.0030471 | 0.0030471 | 0.0030471 | 0.0030471 | 0.0030471 | 0.0030471 | 0.0030471 | 0.0030471 | 0.0030471 | 0.0030471 | 0.0030471 | 0.0030471 | 0.0030471 | 0.0030471
F7_Commercial_Grocery_New_Miscellaneous_Natural Gas_Miscellaneous_Codes & Standards Forecast | F7 | Commercial | Grocery | New | Miscellaneous | Natural Gas | Miscellaneous | Codes & Standards Forecast | Avg. Replacement Summer Demand (kW) | 0 | 0 | 0 | 0 | 0 | 0 | 0 | 0 | 0 | 0 | 0 | 0 | 0 | 0 | 0 | 0 | 0 | 0 | 0 | 0 | 0 | 0 | 0 | 0 | 0 | 0 | 0 | 0 | 0 | 0 | 0 | 0 | 0
F8_Commercial_Grocery_New_Miscellaneous_Natural Gas_Miscellaneous_Codes & Standards Forecast | F8 | Commercial | Grocery | New | Miscellaneous | Natural Gas | Miscellaneous | Codes & Standards Forecast | Avg. Replacement Winter Demand (kW) | 0 | 0 | 0 | 0 | 0 | 0 | 0 | 0 | 0 | 0 | 0 | 0 | 0 | 0 | 0 | 0 | 0 | 0 | 0 | 0 | 0 | 0 | 0 | 0 | 0 | 0 | 0 | 0 | 0 | 0 | 0 | 0 | 0
F1_Commercial_School_Existing_Space Heating_Natural Gas_Furnace_Codes & Standards Forecast | F1 | Commercial | School | Existing | Space Heating | Natural Gas | Furnace | Codes & Standards Forecast | Units | 1013223.7453 | 1008068.6916 | 1002913.6379 | 996688.224 | 990301.0086 | 983298.2204 | 976756.0263 | 970963.0669 | 965757.8407 | 960733.6367 | 955775.5968 | 950867.2912 | 945965.7763 | 941050.0991 | 936103.8902 | 931148.4804 | 926191.7032 | 921241.4096 | 916297.7023 | 911360.6855 | 906422.6026 | 901483.4466 | 896550.2405 | 891623.0654 | 886702.003 | 881780.1059 | 876857.369 | 871933.7875 | 867009.3565 | 862084.0709 | 857157.9259 | 852230.9162 | 847332.2275
F2_Commercial_School_Existing_Space Heating_Natural Gas_Furnace_Codes & Standards Forecast | F2 | Commercial | School | Existing | Space Heating | Natural Gas | Furnace | Codes & Standards Forecast | Usage (MMtherm) | 0.30606 | 0.30315 | 0.29858 | 0.29368 | 0.28875 | 0.28366 | 0.27874 | 0.27409 | 0.26966 | 0.26535 | 0.26113 | 0.25699 | 0.25295 | 0.24899 | 0.24512 | 0.24135 | 0.23768 | 0.23411 | 0.23065 | 0.22729 | 0.22403 | 0.22085 | 0.21775 | 0.21472 | 0.21176 | 0.20887 | 0.20603 | 0.20325 | 0.20052 | 0.19784 | 0.19521 | 0.19261 | 0.19127
F3_Commercial_School_Existing_Space Heating_Natural Gas_Furnace_Codes & Standards Forecast | F3 | Commercial | School | Existing | Space Heating | Natural Gas | Furnace | Codes & Standards Forecast | Summer Peak Demand (MW) | 0 | 0 | 0 | 0 | 0 | 0 | 0 | 0 | 0 | 0 | 0 | 0 | 0 | 0 | 0 | 0 | 0 | 0 | 0 | 0 | 0 | 0 | 0 | 0 | 0 | 0 | 0 | 0 | 0 | 0 | 0 | 0 | 0
F4_Commercial_School_Existing_Space Heating_Natural Gas_Furnace_Codes & Standards Forecast | F4 | Commercial | School | Existing | Space Heating | Natural Gas | Furnace | Codes & Standards Forecast | Winter Peak Demand (MW) | 0 | 0 | 0 | 0 | 0 | 0 | 0 | 0 | 0 | 0 | 0 | 0 | 0 | 0 | 0 | 0 | 0 | 0 | 0 | 0 | 0 | 0 | 0 | 0 | 0 | 0 | 0 | 0 | 0 | 0 | 0 | 0 | 0
F5_Commercial_School_Existing_Space Heating_Natural Gas_Furnace_Codes & Standards Forecast | F5 | Commercial | School | Existing | Space Heating | Natural Gas | Furnace | Codes & Standards Forecast | Turnover | 0 | 20228.8032 | 21931.4791 | 23452.1838 | 24821.4822 | 26038.7399 | 27142.585 | 28153.4672 | 29078.4574 | 29915.1694 | 30668.0694 | 31343.7669 | 31947.3312 | 32483.926 | 32958.3411 | 33376.2438 | 33742.467 | 34061.4942 | 34337.1945 | 32931.877 | 31758.6706 | 30787.6454 | 29992.4342 | 29349.4111 | 28837.6325 | 28438.3309 | 28135.117 | 27913.5218 | 27760.793 | 27665.7121 | 27618.4294 | 27610.3163 | 33179.3083
F6_Commercial_School_Existing_Space Heating_Natural Gas_Furnace_Codes & Standards Forecast | F6 | Commercial | School | Existing | Space Heating | Natural Gas | Furnace | Codes & Standards Forecast | Avg. Replacement Usage (kWh) | 0.2643 | 0.2643 | 0.2629 | 0.2615 | 0.2601 | 0.25871 | 0.25731 | 0.25591 | 0.25451 | 0.25311 | 0.25171 | 0.25031 | 0.24891 | 0.24752 | 0.24612 | 0.24472 | 0.24332 | 0.24192 | 0.24052 | 0.23912 | 0.23773 | 0.23633 | 0.23493 | 0.23353 | 0.23213 | 0.23074 | 0.22934 | 0.22794 | 0.22654 | 0.22515 | 0.22375 | 0.22235 | 0.22235
F7_Commercial_School_Existing_Space Heating_Natural Gas_Furnace_Codes & Standards Forecast | F7 | Commercial | School | Existing | Space Heating | Natural Gas | Furnace | Codes & Standards Forecast | Avg. Replacement Summer Demand (kW) | 0 | 0 | 0 | 0 | 0 | 0 | 0 | 0 | 0 | 0 | 0 | 0 | 0 | 0 | 0 | 0 | 0 | 0 | 0 | 0 | 0 | 0 | 0 | 0 | 0 | 0 | 0 | 0 | 0 | 0 | 0 | 0 | 0
F8_Commercial_School_Existing_Space Heating_Natural Gas_Furnace_Codes & Standards Forecast | F8 | Commercial | School | Existing | Space Heating | Natural Gas | Furnace | Codes & Standards Forecast | Avg. Replacement Winter Demand (kW) | 0 | 0 | 0 | 0 | 0 | 0 | 0 | 0 | 0 | 0 | 0 | 0 | 0 | 0 | 0 | 0 | 0 | 0 | 0 | 0 | 0 | 0 | 0 | 0 | 0 | 0 | 0 | 0 | 0 | 0 | 0 | 0 | 0
F1_Commercial_School_Existing_Space Heating_Natural Gas_Boiler_Codes & Standards Forecast | F1 | Commercial | School | Existing | Space Heating | Natural Gas | Boiler | Codes & Standards Forecast | Units | 2487975.3735 | 2475317.1164 | 2462658.8593 | 2447372.3281 | 2431688.4925 | 2414493.1151 | 2398428.7288 | 2384204.0913 | 2371422.6354 | 2359085.6804 | 2346911.1916 | 2334858.8255 | 2322823.1341 | 2310752.6672 | 2298607.2294 | 2286439.1988 | 2274267.8105 | 2262112.3427 | 2249973.0477 | 2237850.181 | 2225724.6968 | 2213596.5774 | 2201483.0681 | 2189384.3678 | 2177300.6776 | 2165214.9374 | 2153127.1353 | 2141037.2593 | 2128945.2972 | 2116851.2368 | 2104755.0658 | 2092656.772 | 2080628.0201
F2_Commercial_School_Existing_Space Heating_Natural Gas_Boiler_Codes & Standards Forecast | F2 | Commercial | School | Existing | Space Heating | Natural Gas | Boiler | Codes & Standards Forecast | Usage (MMtherm) | 1.99 | 1.9748 | 1.949 | 1.9211 | 1.8929 | 1.8638 | 1.8358 | 1.8095 | 1.7847 | 1.7605 | 1.7369 | 1.7138 | 1.6912 | 1.669 | 1.6473 | 1.6261 | 1.6054 | 1.5853 | 1.5657 | 1.5467 | 1.5282 | 1.5104 | 1.4926 | 1.4751 | 1.4577 | 1.4405 | 1.4234 | 1.4064 | 1.3896 | 1.3729 | 1.3564 | 1.3399 | 1.332
F3_Commercial_School_Existing_Space Heating_Natural Gas_Boiler_Codes & Standards Forecast | F3 | Commercial | School | Existing | Space Heating | Natural Gas | Boiler | Codes & Standards Forecast | Summer Peak Demand (MW) | 0 | 0 | 0 | 0 | 0 | 0 | 0 | 0 | 0 | 0 | 0 | 0 | 0 | 0 | 0 | 0 | 0 | 0 | 0 | 0 | 0 | 0 | 0 | 0 | 0 | 0 | 0 | 0 | 0 | 0 | 0 | 0 | 0
F4_Commercial_School_Existing_Space Heating_Natural Gas_Boiler_Codes & Standards Forecast | F4 | Commercial | School | Existing | Space Heating | Natural Gas | Boiler | Codes & Standards Forecast | Winter Peak Demand (MW) | 0 | 0 | 0 | 0 | 0 | 0 | 0 | 0 | 0 | 0 | 0 | 0 | 0 | 0 | 0 | 0 | 0 | 0 | 0 | 0 | 0 | 0 | 0 | 0 | 0 | 0 | 0 | 0 | 0 | 0 | 0 | 0 | 0
F5_Commercial_School_Existing_Space Heating_Natural Gas_Boiler_Codes & Standards Forecast | F5 | Commercial | School | Existing | Space Heating | Natural Gas | Boiler | Codes & Standards Forecast | Turnover | 0 | 45005.7658 | 49660.2282 | 53764.9638 | 57406.5167 | 60598.6784 | 63444.7374 | 66004.7952 | 68306.0376 | 70351.8444 | 72160.387 | 73753.8624 | 75149.9725 | 76365.881 | 77417.2062 | 78321.0392 | 79091.9859 | 79743.3689 | 80286.6636 | 80732.254 | 81088.8328 | 81364.8734 | 77202.1048 | 73811.6198 | 71079.4803 | 68905.9113 | 67204.6572 | 65900.8242 | 64929.5011 | 64234.5382 | 63767.4689 | 63486.5565 | 63358.1356
F6_Commercial_School_Existing_Space Heating_Natural Gas_Boiler_Codes & Standards Forecast | F6 | Commercial | School | Existing | Space Heating | Natural Gas | Boiler | Codes & Standards Forecast | Avg. Replacement Usage (kWh) | 0.75986 | 0.75986 | 0.75584 | 0.75182 | 0.74779 | 0.74378 | 0.73975 | 0.73573 | 0.73171 | 0.72769 | 0.72366 | 0.71964 | 0.71562 | 0.7116 | 0.70758 | 0.70356 | 0.69954 | 0.69552 | 0.6915 | 0.68747 | 0.68345 | 0.67944 | 0.67542 | 0.6714 | 0.66738 | 0.66337 | 0.65934 | 0.65533 | 0.65131 | 0.64729 | 0.64327 | 0.63925 | 0.63925
F7_Commercial_School_Existing_Space Heating_Natural Gas_Boiler_Codes & Standards Forecast | F7 | Commercial | School | Existing | Space Heating | Natural Gas | Boiler | Codes & Standards Forecast | Avg. Replacement Summer Demand (kW) | 0 | 0 | 0 | 0 | 0 | 0 | 0 | 0 | 0 | 0 | 0 | 0 | 0 | 0 | 0 | 0 | 0 | 0 | 0 | 0 | 0 | 0 | 0 | 0 | 0 | 0 | 0 | 0 | 0 | 0 | 0 | 0 | 0
F8_Commercial_School_Existing_Space Heating_Natural Gas_Boiler_Codes & Standards Forecast | F8 | Commercial | School | Existing | Space Heating | Natural Gas | Boiler | Codes & Standards Forecast | Avg. Replacement Winter Demand (kW) | 0 | 0 | 0 | 0 | 0 | 0 | 0 | 0 | 0 | 0 | 0 | 0 | 0 | 0 | 0 | 0 | 0 | 0 | 0 | 0 | 0 | 0 | 0 | 0 | 0 | 0 | 0 | 0 | 0 | 0 | 0 | 0 | 0
F1_Commercial_School_Existing_Space Heating_Natural Gas_Unit Heater_Codes & Standards Forecast | F1 | Commercial | School | Existing | Space Heating | Natural Gas | Unit Heater | Codes & Standards Forecast | Units | 177977.8817 | 177072.3704 | 176166.8591 | 175073.3337 | 173951.3869 | 172721.3117 | 171572.1422 | 170554.5796 | 169640.2552 | 168757.7283 | 167886.8235 | 167024.6548 | 166163.6789 | 165300.2153 | 164431.3887 | 163560.9458 | 162690.2628 | 161820.7187 | 160952.3315 | 160085.1194 | 159217.7202 | 158350.1324 | 157483.5898 | 156618.1065 | 155753.697 | 154889.1408 | 154024.4372 | 153159.5852 | 152294.5839 | 151429.4326 | 150564.1302 | 149698.676 | 148838.1966
F2_Commercial_School_Existing_Space Heating_Natural Gas_Unit Heater_Codes & Standards Forecast | F2 | Commercial | School | Existing | Space Heating | Natural Gas | Unit Heater | Codes & Standards Forecast | Usage (MMtherm) | 0.026881 | 0.026744 | 0.026466 | 0.026162 | 0.025855 | 0.025534 | 0.025227 | 0.024941 | 0.024672 | 0.024409 | 0.024148 | 0.023891 | 0.023635 | 0.02338 | 0.023126 | 0.022873 | 0.022621 | 0.022371 | 0.022122 | 0.021875 | 0.021629 | 0.021385 | 0.021142 | 0.020901 | 0.020661 | 0.020423 | 0.020185 | 0.01995 | 0.019716 | 0.019483 | 0.019251 | 0.019021 | 0.018911
F3_Commercial_School_Existing_Space Heating_Natural Gas_Unit Heater_Codes & Standards Forecast | F3 | Commercial | School | Existing | Space Heating | Natural Gas | Unit Heater | Codes & Standards Forecast | Summer Peak Demand (MW) | 0 | 0 | 0 | 0 | 0 | 0 | 0 | 0 | 0 | 0 | 0 | 0 | 0 | 0 | 0 | 0 | 0 | 0 | 0 | 0 | 0 | 0 | 0 | 0 | 0 | 0 | 0 | 0 | 0 | 0 | 0 | 0 | 0
F4_Commercial_School_Existing_Space Heating_Natural Gas_Unit Heater_Codes & Standards Forecast | F4 | Commercial | School | Existing | Space Heating | Natural Gas | Unit Heater | Codes & Standards Forecast | Winter Peak Demand (MW) | 0 | 0 | 0 | 0 | 0 | 0 | 0 | 0 | 0 | 0 | 0 | 0 | 0 | 0 | 0 | 0 | 0 | 0 | 0 | 0 | 0 | 0 | 0 | 0 | 0 | 0 | 0 | 0 | 0 | 0 | 0 | 0 | 0
F5_Commercial_School_Existing_Space Heating_Natural Gas_Unit Heater_Codes & Standards Forecast | F5 | Commercial | School | Existing | Space Heating | Natural Gas | Unit Heater | Codes & Standards Forecast | Turnover | 0 | 5902.4123 | 7633.8972 | 8987.0978 | 10042.7934 | 10856.1102 | 11486.6405 | 11977.3886 | 12357.8809 | 12647.5016 | 12863.8992 | 13022.0144 | 11471.6689 | 10562.2473 | 10093.5475 | 9920.6763 | 9939.4176 | 11489.8037 | 11825.0551 | 12077.1587 | 12263.0049 | 12396.1152 | 12487.3503 | 12232.0444 | 11829.1095 | 11397.4703 | 11003.2629 | 10678.5015 | 10300.8733 | 10214.8889 | 10297.8109 | 10468.2069 | 10673.8863
F6_Commercial_School_Existing_Space Heating_Natural Gas_Unit Heater_Codes & Standards Forecast | F6 | Commercial | School | Existing | Space Heating | Natural Gas | Unit Heater | Codes & Standards Forecast | Avg. Replacement Usage (kWh) | 0.15103 | 0.15103 | 0.15023 | 0.14943 | 0.14863 | 0.14784 | 0.14704 | 0.14624 | 0.14544 | 0.14464 | 0.14384 | 0.14304 | 0.14224 | 0.14144 | 0.14064 | 0.13984 | 0.13904 | 0.13824 | 0.13744 | 0.13664 | 0.13585 | 0.13505 | 0.13425 | 0.13345 | 0.13265 | 0.13185 | 0.13105 | 0.13026 | 0.12946 | 0.12866 | 0.12786 | 0.12706 | 0.12706
F7_Commercial_School_Existing_Space Heating_Natural Gas_Unit Heater_Codes & Standards Forecast | F7 | Commercial | School | Existing | Space Heating | Natural Gas | Unit Heater | Codes & Standards Forecast | Avg. Replacement Summer Demand (kW) | 0 | 0 | 0 | 0 | 0 | 0 | 0 | 0 | 0 | 0 | 0 | 0 | 0 | 0 | 0 | 0 | 0 | 0 | 0 | 0 | 0 | 0 | 0 | 0 | 0 | 0 | 0 | 0 | 0 | 0 | 0 | 0 | 0
F8_Commercial_School_Existing_Space Heating_Natural Gas_Unit Heater_Codes & Standards Forecast | F8 | Commercial | School | Existing | Space Heating | Natural Gas | Unit Heater | Codes & Standards Forecast | Avg. Replacement Winter Demand (kW) | 0 | 0 | 0 | 0 | 0 | 0 | 0 | 0 | 0 | 0 | 0 | 0 | 0 | 0 | 0 | 0 | 0 | 0 | 0 | 0 | 0 | 0 | 0 | 0 | 0 | 0 | 0 | 0 | 0 | 0 | 0 | 0 | 0
F1_Commercial_School_Existing_Water Heating_Natural Gas_Water Heater_Codes & Standards Forecast | F1 | Commercial | School | Existing | Water Heating | Natural Gas | Water Heater | Codes & Standards Forecast | Units | 3638011.4321 | 3619502.0511 | 3600992.6701 | 3578640.1277 | 3555706.6317 | 3530562.9023 | 3507072.9507 | 3486273.1492 | 3467583.6223 | 3449544.0614 | 3431742.0648 | 3414118.6404 | 3396519.5984 | 3378869.7064 | 3361110.1892 | 3343317.636 | 3325520.173 | 3307745.9894 | 3289995.4544 | 3272268.9415 | 3254538.6011 | 3236804.4075 | 3219091.5773 | 3201400.4014 | 3183731.1737 | 3166058.9486 | 3148383.7085 | 3130705.4358 | 3113024.1127 | 3095339.7214 | 3077652.244 | 3059961.6624 | 3042372.7677
F2_Commercial_School_Existing_Water Heating_Natural Gas_Water Heater_Codes & Standards Forecast | F2 | Commercial | School | Existing | Water Heating | Natural Gas | Water Heater | Codes & Standards Forecast | Usage (MMtherm) | 0.61433 | 0.60349 | 0.59112 | 0.57742 | 0.56357 | 0.54981 | 0.53715 | 0.52603 | 0.51656 | 0.5087 | 0.50196 | 0.49611 | 0.49095 | 0.48632 | 0.48212 | 0.47825 | 0.47466 | 0.47129 | 0.4681 | 0.46505 | 0.46211 | 0.45926 | 0.45648 | 0.45376 | 0.45109 | 0.44845 | 0.44584 | 0.44326 | 0.44068 | 0.43813 | 0.43558 | 0.43304 | 0.43053
F3_Commercial_School_Existing_Water Heating_Natural Gas_Water Heater_Codes & Standards Forecast | F3 | Commercial | School | Existing | Water Heating | Natural Gas | Water Heater | Codes & Standards Forecast | Summer Peak Demand (MW) | 0 | 0 | 0 | 0 | 0 | 0 | 0 | 0 | 0 | 0 | 0 | 0 | 0 | 0 | 0 | 0 | 0 | 0 | 0 | 0 | 0 | 0 | 0 | 0 | 0 | 0 | 0 | 0 | 0 | 0 | 0 | 0 | 0
F4_Commercial_School_Existing_Water Heating_Natural Gas_Water Heater_Codes & Standards Forecast | F4 | Commercial | School | Existing | Water Heating | Natural Gas | Water Heater | Codes & Standards Forecast | Winter Peak Demand (MW) | 0 | 0 | 0 | 0 | 0 | 0 | 0 | 0 | 0 | 0 | 0 | 0 | 0 | 0 | 0 | 0 | 0 | 0 | 0 | 0 | 0 | 0 | 0 | 0 | 0 | 0 | 0 | 0 | 0 | 0 | 0 | 0 | 0
F5_Commercial_School_Existing_Water Heating_Natural Gas_Water Heater_Codes & Standards Forecast | F5 | Commercial | School | Existing | Water Heating | Natural Gas | Water Heater | Codes & Standards Forecast | Turnover | 0 | 144780.082 | 187251.6188 | 220444.2319 | 246339.3554 | 266289.1763 | 281755.4352 | 293792.9796 | 303126.0627 | 310230.1586 | 274357.2643 | 253865.4943 | 243890.6196 | 240916.2192 | 242421.6357 | 281687.7908 | 290661.0305 | 297440.9281 | 302475.713 | 298268.7112 | 289915.4103 | 280489.4072 | 271722.9361 | 264476.1865 | 255726.6987 | 254151.5066 | 256702.4147 | 261360.3766 | 265331.0772 | 276047.1872 | 275456.1488 | 272777.316 | 268842.6298
F6_Commercial_School_Existing_Water Heating_Natural Gas_Water Heater_Codes & Standards Forecast | F6 | Commercial | School | Existing | Water Heating | Natural Gas | Water Heater | Codes & Standards Forecast | Avg. Replacement Usage (kWh) | 0.14148 | 0.14148 | 0.14148 | 0.14148 | 0.14148 | 0.14148 | 0.14148 | 0.14148 | 0.14148 | 0.14148 | 0.14148 | 0.14148 | 0.14148 | 0.14148 | 0.14148 | 0.14148 | 0.14148 | 0.14148 | 0.14148 | 0.14148 | 0.14148 | 0.14148 | 0.14148 | 0.14148 | 0.14148 | 0.14148 | 0.14148 | 0.14148 | 0.14148 | 0.14148 | 0.14148 | 0.14148 | 0.14148
F7_Commercial_School_Existing_Water Heating_Natural Gas_Water Heater_Codes & Standards Forecast | F7 | Commercial | School | Existing | Water Heating | Natural Gas | Water Heater | Codes & Standards Forecast | Avg. Replacement Summer Demand (kW) | 0 | 0 | 0 | 0 | 0 | 0 | 0 | 0 | 0 | 0 | 0 | 0 | 0 | 0 | 0 | 0 | 0 | 0 | 0 | 0 | 0 | 0 | 0 | 0 | 0 | 0 | 0 | 0 | 0 | 0 | 0 | 0 | 0
F8_Commercial_School_Existing_Water Heating_Natural Gas_Water Heater_Codes & Standards Forecast | F8 | Commercial | School | Existing | Water Heating | Natural Gas | Water Heater | Codes & Standards Forecast | Avg. Replacement Winter Demand (kW) | 0 | 0 | 0 | 0 | 0 | 0 | 0 | 0 | 0 | 0 | 0 | 0 | 0 | 0 | 0 | 0 | 0 | 0 | 0 | 0 | 0 | 0 | 0 | 0 | 0 | 0 | 0 | 0 | 0 | 0 | 0 | 0 | 0
F1_Commercial_School_Existing_Food Preparation_Natural Gas_Oven_Codes & Standards Forecast | F1 | Commercial | School | Existing | Food Preparation | Natural Gas | Oven | Codes & Standards Forecast | Units | 348700.1232 | 346926.0157 | 345151.9082 | 343009.4371 | 340811.2821 | 338401.2783 | 336149.7876 | 334156.1453 | 332364.771 | 330635.6953 | 328929.3899 | 327240.2005 | 325553.3482 | 323861.6219 | 322159.3882 | 320453.988 | 318748.1171 | 317044.4776 | 315343.1048 | 313644.0345 | 311944.5973 | 310244.7908 | 308547.032 | 306851.3487 | 305157.7691 | 303463.9022 | 301769.7464 | 300075.2998 | 298380.5609 | 296685.5279 | 294990.1991 | 293294.5728 | 291608.693
F2_Commercial_School_Existing_Food Preparation_Natural Gas_Oven_Codes & Standards Forecast | F2 | Commercial | School | Existing | Food Preparation | Natural Gas | Oven | Codes & Standards Forecast | Usage (MMtherm) | 0.0067668 | 0.0067512 | 0.006741 | 0.0067278 | 0.0067167 | 0.0067038 | 0.0066959 | 0.0066943 | 0.0066979 | 0.0067033 | 0.0067098 | 0.0067168 | 0.0067153 | 0.0067067 | 0.0066923 | 0.0066736 | 0.0066513 | 0.0066263 | 0.0065991 | 0.0065702 | 0.0065399 | 0.0065085 | 0.0064763 | 0.0064434 | 0.0064099 | 0.006376 | 0.0063418 | 0.0063073 | 0.0062725 | 0.0062375 | 0.0062024 | 0.0061672 | 0.0061321
F3_Commercial_School_Existing_Food Preparation_Natural Gas_Oven_Codes & Standards Forecast | F3 | Commercial | School | Existing | Food Preparation | Natural Gas | Oven | Codes & Standards Forecast | Summer Peak Demand (MW) | 0 | 0 | 0 | 0 | 0 | 0 | 0 | 0 | 0 | 0 | 0 | 0 | 0 | 0 | 0 | 0 | 0 | 0 | 0 | 0 | 0 | 0 | 0 | 0 | 0 | 0 | 0 | 0 | 0 | 0 | 0 | 0 | 0
F4_Commercial_School_Existing_Food Preparation_Natural Gas_Oven_Codes & Standards Forecast | F4 | Commercial | School | Existing | Food Preparation | Natural Gas | Oven | Codes & Standards Forecast | Winter Peak Demand (MW) | 0 | 0 | 0 | 0 | 0 | 0 | 0 | 0 | 0 | 0 | 0 | 0 | 0 | 0 | 0 | 0 | 0 | 0 | 0 | 0 | 0 | 0 | 0 | 0 | 0 | 0 | 0 | 0 | 0 | 0 | 0 | 0 | 0
F5_Commercial_School_Existing_Food Preparation_Natural Gas_Oven_Codes & Standards Forecast | F5 | Commercial | School | Existing | Food Preparation | Natural Gas | Oven | Codes & Standards Forecast | Turnover | 0 | 11564.2005 | 14956.5827 | 17607.8178 | 19676.1714 | 21269.6483 | 22505.0042 | 23466.494 | 24211.967 | 24779.4014 | 25203.3747 | 25513.1593 | 22475.6712 | 20693.9025 | 19775.6104 | 19436.9156 | 19473.634 | 22511.2016 | 23168.0372 | 23661.9667 | 24026.0827 | 24286.8769 | 24465.6276 | 23965.4239 | 23175.9807 | 22330.2989 | 21557.9548 | 20921.6716 | 20181.8099 | 20013.3465 | 20175.81 | 20509.6554 | 20912.6293
F6_Commercial_School_Existing_Food Preparation_Natural Gas_Oven_Codes & Standards Forecast | F6 | Commercial | School | Existing | Food Preparation | Natural Gas | Oven | Codes & Standards Forecast | Avg. Replacement Usage (kWh) | 0.021033 | 0.021033 | 0.021033 | 0.021033 | 0.021033 | 0.021033 | 0.021033 | 0.021033 | 0.021033 | 0.021033 | 0.021033 | 0.021033 | 0.021033 | 0.021033 | 0.021033 | 0.021033 | 0.021033 | 0.021033 | 0.021033 | 0.021033 | 0.021033 | 0.021033 | 0.021033 | 0.021033 | 0.021033 | 0.021033 | 0.021033 | 0.021033 | 0.021033 | 0.021033 | 0.021033 | 0.021033 | 0.021033
F7_Commercial_School_Existing_Food Preparation_Natural Gas_Oven_Codes & Standards Forecast | F7 | Commercial | School | Existing | Food Preparation | Natural Gas | Oven | Codes & Standards Forecast | Avg. Replacement Summer Demand (kW) | 0 | 0 | 0 | 0 | 0 | 0 | 0 | 0 | 0 | 0 | 0 | 0 | 0 | 0 | 0 | 0 | 0 | 0 | 0 | 0 | 0 | 0 | 0 | 0 | 0 | 0 | 0 | 0 | 0 | 0 | 0 | 0 | 0
F8_Commercial_School_Existing_Food Preparation_Natural Gas_Oven_Codes & Standards Forecast | F8 | Commercial | School | Existing | Food Preparation | Natural Gas | Oven | Codes & Standards Forecast | Avg. Replacement Winter Demand (kW) | 0 | 0 | 0 | 0 | 0 | 0 | 0 | 0 | 0 | 0 | 0 | 0 | 0 | 0 | 0 | 0 | 0 | 0 | 0 | 0 | 0 | 0 | 0 | 0 | 0 | 0 | 0 | 0 | 0 | 0 | 0 | 0 | 0
F1_Commercial_School_Existing_Food Preparation_Natural Gas_Conveyor Oven_Codes & Standards Forecast | F1 | Commercial | School | Existing | Food Preparation | Natural Gas | Conveyor Oven | Codes & Standards Forecast | Units | 174350.0616 | 173463.0079 | 172575.9541 | 171504.7186 | 170405.6411 | 169200.6392 | 168074.8938 | 167078.0727 | 166182.3855 | 165317.8476 | 164464.695 | 163620.1003 | 162776.6741 | 161930.811 | 161079.6941 | 160226.994 | 159374.0586 | 158522.2388 | 157671.5524 | 156822.0173 | 155972.2987 | 155122.3954 | 154273.516 | 153425.6743 | 152578.8846 | 151731.9511 | 150884.8732 | 150037.6499 | 149190.2805 | 148342.764 | 147495.0996 | 146647.2864 | 145804.3465
F2_Commercial_School_Existing_Food Preparation_Natural Gas_Conveyor Oven_Codes & Standards Forecast | F2 | Commercial | School | Existing | Food Preparation | Natural Gas | Conveyor Oven | Codes & Standards Forecast | Usage (MMtherm) | 0.0057892 | 0.0057821 | 0.0057814 | 0.0057796 | 0.0057805 | 0.0057807 | 0.0057858 | 0.0057968 | 0.0058125 | 0.0058301 | 0.0058487 | 0.0058679 | 0.0058874 | 0.0059068 | 0.0059259 | 0.0059447 | 0.0059633 | 0.0059714 | 0.0059712 | 0.0059643 | 0.0059521 | 0.0059357 | 0.005916 | 0.0058936 | 0.0058691 | 0.005843 | 0.0058155 | 0.0057869 | 0.0057574 | 0.0057273 | 0.0056966 | 0.0056655 | 0.0056342
F3_Commercial_School_Existing_Food Preparation_Natural Gas_Conveyor Oven_Codes & Standards Forecast | F3 | Commercial | School | Existing | Food Preparation | Natural Gas | Conveyor Oven | Codes & Standards Forecast | Summer Peak Demand (MW) | 0 | 0 | 0 | 0 | 0 | 0 | 0 | 0 | 0 | 0 | 0 | 0 | 0 | 0 | 0 | 0 | 0 | 0 | 0 | 0 | 0 | 0 | 0 | 0 | 0 | 0 | 0 | 0 | 0 | 0 | 0 | 0 | 0
F4_Commercial_School_Existing_Food Preparation_Natural Gas_Conveyor Oven_Codes & Standards Forecast | F4 | Commercial | School | Existing | Food Preparation | Natural Gas | Conveyor Oven | Codes & Standards Forecast | Winter Peak Demand (MW) | 0 | 0 | 0 | 0 | 0 | 0 | 0 | 0 | 0 | 0 | 0 | 0 | 0 | 0 | 0 | 0 | 0 | 0 | 0 | 0 | 0 | 0 | 0 | 0 | 0 | 0 | 0 | 0 | 0 | 0 | 0 | 0 | 0
F5_Commercial_School_Existing_Food Preparation_Natural Gas_Conveyor Oven_Codes & Standards Forecast | F5 | Commercial | School | Existing | Food Preparation | Natural Gas | Conveyor Oven | Codes & Standards Forecast | Turnover | 0 | 4081.4825 | 5278.7939 | 6214.5239 | 6944.5311 | 7506.9347 | 7942.9427 | 8282.292 | 8545.4001 | 8745.6711 | 8895.3087 | 9004.6444 | 9081.6017 | 9132.5959 | 9162.7308 | 9176.4047 | 9177.0337 | 8048.3746 | 7368.7262 | 6999.7172 | 6840.6981 | 6819.203 | 7835.225 | 8038.7398 | 8190.5435 | 8301.1454 | 8378.9581 | 8430.6768 | 8461.63 | 8476.0581 | 8477.3356 | 8468.148 | 8450.9232
F6_Commercial_School_Existing_Food Preparation_Natural Gas_Conveyor Oven_Codes & Standards Forecast | F6 | Commercial | School | Existing | Food Preparation | Natural Gas | Conveyor Oven | Codes & Standards Forecast | Avg. Replacement Usage (kWh) | 0.038678 | 0.038678 | 0.038678 | 0.038678 | 0.038678 | 0.038678 | 0.038678 | 0.038678 | 0.038678 | 0.038678 | 0.038678 | 0.038678 | 0.038678 | 0.038678 | 0.038678 | 0.038678 | 0.038678 | 0.038678 | 0.038678 | 0.038678 | 0.038678 | 0.038678 | 0.038678 | 0.038678 | 0.038678 | 0.038678 | 0.038678 | 0.038678 | 0.038678 | 0.038678 | 0.038678 | 0.038678 | 0.038678
F7_Commercial_School_Existing_Food Preparation_Natural Gas_Conveyor Oven_Codes & Standards Forecast | F7 | Commercial | School | Existing | Food Preparation | Natural Gas | Conveyor Oven | Codes & Standards Forecast | Avg. Replacement Summer Demand (kW) | 0 | 0 | 0 | 0 | 0 | 0 | 0 | 0 | 0 | 0 | 0 | 0 | 0 | 0 | 0 | 0 | 0 | 0 | 0 | 0 | 0 | 0 | 0 | 0 | 0 | 0 | 0 | 0 | 0 | 0 | 0 | 0 | 0
F8_Commercial_School_Existing_Food Preparation_Natural Gas_Conveyor Oven_Codes & Standards Forecast | F8 | Commercial | School | Existing | Food Preparation | Natural Gas | Conveyor Oven | Codes & Standards Forecast | Avg. Replacement Winter Demand (kW) | 0 | 0 | 0 | 0 | 0 | 0 | 0 | 0 | 0 | 0 | 0 | 0 | 0 | 0 | 0 | 0 | 0 | 0 | 0 | 0 | 0 | 0 | 0 | 0 | 0 | 0 | 0 | 0 | 0 | 0 | 0 | 0 | 0
F1_Commercial_School_Existing_Food Preparation_Natural Gas_Double Rack Oven_Codes & Standards Forecast | F1 | Commercial | School | Existing | Food Preparation | Natural Gas | Double Rack Oven | Codes & Standards Forecast | Units | 174350.0616 | 173463.0079 | 172575.9541 | 171504.7186 | 170405.6411 | 169200.6392 | 168074.8938 | 167078.0727 | 166182.3855 | 165317.8476 | 164464.695 | 163620.1003 | 162776.6741 | 161930.811 | 161079.6941 | 160226.994 | 159374.0586 | 158522.2388 | 157671.5524 | 156822.0173 | 155972.2987 | 155122.3954 | 154273.516 | 153425.6743 | 152578.8846 | 151731.9511 | 150884.8732 | 150037.6499 | 149190.2805 | 148342.764 | 147495.0996 | 146647.2864 | 145804.3465
F2_Commercial_School_Existing_Food Preparation_Natural Gas_Double Rack Oven_Codes & Standards Forecast | F2 | Commercial | School | Existing | Food Preparation | Natural Gas | Double Rack Oven | Codes & Standards Forecast | Usage (MMtherm) | 0.0087949 | 0.008857 | 0.00895 | 0.0090572 | 0.009181 | 0.0093127 | 0.0094587 | 0.0096195 | 0.0097917 | 0.0099698 | 0.010151 | 0.010335 | 0.010469 | 0.010564 | 0.010628 | 0.010666 | 0.010685 | 0.010687 | 0.010678 | 0.010658 | 0.01063 | 0.010596 | 0.010558 | 0.010515 | 0.010469 | 0.01042 | 0.01037 | 0.010318 | 0.010264 | 0.01021 | 0.010155 | 0.010099 | 0.010042
F3_Commercial_School_Existing_Food Preparation_Natural Gas_Double Rack Oven_Codes & Standards Forecast | F3 | Commercial | School | Existing | Food Preparation | Natural Gas | Double Rack Oven | Codes & Standards Forecast | Summer Peak Demand (MW) | 0 | 0 | 0 | 0 | 0 | 0 | 0 | 0 | 0 | 0 | 0 | 0 | 0 | 0 | 0 | 0 | 0 | 0 | 0 | 0 | 0 | 0 | 0 | 0 | 0 | 0 | 0 | 0 | 0 | 0 | 0 | 0 | 0
F4_Commercial_School_Existing_Food Preparation_Natural Gas_Double Rack Oven_Codes & Standards Forecast | F4 | Commercial | School | Existing | Food Preparation | Natural Gas | Double Rack Oven | Codes & Standards Forecast | Winter Peak Demand (MW) | 0 | 0 | 0 | 0 | 0 | 0 | 0 | 0 | 0 | 0 | 0 | 0 | 0 | 0 | 0 | 0 | 0 | 0 | 0 | 0 | 0 | 0 | 0 | 0 | 0 | 0 | 0 | 0 | 0 | 0 | 0 | 0 | 0
F5_Commercial_School_Existing_Food Preparation_Natural Gas_Double Rack Oven_Codes & Standards Forecast | F5 | Commercial | School | Existing | Food Preparation | Natural Gas | Double Rack Oven | Codes & Standards Forecast | Turnover | 0 | 5782.1003 | 7478.2913 | 8803.9089 | 9838.0857 | 10634.8242 | 11252.5021 | 11733.247 | 12105.9835 | 12389.7007 | 12601.6874 | 12756.5796 | 11237.8356 | 10346.9512 | 9887.8052 | 9718.4578 | 9736.817 | 11255.6008 | 11584.0186 | 11830.9834 | 12013.0414 | 12143.4385 | 12232.8138 | 11982.7119 | 11587.9904 | 11165.1494 | 10778.9774 | 10460.8358 | 10090.905 | 10006.6733 | 10087.905 | 10254.8277 | 10456.3147
F6_Commercial_School_Existing_Food Preparation_Natural Gas_Double Rack Oven_Codes & Standards Forecast | F6 | Commercial | School | Existing | Food Preparation | Natural Gas | Double Rack Oven | Codes & Standards Forecast | Avg. Replacement Usage (kWh) | 0.068929 | 0.068929 | 0.068929 | 0.068929 | 0.068929 | 0.068929 | 0.068929 | 0.068929 | 0.068929 | 0.068929 | 0.068929 | 0.068929 | 0.068929 | 0.068929 | 0.068929 | 0.068929 | 0.068929 | 0.068929 | 0.068929 | 0.068929 | 0.068929 | 0.068929 | 0.068929 | 0.068929 | 0.068929 | 0.068929 | 0.068929 | 0.068929 | 0.068929 | 0.068929 | 0.068929 | 0.068929 | 0.068929
F7_Commercial_School_Existing_Food Preparation_Natural Gas_Double Rack Oven_Codes & Standards Forecast | F7 | Commercial | School | Existing | Food Preparation | Natural Gas | Double Rack Oven | Codes & Standards Forecast | Avg. Replacement Summer Demand (kW) | 0 | 0 | 0 | 0 | 0 | 0 | 0 | 0 | 0 | 0 | 0 | 0 | 0 | 0 | 0 | 0 | 0 | 0 | 0 | 0 | 0 | 0 | 0 | 0 | 0 | 0 | 0 | 0 | 0 | 0 | 0 | 0 | 0
F8_Commercial_School_Existing_Food Preparation_Natural Gas_Double Rack Oven_Codes & Standards Forecast | F8 | Commercial | School | Existing | Food Preparation | Natural Gas | Double Rack Oven | Codes & Standards Forecast | Avg. Replacement Winter Demand (kW) | 0 | 0 | 0 | 0 | 0 | 0 | 0 | 0 | 0 | 0 | 0 | 0 | 0 | 0 | 0 | 0 | 0 | 0 | 0 | 0 | 0 | 0 | 0 | 0 | 0 | 0 | 0 | 0 | 0 | 0 | 0 | 0 | 0
F1_Commercial_School_Existing_Food Preparation_Natural Gas_Fryer_Codes & Standards Forecast | F1 | Commercial | School | Existing | Food Preparation | Natural Gas | Fryer | Codes & Standards Forecast | Units | 451258.983 | 448963.0792 | 446667.1753 | 443894.5657 | 441049.8945 | 437931.066 | 435017.3721 | 432437.3645 | 430119.1154 | 427881.488 | 425673.3281 | 423487.3184 | 421304.333 | 419115.0402 | 416912.1494 | 414705.1609 | 412497.5634 | 410292.8534 | 408091.0768 | 405892.28 | 403693.0083 | 401493.2587 | 399296.159 | 397101.7454 | 394910.0541 | 392717.9911 | 390525.5541 | 388332.7409 | 386139.5494 | 383945.9773 | 381752.0224 | 379557.6824 | 377375.9557
F2_Commercial_School_Existing_Food Preparation_Natural Gas_Fryer_Codes & Standards Forecast | F2 | Commercial | School | Existing | Food Preparation | Natural Gas | Fryer | Codes & Standards Forecast | Usage (MMtherm) | 0.014165 | 0.014201 | 0.01428 | 0.013668 | 0.01299 | 0.012259 | 0.011602 | 0.010962 | 0.010478 | 0.010106 | 0.0097239 | 0.0093892 | 0.0092587 | 0.0091494 | 0.0090557 | 0.0089737 | 0.0089005 | 0.008834 | 0.0087725 | 0.0087146 | 0.0086596 | 0.0086065 | 0.008555 | 0.0085047 | 0.0084554 | 0.0084066 | 0.0083583 | 0.0083104 | 0.0082627 | 0.0082152 | 0.0081678 | 0.0081206 | 0.0080737
F3_Commercial_School_Existing_Food Preparation_Natural Gas_Fryer_Codes & Standards Forecast | F3 | Commercial | School | Existing | Food Preparation | Natural Gas | Fryer | Codes & Standards Forecast | Summer Peak Demand (MW) | 0 | 0 | 0 | 0 | 0 | 0 | 0 | 0 | 0 | 0 | 0 | 0 | 0 | 0 | 0 | 0 | 0 | 0 | 0 | 0 | 0 | 0 | 0 | 0 | 0 | 0 | 0 | 0 | 0 | 0 | 0 | 0 | 0
F4_Commercial_School_Existing_Food Preparation_Natural Gas_Fryer_Codes & Standards Forecast | F4 | Commercial | School | Existing | Food Preparation | Natural Gas | Fryer | Codes & Standards Forecast | Winter Peak Demand (MW) | 0 | 0 | 0 | 0 | 0 | 0 | 0 | 0 | 0 | 0 | 0 | 0 | 0 | 0 | 0 | 0 | 0 | 0 | 0 | 0 | 0 | 0 | 0 | 0 | 0 | 0 | 0 | 0 | 0 | 0 | 0 | 0 | 0
F5_Commercial_School_Existing_Food Preparation_Natural Gas_Fryer_Codes & Standards Forecast | F5 | Commercial | School | Existing | Food Preparation | Natural Gas | Fryer | Codes & Standards Forecast | Turnover | 0 | 30611.119 | 43143.9885 | 52334.1604 | 59046.8076 | 63877.9067 | 55004.749 | 51451.274 | 51059.1036 | 52416.0699 | 61519.0018 | 62144.0082 | 61029.6215 | 59561.9166 | 58390.4666 | 56633.3137 | 56651.1829 | 57093.5873 | 57456.4574 | 59192.926 | 58149.3645 | 56979.7792 | 56131.6923 | 55650.6947 | 55578.2681 | 55666.5929 | 55540.9957 | 55220.5994 | 55172.0616 | 54489.6456 | 53969.3534 | 53618.6634 | 53359.5779
F6_Commercial_School_Existing_Food Preparation_Natural Gas_Fryer_Codes & Standards Forecast | F6 | Commercial | School | Existing | Food Preparation | Natural Gas | Fryer | Codes & Standards Forecast | Avg. Replacement Usage (kWh) | 0.034903 | 0.034903 | 0.034903 | 0.021392 | 0.021392 | 0.021392 | 0.021392 | 0.021392 | 0.021392 | 0.021392 | 0.021392 | 0.021392 | 0.021392 | 0.021392 | 0.021392 | 0.021392 | 0.021392 | 0.021392 | 0.021392 | 0.021392 | 0.021392 | 0.021392 | 0.021392 | 0.021392 | 0.021392 | 0.021392 | 0.021392 | 0.021392 | 0.021392 | 0.021392 | 0.021392 | 0.021392 | 0.021392
F7_Commercial_School_Existing_Food Preparation_Natural Gas_Fryer_Codes & Standards Forecast | F7 | Commercial | School | Existing | Food Preparation | Natural Gas | Fryer | Codes & Standards Forecast | Avg. Replacement Summer Demand (kW) | 0 | 0 | 0 | 0 | 0 | 0 | 0 | 0 | 0 | 0 | 0 | 0 | 0 | 0 | 0 | 0 | 0 | 0 | 0 | 0 | 0 | 0 | 0 | 0 | 0 | 0 | 0 | 0 | 0 | 0 | 0 | 0 | 0
F8_Commercial_School_Existing_Food Preparation_Natural Gas_Fryer_Codes & Standards Forecast | F8 | Commercial | School | Existing | Food Preparation | Natural Gas | Fryer | Codes & Standards Forecast | Avg. Replacement Winter Demand (kW) | 0 | 0 | 0 | 0 | 0 | 0 | 0 | 0 | 0 | 0 | 0 | 0 | 0 | 0 | 0 | 0 | 0 | 0 | 0 | 0 | 0 | 0 | 0 | 0 | 0 | 0 | 0 | 0 | 0 | 0 | 0 | 0 | 0
F1_Commercial_School_Existing_Food Preparation_Natural Gas_Broiler_Codes & Standards Forecast | F1 | Commercial | School | Existing | Food Preparation | Natural Gas | Broiler | Codes & Standards Forecast | Units | 697400.2465 | 693852.0314 | 690303.8164 | 686018.8742 | 681622.5643 | 676802.5566 | 672299.5751 | 668312.2906 | 664729.5419 | 661271.3906 | 657858.7798 | 654480.4011 | 651106.6964 | 647723.2439 | 644318.7764 | 640907.9759 | 637496.2343 | 634088.9553 | 630686.2097 | 627288.069 | 623889.1947 | 620489.5817 | 617094.064 | 613702.6974 | 610315.5382 | 606927.8045 | 603539.4927 | 600150.5996 | 596761.1218 | 593371.0558 | 589980.3982 | 586589.1456 | 583217.3861
F2_Commercial_School_Existing_Food Preparation_Natural Gas_Broiler_Codes & Standards Forecast | F2 | Commercial | School | Existing | Food Preparation | Natural Gas | Broiler | Codes & Standards Forecast | Usage (MMtherm) | 0.024078 | 0.024037 | 0.02402 | 0.023996 | 0.023981 | 0.023962 | 0.023961 | 0.023985 | 0.024028 | 0.024078 | 0.024132 | 0.024188 | 0.024207 | 0.024195 | 0.024159 | 0.024103 | 0.024033 | 0.02395 | 0.023858 | 0.023758 | 0.023653 | 0.023542 | 0.023428 | 0.023311 | 0.023191 | 0.02307 | 0.022947 | 0.022823 | 0.022698 | 0.022572 | 0.022445 | 0.022318 | 0.022191
F3_Commercial_School_Existing_Food Preparation_Natural Gas_Broiler_Codes & Standards Forecast | F3 | Commercial | School | Existing | Food Preparation | Natural Gas | Broiler | Codes & Standards Forecast | Summer Peak Demand (MW) | 0 | 0 | 0 | 0 | 0 | 0 | 0 | 0 | 0 | 0 | 0 | 0 | 0 | 0 | 0 | 0 | 0 | 0 | 0 | 0 | 0 | 0 | 0 | 0 | 0 | 0 | 0 | 0 | 0 | 0 | 0 | 0 | 0
F4_Commercial_School_Existing_Food Preparation_Natural Gas_Broiler_Codes & Standards Forecast | F4 | Commercial | School | Existing | Food Preparation | Natural Gas | Broiler | Codes & Standards Forecast | Winter Peak Demand (MW) | 0 | 0 | 0 | 0 | 0 | 0 | 0 | 0 | 0 | 0 | 0 | 0 | 0 | 0 | 0 | 0 | 0 | 0 | 0 | 0 | 0 | 0 | 0 | 0 | 0 | 0 | 0 | 0 | 0 | 0 | 0 | 0 | 0
F5_Commercial_School_Existing_Food Preparation_Natural Gas_Broiler_Codes & Standards Forecast | F5 | Commercial | School | Existing | Food Preparation | Natural Gas | Broiler | Codes & Standards Forecast | Turnover | 0 | 23128.401 | 29913.1654 | 35215.6355 | 39352.3427 | 42539.2967 | 45010.0084 | 46932.988 | 48423.9341 | 49558.8027 | 50406.7494 | 51026.3185 | 44951.3424 | 41387.805 | 39551.2209 | 38873.8311 | 38947.2681 | 45022.4031 | 46336.0744 | 47323.9335 | 48052.1654 | 48573.7539 | 48931.2552 | 47930.8477 | 46351.9614 | 44660.5978 | 43115.9097 | 41843.3431 | 40363.6198 | 40026.6931 | 40351.62 | 41019.3109 | 41825.2587
F6_Commercial_School_Existing_Food Preparation_Natural Gas_Broiler_Codes & Standards Forecast | F6 | Commercial | School | Existing | Food Preparation | Natural Gas | Broiler | Codes & Standards Forecast | Avg. Replacement Usage (kWh) | 0.03806 | 0.03806 | 0.03806 | 0.03806 | 0.03806 | 0.03806 | 0.03806 | 0.03806 | 0.03806 | 0.03806 | 0.03806 | 0.03806 | 0.03806 | 0.03806 | 0.03806 | 0.03806 | 0.03806 | 0.03806 | 0.03806 | 0.03806 | 0.03806 | 0.03806 | 0.03806 | 0.03806 | 0.03806 | 0.03806 | 0.03806 | 0.03806 | 0.03806 | 0.03806 | 0.03806 | 0.03806 | 0.03806
F7_Commercial_School_Existing_Food Preparation_Natural Gas_Broiler_Codes & Standards Forecast | F7 | Commercial | School | Existing | Food Preparation | Natural Gas | Broiler | Codes & Standards Forecast | Avg. Replacement Summer Demand (kW) | 0 | 0 | 0 | 0 | 0 | 0 | 0 | 0 | 0 | 0 | 0 | 0 | 0 | 0 | 0 | 0 | 0 | 0 | 0 | 0 | 0 | 0 | 0 | 0 | 0 | 0 | 0 | 0 | 0 | 0 | 0 | 0 | 0
F8_Commercial_School_Existing_Food Preparation_Natural Gas_Broiler_Codes & Standards Forecast | F8 | Commercial | School | Existing | Food Preparation | Natural Gas | Broiler | Codes & Standards Forecast | Avg. Replacement Winter Demand (kW) | 0 | 0 | 0 | 0 | 0 | 0 | 0 | 0 | 0 | 0 | 0 | 0 | 0 | 0 | 0 | 0 | 0 | 0 | 0 | 0 | 0 | 0 | 0 | 0 | 0 | 0 | 0 | 0 | 0 | 0 | 0 | 0 | 0
F1_Commercial_School_Existing_Food Preparation_Natural Gas_Griddle_Codes & Standards Forecast | F1 | Commercial | School | Existing | Food Preparation | Natural Gas | Griddle | Codes & Standards Forecast | Units | 984565.0538 | 979555.8091 | 974546.5643 | 968497.2342 | 962290.679 | 955485.9623 | 949128.812 | 943499.7044 | 938441.7063 | 933559.6102 | 928741.8068 | 923972.331 | 919209.4538 | 914432.8149 | 909626.5078 | 904811.2601 | 899994.6837 | 895184.4074 | 890380.5313 | 885583.1563 | 880784.7454 | 875985.2918 | 871191.6197 | 866403.8081 | 861621.9363 | 856839.2534 | 852055.7544 | 847271.4348 | 842486.2896 | 837700.3141 | 832913.5034 | 828125.8526 | 823365.7215
F2_Commercial_School_Existing_Food Preparation_Natural Gas_Griddle_Codes & Standards Forecast | F2 | Commercial | School | Existing | Food Preparation | Natural Gas | Griddle | Codes & Standards Forecast | Usage (MMtherm) | 0.022564 | 0.022468 | 0.022377 | 0.022266 | 0.022155 | 0.022033 | 0.021922 | 0.02183 | 0.021752 | 0.021678 | 0.021607 | 0.021537 | 0.021459 | 0.021373 | 0.021281 | 0.021185 | 0.021085 | 0.020983 | 0.020879 | 0.020773 | 0.020666 | 0.020557 | 0.020448 | 0.020338 | 0.020228 | 0.020117 | 0.020006 | 0.019895 | 0.019784 | 0.019672 | 0.01956 | 0.019448 | 0.019337
F3_Commercial_School_Existing_Food Preparation_Natural Gas_Griddle_Codes & Standards Forecast | F3 | Commercial | School | Existing | Food Preparation | Natural Gas | Griddle | Codes & Standards Forecast | Summer Peak Demand (MW) | 0 | 0 | 0 | 0 | 0 | 0 | 0 | 0 | 0 | 0 | 0 | 0 | 0 | 0 | 0 | 0 | 0 | 0 | 0 | 0 | 0 | 0 | 0 | 0 | 0 | 0 | 0 | 0 | 0 | 0 | 0 | 0 | 0
F4_Commercial_School_Existing_Food Preparation_Natural Gas_Griddle_Codes & Standards Forecast | F4 | Commercial | School | Existing | Food Preparation | Natural Gas | Griddle | Codes & Standards Forecast | Winter Peak Demand (MW) | 0 | 0 | 0 | 0 | 0 | 0 | 0 | 0 | 0 | 0 | 0 | 0 | 0 | 0 | 0 | 0 | 0 | 0 | 0 | 0 | 0 | 0 | 0 | 0 | 0 | 0 | 0 | 0 | 0 | 0 | 0 | 0 | 0
F5_Commercial_School_Existing_Food Preparation_Natural Gas_Griddle_Codes & Standards Forecast | F5 | Commercial | School | Existing | Food Preparation | Natural Gas | Griddle | Codes & Standards Forecast | Turnover | 0 | 32651.8603 | 42230.3511 | 49716.1914 | 55556.2485 | 60055.4777 | 63543.5412 | 66258.336 | 68363.201 | 69965.3686 | 71162.4698 | 72037.1556 | 63460.7187 | 58429.8423 | 55837.0177 | 54880.7027 | 54984.3785 | 63561.0397 | 65415.6344 | 66810.259 | 67838.3512 | 68574.7113 | 69079.4192 | 67667.0791 | 65438.0632 | 63050.2557 | 60869.5196 | 59072.955 | 56983.9339 | 56508.2726 | 56966.9929 | 57909.6153 | 59047.424
F6_Commercial_School_Existing_Food Preparation_Natural Gas_Griddle_Codes & Standards Forecast | F6 | Commercial | School | Existing | Food Preparation | Natural Gas | Griddle | Codes & Standards Forecast | Avg. Replacement Usage (kWh) | 0.023486 | 0.023486 | 0.023486 | 0.023486 | 0.023486 | 0.023486 | 0.023486 | 0.023486 | 0.023486 | 0.023486 | 0.023486 | 0.023486 | 0.023486 | 0.023486 | 0.023486 | 0.023486 | 0.023486 | 0.023486 | 0.023486 | 0.023486 | 0.023486 | 0.023486 | 0.023486 | 0.023486 | 0.023486 | 0.023486 | 0.023486 | 0.023486 | 0.023486 | 0.023486 | 0.023486 | 0.023486 | 0.023486
F7_Commercial_School_Existing_Food Preparation_Natural Gas_Griddle_Codes & Standards Forecast | F7 | Commercial | School | Existing | Food Preparation | Natural Gas | Griddle | Codes & Standards Forecast | Avg. Replacement Summer Demand (kW) | 0 | 0 | 0 | 0 | 0 | 0 | 0 | 0 | 0 | 0 | 0 | 0 | 0 | 0 | 0 | 0 | 0 | 0 | 0 | 0 | 0 | 0 | 0 | 0 | 0 | 0 | 0 | 0 | 0 | 0 | 0 | 0 | 0
F8_Commercial_School_Existing_Food Preparation_Natural Gas_Griddle_Codes & Standards Forecast | F8 | Commercial | School | Existing | Food Preparation | Natural Gas | Griddle | Codes & Standards Forecast | Avg. Replacement Winter Demand (kW) | 0 | 0 | 0 | 0 | 0 | 0 | 0 | 0 | 0 | 0 | 0 | 0 | 0 | 0 | 0 | 0 | 0 | 0 | 0 | 0 | 0 | 0 | 0 | 0 | 0 | 0 | 0 | 0 | 0 | 0 | 0 | 0 | 0
F1_Commercial_School_Existing_Food Preparation_Natural Gas_Range_Codes & Standards Forecast | F1 | Commercial | School | Existing | Food Preparation | Natural Gas | Range | Codes & Standards Forecast | Units | 1217031.8026 | 1210839.8195 | 1204647.8364 | 1197170.1923 | 1189498.2004 | 1181086.8145 | 1173228.6703 | 1166270.468 | 1160018.2203 | 1153983.4071 | 1148028.0668 | 1142132.4647 | 1136245.0192 | 1130340.5628 | 1124399.4333 | 1118447.2521 | 1112493.4285 | 1106547.3925 | 1100609.2678 | 1094679.1793 | 1088747.8103 | 1082815.1523 | 1076889.641 | 1070971.3738 | 1065060.4491 | 1059148.5215 | 1053235.5853 | 1047321.6347 | 1041406.6636 | 1035490.6661 | 1029573.6361 | 1023655.5678 | 1017771.5169
F2_Commercial_School_Existing_Food Preparation_Natural Gas_Range_Codes & Standards Forecast | F2 | Commercial | School | Existing | Food Preparation | Natural Gas | Range | Codes & Standards Forecast | Usage (MMtherm) | 0.028932 | 0.028984 | 0.029094 | 0.029216 | 0.029368 | 0.029527 | 0.029718 | 0.029946 | 0.030203 | 0.030472 | 0.030655 | 0.030768 | 0.030824 | 0.030835 | 0.03081 | 0.030755 | 0.030678 | 0.030582 | 0.030473 | 0.030352 | 0.030222 | 0.030085 | 0.029942 | 0.029795 | 0.029645 | 0.029491 | 0.029335 | 0.029177 | 0.029018 | 0.028858 | 0.028696 | 0.028534 | 0.028372
F3_Commercial_School_Existing_Food Preparation_Natural Gas_Range_Codes & Standards Forecast | F3 | Commercial | School | Existing | Food Preparation | Natural Gas | Range | Codes & Standards Forecast | Summer Peak Demand (MW) | 0 | 0 | 0 | 0 | 0 | 0 | 0 | 0 | 0 | 0 | 0 | 0 | 0 | 0 | 0 | 0 | 0 | 0 | 0 | 0 | 0 | 0 | 0 | 0 | 0 | 0 | 0 | 0 | 0 | 0 | 0 | 0 | 0
F4_Commercial_School_Existing_Food Preparation_Natural Gas_Range_Codes & Standards Forecast | F4 | Commercial | School | Existing | Food Preparation | Natural Gas | Range | Codes & Standards Forecast | Winter Peak Demand (MW) | 0 | 0 | 0 | 0 | 0 | 0 | 0 | 0 | 0 | 0 | 0 | 0 | 0 | 0 | 0 | 0 | 0 | 0 | 0 | 0 | 0 | 0 | 0 | 0 | 0 | 0 | 0 | 0 | 0 | 0 | 0 | 0 | 0
F5_Commercial_School_Existing_Food Preparation_Natural Gas_Range_Codes & Standards Forecast | F5 | Commercial | School | Existing | Food Preparation | Natural Gas | Range | Codes & Standards Forecast | Turnover | 0 | 48433.5928 | 62641.6875 | 73745.6838 | 82408.4353 | 89082.2919 | 94256.2528 | 98283.1985 | 101405.4148 | 103781.9634 | 91781.3267 | 84926.1708 | 81589.2544 | 80594.2219 | 81097.8321 | 94233.6236 | 97235.4608 | 99503.5545 | 101187.852 | 99780.4746 | 96986.0268 | 93832.7257 | 90900.0593 | 88475.7885 | 85548.8035 | 85021.8511 | 85875.2119 | 87433.4499 | 88761.7769 | 92346.6603 | 92148.9389 | 91252.7832 | 89936.5042
F6_Commercial_School_Existing_Food Preparation_Natural Gas_Range_Codes & Standards Forecast | F6 | Commercial | School | Existing | Food Preparation | Natural Gas | Range | Codes & Standards Forecast | Avg. Replacement Usage (kWh) | 0.027886 | 0.027886 | 0.027886 | 0.027886 | 0.027886 | 0.027886 | 0.027886 | 0.027886 | 0.027886 | 0.027886 | 0.027886 | 0.027886 | 0.027886 | 0.027886 | 0.027886 | 0.027886 | 0.027886 | 0.027886 | 0.027886 | 0.027886 | 0.027886 | 0.027886 | 0.027886 | 0.027886 | 0.027886 | 0.027886 | 0.027886 | 0.027886 | 0.027886 | 0.027886 | 0.027886 | 0.027886 | 0.027886
F7_Commercial_School_Existing_Food Preparation_Natural Gas_Range_Codes & Standards Forecast | F7 | Commercial | School | Existing | Food Preparation | Natural Gas | Range | Codes & Standards Forecast | Avg. Replacement Summer Demand (kW) | 0 | 0 | 0 | 0 | 0 | 0 | 0 | 0 | 0 | 0 | 0 | 0 | 0 | 0 | 0 | 0 | 0 | 0 | 0 | 0 | 0 | 0 | 0 | 0 | 0 | 0 | 0 | 0 | 0 | 0 | 0 | 0 | 0
F8_Commercial_School_Existing_Food Preparation_Natural Gas_Range_Codes & Standards Forecast | F8 | Commercial | School | Existing | Food Preparation | Natural Gas | Range | Codes & Standards Forecast | Avg. Replacement Winter Demand (kW) | 0 | 0 | 0 | 0 | 0 | 0 | 0 | 0 | 0 | 0 | 0 | 0 | 0 | 0 | 0 | 0 | 0 | 0 | 0 | 0 | 0 | 0 | 0 | 0 | 0 | 0 | 0 | 0 | 0 | 0 | 0 | 0 | 0
F1_Commercial_School_Existing_Food Preparation_Natural Gas_Steamer_Codes & Standards Forecast | F1 | Commercial | School | Existing | Food Preparation | Natural Gas | Steamer | Codes & Standards Forecast | Units | 437584.4684 | 435358.1374 | 433131.8064 | 430443.2152 | 427684.7462 | 424660.4277 | 421835.0275 | 419333.202 | 417085.2028 | 414915.3823 | 412774.1364 | 410654.3693 | 408537.535 | 406414.5844 | 404278.4479 | 402138.3378 | 399997.6372 | 397859.7366 | 395724.6806 | 393592.5139 | 391459.8868 | 389326.7963 | 387196.2754 | 385068.3591 | 382943.0828 | 380817.4459 | 378691.4464 | 376565.0821 | 374438.3509 | 372311.2507 | 370183.7793 | 368055.9345 | 365940.3207
F2_Commercial_School_Existing_Food Preparation_Natural Gas_Steamer_Codes & Standards Forecast | F2 | Commercial | School | Existing | Food Preparation | Natural Gas | Steamer | Codes & Standards Forecast | Usage (MMtherm) | 0.017374 | 0.017538 | 0.017735 | 0.01731 | 0.016858 | 0.016376 | 0.015886 | 0.015394 | 0.014899 | 0.014397 | 0.013894 | 0.013383 | 0.012925 | 0.012515 | 0.012145 | 0.011812 | 0.011511 | 0.01124 | 0.010994 | 0.010629 | 0.010283 | 0.01013 | 0.0099887 | 0.009858 | 0.0097366 | 0.0096233 | 0.0095173 | 0.0094176 | 0.0093235 | 0.0092344 | 0.0091497 | 0.0090688 | 0.0089918
F3_Commercial_School_Existing_Food Preparation_Natural Gas_Steamer_Codes & Standards Forecast | F3 | Commercial | School | Existing | Food Preparation | Natural Gas | Steamer | Codes & Standards Forecast | Summer Peak Demand (MW) | 0 | 0 | 0 | 0 | 0 | 0 | 0 | 0 | 0 | 0 | 0 | 0 | 0 | 0 | 0 | 0 | 0 | 0 | 0 | 0 | 0 | 0 | 0 | 0 | 0 | 0 | 0 | 0 | 0 | 0 | 0 | 0 | 0
F4_Commercial_School_Existing_Food Preparation_Natural Gas_Steamer_Codes & Standards Forecast | F4 | Commercial | School | Existing | Food Preparation | Natural Gas | Steamer | Codes & Standards Forecast | Winter Peak Demand (MW) | 0 | 0 | 0 | 0 | 0 | 0 | 0 | 0 | 0 | 0 | 0 | 0 | 0 | 0 | 0 | 0 | 0 | 0 | 0 | 0 | 0 | 0 | 0 | 0 | 0 | 0 | 0 | 0 | 0 | 0 | 0 | 0 | 0
F5_Commercial_School_Existing_Food Preparation_Natural Gas_Steamer_Codes & Standards Forecast | F5 | Commercial | School | Existing | Food Preparation | Natural Gas | Steamer | Codes & Standards Forecast | Turnover | 0 | 16124.3755 | 18269.963 | 20124.7457 | 21734.0684 | 23114.5998 | 24315.4897 | 25368.2962 | 26290.6107 | 27089.665 | 25654.0936 | 24611.1815 | 23886.123 | 23416.5733 | 23150.3499 | 23044.7254 | 23063.8856 | 23178.1847 | 23363.0145 | 27862.3099 | 27859.168 | 27706.1809 | 27456.3763 | 27149.9857 | 26817.1336 | 26479.6675 | 26153.2587 | 25848.5608 | 25429.9201 | 25165.617 | 25001.7937 | 24899.6418 | 24832.7061
F6_Commercial_School_Existing_Food Preparation_Natural Gas_Steamer_Codes & Standards Forecast | F6 | Commercial | School | Existing | Food Preparation | Natural Gas | Steamer | Codes & Standards Forecast | Avg. Replacement Usage (kWh) | 0.055383 | 0.055383 | 0.055383 | 0.024026 | 0.024026 | 0.024026 | 0.024026 | 0.024026 | 0.024026 | 0.024026 | 0.024026 | 0.024026 | 0.024026 | 0.024026 | 0.024026 | 0.024026 | 0.024026 | 0.024026 | 0.024026 | 0.024026 | 0.024026 | 0.024026 | 0.024026 | 0.024026 | 0.024026 | 0.024026 | 0.024026 | 0.024026 | 0.024026 | 0.024026 | 0.024026 | 0.024026 | 0.024026
F7_Commercial_School_Existing_Food Preparation_Natural Gas_Steamer_Codes & Standards Forecast | F7 | Commercial | School | Existing | Food Preparation | Natural Gas | Steamer | Codes & Standards Forecast | Avg. Replacement Summer Demand (kW) | 0 | 0 | 0 | 0 | 0 | 0 | 0 | 0 | 0 | 0 | 0 | 0 | 0 | 0 | 0 | 0 | 0 | 0 | 0 | 0 | 0 | 0 | 0 | 0 | 0 | 0 | 0 | 0 | 0 | 0 | 0 | 0 | 0
F8_Commercial_School_Existing_Food Preparation_Natural Gas_Steamer_Codes & Standards Forecast | F8 | Commercial | School | Existing | Food Preparation | Natural Gas | Steamer | Codes & Standards Forecast | Avg. Replacement Winter Demand (kW) | 0 | 0 | 0 | 0 | 0 | 0 | 0 | 0 | 0 | 0 | 0 | 0 | 0 | 0 | 0 | 0 | 0 | 0 | 0 | 0 | 0 | 0 | 0 | 0 | 0 | 0 | 0 | 0 | 0 | 0 | 0 | 0 | 0
F1_Commercial_School_Existing_Food Preparation_Natural Gas_Food Prep Other_Codes & Standards Forecast | F1 | Commercial | School | Existing | Food Preparation | Natural Gas | Food Prep Other | Codes & Standards Forecast | Units | 54698.0585 | 54419.7672 | 54141.4758 | 53805.4019 | 53460.5933 | 53082.5535 | 52729.3784 | 52416.6502 | 52135.6503 | 51864.4228 | 51596.767 | 51331.7962 | 51067.1919 | 50801.823 | 50534.806 | 50267.2922 | 49999.7046 | 49732.4671 | 49465.5851 | 49199.0642 | 48932.4859 | 48665.8495 | 48399.5344 | 48133.5449 | 47867.8854 | 47602.1807 | 47336.4308 | 47070.6353 | 46804.7939 | 46538.9063 | 46272.9724 | 46006.9918 | 45742.5401
F2_Commercial_School_Existing_Food Preparation_Natural Gas_Food Prep Other_Codes & Standards Forecast | F2 | Commercial | School | Existing | Food Preparation | Natural Gas | Food Prep Other | Codes & Standards Forecast | Usage (MMtherm) | 0.00054267 | 0.00053991 | 0.00053715 | 0.00053381 | 0.00053039 | 0.00052664 | 0.00052314 | 0.00052003 | 0.00051725 | 0.00051455 | 0.0005119 | 0.00050927 | 0.00050665 | 0.00050401 | 0.00050136 | 0.00049871 | 0.00049605 | 0.0004934 | 0.00049076 | 0.00048811 | 0.00048547 | 0.00048282 | 0.00048018 | 0.00047754 | 0.0004749 | 0.00047227 | 0.00046963 | 0.00046699 | 0.00046436 | 0.00046172 | 0.00045908 | 0.00045644 | 0.00045382
F3_Commercial_School_Existing_Food Preparation_Natural Gas_Food Prep Other_Codes & Standards Forecast | F3 | Commercial | School | Existing | Food Preparation | Natural Gas | Food Prep Other | Codes & Standards Forecast | Summer Peak Demand (MW) | 0 | 0 | 0 | 0 | 0 | 0 | 0 | 0 | 0 | 0 | 0 | 0 | 0 | 0 | 0 | 0 | 0 | 0 | 0 | 0 | 0 | 0 | 0 | 0 | 0 | 0 | 0 | 0 | 0 | 0 | 0 | 0 | 0
F4_Commercial_School_Existing_Food Preparation_Natural Gas_Food Prep Other_Codes & Standards Forecast | F4 | Commercial | School | Existing | Food Preparation | Natural Gas | Food Prep Other | Codes & Standards Forecast | Winter Peak Demand (MW) | 0 | 0 | 0 | 0 | 0 | 0 | 0 | 0 | 0 | 0 | 0 | 0 | 0 | 0 | 0 | 0 | 0 | 0 | 0 | 0 | 0 | 0 | 0 | 0 | 0 | 0 | 0 | 0 | 0 | 0 | 0 | 0 | 0
F5_Commercial_School_Existing_Food Preparation_Natural Gas_Food Prep Other_Codes & Standards Forecast | F5 | Commercial | School | Existing | Food Preparation | Natural Gas | Food Prep Other | Codes & Standards Forecast | Turnover | 0 | 2176.7907 | 2815.3567 | 3314.4128 | 3703.7499 | 4003.6985 | 4236.2361 | 4417.2224 | 4557.5467 | 4664.3579 | 4125.0034 | 3816.9066 | 3666.9328 | 3622.2122 | 3644.8464 | 4235.219 | 4370.1331 | 4472.0699 | 4547.7686 | 4484.5157 | 4358.9226 | 4217.2012 | 4085.3959 | 3976.4399 | 3844.89 | 3821.2068 | 3859.5601 | 3929.5933 | 3989.2933 | 4150.4117 | 4141.5253 | 4101.2487 | 4042.0901
F6_Commercial_School_Existing_Food Preparation_Natural Gas_Food Prep Other_Codes & Standards Forecast | F6 | Commercial | School | Existing | Food Preparation | Natural Gas | Food Prep Other | Codes & Standards Forecast | Avg. Replacement Usage (kWh) | 0.0099211 | 0.0099211 | 0.0099211 | 0.0099211 | 0.0099211 | 0.0099211 | 0.0099211 | 0.0099211 | 0.0099211 | 0.0099211 | 0.0099211 | 0.0099211 | 0.0099211 | 0.0099211 | 0.0099211 | 0.0099211 | 0.0099211 | 0.0099211 | 0.0099211 | 0.0099211 | 0.0099211 | 0.0099211 | 0.0099211 | 0.0099211 | 0.0099211 | 0.0099211 | 0.0099211 | 0.0099211 | 0.0099211 | 0.0099211 | 0.0099211 | 0.0099211 | 0.0099211
F7_Commercial_School_Existing_Food Preparation_Natural Gas_Food Prep Other_Codes & Standards Forecast | F7 | Commercial | School | Existing | Food Preparation | Natural Gas | Food Prep Other | Codes & Standards Forecast | Avg. Replacement Summer Demand (kW) | 0 | 0 | 0 | 0 | 0 | 0 | 0 | 0 | 0 | 0 | 0 | 0 | 0 | 0 | 0 | 0 | 0 | 0 | 0 | 0 | 0 | 0 | 0 | 0 | 0 | 0 | 0 | 0 | 0 | 0 | 0 | 0 | 0
F8_Commercial_School_Existing_Food Preparation_Natural Gas_Food Prep Other_Codes & Standards Forecast | F8 | Commercial | School | Existing | Food Preparation | Natural Gas | Food Prep Other | Codes & Standards Forecast | Avg. Replacement Winter Demand (kW) | 0 | 0 | 0 | 0 | 0 | 0 | 0 | 0 | 0 | 0 | 0 | 0 | 0 | 0 | 0 | 0 | 0 | 0 | 0 | 0 | 0 | 0 | 0 | 0 | 0 | 0 | 0 | 0 | 0 | 0 | 0 | 0 | 0
F1_Commercial_School_Existing_Miscellaneous_Natural Gas_Pool Heater_Codes & Standards Forecast | F1 | Commercial | School | Existing | Miscellaneous | Natural Gas | Pool Heater | Codes & Standards Forecast | Units | 12667.3925 | 12602.9436 | 12538.4948 | 12460.6642 | 12380.8108 | 12293.2615 | 12211.4705 | 12139.0466 | 12073.9705 | 12011.1575 | 11949.1718 | 11887.8078 | 11826.5287 | 11765.0726 | 11703.2348 | 11641.2819 | 11579.3119 | 11517.423 | 11455.6165 | 11393.8935 | 11332.1573 | 11270.4076 | 11208.7323 | 11147.1325 | 11085.609 | 11024.0751 | 10962.5307 | 10900.9758 | 10839.4102 | 10777.8339 | 10716.2469 | 10654.6491 | 10593.4054
F2_Commercial_School_Existing_Miscellaneous_Natural Gas_Pool Heater_Codes & Standards Forecast | F2 | Commercial | School | Existing | Miscellaneous | Natural Gas | Pool Heater | Codes & Standards Forecast | Usage (MMtherm) | 2.1679e-05 | 2.1591e-05 | 2.1509e-05 | 2.1408e-05 | 2.1309e-05 | 2.1198e-05 | 2.1089e-05 | 2.0989e-05 | 2.0897e-05 | 2.0805e-05 | 2.071e-05 | 2.0614e-05 | 2.0516e-05 | 2.0416e-05 | 2.0313e-05 | 2.021e-05 | 2.0106e-05 | 2.0001e-05 | 1.9896e-05 | 1.979e-05 | 1.9684e-05 | 1.9578e-05 | 1.9472e-05 | 1.9365e-05 | 1.9259e-05 | 1.9152e-05 | 1.9046e-05 | 1.8939e-05 | 1.8832e-05 | 1.8726e-05 | 1.8619e-05 | 1.8512e-05 | 1.8405e-05
F3_Commercial_School_Existing_Miscellaneous_Natural Gas_Pool Heater_Codes & Standards Forecast | F3 | Commercial | School | Existing | Miscellaneous | Natural Gas | Pool Heater | Codes & Standards Forecast | Summer Peak Demand (MW) | 0 | 0 | 0 | 0 | 0 | 0 | 0 | 0 | 0 | 0 | 0 | 0 | 0 | 0 | 0 | 0 | 0 | 0 | 0 | 0 | 0 | 0 | 0 | 0 | 0 | 0 | 0 | 0 | 0 | 0 | 0 | 0 | 0
F4_Commercial_School_Existing_Miscellaneous_Natural Gas_Pool Heater_Codes & Standards Forecast | F4 | Commercial | School | Existing | Miscellaneous | Natural Gas | Pool Heater | Codes & Standards Forecast | Winter Peak Demand (MW) | 0 | 0 | 0 | 0 | 0 | 0 | 0 | 0 | 0 | 0 | 0 | 0 | 0 | 0 | 0 | 0 | 0 | 0 | 0 | 0 | 0 | 0 | 0 | 0 | 0 | 0 | 0 | 0 | 0 | 0 | 0 | 0 | 0
F5_Commercial_School_Existing_Miscellaneous_Natural Gas_Pool Heater_Codes & Standards Forecast | F5 | Commercial | School | Existing | Miscellaneous | Natural Gas | Pool Heater | Codes & Standards Forecast | Turnover | 0 | 840.1962 | 1086.6695 | 1279.2949 | 1429.571 | 1545.3449 | 1390.8702 | 1316.5071 | 1295.4784 | 1308.3688 | 1341.7115 | 1546.4126 | 1549.2808 | 1534.7973 | 1515.6192 | 1498.7542 | 1458.0346 | 1445.507 | 1445.6106 | 1450.2504 | 1455.673 | 1494.607 | 1473.1885 | 1451.8125 | 1434.4829 | 1422.241 | 1414.0708 | 1410.2777 | 1406.147 | 1400.5405 | 1393.8277 | 1395.1385 | 1380.5125
F6_Commercial_School_Existing_Miscellaneous_Natural Gas_Pool Heater_Codes & Standards Forecast | F6 | Commercial | School | Existing | Miscellaneous | Natural Gas | Pool Heater | Codes & Standards Forecast | Avg. Replacement Usage (kWh) | 0.0017375 | 0.0017375 | 0.0017375 | 0.0017375 | 0.0017375 | 0.0017375 | 0.0017375 | 0.0017375 | 0.0017375 | 0.0017375 | 0.0017375 | 0.0017375 | 0.0017375 | 0.0017375 | 0.0017375 | 0.0017375 | 0.0017375 | 0.0017375 | 0.0017375 | 0.0017375 | 0.0017375 | 0.0017375 | 0.0017375 | 0.0017375 | 0.0017375 | 0.0017375 | 0.0017375 | 0.0017375 | 0.0017375 | 0.0017375 | 0.0017375 | 0.0017375 | 0.0017375
F7_Commercial_School_Existing_Miscellaneous_Natural Gas_Pool Heater_Codes & Standards Forecast | F7 | Commercial | School | Existing | Miscellaneous | Natural Gas | Pool Heater | Codes & Standards Forecast | Avg. Replacement Summer Demand (kW) | 0 | 0 | 0 | 0 | 0 | 0 | 0 | 0 | 0 | 0 | 0 | 0 | 0 | 0 | 0 | 0 | 0 | 0 | 0 | 0 | 0 | 0 | 0 | 0 | 0 | 0 | 0 | 0 | 0 | 0 | 0 | 0 | 0
F8_Commercial_School_Existing_Miscellaneous_Natural Gas_Pool Heater_Codes & Standards Forecast | F8 | Commercial | School | Existing | Miscellaneous | Natural Gas | Pool Heater | Codes & Standards Forecast | Avg. Replacement Winter Demand (kW) | 0 | 0 | 0 | 0 | 0 | 0 | 0 | 0 | 0 | 0 | 0 | 0 | 0 | 0 | 0 | 0 | 0 | 0 | 0 | 0 | 0 | 0 | 0 | 0 | 0 | 0 | 0 | 0 | 0 | 0 | 0 | 0 | 0
F1_Commercial_School_Existing_Miscellaneous_Natural Gas_Miscellaneous_Codes & Standards Forecast | F1 | Commercial | School | Existing | Miscellaneous | Natural Gas | Miscellaneous | Codes & Standards Forecast | Units | 4170726.9641 | 4149507.2468 | 4128287.5294 | 4102661.8948 | 4076370.2375 | 4047544.7013 | 4020615.1062 | 3996769.5812 | 3975343.3391 | 3954662.2377 | 3934253.4873 | 3914049.4575 | 3893873.3805 | 3873639.0075 | 3853278.9567 | 3832881.0325 | 3812477.4796 | 3792100.6148 | 3771750.8616 | 3751428.6481 | 3731102.0465 | 3710771.0276 | 3690464.5002 | 3670182.798 | 3649926.258 | 3629666.2816 | 3609402.8487 | 3589135.9391 | 3568865.5325 | 3548591.6084 | 3528314.1463 | 3508033.1255 | 3487868.6816
F2_Commercial_School_Existing_Miscellaneous_Natural Gas_Miscellaneous_Codes & Standards Forecast | F2 | Commercial | School | Existing | Miscellaneous | Natural Gas | Miscellaneous | Codes & Standards Forecast | Usage (MMtherm) | 0.038974 | 0.038775 | 0.038577 | 0.038338 | 0.038092 | 0.037823 | 0.037571 | 0.037348 | 0.037148 | 0.036955 | 0.036764 | 0.036575 | 0.036387 | 0.036198 | 0.036007 | 0.035817 | 0.035626 | 0.035436 | 0.035245 | 0.035056 | 0.034866 | 0.034676 | 0.034486 | 0.034296 | 0.034107 | 0.033918 | 0.033728 | 0.033539 | 0.03335 | 0.03316 | 0.032971 | 0.032781 | 0.032593
F3_Commercial_School_Existing_Miscellaneous_Natural Gas_Miscellaneous_Codes & Standards Forecast | F3 | Commercial | School | Existing | Miscellaneous | Natural Gas | Miscellaneous | Codes & Standards Forecast | Summer Peak Demand (MW) | 0 | 0 | 0 | 0 | 0 | 0 | 0 | 0 | 0 | 0 | 0 | 0 | 0 | 0 | 0 | 0 | 0 | 0 | 0 | 0 | 0 | 0 | 0 | 0 | 0 | 0 | 0 | 0 | 0 | 0 | 0 | 0 | 0
F4_Commercial_School_Existing_Miscellaneous_Natural Gas_Miscellaneous_Codes & Standards Forecast | F4 | Commercial | School | Existing | Miscellaneous | Natural Gas | Miscellaneous | Codes & Standards Forecast | Winter Peak Demand (MW) | 0 | 0 | 0 | 0 | 0 | 0 | 0 | 0 | 0 | 0 | 0 | 0 | 0 | 0 | 0 | 0 | 0 | 0 | 0 | 0 | 0 | 0 | 0 | 0 | 0 | 0 | 0 | 0 | 0 | 0 | 0 | 0 | 0
F5_Commercial_School_Existing_Miscellaneous_Natural Gas_Miscellaneous_Codes & Standards Forecast | F5 | Commercial | School | Existing | Miscellaneous | Natural Gas | Miscellaneous | Codes & Standards Forecast | Turnover | 0 | 355672.0497 | 421253.8295 | 476052.3132 | 455344.6471 | 446537.5965 | 446847.4085 | 444519.4876 | 441627.275 | 439356.5911 | 437157.3911 | 532646.3223 | 534523.5662 | 533065.1035 | 524559.3686 | 520865.076 | 519935.3344 | 517113.27 | 513943.1558 | 511243.6713 | 508538.3459 | 532744.8275 | 527264.0398 | 521283.2114 | 517632.4456 | 515051.541 | 512752.2786 | 509738.1248 | 506688.1489 | 503872.3411 | 501026.2276 | 505563.4109 | 500892.792
F6_Commercial_School_Existing_Miscellaneous_Natural Gas_Miscellaneous_Codes & Standards Forecast | F6 | Commercial | School | Existing | Miscellaneous | Natural Gas | Miscellaneous | Codes & Standards Forecast | Avg. Replacement Usage (kWh) | 0.0093446 | 0.0093446 | 0.0093446 | 0.0093446 | 0.0093446 | 0.0093446 | 0.0093446 | 0.0093446 | 0.0093446 | 0.0093446 | 0.0093446 | 0.0093446 | 0.0093446 | 0.0093446 | 0.0093446 | 0.0093446 | 0.0093446 | 0.0093446 | 0.0093446 | 0.0093446 | 0.0093446 | 0.0093446 | 0.0093446 | 0.0093446 | 0.0093446 | 0.0093446 | 0.0093446 | 0.0093446 | 0.0093446 | 0.0093446 | 0.0093446 | 0.0093446 | 0.0093446
F7_Commercial_School_Existing_Miscellaneous_Natural Gas_Miscellaneous_Codes & Standards Forecast | F7 | Commercial | School | Existing | Miscellaneous | Natural Gas | Miscellaneous | Codes & Standards Forecast | Avg. Replacement Summer Demand (kW) | 0 | 0 | 0 | 0 | 0 | 0 | 0 | 0 | 0 | 0 | 0 | 0 | 0 | 0 | 0 | 0 | 0 | 0 | 0 | 0 | 0 | 0 | 0 | 0 | 0 | 0 | 0 | 0 | 0 | 0 | 0 | 0 | 0
F8_Commercial_School_Existing_Miscellaneous_Natural Gas_Miscellaneous_Codes & Standards Forecast | F8 | Commercial | School | Existing | Miscellaneous | Natural Gas | Miscellaneous | Codes & Standards Forecast | Avg. Replacement Winter Demand (kW) | 0 | 0 | 0 | 0 | 0 | 0 | 0 | 0 | 0 | 0 | 0 | 0 | 0 | 0 | 0 | 0 | 0 | 0 | 0 | 0 | 0 | 0 | 0 | 0 | 0 | 0 | 0 | 0 | 0 | 0 | 0 | 0 | 0
F1_Commercial_School_New_Space Heating_Natural Gas_Furnace_Codes & Standards Forecast | F1 | Commercial | School | New | Space Heating | Natural Gas | Furnace | Codes & Standards Forecast | Units | 0 | 8022.965 | 46720.7049 | 71451.271 | 103346.3135 | 146631.3834 | 187088.8574 | 222946.7668 | 255196.5715 | 286335.0775 | 317067.4009 | 347494.405 | 377879.7206 | 408351.9785 | 439011.6714 | 469727.8487 | 500452.4205 | 531137.1897 | 561781.525 | 592384.7877 | 622994.5947 | 653610.9898 | 684190.8583 | 714733.7026 | 745239.0203 | 775749.4629 | 806265.0605 | 836785.8433 | 867311.8414 | 897843.0855 | 928379.6062 | 958921.4344 | 972677.8512
F2_Commercial_School_New_Space Heating_Natural Gas_Furnace_Codes & Standards Forecast | F2 | Commercial | School | New | Space Heating | Natural Gas | Furnace | Codes & Standards Forecast | Usage (MMtherm) | 0 | 0.0021205 | 0.012283 | 0.018684 | 0.02688 | 0.037934 | 0.048138 | 0.057053 | 0.064949 | 0.072473 | 0.079808 | 0.08698 | 0.094058 | 0.10107 | 0.10805 | 0.11495 | 0.12177 | 0.12849 | 0.13512 | 0.14165 | 0.1481 | 0.15447 | 0.16073 | 0.16691 | 0.17299 | 0.17899 | 0.1849 | 0.19073 | 0.19648 | 0.20214 | 0.20772 | 0.21321 | 0.21627
F3_Commercial_School_New_Space Heating_Natural Gas_Furnace_Codes & Standards Forecast | F3 | Commercial | School | New | Space Heating | Natural Gas | Furnace | Codes & Standards Forecast | Summer Peak Demand (MW) | 0 | 0 | 0 | 0 | 0 | 0 | 0 | 0 | 0 | 0 | 0 | 0 | 0 | 0 | 0 | 0 | 0 | 0 | 0 | 0 | 0 | 0 | 0 | 0 | 0 | 0 | 0 | 0 | 0 | 0 | 0 | 0 | 0
F4_Commercial_School_New_Space Heating_Natural Gas_Furnace_Codes & Standards Forecast | F4 | Commercial | School | New | Space Heating | Natural Gas | Furnace | Codes & Standards Forecast | Winter Peak Demand (MW) | 0 | 0 | 0 | 0 | 0 | 0 | 0 | 0 | 0 | 0 | 0 | 0 | 0 | 0 | 0 | 0 | 0 | 0 | 0 | 0 | 0 | 0 | 0 | 0 | 0 | 0 | 0 | 0 | 0 | 0 | 0 | 0 | 0
F5_Commercial_School_New_Space Heating_Natural Gas_Furnace_Codes & Standards Forecast | F5 | Commercial | School | New | Space Heating | Natural Gas | Furnace | Codes & Standards Forecast | Turnover | 0 | 8022.965 | 38697.7399 | 24730.5661 | 31895.0425 | 43285.0699 | 40457.474 | 35857.9095 | 32249.8047 | 31138.506 | 30732.3234 | 30427.0041 | 30385.3156 | 30472.2579 | 30659.693 | 30716.1772 | 30724.5719 | 30684.7692 | 30644.3352 | 31220.414 | 34156.2342 | 35792.3715 | 37811.1576 | 40547.5012 | 42852.4989 | 44666.1415 | 46063.1508 | 47267.6399 | 48348.6605 | 49323.4711 | 50220.5238 | 51055.697 | 37666.9003
F6_Commercial_School_New_Space Heating_Natural Gas_Furnace_Codes & Standards Forecast | F6 | Commercial | School | New | Space Heating | Natural Gas | Furnace | Codes & Standards Forecast | Avg. Replacement Usage (kWh) | 0.2643 | 0.2643 | 0.2629 | 0.2615 | 0.2601 | 0.2587 | 0.2573 | 0.2559 | 0.2545 | 0.25311 | 0.25171 | 0.25031 | 0.24891 | 0.24751 | 0.24611 | 0.24471 | 0.24331 | 0.24192 | 0.24052 | 0.23912 | 0.23772 | 0.23633 | 0.23493 | 0.23353 | 0.23213 | 0.23074 | 0.22933 | 0.22794 | 0.22654 | 0.22514 | 0.22374 | 0.22235 | 0.22235
F7_Commercial_School_New_Space Heating_Natural Gas_Furnace_Codes & Standards Forecast | F7 | Commercial | School | New | Space Heating | Natural Gas | Furnace | Codes & Standards Forecast | Avg. Replacement Summer Demand (kW) | 0 | 0 | 0 | 0 | 0 | 0 | 0 | 0 | 0 | 0 | 0 | 0 | 0 | 0 | 0 | 0 | 0 | 0 | 0 | 0 | 0 | 0 | 0 | 0 | 0 | 0 | 0 | 0 | 0 | 0 | 0 | 0 | 0
F8_Commercial_School_New_Space Heating_Natural Gas_Furnace_Codes & Standards Forecast | F8 | Commercial | School | New | Space Heating | Natural Gas | Furnace | Codes & Standards Forecast | Avg. Replacement Winter Demand (kW) | 0 | 0 | 0 | 0 | 0 | 0 | 0 | 0 | 0 | 0 | 0 | 0 | 0 | 0 | 0 | 0 | 0 | 0 | 0 | 0 | 0 | 0 | 0 | 0 | 0 | 0 | 0 | 0 | 0 | 0 | 0 | 0 | 0
F1_Commercial_School_New_Space Heating_Natural Gas_Boiler_Codes & Standards Forecast | F1 | Commercial | School | New | Space Heating | Natural Gas | Boiler | Codes & Standards Forecast | Units | 0 | 19700.426 | 114722.8969 | 175448.911 | 253767.3285 | 360054.0084 | 459397.5141 | 547446.7689 | 626636.3064 | 703097.0452 | 778560.4007 | 853274.0435 | 927885.3198 | 1002710.0834 | 1077995.0947 | 1153418.8032 | 1228863.1249 | 1304209.711 | 1379457.0112 | 1454603.4579 | 1529765.9739 | 1604944.667 | 1680033.6689 | 1755031.7578 | 1829937.6997 | 1904856.2261 | 1979787.4106 | 2054731.3272 | 2129688.0503 | 2204657.6548 | 2279640.216 | 2354635.8096 | 2388414.7517
F2_Commercial_School_New_Space Heating_Natural Gas_Boiler_Codes & Standards Forecast | F2 | Commercial | School | New | Space Heating | Natural Gas | Boiler | Codes & Standards Forecast | Usage (MMtherm) | 0 | 0.01497 | 0.086712 | 0.1319 | 0.18976 | 0.2678 | 0.33984 | 0.40277 | 0.45851 | 0.51163 | 0.56341 | 0.61405 | 0.66401 | 0.71353 | 0.76276 | 0.81149 | 0.85963 | 0.9071 | 0.95388 | 1 | 1.0455 | 1.0905 | 1.1347 | 1.1783 | 1.2213 | 1.2636 | 1.3054 | 1.3465 | 1.3871 | 1.4271 | 1.4664 | 1.5052 | 1.5268
F3_Commercial_School_New_Space Heating_Natural Gas_Boiler_Codes & Standards Forecast | F3 | Commercial | School | New | Space Heating | Natural Gas | Boiler | Codes & Standards Forecast | Summer Peak Demand (MW) | 0 | 0 | 0 | 0 | 0 | 0 | 0 | 0 | 0 | 0 | 0 | 0 | 0 | 0 | 0 | 0 | 0 | 0 | 0 | 0 | 0 | 0 | 0 | 0 | 0 | 0 | 0 | 0 | 0 | 0 | 0 | 0 | 0
F4_Commercial_School_New_Space Heating_Natural Gas_Boiler_Codes & Standards Forecast | F4 | Commercial | School | New | Space Heating | Natural Gas | Boiler | Codes & Standards Forecast | Winter Peak Demand (MW) | 0 | 0 | 0 | 0 | 0 | 0 | 0 | 0 | 0 | 0 | 0 | 0 | 0 | 0 | 0 | 0 | 0 | 0 | 0 | 0 | 0 | 0 | 0 | 0 | 0 | 0 | 0 | 0 | 0 | 0 | 0 | 0 | 0
F5_Commercial_School_New_Space Heating_Natural Gas_Boiler_Codes & Standards Forecast | F5 | Commercial | School | New | Space Heating | Natural Gas | Boiler | Codes & Standards Forecast | Turnover | 0 | 19700.426 | 95022.4709 | 60726.0141 | 78318.4174 | 106286.6799 | 99343.5057 | 88049.2548 | 79189.5376 | 76460.7388 | 75463.3555 | 74713.6428 | 74611.2763 | 74824.7636 | 75285.0112 | 75423.7085 | 75444.3217 | 75346.5861 | 75247.3002 | 75146.4467 | 75162.516 | 75178.6931 | 76879.9497 | 85264.6296 | 89759.7076 | 95541.8059 | 103342.0458 | 109803.2001 | 114651.4586 | 118254.7765 | 121283.6938 | 123947.8374 | 85073.1313
F6_Commercial_School_New_Space Heating_Natural Gas_Boiler_Codes & Standards Forecast | F6 | Commercial | School | New | Space Heating | Natural Gas | Boiler | Codes & Standards Forecast | Avg. Replacement Usage (kWh) | 0.75986 | 0.75986 | 0.75583 | 0.75181 | 0.74779 | 0.74377 | 0.73975 | 0.73573 | 0.7317 | 0.72769 | 0.72366 | 0.71964 | 0.71562 | 0.7116 | 0.70757 | 0.70355 | 0.69953 | 0.69552 | 0.69149 | 0.68747 | 0.68345 | 0.67944 | 0.67541 | 0.6714 | 0.66738 | 0.66337 | 0.65934 | 0.65532 | 0.65131 | 0.64729 | 0.64327 | 0.63925 | 0.63925
F7_Commercial_School_New_Space Heating_Natural Gas_Boiler_Codes & Standards Forecast | F7 | Commercial | School | New | Space Heating | Natural Gas | Boiler | Codes & Standards Forecast | Avg. Replacement Summer Demand (kW) | 0 | 0 | 0 | 0 | 0 | 0 | 0 | 0 | 0 | 0 | 0 | 0 | 0 | 0 | 0 | 0 | 0 | 0 | 0 | 0 | 0 | 0 | 0 | 0 | 0 | 0 | 0 | 0 | 0 | 0 | 0 | 0 | 0
F8_Commercial_School_New_Space Heating_Natural Gas_Boiler_Codes & Standards Forecast | F8 | Commercial | School | New | Space Heating | Natural Gas | Boiler | Codes & Standards Forecast | Avg. Replacement Winter Demand (kW) | 0 | 0 | 0 | 0 | 0 | 0 | 0 | 0 | 0 | 0 | 0 | 0 | 0 | 0 | 0 | 0 | 0 | 0 | 0 | 0 | 0 | 0 | 0 | 0 | 0 | 0 | 0 | 0 | 0 | 0 | 0 | 0 | 0
F1_Commercial_School_New_Space Heating_Natural Gas_Unit Heater_Codes & Standards Forecast | F1 | Commercial | School | New | Space Heating | Natural Gas | Unit Heater | Codes & Standards Forecast | Units | 0 | 1409.2744 | 8206.7284 | 12550.7776 | 18153.3033 | 25756.545 | 32863.1052 | 39161.7286 | 44826.5701 | 50296.2063 | 55694.4946 | 61039.1519 | 66376.4865 | 71729.0929 | 77114.6232 | 82510.0753 | 87907.0019 | 93296.937 | 98679.7697 | 104055.3877 | 109432.1553 | 114810.0802 | 120181.5889 | 125546.5942 | 130905.0077 | 136264.3215 | 141624.5407 | 146985.6708 | 152347.7169 | 157710.6846 | 163074.5791 | 168439.4058 | 170855.7901
F2_Commercial_School_New_Space Heating_Natural Gas_Unit Heater_Codes & Standards Forecast | F2 | Commercial | School | New | Space Heating | Natural Gas | Unit Heater | Codes & Standards Forecast | Usage (MMtherm) | 0 | 0.00021285 | 0.0012329 | 0.0018755 | 0.0026982 | 0.0038077 | 0.004832 | 0.0057269 | 0.0065194 | 0.0072747 | 0.008011 | 0.0087309 | 0.0094413 | 0.010145 | 0.010845 | 0.011538 | 0.012223 | 0.012898 | 0.013563 | 0.014219 | 0.014866 | 0.015505 | 0.016134 | 0.016754 | 0.017365 | 0.017967 | 0.01856 | 0.019146 | 0.019722 | 0.020291 | 0.020851 | 0.021402 | 0.021709
F3_Commercial_School_New_Space Heating_Natural Gas_Unit Heater_Codes & Standards Forecast | F3 | Commercial | School | New | Space Heating | Natural Gas | Unit Heater | Codes & Standards Forecast | Summer Peak Demand (MW) | 0 | 0 | 0 | 0 | 0 | 0 | 0 | 0 | 0 | 0 | 0 | 0 | 0 | 0 | 0 | 0 | 0 | 0 | 0 | 0 | 0 | 0 | 0 | 0 | 0 | 0 | 0 | 0 | 0 | 0 | 0 | 0 | 0
F4_Commercial_School_New_Space Heating_Natural Gas_Unit Heater_Codes & Standards Forecast | F4 | Commercial | School | New | Space Heating | Natural Gas | Unit Heater | Codes & Standards Forecast | Winter Peak Demand (MW) | 0 | 0 | 0 | 0 | 0 | 0 | 0 | 0 | 0 | 0 | 0 | 0 | 0 | 0 | 0 | 0 | 0 | 0 | 0 | 0 | 0 | 0 | 0 | 0 | 0 | 0 | 0 | 0 | 0 | 0 | 0 | 0 | 0
F5_Commercial_School_New_Space Heating_Natural Gas_Unit Heater_Codes & Standards Forecast | F5 | Commercial | School | New | Space Heating | Natural Gas | Unit Heater | Codes & Standards Forecast | Turnover | 0 | 1409.2744 | 6797.454 | 4344.0492 | 5602.5257 | 7603.2417 | 7106.5602 | 6298.6234 | 5664.8415 | 5469.6363 | 5398.2882 | 5344.6574 | 5619.1894 | 6937.5811 | 7522.3199 | 8225.3889 | 9181.5244 | 10208.3582 | 11909.7748 | 11086.9947 | 11369.6982 | 11776.4027 | 11429.0204 | 11123.0567 | 11186.2288 | 11474.8581 | 11879.029 | 12398.4237 | 13105.5197 | 14285.3099 | 14872.453 | 15429.9185 | 13074.3834
F6_Commercial_School_New_Space Heating_Natural Gas_Unit Heater_Codes & Standards Forecast | F6 | Commercial | School | New | Space Heating | Natural Gas | Unit Heater | Codes & Standards Forecast | Avg. Replacement Usage (kWh) | 0.15103 | 0.15103 | 0.15023 | 0.14943 | 0.14863 | 0.14784 | 0.14704 | 0.14624 | 0.14544 | 0.14464 | 0.14384 | 0.14304 | 0.14224 | 0.14144 | 0.14064 | 0.13984 | 0.13904 | 0.13824 | 0.13744 | 0.13664 | 0.13585 | 0.13505 | 0.13425 | 0.13345 | 0.13265 | 0.13185 | 0.13105 | 0.13026 | 0.12946 | 0.12866 | 0.12786 | 0.12706 | 0.12706
F7_Commercial_School_New_Space Heating_Natural Gas_Unit Heater_Codes & Standards Forecast | F7 | Commercial | School | New | Space Heating | Natural Gas | Unit Heater | Codes & Standards Forecast | Avg. Replacement Summer Demand (kW) | 0 | 0 | 0 | 0 | 0 | 0 | 0 | 0 | 0 | 0 | 0 | 0 | 0 | 0 | 0 | 0 | 0 | 0 | 0 | 0 | 0 | 0 | 0 | 0 | 0 | 0 | 0 | 0 | 0 | 0 | 0 | 0 | 0
F8_Commercial_School_New_Space Heating_Natural Gas_Unit Heater_Codes & Standards Forecast | F8 | Commercial | School | New | Space Heating | Natural Gas | Unit Heater | Codes & Standards Forecast | Avg. Replacement Winter Demand (kW) | 0 | 0 | 0 | 0 | 0 | 0 | 0 | 0 | 0 | 0 | 0 | 0 | 0 | 0 | 0 | 0 | 0 | 0 | 0 | 0 | 0 | 0 | 0 | 0 | 0 | 0 | 0 | 0 | 0 | 0 | 0 | 0 | 0
F1_Commercial_School_New_Water Heating_Natural Gas_Water Heater_Codes & Standards Forecast | F1 | Commercial | School | New | Water Heating | Natural Gas | Water Heater | Codes & Standards Forecast | Units | 0 | 28806.706 | 167752.147 | 256548.0153 | 371068.1592 | 526484.5515 | 671748.3725 | 800497.3139 | 916291.2426 | 1028095.0188 | 1138440.3835 | 1247689.4901 | 1356788.9124 | 1466200.504 | 1576285.0871 | 1686572.4785 | 1796890.0112 | 1907064.6313 | 2017094.0719 | 2126976.0406 | 2236881.5064 | 2346810.6271 | 2456608.5979 | 2566273.6321 | 2675803.9257 | 2785352.6209 | 2894919.8251 | 3004505.6466 | 3114110.1943 | 3223733.5777 | 3333375.9068 | 3443037.2925 | 3492430.1357
F2_Commercial_School_New_Water Heating_Natural Gas_Water Heater_Codes & Standards Forecast | F2 | Commercial | School | New | Water Heating | Natural Gas | Water Heater | Codes & Standards Forecast | Usage (MMtherm) | 0 | 0.0040754 | 0.023733 | 0.036295 | 0.052497 | 0.074485 | 0.095036 | 0.11325 | 0.12963 | 0.14545 | 0.16106 | 0.17652 | 0.19195 | 0.20743 | 0.22301 | 0.23861 | 0.25422 | 0.2698 | 0.28537 | 0.30091 | 0.31646 | 0.33202 | 0.34755 | 0.36306 | 0.37856 | 0.39406 | 0.40956 | 0.42506 | 0.44057 | 0.45608 | 0.47159 | 0.4871 | 0.49409
F3_Commercial_School_New_Water Heating_Natural Gas_Water Heater_Codes & Standards Forecast | F3 | Commercial | School | New | Water Heating | Natural Gas | Water Heater | Codes & Standards Forecast | Summer Peak Demand (MW) | 0 | 0 | 0 | 0 | 0 | 0 | 0 | 0 | 0 | 0 | 0 | 0 | 0 | 0 | 0 | 0 | 0 | 0 | 0 | 0 | 0 | 0 | 0 | 0 | 0 | 0 | 0 | 0 | 0 | 0 | 0 | 0 | 0
F4_Commercial_School_New_Water Heating_Natural Gas_Water Heater_Codes & Standards Forecast | F4 | Commercial | School | New | Water Heating | Natural Gas | Water Heater | Codes & Standards Forecast | Winter Peak Demand (MW) | 0 | 0 | 0 | 0 | 0 | 0 | 0 | 0 | 0 | 0 | 0 | 0 | 0 | 0 | 0 | 0 | 0 | 0 | 0 | 0 | 0 | 0 | 0 | 0 | 0 | 0 | 0 | 0 | 0 | 0 | 0 | 0 | 0
F5_Commercial_School_New_Water Heating_Natural Gas_Water Heater_Codes & Standards Forecast | F5 | Commercial | School | New | Water Heating | Natural Gas | Water Heater | Codes & Standards Forecast | Turnover | 0 | 28806.706 | 138945.441 | 88795.8683 | 114520.144 | 155416.3922 | 145263.821 | 128748.9414 | 115793.9287 | 111803.7762 | 116106.7059 | 141647.2677 | 152777.125 | 167257.7825 | 187444.8142 | 208779.8457 | 243733.493 | 226919.7644 | 232529.7758 | 241824.2842 | 241127.3361 | 241132.7653 | 244816.3641 | 254122.7172 | 267980.3963 | 291750.7809 | 303630.451 | 315138.3916 | 327703.3699 | 337920.7588 | 349669.6715 | 346238.9143 | 290950.0404
F6_Commercial_School_New_Water Heating_Natural Gas_Water Heater_Codes & Standards Forecast | F6 | Commercial | School | New | Water Heating | Natural Gas | Water Heater | Codes & Standards Forecast | Avg. Replacement Usage (kWh) | 0.14148 | 0.14148 | 0.14148 | 0.14148 | 0.14148 | 0.14148 | 0.14148 | 0.14148 | 0.14148 | 0.14148 | 0.14148 | 0.14148 | 0.14148 | 0.14148 | 0.14148 | 0.14148 | 0.14148 | 0.14148 | 0.14148 | 0.14148 | 0.14148 | 0.14148 | 0.14148 | 0.14148 | 0.14148 | 0.14148 | 0.14148 | 0.14148 | 0.14148 | 0.14148 | 0.14148 | 0.14148 | 0.14148
F7_Commercial_School_New_Water Heating_Natural Gas_Water Heater_Codes & Standards Forecast | F7 | Commercial | School | New | Water Heating | Natural Gas | Water Heater | Codes & Standards Forecast | Avg. Replacement Summer Demand (kW) | 0 | 0 | 0 | 0 | 0 | 0 | 0 | 0 | 0 | 0 | 0 | 0 | 0 | 0 | 0 | 0 | 0 | 0 | 0 | 0 | 0 | 0 | 0 | 0 | 0 | 0 | 0 | 0 | 0 | 0 | 0 | 0 | 0
F8_Commercial_School_New_Water Heating_Natural Gas_Water Heater_Codes & Standards Forecast | F8 | Commercial | School | New | Water Heating | Natural Gas | Water Heater | Codes & Standards Forecast | Avg. Replacement Winter Demand (kW) | 0 | 0 | 0 | 0 | 0 | 0 | 0 | 0 | 0 | 0 | 0 | 0 | 0 | 0 | 0 | 0 | 0 | 0 | 0 | 0 | 0 | 0 | 0 | 0 | 0 | 0 | 0 | 0 | 0 | 0 | 0 | 0 | 0
F1_Commercial_School_New_Food Preparation_Natural Gas_Oven_Codes & Standards Forecast | F1 | Commercial | School | New | Food Preparation | Natural Gas | Oven | Codes & Standards Forecast | Units | 0 | 2761.0969 | 16078.8924 | 24589.8965 | 35566.5493 | 50463.0707 | 64386.4772 | 76726.9475 | 87825.6914 | 98541.9827 | 109118.4867 | 119589.9153 | 130046.9968 | 140533.9994 | 151085.5077 | 161656.4549 | 172230.2912 | 182790.4294 | 193336.6523 | 203868.7402 | 214403.0802 | 224939.6876 | 235463.7243 | 245975.0192 | 256473.3993 | 266973.5432 | 277475.4611 | 287979.1636 | 298484.6609 | 308991.9635 | 319501.0822 | 330012.0273 | 334746.2869
F2_Commercial_School_New_Food Preparation_Natural Gas_Oven_Codes & Standards Forecast | F2 | Commercial | School | New | Food Preparation | Natural Gas | Oven | Codes & Standards Forecast | Usage (MMtherm) | 0 | 5.8075e-05 | 0.00033819 | 0.0005172 | 0.00074808 | 0.0010614 | 0.0013543 | 0.0016138 | 0.0018473 | 0.0020727 | 0.0022951 | 0.0025154 | 0.0027353 | 0.0029559 | 0.0031778 | 0.0034002 | 0.0036226 | 0.0038447 | 0.0040665 | 0.004288 | 0.0045096 | 0.0047312 | 0.0049526 | 0.0051736 | 0.0053945 | 0.0056153 | 0.0058362 | 0.0060571 | 0.0062781 | 0.0064991 | 0.0067201 | 0.0069412 | 0.0070408
F3_Commercial_School_New_Food Preparation_Natural Gas_Oven_Codes & Standards Forecast | F3 | Commercial | School | New | Food Preparation | Natural Gas | Oven | Codes & Standards Forecast | Summer Peak Demand (MW) | 0 | 0 | 0 | 0 | 0 | 0 | 0 | 0 | 0 | 0 | 0 | 0 | 0 | 0 | 0 | 0 | 0 | 0 | 0 | 0 | 0 | 0 | 0 | 0 | 0 | 0 | 0 | 0 | 0 | 0 | 0 | 0 | 0
F4_Commercial_School_New_Food Preparation_Natural Gas_Oven_Codes & Standards Forecast | F4 | Commercial | School | New | Food Preparation | Natural Gas | Oven | Codes & Standards Forecast | Winter Peak Demand (MW) | 0 | 0 | 0 | 0 | 0 | 0 | 0 | 0 | 0 | 0 | 0 | 0 | 0 | 0 | 0 | 0 | 0 | 0 | 0 | 0 | 0 | 0 | 0 | 0 | 0 | 0 | 0 | 0 | 0 | 0 | 0 | 0 | 0
F5_Commercial_School_New_Food Preparation_Natural Gas_Oven_Codes & Standards Forecast | F5 | Commercial | School | New | Food Preparation | Natural Gas | Oven | Codes & Standards Forecast | Turnover | 0 | 2761.0969 | 13317.7955 | 8511.0041 | 10976.6528 | 14896.5214 | 13923.4066 | 12340.4702 | 11098.7439 | 10716.2914 | 10576.504 | 10471.4286 | 11009.3009 | 13592.3372 | 14737.9768 | 16115.4526 | 17988.7448 | 20000.5514 | 23334.0227 | 21722.0049 | 22275.887 | 23072.7157 | 22392.1129 | 21792.6588 | 21916.4276 | 22481.9196 | 23273.7846 | 24291.3998 | 25676.7655 | 27988.2492 | 29138.5994 | 30230.8042 | 25615.7623
F6_Commercial_School_New_Food Preparation_Natural Gas_Oven_Codes & Standards Forecast | F6 | Commercial | School | New | Food Preparation | Natural Gas | Oven | Codes & Standards Forecast | Avg. Replacement Usage (kWh) | 0.021033 | 0.021033 | 0.021033 | 0.021033 | 0.021033 | 0.021033 | 0.021033 | 0.021033 | 0.021033 | 0.021033 | 0.021033 | 0.021033 | 0.021033 | 0.021033 | 0.021033 | 0.021033 | 0.021033 | 0.021033 | 0.021033 | 0.021033 | 0.021033 | 0.021033 | 0.021033 | 0.021033 | 0.021033 | 0.021033 | 0.021033 | 0.021033 | 0.021033 | 0.021033 | 0.021033 | 0.021033 | 0.021033
F7_Commercial_School_New_Food Preparation_Natural Gas_Oven_Codes & Standards Forecast | F7 | Commercial | School | New | Food Preparation | Natural Gas | Oven | Codes & Standards Forecast | Avg. Replacement Summer Demand (kW) | 0 | 0 | 0 | 0 | 0 | 0 | 0 | 0 | 0 | 0 | 0 | 0 | 0 | 0 | 0 | 0 | 0 | 0 | 0 | 0 | 0 | 0 | 0 | 0 | 0 | 0 | 0 | 0 | 0 | 0 | 0 | 0 | 0
F8_Commercial_School_New_Food Preparation_Natural Gas_Oven_Codes & Standards Forecast | F8 | Commercial | School | New | Food Preparation | Natural Gas | Oven | Codes & Standards Forecast | Avg. Replacement Winter Demand (kW) | 0 | 0 | 0 | 0 | 0 | 0 | 0 | 0 | 0 | 0 | 0 | 0 | 0 | 0 | 0 | 0 | 0 | 0 | 0 | 0 | 0 | 0 | 0 | 0 | 0 | 0 | 0 | 0 | 0 | 0 | 0 | 0 | 0
F1_Commercial_School_New_Food Preparation_Natural Gas_Conveyor Oven_Codes & Standards Forecast | F1 | Commercial | School | New | Food Preparation | Natural Gas | Conveyor Oven | Codes & Standards Forecast | Units | 0 | 1380.5484 | 8039.4462 | 12294.9482 | 17783.2746 | 25231.5353 | 32193.2386 | 38363.4737 | 43912.8457 | 49270.9914 | 54559.2433 | 59794.9576 | 65023.4984 | 70266.9997 | 75542.7538 | 80828.2275 | 86115.1456 | 91395.2147 | 96668.3262 | 101934.3701 | 107201.5401 | 112469.8438 | 117731.8621 | 122987.5096 | 128236.6996 | 133486.7716 | 138737.7306 | 143989.5818 | 149242.3304 | 154495.9818 | 159750.5411 | 165006.0137 | 167373.1435
F2_Commercial_School_New_Food Preparation_Natural Gas_Conveyor Oven_Codes & Standards Forecast | F2 | Commercial | School | New | Food Preparation | Natural Gas | Conveyor Oven | Codes & Standards Forecast | Usage (MMtherm) | 0 | 5.3397e-05 | 0.00031095 | 0.00047554 | 0.00068782 | 0.0009759 | 0.0012452 | 0.0014838 | 0.0016985 | 0.0019057 | 0.0021102 | 0.0023127 | 0.002515 | 0.0027178 | 0.0029218 | 0.0031263 | 0.0033307 | 0.003535 | 0.0037389 | 0.0039426 | 0.0041463 | 0.0043501 | 0.0045536 | 0.0047569 | 0.0049599 | 0.005163 | 0.0053661 | 0.0055692 | 0.0057724 | 0.0059756 | 0.0061788 | 0.0063821 | 0.0064736
F3_Commercial_School_New_Food Preparation_Natural Gas_Conveyor Oven_Codes & Standards Forecast | F3 | Commercial | School | New | Food Preparation | Natural Gas | Conveyor Oven | Codes & Standards Forecast | Summer Peak Demand (MW) | 0 | 0 | 0 | 0 | 0 | 0 | 0 | 0 | 0 | 0 | 0 | 0 | 0 | 0 | 0 | 0 | 0 | 0 | 0 | 0 | 0 | 0 | 0 | 0 | 0 | 0 | 0 | 0 | 0 | 0 | 0 | 0 | 0
F4_Commercial_School_New_Food Preparation_Natural Gas_Conveyor Oven_Codes & Standards Forecast | F4 | Commercial | School | New | Food Preparation | Natural Gas | Conveyor Oven | Codes & Standards Forecast | Winter Peak Demand (MW) | 0 | 0 | 0 | 0 | 0 | 0 | 0 | 0 | 0 | 0 | 0 | 0 | 0 | 0 | 0 | 0 | 0 | 0 | 0 | 0 | 0 | 0 | 0 | 0 | 0 | 0 | 0 | 0 | 0 | 0 | 0 | 0 | 0
F5_Commercial_School_New_Food Preparation_Natural Gas_Conveyor Oven_Codes & Standards Forecast | F5 | Commercial | School | New | Food Preparation | Natural Gas | Conveyor Oven | Codes & Standards Forecast | Turnover | 0 | 1380.5484 | 6658.8978 | 4255.5021 | 5488.3264 | 7448.2607 | 6961.7033 | 6170.2351 | 5549.372 | 5358.1457 | 5288.252 | 5235.7143 | 5228.5407 | 5243.5013 | 5275.7541 | 5285.4736 | 5286.9181 | 5556.1788 | 6825.7788 | 7359.2782 | 8039.4227 | 8975.7579 | 9982.2249 | 11649.5473 | 10844.1486 | 11120.8454 | 11519.0132 | 11185.8893 | 10838.2087 | 10607.9641 | 10543.0315 | 10525.0228 | 7626.3812
F6_Commercial_School_New_Food Preparation_Natural Gas_Conveyor Oven_Codes & Standards Forecast | F6 | Commercial | School | New | Food Preparation | Natural Gas | Conveyor Oven | Codes & Standards Forecast | Avg. Replacement Usage (kWh) | 0.038678 | 0.038678 | 0.038678 | 0.038678 | 0.038678 | 0.038678 | 0.038678 | 0.038678 | 0.038678 | 0.038678 | 0.038678 | 0.038678 | 0.038678 | 0.038678 | 0.038678 | 0.038678 | 0.038678 | 0.038678 | 0.038678 | 0.038678 | 0.038678 | 0.038678 | 0.038678 | 0.038678 | 0.038678 | 0.038678 | 0.038678 | 0.038678 | 0.038678 | 0.038678 | 0.038678 | 0.038678 | 0.038678
F7_Commercial_School_New_Food Preparation_Natural Gas_Conveyor Oven_Codes & Standards Forecast | F7 | Commercial | School | New | Food Preparation | Natural Gas | Conveyor Oven | Codes & Standards Forecast | Avg. Replacement Summer Demand (kW) | 0 | 0 | 0 | 0 | 0 | 0 | 0 | 0 | 0 | 0 | 0 | 0 | 0 | 0 | 0 | 0 | 0 | 0 | 0 | 0 | 0 | 0 | 0 | 0 | 0 | 0 | 0 | 0 | 0 | 0 | 0 | 0 | 0
F8_Commercial_School_New_Food Preparation_Natural Gas_Conveyor Oven_Codes & Standards Forecast | F8 | Commercial | School | New | Food Preparation | Natural Gas | Conveyor Oven | Codes & Standards Forecast | Avg. Replacement Winter Demand (kW) | 0 | 0 | 0 | 0 | 0 | 0 | 0 | 0 | 0 | 0 | 0 | 0 | 0 | 0 | 0 | 0 | 0 | 0 | 0 | 0 | 0 | 0 | 0 | 0 | 0 | 0 | 0 | 0 | 0 | 0 | 0 | 0 | 0
F1_Commercial_School_New_Food Preparation_Natural Gas_Double Rack Oven_Codes & Standards Forecast | F1 | Commercial | School | New | Food Preparation | Natural Gas | Double Rack Oven | Codes & Standards Forecast | Units | 0 | 1380.5484 | 8039.4462 | 12294.9482 | 17783.2746 | 25231.5353 | 32193.2386 | 38363.4737 | 43912.8457 | 49270.9914 | 54559.2433 | 59794.9576 | 65023.4984 | 70266.9997 | 75542.7538 | 80828.2275 | 86115.1456 | 91395.2147 | 96668.3262 | 101934.3701 | 107201.5401 | 112469.8438 | 117731.8621 | 122987.5096 | 128236.6996 | 133486.7716 | 138737.7306 | 143989.5818 | 149242.3304 | 154495.9818 | 159750.5411 | 165006.0137 | 167373.1435
F2_Commercial_School_New_Food Preparation_Natural Gas_Double Rack Oven_Codes & Standards Forecast | F2 | Commercial | School | New | Food Preparation | Natural Gas | Double Rack Oven | Codes & Standards Forecast | Usage (MMtherm) | 0 | 9.516e-05 | 0.00055415 | 0.00084748 | 0.0012258 | 0.0017392 | 0.0022191 | 0.0026444 | 0.0030269 | 0.0033962 | 0.0037607 | 0.0041216 | 0.004482 | 0.0048435 | 0.0052071 | 0.0055714 | 0.0059359 | 0.0062998 | 0.0066633 | 0.0070263 | 0.0073893 | 0.0077525 | 0.0081152 | 0.0084775 | 0.0088393 | 0.0092012 | 0.0095631 | 0.0099251 | 0.010287 | 0.010649 | 0.011012 | 0.011374 | 0.011537
F3_Commercial_School_New_Food Preparation_Natural Gas_Double Rack Oven_Codes & Standards Forecast | F3 | Commercial | School | New | Food Preparation | Natural Gas | Double Rack Oven | Codes & Standards Forecast | Summer Peak Demand (MW) | 0 | 0 | 0 | 0 | 0 | 0 | 0 | 0 | 0 | 0 | 0 | 0 | 0 | 0 | 0 | 0 | 0 | 0 | 0 | 0 | 0 | 0 | 0 | 0 | 0 | 0 | 0 | 0 | 0 | 0 | 0 | 0 | 0
F4_Commercial_School_New_Food Preparation_Natural Gas_Double Rack Oven_Codes & Standards Forecast | F4 | Commercial | School | New | Food Preparation | Natural Gas | Double Rack Oven | Codes & Standards Forecast | Winter Peak Demand (MW) | 0 | 0 | 0 | 0 | 0 | 0 | 0 | 0 | 0 | 0 | 0 | 0 | 0 | 0 | 0 | 0 | 0 | 0 | 0 | 0 | 0 | 0 | 0 | 0 | 0 | 0 | 0 | 0 | 0 | 0 | 0 | 0 | 0
F5_Commercial_School_New_Food Preparation_Natural Gas_Double Rack Oven_Codes & Standards Forecast | F5 | Commercial | School | New | Food Preparation | Natural Gas | Double Rack Oven | Codes & Standards Forecast | Turnover | 0 | 1380.5484 | 6658.8978 | 4255.5021 | 5488.3264 | 7448.2607 | 6961.7033 | 6170.2351 | 5549.372 | 5358.1457 | 5288.252 | 5235.7143 | 5504.6504 | 6796.1686 | 7368.9884 | 8057.7263 | 8994.3724 | 10000.2757 | 11667.0113 | 10861.0025 | 11137.9435 | 11536.3579 | 11196.0565 | 10896.3294 | 10958.2138 | 11240.9598 | 11636.8923 | 12145.6999 | 12838.3827 | 13994.1246 | 14569.2997 | 15115.4021 | 12807.8811
F6_Commercial_School_New_Food Preparation_Natural Gas_Double Rack Oven_Codes & Standards Forecast | F6 | Commercial | School | New | Food Preparation | Natural Gas | Double Rack Oven | Codes & Standards Forecast | Avg. Replacement Usage (kWh) | 0.068929 | 0.068929 | 0.068929 | 0.068929 | 0.068929 | 0.068929 | 0.068929 | 0.068929 | 0.068929 | 0.068929 | 0.068929 | 0.068929 | 0.068929 | 0.068929 | 0.068929 | 0.068929 | 0.068929 | 0.068929 | 0.068929 | 0.068929 | 0.068929 | 0.068929 | 0.068929 | 0.068929 | 0.068929 | 0.068929 | 0.068929 | 0.068929 | 0.068929 | 0.068929 | 0.068929 | 0.068929 | 0.068929
F7_Commercial_School_New_Food Preparation_Natural Gas_Double Rack Oven_Codes & Standards Forecast | F7 | Commercial | School | New | Food Preparation | Natural Gas | Double Rack Oven | Codes & Standards Forecast | Avg. Replacement Summer Demand (kW) | 0 | 0 | 0 | 0 | 0 | 0 | 0 | 0 | 0 | 0 | 0 | 0 | 0 | 0 | 0 | 0 | 0 | 0 | 0 | 0 | 0 | 0 | 0 | 0 | 0 | 0 | 0 | 0 | 0 | 0 | 0 | 0 | 0
F8_Commercial_School_New_Food Preparation_Natural Gas_Double Rack Oven_Codes & Standards Forecast | F8 | Commercial | School | New | Food Preparation | Natural Gas | Double Rack Oven | Codes & Standards Forecast | Avg. Replacement Winter Demand (kW) | 0 | 0 | 0 | 0 | 0 | 0 | 0 | 0 | 0 | 0 | 0 | 0 | 0 | 0 | 0 | 0 | 0 | 0 | 0 | 0 | 0 | 0 | 0 | 0 | 0 | 0 | 0 | 0 | 0 | 0 | 0 | 0 | 0
F1_Commercial_School_New_Food Preparation_Natural Gas_Fryer_Codes & Standards Forecast | F1 | Commercial | School | New | Food Preparation | Natural Gas | Fryer | Codes & Standards Forecast | Units | 0 | 3573.1842 | 20807.9784 | 31822.219 | 46027.2991 | 65305.1503 | 83323.6764 | 99293.6967 | 113656.7771 | 127524.9188 | 141212.1592 | 154763.4198 | 168296.1135 | 181867.5286 | 195522.4217 | 209202.4711 | 222886.2592 | 236552.3204 | 250200.3736 | 263830.1344 | 277462.8097 | 291098.4192 | 304717.7609 | 318320.6131 | 331906.752 | 345495.1735 | 359085.8909 | 372678.9175 | 386274.267 | 399871.9528 | 413471.9887 | 427074.3883 | 433201.0772
F2_Commercial_School_New_Food Preparation_Natural Gas_Fryer_Codes & Standards Forecast | F2 | Commercial | School | New | Food Preparation | Natural Gas | Fryer | Codes & Standards Forecast | Usage (MMtherm) | 0 | 0.00012472 | 0.00072627 | 0.00096189 | 0.0012658 | 0.0016782 | 0.0020516 | 0.0023259 | 0.0025827 | 0.0028416 | 0.0030945 | 0.0033108 | 0.0036003 | 0.0038906 | 0.0041827 | 0.0044753 | 0.0047681 | 0.0050604 | 0.0053524 | 0.005644 | 0.0059356 | 0.0062273 | 0.0065186 | 0.0068096 | 0.0071003 | 0.007391 | 0.0076817 | 0.0079725 | 0.0082633 | 0.0085542 | 0.0088452 | 0.0091361 | 0.0092672
F3_Commercial_School_New_Food Preparation_Natural Gas_Fryer_Codes & Standards Forecast | F3 | Commercial | School | New | Food Preparation | Natural Gas | Fryer | Codes & Standards Forecast | Summer Peak Demand (MW) | 0 | 0 | 0 | 0 | 0 | 0 | 0 | 0 | 0 | 0 | 0 | 0 | 0 | 0 | 0 | 0 | 0 | 0 | 0 | 0 | 0 | 0 | 0 | 0 | 0 | 0 | 0 | 0 | 0 | 0 | 0 | 0 | 0
F4_Commercial_School_New_Food Preparation_Natural Gas_Fryer_Codes & Standards Forecast | F4 | Commercial | School | New | Food Preparation | Natural Gas | Fryer | Codes & Standards Forecast | Winter Peak Demand (MW) | 0 | 0 | 0 | 0 | 0 | 0 | 0 | 0 | 0 | 0 | 0 | 0 | 0 | 0 | 0 | 0 | 0 | 0 | 0 | 0 | 0 | 0 | 0 | 0 | 0 | 0 | 0 | 0 | 0 | 0 | 0 | 0 | 0
F5_Commercial_School_New_Food Preparation_Natural Gas_Fryer_Codes & Standards Forecast | F5 | Commercial | School | New | Food Preparation | Natural Gas | Fryer | Codes & Standards Forecast | Turnover | 0 | 3573.1842 | 17234.7942 | 11014.2406 | 14205.0801 | 19277.8512 | 18911.8222 | 20948.6909 | 20850.6434 | 22285.0841 | 25667.3433 | 30506.2574 | 30009.9475 | 31899.2176 | 34175.8082 | 35400.7112 | 38084.2073 | 39445.5954 | 41297.9077 | 43713.7297 | 46194.1268 | 47459.9733 | 49297.346 | 51226.078 | 53022.6659 | 55351.1546 | 57100.8243 | 58989.5057 | 61022.5141 | 63012.3357 | 64799.2032 | 66712.9984 | 61164.7115
F6_Commercial_School_New_Food Preparation_Natural Gas_Fryer_Codes & Standards Forecast | F6 | Commercial | School | New | Food Preparation | Natural Gas | Fryer | Codes & Standards Forecast | Avg. Replacement Usage (kWh) | 0.034903 | 0.034903 | 0.034903 | 0.021392 | 0.021392 | 0.021392 | 0.021392 | 0.021392 | 0.021392 | 0.021392 | 0.021392 | 0.021392 | 0.021392 | 0.021392 | 0.021392 | 0.021392 | 0.021392 | 0.021392 | 0.021392 | 0.021392 | 0.021392 | 0.021392 | 0.021392 | 0.021392 | 0.021392 | 0.021392 | 0.021392 | 0.021392 | 0.021392 | 0.021392 | 0.021392 | 0.021392 | 0.021392
F7_Commercial_School_New_Food Preparation_Natural Gas_Fryer_Codes & Standards Forecast | F7 | Commercial | School | New | Food Preparation | Natural Gas | Fryer | Codes & Standards Forecast | Avg. Replacement Summer Demand (kW) | 0 | 0 | 0 | 0 | 0 | 0 | 0 | 0 | 0 | 0 | 0 | 0 | 0 | 0 | 0 | 0 | 0 | 0 | 0 | 0 | 0 | 0 | 0 | 0 | 0 | 0 | 0 | 0 | 0 | 0 | 0 | 0 | 0
F8_Commercial_School_New_Food Preparation_Natural Gas_Fryer_Codes & Standards Forecast | F8 | Commercial | School | New | Food Preparation | Natural Gas | Fryer | Codes & Standards Forecast | Avg. Replacement Winter Demand (kW) | 0 | 0 | 0 | 0 | 0 | 0 | 0 | 0 | 0 | 0 | 0 | 0 | 0 | 0 | 0 | 0 | 0 | 0 | 0 | 0 | 0 | 0 | 0 | 0 | 0 | 0 | 0 | 0 | 0 | 0 | 0 | 0 | 0
F1_Commercial_School_New_Food Preparation_Natural Gas_Broiler_Codes & Standards Forecast | F1 | Commercial | School | New | Food Preparation | Natural Gas | Broiler | Codes & Standards Forecast | Units | 0 | 5522.1937 | 32157.7848 | 49179.793 | 71133.0985 | 100926.1413 | 128772.9545 | 153453.8949 | 175651.3827 | 197083.9655 | 218236.9734 | 239179.8306 | 260093.9935 | 281067.9988 | 302171.0153 | 323312.9099 | 344460.5824 | 365580.8589 | 386673.3047 | 407737.4804 | 428806.1605 | 449879.3751 | 470927.4486 | 491950.0384 | 512946.7986 | 533947.0864 | 554950.9223 | 575958.3271 | 596969.3217 | 617983.9271 | 639002.1643 | 660024.0547 | 669492.5739
F2_Commercial_School_New_Food Preparation_Natural Gas_Broiler_Codes & Standards Forecast | F2 | Commercial | School | New | Food Preparation | Natural Gas | Broiler | Codes & Standards Forecast | Usage (MMtherm) | 0 | 0.00021017 | 0.0012239 | 0.0018718 | 0.0027073 | 0.0038412 | 0.0049011 | 0.0058404 | 0.0066852 | 0.007501 | 0.008306 | 0.0091031 | 0.0098991 | 0.010697 | 0.011501 | 0.012305 | 0.01311 | 0.013914 | 0.014717 | 0.015518 | 0.01632 | 0.017122 | 0.017923 | 0.018723 | 0.019523 | 0.020322 | 0.021121 | 0.021921 | 0.02272 | 0.02352 | 0.02432 | 0.02512 | 0.025481
F3_Commercial_School_New_Food Preparation_Natural Gas_Broiler_Codes & Standards Forecast | F3 | Commercial | School | New | Food Preparation | Natural Gas | Broiler | Codes & Standards Forecast | Summer Peak Demand (MW) | 0 | 0 | 0 | 0 | 0 | 0 | 0 | 0 | 0 | 0 | 0 | 0 | 0 | 0 | 0 | 0 | 0 | 0 | 0 | 0 | 0 | 0 | 0 | 0 | 0 | 0 | 0 | 0 | 0 | 0 | 0 | 0 | 0
F4_Commercial_School_New_Food Preparation_Natural Gas_Broiler_Codes & Standards Forecast | F4 | Commercial | School | New | Food Preparation | Natural Gas | Broiler | Codes & Standards Forecast | Winter Peak Demand (MW) | 0 | 0 | 0 | 0 | 0 | 0 | 0 | 0 | 0 | 0 | 0 | 0 | 0 | 0 | 0 | 0 | 0 | 0 | 0 | 0 | 0 | 0 | 0 | 0 | 0 | 0 | 0 | 0 | 0 | 0 | 0 | 0 | 0
F5_Commercial_School_New_Food Preparation_Natural Gas_Broiler_Codes & Standards Forecast | F5 | Commercial | School | New | Food Preparation | Natural Gas | Broiler | Codes & Standards Forecast | Turnover | 0 | 5522.1937 | 26635.5911 | 17022.0082 | 21953.3056 | 29793.0428 | 27846.8132 | 24680.9404 | 22197.4878 | 21432.5827 | 21153.0079 | 20942.8572 | 22018.6017 | 27184.6745 | 29475.9535 | 32230.9052 | 35977.4897 | 40001.1027 | 46668.0453 | 43444.0099 | 44551.7739 | 46145.4314 | 44784.2259 | 43585.3175 | 43832.8551 | 44963.8391 | 46547.5692 | 48582.7996 | 51353.531 | 55976.4985 | 58277.1988 | 60461.6084 | 51231.5246
F6_Commercial_School_New_Food Preparation_Natural Gas_Broiler_Codes & Standards Forecast | F6 | Commercial | School | New | Food Preparation | Natural Gas | Broiler | Codes & Standards Forecast | Avg. Replacement Usage (kWh) | 0.03806 | 0.03806 | 0.03806 | 0.03806 | 0.03806 | 0.03806 | 0.03806 | 0.03806 | 0.03806 | 0.03806 | 0.03806 | 0.03806 | 0.03806 | 0.03806 | 0.03806 | 0.03806 | 0.03806 | 0.03806 | 0.03806 | 0.03806 | 0.03806 | 0.03806 | 0.03806 | 0.03806 | 0.03806 | 0.03806 | 0.03806 | 0.03806 | 0.03806 | 0.03806 | 0.03806 | 0.03806 | 0.03806
F7_Commercial_School_New_Food Preparation_Natural Gas_Broiler_Codes & Standards Forecast | F7 | Commercial | School | New | Food Preparation | Natural Gas | Broiler | Codes & Standards Forecast | Avg. Replacement Summer Demand (kW) | 0 | 0 | 0 | 0 | 0 | 0 | 0 | 0 | 0 | 0 | 0 | 0 | 0 | 0 | 0 | 0 | 0 | 0 | 0 | 0 | 0 | 0 | 0 | 0 | 0 | 0 | 0 | 0 | 0 | 0 | 0 | 0 | 0
F8_Commercial_School_New_Food Preparation_Natural Gas_Broiler_Codes & Standards Forecast | F8 | Commercial | School | New | Food Preparation | Natural Gas | Broiler | Codes & Standards Forecast | Avg. Replacement Winter Demand (kW) | 0 | 0 | 0 | 0 | 0 | 0 | 0 | 0 | 0 | 0 | 0 | 0 | 0 | 0 | 0 | 0 | 0 | 0 | 0 | 0 | 0 | 0 | 0 | 0 | 0 | 0 | 0 | 0 | 0 | 0 | 0 | 0 | 0
F1_Commercial_School_New_Food Preparation_Natural Gas_Griddle_Codes & Standards Forecast | F1 | Commercial | School | New | Food Preparation | Natural Gas | Griddle | Codes & Standards Forecast | Units | 0 | 7796.0382 | 45399.2256 | 69430.296 | 100423.1979 | 142483.9642 | 181797.1122 | 216640.7928 | 247978.4227 | 278236.1866 | 308099.2565 | 337665.6431 | 367191.5203 | 396801.8807 | 426594.3746 | 456441.7551 | 486297.2928 | 516114.1537 | 545891.7242 | 575629.3841 | 605373.403 | 635123.8237 | 664838.7509 | 694517.7012 | 724160.1862 | 753807.6513 | 783460.1256 | 813117.6383 | 842780.2189 | 872447.8971 | 902120.7026 | 931798.6654 | 945165.9866
F2_Commercial_School_New_Food Preparation_Natural Gas_Griddle_Codes & Standards Forecast | F2 | Commercial | School | New | Food Preparation | Natural Gas | Griddle | Codes & Standards Forecast | Usage (MMtherm) | 0 | 0.0001831 | 0.0010663 | 0.0016307 | 0.0023586 | 0.0033464 | 0.0042698 | 0.0050881 | 0.0058241 | 0.0065348 | 0.0072362 | 0.0079306 | 0.008624 | 0.0093195 | 0.010019 | 0.01072 | 0.011421 | 0.012122 | 0.012821 | 0.013519 | 0.014218 | 0.014917 | 0.015615 | 0.016312 | 0.017008 | 0.017704 | 0.018401 | 0.019097 | 0.019794 | 0.020491 | 0.021188 | 0.021885 | 0.022199
F3_Commercial_School_New_Food Preparation_Natural Gas_Griddle_Codes & Standards Forecast | F3 | Commercial | School | New | Food Preparation | Natural Gas | Griddle | Codes & Standards Forecast | Summer Peak Demand (MW) | 0 | 0 | 0 | 0 | 0 | 0 | 0 | 0 | 0 | 0 | 0 | 0 | 0 | 0 | 0 | 0 | 0 | 0 | 0 | 0 | 0 | 0 | 0 | 0 | 0 | 0 | 0 | 0 | 0 | 0 | 0 | 0 | 0
F4_Commercial_School_New_Food Preparation_Natural Gas_Griddle_Codes & Standards Forecast | F4 | Commercial | School | New | Food Preparation | Natural Gas | Griddle | Codes & Standards Forecast | Winter Peak Demand (MW) | 0 | 0 | 0 | 0 | 0 | 0 | 0 | 0 | 0 | 0 | 0 | 0 | 0 | 0 | 0 | 0 | 0 | 0 | 0 | 0 | 0 | 0 | 0 | 0 | 0 | 0 | 0 | 0 | 0 | 0 | 0 | 0 | 0
F5_Commercial_School_New_Food Preparation_Natural Gas_Griddle_Codes & Standards Forecast | F5 | Commercial | School | New | Food Preparation | Natural Gas | Griddle | Codes & Standards Forecast | Turnover | 0 | 7796.0382 | 37603.1874 | 24031.0704 | 30992.902 | 42060.7663 | 39313.148 | 34843.6806 | 31337.6298 | 30257.7639 | 29863.07 | 29566.3866 | 31085.0848 | 38378.364 | 41613.1109 | 45502.4545 | 50791.7501 | 56472.145 | 65884.2993 | 61332.7198 | 62896.622 | 65146.4914 | 63224.7895 | 61532.2129 | 61881.6778 | 63478.3611 | 65714.2153 | 68587.4818 | 72499.1025 | 79025.6449 | 82273.6924 | 85357.5648 | 72326.8582
F6_Commercial_School_New_Food Preparation_Natural Gas_Griddle_Codes & Standards Forecast | F6 | Commercial | School | New | Food Preparation | Natural Gas | Griddle | Codes & Standards Forecast | Avg. Replacement Usage (kWh) | 0.023486 | 0.023486 | 0.023486 | 0.023486 | 0.023486 | 0.023486 | 0.023486 | 0.023486 | 0.023486 | 0.023486 | 0.023486 | 0.023486 | 0.023486 | 0.023486 | 0.023486 | 0.023486 | 0.023486 | 0.023486 | 0.023486 | 0.023486 | 0.023486 | 0.023486 | 0.023486 | 0.023486 | 0.023486 | 0.023486 | 0.023486 | 0.023486 | 0.023486 | 0.023486 | 0.023486 | 0.023486 | 0.023486
F7_Commercial_School_New_Food Preparation_Natural Gas_Griddle_Codes & Standards Forecast | F7 | Commercial | School | New | Food Preparation | Natural Gas | Griddle | Codes & Standards Forecast | Avg. Replacement Summer Demand (kW) | 0 | 0 | 0 | 0 | 0 | 0 | 0 | 0 | 0 | 0 | 0 | 0 | 0 | 0 | 0 | 0 | 0 | 0 | 0 | 0 | 0 | 0 | 0 | 0 | 0 | 0 | 0 | 0 | 0 | 0 | 0 | 0 | 0
F8_Commercial_School_New_Food Preparation_Natural Gas_Griddle_Codes & Standards Forecast | F8 | Commercial | School | New | Food Preparation | Natural Gas | Griddle | Codes & Standards Forecast | Avg. Replacement Winter Demand (kW) | 0 | 0 | 0 | 0 | 0 | 0 | 0 | 0 | 0 | 0 | 0 | 0 | 0 | 0 | 0 | 0 | 0 | 0 | 0 | 0 | 0 | 0 | 0 | 0 | 0 | 0 | 0 | 0 | 0 | 0 | 0 | 0 | 0
F1_Commercial_School_New_Food Preparation_Natural Gas_Range_Codes & Standards Forecast | F1 | Commercial | School | New | Food Preparation | Natural Gas | Range | Codes & Standards Forecast | Units | 0 | 9636.7694 | 56118.4872 | 85823.5603 | 124134.2308 | 176126.0113 | 224721.4304 | 267792.0911 | 306528.8836 | 343930.8417 | 380844.9143 | 417392.2533 | 453889.5181 | 490491.2136 | 527318.0464 | 564212.725 | 601117.4869 | 637974.44 | 674782.8258 | 711541.8775 | 748308.7898 | 785083.6154 | 821814.5671 | 858501.0473 | 895142.4524 | 931790.0134 | 968443.7663 | 1005103.7473 | 1041769.9928 | 1078442.5394 | 1115121.424 | 1151806.6836 | 1168330.1779
F2_Commercial_School_New_Food Preparation_Natural Gas_Range_Codes & Standards Forecast | F2 | Commercial | School | New | Food Preparation | Natural Gas | Range | Codes & Standards Forecast | Usage (MMtherm) | 0 | 0.00026873 | 0.0015649 | 0.0023933 | 0.0034616 | 0.0049114 | 0.0062665 | 0.0074676 | 0.0085478 | 0.0095908 | 0.01062 | 0.011639 | 0.012657 | 0.013678 | 0.014705 | 0.015734 | 0.016763 | 0.01779 | 0.018817 | 0.019842 | 0.020867 | 0.021893 | 0.022917 | 0.02394 | 0.024962 | 0.025984 | 0.027006 | 0.028028 | 0.029051 | 0.030073 | 0.031096 | 0.032119 | 0.03258
F3_Commercial_School_New_Food Preparation_Natural Gas_Range_Codes & Standards Forecast | F3 | Commercial | School | New | Food Preparation | Natural Gas | Range | Codes & Standards Forecast | Summer Peak Demand (MW) | 0 | 0 | 0 | 0 | 0 | 0 | 0 | 0 | 0 | 0 | 0 | 0 | 0 | 0 | 0 | 0 | 0 | 0 | 0 | 0 | 0 | 0 | 0 | 0 | 0 | 0 | 0 | 0 | 0 | 0 | 0 | 0 | 0
F4_Commercial_School_New_Food Preparation_Natural Gas_Range_Codes & Standards Forecast | F4 | Commercial | School | New | Food Preparation | Natural Gas | Range | Codes & Standards Forecast | Winter Peak Demand (MW) | 0 | 0 | 0 | 0 | 0 | 0 | 0 | 0 | 0 | 0 | 0 | 0 | 0 | 0 | 0 | 0 | 0 | 0 | 0 | 0 | 0 | 0 | 0 | 0 | 0 | 0 | 0 | 0 | 0 | 0 | 0 | 0 | 0
F5_Commercial_School_New_Food Preparation_Natural Gas_Range_Codes & Standards Forecast | F5 | Commercial | School | New | Food Preparation | Natural Gas | Range | Codes & Standards Forecast | Turnover | 0 | 9636.7694 | 46481.7177 | 29705.0731 | 38310.6705 | 51991.7805 | 48595.419 | 43070.6608 | 38736.7925 | 37401.9581 | 38841.4265 | 47385.5656 | 51108.8608 | 55953.1063 | 62706.3175 | 69843.5716 | 81536.6905 | 75911.9577 | 77788.6869 | 80897.9988 | 80664.8473 | 80666.6635 | 81898.9458 | 85012.2201 | 89648.0594 | 97600.0173 | 101574.149 | 105423.9251 | 109627.3144 | 113045.3595 | 116975.7486 | 115828.05 | 97332.1439
F6_Commercial_School_New_Food Preparation_Natural Gas_Range_Codes & Standards Forecast | F6 | Commercial | School | New | Food Preparation | Natural Gas | Range | Codes & Standards Forecast | Avg. Replacement Usage (kWh) | 0.027886 | 0.027886 | 0.027886 | 0.027886 | 0.027886 | 0.027886 | 0.027886 | 0.027886 | 0.027886 | 0.027886 | 0.027886 | 0.027886 | 0.027886 | 0.027886 | 0.027886 | 0.027886 | 0.027886 | 0.027886 | 0.027886 | 0.027886 | 0.027886 | 0.027886 | 0.027886 | 0.027886 | 0.027886 | 0.027886 | 0.027886 | 0.027886 | 0.027886 | 0.027886 | 0.027886 | 0.027886 | 0.027886
F7_Commercial_School_New_Food Preparation_Natural Gas_Range_Codes & Standards Forecast | F7 | Commercial | School | New | Food Preparation | Natural Gas | Range | Codes & Standards Forecast | Avg. Replacement Summer Demand (kW) | 0 | 0 | 0 | 0 | 0 | 0 | 0 | 0 | 0 | 0 | 0 | 0 | 0 | 0 | 0 | 0 | 0 | 0 | 0 | 0 | 0 | 0 | 0 | 0 | 0 | 0 | 0 | 0 | 0 | 0 | 0 | 0 | 0
F8_Commercial_School_New_Food Preparation_Natural Gas_Range_Codes & Standards Forecast | F8 | Commercial | School | New | Food Preparation | Natural Gas | Range | Codes & Standards Forecast | Avg. Replacement Winter Demand (kW) | 0 | 0 | 0 | 0 | 0 | 0 | 0 | 0 | 0 | 0 | 0 | 0 | 0 | 0 | 0 | 0 | 0 | 0 | 0 | 0 | 0 | 0 | 0 | 0 | 0 | 0 | 0 | 0 | 0 | 0 | 0 | 0 | 0
F1_Commercial_School_New_Food Preparation_Natural Gas_Steamer_Codes & Standards Forecast | F1 | Commercial | School | New | Food Preparation | Natural Gas | Steamer | Codes & Standards Forecast | Units | 0 | 3464.9059 | 20177.4336 | 30857.9093 | 44632.5324 | 63326.2063 | 80798.7165 | 96284.7968 | 110212.6323 | 123660.5274 | 136933.0029 | 150073.6192 | 163196.2312 | 176356.3914 | 189597.4998 | 202863.0023 | 216132.1301 | 229384.0683 | 242618.5441 | 255835.2818 | 269054.8458 | 282277.255 | 295483.8893 | 308674.5339 | 321848.9717 | 335025.6228 | 348204.5003 | 361385.617 | 374568.9862 | 387754.6209 | 400942.5345 | 414132.7402 | 420073.7718
F2_Commercial_School_New_Food Preparation_Natural Gas_Steamer_Codes & Standards Forecast | F2 | Commercial | School | New | Food Preparation | Natural Gas | Steamer | Codes & Standards Forecast | Usage (MMtherm) | 0 | 0.0001919 | 0.0011175 | 0.0013741 | 0.001705 | 0.0021542 | 0.002574 | 0.0029461 | 0.0032807 | 0.0036038 | 0.0039106 | 0.0041574 | 0.0044114 | 0.0046731 | 0.0049428 | 0.0052184 | 0.005499 | 0.0057834 | 0.0060711 | 0.0063283 | 0.0064644 | 0.0067821 | 0.0070994 | 0.0074163 | 0.0077328 | 0.0080494 | 0.0083661 | 0.0086827 | 0.0089995 | 0.0093163 | 0.0096332 | 0.0099501 | 0.010093
F3_Commercial_School_New_Food Preparation_Natural Gas_Steamer_Codes & Standards Forecast | F3 | Commercial | School | New | Food Preparation | Natural Gas | Steamer | Codes & Standards Forecast | Summer Peak Demand (MW) | 0 | 0 | 0 | 0 | 0 | 0 | 0 | 0 | 0 | 0 | 0 | 0 | 0 | 0 | 0 | 0 | 0 | 0 | 0 | 0 | 0 | 0 | 0 | 0 | 0 | 0 | 0 | 0 | 0 | 0 | 0 | 0 | 0
F4_Commercial_School_New_Food Preparation_Natural Gas_Steamer_Codes & Standards Forecast | F4 | Commercial | School | New | Food Preparation | Natural Gas | Steamer | Codes & Standards Forecast | Winter Peak Demand (MW) | 0 | 0 | 0 | 0 | 0 | 0 | 0 | 0 | 0 | 0 | 0 | 0 | 0 | 0 | 0 | 0 | 0 | 0 | 0 | 0 | 0 | 0 | 0 | 0 | 0 | 0 | 0 | 0 | 0 | 0 | 0 | 0 | 0
F5_Commercial_School_New_Food Preparation_Natural Gas_Steamer_Codes & Standards Forecast | F5 | Commercial | School | New | Food Preparation | Natural Gas | Steamer | Codes & Standards Forecast | Turnover | 0 | 3464.9059 | 16712.5277 | 10680.4757 | 13774.6231 | 18693.6739 | 17472.5102 | 15486.0803 | 13927.8355 | 13447.8951 | 13657.4651 | 15339.7767 | 16264.1409 | 17483.1439 | 19160.8355 | 20468.8721 | 21392.7987 | 22020.5162 | 22522.9779 | 24057.6846 | 28639.9349 | 26878.9852 | 28241.2153 | 30198.501 | 30190.7989 | 30067.5696 | 30159.8958 | 30630.1126 | 31431.2 | 33106.2052 | 34166.2956 | 35350.9565 | 29511.5045
F6_Commercial_School_New_Food Preparation_Natural Gas_Steamer_Codes & Standards Forecast | F6 | Commercial | School | New | Food Preparation | Natural Gas | Steamer | Codes & Standards Forecast | Avg. Replacement Usage (kWh) | 0.055383 | 0.055383 | 0.055383 | 0.024026 | 0.024026 | 0.024026 | 0.024026 | 0.024026 | 0.024026 | 0.024026 | 0.024026 | 0.024026 | 0.024026 | 0.024026 | 0.024026 | 0.024026 | 0.024026 | 0.024026 | 0.024026 | 0.024026 | 0.024026 | 0.024026 | 0.024026 | 0.024026 | 0.024026 | 0.024026 | 0.024026 | 0.024026 | 0.024026 | 0.024026 | 0.024026 | 0.024026 | 0.024026
F7_Commercial_School_New_Food Preparation_Natural Gas_Steamer_Codes & Standards Forecast | F7 | Commercial | School | New | Food Preparation | Natural Gas | Steamer | Codes & Standards Forecast | Avg. Replacement Summer Demand (kW) | 0 | 0 | 0 | 0 | 0 | 0 | 0 | 0 | 0 | 0 | 0 | 0 | 0 | 0 | 0 | 0 | 0 | 0 | 0 | 0 | 0 | 0 | 0 | 0 | 0 | 0 | 0 | 0 | 0 | 0 | 0 | 0 | 0
F8_Commercial_School_New_Food Preparation_Natural Gas_Steamer_Codes & Standards Forecast | F8 | Commercial | School | New | Food Preparation | Natural Gas | Steamer | Codes & Standards Forecast | Avg. Replacement Winter Demand (kW) | 0 | 0 | 0 | 0 | 0 | 0 | 0 | 0 | 0 | 0 | 0 | 0 | 0 | 0 | 0 | 0 | 0 | 0 | 0 | 0 | 0 | 0 | 0 | 0 | 0 | 0 | 0 | 0 | 0 | 0 | 0 | 0 | 0
F1_Commercial_School_New_Food Preparation_Natural Gas_Food Prep Other_Codes & Standards Forecast | F1 | Commercial | School | New | Food Preparation | Natural Gas | Food Prep Other | Codes & Standards Forecast | Units | 0 | 433.1132 | 2522.1792 | 3857.2387 | 5579.0666 | 7915.7758 | 10099.8396 | 12035.5996 | 13776.579 | 15457.5659 | 17116.6254 | 18759.2024 | 20399.5289 | 22044.5489 | 23699.6875 | 25357.8753 | 27016.5163 | 28673.0085 | 30327.318 | 31979.4102 | 33631.8557 | 35284.6569 | 36935.4862 | 38584.3167 | 40231.1215 | 41878.2029 | 43525.5625 | 45173.2021 | 46821.1233 | 48469.3276 | 50117.8168 | 51766.5925 | 52509.2215
F2_Commercial_School_New_Food Preparation_Natural Gas_Food Prep Other_Codes & Standards Forecast | F2 | Commercial | School | New | Food Preparation | Natural Gas | Food Prep Other | Codes & Standards Forecast | Usage (MMtherm) | 0 | 4.297e-06 | 2.5023e-05 | 3.8268e-05 | 5.5351e-05 | 7.8534e-05 | 0.0001002 | 0.00011941 | 0.00013668 | 0.00015336 | 0.00016982 | 0.00018611 | 0.00020239 | 0.00021871 | 0.00023513 | 0.00025158 | 0.00026803 | 0.00028447 | 0.00030088 | 0.00031727 | 0.00033367 | 0.00035006 | 0.00036644 | 0.0003828 | 0.00039914 | 0.00041548 | 0.00043182 | 0.00044817 | 0.00046452 | 0.00048087 | 0.00049723 | 0.00051358 | 0.00052095
F3_Commercial_School_New_Food Preparation_Natural Gas_Food Prep Other_Codes & Standards Forecast | F3 | Commercial | School | New | Food Preparation | Natural Gas | Food Prep Other | Codes & Standards Forecast | Summer Peak Demand (MW) | 0 | 0 | 0 | 0 | 0 | 0 | 0 | 0 | 0 | 0 | 0 | 0 | 0 | 0 | 0 | 0 | 0 | 0 | 0 | 0 | 0 | 0 | 0 | 0 | 0 | 0 | 0 | 0 | 0 | 0 | 0 | 0 | 0
F4_Commercial_School_New_Food Preparation_Natural Gas_Food Prep Other_Codes & Standards Forecast | F4 | Commercial | School | New | Food Preparation | Natural Gas | Food Prep Other | Codes & Standards Forecast | Winter Peak Demand (MW) | 0 | 0 | 0 | 0 | 0 | 0 | 0 | 0 | 0 | 0 | 0 | 0 | 0 | 0 | 0 | 0 | 0 | 0 | 0 | 0 | 0 | 0 | 0 | 0 | 0 | 0 | 0 | 0 | 0 | 0 | 0 | 0 | 0
F5_Commercial_School_New_Food Preparation_Natural Gas_Food Prep Other_Codes & Standards Forecast | F5 | Commercial | School | New | Food Preparation | Natural Gas | Food Prep Other | Codes & Standards Forecast | Turnover | 0 | 433.1132 | 2089.066 | 1335.0595 | 1721.8279 | 2336.7092 | 2184.0638 | 1935.76 | 1740.9794 | 1680.9869 | 1745.6821 | 2129.6883 | 2297.0275 | 2514.7464 | 2818.2615 | 3139.0369 | 3664.5704 | 3411.7734 | 3496.1208 | 3635.8651 | 3625.3864 | 3625.468 | 3680.8515 | 3820.7739 | 4029.1263 | 4386.5176 | 4565.1303 | 4738.1539 | 4927.0703 | 5080.6903 | 5257.337 | 5205.7551 | 4374.4784
F6_Commercial_School_New_Food Preparation_Natural Gas_Food Prep Other_Codes & Standards Forecast | F6 | Commercial | School | New | Food Preparation | Natural Gas | Food Prep Other | Codes & Standards Forecast | Avg. Replacement Usage (kWh) | 0.0099211 | 0.0099211 | 0.0099211 | 0.0099211 | 0.0099211 | 0.0099211 | 0.0099211 | 0.0099211 | 0.0099211 | 0.0099211 | 0.0099211 | 0.0099211 | 0.0099211 | 0.0099211 | 0.0099211 | 0.0099211 | 0.0099211 | 0.0099211 | 0.0099211 | 0.0099211 | 0.0099211 | 0.0099211 | 0.0099211 | 0.0099211 | 0.0099211 | 0.0099211 | 0.0099211 | 0.0099211 | 0.0099211 | 0.0099211 | 0.0099211 | 0.0099211 | 0.0099211
F7_Commercial_School_New_Food Preparation_Natural Gas_Food Prep Other_Codes & Standards Forecast | F7 | Commercial | School | New | Food Preparation | Natural Gas | Food Prep Other | Codes & Standards Forecast | Avg. Replacement Summer Demand (kW) | 0 | 0 | 0 | 0 | 0 | 0 | 0 | 0 | 0 | 0 | 0 | 0 | 0 | 0 | 0 | 0 | 0 | 0 | 0 | 0 | 0 | 0 | 0 | 0 | 0 | 0 | 0 | 0 | 0 | 0 | 0 | 0 | 0
F8_Commercial_School_New_Food Preparation_Natural Gas_Food Prep Other_Codes & Standards Forecast | F8 | Commercial | School | New | Food Preparation | Natural Gas | Food Prep Other | Codes & Standards Forecast | Avg. Replacement Winter Demand (kW) | 0 | 0 | 0 | 0 | 0 | 0 | 0 | 0 | 0 | 0 | 0 | 0 | 0 | 0 | 0 | 0 | 0 | 0 | 0 | 0 | 0 | 0 | 0 | 0 | 0 | 0 | 0 | 0 | 0 | 0 | 0 | 0 | 0
F1_Commercial_School_New_Miscellaneous_Natural Gas_Pool Heater_Codes & Standards Forecast | F1 | Commercial | School | New | Miscellaneous | Natural Gas | Pool Heater | Codes & Standards Forecast | Units | 0 | 100.3037 | 584.1054 | 893.2887 | 1292.0427 | 1833.1956 | 2338.9977 | 2787.2957 | 3190.485 | 3579.7807 | 3963.9983 | 4344.3988 | 4724.2781 | 5105.2443 | 5488.5539 | 5872.5696 | 6256.6903 | 6640.3134 | 7023.431 | 7406.0351 | 7788.721 | 8171.4892 | 8553.8008 | 8935.6496 | 9317.0291 | 9698.4728 | 10079.9808 | 10461.5538 | 10843.1919 | 11224.8956 | 11606.6652 | 11988.5013 | 12160.4849
F2_Commercial_School_New_Miscellaneous_Natural Gas_Pool Heater_Codes & Standards Forecast | F2 | Commercial | School | New | Miscellaneous | Natural Gas | Pool Heater | Codes & Standards Forecast | Usage (MMtherm) | 0 | 1.7427e-07 | 1.0149e-06 | 1.5521e-06 | 2.2449e-06 | 3.1851e-06 | 4.0639e-06 | 4.8429e-06 | 5.5434e-06 | 6.2198e-06 | 6.8873e-06 | 7.5483e-06 | 8.2083e-06 | 8.8702e-06 | 9.5362e-06 | 1.0203e-05 | 1.0871e-05 | 1.1537e-05 | 1.2203e-05 | 1.2868e-05 | 1.3533e-05 | 1.4198e-05 | 1.4862e-05 | 1.5525e-05 | 1.6188e-05 | 1.6851e-05 | 1.7514e-05 | 1.8177e-05 | 1.884e-05 | 1.9503e-05 | 2.0166e-05 | 2.083e-05 | 2.1129e-05
F3_Commercial_School_New_Miscellaneous_Natural Gas_Pool Heater_Codes & Standards Forecast | F3 | Commercial | School | New | Miscellaneous | Natural Gas | Pool Heater | Codes & Standards Forecast | Summer Peak Demand (MW) | 0 | 0 | 0 | 0 | 0 | 0 | 0 | 0 | 0 | 0 | 0 | 0 | 0 | 0 | 0 | 0 | 0 | 0 | 0 | 0 | 0 | 0 | 0 | 0 | 0 | 0 | 0 | 0 | 0 | 0 | 0 | 0 | 0
F4_Commercial_School_New_Miscellaneous_Natural Gas_Pool Heater_Codes & Standards Forecast | F4 | Commercial | School | New | Miscellaneous | Natural Gas | Pool Heater | Codes & Standards Forecast | Winter Peak Demand (MW) | 0 | 0 | 0 | 0 | 0 | 0 | 0 | 0 | 0 | 0 | 0 | 0 | 0 | 0 | 0 | 0 | 0 | 0 | 0 | 0 | 0 | 0 | 0 | 0 | 0 | 0 | 0 | 0 | 0 | 0 | 0 | 0 | 0
F5_Commercial_School_New_Miscellaneous_Natural Gas_Pool Heater_Codes & Standards Forecast | F5 | Commercial | School | New | Miscellaneous | Natural Gas | Pool Heater | Codes & Standards Forecast | Turnover | 0 | 100.3037 | 483.8018 | 309.1832 | 398.754 | 541.1529 | 525.8628 | 561.107 | 555.2731 | 590.7136 | 653.5825 | 727.3589 | 870.1992 | 838.5016 | 890.961 | 958.1824 | 984.9176 | 1047.5395 | 1080.4217 | 1127.9301 | 1187.0639 | 1242.5942 | 1317.125 | 1337.4744 | 1385.2181 | 1439.5489 | 1483.5196 | 1543.0231 | 1586.913 | 1635.4213 | 1688.1551 | 1738.2052 | 1585.2214
F6_Commercial_School_New_Miscellaneous_Natural Gas_Pool Heater_Codes & Standards Forecast | F6 | Commercial | School | New | Miscellaneous | Natural Gas | Pool Heater | Codes & Standards Forecast | Avg. Replacement Usage (kWh) | 0.0017375 | 0.0017375 | 0.0017375 | 0.0017375 | 0.0017375 | 0.0017375 | 0.0017375 | 0.0017375 | 0.0017375 | 0.0017375 | 0.0017375 | 0.0017375 | 0.0017375 | 0.0017375 | 0.0017375 | 0.0017375 | 0.0017375 | 0.0017375 | 0.0017375 | 0.0017375 | 0.0017375 | 0.0017375 | 0.0017375 | 0.0017375 | 0.0017375 | 0.0017375 | 0.0017375 | 0.0017375 | 0.0017375 | 0.0017375 | 0.0017375 | 0.0017375 | 0.0017375
F7_Commercial_School_New_Miscellaneous_Natural Gas_Pool Heater_Codes & Standards Forecast | F7 | Commercial | School | New | Miscellaneous | Natural Gas | Pool Heater | Codes & Standards Forecast | Avg. Replacement Summer Demand (kW) | 0 | 0 | 0 | 0 | 0 | 0 | 0 | 0 | 0 | 0 | 0 | 0 | 0 | 0 | 0 | 0 | 0 | 0 | 0 | 0 | 0 | 0 | 0 | 0 | 0 | 0 | 0 | 0 | 0 | 0 | 0 | 0 | 0
F8_Commercial_School_New_Miscellaneous_Natural Gas_Pool Heater_Codes & Standards Forecast | F8 | Commercial | School | New | Miscellaneous | Natural Gas | Pool Heater | Codes & Standards Forecast | Avg. Replacement Winter Demand (kW) | 0 | 0 | 0 | 0 | 0 | 0 | 0 | 0 | 0 | 0 | 0 | 0 | 0 | 0 | 0 | 0 | 0 | 0 | 0 | 0 | 0 | 0 | 0 | 0 | 0 | 0 | 0 | 0 | 0 | 0 | 0 | 0 | 0
F1_Commercial_School_New_Miscellaneous_Natural Gas_Miscellaneous_Codes & Standards Forecast | F1 | Commercial | School | New | Miscellaneous | Natural Gas | Miscellaneous | Codes & Standards Forecast | Units | 0 | 33024.884 | 192316.1639 | 294114.4482 | 425403.8246 | 603577.9041 | 770112.767 | 917714.4696 | 1050464.1516 | 1178639.4014 | 1305142.6839 | 1430389.1827 | 1555464.079 | 1680896.8556 | 1807101.1701 | 1933537.9903 | 2060009.3654 | 2186316.9011 | 2312457.9985 | 2438430.0298 | 2564428.9988 | 2690455.0865 | 2816330.82 | 2942054.1509 | 3067623.0111 | 3193212.9674 | 3318824.1431 | 3444456.6622 | 3570110.6495 | 3695786.2306 | 3821483.5318 | 3947202.6799 | 4003828.1378
F2_Commercial_School_New_Miscellaneous_Natural Gas_Miscellaneous_Codes & Standards Forecast | F2 | Commercial | School | New | Miscellaneous | Natural Gas | Miscellaneous | Codes & Standards Forecast | Usage (MMtherm) | 0 | 0.0003086 | 0.0017971 | 0.0027484 | 0.0039752 | 0.0056402 | 0.0071964 | 0.0085757 | 0.0098161 | 0.011014 | 0.012196 | 0.013366 | 0.014535 | 0.015707 | 0.016887 | 0.018068 | 0.01925 | 0.02043 | 0.021609 | 0.022786 | 0.023963 | 0.025141 | 0.026317 | 0.027492 | 0.028666 | 0.029839 | 0.031013 | 0.032187 | 0.033361 | 0.034536 | 0.03571 | 0.036885 | 0.037414
F3_Commercial_School_New_Miscellaneous_Natural Gas_Miscellaneous_Codes & Standards Forecast | F3 | Commercial | School | New | Miscellaneous | Natural Gas | Miscellaneous | Codes & Standards Forecast | Summer Peak Demand (MW) | 0 | 0 | 0 | 0 | 0 | 0 | 0 | 0 | 0 | 0 | 0 | 0 | 0 | 0 | 0 | 0 | 0 | 0 | 0 | 0 | 0 | 0 | 0 | 0 | 0 | 0 | 0 | 0 | 0 | 0 | 0 | 0 | 0
F4_Commercial_School_New_Miscellaneous_Natural Gas_Miscellaneous_Codes & Standards Forecast | F4 | Commercial | School | New | Miscellaneous | Natural Gas | Miscellaneous | Codes & Standards Forecast | Winter Peak Demand (MW) | 0 | 0 | 0 | 0 | 0 | 0 | 0 | 0 | 0 | 0 | 0 | 0 | 0 | 0 | 0 | 0 | 0 | 0 | 0 | 0 | 0 | 0 | 0 | 0 | 0 | 0 | 0 | 0 | 0 | 0 | 0 | 0 | 0
F5_Commercial_School_New_Miscellaneous_Natural Gas_Miscellaneous_Codes & Standards Forecast | F5 | Commercial | School | New | Miscellaneous | Natural Gas | Miscellaneous | Codes & Standards Forecast | Turnover | 0 | 33024.884 | 159291.2799 | 101798.2843 | 136007.217 | 204973.8399 | 204048.6983 | 199186.021 | 206246.7892 | 220322.5843 | 233941.858 | 256422.5694 | 305774.8007 | 296987.6789 | 319850.1864 | 356195.0293 | 365564.2476 | 375520.3915 | 392694.3262 | 410770.7749 | 427726.0208 | 447298.3805 | 474312.6492 | 482927.0709 | 502304.4182 | 526854.4286 | 541271.5223 | 556571.384 | 575298.8243 | 593676.6472 | 611291.3019 | 629830.6706 | 581402.7986
F6_Commercial_School_New_Miscellaneous_Natural Gas_Miscellaneous_Codes & Standards Forecast | F6 | Commercial | School | New | Miscellaneous | Natural Gas | Miscellaneous | Codes & Standards Forecast | Avg. Replacement Usage (kWh) | 0.0093446 | 0.0093446 | 0.0093446 | 0.0093446 | 0.0093446 | 0.0093446 | 0.0093446 | 0.0093446 | 0.0093446 | 0.0093446 | 0.0093446 | 0.0093446 | 0.0093446 | 0.0093446 | 0.0093446 | 0.0093446 | 0.0093446 | 0.0093446 | 0.0093446 | 0.0093446 | 0.0093446 | 0.0093446 | 0.0093446 | 0.0093446 | 0.0093446 | 0.0093446 | 0.0093446 | 0.0093446 | 0.0093446 | 0.0093446 | 0.0093446 | 0.0093446 | 0.0093446
F7_Commercial_School_New_Miscellaneous_Natural Gas_Miscellaneous_Codes & Standards Forecast | F7 | Commercial | School | New | Miscellaneous | Natural Gas | Miscellaneous | Codes & Standards Forecast | Avg. Replacement Summer Demand (kW) | 0 | 0 | 0 | 0 | 0 | 0 | 0 | 0 | 0 | 0 | 0 | 0 | 0 | 0 | 0 | 0 | 0 | 0 | 0 | 0 | 0 | 0 | 0 | 0 | 0 | 0 | 0 | 0 | 0 | 0 | 0 | 0 | 0
F8_Commercial_School_New_Miscellaneous_Natural Gas_Miscellaneous_Codes & Standards Forecast | F8 | Commercial | School | New | Miscellaneous | Natural Gas | Miscellaneous | Codes & Standards Forecast | Avg. Replacement Winter Demand (kW) | 0 | 0 | 0 | 0 | 0 | 0 | 0 | 0 | 0 | 0 | 0 | 0 | 0 | 0 | 0 | 0 | 0 | 0 | 0 | 0 | 0 | 0 | 0 | 0 | 0 | 0 | 0 | 0 | 0 | 0 | 0 | 0 | 0
F1_Commercial_College_Existing_Space Heating_Natural Gas_Furnace_Codes & Standards Forecast | F1 | Commercial | College | Existing | Space Heating | Natural Gas | Furnace | Codes & Standards Forecast | Units | 54311.8795 | 54035.553 | 53759.2264 | 53425.5252 | 53083.151 | 52707.7802 | 52357.0987 | 52046.5784 | 51767.5624 | 51498.2498 | 51232.4838 | 50969.3836 | 50706.6475 | 50443.1522 | 50178.0204 | 49912.3953 | 49646.6969 | 49381.3461 | 49116.3484 | 48851.7092 | 48587.0129 | 48322.2591 | 48057.8242 | 47793.7126 | 47529.9287 | 47266.1 | 47002.2263 | 46738.3074 | 46474.3429 | 46210.3325 | 45946.2762 | 45682.1734 | 45419.5888
F2_Commercial_College_Existing_Space Heating_Natural Gas_Furnace_Codes & Standards Forecast | F2 | Commercial | College | Existing | Space Heating | Natural Gas | Furnace | Codes & Standards Forecast | Usage (MMtherm) | 0.011899 | 0.011786 | 0.011608 | 0.011418 | 0.011226 | 0.011028 | 0.010837 | 0.010656 | 0.010484 | 0.010316 | 0.010152 | 0.0099915 | 0.0098343 | 0.0096805 | 0.0095299 | 0.0093832 | 0.0092404 | 0.0091018 | 0.0089674 | 0.0088368 | 0.0087098 | 0.0085863 | 0.0084656 | 0.008348 | 0.008233 | 0.0081206 | 0.0080102 | 0.0079021 | 0.007796 | 0.0076918 | 0.0075893 | 0.0074884 | 0.0074361
F3_Commercial_College_Existing_Space Heating_Natural Gas_Furnace_Codes & Standards Forecast | F3 | Commercial | College | Existing | Space Heating | Natural Gas | Furnace | Codes & Standards Forecast | Summer Peak Demand (MW) | 0 | 0 | 0 | 0 | 0 | 0 | 0 | 0 | 0 | 0 | 0 | 0 | 0 | 0 | 0 | 0 | 0 | 0 | 0 | 0 | 0 | 0 | 0 | 0 | 0 | 0 | 0 | 0 | 0 | 0 | 0 | 0 | 0
F4_Commercial_College_Existing_Space Heating_Natural Gas_Furnace_Codes & Standards Forecast | F4 | Commercial | College | Existing | Space Heating | Natural Gas | Furnace | Codes & Standards Forecast | Winter Peak Demand (MW) | 0 | 0 | 0 | 0 | 0 | 0 | 0 | 0 | 0 | 0 | 0 | 0 | 0 | 0 | 0 | 0 | 0 | 0 | 0 | 0 | 0 | 0 | 0 | 0 | 0 | 0 | 0 | 0 | 0 | 0 | 0 | 0 | 0
F5_Commercial_College_Existing_Space Heating_Natural Gas_Furnace_Codes & Standards Forecast | F5 | Commercial | College | Existing | Space Heating | Natural Gas | Furnace | Codes & Standards Forecast | Turnover | 0 | 1084.3255 | 1175.5941 | 1257.1085 | 1330.5071 | 1395.7558 | 1454.9252 | 1509.1116 | 1558.6939 | 1603.5442 | 1643.902 | 1680.1214 | 1712.4743 | 1741.2374 | 1766.6675 | 1789.0683 | 1808.699 | 1825.7999 | 1840.5782 | 1765.2489 | 1702.3615 | 1650.3116 | 1607.6858 | 1573.2178 | 1545.785 | 1524.3812 | 1508.128 | 1496.2498 | 1488.0631 | 1482.9664 | 1480.432 | 1479.9971 | 1778.512
F6_Commercial_College_Existing_Space Heating_Natural Gas_Furnace_Codes & Standards Forecast | F6 | Commercial | College | Existing | Space Heating | Natural Gas | Furnace | Codes & Standards Forecast | Avg. Replacement Usage (kWh) | 0.1917 | 0.1917 | 0.19068 | 0.18967 | 0.18865 | 0.18764 | 0.18662 | 0.18561 | 0.1846 | 0.18358 | 0.18257 | 0.18155 | 0.18054 | 0.17952 | 0.17851 | 0.17749 | 0.17648 | 0.17547 | 0.17445 | 0.17344 | 0.17242 | 0.17141 | 0.1704 | 0.16938 | 0.16837 | 0.16736 | 0.16634 | 0.16533 | 0.16431 | 0.1633 | 0.16229 | 0.16127 | 0.16127
F7_Commercial_College_Existing_Space Heating_Natural Gas_Furnace_Codes & Standards Forecast | F7 | Commercial | College | Existing | Space Heating | Natural Gas | Furnace | Codes & Standards Forecast | Avg. Replacement Summer Demand (kW) | 0 | 0 | 0 | 0 | 0 | 0 | 0 | 0 | 0 | 0 | 0 | 0 | 0 | 0 | 0 | 0 | 0 | 0 | 0 | 0 | 0 | 0 | 0 | 0 | 0 | 0 | 0 | 0 | 0 | 0 | 0 | 0 | 0
F8_Commercial_College_Existing_Space Heating_Natural Gas_Furnace_Codes & Standards Forecast | F8 | Commercial | College | Existing | Space Heating | Natural Gas | Furnace | Codes & Standards Forecast | Avg. Replacement Winter Demand (kW) | 0 | 0 | 0 | 0 | 0 | 0 | 0 | 0 | 0 | 0 | 0 | 0 | 0 | 0 | 0 | 0 | 0 | 0 | 0 | 0 | 0 | 0 | 0 | 0 | 0 | 0 | 0 | 0 | 0 | 0 | 0 | 0 | 0
F1_Commercial_College_Existing_Space Heating_Natural Gas_Boiler_Codes & Standards Forecast | F1 | Commercial | College | Existing | Space Heating | Natural Gas | Boiler | Codes & Standards Forecast | Units | 463248.082 | 460891.1803 | 458534.2787 | 455688.006 | 452767.7574 | 449566.0675 | 446574.9622 | 443926.4087 | 441546.568 | 439249.4911 | 436982.6646 | 434738.5767 | 432497.5935 | 430250.1353 | 427988.7179 | 425723.0939 | 423456.8447 | 421193.5597 | 418933.2861 | 416676.0713 | 414418.3692 | 412160.1764 | 409904.7039 | 407651.9888 | 405402.0685 | 403151.7665 | 400901.0806 | 398650.0085 | 396398.548 | 394146.6969 | 391894.4527 | 389641.8133 | 387402.1222
F2_Commercial_College_Existing_Space Heating_Natural Gas_Boiler_Codes & Standards Forecast | F2 | Commercial | College | Existing | Space Heating | Natural Gas | Boiler | Codes & Standards Forecast | Usage (MMtherm) | 0.26874 | 0.2667 | 0.26321 | 0.25944 | 0.25564 | 0.2517 | 0.24792 | 0.24437 | 0.24101 | 0.23775 | 0.23456 | 0.23144 | 0.22839 | 0.2254 | 0.22246 | 0.2196 | 0.2168 | 0.21409 | 0.21144 | 0.20888 | 0.20639 | 0.20397 | 0.20158 | 0.19921 | 0.19686 | 0.19453 | 0.19222 | 0.18993 | 0.18766 | 0.18541 | 0.18317 | 0.18095 | 0.17988
F3_Commercial_College_Existing_Space Heating_Natural Gas_Boiler_Codes & Standards Forecast | F3 | Commercial | College | Existing | Space Heating | Natural Gas | Boiler | Codes & Standards Forecast | Summer Peak Demand (MW) | 0 | 0 | 0 | 0 | 0 | 0 | 0 | 0 | 0 | 0 | 0 | 0 | 0 | 0 | 0 | 0 | 0 | 0 | 0 | 0 | 0 | 0 | 0 | 0 | 0 | 0 | 0 | 0 | 0 | 0 | 0 | 0 | 0
F4_Commercial_College_Existing_Space Heating_Natural Gas_Boiler_Codes & Standards Forecast | F4 | Commercial | College | Existing | Space Heating | Natural Gas | Boiler | Codes & Standards Forecast | Winter Peak Demand (MW) | 0 | 0 | 0 | 0 | 0 | 0 | 0 | 0 | 0 | 0 | 0 | 0 | 0 | 0 | 0 | 0 | 0 | 0 | 0 | 0 | 0 | 0 | 0 | 0 | 0 | 0 | 0 | 0 | 0 | 0 | 0 | 0 | 0
F5_Commercial_College_Existing_Space Heating_Natural Gas_Boiler_Codes & Standards Forecast | F5 | Commercial | College | Existing | Space Heating | Natural Gas | Boiler | Codes & Standards Forecast | Turnover | 0 | 8379.8396 | 9246.4764 | 10010.7568 | 10688.795 | 11283.1589 | 11813.0803 | 12289.7498 | 12718.2291 | 13099.1477 | 13435.889 | 13732.5858 | 13992.5343 | 14218.9301 | 14414.6814 | 14582.9704 | 14726.5167 | 14847.8008 | 14948.9594 | 15031.926 | 15098.3192 | 15149.7165 | 14374.6306 | 13743.3399 | 13234.6298 | 12829.9225 | 12513.1578 | 12270.3909 | 12089.5356 | 11960.1371 | 11873.1712 | 11820.8668 | 11796.9555
F6_Commercial_College_Existing_Space Heating_Natural Gas_Boiler_Codes & Standards Forecast | F6 | Commercial | College | Existing | Space Heating | Natural Gas | Boiler | Codes & Standards Forecast | Avg. Replacement Usage (kWh) | 0.55113 | 0.55113 | 0.54821 | 0.54529 | 0.54238 | 0.53946 | 0.53654 | 0.53362 | 0.53071 | 0.52779 | 0.52487 | 0.52196 | 0.51904 | 0.51613 | 0.51321 | 0.51029 | 0.50737 | 0.50446 | 0.50154 | 0.49863 | 0.49571 | 0.4928 | 0.48988 | 0.48697 | 0.48405 | 0.48114 | 0.47822 | 0.47531 | 0.47239 | 0.46948 | 0.46656 | 0.46365 | 0.46365
F7_Commercial_College_Existing_Space Heating_Natural Gas_Boiler_Codes & Standards Forecast | F7 | Commercial | College | Existing | Space Heating | Natural Gas | Boiler | Codes & Standards Forecast | Avg. Replacement Summer Demand (kW) | 0 | 0 | 0 | 0 | 0 | 0 | 0 | 0 | 0 | 0 | 0 | 0 | 0 | 0 | 0 | 0 | 0 | 0 | 0 | 0 | 0 | 0 | 0 | 0 | 0 | 0 | 0 | 0 | 0 | 0 | 0 | 0 | 0
F8_Commercial_College_Existing_Space Heating_Natural Gas_Boiler_Codes & Standards Forecast | F8 | Commercial | College | Existing | Space Heating | Natural Gas | Boiler | Codes & Standards Forecast | Avg. Replacement Winter Demand (kW) | 0 | 0 | 0 | 0 | 0 | 0 | 0 | 0 | 0 | 0 | 0 | 0 | 0 | 0 | 0 | 0 | 0 | 0 | 0 | 0 | 0 | 0 | 0 | 0 | 0 | 0 | 0 | 0 | 0 | 0 | 0 | 0 | 0
F1_Commercial_College_Existing_Space Heating_Natural Gas_Unit Heater_Codes & Standards Forecast | F1 | Commercial | College | Existing | Space Heating | Natural Gas | Unit Heater | Codes & Standards Forecast | Units | 0 | 0 | 0 | 0 | 0 | 0 | 0 | 0 | 0 | 0 | 0 | 0 | 0 | 0 | 0 | 0 | 0 | 0 | 0 | 0 | 0 | 0 | 0 | 0 | 0 | 0 | 0 | 0 | 0 | 0 | 0 | 0 | 0
F2_Commercial_College_Existing_Space Heating_Natural Gas_Unit Heater_Codes & Standards Forecast | F2 | Commercial | College | Existing | Space Heating | Natural Gas | Unit Heater | Codes & Standards Forecast | Usage (MMtherm) | 0 | 0 | 0 | 0 | 0 | 0 | 0 | 0 | 0 | 0 | 0 | 0 | 0 | 0 | 0 | 0 | 0 | 0 | 0 | 0 | 0 | 0 | 0 | 0 | 0 | 0 | 0 | 0 | 0 | 0 | 0 | 0 | 0
F3_Commercial_College_Existing_Space Heating_Natural Gas_Unit Heater_Codes & Standards Forecast | F3 | Commercial | College | Existing | Space Heating | Natural Gas | Unit Heater | Codes & Standards Forecast | Summer Peak Demand (MW) | 0 | 0 | 0 | 0 | 0 | 0 | 0 | 0 | 0 | 0 | 0 | 0 | 0 | 0 | 0 | 0 | 0 | 0 | 0 | 0 | 0 | 0 | 0 | 0 | 0 | 0 | 0 | 0 | 0 | 0 | 0 | 0 | 0
F4_Commercial_College_Existing_Space Heating_Natural Gas_Unit Heater_Codes & Standards Forecast | F4 | Commercial | College | Existing | Space Heating | Natural Gas | Unit Heater | Codes & Standards Forecast | Winter Peak Demand (MW) | 0 | 0 | 0 | 0 | 0 | 0 | 0 | 0 | 0 | 0 | 0 | 0 | 0 | 0 | 0 | 0 | 0 | 0 | 0 | 0 | 0 | 0 | 0 | 0 | 0 | 0 | 0 | 0 | 0 | 0 | 0 | 0 | 0
F5_Commercial_College_Existing_Space Heating_Natural Gas_Unit Heater_Codes & Standards Forecast | F5 | Commercial | College | Existing | Space Heating | Natural Gas | Unit Heater | Codes & Standards Forecast | Turnover | 0 | 0 | 0 | 0 | 0 | 0 | 0 | 0 | 0 | 0 | 0 | 0 | 0 | 0 | 0 | 0 | 0 | 0 | 0 | 0 | 0 | 0 | 0 | 0 | 0 | 0 | 0 | 0 | 0 | 0 | 0 | 0 | 0
F6_Commercial_College_Existing_Space Heating_Natural Gas_Unit Heater_Codes & Standards Forecast | F6 | Commercial | College | Existing | Space Heating | Natural Gas | Unit Heater | Codes & Standards Forecast | Avg. Replacement Usage (kWh) | 0.10954 | 0.10954 | 0.10896 | 0.10838 | 0.1078 | 0.10723 | 0.10664 | 0.10607 | 0.10549 | 0.10491 | 0.10433 | 0.10375 | 0.10317 | 0.10259 | 0.10201 | 0.10143 | 0.10085 | 0.10027 | 0.099688 | 0.099109 | 0.098529 | 0.097951 | 0.09737 | 0.096791 | 0.096212 | 0.095634 | 0.095053 | 0.094474 | 0.093895 | 0.093316 | 0.092736 | 0.092157 | 0.092157
F7_Commercial_College_Existing_Space Heating_Natural Gas_Unit Heater_Codes & Standards Forecast | F7 | Commercial | College | Existing | Space Heating | Natural Gas | Unit Heater | Codes & Standards Forecast | Avg. Replacement Summer Demand (kW) | 0 | 0 | 0 | 0 | 0 | 0 | 0 | 0 | 0 | 0 | 0 | 0 | 0 | 0 | 0 | 0 | 0 | 0 | 0 | 0 | 0 | 0 | 0 | 0 | 0 | 0 | 0 | 0 | 0 | 0 | 0 | 0 | 0
F8_Commercial_College_Existing_Space Heating_Natural Gas_Unit Heater_Codes & Standards Forecast | F8 | Commercial | College | Existing | Space Heating | Natural Gas | Unit Heater | Codes & Standards Forecast | Avg. Replacement Winter Demand (kW) | 0 | 0 | 0 | 0 | 0 | 0 | 0 | 0 | 0 | 0 | 0 | 0 | 0 | 0 | 0 | 0 | 0 | 0 | 0 | 0 | 0 | 0 | 0 | 0 | 0 | 0 | 0 | 0 | 0 | 0 | 0 | 0 | 0
F1_Commercial_College_Existing_Water Heating_Natural Gas_Water Heater_Codes & Standards Forecast | F1 | Commercial | College | Existing | Water Heating | Natural Gas | Water Heater | Codes & Standards Forecast | Units | 511769.0877 | 509165.3221 | 506561.5565 | 503417.1628 | 500191.0447 | 496654.0071 | 493349.6109 | 490423.6455 | 487794.5383 | 485256.8636 | 482752.6077 | 480273.472 | 477797.7663 | 475314.9074 | 472816.6272 | 470313.6998 | 467810.0816 | 465309.7383 | 462812.7216 | 460319.0842 | 457824.9084 | 455330.1906 | 452838.4779 | 450349.8115 | 447864.2326 | 445378.232 | 442891.8073 | 440404.956 | 437917.6756 | 435429.9635 | 432941.8174 | 430453.2346 | 427978.9563
F2_Commercial_College_Existing_Water Heating_Natural Gas_Water Heater_Codes & Standards Forecast | F2 | Commercial | College | Existing | Water Heating | Natural Gas | Water Heater | Codes & Standards Forecast | Usage (MMtherm) | 0.11317 | 0.11117 | 0.1089 | 0.10637 | 0.10382 | 0.10129 | 0.098955 | 0.096905 | 0.095161 | 0.093714 | 0.092472 | 0.091394 | 0.090443 | 0.089591 | 0.088816 | 0.088104 | 0.087442 | 0.086822 | 0.086234 | 0.085672 | 0.085131 | 0.084605 | 0.084094 | 0.083593 | 0.0831 | 0.082614 | 0.082134 | 0.081657 | 0.081183 | 0.080712 | 0.080243 | 0.079776 | 0.079312
F3_Commercial_College_Existing_Water Heating_Natural Gas_Water Heater_Codes & Standards Forecast | F3 | Commercial | College | Existing | Water Heating | Natural Gas | Water Heater | Codes & Standards Forecast | Summer Peak Demand (MW) | 0 | 0 | 0 | 0 | 0 | 0 | 0 | 0 | 0 | 0 | 0 | 0 | 0 | 0 | 0 | 0 | 0 | 0 | 0 | 0 | 0 | 0 | 0 | 0 | 0 | 0 | 0 | 0 | 0 | 0 | 0 | 0 | 0
F4_Commercial_College_Existing_Water Heating_Natural Gas_Water Heater_Codes & Standards Forecast | F4 | Commercial | College | Existing | Water Heating | Natural Gas | Water Heater | Codes & Standards Forecast | Winter Peak Demand (MW) | 0 | 0 | 0 | 0 | 0 | 0 | 0 | 0 | 0 | 0 | 0 | 0 | 0 | 0 | 0 | 0 | 0 | 0 | 0 | 0 | 0 | 0 | 0 | 0 | 0 | 0 | 0 | 0 | 0 | 0 | 0 | 0 | 0
F5_Commercial_College_Existing_Water Heating_Natural Gas_Water Heater_Codes & Standards Forecast | F5 | Commercial | College | Existing | Water Heating | Natural Gas | Water Heater | Codes & Standards Forecast | Turnover | 0 | 20366.6129 | 26341.2009 | 31010.4972 | 34653.2356 | 37459.6318 | 39635.3131 | 41328.6676 | 42641.5781 | 43640.9308 | 38594.592 | 35711.9583 | 34308.7652 | 33890.3481 | 34102.1192 | 39625.7973 | 40888.0877 | 41841.8345 | 42550.0916 | 41958.2811 | 40783.1992 | 39457.2174 | 38224.0138 | 37204.5936 | 35973.779 | 35752.1924 | 36111.0357 | 36766.284 | 37324.8534 | 38832.3181 | 38749.1751 | 38372.3363 | 37818.8332
F6_Commercial_College_Existing_Water Heating_Natural Gas_Water Heater_Codes & Standards Forecast | F6 | Commercial | College | Existing | Water Heating | Natural Gas | Water Heater | Codes & Standards Forecast | Avg. Replacement Usage (kWh) | 0.18527 | 0.18527 | 0.18527 | 0.18527 | 0.18527 | 0.18527 | 0.18527 | 0.18527 | 0.18527 | 0.18527 | 0.18527 | 0.18527 | 0.18527 | 0.18527 | 0.18527 | 0.18527 | 0.18527 | 0.18527 | 0.18527 | 0.18527 | 0.18527 | 0.18527 | 0.18527 | 0.18527 | 0.18527 | 0.18527 | 0.18527 | 0.18527 | 0.18527 | 0.18527 | 0.18527 | 0.18527 | 0.18527
F7_Commercial_College_Existing_Water Heating_Natural Gas_Water Heater_Codes & Standards Forecast | F7 | Commercial | College | Existing | Water Heating | Natural Gas | Water Heater | Codes & Standards Forecast | Avg. Replacement Summer Demand (kW) | 0 | 0 | 0 | 0 | 0 | 0 | 0 | 0 | 0 | 0 | 0 | 0 | 0 | 0 | 0 | 0 | 0 | 0 | 0 | 0 | 0 | 0 | 0 | 0 | 0 | 0 | 0 | 0 | 0 | 0 | 0 | 0 | 0
F8_Commercial_College_Existing_Water Heating_Natural Gas_Water Heater_Codes & Standards Forecast | F8 | Commercial | College | Existing | Water Heating | Natural Gas | Water Heater | Codes & Standards Forecast | Avg. Replacement Winter Demand (kW) | 0 | 0 | 0 | 0 | 0 | 0 | 0 | 0 | 0 | 0 | 0 | 0 | 0 | 0 | 0 | 0 | 0 | 0 | 0 | 0 | 0 | 0 | 0 | 0 | 0 | 0 | 0 | 0 | 0 | 0 | 0 | 0 | 0
F1_Commercial_College_Existing_Food Preparation_Natural Gas_Oven_Codes & Standards Forecast | F1 | Commercial | College | Existing | Food Preparation | Natural Gas | Oven | Codes & Standards Forecast | Units | 49052.6067 | 48803.0381 | 48553.4695 | 48252.0822 | 47942.8617 | 47603.8398 | 47287.1164 | 47006.6653 | 46754.6677 | 46511.4339 | 46271.4032 | 46033.7803 | 45796.4861 | 45558.5063 | 45319.0484 | 45079.1451 | 44839.1755 | 44599.5198 | 44360.183 | 44121.1701 | 43882.1056 | 43642.9892 | 43404.1608 | 43165.6243 | 42927.3838 | 42689.1029 | 42450.7813 | 42212.4189 | 41974.0153 | 41735.5703 | 41497.0837 | 41258.5553 | 41021.398
F2_Commercial_College_Existing_Food Preparation_Natural Gas_Oven_Codes & Standards Forecast | F2 | Commercial | College | Existing | Food Preparation | Natural Gas | Oven | Codes & Standards Forecast | Usage (MMtherm) | 0.0011886 | 0.0011858 | 0.001184 | 0.0011817 | 0.0011798 | 0.0011775 | 0.0011761 | 0.0011758 | 0.0011765 | 0.0011774 | 0.0011786 | 0.0011798 | 0.0011795 | 0.001178 | 0.0011755 | 0.0011722 | 0.0011683 | 0.0011639 | 0.0011591 | 0.001154 | 0.0011487 | 0.0011432 | 0.0011375 | 0.0011318 | 0.0011259 | 0.0011199 | 0.0011139 | 0.0011079 | 0.0011017 | 0.0010956 | 0.0010894 | 0.0010833 | 0.0010771
F3_Commercial_College_Existing_Food Preparation_Natural Gas_Oven_Codes & Standards Forecast | F3 | Commercial | College | Existing | Food Preparation | Natural Gas | Oven | Codes & Standards Forecast | Summer Peak Demand (MW) | 0 | 0 | 0 | 0 | 0 | 0 | 0 | 0 | 0 | 0 | 0 | 0 | 0 | 0 | 0 | 0 | 0 | 0 | 0 | 0 | 0 | 0 | 0 | 0 | 0 | 0 | 0 | 0 | 0 | 0 | 0 | 0 | 0
F4_Commercial_College_Existing_Food Preparation_Natural Gas_Oven_Codes & Standards Forecast | F4 | Commercial | College | Existing | Food Preparation | Natural Gas | Oven | Codes & Standards Forecast | Winter Peak Demand (MW) | 0 | 0 | 0 | 0 | 0 | 0 | 0 | 0 | 0 | 0 | 0 | 0 | 0 | 0 | 0 | 0 | 0 | 0 | 0 | 0 | 0 | 0 | 0 | 0 | 0 | 0 | 0 | 0 | 0 | 0 | 0 | 0 | 0
F5_Commercial_College_Existing_Food Preparation_Natural Gas_Oven_Codes & Standards Forecast | F5 | Commercial | College | Existing | Food Preparation | Natural Gas | Oven | Codes & Standards Forecast | Turnover | 0 | 1626.7679 | 2103.9837 | 2476.9402 | 2767.9012 | 2992.06 | 3165.8409 | 3301.0963 | 3405.9641 | 3485.7866 | 3545.4281 | 3589.0064 | 3161.7146 | 2911.0683 | 2781.8896 | 2734.2444 | 2739.4097 | 3166.7127 | 3259.1116 | 3328.594 | 3379.8152 | 3416.5019 | 3441.6472 | 3371.2822 | 3260.229 | 3141.2646 | 3032.6169 | 2943.1092 | 2839.0308 | 2815.3326 | 2838.1868 | 2885.1497 | 2941.8372
F6_Commercial_College_Existing_Food Preparation_Natural Gas_Oven_Codes & Standards Forecast | F6 | Commercial | College | Existing | Food Preparation | Natural Gas | Oven | Codes & Standards Forecast | Avg. Replacement Usage (kWh) | 0.026263 | 0.026263 | 0.026263 | 0.026263 | 0.026263 | 0.026263 | 0.026263 | 0.026263 | 0.026263 | 0.026263 | 0.026263 | 0.026263 | 0.026263 | 0.026263 | 0.026263 | 0.026263 | 0.026263 | 0.026263 | 0.026263 | 0.026263 | 0.026263 | 0.026263 | 0.026263 | 0.026263 | 0.026263 | 0.026263 | 0.026263 | 0.026263 | 0.026263 | 0.026263 | 0.026263 | 0.026263 | 0.026263
F7_Commercial_College_Existing_Food Preparation_Natural Gas_Oven_Codes & Standards Forecast | F7 | Commercial | College | Existing | Food Preparation | Natural Gas | Oven | Codes & Standards Forecast | Avg. Replacement Summer Demand (kW) | 0 | 0 | 0 | 0 | 0 | 0 | 0 | 0 | 0 | 0 | 0 | 0 | 0 | 0 | 0 | 0 | 0 | 0 | 0 | 0 | 0 | 0 | 0 | 0 | 0 | 0 | 0 | 0 | 0 | 0 | 0 | 0 | 0
F8_Commercial_College_Existing_Food Preparation_Natural Gas_Oven_Codes & Standards Forecast | F8 | Commercial | College | Existing | Food Preparation | Natural Gas | Oven | Codes & Standards Forecast | Avg. Replacement Winter Demand (kW) | 0 | 0 | 0 | 0 | 0 | 0 | 0 | 0 | 0 | 0 | 0 | 0 | 0 | 0 | 0 | 0 | 0 | 0 | 0 | 0 | 0 | 0 | 0 | 0 | 0 | 0 | 0 | 0 | 0 | 0 | 0 | 0 | 0
F1_Commercial_College_Existing_Food Preparation_Natural Gas_Conveyor Oven_Codes & Standards Forecast | F1 | Commercial | College | Existing | Food Preparation | Natural Gas | Conveyor Oven | Codes & Standards Forecast | Units | 24526.3033 | 24401.5191 | 24276.7348 | 24126.0411 | 23971.4308 | 23801.9199 | 23643.5582 | 23503.3326 | 23377.3339 | 23255.7169 | 23135.7016 | 23016.8901 | 22898.2431 | 22779.2532 | 22659.5242 | 22539.5725 | 22419.5878 | 22299.7599 | 22180.0915 | 22060.5851 | 21941.0528 | 21821.4946 | 21702.0804 | 21582.8122 | 21463.6919 | 21344.5515 | 21225.3907 | 21106.2094 | 20987.0076 | 20867.7852 | 20748.5419 | 20629.2777 | 20510.699
F2_Commercial_College_Existing_Food Preparation_Natural Gas_Conveyor Oven_Codes & Standards Forecast | F2 | Commercial | College | Existing | Food Preparation | Natural Gas | Conveyor Oven | Codes & Standards Forecast | Usage (MMtherm) | 0.0010169 | 0.0010156 | 0.0010155 | 0.0010152 | 0.0010153 | 0.0010154 | 0.0010163 | 0.0010182 | 0.0010209 | 0.001024 | 0.0010273 | 0.0010307 | 0.0010341 | 0.0010375 | 0.0010409 | 0.0010442 | 0.0010474 | 0.0010489 | 0.0010488 | 0.0010476 | 0.0010455 | 0.0010426 | 0.0010391 | 0.0010352 | 0.0010309 | 0.0010263 | 0.0010215 | 0.0010165 | 0.0010113 | 0.001006 | 0.0010006 | 0.00099513 | 0.00098964
F3_Commercial_College_Existing_Food Preparation_Natural Gas_Conveyor Oven_Codes & Standards Forecast | F3 | Commercial | College | Existing | Food Preparation | Natural Gas | Conveyor Oven | Codes & Standards Forecast | Summer Peak Demand (MW) | 0 | 0 | 0 | 0 | 0 | 0 | 0 | 0 | 0 | 0 | 0 | 0 | 0 | 0 | 0 | 0 | 0 | 0 | 0 | 0 | 0 | 0 | 0 | 0 | 0 | 0 | 0 | 0 | 0 | 0 | 0 | 0 | 0
F4_Commercial_College_Existing_Food Preparation_Natural Gas_Conveyor Oven_Codes & Standards Forecast | F4 | Commercial | College | Existing | Food Preparation | Natural Gas | Conveyor Oven | Codes & Standards Forecast | Winter Peak Demand (MW) | 0 | 0 | 0 | 0 | 0 | 0 | 0 | 0 | 0 | 0 | 0 | 0 | 0 | 0 | 0 | 0 | 0 | 0 | 0 | 0 | 0 | 0 | 0 | 0 | 0 | 0 | 0 | 0 | 0 | 0 | 0 | 0 | 0
F5_Commercial_College_Existing_Food Preparation_Natural Gas_Conveyor Oven_Codes & Standards Forecast | F5 | Commercial | College | Existing | Food Preparation | Natural Gas | Conveyor Oven | Codes & Standards Forecast | Turnover | 0 | 574.1534 | 742.5825 | 874.2142 | 976.9063 | 1056.0212 | 1117.3556 | 1165.0928 | 1202.105 | 1230.2776 | 1251.3276 | 1266.7081 | 1277.5339 | 1284.7074 | 1288.9466 | 1290.8701 | 1290.9586 | 1132.187 | 1036.579 | 984.6695 | 962.2998 | 959.2761 | 1102.2027 | 1130.8317 | 1152.1863 | 1167.745 | 1178.6911 | 1185.9665 | 1190.3208 | 1192.3504 | 1192.5301 | 1191.2377 | 1188.8146
F6_Commercial_College_Existing_Food Preparation_Natural Gas_Conveyor Oven_Codes & Standards Forecast | F6 | Commercial | College | Existing | Food Preparation | Natural Gas | Conveyor Oven | Codes & Standards Forecast | Avg. Replacement Usage (kWh) | 0.048294 | 0.048294 | 0.048294 | 0.048294 | 0.048294 | 0.048294 | 0.048294 | 0.048294 | 0.048294 | 0.048294 | 0.048294 | 0.048294 | 0.048294 | 0.048294 | 0.048294 | 0.048294 | 0.048294 | 0.048294 | 0.048294 | 0.048294 | 0.048294 | 0.048294 | 0.048294 | 0.048294 | 0.048294 | 0.048294 | 0.048294 | 0.048294 | 0.048294 | 0.048294 | 0.048294 | 0.048294 | 0.048294
F7_Commercial_College_Existing_Food Preparation_Natural Gas_Conveyor Oven_Codes & Standards Forecast | F7 | Commercial | College | Existing | Food Preparation | Natural Gas | Conveyor Oven | Codes & Standards Forecast | Avg. Replacement Summer Demand (kW) | 0 | 0 | 0 | 0 | 0 | 0 | 0 | 0 | 0 | 0 | 0 | 0 | 0 | 0 | 0 | 0 | 0 | 0 | 0 | 0 | 0 | 0 | 0 | 0 | 0 | 0 | 0 | 0 | 0 | 0 | 0 | 0 | 0
F8_Commercial_College_Existing_Food Preparation_Natural Gas_Conveyor Oven_Codes & Standards Forecast | F8 | Commercial | College | Existing | Food Preparation | Natural Gas | Conveyor Oven | Codes & Standards Forecast | Avg. Replacement Winter Demand (kW) | 0 | 0 | 0 | 0 | 0 | 0 | 0 | 0 | 0 | 0 | 0 | 0 | 0 | 0 | 0 | 0 | 0 | 0 | 0 | 0 | 0 | 0 | 0 | 0 | 0 | 0 | 0 | 0 | 0 | 0 | 0 | 0 | 0
F1_Commercial_College_Existing_Food Preparation_Natural Gas_Double Rack Oven_Codes & Standards Forecast | F1 | Commercial | College | Existing | Food Preparation | Natural Gas | Double Rack Oven | Codes & Standards Forecast | Units | 24526.3033 | 24401.5191 | 24276.7348 | 24126.0411 | 23971.4308 | 23801.9199 | 23643.5582 | 23503.3326 | 23377.3339 | 23255.7169 | 23135.7016 | 23016.8901 | 22898.2431 | 22779.2532 | 22659.5242 | 22539.5725 | 22419.5878 | 22299.7599 | 22180.0915 | 22060.5851 | 21941.0528 | 21821.4946 | 21702.0804 | 21582.8122 | 21463.6919 | 21344.5515 | 21225.3907 | 21106.2094 | 20987.0076 | 20867.7852 | 20748.5419 | 20629.2777 | 20510.699
F2_Commercial_College_Existing_Food Preparation_Natural Gas_Double Rack Oven_Codes & Standards Forecast | F2 | Commercial | College | Existing | Food Preparation | Natural Gas | Double Rack Oven | Codes & Standards Forecast | Usage (MMtherm) | 0.0015448 | 0.0015557 | 0.001572 | 0.0015909 | 0.0016126 | 0.0016357 | 0.0016614 | 0.0016896 | 0.0017199 | 0.0017512 | 0.0017831 | 0.0018153 | 0.0018389 | 0.0018556 | 0.0018667 | 0.0018735 | 0.0018767 | 0.0018772 | 0.0018755 | 0.0018721 | 0.0018672 | 0.0018612 | 0.0018544 | 0.0018469 | 0.0018388 | 0.0018303 | 0.0018214 | 0.0018123 | 0.0018029 | 0.0017933 | 0.0017836 | 0.0017738 | 0.0017639
F3_Commercial_College_Existing_Food Preparation_Natural Gas_Double Rack Oven_Codes & Standards Forecast | F3 | Commercial | College | Existing | Food Preparation | Natural Gas | Double Rack Oven | Codes & Standards Forecast | Summer Peak Demand (MW) | 0 | 0 | 0 | 0 | 0 | 0 | 0 | 0 | 0 | 0 | 0 | 0 | 0 | 0 | 0 | 0 | 0 | 0 | 0 | 0 | 0 | 0 | 0 | 0 | 0 | 0 | 0 | 0 | 0 | 0 | 0 | 0 | 0
F4_Commercial_College_Existing_Food Preparation_Natural Gas_Double Rack Oven_Codes & Standards Forecast | F4 | Commercial | College | Existing | Food Preparation | Natural Gas | Double Rack Oven | Codes & Standards Forecast | Winter Peak Demand (MW) | 0 | 0 | 0 | 0 | 0 | 0 | 0 | 0 | 0 | 0 | 0 | 0 | 0 | 0 | 0 | 0 | 0 | 0 | 0 | 0 | 0 | 0 | 0 | 0 | 0 | 0 | 0 | 0 | 0 | 0 | 0 | 0 | 0
F5_Commercial_College_Existing_Food Preparation_Natural Gas_Double Rack Oven_Codes & Standards Forecast | F5 | Commercial | College | Existing | Food Preparation | Natural Gas | Double Rack Oven | Codes & Standards Forecast | Turnover | 0 | 813.384 | 1051.9918 | 1238.4701 | 1383.9506 | 1496.03 | 1582.9205 | 1650.5482 | 1702.982 | 1742.8933 | 1772.7141 | 1794.5032 | 1580.8573 | 1455.5341 | 1390.9448 | 1367.1222 | 1369.7049 | 1583.3564 | 1629.5558 | 1664.297 | 1689.9076 | 1708.2509 | 1720.8236 | 1685.6411 | 1630.1145 | 1570.6323 | 1516.3084 | 1471.5546 | 1419.5154 | 1407.6663 | 1419.0934 | 1442.5749 | 1470.9186
F6_Commercial_College_Existing_Food Preparation_Natural Gas_Double Rack Oven_Codes & Standards Forecast | F6 | Commercial | College | Existing | Food Preparation | Natural Gas | Double Rack Oven | Codes & Standards Forecast | Avg. Replacement Usage (kWh) | 0.086067 | 0.086067 | 0.086067 | 0.086067 | 0.086067 | 0.086067 | 0.086067 | 0.086067 | 0.086067 | 0.086067 | 0.086067 | 0.086067 | 0.086067 | 0.086067 | 0.086067 | 0.086067 | 0.086067 | 0.086067 | 0.086067 | 0.086067 | 0.086067 | 0.086067 | 0.086067 | 0.086067 | 0.086067 | 0.086067 | 0.086067 | 0.086067 | 0.086067 | 0.086067 | 0.086067 | 0.086067 | 0.086067
F7_Commercial_College_Existing_Food Preparation_Natural Gas_Double Rack Oven_Codes & Standards Forecast | F7 | Commercial | College | Existing | Food Preparation | Natural Gas | Double Rack Oven | Codes & Standards Forecast | Avg. Replacement Summer Demand (kW) | 0 | 0 | 0 | 0 | 0 | 0 | 0 | 0 | 0 | 0 | 0 | 0 | 0 | 0 | 0 | 0 | 0 | 0 | 0 | 0 | 0 | 0 | 0 | 0 | 0 | 0 | 0 | 0 | 0 | 0 | 0 | 0 | 0
F8_Commercial_College_Existing_Food Preparation_Natural Gas_Double Rack Oven_Codes & Standards Forecast | F8 | Commercial | College | Existing | Food Preparation | Natural Gas | Double Rack Oven | Codes & Standards Forecast | Avg. Replacement Winter Demand (kW) | 0 | 0 | 0 | 0 | 0 | 0 | 0 | 0 | 0 | 0 | 0 | 0 | 0 | 0 | 0 | 0 | 0 | 0 | 0 | 0 | 0 | 0 | 0 | 0 | 0 | 0 | 0 | 0 | 0 | 0 | 0 | 0 | 0
F1_Commercial_College_Existing_Food Preparation_Natural Gas_Fryer_Codes & Standards Forecast | F1 | Commercial | College | Existing | Food Preparation | Natural Gas | Fryer | Codes & Standards Forecast | Units | 63479.844 | 63156.8728 | 62833.9017 | 62443.8711 | 62043.7034 | 61604.9692 | 61195.0918 | 60832.1551 | 60506.0406 | 60191.2674 | 59880.6394 | 59573.1274 | 59266.0408 | 58958.067 | 58648.1803 | 58337.7171 | 58027.1683 | 57717.0257 | 57407.2957 | 57097.9849 | 56788.6073 | 56479.1625 | 56170.0904 | 55861.3962 | 55553.0849 | 55244.7214 | 54936.3053 | 54627.8362 | 54319.3139 | 54010.7381 | 53702.1084 | 53393.4245 | 53086.515
F2_Commercial_College_Existing_Food Preparation_Natural Gas_Fryer_Codes & Standards Forecast | F2 | Commercial | College | Existing | Food Preparation | Natural Gas | Fryer | Codes & Standards Forecast | Usage (MMtherm) | 0.0024881 | 0.0024943 | 0.0025082 | 0.0024007 | 0.0022816 | 0.0021533 | 0.0020378 | 0.0019255 | 0.0018404 | 0.0017751 | 0.001708 | 0.0016492 | 0.0016263 | 0.0016071 | 0.0015906 | 0.0015762 | 0.0015634 | 0.0015517 | 0.0015409 | 0.0015307 | 0.001521 | 0.0015117 | 0.0015027 | 0.0014938 | 0.0014852 | 0.0014766 | 0.0014681 | 0.0014597 | 0.0014513 | 0.001443 | 0.0014347 | 0.0014264 | 0.0014181
F3_Commercial_College_Existing_Food Preparation_Natural Gas_Fryer_Codes & Standards Forecast | F3 | Commercial | College | Existing | Food Preparation | Natural Gas | Fryer | Codes & Standards Forecast | Summer Peak Demand (MW) | 0 | 0 | 0 | 0 | 0 | 0 | 0 | 0 | 0 | 0 | 0 | 0 | 0 | 0 | 0 | 0 | 0 | 0 | 0 | 0 | 0 | 0 | 0 | 0 | 0 | 0 | 0 | 0 | 0 | 0 | 0 | 0 | 0
F4_Commercial_College_Existing_Food Preparation_Natural Gas_Fryer_Codes & Standards Forecast | F4 | Commercial | College | Existing | Food Preparation | Natural Gas | Fryer | Codes & Standards Forecast | Winter Peak Demand (MW) | 0 | 0 | 0 | 0 | 0 | 0 | 0 | 0 | 0 | 0 | 0 | 0 | 0 | 0 | 0 | 0 | 0 | 0 | 0 | 0 | 0 | 0 | 0 | 0 | 0 | 0 | 0 | 0 | 0 | 0 | 0 | 0 | 0
F5_Commercial_College_Existing_Food Preparation_Natural Gas_Fryer_Codes & Standards Forecast | F5 | Commercial | College | Existing | Food Preparation | Natural Gas | Fryer | Codes & Standards Forecast | Turnover | 0 | 4306.1504 | 6069.1837 | 7361.9905 | 8306.277 | 8985.8811 | 7737.6695 | 7237.7924 | 7182.6247 | 7373.5129 | 8654.0474 | 8741.9688 | 8585.2049 | 8378.7389 | 8213.9478 | 7966.7642 | 7969.2779 | 8031.5122 | 8082.5581 | 8326.8319 | 8180.0313 | 8015.5025 | 7896.1997 | 7828.5365 | 7818.348 | 7830.7729 | 7813.1048 | 7768.0338 | 7761.2059 | 7665.2085 | 7592.0176 | 7542.6851 | 7506.2388
F6_Commercial_College_Existing_Food Preparation_Natural Gas_Fryer_Codes & Standards Forecast | F6 | Commercial | College | Existing | Food Preparation | Natural Gas | Fryer | Codes & Standards Forecast | Avg. Replacement Usage (kWh) | 0.043581 | 0.043581 | 0.043581 | 0.026711 | 0.026711 | 0.026711 | 0.026711 | 0.026711 | 0.026711 | 0.026711 | 0.026711 | 0.026711 | 0.026711 | 0.026711 | 0.026711 | 0.026711 | 0.026711 | 0.026711 | 0.026711 | 0.026711 | 0.026711 | 0.026711 | 0.026711 | 0.026711 | 0.026711 | 0.026711 | 0.026711 | 0.026711 | 0.026711 | 0.026711 | 0.026711 | 0.026711 | 0.026711
F7_Commercial_College_Existing_Food Preparation_Natural Gas_Fryer_Codes & Standards Forecast | F7 | Commercial | College | Existing | Food Preparation | Natural Gas | Fryer | Codes & Standards Forecast | Avg. Replacement Summer Demand (kW) | 0 | 0 | 0 | 0 | 0 | 0 | 0 | 0 | 0 | 0 | 0 | 0 | 0 | 0 | 0 | 0 | 0 | 0 | 0 | 0 | 0 | 0 | 0 | 0 | 0 | 0 | 0 | 0 | 0 | 0 | 0 | 0 | 0
F8_Commercial_College_Existing_Food Preparation_Natural Gas_Fryer_Codes & Standards Forecast | F8 | Commercial | College | Existing | Food Preparation | Natural Gas | Fryer | Codes & Standards Forecast | Avg. Replacement Winter Demand (kW) | 0 | 0 | 0 | 0 | 0 | 0 | 0 | 0 | 0 | 0 | 0 | 0 | 0 | 0 | 0 | 0 | 0 | 0 | 0 | 0 | 0 | 0 | 0 | 0 | 0 | 0 | 0 | 0 | 0 | 0 | 0 | 0 | 0
F1_Commercial_College_Existing_Food Preparation_Natural Gas_Broiler_Codes & Standards Forecast | F1 | Commercial | College | Existing | Food Preparation | Natural Gas | Broiler | Codes & Standards Forecast | Units | 98105.2134 | 97606.0762 | 97106.939 | 96504.1644 | 95885.7234 | 95207.6796 | 94574.2328 | 94013.3305 | 93509.3354 | 93022.8677 | 92542.8064 | 92067.5605 | 91592.9722 | 91117.0126 | 90638.0968 | 90158.2901 | 89678.351 | 89199.0397 | 88720.3661 | 88242.3403 | 87764.2113 | 87285.9784 | 86808.3215 | 86331.2487 | 85854.7676 | 85378.2058 | 84901.5627 | 84424.8377 | 83948.0306 | 83471.1406 | 82994.1675 | 82517.1106 | 82042.796
F2_Commercial_College_Existing_Food Preparation_Natural Gas_Broiler_Codes & Standards Forecast | F2 | Commercial | College | Existing | Food Preparation | Natural Gas | Broiler | Codes & Standards Forecast | Usage (MMtherm) | 0.0042293 | 0.0042221 | 0.0042191 | 0.0042148 | 0.0042122 | 0.0042088 | 0.0042087 | 0.0042129 | 0.0042204 | 0.0042292 | 0.0042387 | 0.0042486 | 0.0042519 | 0.0042498 | 0.0042435 | 0.0042337 | 0.0042213 | 0.0042068 | 0.0041906 | 0.0041731 | 0.0041546 | 0.0041351 | 0.0041151 | 0.0040945 | 0.0040735 | 0.0040522 | 0.0040306 | 0.0040088 | 0.0039868 | 0.0039647 | 0.0039424 | 0.0039201 | 0.0038978
F3_Commercial_College_Existing_Food Preparation_Natural Gas_Broiler_Codes & Standards Forecast | F3 | Commercial | College | Existing | Food Preparation | Natural Gas | Broiler | Codes & Standards Forecast | Summer Peak Demand (MW) | 0 | 0 | 0 | 0 | 0 | 0 | 0 | 0 | 0 | 0 | 0 | 0 | 0 | 0 | 0 | 0 | 0 | 0 | 0 | 0 | 0 | 0 | 0 | 0 | 0 | 0 | 0 | 0 | 0 | 0 | 0 | 0 | 0
F4_Commercial_College_Existing_Food Preparation_Natural Gas_Broiler_Codes & Standards Forecast | F4 | Commercial | College | Existing | Food Preparation | Natural Gas | Broiler | Codes & Standards Forecast | Winter Peak Demand (MW) | 0 | 0 | 0 | 0 | 0 | 0 | 0 | 0 | 0 | 0 | 0 | 0 | 0 | 0 | 0 | 0 | 0 | 0 | 0 | 0 | 0 | 0 | 0 | 0 | 0 | 0 | 0 | 0 | 0 | 0 | 0 | 0 | 0
F5_Commercial_College_Existing_Food Preparation_Natural Gas_Broiler_Codes & Standards Forecast | F5 | Commercial | College | Existing | Food Preparation | Natural Gas | Broiler | Codes & Standards Forecast | Turnover | 0 | 3253.5359 | 4207.9674 | 4953.8804 | 5535.8024 | 5984.12 | 6331.6818 | 6602.1927 | 6811.9282 | 6971.5733 | 7090.8563 | 7178.0128 | 6323.4291 | 5822.1365 | 5563.7792 | 5468.4889 | 5478.8195 | 6333.4254 | 6518.2232 | 6657.1881 | 6759.6305 | 6833.0037 | 6883.2944 | 6742.5644 | 6520.4581 | 6282.5293 | 6065.2338 | 5886.2183 | 5678.0616 | 5630.6652 | 5676.3735 | 5770.2994 | 5883.6743
F6_Commercial_College_Existing_Food Preparation_Natural Gas_Broiler_Codes & Standards Forecast | F6 | Commercial | College | Existing | Food Preparation | Natural Gas | Broiler | Codes & Standards Forecast | Avg. Replacement Usage (kWh) | 0.047522 | 0.047522 | 0.047522 | 0.047522 | 0.047522 | 0.047522 | 0.047522 | 0.047522 | 0.047522 | 0.047522 | 0.047522 | 0.047522 | 0.047522 | 0.047522 | 0.047522 | 0.047522 | 0.047522 | 0.047522 | 0.047522 | 0.047522 | 0.047522 | 0.047522 | 0.047522 | 0.047522 | 0.047522 | 0.047522 | 0.047522 | 0.047522 | 0.047522 | 0.047522 | 0.047522 | 0.047522 | 0.047522
F7_Commercial_College_Existing_Food Preparation_Natural Gas_Broiler_Codes & Standards Forecast | F7 | Commercial | College | Existing | Food Preparation | Natural Gas | Broiler | Codes & Standards Forecast | Avg. Replacement Summer Demand (kW) | 0 | 0 | 0 | 0 | 0 | 0 | 0 | 0 | 0 | 0 | 0 | 0 | 0 | 0 | 0 | 0 | 0 | 0 | 0 | 0 | 0 | 0 | 0 | 0 | 0 | 0 | 0 | 0 | 0 | 0 | 0 | 0 | 0
F8_Commercial_College_Existing_Food Preparation_Natural Gas_Broiler_Codes & Standards Forecast | F8 | Commercial | College | Existing | Food Preparation | Natural Gas | Broiler | Codes & Standards Forecast | Avg. Replacement Winter Demand (kW) | 0 | 0 | 0 | 0 | 0 | 0 | 0 | 0 | 0 | 0 | 0 | 0 | 0 | 0 | 0 | 0 | 0 | 0 | 0 | 0 | 0 | 0 | 0 | 0 | 0 | 0 | 0 | 0 | 0 | 0 | 0 | 0 | 0
F1_Commercial_College_Existing_Food Preparation_Natural Gas_Griddle_Codes & Standards Forecast | F1 | Commercial | College | Existing | Food Preparation | Natural Gas | Griddle | Codes & Standards Forecast | Units | 138501.4777 | 137796.8135 | 137092.1492 | 136241.1733 | 135368.0801 | 134410.8418 | 133516.564 | 132724.7019 | 132013.1794 | 131326.4015 | 130648.6678 | 129977.7325 | 129307.7255 | 128635.7825 | 127959.6661 | 127282.2919 | 126604.7308 | 125928.056 | 125252.2815 | 124577.4216 | 123902.4159 | 123227.2636 | 122552.9245 | 121879.4099 | 121206.7308 | 120533.9376 | 119861.0296 | 119188.0062 | 118514.8667 | 117841.6103 | 117168.2365 | 116494.7444 | 115825.1237
F2_Commercial_College_Existing_Food Preparation_Natural Gas_Griddle_Codes & Standards Forecast | F2 | Commercial | College | Existing | Food Preparation | Natural Gas | Griddle | Codes & Standards Forecast | Usage (MMtherm) | 0.0039633 | 0.0039464 | 0.0039305 | 0.003911 | 0.0038915 | 0.00387 | 0.0038506 | 0.0038344 | 0.0038207 | 0.0038078 | 0.0037952 | 0.0037829 | 0.0037692 | 0.0037541 | 0.003738 | 0.0037211 | 0.0037036 | 0.0036856 | 0.0036673 | 0.0036487 | 0.0036299 | 0.0036108 | 0.0035916 | 0.0035724 | 0.003553 | 0.0035336 | 0.0035141 | 0.0034945 | 0.003475 | 0.0034553 | 0.0034357 | 0.003416 | 0.0033964
F3_Commercial_College_Existing_Food Preparation_Natural Gas_Griddle_Codes & Standards Forecast | F3 | Commercial | College | Existing | Food Preparation | Natural Gas | Griddle | Codes & Standards Forecast | Summer Peak Demand (MW) | 0 | 0 | 0 | 0 | 0 | 0 | 0 | 0 | 0 | 0 | 0 | 0 | 0 | 0 | 0 | 0 | 0 | 0 | 0 | 0 | 0 | 0 | 0 | 0 | 0 | 0 | 0 | 0 | 0 | 0 | 0 | 0 | 0
F4_Commercial_College_Existing_Food Preparation_Natural Gas_Griddle_Codes & Standards Forecast | F4 | Commercial | College | Existing | Food Preparation | Natural Gas | Griddle | Codes & Standards Forecast | Winter Peak Demand (MW) | 0 | 0 | 0 | 0 | 0 | 0 | 0 | 0 | 0 | 0 | 0 | 0 | 0 | 0 | 0 | 0 | 0 | 0 | 0 | 0 | 0 | 0 | 0 | 0 | 0 | 0 | 0 | 0 | 0 | 0 | 0 | 0 | 0
F5_Commercial_College_Existing_Food Preparation_Natural Gas_Griddle_Codes & Standards Forecast | F5 | Commercial | College | Existing | Food Preparation | Natural Gas | Griddle | Codes & Standards Forecast | Turnover | 0 | 4593.2271 | 5940.6598 | 6993.7136 | 7815.2505 | 8448.1694 | 8938.8449 | 9320.7426 | 9616.8398 | 9842.2211 | 10010.6206 | 10133.6651 | 8927.1941 | 8219.4868 | 7854.7471 | 7720.2196 | 7734.804 | 8941.3065 | 9202.1975 | 9398.3831 | 9543.0077 | 9646.5935 | 9717.5921 | 9518.9144 | 9205.3526 | 8869.4531 | 8562.683 | 8309.9553 | 8016.0869 | 7949.1743 | 8013.7038 | 8146.3051 | 8306.3638
F6_Commercial_College_Existing_Food Preparation_Natural Gas_Griddle_Codes & Standards Forecast | F6 | Commercial | College | Existing | Food Preparation | Natural Gas | Griddle | Codes & Standards Forecast | Avg. Replacement Usage (kWh) | 0.029326 | 0.029326 | 0.029326 | 0.029326 | 0.029326 | 0.029326 | 0.029326 | 0.029326 | 0.029326 | 0.029326 | 0.029326 | 0.029326 | 0.029326 | 0.029326 | 0.029326 | 0.029326 | 0.029326 | 0.029326 | 0.029326 | 0.029326 | 0.029326 | 0.029326 | 0.029326 | 0.029326 | 0.029326 | 0.029326 | 0.029326 | 0.029326 | 0.029326 | 0.029326 | 0.029326 | 0.029326 | 0.029326
F7_Commercial_College_Existing_Food Preparation_Natural Gas_Griddle_Codes & Standards Forecast | F7 | Commercial | College | Existing | Food Preparation | Natural Gas | Griddle | Codes & Standards Forecast | Avg. Replacement Summer Demand (kW) | 0 | 0 | 0 | 0 | 0 | 0 | 0 | 0 | 0 | 0 | 0 | 0 | 0 | 0 | 0 | 0 | 0 | 0 | 0 | 0 | 0 | 0 | 0 | 0 | 0 | 0 | 0 | 0 | 0 | 0 | 0 | 0 | 0
F8_Commercial_College_Existing_Food Preparation_Natural Gas_Griddle_Codes & Standards Forecast | F8 | Commercial | College | Existing | Food Preparation | Natural Gas | Griddle | Codes & Standards Forecast | Avg. Replacement Winter Demand (kW) | 0 | 0 | 0 | 0 | 0 | 0 | 0 | 0 | 0 | 0 | 0 | 0 | 0 | 0 | 0 | 0 | 0 | 0 | 0 | 0 | 0 | 0 | 0 | 0 | 0 | 0 | 0 | 0 | 0 | 0 | 0 | 0 | 0
F1_Commercial_College_Existing_Food Preparation_Natural Gas_Range_Codes & Standards Forecast | F1 | Commercial | College | Existing | Food Preparation | Natural Gas | Range | Codes & Standards Forecast | Units | 171203.2155 | 170332.1722 | 169461.1289 | 168409.2281 | 167329.9879 | 166146.735 | 165041.3083 | 164062.4788 | 163182.9579 | 162334.0241 | 161496.27 | 160666.9194 | 159838.7162 | 159008.1201 | 158172.365 | 157335.0553 | 156497.5145 | 155661.0693 | 154825.7369 | 153991.535 | 153157.153 | 152322.5897 | 151489.0317 | 150656.4927 | 149824.9867 | 148993.3395 | 148161.5505 | 147329.6188 | 146497.5435 | 145665.3239 | 144832.959 | 144000.448 | 143172.7223
F2_Commercial_College_Existing_Food Preparation_Natural Gas_Range_Codes & Standards Forecast | F2 | Commercial | College | Existing | Food Preparation | Natural Gas | Range | Codes & Standards Forecast | Usage (MMtherm) | 0.0050819 | 0.005091 | 0.0051102 | 0.0051318 | 0.0051584 | 0.0051863 | 0.0052199 | 0.0052599 | 0.005305 | 0.0053524 | 0.0053844 | 0.0054043 | 0.0054142 | 0.0054162 | 0.0054116 | 0.005402 | 0.0053884 | 0.0053717 | 0.0053525 | 0.0053313 | 0.0053085 | 0.0052844 | 0.0052593 | 0.0052335 | 0.005207 | 0.00518 | 0.0051527 | 0.005125 | 0.005097 | 0.0050688 | 0.0050405 | 0.005012 | 0.0049836
F3_Commercial_College_Existing_Food Preparation_Natural Gas_Range_Codes & Standards Forecast | F3 | Commercial | College | Existing | Food Preparation | Natural Gas | Range | Codes & Standards Forecast | Summer Peak Demand (MW) | 0 | 0 | 0 | 0 | 0 | 0 | 0 | 0 | 0 | 0 | 0 | 0 | 0 | 0 | 0 | 0 | 0 | 0 | 0 | 0 | 0 | 0 | 0 | 0 | 0 | 0 | 0 | 0 | 0 | 0 | 0 | 0 | 0
F4_Commercial_College_Existing_Food Preparation_Natural Gas_Range_Codes & Standards Forecast | F4 | Commercial | College | Existing | Food Preparation | Natural Gas | Range | Codes & Standards Forecast | Winter Peak Demand (MW) | 0 | 0 | 0 | 0 | 0 | 0 | 0 | 0 | 0 | 0 | 0 | 0 | 0 | 0 | 0 | 0 | 0 | 0 | 0 | 0 | 0 | 0 | 0 | 0 | 0 | 0 | 0 | 0 | 0 | 0 | 0 | 0 | 0
F5_Commercial_College_Existing_Food Preparation_Natural Gas_Range_Codes & Standards Forecast | F5 | Commercial | College | Existing | Food Preparation | Natural Gas | Range | Codes & Standards Forecast | Turnover | 0 | 6813.2869 | 8811.9787 | 10374.0085 | 11592.6216 | 12531.4513 | 13259.2867 | 13825.7682 | 14264.979 | 14599.2946 | 12911.132 | 11946.7983 | 11477.3851 | 11337.4112 | 11408.2554 | 13256.1034 | 13678.3801 | 13997.4391 | 14234.3738 | 14036.3942 | 13643.2915 | 13199.708 | 12787.1617 | 12446.1328 | 12034.3858 | 11960.258 | 12080.3026 | 12299.5042 | 12486.3636 | 12990.659 | 12962.845 | 12836.7803 | 12651.6157
F6_Commercial_College_Existing_Food Preparation_Natural Gas_Range_Codes & Standards Forecast | F6 | Commercial | College | Existing | Food Preparation | Natural Gas | Range | Codes & Standards Forecast | Avg. Replacement Usage (kWh) | 0.034819 | 0.034819 | 0.034819 | 0.034819 | 0.034819 | 0.034819 | 0.034819 | 0.034819 | 0.034819 | 0.034819 | 0.034819 | 0.034819 | 0.034819 | 0.034819 | 0.034819 | 0.034819 | 0.034819 | 0.034819 | 0.034819 | 0.034819 | 0.034819 | 0.034819 | 0.034819 | 0.034819 | 0.034819 | 0.034819 | 0.034819 | 0.034819 | 0.034819 | 0.034819 | 0.034819 | 0.034819 | 0.034819
F7_Commercial_College_Existing_Food Preparation_Natural Gas_Range_Codes & Standards Forecast | F7 | Commercial | College | Existing | Food Preparation | Natural Gas | Range | Codes & Standards Forecast | Avg. Replacement Summer Demand (kW) | 0 | 0 | 0 | 0 | 0 | 0 | 0 | 0 | 0 | 0 | 0 | 0 | 0 | 0 | 0 | 0 | 0 | 0 | 0 | 0 | 0 | 0 | 0 | 0 | 0 | 0 | 0 | 0 | 0 | 0 | 0 | 0 | 0
F8_Commercial_College_Existing_Food Preparation_Natural Gas_Range_Codes & Standards Forecast | F8 | Commercial | College | Existing | Food Preparation | Natural Gas | Range | Codes & Standards Forecast | Avg. Replacement Winter Demand (kW) | 0 | 0 | 0 | 0 | 0 | 0 | 0 | 0 | 0 | 0 | 0 | 0 | 0 | 0 | 0 | 0 | 0 | 0 | 0 | 0 | 0 | 0 | 0 | 0 | 0 | 0 | 0 | 0 | 0 | 0 | 0 | 0 | 0
F1_Commercial_College_Existing_Food Preparation_Natural Gas_Steamer_Codes & Standards Forecast | F1 | Commercial | College | Existing | Food Preparation | Natural Gas | Steamer | Codes & Standards Forecast | Units | 61556.2123 | 61243.0282 | 60929.8441 | 60551.6326 | 60163.5911 | 59738.1519 | 59340.6951 | 58988.7564 | 58672.5242 | 58367.2896 | 58066.0746 | 57767.8811 | 57470.1002 | 57171.4589 | 56870.9627 | 56569.9075 | 56268.7693 | 55968.0249 | 55667.6807 | 55367.7429 | 55067.7404 | 54767.6727 | 54467.9664 | 54168.6266 | 53869.6581 | 53570.6389 | 53271.5687 | 52972.4472 | 52673.2741 | 52374.049 | 52074.7718 | 51775.442 | 51477.8328
F2_Commercial_College_Existing_Food Preparation_Natural Gas_Steamer_Codes & Standards Forecast | F2 | Commercial | College | Existing | Food Preparation | Natural Gas | Steamer | Codes & Standards Forecast | Usage (MMtherm) | 0.0030517 | 0.0030806 | 0.0031151 | 0.0030404 | 0.0029611 | 0.0028765 | 0.0027904 | 0.002704 | 0.0026171 | 0.0025288 | 0.0024405 | 0.0023507 | 0.0022703 | 0.0021982 | 0.0021332 | 0.0020747 | 0.0020219 | 0.0019742 | 0.001931 | 0.001867 | 0.0018062 | 0.0017793 | 0.0017545 | 0.0017315 | 0.0017102 | 0.0016903 | 0.0016717 | 0.0016542 | 0.0016376 | 0.001622 | 0.0016071 | 0.0015929 | 0.0015794
F3_Commercial_College_Existing_Food Preparation_Natural Gas_Steamer_Codes & Standards Forecast | F3 | Commercial | College | Existing | Food Preparation | Natural Gas | Steamer | Codes & Standards Forecast | Summer Peak Demand (MW) | 0 | 0 | 0 | 0 | 0 | 0 | 0 | 0 | 0 | 0 | 0 | 0 | 0 | 0 | 0 | 0 | 0 | 0 | 0 | 0 | 0 | 0 | 0 | 0 | 0 | 0 | 0 | 0 | 0 | 0 | 0 | 0 | 0
F4_Commercial_College_Existing_Food Preparation_Natural Gas_Steamer_Codes & Standards Forecast | F4 | Commercial | College | Existing | Food Preparation | Natural Gas | Steamer | Codes & Standards Forecast | Winter Peak Demand (MW) | 0 | 0 | 0 | 0 | 0 | 0 | 0 | 0 | 0 | 0 | 0 | 0 | 0 | 0 | 0 | 0 | 0 | 0 | 0 | 0 | 0 | 0 | 0 | 0 | 0 | 0 | 0 | 0 | 0 | 0 | 0 | 0 | 0
F5_Commercial_College_Existing_Food Preparation_Natural Gas_Steamer_Codes & Standards Forecast | F5 | Commercial | College | Existing | Food Preparation | Natural Gas | Steamer | Codes & Standards Forecast | Turnover | 0 | 2268.2603 | 2570.086 | 2831.0034 | 3057.3913 | 3251.5944 | 3420.5269 | 3568.6281 | 3698.3726 | 3810.7778 | 3608.832 | 3462.1227 | 3360.1267 | 3294.0739 | 3256.6235 | 3241.765 | 3244.4603 | 3260.5391 | 3286.5396 | 3919.4679 | 3919.0259 | 3897.5048 | 3862.3641 | 3819.2633 | 3772.44 | 3724.9678 | 3679.0509 | 3636.1882 | 3577.2969 | 3540.1167 | 3517.0712 | 3502.7012 | 3493.2852
F6_Commercial_College_Existing_Food Preparation_Natural Gas_Steamer_Codes & Standards Forecast | F6 | Commercial | College | Existing | Food Preparation | Natural Gas | Steamer | Codes & Standards Forecast | Avg. Replacement Usage (kWh) | 0.069152 | 0.069152 | 0.069152 | 0.03 | 0.03 | 0.03 | 0.03 | 0.03 | 0.03 | 0.03 | 0.03 | 0.03 | 0.03 | 0.03 | 0.03 | 0.03 | 0.03 | 0.03 | 0.03 | 0.03 | 0.03 | 0.03 | 0.03 | 0.03 | 0.03 | 0.03 | 0.03 | 0.03 | 0.03 | 0.03 | 0.03 | 0.03 | 0.03
F7_Commercial_College_Existing_Food Preparation_Natural Gas_Steamer_Codes & Standards Forecast | F7 | Commercial | College | Existing | Food Preparation | Natural Gas | Steamer | Codes & Standards Forecast | Avg. Replacement Summer Demand (kW) | 0 | 0 | 0 | 0 | 0 | 0 | 0 | 0 | 0 | 0 | 0 | 0 | 0 | 0 | 0 | 0 | 0 | 0 | 0 | 0 | 0 | 0 | 0 | 0 | 0 | 0 | 0 | 0 | 0 | 0 | 0 | 0 | 0
F8_Commercial_College_Existing_Food Preparation_Natural Gas_Steamer_Codes & Standards Forecast | F8 | Commercial | College | Existing | Food Preparation | Natural Gas | Steamer | Codes & Standards Forecast | Avg. Replacement Winter Demand (kW) | 0 | 0 | 0 | 0 | 0 | 0 | 0 | 0 | 0 | 0 | 0 | 0 | 0 | 0 | 0 | 0 | 0 | 0 | 0 | 0 | 0 | 0 | 0 | 0 | 0 | 0 | 0 | 0 | 0 | 0 | 0 | 0 | 0
F1_Commercial_College_Existing_Food Preparation_Natural Gas_Food Prep Other_Codes & Standards Forecast | F1 | Commercial | College | Existing | Food Preparation | Natural Gas | Food Prep Other | Codes & Standards Forecast | Units | 7694.5265 | 7655.3785 | 7616.2305 | 7568.9541 | 7520.4489 | 7467.269 | 7417.5869 | 7373.5946 | 7334.0655 | 7295.9112 | 7258.2593 | 7220.9851 | 7183.7625 | 7146.4324 | 7108.8703 | 7071.2384 | 7033.5962 | 6996.0031 | 6958.4601 | 6920.9679 | 6883.4676 | 6845.9591 | 6808.4958 | 6771.0783 | 6733.7073 | 6696.3299 | 6658.9461 | 6621.5559 | 6584.1593 | 6546.7561 | 6509.3465 | 6471.9302 | 6434.7291
F2_Commercial_College_Existing_Food Preparation_Natural Gas_Food Prep Other_Codes & Standards Forecast | F2 | Commercial | College | Existing | Food Preparation | Natural Gas | Food Prep Other | Codes & Standards Forecast | Usage (MMtherm) | 9.5318e-05 | 9.4833e-05 | 9.4348e-05 | 9.3763e-05 | 9.3162e-05 | 9.2503e-05 | 9.1888e-05 | 9.1343e-05 | 9.0853e-05 | 9.038e-05 | 8.9914e-05 | 8.9452e-05 | 8.8991e-05 | 8.8529e-05 | 8.8063e-05 | 8.7597e-05 | 8.7131e-05 | 8.6665e-05 | 8.62e-05 | 8.5736e-05 | 8.5271e-05 | 8.4806e-05 | 8.4342e-05 | 8.3879e-05 | 8.3416e-05 | 8.2953e-05 | 8.249e-05 | 8.2027e-05 | 8.1563e-05 | 8.11e-05 | 8.0637e-05 | 8.0173e-05 | 7.9712e-05
F3_Commercial_College_Existing_Food Preparation_Natural Gas_Food Prep Other_Codes & Standards Forecast | F3 | Commercial | College | Existing | Food Preparation | Natural Gas | Food Prep Other | Codes & Standards Forecast | Summer Peak Demand (MW) | 0 | 0 | 0 | 0 | 0 | 0 | 0 | 0 | 0 | 0 | 0 | 0 | 0 | 0 | 0 | 0 | 0 | 0 | 0 | 0 | 0 | 0 | 0 | 0 | 0 | 0 | 0 | 0 | 0 | 0 | 0 | 0 | 0
F4_Commercial_College_Existing_Food Preparation_Natural Gas_Food Prep Other_Codes & Standards Forecast | F4 | Commercial | College | Existing | Food Preparation | Natural Gas | Food Prep Other | Codes & Standards Forecast | Winter Peak Demand (MW) | 0 | 0 | 0 | 0 | 0 | 0 | 0 | 0 | 0 | 0 | 0 | 0 | 0 | 0 | 0 | 0 | 0 | 0 | 0 | 0 | 0 | 0 | 0 | 0 | 0 | 0 | 0 | 0 | 0 | 0 | 0 | 0 | 0
F5_Commercial_College_Existing_Food Preparation_Natural Gas_Food Prep Other_Codes & Standards Forecast | F5 | Commercial | College | Existing | Food Preparation | Natural Gas | Food Prep Other | Codes & Standards Forecast | Turnover | 0 | 306.2151 | 396.044 | 466.2476 | 521.0167 | 563.2113 | 595.923 | 621.3828 | 641.1227 | 656.1481 | 580.2756 | 536.9348 | 515.8375 | 509.5466 | 512.7306 | 595.7799 | 614.7587 | 629.0984 | 639.7471 | 630.8492 | 613.1816 | 593.2453 | 574.7039 | 559.3768 | 540.8713 | 537.5397 | 542.9349 | 552.7867 | 561.1849 | 583.8498 | 582.5998 | 576.9339 | 568.6119
F6_Commercial_College_Existing_Food Preparation_Natural Gas_Food Prep Other_Codes & Standards Forecast | F6 | Commercial | College | Existing | Food Preparation | Natural Gas | Food Prep Other | Codes & Standards Forecast | Avg. Replacement Usage (kWh) | 0.012388 | 0.012388 | 0.012388 | 0.012388 | 0.012388 | 0.012388 | 0.012388 | 0.012388 | 0.012388 | 0.012388 | 0.012388 | 0.012388 | 0.012388 | 0.012388 | 0.012388 | 0.012388 | 0.012388 | 0.012388 | 0.012388 | 0.012388 | 0.012388 | 0.012388 | 0.012388 | 0.012388 | 0.012388 | 0.012388 | 0.012388 | 0.012388 | 0.012388 | 0.012388 | 0.012388 | 0.012388 | 0.012388
F7_Commercial_College_Existing_Food Preparation_Natural Gas_Food Prep Other_Codes & Standards Forecast | F7 | Commercial | College | Existing | Food Preparation | Natural Gas | Food Prep Other | Codes & Standards Forecast | Avg. Replacement Summer Demand (kW) | 0 | 0 | 0 | 0 | 0 | 0 | 0 | 0 | 0 | 0 | 0 | 0 | 0 | 0 | 0 | 0 | 0 | 0 | 0 | 0 | 0 | 0 | 0 | 0 | 0 | 0 | 0 | 0 | 0 | 0 | 0 | 0 | 0
F8_Commercial_College_Existing_Food Preparation_Natural Gas_Food Prep Other_Codes & Standards Forecast | F8 | Commercial | College | Existing | Food Preparation | Natural Gas | Food Prep Other | Codes & Standards Forecast | Avg. Replacement Winter Demand (kW) | 0 | 0 | 0 | 0 | 0 | 0 | 0 | 0 | 0 | 0 | 0 | 0 | 0 | 0 | 0 | 0 | 0 | 0 | 0 | 0 | 0 | 0 | 0 | 0 | 0 | 0 | 0 | 0 | 0 | 0 | 0 | 0 | 0
F1_Commercial_College_Existing_Miscellaneous_Natural Gas_Pool Heater_Codes & Standards Forecast | F1 | Commercial | College | Existing | Miscellaneous | Natural Gas | Pool Heater | Codes & Standards Forecast | Units | 7127.8279 | 7091.5632 | 7055.2984 | 7011.5038 | 6966.571 | 6917.3078 | 6871.2848 | 6830.5325 | 6793.9147 | 6758.5704 | 6723.6916 | 6689.1627 | 6654.6815 | 6620.1007 | 6585.3051 | 6550.4447 | 6515.5748 | 6480.7505 | 6445.9725 | 6411.2415 | 6376.5031 | 6341.7571 | 6307.053 | 6272.3913 | 6237.7726 | 6203.148 | 6168.5175 | 6133.8811 | 6099.2387 | 6064.5903 | 6029.9359 | 5995.2753 | 5960.814
F2_Commercial_College_Existing_Miscellaneous_Natural Gas_Pool Heater_Codes & Standards Forecast | F2 | Commercial | College | Existing | Miscellaneous | Natural Gas | Pool Heater | Codes & Standards Forecast | Usage (MMtherm) | 6.2769e-05 | 6.2513e-05 | 6.2275e-05 | 6.1985e-05 | 6.1696e-05 | 6.1376e-05 | 6.1061e-05 | 6.0772e-05 | 6.0505e-05 | 6.0237e-05 | 5.9963e-05 | 5.9685e-05 | 5.9401e-05 | 5.9111e-05 | 5.8815e-05 | 5.8516e-05 | 5.8214e-05 | 5.791e-05 | 5.7605e-05 | 5.7299e-05 | 5.6993e-05 | 5.6685e-05 | 5.6377e-05 | 5.6069e-05 | 5.5762e-05 | 5.5453e-05 | 5.5145e-05 | 5.4836e-05 | 5.4527e-05 | 5.4217e-05 | 5.3908e-05 | 5.3598e-05 | 5.3291e-05
F3_Commercial_College_Existing_Miscellaneous_Natural Gas_Pool Heater_Codes & Standards Forecast | F3 | Commercial | College | Existing | Miscellaneous | Natural Gas | Pool Heater | Codes & Standards Forecast | Summer Peak Demand (MW) | 0 | 0 | 0 | 0 | 0 | 0 | 0 | 0 | 0 | 0 | 0 | 0 | 0 | 0 | 0 | 0 | 0 | 0 | 0 | 0 | 0 | 0 | 0 | 0 | 0 | 0 | 0 | 0 | 0 | 0 | 0 | 0 | 0
F4_Commercial_College_Existing_Miscellaneous_Natural Gas_Pool Heater_Codes & Standards Forecast | F4 | Commercial | College | Existing | Miscellaneous | Natural Gas | Pool Heater | Codes & Standards Forecast | Winter Peak Demand (MW) | 0 | 0 | 0 | 0 | 0 | 0 | 0 | 0 | 0 | 0 | 0 | 0 | 0 | 0 | 0 | 0 | 0 | 0 | 0 | 0 | 0 | 0 | 0 | 0 | 0 | 0 | 0 | 0 | 0 | 0 | 0 | 0 | 0
F5_Commercial_College_Existing_Miscellaneous_Natural Gas_Pool Heater_Codes & Standards Forecast | F5 | Commercial | College | Existing | Miscellaneous | Natural Gas | Pool Heater | Codes & Standards Forecast | Turnover | 0 | 472.7709 | 611.4592 | 719.8477 | 804.4067 | 869.5517 | 782.6302 | 740.7867 | 728.9541 | 736.2074 | 754.969 | 870.1525 | 871.7664 | 863.6167 | 852.8253 | 843.3355 | 820.423 | 813.3738 | 813.4321 | 816.0428 | 819.0941 | 841.002 | 828.9499 | 816.9219 | 807.1707 | 800.2822 | 795.6849 | 793.5506 | 791.2263 | 788.0715 | 784.2943 | 785.0319 | 776.802
F6_Commercial_College_Existing_Miscellaneous_Natural Gas_Pool Heater_Codes & Standards Forecast | F6 | Commercial | College | Existing | Miscellaneous | Natural Gas | Pool Heater | Codes & Standards Forecast | Avg. Replacement Usage (kWh) | 0.0089403 | 0.0089403 | 0.0089403 | 0.0089403 | 0.0089403 | 0.0089403 | 0.0089403 | 0.0089403 | 0.0089403 | 0.0089403 | 0.0089403 | 0.0089403 | 0.0089403 | 0.0089403 | 0.0089403 | 0.0089403 | 0.0089403 | 0.0089403 | 0.0089403 | 0.0089403 | 0.0089403 | 0.0089403 | 0.0089403 | 0.0089403 | 0.0089403 | 0.0089403 | 0.0089403 | 0.0089403 | 0.0089403 | 0.0089403 | 0.0089403 | 0.0089403 | 0.0089403
F7_Commercial_College_Existing_Miscellaneous_Natural Gas_Pool Heater_Codes & Standards Forecast | F7 | Commercial | College | Existing | Miscellaneous | Natural Gas | Pool Heater | Codes & Standards Forecast | Avg. Replacement Summer Demand (kW) | 0 | 0 | 0 | 0 | 0 | 0 | 0 | 0 | 0 | 0 | 0 | 0 | 0 | 0 | 0 | 0 | 0 | 0 | 0 | 0 | 0 | 0 | 0 | 0 | 0 | 0 | 0 | 0 | 0 | 0 | 0 | 0 | 0
F8_Commercial_College_Existing_Miscellaneous_Natural Gas_Pool Heater_Codes & Standards Forecast | F8 | Commercial | College | Existing | Miscellaneous | Natural Gas | Pool Heater | Codes & Standards Forecast | Avg. Replacement Winter Demand (kW) | 0 | 0 | 0 | 0 | 0 | 0 | 0 | 0 | 0 | 0 | 0 | 0 | 0 | 0 | 0 | 0 | 0 | 0 | 0 | 0 | 0 | 0 | 0 | 0 | 0 | 0 | 0 | 0 | 0 | 0 | 0 | 0 | 0
F1_Commercial_College_Existing_Miscellaneous_Natural Gas_Miscellaneous_Codes & Standards Forecast | F1 | Commercial | College | Existing | Miscellaneous | Natural Gas | Miscellaneous | Codes & Standards Forecast | Units | 586707.6487 | 583722.6126 | 580737.5766 | 577132.748 | 573434.2281 | 569379.2606 | 565591.0003 | 562236.5846 | 559222.4961 | 556313.2286 | 553442.2735 | 550600.117 | 547761.8926 | 544915.4676 | 542051.3632 | 539181.9311 | 536311.7071 | 533445.2374 | 530582.5816 | 527723.7998 | 524864.4008 | 522004.3804 | 519147.8052 | 516294.7223 | 513445.179 | 510595.1524 | 507744.6395 | 504893.6375 | 502042.1435 | 499190.1548 | 496337.6684 | 493484.6813 | 490648.0934
F2_Commercial_College_Existing_Miscellaneous_Natural Gas_Miscellaneous_Codes & Standards Forecast | F2 | Commercial | College | Existing | Miscellaneous | Natural Gas | Miscellaneous | Codes & Standards Forecast | Usage (MMtherm) | 0.020289 | 0.020186 | 0.020083 | 0.019958 | 0.01983 | 0.01969 | 0.019559 | 0.019443 | 0.019339 | 0.019238 | 0.019139 | 0.019041 | 0.018943 | 0.018844 | 0.018745 | 0.018646 | 0.018547 | 0.018448 | 0.018349 | 0.01825 | 0.018151 | 0.018052 | 0.017953 | 0.017854 | 0.017756 | 0.017657 | 0.017559 | 0.01746 | 0.017362 | 0.017263 | 0.017164 | 0.017066 | 0.016968
F3_Commercial_College_Existing_Miscellaneous_Natural Gas_Miscellaneous_Codes & Standards Forecast | F3 | Commercial | College | Existing | Miscellaneous | Natural Gas | Miscellaneous | Codes & Standards Forecast | Summer Peak Demand (MW) | 0 | 0 | 0 | 0 | 0 | 0 | 0 | 0 | 0 | 0 | 0 | 0 | 0 | 0 | 0 | 0 | 0 | 0 | 0 | 0 | 0 | 0 | 0 | 0 | 0 | 0 | 0 | 0 | 0 | 0 | 0 | 0 | 0
F4_Commercial_College_Existing_Miscellaneous_Natural Gas_Miscellaneous_Codes & Standards Forecast | F4 | Commercial | College | Existing | Miscellaneous | Natural Gas | Miscellaneous | Codes & Standards Forecast | Winter Peak Demand (MW) | 0 | 0 | 0 | 0 | 0 | 0 | 0 | 0 | 0 | 0 | 0 | 0 | 0 | 0 | 0 | 0 | 0 | 0 | 0 | 0 | 0 | 0 | 0 | 0 | 0 | 0 | 0 | 0 | 0 | 0 | 0 | 0 | 0
F5_Commercial_College_Existing_Miscellaneous_Natural Gas_Miscellaneous_Codes & Standards Forecast | F5 | Commercial | College | Existing | Miscellaneous | Natural Gas | Miscellaneous | Codes & Standards Forecast | Turnover | 0 | 50033.3668 | 59258.9364 | 66967.59 | 64054.5856 | 62815.6735 | 62859.2556 | 62531.7806 | 62124.9251 | 61805.5017 | 61496.1342 | 74928.8251 | 75192.9022 | 74987.7362 | 73791.2111 | 73271.5248 | 73140.7355 | 72743.7479 | 72297.7992 | 71918.0553 | 71537.4897 | 74942.6821 | 74171.6846 | 73330.345 | 72816.7817 | 72453.7188 | 72130.2752 | 71706.2659 | 71277.2174 | 70881.1099 | 70480.7393 | 71118.9974 | 70461.9686
F6_Commercial_College_Existing_Miscellaneous_Natural Gas_Miscellaneous_Codes & Standards Forecast | F6 | Commercial | College | Existing | Miscellaneous | Natural Gas | Miscellaneous | Codes & Standards Forecast | Avg. Replacement Usage (kWh) | 0.034582 | 0.034582 | 0.034582 | 0.034582 | 0.034582 | 0.034582 | 0.034582 | 0.034582 | 0.034582 | 0.034582 | 0.034582 | 0.034582 | 0.034582 | 0.034582 | 0.034582 | 0.034582 | 0.034582 | 0.034582 | 0.034582 | 0.034582 | 0.034582 | 0.034582 | 0.034582 | 0.034582 | 0.034582 | 0.034582 | 0.034582 | 0.034582 | 0.034582 | 0.034582 | 0.034582 | 0.034582 | 0.034582
F7_Commercial_College_Existing_Miscellaneous_Natural Gas_Miscellaneous_Codes & Standards Forecast | F7 | Commercial | College | Existing | Miscellaneous | Natural Gas | Miscellaneous | Codes & Standards Forecast | Avg. Replacement Summer Demand (kW) | 0 | 0 | 0 | 0 | 0 | 0 | 0 | 0 | 0 | 0 | 0 | 0 | 0 | 0 | 0 | 0 | 0 | 0 | 0 | 0 | 0 | 0 | 0 | 0 | 0 | 0 | 0 | 0 | 0 | 0 | 0 | 0 | 0
F8_Commercial_College_Existing_Miscellaneous_Natural Gas_Miscellaneous_Codes & Standards Forecast | F8 | Commercial | College | Existing | Miscellaneous | Natural Gas | Miscellaneous | Codes & Standards Forecast | Avg. Replacement Winter Demand (kW) | 0 | 0 | 0 | 0 | 0 | 0 | 0 | 0 | 0 | 0 | 0 | 0 | 0 | 0 | 0 | 0 | 0 | 0 | 0 | 0 | 0 | 0 | 0 | 0 | 0 | 0 | 0 | 0 | 0 | 0 | 0 | 0 | 0
F1_Commercial_College_New_Space Heating_Natural Gas_Furnace_Codes & Standards Forecast | F1 | Commercial | College | New | Space Heating | Natural Gas | Furnace | Codes & Standards Forecast | Units | 0 | 430.0554 | 2504.3721 | 3830.0058 | 5539.6773 | 7859.8889 | 10028.5327 | 11950.6259 | 13679.3137 | 15348.4325 | 16995.7786 | 18626.7588 | 20255.5042 | 21888.9101 | 23532.363 | 25178.8437 | 26825.7744 | 28470.5715 | 30113.2012 | 31753.6293 | 33394.4082 | 35035.5403 | 36674.7144 | 38311.9039 | 39947.0819 | 41582.5345 | 43218.2635 | 44854.2705 | 46490.557 | 48127.1247 | 49763.9752 | 51401.1102 | 52138.4961
F2_Commercial_College_New_Space Heating_Natural Gas_Furnace_Codes & Standards Forecast | F2 | Commercial | College | New | Space Heating | Natural Gas | Furnace | Codes & Standards Forecast | Usage (MMtherm) | 0 | 8.244e-05 | 0.00047753 | 0.00072642 | 0.0010451 | 0.0014748 | 0.0018715 | 0.0022181 | 0.0025251 | 0.0028176 | 0.0031028 | 0.0033817 | 0.0036568 | 0.0039295 | 0.0042006 | 0.004469 | 0.0047341 | 0.0049955 | 0.0052532 | 0.0055071 | 0.0057578 | 0.0060053 | 0.0062491 | 0.0064892 | 0.0067256 | 0.0069589 | 0.0071888 | 0.0074155 | 0.0076388 | 0.007859 | 0.0080758 | 0.0082893 | 0.0084083
F3_Commercial_College_New_Space Heating_Natural Gas_Furnace_Codes & Standards Forecast | F3 | Commercial | College | New | Space Heating | Natural Gas | Furnace | Codes & Standards Forecast | Summer Peak Demand (MW) | 0 | 0 | 0 | 0 | 0 | 0 | 0 | 0 | 0 | 0 | 0 | 0 | 0 | 0 | 0 | 0 | 0 | 0 | 0 | 0 | 0 | 0 | 0 | 0 | 0 | 0 | 0 | 0 | 0 | 0 | 0 | 0 | 0
F4_Commercial_College_New_Space Heating_Natural Gas_Furnace_Codes & Standards Forecast | F4 | Commercial | College | New | Space Heating | Natural Gas | Furnace | Codes & Standards Forecast | Winter Peak Demand (MW) | 0 | 0 | 0 | 0 | 0 | 0 | 0 | 0 | 0 | 0 | 0 | 0 | 0 | 0 | 0 | 0 | 0 | 0 | 0 | 0 | 0 | 0 | 0 | 0 | 0 | 0 | 0 | 0 | 0 | 0 | 0 | 0 | 0
F5_Commercial_College_New_Space Heating_Natural Gas_Furnace_Codes & Standards Forecast | F5 | Commercial | College | New | Space Heating | Natural Gas | Furnace | Codes & Standards Forecast | Turnover | 0 | 430.0554 | 2074.3168 | 1325.6337 | 1709.6714 | 2320.2116 | 2168.6439 | 1922.0932 | 1728.6878 | 1669.1188 | 1647.3462 | 1630.9801 | 1628.7455 | 1633.4059 | 1643.4529 | 1646.4807 | 1646.9307 | 1644.7971 | 1642.6297 | 1673.5093 | 1830.8782 | 1918.5802 | 2026.7932 | 2173.4696 | 2297.0245 | 2394.2413 | 2469.1252 | 2533.6895 | 2591.6355 | 2643.8883 | 2691.9731 | 2736.7409 | 2019.0606
F6_Commercial_College_New_Space Heating_Natural Gas_Furnace_Codes & Standards Forecast | F6 | Commercial | College | New | Space Heating | Natural Gas | Furnace | Codes & Standards Forecast | Avg. Replacement Usage (kWh) | 0.1917 | 0.1917 | 0.19068 | 0.18967 | 0.18865 | 0.18764 | 0.18662 | 0.18561 | 0.18459 | 0.18358 | 0.18256 | 0.18155 | 0.18053 | 0.17952 | 0.1785 | 0.17749 | 0.17648 | 0.17546 | 0.17445 | 0.17343 | 0.17242 | 0.17141 | 0.17039 | 0.16938 | 0.16836 | 0.16735 | 0.16634 | 0.16532 | 0.16431 | 0.1633 | 0.16228 | 0.16127 | 0.16127
F7_Commercial_College_New_Space Heating_Natural Gas_Furnace_Codes & Standards Forecast | F7 | Commercial | College | New | Space Heating | Natural Gas | Furnace | Codes & Standards Forecast | Avg. Replacement Summer Demand (kW) | 0 | 0 | 0 | 0 | 0 | 0 | 0 | 0 | 0 | 0 | 0 | 0 | 0 | 0 | 0 | 0 | 0 | 0 | 0 | 0 | 0 | 0 | 0 | 0 | 0 | 0 | 0 | 0 | 0 | 0 | 0 | 0 | 0
F8_Commercial_College_New_Space Heating_Natural Gas_Furnace_Codes & Standards Forecast | F8 | Commercial | College | New | Space Heating | Natural Gas | Furnace | Codes & Standards Forecast | Avg. Replacement Winter Demand (kW) | 0 | 0 | 0 | 0 | 0 | 0 | 0 | 0 | 0 | 0 | 0 | 0 | 0 | 0 | 0 | 0 | 0 | 0 | 0 | 0 | 0 | 0 | 0 | 0 | 0 | 0 | 0 | 0 | 0 | 0 | 0 | 0 | 0
F1_Commercial_College_New_Space Heating_Natural Gas_Boiler_Codes & Standards Forecast | F1 | Commercial | College | New | Space Heating | Natural Gas | Boiler | Codes & Standards Forecast | Units | 0 | 3668.1169 | 21360.8071 | 32667.6753 | 47250.1575 | 67040.1848 | 85537.4292 | 101931.7427 | 116676.423 | 130913.0151 | 144963.8997 | 158875.1916 | 172767.4234 | 186699.4054 | 200717.0832 | 214760.5857 | 228807.9262 | 242837.0689 | 256847.7251 | 270839.6028 | 284834.4726 | 298832.3545 | 312813.5363 | 326777.7906 | 340724.8876 | 354674.3278 | 368626.1249 | 382580.2926 | 396536.8448 | 410495.7955 | 424457.1586 | 438420.9483 | 444710.4118
F2_Commercial_College_New_Space Heating_Natural Gas_Boiler_Codes & Standards Forecast | F2 | Commercial | College | New | Space Heating | Natural Gas | Boiler | Codes & Standards Forecast | Usage (MMtherm) | 0 | 0.0020216 | 0.01171 | 0.017813 | 0.025627 | 0.036165 | 0.045894 | 0.054393 | 0.061921 | 0.069095 | 0.076087 | 0.082926 | 0.089673 | 0.09636 | 0.10301 | 0.10959 | 0.11609 | 0.1225 | 0.12882 | 0.13505 | 0.14119 | 0.14726 | 0.15324 | 0.15913 | 0.16493 | 0.17065 | 0.17628 | 0.18184 | 0.18732 | 0.19272 | 0.19804 | 0.20327 | 0.20619
F3_Commercial_College_New_Space Heating_Natural Gas_Boiler_Codes & Standards Forecast | F3 | Commercial | College | New | Space Heating | Natural Gas | Boiler | Codes & Standards Forecast | Summer Peak Demand (MW) | 0 | 0 | 0 | 0 | 0 | 0 | 0 | 0 | 0 | 0 | 0 | 0 | 0 | 0 | 0 | 0 | 0 | 0 | 0 | 0 | 0 | 0 | 0 | 0 | 0 | 0 | 0 | 0 | 0 | 0 | 0 | 0 | 0
F4_Commercial_College_New_Space Heating_Natural Gas_Boiler_Codes & Standards Forecast | F4 | Commercial | College | New | Space Heating | Natural Gas | Boiler | Codes & Standards Forecast | Winter Peak Demand (MW) | 0 | 0 | 0 | 0 | 0 | 0 | 0 | 0 | 0 | 0 | 0 | 0 | 0 | 0 | 0 | 0 | 0 | 0 | 0 | 0 | 0 | 0 | 0 | 0 | 0 | 0 | 0 | 0 | 0 | 0 | 0 | 0 | 0
F5_Commercial_College_New_Space Heating_Natural Gas_Boiler_Codes & Standards Forecast | F5 | Commercial | College | New | Space Heating | Natural Gas | Boiler | Codes & Standards Forecast | Turnover | 0 | 3668.1169 | 17692.6902 | 11306.8682 | 14582.4822 | 19790.0273 | 18497.2444 | 16394.3136 | 14744.6803 | 14236.5921 | 14050.8845 | 13911.2919 | 13892.2318 | 13931.982 | 14017.6778 | 14043.5025 | 14047.3405 | 14029.1427 | 14010.6562 | 13991.8778 | 13994.8698 | 13997.8819 | 14314.647 | 15875.8308 | 16712.791 | 17789.3876 | 19241.7518 | 20444.7851 | 21347.5056 | 22018.4247 | 22582.3934 | 23078.443 | 15840.1748
F6_Commercial_College_New_Space Heating_Natural Gas_Boiler_Codes & Standards Forecast | F6 | Commercial | College | New | Space Heating | Natural Gas | Boiler | Codes & Standards Forecast | Avg. Replacement Usage (kWh) | 0.55113 | 0.55113 | 0.54821 | 0.54529 | 0.54237 | 0.53946 | 0.53654 | 0.53362 | 0.53071 | 0.52779 | 0.52487 | 0.52195 | 0.51904 | 0.51612 | 0.5132 | 0.51029 | 0.50737 | 0.50446 | 0.50154 | 0.49862 | 0.49571 | 0.4928 | 0.48988 | 0.48696 | 0.48405 | 0.48114 | 0.47822 | 0.47531 | 0.47239 | 0.46948 | 0.46656 | 0.46365 | 0.46365
F7_Commercial_College_New_Space Heating_Natural Gas_Boiler_Codes & Standards Forecast | F7 | Commercial | College | New | Space Heating | Natural Gas | Boiler | Codes & Standards Forecast | Avg. Replacement Summer Demand (kW) | 0 | 0 | 0 | 0 | 0 | 0 | 0 | 0 | 0 | 0 | 0 | 0 | 0 | 0 | 0 | 0 | 0 | 0 | 0 | 0 | 0 | 0 | 0 | 0 | 0 | 0 | 0 | 0 | 0 | 0 | 0 | 0 | 0
F8_Commercial_College_New_Space Heating_Natural Gas_Boiler_Codes & Standards Forecast | F8 | Commercial | College | New | Space Heating | Natural Gas | Boiler | Codes & Standards Forecast | Avg. Replacement Winter Demand (kW) | 0 | 0 | 0 | 0 | 0 | 0 | 0 | 0 | 0 | 0 | 0 | 0 | 0 | 0 | 0 | 0 | 0 | 0 | 0 | 0 | 0 | 0 | 0 | 0 | 0 | 0 | 0 | 0 | 0 | 0 | 0 | 0 | 0
F1_Commercial_College_New_Space Heating_Natural Gas_Unit Heater_Codes & Standards Forecast | F1 | Commercial | College | New | Space Heating | Natural Gas | Unit Heater | Codes & Standards Forecast | Units | 0 | 0 | 0 | 0 | 0 | 0 | 0 | 0 | 0 | 0 | 0 | 0 | 0 | 0 | 0 | 0 | 0 | 0 | 0 | 0 | 0 | 0 | 0 | 0 | 0 | 0 | 0 | 0 | 0 | 0 | 0 | 0 | 0
F2_Commercial_College_New_Space Heating_Natural Gas_Unit Heater_Codes & Standards Forecast | F2 | Commercial | College | New | Space Heating | Natural Gas | Unit Heater | Codes & Standards Forecast | Usage (MMtherm) | 0 | 0 | 0 | 0 | 0 | 0 | 0 | 0 | 0 | 0 | 0 | 0 | 0 | 0 | 0 | 0 | 0 | 0 | 0 | 0 | 0 | 0 | 0 | 0 | 0 | 0 | 0 | 0 | 0 | 0 | 0 | 0 | 0
F3_Commercial_College_New_Space Heating_Natural Gas_Unit Heater_Codes & Standards Forecast | F3 | Commercial | College | New | Space Heating | Natural Gas | Unit Heater | Codes & Standards Forecast | Summer Peak Demand (MW) | 0 | 0 | 0 | 0 | 0 | 0 | 0 | 0 | 0 | 0 | 0 | 0 | 0 | 0 | 0 | 0 | 0 | 0 | 0 | 0 | 0 | 0 | 0 | 0 | 0 | 0 | 0 | 0 | 0 | 0 | 0 | 0 | 0
F4_Commercial_College_New_Space Heating_Natural Gas_Unit Heater_Codes & Standards Forecast | F4 | Commercial | College | New | Space Heating | Natural Gas | Unit Heater | Codes & Standards Forecast | Winter Peak Demand (MW) | 0 | 0 | 0 | 0 | 0 | 0 | 0 | 0 | 0 | 0 | 0 | 0 | 0 | 0 | 0 | 0 | 0 | 0 | 0 | 0 | 0 | 0 | 0 | 0 | 0 | 0 | 0 | 0 | 0 | 0 | 0 | 0 | 0
F5_Commercial_College_New_Space Heating_Natural Gas_Unit Heater_Codes & Standards Forecast | F5 | Commercial | College | New | Space Heating | Natural Gas | Unit Heater | Codes & Standards Forecast | Turnover | 0 | 0 | 0 | 0 | 0 | 0 | 0 | 0 | 0 | 0 | 0 | 0 | 0 | 0 | 0 | 0 | 0 | 0 | 0 | 0 | 0 | 0 | 0 | 0 | 0 | 0 | 0 | 0 | 0 | 0 | 0 | 0 | 0
F6_Commercial_College_New_Space Heating_Natural Gas_Unit Heater_Codes & Standards Forecast | F6 | Commercial | College | New | Space Heating | Natural Gas | Unit Heater | Codes & Standards Forecast | Avg. Replacement Usage (kWh) | 0.10954 | 0.10954 | 0.10896 | 0.10838 | 0.1078 | 0.10723 | 0.10664 | 0.10607 | 0.10549 | 0.10491 | 0.10433 | 0.10375 | 0.10317 | 0.10259 | 0.10201 | 0.10143 | 0.10085 | 0.10027 | 0.099688 | 0.099109 | 0.098529 | 0.097951 | 0.09737 | 0.096791 | 0.096212 | 0.095634 | 0.095053 | 0.094474 | 0.093895 | 0.093316 | 0.092736 | 0.092157 | 0.092157
F7_Commercial_College_New_Space Heating_Natural Gas_Unit Heater_Codes & Standards Forecast | F7 | Commercial | College | New | Space Heating | Natural Gas | Unit Heater | Codes & Standards Forecast | Avg. Replacement Summer Demand (kW) | 0 | 0 | 0 | 0 | 0 | 0 | 0 | 0 | 0 | 0 | 0 | 0 | 0 | 0 | 0 | 0 | 0 | 0 | 0 | 0 | 0 | 0 | 0 | 0 | 0 | 0 | 0 | 0 | 0 | 0 | 0 | 0 | 0
F8_Commercial_College_New_Space Heating_Natural Gas_Unit Heater_Codes & Standards Forecast | F8 | Commercial | College | New | Space Heating | Natural Gas | Unit Heater | Codes & Standards Forecast | Avg. Replacement Winter Demand (kW) | 0 | 0 | 0 | 0 | 0 | 0 | 0 | 0 | 0 | 0 | 0 | 0 | 0 | 0 | 0 | 0 | 0 | 0 | 0 | 0 | 0 | 0 | 0 | 0 | 0 | 0 | 0 | 0 | 0 | 0 | 0 | 0 | 0
F1_Commercial_College_New_Water Heating_Natural Gas_Water Heater_Codes & Standards Forecast | F1 | Commercial | College | New | Water Heating | Natural Gas | Water Heater | Codes & Standards Forecast | Units | 0 | 4052.3187 | 23598.1565 | 36089.3159 | 52199.1799 | 74062.0319 | 94496.6936 | 112608.1618 | 128897.2127 | 144624.9578 | 160147.5442 | 175515.9169 | 190863.2331 | 206254.463 | 221740.3645 | 237254.7956 | 252773.4667 | 268272.034 | 283750.1784 | 299207.5776 | 314668.2822 | 330132.3143 | 345577.8973 | 361004.7797 | 376412.7077 | 391823.2244 | 407236.3448 | 422652.0841 | 438070.4577 | 453491.4809 | 468915.1693 | 484341.5385 | 491289.7658
F2_Commercial_College_New_Water Heating_Natural Gas_Water Heater_Codes & Standards Forecast | F2 | Commercial | College | New | Water Heating | Natural Gas | Water Heater | Codes & Standards Forecast | Usage (MMtherm) | 0 | 0.00075078 | 0.0043721 | 0.0066863 | 0.009671 | 0.013722 | 0.017508 | 0.020863 | 0.023881 | 0.026795 | 0.029671 | 0.032518 | 0.035362 | 0.038213 | 0.041082 | 0.043957 | 0.046832 | 0.049703 | 0.052571 | 0.055435 | 0.058299 | 0.061164 | 0.064026 | 0.066884 | 0.069739 | 0.072594 | 0.075449 | 0.078306 | 0.081162 | 0.084019 | 0.086877 | 0.089735 | 0.091022
F3_Commercial_College_New_Water Heating_Natural Gas_Water Heater_Codes & Standards Forecast | F3 | Commercial | College | New | Water Heating | Natural Gas | Water Heater | Codes & Standards Forecast | Summer Peak Demand (MW) | 0 | 0 | 0 | 0 | 0 | 0 | 0 | 0 | 0 | 0 | 0 | 0 | 0 | 0 | 0 | 0 | 0 | 0 | 0 | 0 | 0 | 0 | 0 | 0 | 0 | 0 | 0 | 0 | 0 | 0 | 0 | 0 | 0
F4_Commercial_College_New_Water Heating_Natural Gas_Water Heater_Codes & Standards Forecast | F4 | Commercial | College | New | Water Heating | Natural Gas | Water Heater | Codes & Standards Forecast | Winter Peak Demand (MW) | 0 | 0 | 0 | 0 | 0 | 0 | 0 | 0 | 0 | 0 | 0 | 0 | 0 | 0 | 0 | 0 | 0 | 0 | 0 | 0 | 0 | 0 | 0 | 0 | 0 | 0 | 0 | 0 | 0 | 0 | 0 | 0 | 0
F5_Commercial_College_New_Water Heating_Natural Gas_Water Heater_Codes & Standards Forecast | F5 | Commercial | College | New | Water Heating | Natural Gas | Water Heater | Codes & Standards Forecast | Turnover | 0 | 4052.3187 | 19545.8379 | 12491.1593 | 16109.8641 | 21862.8519 | 20434.6618 | 18111.4682 | 16289.0509 | 15727.7451 | 16333.0501 | 19925.9113 | 21491.5789 | 23528.6129 | 26368.3783 | 29369.6359 | 34286.6617 | 31921.4282 | 32710.604 | 34018.0881 | 33920.0465 | 33920.8102 | 34438.9922 | 35748.1425 | 37697.5404 | 41041.3859 | 42712.5318 | 44331.3855 | 46098.9356 | 47536.2438 | 49188.9957 | 48706.3817 | 40928.7435
F6_Commercial_College_New_Water Heating_Natural Gas_Water Heater_Codes & Standards Forecast | F6 | Commercial | College | New | Water Heating | Natural Gas | Water Heater | Codes & Standards Forecast | Avg. Replacement Usage (kWh) | 0.18527 | 0.18527 | 0.18527 | 0.18527 | 0.18527 | 0.18527 | 0.18527 | 0.18527 | 0.18527 | 0.18527 | 0.18527 | 0.18527 | 0.18527 | 0.18527 | 0.18527 | 0.18527 | 0.18527 | 0.18527 | 0.18527 | 0.18527 | 0.18527 | 0.18527 | 0.18527 | 0.18527 | 0.18527 | 0.18527 | 0.18527 | 0.18527 | 0.18527 | 0.18527 | 0.18527 | 0.18527 | 0.18527
F7_Commercial_College_New_Water Heating_Natural Gas_Water Heater_Codes & Standards Forecast | F7 | Commercial | College | New | Water Heating | Natural Gas | Water Heater | Codes & Standards Forecast | Avg. Replacement Summer Demand (kW) | 0 | 0 | 0 | 0 | 0 | 0 | 0 | 0 | 0 | 0 | 0 | 0 | 0 | 0 | 0 | 0 | 0 | 0 | 0 | 0 | 0 | 0 | 0 | 0 | 0 | 0 | 0 | 0 | 0 | 0 | 0 | 0 | 0
F8_Commercial_College_New_Water Heating_Natural Gas_Water Heater_Codes & Standards Forecast | F8 | Commercial | College | New | Water Heating | Natural Gas | Water Heater | Codes & Standards Forecast | Avg. Replacement Winter Demand (kW) | 0 | 0 | 0 | 0 | 0 | 0 | 0 | 0 | 0 | 0 | 0 | 0 | 0 | 0 | 0 | 0 | 0 | 0 | 0 | 0 | 0 | 0 | 0 | 0 | 0 | 0 | 0 | 0 | 0 | 0 | 0 | 0 | 0
F1_Commercial_College_New_Food Preparation_Natural Gas_Oven_Codes & Standards Forecast | F1 | Commercial | College | New | Food Preparation | Natural Gas | Oven | Codes & Standards Forecast | Units | 0 | 388.4111 | 2261.8621 | 3459.1285 | 5003.2444 | 7098.7791 | 9057.4231 | 10793.391 | 12354.6819 | 13862.1721 | 15349.998 | 16823.0427 | 18294.0692 | 19769.3047 | 21253.6145 | 22740.6587 | 24228.1094 | 25713.6331 | 27197.1994 | 28678.7772 | 30160.6718 | 31642.8854 | 33123.3306 | 34601.9834 | 36078.8194 | 37555.9036 | 39033.2373 | 40510.8221 | 41988.6593 | 43466.7505 | 44945.0972 | 46423.7008 | 47089.6821
F2_Commercial_College_New_Food Preparation_Natural Gas_Oven_Codes & Standards Forecast | F2 | Commercial | College | New | Food Preparation | Natural Gas | Oven | Codes & Standards Forecast | Usage (MMtherm) | 0 | 1.0201e-05 | 5.9402e-05 | 9.0846e-05 | 0.0001314 | 0.00018643 | 0.00023787 | 0.00028346 | 0.00032447 | 0.00036406 | 0.00040313 | 0.00044182 | 0.00048045 | 0.00051919 | 0.00055818 | 0.00059723 | 0.00063629 | 0.00067531 | 0.00071427 | 0.00075318 | 0.0007921 | 0.00083103 | 0.00086991 | 0.00090874 | 0.00094753 | 0.00098632 | 0.0010251 | 0.0010639 | 0.0011027 | 0.0011416 | 0.0011804 | 0.0012192 | 0.0012367
F3_Commercial_College_New_Food Preparation_Natural Gas_Oven_Codes & Standards Forecast | F3 | Commercial | College | New | Food Preparation | Natural Gas | Oven | Codes & Standards Forecast | Summer Peak Demand (MW) | 0 | 0 | 0 | 0 | 0 | 0 | 0 | 0 | 0 | 0 | 0 | 0 | 0 | 0 | 0 | 0 | 0 | 0 | 0 | 0 | 0 | 0 | 0 | 0 | 0 | 0 | 0 | 0 | 0 | 0 | 0 | 0 | 0
F4_Commercial_College_New_Food Preparation_Natural Gas_Oven_Codes & Standards Forecast | F4 | Commercial | College | New | Food Preparation | Natural Gas | Oven | Codes & Standards Forecast | Winter Peak Demand (MW) | 0 | 0 | 0 | 0 | 0 | 0 | 0 | 0 | 0 | 0 | 0 | 0 | 0 | 0 | 0 | 0 | 0 | 0 | 0 | 0 | 0 | 0 | 0 | 0 | 0 | 0 | 0 | 0 | 0 | 0 | 0 | 0 | 0
F5_Commercial_College_New_Food Preparation_Natural Gas_Oven_Codes & Standards Forecast | F5 | Commercial | College | New | Food Preparation | Natural Gas | Oven | Codes & Standards Forecast | Turnover | 0 | 388.4111 | 1873.451 | 1197.2664 | 1544.116 | 2095.5347 | 1958.6439 | 1735.9679 | 1561.2909 | 1507.4902 | 1487.8259 | 1473.0447 | 1548.7087 | 1912.0715 | 2073.2318 | 2267.0051 | 2530.5263 | 2813.5326 | 3282.4612 | 3055.6943 | 3133.6104 | 3245.7025 | 3149.9602 | 3065.6333 | 3083.0442 | 3162.5935 | 3273.9874 | 3417.1381 | 3612.0213 | 3937.1841 | 4099.007 | 4252.6505 | 3603.4398
F6_Commercial_College_New_Food Preparation_Natural Gas_Oven_Codes & Standards Forecast | F6 | Commercial | College | New | Food Preparation | Natural Gas | Oven | Codes & Standards Forecast | Avg. Replacement Usage (kWh) | 0.026263 | 0.026263 | 0.026263 | 0.026263 | 0.026263 | 0.026263 | 0.026263 | 0.026263 | 0.026263 | 0.026263 | 0.026263 | 0.026263 | 0.026263 | 0.026263 | 0.026263 | 0.026263 | 0.026263 | 0.026263 | 0.026263 | 0.026263 | 0.026263 | 0.026263 | 0.026263 | 0.026263 | 0.026263 | 0.026263 | 0.026263 | 0.026263 | 0.026263 | 0.026263 | 0.026263 | 0.026263 | 0.026263
F7_Commercial_College_New_Food Preparation_Natural Gas_Oven_Codes & Standards Forecast | F7 | Commercial | College | New | Food Preparation | Natural Gas | Oven | Codes & Standards Forecast | Avg. Replacement Summer Demand (kW) | 0 | 0 | 0 | 0 | 0 | 0 | 0 | 0 | 0 | 0 | 0 | 0 | 0 | 0 | 0 | 0 | 0 | 0 | 0 | 0 | 0 | 0 | 0 | 0 | 0 | 0 | 0 | 0 | 0 | 0 | 0 | 0 | 0
F8_Commercial_College_New_Food Preparation_Natural Gas_Oven_Codes & Standards Forecast | F8 | Commercial | College | New | Food Preparation | Natural Gas | Oven | Codes & Standards Forecast | Avg. Replacement Winter Demand (kW) | 0 | 0 | 0 | 0 | 0 | 0 | 0 | 0 | 0 | 0 | 0 | 0 | 0 | 0 | 0 | 0 | 0 | 0 | 0 | 0 | 0 | 0 | 0 | 0 | 0 | 0 | 0 | 0 | 0 | 0 | 0 | 0 | 0
F1_Commercial_College_New_Food Preparation_Natural Gas_Conveyor Oven_Codes & Standards Forecast | F1 | Commercial | College | New | Food Preparation | Natural Gas | Conveyor Oven | Codes & Standards Forecast | Units | 0 | 194.2055 | 1130.931 | 1729.5642 | 2501.6222 | 3549.3896 | 4528.7115 | 5396.6955 | 6177.3409 | 6931.0861 | 7674.999 | 8411.5214 | 9147.0346 | 9884.6524 | 10626.8072 | 11370.3294 | 12114.0547 | 12856.8166 | 13598.5997 | 14339.3886 | 15080.3359 | 15821.4427 | 16561.6653 | 17300.9917 | 18039.4097 | 18777.9518 | 19516.6187 | 20255.411 | 20994.3297 | 21733.3753 | 22472.5486 | 23211.8504 | 23544.8411
F2_Commercial_College_New_Food Preparation_Natural Gas_Conveyor Oven_Codes & Standards Forecast | F2 | Commercial | College | New | Food Preparation | Natural Gas | Conveyor Oven | Codes & Standards Forecast | Usage (MMtherm) | 0 | 9.379e-06 | 5.4617e-05 | 8.3528e-05 | 0.00012081 | 0.00017141 | 0.00021871 | 0.00026063 | 0.00029833 | 0.00033473 | 0.00037066 | 0.00040623 | 0.00044175 | 0.00047737 | 0.00051321 | 0.00054912 | 0.00058504 | 0.00062091 | 0.00065673 | 0.00069251 | 0.00072829 | 0.00076408 | 0.00079983 | 0.00083554 | 0.0008712 | 0.00090687 | 0.00094254 | 0.00097822 | 0.0010139 | 0.0010496 | 0.0010853 | 0.001121 | 0.0011371
F3_Commercial_College_New_Food Preparation_Natural Gas_Conveyor Oven_Codes & Standards Forecast | F3 | Commercial | College | New | Food Preparation | Natural Gas | Conveyor Oven | Codes & Standards Forecast | Summer Peak Demand (MW) | 0 | 0 | 0 | 0 | 0 | 0 | 0 | 0 | 0 | 0 | 0 | 0 | 0 | 0 | 0 | 0 | 0 | 0 | 0 | 0 | 0 | 0 | 0 | 0 | 0 | 0 | 0 | 0 | 0 | 0 | 0 | 0 | 0
F4_Commercial_College_New_Food Preparation_Natural Gas_Conveyor Oven_Codes & Standards Forecast | F4 | Commercial | College | New | Food Preparation | Natural Gas | Conveyor Oven | Codes & Standards Forecast | Winter Peak Demand (MW) | 0 | 0 | 0 | 0 | 0 | 0 | 0 | 0 | 0 | 0 | 0 | 0 | 0 | 0 | 0 | 0 | 0 | 0 | 0 | 0 | 0 | 0 | 0 | 0 | 0 | 0 | 0 | 0 | 0 | 0 | 0 | 0 | 0
F5_Commercial_College_New_Food Preparation_Natural Gas_Conveyor Oven_Codes & Standards Forecast | F5 | Commercial | College | New | Food Preparation | Natural Gas | Conveyor Oven | Codes & Standards Forecast | Turnover | 0 | 194.2055 | 936.7255 | 598.6332 | 772.058 | 1047.7673 | 979.322 | 867.984 | 780.6454 | 753.7451 | 743.913 | 736.5223 | 735.5132 | 737.6178 | 742.1549 | 743.5221 | 743.7253 | 781.603 | 960.2011 | 1035.2499 | 1130.9277 | 1262.6446 | 1404.2271 | 1638.7739 | 1525.4762 | 1564.4 | 1620.4113 | 1573.5499 | 1524.6407 | 1492.2515 | 1483.1173 | 1480.5839 | 1072.824
F6_Commercial_College_New_Food Preparation_Natural Gas_Conveyor Oven_Codes & Standards Forecast | F6 | Commercial | College | New | Food Preparation | Natural Gas | Conveyor Oven | Codes & Standards Forecast | Avg. Replacement Usage (kWh) | 0.048294 | 0.048294 | 0.048294 | 0.048294 | 0.048294 | 0.048294 | 0.048294 | 0.048294 | 0.048294 | 0.048294 | 0.048294 | 0.048294 | 0.048294 | 0.048294 | 0.048294 | 0.048294 | 0.048294 | 0.048294 | 0.048294 | 0.048294 | 0.048294 | 0.048294 | 0.048294 | 0.048294 | 0.048294 | 0.048294 | 0.048294 | 0.048294 | 0.048294 | 0.048294 | 0.048294 | 0.048294 | 0.048294
F7_Commercial_College_New_Food Preparation_Natural Gas_Conveyor Oven_Codes & Standards Forecast | F7 | Commercial | College | New | Food Preparation | Natural Gas | Conveyor Oven | Codes & Standards Forecast | Avg. Replacement Summer Demand (kW) | 0 | 0 | 0 | 0 | 0 | 0 | 0 | 0 | 0 | 0 | 0 | 0 | 0 | 0 | 0 | 0 | 0 | 0 | 0 | 0 | 0 | 0 | 0 | 0 | 0 | 0 | 0 | 0 | 0 | 0 | 0 | 0 | 0
F8_Commercial_College_New_Food Preparation_Natural Gas_Conveyor Oven_Codes & Standards Forecast | F8 | Commercial | College | New | Food Preparation | Natural Gas | Conveyor Oven | Codes & Standards Forecast | Avg. Replacement Winter Demand (kW) | 0 | 0 | 0 | 0 | 0 | 0 | 0 | 0 | 0 | 0 | 0 | 0 | 0 | 0 | 0 | 0 | 0 | 0 | 0 | 0 | 0 | 0 | 0 | 0 | 0 | 0 | 0 | 0 | 0 | 0 | 0 | 0 | 0
F1_Commercial_College_New_Food Preparation_Natural Gas_Double Rack Oven_Codes & Standards Forecast | F1 | Commercial | College | New | Food Preparation | Natural Gas | Double Rack Oven | Codes & Standards Forecast | Units | 0 | 194.2055 | 1130.931 | 1729.5642 | 2501.6222 | 3549.3896 | 4528.7115 | 5396.6955 | 6177.3409 | 6931.0861 | 7674.999 | 8411.5214 | 9147.0346 | 9884.6524 | 10626.8072 | 11370.3294 | 12114.0547 | 12856.8166 | 13598.5997 | 14339.3886 | 15080.3359 | 15821.4427 | 16561.6653 | 17300.9917 | 18039.4097 | 18777.9518 | 19516.6187 | 20255.411 | 20994.3297 | 21733.3753 | 22472.5486 | 23211.8504 | 23544.8411
F2_Commercial_College_New_Food Preparation_Natural Gas_Double Rack Oven_Codes & Standards Forecast | F2 | Commercial | College | New | Food Preparation | Natural Gas | Double Rack Oven | Codes & Standards Forecast | Usage (MMtherm) | 0 | 1.6715e-05 | 9.7336e-05 | 0.00014886 | 0.00021531 | 0.00030549 | 0.00038977 | 0.00046448 | 0.00053167 | 0.00059654 | 0.00066057 | 0.00072396 | 0.00078726 | 0.00085074 | 0.00091462 | 0.00097861 | 0.0010426 | 0.0011065 | 0.0011704 | 0.0012342 | 0.0012979 | 0.0013617 | 0.0014254 | 0.001489 | 0.0015526 | 0.0016162 | 0.0016797 | 0.0017433 | 0.0018069 | 0.0018705 | 0.0019341 | 0.0019978 | 0.0020264
F3_Commercial_College_New_Food Preparation_Natural Gas_Double Rack Oven_Codes & Standards Forecast | F3 | Commercial | College | New | Food Preparation | Natural Gas | Double Rack Oven | Codes & Standards Forecast | Summer Peak Demand (MW) | 0 | 0 | 0 | 0 | 0 | 0 | 0 | 0 | 0 | 0 | 0 | 0 | 0 | 0 | 0 | 0 | 0 | 0 | 0 | 0 | 0 | 0 | 0 | 0 | 0 | 0 | 0 | 0 | 0 | 0 | 0 | 0 | 0
F4_Commercial_College_New_Food Preparation_Natural Gas_Double Rack Oven_Codes & Standards Forecast | F4 | Commercial | College | New | Food Preparation | Natural Gas | Double Rack Oven | Codes & Standards Forecast | Winter Peak Demand (MW) | 0 | 0 | 0 | 0 | 0 | 0 | 0 | 0 | 0 | 0 | 0 | 0 | 0 | 0 | 0 | 0 | 0 | 0 | 0 | 0 | 0 | 0 | 0 | 0 | 0 | 0 | 0 | 0 | 0 | 0 | 0 | 0 | 0
F5_Commercial_College_New_Food Preparation_Natural Gas_Double Rack Oven_Codes & Standards Forecast | F5 | Commercial | College | New | Food Preparation | Natural Gas | Double Rack Oven | Codes & Standards Forecast | Turnover | 0 | 194.2055 | 936.7255 | 598.6332 | 772.058 | 1047.7673 | 979.322 | 867.984 | 780.6454 | 753.7451 | 743.913 | 736.5223 | 774.3543 | 956.0358 | 1036.6159 | 1133.5026 | 1265.2631 | 1406.7663 | 1641.2306 | 1527.8471 | 1566.8052 | 1622.8512 | 1574.9801 | 1532.8167 | 1541.5221 | 1581.2968 | 1636.9937 | 1708.5691 | 1806.0107 | 1968.5921 | 2049.5035 | 2126.3252 | 1801.7199
F6_Commercial_College_New_Food Preparation_Natural Gas_Double Rack Oven_Codes & Standards Forecast | F6 | Commercial | College | New | Food Preparation | Natural Gas | Double Rack Oven | Codes & Standards Forecast | Avg. Replacement Usage (kWh) | 0.086067 | 0.086067 | 0.086067 | 0.086067 | 0.086067 | 0.086067 | 0.086067 | 0.086067 | 0.086067 | 0.086067 | 0.086067 | 0.086067 | 0.086067 | 0.086067 | 0.086067 | 0.086067 | 0.086067 | 0.086067 | 0.086067 | 0.086067 | 0.086067 | 0.086067 | 0.086067 | 0.086067 | 0.086067 | 0.086067 | 0.086067 | 0.086067 | 0.086067 | 0.086067 | 0.086067 | 0.086067 | 0.086067
F7_Commercial_College_New_Food Preparation_Natural Gas_Double Rack Oven_Codes & Standards Forecast | F7 | Commercial | College | New | Food Preparation | Natural Gas | Double Rack Oven | Codes & Standards Forecast | Avg. Replacement Summer Demand (kW) | 0 | 0 | 0 | 0 | 0 | 0 | 0 | 0 | 0 | 0 | 0 | 0 | 0 | 0 | 0 | 0 | 0 | 0 | 0 | 0 | 0 | 0 | 0 | 0 | 0 | 0 | 0 | 0 | 0 | 0 | 0 | 0 | 0
F8_Commercial_College_New_Food Preparation_Natural Gas_Double Rack Oven_Codes & Standards Forecast | F8 | Commercial | College | New | Food Preparation | Natural Gas | Double Rack Oven | Codes & Standards Forecast | Avg. Replacement Winter Demand (kW) | 0 | 0 | 0 | 0 | 0 | 0 | 0 | 0 | 0 | 0 | 0 | 0 | 0 | 0 | 0 | 0 | 0 | 0 | 0 | 0 | 0 | 0 | 0 | 0 | 0 | 0 | 0 | 0 | 0 | 0 | 0 | 0 | 0
F1_Commercial_College_New_Food Preparation_Natural Gas_Fryer_Codes & Standards Forecast | F1 | Commercial | College | New | Food Preparation | Natural Gas | Fryer | Codes & Standards Forecast | Units | 0 | 502.6497 | 2927.1156 | 4476.5192 | 6474.7869 | 9186.6553 | 11721.371 | 13967.9178 | 15988.4119 | 17939.2816 | 19864.7034 | 21770.9965 | 23674.6778 | 25583.8061 | 27504.6776 | 29429.0878 | 31354.0239 | 33276.4664 | 35196.3756 | 37113.7116 | 39031.4576 | 40949.6163 | 42865.4866 | 44779.0373 | 46690.2369 | 48601.7576 | 50513.6012 | 52425.7697 | 54338.265 | 56251.0889 | 58164.2434 | 60077.7304 | 60939.5886
F2_Commercial_College_New_Food Preparation_Natural Gas_Fryer_Codes & Standards Forecast | F2 | Commercial | College | New | Food Preparation | Natural Gas | Fryer | Codes & Standards Forecast | Usage (MMtherm) | 0 | 2.1906e-05 | 0.00012757 | 0.00016895 | 0.00022233 | 0.00029477 | 0.00036035 | 0.00040854 | 0.00045365 | 0.00049912 | 0.00054355 | 0.00058153 | 0.00063238 | 0.00068337 | 0.00073468 | 0.00078608 | 0.0008375 | 0.00088885 | 0.00094013 | 0.00099135 | 0.0010426 | 0.0010938 | 0.001145 | 0.0011961 | 0.0012471 | 0.0012982 | 0.0013493 | 0.0014004 | 0.0014514 | 0.0015025 | 0.0015536 | 0.0016047 | 0.0016278
F3_Commercial_College_New_Food Preparation_Natural Gas_Fryer_Codes & Standards Forecast | F3 | Commercial | College | New | Food Preparation | Natural Gas | Fryer | Codes & Standards Forecast | Summer Peak Demand (MW) | 0 | 0 | 0 | 0 | 0 | 0 | 0 | 0 | 0 | 0 | 0 | 0 | 0 | 0 | 0 | 0 | 0 | 0 | 0 | 0 | 0 | 0 | 0 | 0 | 0 | 0 | 0 | 0 | 0 | 0 | 0 | 0 | 0
F4_Commercial_College_New_Food Preparation_Natural Gas_Fryer_Codes & Standards Forecast | F4 | Commercial | College | New | Food Preparation | Natural Gas | Fryer | Codes & Standards Forecast | Winter Peak Demand (MW) | 0 | 0 | 0 | 0 | 0 | 0 | 0 | 0 | 0 | 0 | 0 | 0 | 0 | 0 | 0 | 0 | 0 | 0 | 0 | 0 | 0 | 0 | 0 | 0 | 0 | 0 | 0 | 0 | 0 | 0 | 0 | 0 | 0
F5_Commercial_College_New_Food Preparation_Natural Gas_Fryer_Codes & Standards Forecast | F5 | Commercial | College | New | Food Preparation | Natural Gas | Fryer | Codes & Standards Forecast | Turnover | 0 | 502.6497 | 2424.466 | 1549.4036 | 1998.2677 | 2711.8684 | 2660.3781 | 2946.91 | 2933.1174 | 3134.9042 | 3610.6959 | 4291.3992 | 4221.582 | 4487.3508 | 4807.6051 | 4979.9155 | 5357.4103 | 5548.9205 | 5809.4904 | 6149.3307 | 6498.255 | 6676.3251 | 6934.7934 | 7206.1135 | 7458.8444 | 7786.3994 | 8032.5302 | 8298.2162 | 8584.2051 | 8864.1188 | 9115.4824 | 9384.7012 | 8604.2084
F6_Commercial_College_New_Food Preparation_Natural Gas_Fryer_Codes & Standards Forecast | F6 | Commercial | College | New | Food Preparation | Natural Gas | Fryer | Codes & Standards Forecast | Avg. Replacement Usage (kWh) | 0.043581 | 0.043581 | 0.043581 | 0.026711 | 0.026711 | 0.026711 | 0.026711 | 0.026711 | 0.026711 | 0.026711 | 0.026711 | 0.026711 | 0.026711 | 0.026711 | 0.026711 | 0.026711 | 0.026711 | 0.026711 | 0.026711 | 0.026711 | 0.026711 | 0.026711 | 0.026711 | 0.026711 | 0.026711 | 0.026711 | 0.026711 | 0.026711 | 0.026711 | 0.026711 | 0.026711 | 0.026711 | 0.026711
F7_Commercial_College_New_Food Preparation_Natural Gas_Fryer_Codes & Standards Forecast | F7 | Commercial | College | New | Food Preparation | Natural Gas | Fryer | Codes & Standards Forecast | Avg. Replacement Summer Demand (kW) | 0 | 0 | 0 | 0 | 0 | 0 | 0 | 0 | 0 | 0 | 0 | 0 | 0 | 0 | 0 | 0 | 0 | 0 | 0 | 0 | 0 | 0 | 0 | 0 | 0 | 0 | 0 | 0 | 0 | 0 | 0 | 0 | 0
F8_Commercial_College_New_Food Preparation_Natural Gas_Fryer_Codes & Standards Forecast | F8 | Commercial | College | New | Food Preparation | Natural Gas | Fryer | Codes & Standards Forecast | Avg. Replacement Winter Demand (kW) | 0 | 0 | 0 | 0 | 0 | 0 | 0 | 0 | 0 | 0 | 0 | 0 | 0 | 0 | 0 | 0 | 0 | 0 | 0 | 0 | 0 | 0 | 0 | 0 | 0 | 0 | 0 | 0 | 0 | 0 | 0 | 0 | 0
F1_Commercial_College_New_Food Preparation_Natural Gas_Broiler_Codes & Standards Forecast | F1 | Commercial | College | New | Food Preparation | Natural Gas | Broiler | Codes & Standards Forecast | Units | 0 | 776.8222 | 4523.7242 | 6918.2569 | 10006.4889 | 14197.5583 | 18114.8462 | 21586.782 | 24709.3638 | 27724.3442 | 30699.9961 | 33646.0855 | 36588.1384 | 39538.6095 | 42507.2289 | 45481.3175 | 48456.2188 | 51427.2663 | 54394.3987 | 57357.5543 | 60321.3436 | 63285.7707 | 66246.6612 | 69203.9668 | 72157.6389 | 75111.8072 | 78066.4746 | 81021.6441 | 83977.3186 | 86933.501 | 89890.1943 | 92847.4016 | 94179.3642
F2_Commercial_College_New_Food Preparation_Natural Gas_Broiler_Codes & Standards Forecast | F2 | Commercial | College | New | Food Preparation | Natural Gas | Broiler | Codes & Standards Forecast | Usage (MMtherm) | 0 | 3.6916e-05 | 0.00021498 | 0.00032877 | 0.00047553 | 0.0006747 | 0.00086086 | 0.0010259 | 0.0011742 | 0.0013175 | 0.0014589 | 0.0015989 | 0.0017388 | 0.001879 | 0.00202 | 0.0021614 | 0.0023028 | 0.0024439 | 0.002585 | 0.0027258 | 0.0028666 | 0.0030075 | 0.0031482 | 0.0032887 | 0.0034291 | 0.0035695 | 0.0037099 | 0.0038503 | 0.0039908 | 0.0041313 | 0.0042718 | 0.0044123 | 0.0044756
F3_Commercial_College_New_Food Preparation_Natural Gas_Broiler_Codes & Standards Forecast | F3 | Commercial | College | New | Food Preparation | Natural Gas | Broiler | Codes & Standards Forecast | Summer Peak Demand (MW) | 0 | 0 | 0 | 0 | 0 | 0 | 0 | 0 | 0 | 0 | 0 | 0 | 0 | 0 | 0 | 0 | 0 | 0 | 0 | 0 | 0 | 0 | 0 | 0 | 0 | 0 | 0 | 0 | 0 | 0 | 0 | 0 | 0
F4_Commercial_College_New_Food Preparation_Natural Gas_Broiler_Codes & Standards Forecast | F4 | Commercial | College | New | Food Preparation | Natural Gas | Broiler | Codes & Standards Forecast | Winter Peak Demand (MW) | 0 | 0 | 0 | 0 | 0 | 0 | 0 | 0 | 0 | 0 | 0 | 0 | 0 | 0 | 0 | 0 | 0 | 0 | 0 | 0 | 0 | 0 | 0 | 0 | 0 | 0 | 0 | 0 | 0 | 0 | 0 | 0 | 0
F5_Commercial_College_New_Food Preparation_Natural Gas_Broiler_Codes & Standards Forecast | F5 | Commercial | College | New | Food Preparation | Natural Gas | Broiler | Codes & Standards Forecast | Turnover | 0 | 776.8222 | 3746.902 | 2394.5328 | 3088.232 | 4191.0694 | 3917.2879 | 3471.9359 | 3122.5817 | 3014.9804 | 2975.6519 | 2946.0894 | 3097.4173 | 3824.143 | 4146.4636 | 4534.0102 | 5061.0526 | 5627.0653 | 6564.9225 | 6111.3885 | 6267.2207 | 6491.4049 | 6299.9204 | 6131.2667 | 6166.0884 | 6325.1871 | 6547.9748 | 6834.2762 | 7224.0426 | 7874.3682 | 8198.0141 | 8505.301 | 7206.8797
F6_Commercial_College_New_Food Preparation_Natural Gas_Broiler_Codes & Standards Forecast | F6 | Commercial | College | New | Food Preparation | Natural Gas | Broiler | Codes & Standards Forecast | Avg. Replacement Usage (kWh) | 0.047522 | 0.047522 | 0.047522 | 0.047522 | 0.047522 | 0.047522 | 0.047522 | 0.047522 | 0.047522 | 0.047522 | 0.047522 | 0.047522 | 0.047522 | 0.047522 | 0.047522 | 0.047522 | 0.047522 | 0.047522 | 0.047522 | 0.047522 | 0.047522 | 0.047522 | 0.047522 | 0.047522 | 0.047522 | 0.047522 | 0.047522 | 0.047522 | 0.047522 | 0.047522 | 0.047522 | 0.047522 | 0.047522
F7_Commercial_College_New_Food Preparation_Natural Gas_Broiler_Codes & Standards Forecast | F7 | Commercial | College | New | Food Preparation | Natural Gas | Broiler | Codes & Standards Forecast | Avg. Replacement Summer Demand (kW) | 0 | 0 | 0 | 0 | 0 | 0 | 0 | 0 | 0 | 0 | 0 | 0 | 0 | 0 | 0 | 0 | 0 | 0 | 0 | 0 | 0 | 0 | 0 | 0 | 0 | 0 | 0 | 0 | 0 | 0 | 0 | 0 | 0
F8_Commercial_College_New_Food Preparation_Natural Gas_Broiler_Codes & Standards Forecast | F8 | Commercial | College | New | Food Preparation | Natural Gas | Broiler | Codes & Standards Forecast | Avg. Replacement Winter Demand (kW) | 0 | 0 | 0 | 0 | 0 | 0 | 0 | 0 | 0 | 0 | 0 | 0 | 0 | 0 | 0 | 0 | 0 | 0 | 0 | 0 | 0 | 0 | 0 | 0 | 0 | 0 | 0 | 0 | 0 | 0 | 0 | 0 | 0
F1_Commercial_College_New_Food Preparation_Natural Gas_Griddle_Codes & Standards Forecast | F1 | Commercial | College | New | Food Preparation | Natural Gas | Griddle | Codes & Standards Forecast | Units | 0 | 1096.6902 | 6386.4341 | 9766.951 | 14126.8078 | 20043.6117 | 25573.9005 | 30475.457 | 34883.8077 | 39140.2507 | 43341.171 | 47500.356 | 51653.8425 | 55819.2134 | 60010.2056 | 64208.9188 | 68408.7795 | 72603.1994 | 76792.0923 | 80975.3708 | 85159.5439 | 89344.6175 | 93524.6981 | 97699.7178 | 101869.6078 | 106040.1984 | 110211.4936 | 114383.4976 | 118556.2145 | 122729.6485 | 126903.8038 | 131078.6845 | 132959.1024
F2_Commercial_College_New_Food Preparation_Natural Gas_Griddle_Codes & Standards Forecast | F2 | Commercial | College | New | Food Preparation | Natural Gas | Griddle | Codes & Standards Forecast | Usage (MMtherm) | 0 | 3.2161e-05 | 0.00018729 | 0.00028642 | 0.00041428 | 0.0005878 | 0.00074998 | 0.00089372 | 0.001023 | 0.0011478 | 0.001271 | 0.001393 | 0.0015148 | 0.0016369 | 0.0017598 | 0.001883 | 0.0020061 | 0.0021291 | 0.002252 | 0.0023747 | 0.0024974 | 0.0026201 | 0.0027427 | 0.0028651 | 0.0029874 | 0.0031097 | 0.003232 | 0.0033544 | 0.0034768 | 0.0035991 | 0.0037216 | 0.003844 | 0.0038991
F3_Commercial_College_New_Food Preparation_Natural Gas_Griddle_Codes & Standards Forecast | F3 | Commercial | College | New | Food Preparation | Natural Gas | Griddle | Codes & Standards Forecast | Summer Peak Demand (MW) | 0 | 0 | 0 | 0 | 0 | 0 | 0 | 0 | 0 | 0 | 0 | 0 | 0 | 0 | 0 | 0 | 0 | 0 | 0 | 0 | 0 | 0 | 0 | 0 | 0 | 0 | 0 | 0 | 0 | 0 | 0 | 0 | 0
F4_Commercial_College_New_Food Preparation_Natural Gas_Griddle_Codes & Standards Forecast | F4 | Commercial | College | New | Food Preparation | Natural Gas | Griddle | Codes & Standards Forecast | Winter Peak Demand (MW) | 0 | 0 | 0 | 0 | 0 | 0 | 0 | 0 | 0 | 0 | 0 | 0 | 0 | 0 | 0 | 0 | 0 | 0 | 0 | 0 | 0 | 0 | 0 | 0 | 0 | 0 | 0 | 0 | 0 | 0 | 0 | 0 | 0
F5_Commercial_College_New_Food Preparation_Natural Gas_Griddle_Codes & Standards Forecast | F5 | Commercial | College | New | Food Preparation | Natural Gas | Griddle | Codes & Standards Forecast | Turnover | 0 | 1096.6902 | 5289.7439 | 3380.5169 | 4359.8569 | 5916.8038 | 5530.2888 | 4901.5565 | 4408.3507 | 4256.443 | 4200.9203 | 4159.185 | 4372.8245 | 5398.7902 | 5853.8309 | 6400.9556 | 7145.0154 | 7944.0922 | 9268.1258 | 8627.8426 | 8847.841 | 9164.3364 | 8894.0053 | 8655.9059 | 8705.066 | 8929.6759 | 9244.1997 | 9648.39 | 10198.6484 | 11116.7551 | 11573.6669 | 12007.4837 | 10174.4183
F6_Commercial_College_New_Food Preparation_Natural Gas_Griddle_Codes & Standards Forecast | F6 | Commercial | College | New | Food Preparation | Natural Gas | Griddle | Codes & Standards Forecast | Avg. Replacement Usage (kWh) | 0.029326 | 0.029326 | 0.029326 | 0.029326 | 0.029326 | 0.029326 | 0.029326 | 0.029326 | 0.029326 | 0.029326 | 0.029326 | 0.029326 | 0.029326 | 0.029326 | 0.029326 | 0.029326 | 0.029326 | 0.029326 | 0.029326 | 0.029326 | 0.029326 | 0.029326 | 0.029326 | 0.029326 | 0.029326 | 0.029326 | 0.029326 | 0.029326 | 0.029326 | 0.029326 | 0.029326 | 0.029326 | 0.029326
F7_Commercial_College_New_Food Preparation_Natural Gas_Griddle_Codes & Standards Forecast | F7 | Commercial | College | New | Food Preparation | Natural Gas | Griddle | Codes & Standards Forecast | Avg. Replacement Summer Demand (kW) | 0 | 0 | 0 | 0 | 0 | 0 | 0 | 0 | 0 | 0 | 0 | 0 | 0 | 0 | 0 | 0 | 0 | 0 | 0 | 0 | 0 | 0 | 0 | 0 | 0 | 0 | 0 | 0 | 0 | 0 | 0 | 0 | 0
F8_Commercial_College_New_Food Preparation_Natural Gas_Griddle_Codes & Standards Forecast | F8 | Commercial | College | New | Food Preparation | Natural Gas | Griddle | Codes & Standards Forecast | Avg. Replacement Winter Demand (kW) | 0 | 0 | 0 | 0 | 0 | 0 | 0 | 0 | 0 | 0 | 0 | 0 | 0 | 0 | 0 | 0 | 0 | 0 | 0 | 0 | 0 | 0 | 0 | 0 | 0 | 0 | 0 | 0 | 0 | 0 | 0 | 0 | 0
F1_Commercial_College_New_Food Preparation_Natural Gas_Range_Codes & Standards Forecast | F1 | Commercial | College | New | Food Preparation | Natural Gas | Range | Codes & Standards Forecast | Units | 0 | 1355.6309 | 7894.3421 | 12073.0366 | 17462.3041 | 24776.1311 | 31612.1825 | 37671.051 | 43120.2623 | 48381.6987 | 53574.503 | 58715.7178 | 63849.8886 | 68998.7499 | 74179.2819 | 79369.3579 | 84560.8524 | 89745.6215 | 94923.5585 | 100094.5556 | 105266.6584 | 110439.8744 | 115606.9185 | 120767.7067 | 125922.1541 | 131077.4675 | 136233.6518 | 141390.7123 | 146548.654 | 151707.4822 | 156867.2019 | 162027.8184 | 164352.2238
F2_Commercial_College_New_Food Preparation_Natural Gas_Range_Codes & Standards Forecast | F2 | Commercial | College | New | Food Preparation | Natural Gas | Range | Codes & Standards Forecast | Usage (MMtherm) | 0 | 4.7202e-05 | 0.00027487 | 0.00042037 | 0.00060802 | 0.00086268 | 0.0011007 | 0.0013117 | 0.0015014 | 0.0016846 | 0.0018654 | 0.0020444 | 0.0022232 | 0.0024025 | 0.0025828 | 0.0027636 | 0.0029443 | 0.0031249 | 0.0033051 | 0.0034852 | 0.0036653 | 0.0038454 | 0.0040253 | 0.004205 | 0.0043845 | 0.004564 | 0.0047435 | 0.0049231 | 0.0051027 | 0.0052823 | 0.005462 | 0.0056416 | 0.0057226
F3_Commercial_College_New_Food Preparation_Natural Gas_Range_Codes & Standards Forecast | F3 | Commercial | College | New | Food Preparation | Natural Gas | Range | Codes & Standards Forecast | Summer Peak Demand (MW) | 0 | 0 | 0 | 0 | 0 | 0 | 0 | 0 | 0 | 0 | 0 | 0 | 0 | 0 | 0 | 0 | 0 | 0 | 0 | 0 | 0 | 0 | 0 | 0 | 0 | 0 | 0 | 0 | 0 | 0 | 0 | 0 | 0
F4_Commercial_College_New_Food Preparation_Natural Gas_Range_Codes & Standards Forecast | F4 | Commercial | College | New | Food Preparation | Natural Gas | Range | Codes & Standards Forecast | Winter Peak Demand (MW) | 0 | 0 | 0 | 0 | 0 | 0 | 0 | 0 | 0 | 0 | 0 | 0 | 0 | 0 | 0 | 0 | 0 | 0 | 0 | 0 | 0 | 0 | 0 | 0 | 0 | 0 | 0 | 0 | 0 | 0 | 0 | 0 | 0
F5_Commercial_College_New_Food Preparation_Natural Gas_Range_Codes & Standards Forecast | F5 | Commercial | College | New | Food Preparation | Natural Gas | Range | Codes & Standards Forecast | Turnover | 0 | 1355.6309 | 6538.7113 | 4178.6944 | 5389.2675 | 7313.827 | 6836.0514 | 6058.8685 | 5449.2113 | 5261.4365 | 5463.9304 | 6665.858 | 7189.6242 | 7871.0776 | 8821.0704 | 9825.0876 | 11469.9908 | 10678.7442 | 10942.7488 | 11380.1443 | 11347.3462 | 11347.6017 | 11520.9503 | 11958.9031 | 12611.0394 | 13729.6632 | 14288.7153 | 14830.2739 | 15421.5762 | 15902.4021 | 16455.3007 | 16293.8508 | 13691.9807
F6_Commercial_College_New_Food Preparation_Natural Gas_Range_Codes & Standards Forecast | F6 | Commercial | College | New | Food Preparation | Natural Gas | Range | Codes & Standards Forecast | Avg. Replacement Usage (kWh) | 0.034819 | 0.034819 | 0.034819 | 0.034819 | 0.034819 | 0.034819 | 0.034819 | 0.034819 | 0.034819 | 0.034819 | 0.034819 | 0.034819 | 0.034819 | 0.034819 | 0.034819 | 0.034819 | 0.034819 | 0.034819 | 0.034819 | 0.034819 | 0.034819 | 0.034819 | 0.034819 | 0.034819 | 0.034819 | 0.034819 | 0.034819 | 0.034819 | 0.034819 | 0.034819 | 0.034819 | 0.034819 | 0.034819
F7_Commercial_College_New_Food Preparation_Natural Gas_Range_Codes & Standards Forecast | F7 | Commercial | College | New | Food Preparation | Natural Gas | Range | Codes & Standards Forecast | Avg. Replacement Summer Demand (kW) | 0 | 0 | 0 | 0 | 0 | 0 | 0 | 0 | 0 | 0 | 0 | 0 | 0 | 0 | 0 | 0 | 0 | 0 | 0 | 0 | 0 | 0 | 0 | 0 | 0 | 0 | 0 | 0 | 0 | 0 | 0 | 0 | 0
F8_Commercial_College_New_Food Preparation_Natural Gas_Range_Codes & Standards Forecast | F8 | Commercial | College | New | Food Preparation | Natural Gas | Range | Codes & Standards Forecast | Avg. Replacement Winter Demand (kW) | 0 | 0 | 0 | 0 | 0 | 0 | 0 | 0 | 0 | 0 | 0 | 0 | 0 | 0 | 0 | 0 | 0 | 0 | 0 | 0 | 0 | 0 | 0 | 0 | 0 | 0 | 0 | 0 | 0 | 0 | 0 | 0 | 0
F1_Commercial_College_New_Food Preparation_Natural Gas_Steamer_Codes & Standards Forecast | F1 | Commercial | College | New | Food Preparation | Natural Gas | Steamer | Codes & Standards Forecast | Units | 0 | 487.4178 | 2838.4152 | 4340.8671 | 6278.5813 | 8908.2719 | 11366.178 | 13544.6475 | 15503.9145 | 17395.667 | 19262.7426 | 21111.2693 | 22957.2633 | 24808.5393 | 26671.2025 | 28537.2972 | 30403.902 | 32268.0886 | 34129.8188 | 35989.0537 | 37848.6862 | 39708.7189 | 41566.5325 | 43422.0968 | 45275.3813 | 47128.9771 | 48982.886 | 50837.11 | 52691.6509 | 54546.5104 | 56401.6906 | 58257.1931 | 59092.9344
F2_Commercial_College_New_Food Preparation_Natural Gas_Steamer_Codes & Standards Forecast | F2 | Commercial | College | New | Food Preparation | Natural Gas | Steamer | Codes & Standards Forecast | Usage (MMtherm) | 0 | 3.3706e-05 | 0.00019628 | 0.00024136 | 0.00029949 | 0.00037838 | 0.00045211 | 0.00051747 | 0.00057625 | 0.000633 | 0.00068689 | 0.00073023 | 0.00077485 | 0.00082081 | 0.00086819 | 0.00091661 | 0.00096588 | 0.0010158 | 0.0010664 | 0.0011116 | 0.0011355 | 0.0011913 | 0.001247 | 0.0013027 | 0.0013583 | 0.0014139 | 0.0014695 | 0.0015251 | 0.0015807 | 0.0016364 | 0.001692 | 0.0017477 | 0.0017728
F3_Commercial_College_New_Food Preparation_Natural Gas_Steamer_Codes & Standards Forecast | F3 | Commercial | College | New | Food Preparation | Natural Gas | Steamer | Codes & Standards Forecast | Summer Peak Demand (MW) | 0 | 0 | 0 | 0 | 0 | 0 | 0 | 0 | 0 | 0 | 0 | 0 | 0 | 0 | 0 | 0 | 0 | 0 | 0 | 0 | 0 | 0 | 0 | 0 | 0 | 0 | 0 | 0 | 0 | 0 | 0 | 0 | 0
F4_Commercial_College_New_Food Preparation_Natural Gas_Steamer_Codes & Standards Forecast | F4 | Commercial | College | New | Food Preparation | Natural Gas | Steamer | Codes & Standards Forecast | Winter Peak Demand (MW) | 0 | 0 | 0 | 0 | 0 | 0 | 0 | 0 | 0 | 0 | 0 | 0 | 0 | 0 | 0 | 0 | 0 | 0 | 0 | 0 | 0 | 0 | 0 | 0 | 0 | 0 | 0 | 0 | 0 | 0 | 0 | 0 | 0
F5_Commercial_College_New_Food Preparation_Natural Gas_Steamer_Codes & Standards Forecast | F5 | Commercial | College | New | Food Preparation | Natural Gas | Steamer | Codes & Standards Forecast | Turnover | 0 | 487.4178 | 2350.9973 | 1502.4519 | 1937.7142 | 2629.6906 | 2457.9061 | 2178.4696 | 1959.267 | 1891.7524 | 1921.2332 | 2157.8886 | 2287.9215 | 2459.402 | 2695.4075 | 2879.4126 | 3009.3839 | 3097.6867 | 3168.3693 | 3384.2607 | 4028.8585 | 3781.1409 | 3972.7695 | 4248.1063 | 4247.0228 | 4229.6878 | 4242.6756 | 4308.8223 | 4421.5135 | 4657.1411 | 4806.2669 | 4972.9164 | 4151.4646
F6_Commercial_College_New_Food Preparation_Natural Gas_Steamer_Codes & Standards Forecast | F6 | Commercial | College | New | Food Preparation | Natural Gas | Steamer | Codes & Standards Forecast | Avg. Replacement Usage (kWh) | 0.069152 | 0.069152 | 0.069152 | 0.03 | 0.03 | 0.03 | 0.03 | 0.03 | 0.03 | 0.03 | 0.03 | 0.03 | 0.03 | 0.03 | 0.03 | 0.03 | 0.03 | 0.03 | 0.03 | 0.03 | 0.03 | 0.03 | 0.03 | 0.03 | 0.03 | 0.03 | 0.03 | 0.03 | 0.03 | 0.03 | 0.03 | 0.03 | 0.03
F7_Commercial_College_New_Food Preparation_Natural Gas_Steamer_Codes & Standards Forecast | F7 | Commercial | College | New | Food Preparation | Natural Gas | Steamer | Codes & Standards Forecast | Avg. Replacement Summer Demand (kW) | 0 | 0 | 0 | 0 | 0 | 0 | 0 | 0 | 0 | 0 | 0 | 0 | 0 | 0 | 0 | 0 | 0 | 0 | 0 | 0 | 0 | 0 | 0 | 0 | 0 | 0 | 0 | 0 | 0 | 0 | 0 | 0 | 0
F8_Commercial_College_New_Food Preparation_Natural Gas_Steamer_Codes & Standards Forecast | F8 | Commercial | College | New | Food Preparation | Natural Gas | Steamer | Codes & Standards Forecast | Avg. Replacement Winter Demand (kW) | 0 | 0 | 0 | 0 | 0 | 0 | 0 | 0 | 0 | 0 | 0 | 0 | 0 | 0 | 0 | 0 | 0 | 0 | 0 | 0 | 0 | 0 | 0 | 0 | 0 | 0 | 0 | 0 | 0 | 0 | 0 | 0 | 0
F1_Commercial_College_New_Food Preparation_Natural Gas_Food Prep Other_Codes & Standards Forecast | F1 | Commercial | College | New | Food Preparation | Natural Gas | Food Prep Other | Codes & Standards Forecast | Units | 0 | 60.9272 | 354.8019 | 542.6084 | 784.8227 | 1113.534 | 1420.7722 | 1693.0809 | 1937.9893 | 2174.4584 | 2407.8428 | 2638.9087 | 2869.6579 | 3101.0674 | 3333.9003 | 3567.1622 | 3800.4878 | 4033.5111 | 4266.2273 | 4498.6317 | 4731.0858 | 4963.5899 | 5195.8166 | 5427.7621 | 5659.4227 | 5891.1221 | 6122.8608 | 6354.6388 | 6586.4564 | 6818.3138 | 7050.2113 | 7282.1491 | 7386.6168
F2_Commercial_College_New_Food Preparation_Natural Gas_Food Prep Other_Codes & Standards Forecast | F2 | Commercial | College | New | Food Preparation | Natural Gas | Food Prep Other | Codes & Standards Forecast | Usage (MMtherm) | 0 | 7.5475e-07 | 4.3952e-06 | 6.7217e-06 | 9.7222e-06 | 1.3794e-05 | 1.76e-05 | 2.0974e-05 | 2.4007e-05 | 2.6937e-05 | 2.9828e-05 | 3.269e-05 | 3.5549e-05 | 3.8415e-05 | 4.13e-05 | 4.4189e-05 | 4.708e-05 | 4.9966e-05 | 5.2849e-05 | 5.5728e-05 | 5.8608e-05 | 6.1488e-05 | 6.4365e-05 | 6.7238e-05 | 7.0108e-05 | 7.2978e-05 | 7.5849e-05 | 7.872e-05 | 8.1592e-05 | 8.4464e-05 | 8.7337e-05 | 9.021e-05 | 9.1504e-05
F3_Commercial_College_New_Food Preparation_Natural Gas_Food Prep Other_Codes & Standards Forecast | F3 | Commercial | College | New | Food Preparation | Natural Gas | Food Prep Other | Codes & Standards Forecast | Summer Peak Demand (MW) | 0 | 0 | 0 | 0 | 0 | 0 | 0 | 0 | 0 | 0 | 0 | 0 | 0 | 0 | 0 | 0 | 0 | 0 | 0 | 0 | 0 | 0 | 0 | 0 | 0 | 0 | 0 | 0 | 0 | 0 | 0 | 0 | 0
F4_Commercial_College_New_Food Preparation_Natural Gas_Food Prep Other_Codes & Standards Forecast | F4 | Commercial | College | New | Food Preparation | Natural Gas | Food Prep Other | Codes & Standards Forecast | Winter Peak Demand (MW) | 0 | 0 | 0 | 0 | 0 | 0 | 0 | 0 | 0 | 0 | 0 | 0 | 0 | 0 | 0 | 0 | 0 | 0 | 0 | 0 | 0 | 0 | 0 | 0 | 0 | 0 | 0 | 0 | 0 | 0 | 0 | 0 | 0
F5_Commercial_College_New_Food Preparation_Natural Gas_Food Prep Other_Codes & Standards Forecast | F5 | Commercial | College | New | Food Preparation | Natural Gas | Food Prep Other | Codes & Standards Forecast | Turnover | 0 | 60.9272 | 293.8747 | 187.8065 | 242.2143 | 328.7113 | 307.2383 | 272.3087 | 244.9084 | 236.4691 | 245.5699 | 299.5891 | 323.1292 | 353.7563 | 396.4526 | 441.577 | 515.5052 | 479.9436 | 491.8089 | 511.4672 | 509.9931 | 510.0046 | 517.7955 | 537.4788 | 566.7883 | 617.0635 | 642.1895 | 666.5292 | 693.1046 | 714.7147 | 739.5641 | 732.3079 | 615.3699
F6_Commercial_College_New_Food Preparation_Natural Gas_Food Prep Other_Codes & Standards Forecast | F6 | Commercial | College | New | Food Preparation | Natural Gas | Food Prep Other | Codes & Standards Forecast | Avg. Replacement Usage (kWh) | 0.012388 | 0.012388 | 0.012388 | 0.012388 | 0.012388 | 0.012388 | 0.012388 | 0.012388 | 0.012388 | 0.012388 | 0.012388 | 0.012388 | 0.012388 | 0.012388 | 0.012388 | 0.012388 | 0.012388 | 0.012388 | 0.012388 | 0.012388 | 0.012388 | 0.012388 | 0.012388 | 0.012388 | 0.012388 | 0.012388 | 0.012388 | 0.012388 | 0.012388 | 0.012388 | 0.012388 | 0.012388 | 0.012388
F7_Commercial_College_New_Food Preparation_Natural Gas_Food Prep Other_Codes & Standards Forecast | F7 | Commercial | College | New | Food Preparation | Natural Gas | Food Prep Other | Codes & Standards Forecast | Avg. Replacement Summer Demand (kW) | 0 | 0 | 0 | 0 | 0 | 0 | 0 | 0 | 0 | 0 | 0 | 0 | 0 | 0 | 0 | 0 | 0 | 0 | 0 | 0 | 0 | 0 | 0 | 0 | 0 | 0 | 0 | 0 | 0 | 0 | 0 | 0 | 0
F8_Commercial_College_New_Food Preparation_Natural Gas_Food Prep Other_Codes & Standards Forecast | F8 | Commercial | College | New | Food Preparation | Natural Gas | Food Prep Other | Codes & Standards Forecast | Avg. Replacement Winter Demand (kW) | 0 | 0 | 0 | 0 | 0 | 0 | 0 | 0 | 0 | 0 | 0 | 0 | 0 | 0 | 0 | 0 | 0 | 0 | 0 | 0 | 0 | 0 | 0 | 0 | 0 | 0 | 0 | 0 | 0 | 0 | 0 | 0 | 0
F1_Commercial_College_New_Miscellaneous_Natural Gas_Pool Heater_Codes & Standards Forecast | F1 | Commercial | College | New | Miscellaneous | Natural Gas | Pool Heater | Codes & Standards Forecast | Units | 0 | 56.44 | 328.6709 | 502.6455 | 727.0208 | 1031.5227 | 1316.133 | 1568.3863 | 1795.2572 | 2014.3104 | 2230.5062 | 2444.5542 | 2658.3088 | 2872.6751 | 3088.36 | 3304.4422 | 3520.5834 | 3736.4447 | 3952.0215 | 4167.3094 | 4382.6433 | 4598.0236 | 4813.1469 | 5028.0097 | 5242.6086 | 5457.2435 | 5671.9147 | 5886.6223 | 6101.3667 | 6316.1479 | 6530.9663 | 6745.822 | 6842.5956
F2_Commercial_College_New_Miscellaneous_Natural Gas_Pool Heater_Codes & Standards Forecast | F2 | Commercial | College | New | Miscellaneous | Natural Gas | Pool Heater | Codes & Standards Forecast | Usage (MMtherm) | 0 | 5.0459e-07 | 2.9384e-06 | 4.4938e-06 | 6.4998e-06 | 9.2221e-06 | 1.1767e-05 | 1.4022e-05 | 1.605e-05 | 1.8009e-05 | 1.9941e-05 | 2.1855e-05 | 2.3766e-05 | 2.5683e-05 | 2.7611e-05 | 2.9543e-05 | 3.1475e-05 | 3.3405e-05 | 3.5332e-05 | 3.7257e-05 | 3.9182e-05 | 4.1108e-05 | 4.3031e-05 | 4.4952e-05 | 4.6871e-05 | 4.8789e-05 | 5.0709e-05 | 5.2628e-05 | 5.4548e-05 | 5.6468e-05 | 5.8389e-05 | 6.031e-05 | 6.1175e-05
F3_Commercial_College_New_Miscellaneous_Natural Gas_Pool Heater_Codes & Standards Forecast | F3 | Commercial | College | New | Miscellaneous | Natural Gas | Pool Heater | Codes & Standards Forecast | Summer Peak Demand (MW) | 0 | 0 | 0 | 0 | 0 | 0 | 0 | 0 | 0 | 0 | 0 | 0 | 0 | 0 | 0 | 0 | 0 | 0 | 0 | 0 | 0 | 0 | 0 | 0 | 0 | 0 | 0 | 0 | 0 | 0 | 0 | 0 | 0
F4_Commercial_College_New_Miscellaneous_Natural Gas_Pool Heater_Codes & Standards Forecast | F4 | Commercial | College | New | Miscellaneous | Natural Gas | Pool Heater | Codes & Standards Forecast | Winter Peak Demand (MW) | 0 | 0 | 0 | 0 | 0 | 0 | 0 | 0 | 0 | 0 | 0 | 0 | 0 | 0 | 0 | 0 | 0 | 0 | 0 | 0 | 0 | 0 | 0 | 0 | 0 | 0 | 0 | 0 | 0 | 0 | 0 | 0 | 0
F5_Commercial_College_New_Miscellaneous_Natural Gas_Pool Heater_Codes & Standards Forecast | F5 | Commercial | College | New | Miscellaneous | Natural Gas | Pool Heater | Codes & Standards Forecast | Turnover | 0 | 56.44 | 272.2309 | 173.9746 | 224.3753 | 304.5019 | 295.8983 | 315.7299 | 312.4472 | 332.3892 | 367.765 | 409.2783 | 489.6533 | 471.8173 | 501.3357 | 539.1606 | 554.2043 | 589.4411 | 607.9436 | 634.6761 | 667.9502 | 699.1966 | 741.1344 | 752.5848 | 779.4498 | 810.0212 | 834.7632 | 868.2452 | 892.9417 | 920.2369 | 949.9097 | 978.0725 | 891.9899
F6_Commercial_College_New_Miscellaneous_Natural Gas_Pool Heater_Codes & Standards Forecast | F6 | Commercial | College | New | Miscellaneous | Natural Gas | Pool Heater | Codes & Standards Forecast | Avg. Replacement Usage (kWh) | 0.0089403 | 0.0089403 | 0.0089403 | 0.0089403 | 0.0089403 | 0.0089403 | 0.0089403 | 0.0089403 | 0.0089403 | 0.0089403 | 0.0089403 | 0.0089403 | 0.0089403 | 0.0089403 | 0.0089403 | 0.0089403 | 0.0089403 | 0.0089403 | 0.0089403 | 0.0089403 | 0.0089403 | 0.0089403 | 0.0089403 | 0.0089403 | 0.0089403 | 0.0089403 | 0.0089403 | 0.0089403 | 0.0089403 | 0.0089403 | 0.0089403 | 0.0089403 | 0.0089403
F7_Commercial_College_New_Miscellaneous_Natural Gas_Pool Heater_Codes & Standards Forecast | F7 | Commercial | College | New | Miscellaneous | Natural Gas | Pool Heater | Codes & Standards Forecast | Avg. Replacement Summer Demand (kW) | 0 | 0 | 0 | 0 | 0 | 0 | 0 | 0 | 0 | 0 | 0 | 0 | 0 | 0 | 0 | 0 | 0 | 0 | 0 | 0 | 0 | 0 | 0 | 0 | 0 | 0 | 0 | 0 | 0 | 0 | 0 | 0 | 0
F8_Commercial_College_New_Miscellaneous_Natural Gas_Pool Heater_Codes & Standards Forecast | F8 | Commercial | College | New | Miscellaneous | Natural Gas | Pool Heater | Codes & Standards Forecast | Avg. Replacement Winter Demand (kW) | 0 | 0 | 0 | 0 | 0 | 0 | 0 | 0 | 0 | 0 | 0 | 0 | 0 | 0 | 0 | 0 | 0 | 0 | 0 | 0 | 0 | 0 | 0 | 0 | 0 | 0 | 0 | 0 | 0 | 0 | 0 | 0 | 0
F1_Commercial_College_New_Miscellaneous_Natural Gas_Miscellaneous_Codes & Standards Forecast | F1 | Commercial | College | New | Miscellaneous | Natural Gas | Miscellaneous | Codes & Standards Forecast | Units | 0 | 4645.7014 | 27053.6444 | 41373.8895 | 59842.7276 | 84906.9661 | 108333.8839 | 129097.4219 | 147771.6853 | 165802.4507 | 183598.0159 | 201216.7858 | 218811.4159 | 236456.3901 | 254209.8986 | 271996.1143 | 289787.1909 | 307555.2199 | 325299.8354 | 343020.668 | 360745.29 | 378473.7269 | 396181.013 | 413866.8602 | 431530.9776 | 449198.0626 | 466868.1326 | 484541.2051 | 502217.2976 | 519896.4277 | 537578.6132 | 555263.8721 | 563229.5312
F2_Commercial_College_New_Miscellaneous_Natural Gas_Miscellaneous_Codes & Standards Forecast | F2 | Commercial | College | New | Miscellaneous | Natural Gas | Miscellaneous | Codes & Standards Forecast | Usage (MMtherm) | 0 | 0.00016066 | 0.00093556 | 0.0014308 | 0.0020695 | 0.0029362 | 0.0037464 | 0.0044644 | 0.0051102 | 0.0057338 | 0.0063492 | 0.0069584 | 0.0075669 | 0.0081771 | 0.008791 | 0.0094061 | 0.010021 | 0.010636 | 0.011249 | 0.011862 | 0.012475 | 0.013088 | 0.013701 | 0.014312 | 0.014923 | 0.015534 | 0.016145 | 0.016756 | 0.017368 | 0.017979 | 0.01859 | 0.019202 | 0.019478
F3_Commercial_College_New_Miscellaneous_Natural Gas_Miscellaneous_Codes & Standards Forecast | F3 | Commercial | College | New | Miscellaneous | Natural Gas | Miscellaneous | Codes & Standards Forecast | Summer Peak Demand (MW) | 0 | 0 | 0 | 0 | 0 | 0 | 0 | 0 | 0 | 0 | 0 | 0 | 0 | 0 | 0 | 0 | 0 | 0 | 0 | 0 | 0 | 0 | 0 | 0 | 0 | 0 | 0 | 0 | 0 | 0 | 0 | 0 | 0
F4_Commercial_College_New_Miscellaneous_Natural Gas_Miscellaneous_Codes & Standards Forecast | F4 | Commercial | College | New | Miscellaneous | Natural Gas | Miscellaneous | Codes & Standards Forecast | Winter Peak Demand (MW) | 0 | 0 | 0 | 0 | 0 | 0 | 0 | 0 | 0 | 0 | 0 | 0 | 0 | 0 | 0 | 0 | 0 | 0 | 0 | 0 | 0 | 0 | 0 | 0 | 0 | 0 | 0 | 0 | 0 | 0 | 0 | 0 | 0
F5_Commercial_College_New_Miscellaneous_Natural Gas_Miscellaneous_Codes & Standards Forecast | F5 | Commercial | College | New | Miscellaneous | Natural Gas | Miscellaneous | Codes & Standards Forecast | Turnover | 0 | 4645.7014 | 22407.9431 | 14320.245 | 19132.5098 | 28834.2346 | 28704.0924 | 28020.0462 | 29013.3039 | 30993.3847 | 32909.2455 | 36071.6691 | 43014.1834 | 41778.0747 | 44994.2066 | 50106.9358 | 51424.9295 | 52825.4877 | 55241.3924 | 57784.2562 | 60169.3974 | 62922.6951 | 66722.8667 | 67934.6811 | 70660.5459 | 74114.0635 | 76142.1558 | 78294.4294 | 80928.8701 | 83514.129 | 85992.031 | 88600.0151 | 81787.5329
F6_Commercial_College_New_Miscellaneous_Natural Gas_Miscellaneous_Codes & Standards Forecast | F6 | Commercial | College | New | Miscellaneous | Natural Gas | Miscellaneous | Codes & Standards Forecast | Avg. Replacement Usage (kWh) | 0.034582 | 0.034582 | 0.034582 | 0.034582 | 0.034582 | 0.034582 | 0.034582 | 0.034582 | 0.034582 | 0.034582 | 0.034582 | 0.034582 | 0.034582 | 0.034582 | 0.034582 | 0.034582 | 0.034582 | 0.034582 | 0.034582 | 0.034582 | 0.034582 | 0.034582 | 0.034582 | 0.034582 | 0.034582 | 0.034582 | 0.034582 | 0.034582 | 0.034582 | 0.034582 | 0.034582 | 0.034582 | 0.034582
F7_Commercial_College_New_Miscellaneous_Natural Gas_Miscellaneous_Codes & Standards Forecast | F7 | Commercial | College | New | Miscellaneous | Natural Gas | Miscellaneous | Codes & Standards Forecast | Avg. Replacement Summer Demand (kW) | 0 | 0 | 0 | 0 | 0 | 0 | 0 | 0 | 0 | 0 | 0 | 0 | 0 | 0 | 0 | 0 | 0 | 0 | 0 | 0 | 0 | 0 | 0 | 0 | 0 | 0 | 0 | 0 | 0 | 0 | 0 | 0 | 0
F8_Commercial_College_New_Miscellaneous_Natural Gas_Miscellaneous_Codes & Standards Forecast | F8 | Commercial | College | New | Miscellaneous | Natural Gas | Miscellaneous | Codes & Standards Forecast | Avg. Replacement Winter Demand (kW) | 0 | 0 | 0 | 0 | 0 | 0 | 0 | 0 | 0 | 0 | 0 | 0 | 0 | 0 | 0 | 0 | 0 | 0 | 0 | 0 | 0 | 0 | 0 | 0 | 0 | 0 | 0 | 0 | 0 | 0 | 0 | 0 | 0
F1_Commercial_Hospital_Existing_Space Heating_Natural Gas_Furnace_Codes & Standards Forecast | F1 | Commercial | Hospital | Existing | Space Heating | Natural Gas | Furnace | Codes & Standards Forecast | Units | 377023.61 | 375105.399 | 373187.188 | 370870.6927 | 368493.9906 | 365888.232 | 363453.8618 | 361298.2842 | 359361.4038 | 357491.8824 | 355646.9808 | 353820.5854 | 351996.717 | 350167.5787 | 348327.0795 | 346483.1565 | 344638.7248 | 342796.7056 | 340957.1372 | 339120.0584 | 337282.5829 | 335444.708 | 333609.0472 | 331775.6304 | 329944.4883 | 328113.0355 | 326281.2703 | 324449.1908 | 322616.7952 | 320784.0816 | 318951.0481 | 317117.693 | 315294.8761
F2_Commercial_Hospital_Existing_Space Heating_Natural Gas_Furnace_Codes & Standards Forecast | F2 | Commercial | Hospital | Existing | Space Heating | Natural Gas | Furnace | Codes & Standards Forecast | Usage (MMtherm) | 0.055772 | 0.055241 | 0.054409 | 0.053516 | 0.052616 | 0.051689 | 0.050793 | 0.049946 | 0.049139 | 0.048353 | 0.047583 | 0.046831 | 0.046094 | 0.045373 | 0.044667 | 0.043979 | 0.04331 | 0.042661 | 0.04203 | 0.041418 | 0.040823 | 0.040244 | 0.039679 | 0.039127 | 0.038588 | 0.038061 | 0.037544 | 0.037038 | 0.03654 | 0.036052 | 0.035571 | 0.035098 | 0.034853
F3_Commercial_Hospital_Existing_Space Heating_Natural Gas_Furnace_Codes & Standards Forecast | F3 | Commercial | Hospital | Existing | Space Heating | Natural Gas | Furnace | Codes & Standards Forecast | Summer Peak Demand (MW) | 0 | 0 | 0 | 0 | 0 | 0 | 0 | 0 | 0 | 0 | 0 | 0 | 0 | 0 | 0 | 0 | 0 | 0 | 0 | 0 | 0 | 0 | 0 | 0 | 0 | 0 | 0 | 0 | 0 | 0 | 0 | 0 | 0
F4_Commercial_Hospital_Existing_Space Heating_Natural Gas_Furnace_Codes & Standards Forecast | F4 | Commercial | Hospital | Existing | Space Heating | Natural Gas | Furnace | Codes & Standards Forecast | Winter Peak Demand (MW) | 0 | 0 | 0 | 0 | 0 | 0 | 0 | 0 | 0 | 0 | 0 | 0 | 0 | 0 | 0 | 0 | 0 | 0 | 0 | 0 | 0 | 0 | 0 | 0 | 0 | 0 | 0 | 0 | 0 | 0 | 0 | 0 | 0
F5_Commercial_Hospital_Existing_Space Heating_Natural Gas_Furnace_Codes & Standards Forecast | F5 | Commercial | Hospital | Existing | Space Heating | Natural Gas | Furnace | Codes & Standards Forecast | Turnover | 0 | 7527.1986 | 8160.7695 | 8726.6283 | 9236.1483 | 9689.0936 | 10099.8377 | 10475.99 | 10820.1816 | 11131.5247 | 11411.6811 | 11663.1101 | 11887.6982 | 12087.3668 | 12263.8981 | 12419.4009 | 12555.6737 | 12674.3847 | 12776.9736 | 12254.0507 | 11817.497 | 11456.1757 | 11160.2752 | 10921.0044 | 10730.57 | 10581.9886 | 10469.1618 | 10386.7056 | 10329.8748 | 10294.4949 | 10276.9008 | 10273.8819 | 12346.1206
F6_Commercial_Hospital_Existing_Space Heating_Natural Gas_Furnace_Codes & Standards Forecast | F6 | Commercial | Hospital | Existing | Space Heating | Natural Gas | Furnace | Codes & Standards Forecast | Avg. Replacement Usage (kWh) | 0.12943 | 0.12943 | 0.12875 | 0.12806 | 0.12738 | 0.12669 | 0.12601 | 0.12532 | 0.12464 | 0.12395 | 0.12327 | 0.12258 | 0.1219 | 0.12121 | 0.12053 | 0.11984 | 0.11916 | 0.11847 | 0.11779 | 0.1171 | 0.11642 | 0.11573 | 0.11505 | 0.11436 | 0.11368 | 0.113 | 0.11231 | 0.11163 | 0.11094 | 0.11026 | 0.10957 | 0.10889 | 0.10889
F7_Commercial_Hospital_Existing_Space Heating_Natural Gas_Furnace_Codes & Standards Forecast | F7 | Commercial | Hospital | Existing | Space Heating | Natural Gas | Furnace | Codes & Standards Forecast | Avg. Replacement Summer Demand (kW) | 0 | 0 | 0 | 0 | 0 | 0 | 0 | 0 | 0 | 0 | 0 | 0 | 0 | 0 | 0 | 0 | 0 | 0 | 0 | 0 | 0 | 0 | 0 | 0 | 0 | 0 | 0 | 0 | 0 | 0 | 0 | 0 | 0
F8_Commercial_Hospital_Existing_Space Heating_Natural Gas_Furnace_Codes & Standards Forecast | F8 | Commercial | Hospital | Existing | Space Heating | Natural Gas | Furnace | Codes & Standards Forecast | Avg. Replacement Winter Demand (kW) | 0 | 0 | 0 | 0 | 0 | 0 | 0 | 0 | 0 | 0 | 0 | 0 | 0 | 0 | 0 | 0 | 0 | 0 | 0 | 0 | 0 | 0 | 0 | 0 | 0 | 0 | 0 | 0 | 0 | 0 | 0 | 0 | 0
F1_Commercial_Hospital_Existing_Space Heating_Natural Gas_Boiler_Codes & Standards Forecast | F1 | Commercial | Hospital | Existing | Space Heating | Natural Gas | Boiler | Codes & Standards Forecast | Units | 2124892.5734 | 2114081.5997 | 2103270.6259 | 2090214.9354 | 2076819.921 | 2062133.9518 | 2048413.9224 | 2036265.1581 | 2025348.9645 | 2014812.4036 | 2004414.5995 | 1994121.0959 | 1983841.8337 | 1973532.8709 | 1963159.8781 | 1952767.5897 | 1942372.4335 | 1931990.8744 | 1921623.128 | 1911269.4124 | 1900913.4613 | 1890555.2596 | 1880209.5358 | 1869876.4599 | 1859556.2035 | 1849234.1964 | 1838910.4283 | 1828584.8888 | 1818257.5678 | 1807928.4546 | 1797597.5389 | 1787264.8102 | 1776991.4747
F2_Commercial_Hospital_Existing_Space Heating_Natural Gas_Boiler_Codes & Standards Forecast | F2 | Commercial | Hospital | Existing | Space Heating | Natural Gas | Boiler | Codes & Standards Forecast | Usage (MMtherm) | 0.74917 | 0.74314 | 0.73309 | 0.72224 | 0.71133 | 0.70005 | 0.68922 | 0.67906 | 0.66946 | 0.66015 | 0.65107 | 0.64223 | 0.6336 | 0.62518 | 0.61697 | 0.609 | 0.60126 | 0.59377 | 0.58654 | 0.57955 | 0.57282 | 0.56634 | 0.55989 | 0.55349 | 0.54713 | 0.54082 | 0.53453 | 0.52828 | 0.52207 | 0.5159 | 0.50976 | 0.50365 | 0.50075
F3_Commercial_Hospital_Existing_Space Heating_Natural Gas_Boiler_Codes & Standards Forecast | F3 | Commercial | Hospital | Existing | Space Heating | Natural Gas | Boiler | Codes & Standards Forecast | Summer Peak Demand (MW) | 0 | 0 | 0 | 0 | 0 | 0 | 0 | 0 | 0 | 0 | 0 | 0 | 0 | 0 | 0 | 0 | 0 | 0 | 0 | 0 | 0 | 0 | 0 | 0 | 0 | 0 | 0 | 0 | 0 | 0 | 0 | 0 | 0
F4_Commercial_Hospital_Existing_Space Heating_Natural Gas_Boiler_Codes & Standards Forecast | F4 | Commercial | Hospital | Existing | Space Heating | Natural Gas | Boiler | Codes & Standards Forecast | Winter Peak Demand (MW) | 0 | 0 | 0 | 0 | 0 | 0 | 0 | 0 | 0 | 0 | 0 | 0 | 0 | 0 | 0 | 0 | 0 | 0 | 0 | 0 | 0 | 0 | 0 | 0 | 0 | 0 | 0 | 0 | 0 | 0 | 0 | 0 | 0
F5_Commercial_Hospital_Existing_Space Heating_Natural Gas_Boiler_Codes & Standards Forecast | F5 | Commercial | Hospital | Existing | Space Heating | Natural Gas | Boiler | Codes & Standards Forecast | Turnover | 0 | 38437.8473 | 42413.0606 | 45918.7714 | 49028.894 | 51755.2075 | 54185.9267 | 56372.3824 | 58337.7928 | 60085.0447 | 61629.6576 | 62990.5891 | 64182.9579 | 65221.4226 | 66119.3227 | 66891.2547 | 67549.6933 | 68106.0167 | 68570.0257 | 68950.5888 | 69255.1303 | 69490.8869 | 65935.6121 | 63039.9177 | 60706.4931 | 58850.124 | 57397.1425 | 56283.5844 | 55454.0114 | 54860.4679 | 54461.5604 | 54221.643 | 54111.9632
F6_Commercial_Hospital_Existing_Space Heating_Natural Gas_Boiler_Codes & Standards Forecast | F6 | Commercial | Hospital | Existing | Space Heating | Natural Gas | Boiler | Codes & Standards Forecast | Avg. Replacement Usage (kWh) | 0.33494 | 0.33494 | 0.33317 | 0.33139 | 0.32962 | 0.32785 | 0.32607 | 0.3243 | 0.32253 | 0.32076 | 0.31898 | 0.31721 | 0.31544 | 0.31367 | 0.31189 | 0.31012 | 0.30835 | 0.30658 | 0.3048 | 0.30303 | 0.30126 | 0.29949 | 0.29772 | 0.29595 | 0.29417 | 0.29241 | 0.29063 | 0.28886 | 0.28709 | 0.28532 | 0.28355 | 0.28178 | 0.28178
F7_Commercial_Hospital_Existing_Space Heating_Natural Gas_Boiler_Codes & Standards Forecast | F7 | Commercial | Hospital | Existing | Space Heating | Natural Gas | Boiler | Codes & Standards Forecast | Avg. Replacement Summer Demand (kW) | 0 | 0 | 0 | 0 | 0 | 0 | 0 | 0 | 0 | 0 | 0 | 0 | 0 | 0 | 0 | 0 | 0 | 0 | 0 | 0 | 0 | 0 | 0 | 0 | 0 | 0 | 0 | 0 | 0 | 0 | 0 | 0 | 0
F8_Commercial_Hospital_Existing_Space Heating_Natural Gas_Boiler_Codes & Standards Forecast | F8 | Commercial | Hospital | Existing | Space Heating | Natural Gas | Boiler | Codes & Standards Forecast | Avg. Replacement Winter Demand (kW) | 0 | 0 | 0 | 0 | 0 | 0 | 0 | 0 | 0 | 0 | 0 | 0 | 0 | 0 | 0 | 0 | 0 | 0 | 0 | 0 | 0 | 0 | 0 | 0 | 0 | 0 | 0 | 0 | 0 | 0 | 0 | 0 | 0
F1_Commercial_Hospital_Existing_Space Heating_Natural Gas_Unit Heater_Codes & Standards Forecast | F1 | Commercial | Hospital | Existing | Space Heating | Natural Gas | Unit Heater | Codes & Standards Forecast | Units | 0 | 0 | 0 | 0 | 0 | 0 | 0 | 0 | 0 | 0 | 0 | 0 | 0 | 0 | 0 | 0 | 0 | 0 | 0 | 0 | 0 | 0 | 0 | 0 | 0 | 0 | 0 | 0 | 0 | 0 | 0 | 0 | 0
F2_Commercial_Hospital_Existing_Space Heating_Natural Gas_Unit Heater_Codes & Standards Forecast | F2 | Commercial | Hospital | Existing | Space Heating | Natural Gas | Unit Heater | Codes & Standards Forecast | Usage (MMtherm) | 0 | 0 | 0 | 0 | 0 | 0 | 0 | 0 | 0 | 0 | 0 | 0 | 0 | 0 | 0 | 0 | 0 | 0 | 0 | 0 | 0 | 0 | 0 | 0 | 0 | 0 | 0 | 0 | 0 | 0 | 0 | 0 | 0
F3_Commercial_Hospital_Existing_Space Heating_Natural Gas_Unit Heater_Codes & Standards Forecast | F3 | Commercial | Hospital | Existing | Space Heating | Natural Gas | Unit Heater | Codes & Standards Forecast | Summer Peak Demand (MW) | 0 | 0 | 0 | 0 | 0 | 0 | 0 | 0 | 0 | 0 | 0 | 0 | 0 | 0 | 0 | 0 | 0 | 0 | 0 | 0 | 0 | 0 | 0 | 0 | 0 | 0 | 0 | 0 | 0 | 0 | 0 | 0 | 0
F4_Commercial_Hospital_Existing_Space Heating_Natural Gas_Unit Heater_Codes & Standards Forecast | F4 | Commercial | Hospital | Existing | Space Heating | Natural Gas | Unit Heater | Codes & Standards Forecast | Winter Peak Demand (MW) | 0 | 0 | 0 | 0 | 0 | 0 | 0 | 0 | 0 | 0 | 0 | 0 | 0 | 0 | 0 | 0 | 0 | 0 | 0 | 0 | 0 | 0 | 0 | 0 | 0 | 0 | 0 | 0 | 0 | 0 | 0 | 0 | 0
F5_Commercial_Hospital_Existing_Space Heating_Natural Gas_Unit Heater_Codes & Standards Forecast | F5 | Commercial | Hospital | Existing | Space Heating | Natural Gas | Unit Heater | Codes & Standards Forecast | Turnover | 0 | 0 | 0 | 0 | 0 | 0 | 0 | 0 | 0 | 0 | 0 | 0 | 0 | 0 | 0 | 0 | 0 | 0 | 0 | 0 | 0 | 0 | 0 | 0 | 0 | 0 | 0 | 0 | 0 | 0 | 0 | 0 | 0
F6_Commercial_Hospital_Existing_Space Heating_Natural Gas_Unit Heater_Codes & Standards Forecast | F6 | Commercial | Hospital | Existing | Space Heating | Natural Gas | Unit Heater | Codes & Standards Forecast | Avg. Replacement Usage (kWh) | 0.073963 | 0.073963 | 0.073571 | 0.07318 | 0.072788 | 0.072397 | 0.072005 | 0.071614 | 0.071222 | 0.070831 | 0.070439 | 0.070048 | 0.069657 | 0.069266 | 0.068874 | 0.068482 | 0.068091 | 0.0677 | 0.067308 | 0.066917 | 0.066525 | 0.066135 | 0.065743 | 0.065352 | 0.064961 | 0.064571 | 0.064179 | 0.063788 | 0.063397 | 0.063006 | 0.062614 | 0.062223 | 0.062223
F7_Commercial_Hospital_Existing_Space Heating_Natural Gas_Unit Heater_Codes & Standards Forecast | F7 | Commercial | Hospital | Existing | Space Heating | Natural Gas | Unit Heater | Codes & Standards Forecast | Avg. Replacement Summer Demand (kW) | 0 | 0 | 0 | 0 | 0 | 0 | 0 | 0 | 0 | 0 | 0 | 0 | 0 | 0 | 0 | 0 | 0 | 0 | 0 | 0 | 0 | 0 | 0 | 0 | 0 | 0 | 0 | 0 | 0 | 0 | 0 | 0 | 0
F8_Commercial_Hospital_Existing_Space Heating_Natural Gas_Unit Heater_Codes & Standards Forecast | F8 | Commercial | Hospital | Existing | Space Heating | Natural Gas | Unit Heater | Codes & Standards Forecast | Avg. Replacement Winter Demand (kW) | 0 | 0 | 0 | 0 | 0 | 0 | 0 | 0 | 0 | 0 | 0 | 0 | 0 | 0 | 0 | 0 | 0 | 0 | 0 | 0 | 0 | 0 | 0 | 0 | 0 | 0 | 0 | 0 | 0 | 0 | 0 | 0 | 0
F1_Commercial_Hospital_Existing_Water Heating_Natural Gas_Water Heater_Codes & Standards Forecast | F1 | Commercial | Hospital | Existing | Water Heating | Natural Gas | Water Heater | Codes & Standards Forecast | Units | 2208836.9072 | 2197598.8436 | 2186360.78 | 2172789.3216 | 2158865.1344 | 2143598.9928 | 2129336.9507 | 2116708.2469 | 2105360.8068 | 2094407.9968 | 2083599.4251 | 2072899.2745 | 2062213.9278 | 2051497.7073 | 2040714.9272 | 2029912.0892 | 2019106.2702 | 2008314.5854 | 1997537.259 | 1986774.5176 | 1976009.4525 | 1965242.0478 | 1954487.6139 | 1943746.3277 | 1933018.3674 | 1922288.5872 | 1911556.9764 | 1900823.5243 | 1890088.2203 | 1879351.0533 | 1868612.0126 | 1857871.0872 | 1847191.9014
F2_Commercial_Hospital_Existing_Water Heating_Natural Gas_Water Heater_Codes & Standards Forecast | F2 | Commercial | Hospital | Existing | Water Heating | Natural Gas | Water Heater | Codes & Standards Forecast | Usage (MMtherm) | 0.8204 | 0.8059 | 0.78936 | 0.77104 | 0.75252 | 0.73412 | 0.71719 | 0.70231 | 0.68965 | 0.67914 | 0.67013 | 0.66231 | 0.65541 | 0.64923 | 0.64361 | 0.63844 | 0.63364 | 0.62914 | 0.62488 | 0.62081 | 0.61689 | 0.61308 | 0.60937 | 0.60574 | 0.60217 | 0.59865 | 0.59516 | 0.59171 | 0.58828 | 0.58486 | 0.58146 | 0.57808 | 0.57472
F3_Commercial_Hospital_Existing_Water Heating_Natural Gas_Water Heater_Codes & Standards Forecast | F3 | Commercial | Hospital | Existing | Water Heating | Natural Gas | Water Heater | Codes & Standards Forecast | Summer Peak Demand (MW) | 0 | 0 | 0 | 0 | 0 | 0 | 0 | 0 | 0 | 0 | 0 | 0 | 0 | 0 | 0 | 0 | 0 | 0 | 0 | 0 | 0 | 0 | 0 | 0 | 0 | 0 | 0 | 0 | 0 | 0 | 0 | 0 | 0
F4_Commercial_Hospital_Existing_Water Heating_Natural Gas_Water Heater_Codes & Standards Forecast | F4 | Commercial | Hospital | Existing | Water Heating | Natural Gas | Water Heater | Codes & Standards Forecast | Winter Peak Demand (MW) | 0 | 0 | 0 | 0 | 0 | 0 | 0 | 0 | 0 | 0 | 0 | 0 | 0 | 0 | 0 | 0 | 0 | 0 | 0 | 0 | 0 | 0 | 0 | 0 | 0 | 0 | 0 | 0 | 0 | 0 | 0 | 0 | 0
F5_Commercial_Hospital_Existing_Water Heating_Natural Gas_Water Heater_Codes & Standards Forecast | F5 | Commercial | Hospital | Existing | Water Heating | Natural Gas | Water Heater | Codes & Standards Forecast | Turnover | 0 | 87903.9537 | 113690.7606 | 133843.8222 | 149566.1765 | 161678.8104 | 171069.2272 | 178377.8827 | 184044.5109 | 188357.7985 | 166577.3906 | 154135.7095 | 148079.4142 | 146273.4921 | 147187.5133 | 171028.1565 | 176476.3041 | 180592.7529 | 183649.6479 | 181095.3456 | 176023.597 | 170300.5519 | 164977.945 | 160578.0446 | 155265.7491 | 154309.3633 | 155858.16 | 158686.2649 | 161097.0957 | 167603.4357 | 167244.5838 | 165618.117 | 163229.1525
F6_Commercial_Hospital_Existing_Water Heating_Natural Gas_Water Heater_Codes & Standards Forecast | F6 | Commercial | Hospital | Existing | Water Heating | Natural Gas | Water Heater | Codes & Standards Forecast | Avg. Replacement Usage (kWh) | 0.31105 | 0.31105 | 0.31105 | 0.31105 | 0.31105 | 0.31105 | 0.31105 | 0.31105 | 0.31105 | 0.31105 | 0.31105 | 0.31105 | 0.31105 | 0.31105 | 0.31105 | 0.31105 | 0.31105 | 0.31105 | 0.31105 | 0.31105 | 0.31105 | 0.31105 | 0.31105 | 0.31105 | 0.31105 | 0.31105 | 0.31105 | 0.31105 | 0.31105 | 0.31105 | 0.31105 | 0.31105 | 0.31105
F7_Commercial_Hospital_Existing_Water Heating_Natural Gas_Water Heater_Codes & Standards Forecast | F7 | Commercial | Hospital | Existing | Water Heating | Natural Gas | Water Heater | Codes & Standards Forecast | Avg. Replacement Summer Demand (kW) | 0 | 0 | 0 | 0 | 0 | 0 | 0 | 0 | 0 | 0 | 0 | 0 | 0 | 0 | 0 | 0 | 0 | 0 | 0 | 0 | 0 | 0 | 0 | 0 | 0 | 0 | 0 | 0 | 0 | 0 | 0 | 0 | 0
F8_Commercial_Hospital_Existing_Water Heating_Natural Gas_Water Heater_Codes & Standards Forecast | F8 | Commercial | Hospital | Existing | Water Heating | Natural Gas | Water Heater | Codes & Standards Forecast | Avg. Replacement Winter Demand (kW) | 0 | 0 | 0 | 0 | 0 | 0 | 0 | 0 | 0 | 0 | 0 | 0 | 0 | 0 | 0 | 0 | 0 | 0 | 0 | 0 | 0 | 0 | 0 | 0 | 0 | 0 | 0 | 0 | 0 | 0 | 0 | 0 | 0
F1_Commercial_Hospital_Existing_Food Preparation_Natural Gas_Oven_Codes & Standards Forecast | F1 | Commercial | Hospital | Existing | Food Preparation | Natural Gas | Oven | Codes & Standards Forecast | Units | 53908.1301 | 53633.8577 | 53359.5853 | 53028.3648 | 52688.5358 | 52315.9555 | 51967.8809 | 51659.669 | 51382.7272 | 51115.4166 | 50851.6263 | 50590.482 | 50329.699 | 50068.1625 | 49805.0016 | 49541.3512 | 49277.628 | 49014.2498 | 48751.222 | 48488.5502 | 48225.8216 | 47963.0359 | 47700.5668 | 47438.4186 | 47176.5956 | 46914.7282 | 46652.8162 | 46390.8591 | 46128.8569 | 45866.8092 | 45604.7158 | 45342.5764 | 45081.9438
F2_Commercial_Hospital_Existing_Food Preparation_Natural Gas_Oven_Codes & Standards Forecast | F2 | Commercial | Hospital | Existing | Food Preparation | Natural Gas | Oven | Codes & Standards Forecast | Usage (MMtherm) | 0.0045866 | 0.004576 | 0.0045691 | 0.0045602 | 0.0045527 | 0.0045439 | 0.0045385 | 0.0045375 | 0.0045399 | 0.0045436 | 0.0045479 | 0.0045527 | 0.0045517 | 0.0045458 | 0.0045361 | 0.0045234 | 0.0045083 | 0.0044914 | 0.0044729 | 0.0044534 | 0.0044328 | 0.0044116 | 0.0043897 | 0.0043674 | 0.0043447 | 0.0043217 | 0.0042985 | 0.0042751 | 0.0042516 | 0.0042279 | 0.0042041 | 0.0041802 | 0.0041564
F3_Commercial_Hospital_Existing_Food Preparation_Natural Gas_Oven_Codes & Standards Forecast | F3 | Commercial | Hospital | Existing | Food Preparation | Natural Gas | Oven | Codes & Standards Forecast | Summer Peak Demand (MW) | 0 | 0 | 0 | 0 | 0 | 0 | 0 | 0 | 0 | 0 | 0 | 0 | 0 | 0 | 0 | 0 | 0 | 0 | 0 | 0 | 0 | 0 | 0 | 0 | 0 | 0 | 0 | 0 | 0 | 0 | 0 | 0 | 0
F4_Commercial_Hospital_Existing_Food Preparation_Natural Gas_Oven_Codes & Standards Forecast | F4 | Commercial | Hospital | Existing | Food Preparation | Natural Gas | Oven | Codes & Standards Forecast | Winter Peak Demand (MW) | 0 | 0 | 0 | 0 | 0 | 0 | 0 | 0 | 0 | 0 | 0 | 0 | 0 | 0 | 0 | 0 | 0 | 0 | 0 | 0 | 0 | 0 | 0 | 0 | 0 | 0 | 0 | 0 | 0 | 0 | 0 | 0 | 0
F5_Commercial_Hospital_Existing_Food Preparation_Natural Gas_Oven_Codes & Standards Forecast | F5 | Commercial | Hospital | Existing | Food Preparation | Natural Gas | Oven | Codes & Standards Forecast | Turnover | 0 | 1787.7953 | 2312.2487 | 2722.1227 | 3041.8848 | 3288.2322 | 3479.215 | 3627.8588 | 3743.107 | 3830.8309 | 3896.376 | 3944.2679 | 3474.6802 | 3199.2234 | 3057.2578 | 3004.8965 | 3010.5731 | 3480.1731 | 3581.7182 | 3658.0784 | 3714.3698 | 3754.6879 | 3782.3223 | 3704.9921 | 3582.9462 | 3452.206 | 3332.8036 | 3234.4359 | 3120.0552 | 3094.0112 | 3119.1276 | 3170.7393 | 3233.038
F6_Commercial_Hospital_Existing_Food Preparation_Natural Gas_Oven_Codes & Standards Forecast | F6 | Commercial | Hospital | Existing | Food Preparation | Natural Gas | Oven | Codes & Standards Forecast | Avg. Replacement Usage (kWh) | 0.092217 | 0.092217 | 0.092217 | 0.092217 | 0.092217 | 0.092217 | 0.092217 | 0.092217 | 0.092217 | 0.092217 | 0.092217 | 0.092217 | 0.092217 | 0.092217 | 0.092217 | 0.092217 | 0.092217 | 0.092217 | 0.092217 | 0.092217 | 0.092217 | 0.092217 | 0.092217 | 0.092217 | 0.092217 | 0.092217 | 0.092217 | 0.092217 | 0.092217 | 0.092217 | 0.092217 | 0.092217 | 0.092217
F7_Commercial_Hospital_Existing_Food Preparation_Natural Gas_Oven_Codes & Standards Forecast | F7 | Commercial | Hospital | Existing | Food Preparation | Natural Gas | Oven | Codes & Standards Forecast | Avg. Replacement Summer Demand (kW) | 0 | 0 | 0 | 0 | 0 | 0 | 0 | 0 | 0 | 0 | 0 | 0 | 0 | 0 | 0 | 0 | 0 | 0 | 0 | 0 | 0 | 0 | 0 | 0 | 0 | 0 | 0 | 0 | 0 | 0 | 0 | 0 | 0
F8_Commercial_Hospital_Existing_Food Preparation_Natural Gas_Oven_Codes & Standards Forecast | F8 | Commercial | Hospital | Existing | Food Preparation | Natural Gas | Oven | Codes & Standards Forecast | Avg. Replacement Winter Demand (kW) | 0 | 0 | 0 | 0 | 0 | 0 | 0 | 0 | 0 | 0 | 0 | 0 | 0 | 0 | 0 | 0 | 0 | 0 | 0 | 0 | 0 | 0 | 0 | 0 | 0 | 0 | 0 | 0 | 0 | 0 | 0 | 0 | 0
F1_Commercial_Hospital_Existing_Food Preparation_Natural Gas_Conveyor Oven_Codes & Standards Forecast | F1 | Commercial | Hospital | Existing | Food Preparation | Natural Gas | Conveyor Oven | Codes & Standards Forecast | Units | 26954.065 | 26816.9288 | 26679.7926 | 26514.1824 | 26344.2679 | 26157.9778 | 25983.9405 | 25829.8345 | 25691.3636 | 25557.7083 | 25425.8131 | 25295.241 | 25164.8495 | 25034.0813 | 24902.5008 | 24770.6756 | 24638.814 | 24507.1249 | 24375.611 | 24244.2751 | 24112.9108 | 23981.518 | 23850.2834 | 23719.2093 | 23588.2978 | 23457.3641 | 23326.4081 | 23195.4296 | 23064.4285 | 22933.4046 | 22802.3579 | 22671.2882 | 22540.9719
F2_Commercial_Hospital_Existing_Food Preparation_Natural Gas_Conveyor Oven_Codes & Standards Forecast | F2 | Commercial | Hospital | Existing | Food Preparation | Natural Gas | Conveyor Oven | Codes & Standards Forecast | Usage (MMtherm) | 0.003924 | 0.0039192 | 0.0039187 | 0.0039174 | 0.0039181 | 0.0039182 | 0.0039216 | 0.0039291 | 0.0039397 | 0.0039517 | 0.0039643 | 0.0039773 | 0.0039905 | 0.0040037 | 0.0040166 | 0.0040294 | 0.004042 | 0.0040475 | 0.0040473 | 0.0040427 | 0.0040344 | 0.0040233 | 0.0040099 | 0.0039947 | 0.0039782 | 0.0039604 | 0.0039418 | 0.0039224 | 0.0039024 | 0.003882 | 0.0038612 | 0.0038401 | 0.0038189
F3_Commercial_Hospital_Existing_Food Preparation_Natural Gas_Conveyor Oven_Codes & Standards Forecast | F3 | Commercial | Hospital | Existing | Food Preparation | Natural Gas | Conveyor Oven | Codes & Standards Forecast | Summer Peak Demand (MW) | 0 | 0 | 0 | 0 | 0 | 0 | 0 | 0 | 0 | 0 | 0 | 0 | 0 | 0 | 0 | 0 | 0 | 0 | 0 | 0 | 0 | 0 | 0 | 0 | 0 | 0 | 0 | 0 | 0 | 0 | 0 | 0 | 0
F4_Commercial_Hospital_Existing_Food Preparation_Natural Gas_Conveyor Oven_Codes & Standards Forecast | F4 | Commercial | Hospital | Existing | Food Preparation | Natural Gas | Conveyor Oven | Codes & Standards Forecast | Winter Peak Demand (MW) | 0 | 0 | 0 | 0 | 0 | 0 | 0 | 0 | 0 | 0 | 0 | 0 | 0 | 0 | 0 | 0 | 0 | 0 | 0 | 0 | 0 | 0 | 0 | 0 | 0 | 0 | 0 | 0 | 0 | 0 | 0 | 0 | 0
F5_Commercial_Hospital_Existing_Food Preparation_Natural Gas_Conveyor Oven_Codes & Standards Forecast | F5 | Commercial | Hospital | Existing | Food Preparation | Natural Gas | Conveyor Oven | Codes & Standards Forecast | Turnover | 0 | 630.9866 | 816.0878 | 960.7492 | 1073.6064 | 1160.5525 | 1227.9582 | 1280.4208 | 1321.0966 | 1352.058 | 1375.1915 | 1392.0946 | 1403.9919 | 1411.8755 | 1416.5343 | 1418.6482 | 1418.7455 | 1244.2577 | 1139.1859 | 1082.138 | 1057.5541 | 1054.231 | 1211.3054 | 1242.7682 | 1266.2367 | 1283.3354 | 1295.3651 | 1303.3607 | 1308.1459 | 1310.3765 | 1310.574 | 1309.1536 | 1306.4907
F6_Commercial_Hospital_Existing_Food Preparation_Natural Gas_Conveyor Oven_Codes & Standards Forecast | F6 | Commercial | Hospital | Existing | Food Preparation | Natural Gas | Conveyor Oven | Codes & Standards Forecast | Avg. Replacement Usage (kWh) | 0.16958 | 0.16958 | 0.16958 | 0.16958 | 0.16958 | 0.16958 | 0.16958 | 0.16958 | 0.16958 | 0.16958 | 0.16958 | 0.16958 | 0.16958 | 0.16958 | 0.16958 | 0.16958 | 0.16958 | 0.16958 | 0.16958 | 0.16958 | 0.16958 | 0.16958 | 0.16958 | 0.16958 | 0.16958 | 0.16958 | 0.16958 | 0.16958 | 0.16958 | 0.16958 | 0.16958 | 0.16958 | 0.16958
F7_Commercial_Hospital_Existing_Food Preparation_Natural Gas_Conveyor Oven_Codes & Standards Forecast | F7 | Commercial | Hospital | Existing | Food Preparation | Natural Gas | Conveyor Oven | Codes & Standards Forecast | Avg. Replacement Summer Demand (kW) | 0 | 0 | 0 | 0 | 0 | 0 | 0 | 0 | 0 | 0 | 0 | 0 | 0 | 0 | 0 | 0 | 0 | 0 | 0 | 0 | 0 | 0 | 0 | 0 | 0 | 0 | 0 | 0 | 0 | 0 | 0 | 0 | 0
F8_Commercial_Hospital_Existing_Food Preparation_Natural Gas_Conveyor Oven_Codes & Standards Forecast | F8 | Commercial | Hospital | Existing | Food Preparation | Natural Gas | Conveyor Oven | Codes & Standards Forecast | Avg. Replacement Winter Demand (kW) | 0 | 0 | 0 | 0 | 0 | 0 | 0 | 0 | 0 | 0 | 0 | 0 | 0 | 0 | 0 | 0 | 0 | 0 | 0 | 0 | 0 | 0 | 0 | 0 | 0 | 0 | 0 | 0 | 0 | 0 | 0 | 0 | 0
F1_Commercial_Hospital_Existing_Food Preparation_Natural Gas_Double Rack Oven_Codes & Standards Forecast | F1 | Commercial | Hospital | Existing | Food Preparation | Natural Gas | Double Rack Oven | Codes & Standards Forecast | Units | 26954.065 | 26816.9288 | 26679.7926 | 26514.1824 | 26344.2679 | 26157.9778 | 25983.9405 | 25829.8345 | 25691.3636 | 25557.7083 | 25425.8131 | 25295.241 | 25164.8495 | 25034.0813 | 24902.5008 | 24770.6756 | 24638.814 | 24507.1249 | 24375.611 | 24244.2751 | 24112.9108 | 23981.518 | 23850.2834 | 23719.2093 | 23588.2978 | 23457.3641 | 23326.4081 | 23195.4296 | 23064.4285 | 22933.4046 | 22802.3579 | 22671.2882 | 22540.9719
F2_Commercial_Hospital_Existing_Food Preparation_Natural Gas_Double Rack Oven_Codes & Standards Forecast | F2 | Commercial | Hospital | Existing | Food Preparation | Natural Gas | Double Rack Oven | Codes & Standards Forecast | Usage (MMtherm) | 0.0059613 | 0.0060034 | 0.0060664 | 0.006139 | 0.006223 | 0.0063122 | 0.0064112 | 0.0065202 | 0.0066369 | 0.0067576 | 0.0068807 | 0.0070052 | 0.0070963 | 0.0071606 | 0.0072036 | 0.0072295 | 0.0072421 | 0.0072439 | 0.0072374 | 0.0072241 | 0.0072054 | 0.0071824 | 0.007156 | 0.007127 | 0.0070959 | 0.007063 | 0.0070288 | 0.0069934 | 0.0069572 | 0.0069203 | 0.0068828 | 0.0068449 | 0.0068069
F3_Commercial_Hospital_Existing_Food Preparation_Natural Gas_Double Rack Oven_Codes & Standards Forecast | F3 | Commercial | Hospital | Existing | Food Preparation | Natural Gas | Double Rack Oven | Codes & Standards Forecast | Summer Peak Demand (MW) | 0 | 0 | 0 | 0 | 0 | 0 | 0 | 0 | 0 | 0 | 0 | 0 | 0 | 0 | 0 | 0 | 0 | 0 | 0 | 0 | 0 | 0 | 0 | 0 | 0 | 0 | 0 | 0 | 0 | 0 | 0 | 0 | 0
F4_Commercial_Hospital_Existing_Food Preparation_Natural Gas_Double Rack Oven_Codes & Standards Forecast | F4 | Commercial | Hospital | Existing | Food Preparation | Natural Gas | Double Rack Oven | Codes & Standards Forecast | Winter Peak Demand (MW) | 0 | 0 | 0 | 0 | 0 | 0 | 0 | 0 | 0 | 0 | 0 | 0 | 0 | 0 | 0 | 0 | 0 | 0 | 0 | 0 | 0 | 0 | 0 | 0 | 0 | 0 | 0 | 0 | 0 | 0 | 0 | 0 | 0
F5_Commercial_Hospital_Existing_Food Preparation_Natural Gas_Double Rack Oven_Codes & Standards Forecast | F5 | Commercial | Hospital | Existing | Food Preparation | Natural Gas | Double Rack Oven | Codes & Standards Forecast | Turnover | 0 | 893.8976 | 1156.1243 | 1361.0614 | 1520.9424 | 1644.1161 | 1739.6075 | 1813.9294 | 1871.5535 | 1915.4154 | 1948.188 | 1972.134 | 1737.3401 | 1599.6117 | 1528.6289 | 1502.4482 | 1505.2865 | 1740.0865 | 1790.8591 | 1829.0392 | 1857.1849 | 1877.3439 | 1891.1611 | 1852.496 | 1791.4731 | 1726.103 | 1666.4018 | 1617.2179 | 1560.0276 | 1547.0056 | 1559.5638 | 1585.3696 | 1616.519
F6_Commercial_Hospital_Existing_Food Preparation_Natural Gas_Double Rack Oven_Codes & Standards Forecast | F6 | Commercial | Hospital | Existing | Food Preparation | Natural Gas | Double Rack Oven | Codes & Standards Forecast | Avg. Replacement Usage (kWh) | 0.30221 | 0.30221 | 0.30221 | 0.30221 | 0.30221 | 0.30221 | 0.30221 | 0.30221 | 0.30221 | 0.30221 | 0.30221 | 0.30221 | 0.30221 | 0.30221 | 0.30221 | 0.30221 | 0.30221 | 0.30221 | 0.30221 | 0.30221 | 0.30221 | 0.30221 | 0.30221 | 0.30221 | 0.30221 | 0.30221 | 0.30221 | 0.30221 | 0.30221 | 0.30221 | 0.30221 | 0.30221 | 0.30221
F7_Commercial_Hospital_Existing_Food Preparation_Natural Gas_Double Rack Oven_Codes & Standards Forecast | F7 | Commercial | Hospital | Existing | Food Preparation | Natural Gas | Double Rack Oven | Codes & Standards Forecast | Avg. Replacement Summer Demand (kW) | 0 | 0 | 0 | 0 | 0 | 0 | 0 | 0 | 0 | 0 | 0 | 0 | 0 | 0 | 0 | 0 | 0 | 0 | 0 | 0 | 0 | 0 | 0 | 0 | 0 | 0 | 0 | 0 | 0 | 0 | 0 | 0 | 0
F8_Commercial_Hospital_Existing_Food Preparation_Natural Gas_Double Rack Oven_Codes & Standards Forecast | F8 | Commercial | Hospital | Existing | Food Preparation | Natural Gas | Double Rack Oven | Codes & Standards Forecast | Avg. Replacement Winter Demand (kW) | 0 | 0 | 0 | 0 | 0 | 0 | 0 | 0 | 0 | 0 | 0 | 0 | 0 | 0 | 0 | 0 | 0 | 0 | 0 | 0 | 0 | 0 | 0 | 0 | 0 | 0 | 0 | 0 | 0 | 0 | 0 | 0 | 0
F1_Commercial_Hospital_Existing_Food Preparation_Natural Gas_Fryer_Codes & Standards Forecast | F1 | Commercial | Hospital | Existing | Food Preparation | Natural Gas | Fryer | Codes & Standards Forecast | Units | 624027.4452 | 620852.5345 | 617677.6237 | 613843.4961 | 609909.7177 | 605596.8183 | 601567.5911 | 597999.8049 | 594793.9938 | 591699.6711 | 588646.0979 | 585623.155 | 582604.3945 | 579576.9118 | 576530.625 | 573478.6715 | 570425.8759 | 567377.0734 | 564332.3273 | 561291.7018 | 558250.4197 | 555208.4766 | 552170.1981 | 549135.6338 | 546104.8344 | 543073.5208 | 540041.6901 | 537009.3391 | 533976.465 | 530943.0645 | 527909.1347 | 524874.6724 | 521857.6525
F2_Commercial_Hospital_Existing_Food Preparation_Natural Gas_Fryer_Codes & Standards Forecast | F2 | Commercial | Hospital | Existing | Food Preparation | Natural Gas | Fryer | Codes & Standards Forecast | Usage (MMtherm) | 0.085883 | 0.086098 | 0.086577 | 0.082867 | 0.078757 | 0.074327 | 0.070341 | 0.066465 | 0.063528 | 0.061272 | 0.058955 | 0.056926 | 0.056135 | 0.055473 | 0.054904 | 0.054407 | 0.053963 | 0.05356 | 0.053187 | 0.052836 | 0.052502 | 0.052181 | 0.051869 | 0.051564 | 0.051264 | 0.050969 | 0.050676 | 0.050385 | 0.050096 | 0.049808 | 0.049521 | 0.049235 | 0.04895
F3_Commercial_Hospital_Existing_Food Preparation_Natural Gas_Fryer_Codes & Standards Forecast | F3 | Commercial | Hospital | Existing | Food Preparation | Natural Gas | Fryer | Codes & Standards Forecast | Summer Peak Demand (MW) | 0 | 0 | 0 | 0 | 0 | 0 | 0 | 0 | 0 | 0 | 0 | 0 | 0 | 0 | 0 | 0 | 0 | 0 | 0 | 0 | 0 | 0 | 0 | 0 | 0 | 0 | 0 | 0 | 0 | 0 | 0 | 0 | 0
F4_Commercial_Hospital_Existing_Food Preparation_Natural Gas_Fryer_Codes & Standards Forecast | F4 | Commercial | Hospital | Existing | Food Preparation | Natural Gas | Fryer | Codes & Standards Forecast | Winter Peak Demand (MW) | 0 | 0 | 0 | 0 | 0 | 0 | 0 | 0 | 0 | 0 | 0 | 0 | 0 | 0 | 0 | 0 | 0 | 0 | 0 | 0 | 0 | 0 | 0 | 0 | 0 | 0 | 0 | 0 | 0 | 0 | 0 | 0 | 0
F5_Commercial_Hospital_Existing_Food Preparation_Natural Gas_Fryer_Codes & Standards Forecast | F5 | Commercial | Hospital | Existing | Food Preparation | Natural Gas | Fryer | Codes & Standards Forecast | Turnover | 0 | 42330.8546 | 59662.0432 | 72370.7531 | 81653.3962 | 88334.124 | 76063.7999 | 71149.8458 | 70607.5295 | 72484.0223 | 85072.0915 | 85936.3871 | 84395.3477 | 82365.7192 | 80745.7693 | 78315.8749 | 78340.5855 | 78952.3683 | 79454.1664 | 81855.4572 | 80412.3591 | 78794.9877 | 77622.2033 | 76957.0516 | 76856.8958 | 76979.0365 | 76805.3534 | 76362.2906 | 76295.1696 | 75351.4847 | 74631.9941 | 74147.0393 | 73788.7606
F6_Commercial_Hospital_Existing_Food Preparation_Natural Gas_Fryer_Codes & Standards Forecast | F6 | Commercial | Hospital | Existing | Food Preparation | Natural Gas | Fryer | Codes & Standards Forecast | Avg. Replacement Usage (kWh) | 0.15303 | 0.15303 | 0.15303 | 0.093792 | 0.093792 | 0.093792 | 0.093792 | 0.093792 | 0.093792 | 0.093792 | 0.093792 | 0.093792 | 0.093792 | 0.093792 | 0.093792 | 0.093792 | 0.093792 | 0.093792 | 0.093792 | 0.093792 | 0.093792 | 0.093792 | 0.093792 | 0.093792 | 0.093792 | 0.093792 | 0.093792 | 0.093792 | 0.093792 | 0.093792 | 0.093792 | 0.093792 | 0.093792
F7_Commercial_Hospital_Existing_Food Preparation_Natural Gas_Fryer_Codes & Standards Forecast | F7 | Commercial | Hospital | Existing | Food Preparation | Natural Gas | Fryer | Codes & Standards Forecast | Avg. Replacement Summer Demand (kW) | 0 | 0 | 0 | 0 | 0 | 0 | 0 | 0 | 0 | 0 | 0 | 0 | 0 | 0 | 0 | 0 | 0 | 0 | 0 | 0 | 0 | 0 | 0 | 0 | 0 | 0 | 0 | 0 | 0 | 0 | 0 | 0 | 0
F8_Commercial_Hospital_Existing_Food Preparation_Natural Gas_Fryer_Codes & Standards Forecast | F8 | Commercial | Hospital | Existing | Food Preparation | Natural Gas | Fryer | Codes & Standards Forecast | Avg. Replacement Winter Demand (kW) | 0 | 0 | 0 | 0 | 0 | 0 | 0 | 0 | 0 | 0 | 0 | 0 | 0 | 0 | 0 | 0 | 0 | 0 | 0 | 0 | 0 | 0 | 0 | 0 | 0 | 0 | 0 | 0 | 0 | 0 | 0 | 0 | 0
F1_Commercial_Hospital_Existing_Food Preparation_Natural Gas_Broiler_Codes & Standards Forecast | F1 | Commercial | Hospital | Existing | Food Preparation | Natural Gas | Broiler | Codes & Standards Forecast | Units | 140487.8542 | 139773.0837 | 139058.3132 | 138195.1326 | 137309.5176 | 136338.5507 | 135431.4472 | 134628.2283 | 133906.5012 | 133209.8736 | 132522.4199 | 131841.8621 | 131162.2459 | 130480.666 | 129794.8527 | 129107.7637 | 128420.4851 | 127734.1055 | 127048.6391 | 126364.1004 | 125679.4139 | 124994.5785 | 124310.5681 | 123627.394 | 122945.0674 | 122262.6251 | 121580.0664 | 120897.3905 | 120214.5968 | 119531.6847 | 118848.6534 | 118165.5022 | 117486.2778
F2_Commercial_Hospital_Existing_Food Preparation_Natural Gas_Broiler_Codes & Standards Forecast | F2 | Commercial | Hospital | Existing | Food Preparation | Natural Gas | Broiler | Codes & Standards Forecast | Usage (MMtherm) | 0.021266 | 0.02123 | 0.021215 | 0.021193 | 0.02118 | 0.021163 | 0.021163 | 0.021184 | 0.021221 | 0.021266 | 0.021313 | 0.021363 | 0.02138 | 0.021369 | 0.021337 | 0.021288 | 0.021226 | 0.021153 | 0.021072 | 0.020984 | 0.02089 | 0.020793 | 0.020692 | 0.020588 | 0.020483 | 0.020376 | 0.020267 | 0.020157 | 0.020047 | 0.019936 | 0.019824 | 0.019711 | 0.019599
F3_Commercial_Hospital_Existing_Food Preparation_Natural Gas_Broiler_Codes & Standards Forecast | F3 | Commercial | Hospital | Existing | Food Preparation | Natural Gas | Broiler | Codes & Standards Forecast | Summer Peak Demand (MW) | 0 | 0 | 0 | 0 | 0 | 0 | 0 | 0 | 0 | 0 | 0 | 0 | 0 | 0 | 0 | 0 | 0 | 0 | 0 | 0 | 0 | 0 | 0 | 0 | 0 | 0 | 0 | 0 | 0 | 0 | 0 | 0 | 0
F4_Commercial_Hospital_Existing_Food Preparation_Natural Gas_Broiler_Codes & Standards Forecast | F4 | Commercial | Hospital | Existing | Food Preparation | Natural Gas | Broiler | Codes & Standards Forecast | Winter Peak Demand (MW) | 0 | 0 | 0 | 0 | 0 | 0 | 0 | 0 | 0 | 0 | 0 | 0 | 0 | 0 | 0 | 0 | 0 | 0 | 0 | 0 | 0 | 0 | 0 | 0 | 0 | 0 | 0 | 0 | 0 | 0 | 0 | 0 | 0
F5_Commercial_Hospital_Existing_Food Preparation_Natural Gas_Broiler_Codes & Standards Forecast | F5 | Commercial | Hospital | Existing | Food Preparation | Natural Gas | Broiler | Codes & Standards Forecast | Turnover | 0 | 4659.1028 | 6025.8602 | 7094.0168 | 7927.3361 | 8569.3324 | 9067.0451 | 9454.4199 | 9754.7637 | 9983.3774 | 10154.1921 | 10279.0012 | 9055.2271 | 8337.37 | 7967.3992 | 7830.9423 | 7845.7359 | 9069.542 | 9334.1746 | 9533.174 | 9679.8727 | 9784.9441 | 9856.961 | 9655.4338 | 9337.375 | 8996.6581 | 8685.4882 | 8429.136 | 8131.053 | 8063.1807 | 8128.6356 | 8263.1387 | 8425.4929
F6_Commercial_Hospital_Existing_Food Preparation_Natural Gas_Broiler_Codes & Standards Forecast | F6 | Commercial | Hospital | Existing | Food Preparation | Natural Gas | Broiler | Codes & Standards Forecast | Avg. Replacement Usage (kWh) | 0.16687 | 0.16687 | 0.16687 | 0.16687 | 0.16687 | 0.16687 | 0.16687 | 0.16687 | 0.16687 | 0.16687 | 0.16687 | 0.16687 | 0.16687 | 0.16687 | 0.16687 | 0.16687 | 0.16687 | 0.16687 | 0.16687 | 0.16687 | 0.16687 | 0.16687 | 0.16687 | 0.16687 | 0.16687 | 0.16687 | 0.16687 | 0.16687 | 0.16687 | 0.16687 | 0.16687 | 0.16687 | 0.16687
F7_Commercial_Hospital_Existing_Food Preparation_Natural Gas_Broiler_Codes & Standards Forecast | F7 | Commercial | Hospital | Existing | Food Preparation | Natural Gas | Broiler | Codes & Standards Forecast | Avg. Replacement Summer Demand (kW) | 0 | 0 | 0 | 0 | 0 | 0 | 0 | 0 | 0 | 0 | 0 | 0 | 0 | 0 | 0 | 0 | 0 | 0 | 0 | 0 | 0 | 0 | 0 | 0 | 0 | 0 | 0 | 0 | 0 | 0 | 0 | 0 | 0
F8_Commercial_Hospital_Existing_Food Preparation_Natural Gas_Broiler_Codes & Standards Forecast | F8 | Commercial | Hospital | Existing | Food Preparation | Natural Gas | Broiler | Codes & Standards Forecast | Avg. Replacement Winter Demand (kW) | 0 | 0 | 0 | 0 | 0 | 0 | 0 | 0 | 0 | 0 | 0 | 0 | 0 | 0 | 0 | 0 | 0 | 0 | 0 | 0 | 0 | 0 | 0 | 0 | 0 | 0 | 0 | 0 | 0 | 0 | 0 | 0 | 0
F1_Commercial_Hospital_Existing_Food Preparation_Natural Gas_Griddle_Codes & Standards Forecast | F1 | Commercial | Hospital | Existing | Food Preparation | Natural Gas | Griddle | Codes & Standards Forecast | Units | 140487.8542 | 139773.0837 | 139058.3132 | 138195.1326 | 137309.5176 | 136338.5507 | 135431.4472 | 134628.2283 | 133906.5012 | 133209.8736 | 132522.4199 | 131841.8621 | 131162.2459 | 130480.666 | 129794.8527 | 129107.7637 | 128420.4851 | 127734.1055 | 127048.6391 | 126364.1004 | 125679.4139 | 124994.5785 | 124310.5681 | 123627.394 | 122945.0674 | 122262.6251 | 121580.0664 | 120897.3905 | 120214.5968 | 119531.6847 | 118848.6534 | 118165.5022 | 117486.2778
F2_Commercial_Hospital_Existing_Food Preparation_Natural Gas_Griddle_Codes & Standards Forecast | F2 | Commercial | Hospital | Existing | Food Preparation | Natural Gas | Griddle | Codes & Standards Forecast | Usage (MMtherm) | 0.014116 | 0.014056 | 0.013999 | 0.01393 | 0.01386 | 0.013784 | 0.013715 | 0.013657 | 0.013608 | 0.013562 | 0.013517 | 0.013474 | 0.013425 | 0.013371 | 0.013314 | 0.013253 | 0.013191 | 0.013127 | 0.013062 | 0.012996 | 0.012928 | 0.012861 | 0.012792 | 0.012724 | 0.012655 | 0.012586 | 0.012516 | 0.012447 | 0.012377 | 0.012307 | 0.012237 | 0.012167 | 0.012097
F3_Commercial_Hospital_Existing_Food Preparation_Natural Gas_Griddle_Codes & Standards Forecast | F3 | Commercial | Hospital | Existing | Food Preparation | Natural Gas | Griddle | Codes & Standards Forecast | Summer Peak Demand (MW) | 0 | 0 | 0 | 0 | 0 | 0 | 0 | 0 | 0 | 0 | 0 | 0 | 0 | 0 | 0 | 0 | 0 | 0 | 0 | 0 | 0 | 0 | 0 | 0 | 0 | 0 | 0 | 0 | 0 | 0 | 0 | 0 | 0
F4_Commercial_Hospital_Existing_Food Preparation_Natural Gas_Griddle_Codes & Standards Forecast | F4 | Commercial | Hospital | Existing | Food Preparation | Natural Gas | Griddle | Codes & Standards Forecast | Winter Peak Demand (MW) | 0 | 0 | 0 | 0 | 0 | 0 | 0 | 0 | 0 | 0 | 0 | 0 | 0 | 0 | 0 | 0 | 0 | 0 | 0 | 0 | 0 | 0 | 0 | 0 | 0 | 0 | 0 | 0 | 0 | 0 | 0 | 0 | 0
F5_Commercial_Hospital_Existing_Food Preparation_Natural Gas_Griddle_Codes & Standards Forecast | F5 | Commercial | Hospital | Existing | Food Preparation | Natural Gas | Griddle | Codes & Standards Forecast | Turnover | 0 | 4659.1028 | 6025.8602 | 7094.0168 | 7927.3361 | 8569.3324 | 9067.0451 | 9454.4199 | 9754.7637 | 9983.3774 | 10154.1921 | 10279.0012 | 9055.2271 | 8337.37 | 7967.3992 | 7830.9423 | 7845.7359 | 9069.542 | 9334.1746 | 9533.174 | 9679.8727 | 9784.9441 | 9856.961 | 9655.4338 | 9337.375 | 8996.6581 | 8685.4882 | 8429.136 | 8131.053 | 8063.1807 | 8128.6356 | 8263.1387 | 8425.4929
F6_Commercial_Hospital_Existing_Food Preparation_Natural Gas_Griddle_Codes & Standards Forecast | F6 | Commercial | Hospital | Existing | Food Preparation | Natural Gas | Griddle | Codes & Standards Forecast | Avg. Replacement Usage (kWh) | 0.10297 | 0.10297 | 0.10297 | 0.10297 | 0.10297 | 0.10297 | 0.10297 | 0.10297 | 0.10297 | 0.10297 | 0.10297 | 0.10297 | 0.10297 | 0.10297 | 0.10297 | 0.10297 | 0.10297 | 0.10297 | 0.10297 | 0.10297 | 0.10297 | 0.10297 | 0.10297 | 0.10297 | 0.10297 | 0.10297 | 0.10297 | 0.10297 | 0.10297 | 0.10297 | 0.10297 | 0.10297 | 0.10297
F7_Commercial_Hospital_Existing_Food Preparation_Natural Gas_Griddle_Codes & Standards Forecast | F7 | Commercial | Hospital | Existing | Food Preparation | Natural Gas | Griddle | Codes & Standards Forecast | Avg. Replacement Summer Demand (kW) | 0 | 0 | 0 | 0 | 0 | 0 | 0 | 0 | 0 | 0 | 0 | 0 | 0 | 0 | 0 | 0 | 0 | 0 | 0 | 0 | 0 | 0 | 0 | 0 | 0 | 0 | 0 | 0 | 0 | 0 | 0 | 0 | 0
F8_Commercial_Hospital_Existing_Food Preparation_Natural Gas_Griddle_Codes & Standards Forecast | F8 | Commercial | Hospital | Existing | Food Preparation | Natural Gas | Griddle | Codes & Standards Forecast | Avg. Replacement Winter Demand (kW) | 0 | 0 | 0 | 0 | 0 | 0 | 0 | 0 | 0 | 0 | 0 | 0 | 0 | 0 | 0 | 0 | 0 | 0 | 0 | 0 | 0 | 0 | 0 | 0 | 0 | 0 | 0 | 0 | 0 | 0 | 0 | 0 | 0
F1_Commercial_Hospital_Existing_Food Preparation_Natural Gas_Range_Codes & Standards Forecast | F1 | Commercial | Hospital | Existing | Food Preparation | Natural Gas | Range | Codes & Standards Forecast | Units | 593911.7391 | 590890.0502 | 587868.3614 | 584219.2697 | 580475.3363 | 576370.5784 | 572535.8027 | 569140.1986 | 566089.1006 | 563144.1107 | 560237.9036 | 557360.8487 | 554487.7742 | 551606.3985 | 548707.1262 | 545802.4607 | 542896.9937 | 539995.3271 | 537097.5211 | 534203.6368 | 531309.1277 | 528413.9895 | 525522.339 | 522634.2235 | 519749.6912 | 516864.6695 | 513979.1555 | 511093.1465 | 508206.6396 | 505319.6317 | 502432.1201 | 499544.1016 | 496672.6838
F2_Commercial_Hospital_Existing_Food Preparation_Natural Gas_Range_Codes & Standards Forecast | F2 | Commercial | Hospital | Existing | Food Preparation | Natural Gas | Range | Codes & Standards Forecast | Usage (MMtherm) | 0.061902 | 0.062013 | 0.062248 | 0.06251 | 0.062835 | 0.063174 | 0.063584 | 0.064071 | 0.06462 | 0.065197 | 0.065588 | 0.06583 | 0.065951 | 0.065974 | 0.065919 | 0.065802 | 0.065637 | 0.065433 | 0.065199 | 0.06494 | 0.064662 | 0.064369 | 0.064064 | 0.063749 | 0.063427 | 0.063098 | 0.062765 | 0.062427 | 0.062086 | 0.061743 | 0.061398 | 0.061051 | 0.060705
F3_Commercial_Hospital_Existing_Food Preparation_Natural Gas_Range_Codes & Standards Forecast | F3 | Commercial | Hospital | Existing | Food Preparation | Natural Gas | Range | Codes & Standards Forecast | Summer Peak Demand (MW) | 0 | 0 | 0 | 0 | 0 | 0 | 0 | 0 | 0 | 0 | 0 | 0 | 0 | 0 | 0 | 0 | 0 | 0 | 0 | 0 | 0 | 0 | 0 | 0 | 0 | 0 | 0 | 0 | 0 | 0 | 0 | 0 | 0
F4_Commercial_Hospital_Existing_Food Preparation_Natural Gas_Range_Codes & Standards Forecast | F4 | Commercial | Hospital | Existing | Food Preparation | Natural Gas | Range | Codes & Standards Forecast | Winter Peak Demand (MW) | 0 | 0 | 0 | 0 | 0 | 0 | 0 | 0 | 0 | 0 | 0 | 0 | 0 | 0 | 0 | 0 | 0 | 0 | 0 | 0 | 0 | 0 | 0 | 0 | 0 | 0 | 0 | 0 | 0 | 0 | 0 | 0 | 0
F5_Commercial_Hospital_Existing_Food Preparation_Natural Gas_Range_Codes & Standards Forecast | F5 | Commercial | Hospital | Existing | Food Preparation | Natural Gas | Range | Codes & Standards Forecast | Turnover | 0 | 23635.602 | 30569.1548 | 35987.907 | 40215.3313 | 43472.1745 | 45997.0684 | 47962.2186 | 49485.8607 | 50645.6168 | 44789.304 | 41443.9866 | 39815.5709 | 39329.9948 | 39575.7567 | 45986.0253 | 47450.9224 | 48557.7526 | 49379.69 | 48692.8896 | 47329.1986 | 45790.3871 | 44359.2453 | 43176.2007 | 41747.8315 | 41490.6787 | 41907.1189 | 42667.5393 | 43315.7631 | 45065.1869 | 44968.6988 | 44531.3747 | 43889.0303
F6_Commercial_Hospital_Existing_Food Preparation_Natural Gas_Range_Codes & Standards Forecast | F6 | Commercial | Hospital | Existing | Food Preparation | Natural Gas | Range | Codes & Standards Forecast | Avg. Replacement Usage (kWh) | 0.12226 | 0.12226 | 0.12226 | 0.12226 | 0.12226 | 0.12226 | 0.12226 | 0.12226 | 0.12226 | 0.12226 | 0.12226 | 0.12226 | 0.12226 | 0.12226 | 0.12226 | 0.12226 | 0.12226 | 0.12226 | 0.12226 | 0.12226 | 0.12226 | 0.12226 | 0.12226 | 0.12226 | 0.12226 | 0.12226 | 0.12226 | 0.12226 | 0.12226 | 0.12226 | 0.12226 | 0.12226 | 0.12226
F7_Commercial_Hospital_Existing_Food Preparation_Natural Gas_Range_Codes & Standards Forecast | F7 | Commercial | Hospital | Existing | Food Preparation | Natural Gas | Range | Codes & Standards Forecast | Avg. Replacement Summer Demand (kW) | 0 | 0 | 0 | 0 | 0 | 0 | 0 | 0 | 0 | 0 | 0 | 0 | 0 | 0 | 0 | 0 | 0 | 0 | 0 | 0 | 0 | 0 | 0 | 0 | 0 | 0 | 0 | 0 | 0 | 0 | 0 | 0 | 0
F8_Commercial_Hospital_Existing_Food Preparation_Natural Gas_Range_Codes & Standards Forecast | F8 | Commercial | Hospital | Existing | Food Preparation | Natural Gas | Range | Codes & Standards Forecast | Avg. Replacement Winter Demand (kW) | 0 | 0 | 0 | 0 | 0 | 0 | 0 | 0 | 0 | 0 | 0 | 0 | 0 | 0 | 0 | 0 | 0 | 0 | 0 | 0 | 0 | 0 | 0 | 0 | 0 | 0 | 0 | 0 | 0 | 0 | 0 | 0 | 0
F1_Commercial_Hospital_Existing_Food Preparation_Natural Gas_Steamer_Codes & Standards Forecast | F1 | Commercial | Hospital | Existing | Food Preparation | Natural Gas | Steamer | Codes & Standards Forecast | Units | 65265.0263 | 64932.9726 | 64600.9188 | 64199.9197 | 63788.4985 | 63337.4262 | 62916.0223 | 62542.879 | 62207.5935 | 61883.9682 | 61564.6048 | 61248.4449 | 60932.7224 | 60616.0877 | 60297.4864 | 59978.2924 | 59659.0103 | 59340.1458 | 59021.7056 | 58703.6964 | 58385.6184 | 58067.4714 | 57749.7076 | 57432.3323 | 57115.3507 | 56798.3153 | 56481.2259 | 56164.082 | 55846.8835 | 55529.6299 | 55212.3209 | 54894.9562 | 54579.4158
F2_Commercial_Hospital_Existing_Food Preparation_Natural Gas_Steamer_Codes & Standards Forecast | F2 | Commercial | Hospital | Existing | Food Preparation | Natural Gas | Steamer | Codes & Standards Forecast | Usage (MMtherm) | 0.011361 | 0.011469 | 0.011597 | 0.011319 | 0.011024 | 0.010709 | 0.010388 | 0.010067 | 0.0097431 | 0.0094146 | 0.0090856 | 0.0087515 | 0.0084522 | 0.0081835 | 0.0079417 | 0.007724 | 0.0075275 | 0.0073499 | 0.007189 | 0.0069508 | 0.0067241 | 0.0066241 | 0.0065318 | 0.0064463 | 0.0063669 | 0.0062929 | 0.0062235 | 0.0061583 | 0.0060968 | 0.0060385 | 0.0059831 | 0.0059303 | 0.0058799
F3_Commercial_Hospital_Existing_Food Preparation_Natural Gas_Steamer_Codes & Standards Forecast | F3 | Commercial | Hospital | Existing | Food Preparation | Natural Gas | Steamer | Codes & Standards Forecast | Summer Peak Demand (MW) | 0 | 0 | 0 | 0 | 0 | 0 | 0 | 0 | 0 | 0 | 0 | 0 | 0 | 0 | 0 | 0 | 0 | 0 | 0 | 0 | 0 | 0 | 0 | 0 | 0 | 0 | 0 | 0 | 0 | 0 | 0 | 0 | 0
F4_Commercial_Hospital_Existing_Food Preparation_Natural Gas_Steamer_Codes & Standards Forecast | F4 | Commercial | Hospital | Existing | Food Preparation | Natural Gas | Steamer | Codes & Standards Forecast | Winter Peak Demand (MW) | 0 | 0 | 0 | 0 | 0 | 0 | 0 | 0 | 0 | 0 | 0 | 0 | 0 | 0 | 0 | 0 | 0 | 0 | 0 | 0 | 0 | 0 | 0 | 0 | 0 | 0 | 0 | 0 | 0 | 0 | 0 | 0 | 0
F5_Commercial_Hospital_Existing_Food Preparation_Natural Gas_Steamer_Codes & Standards Forecast | F5 | Commercial | Hospital | Existing | Food Preparation | Natural Gas | Steamer | Codes & Standards Forecast | Turnover | 0 | 2404.9249 | 2724.9359 | 3001.5738 | 3241.6017 | 3447.5057 | 3626.6165 | 3783.641 | 3921.2027 | 4040.3804 | 3826.2672 | 3670.7185 | 3562.5772 | 3492.5446 | 3452.8378 | 3437.0841 | 3439.9418 | 3456.9893 | 3484.5564 | 4155.6191 | 4155.1505 | 4132.3327 | 4095.0748 | 4049.3771 | 3999.7327 | 3949.4002 | 3900.7169 | 3855.2717 | 3792.8321 | 3753.4117 | 3728.9777 | 3713.7419 | 3703.7585
F6_Commercial_Hospital_Existing_Food Preparation_Natural Gas_Steamer_Codes & Standards Forecast | F6 | Commercial | Hospital | Existing | Food Preparation | Natural Gas | Steamer | Codes & Standards Forecast | Avg. Replacement Usage (kWh) | 0.24282 | 0.24282 | 0.24282 | 0.10534 | 0.10534 | 0.10534 | 0.10534 | 0.10534 | 0.10534 | 0.10534 | 0.10534 | 0.10534 | 0.10534 | 0.10534 | 0.10534 | 0.10534 | 0.10534 | 0.10534 | 0.10534 | 0.10534 | 0.10534 | 0.10534 | 0.10534 | 0.10534 | 0.10534 | 0.10534 | 0.10534 | 0.10534 | 0.10534 | 0.10534 | 0.10534 | 0.10534 | 0.10534
F7_Commercial_Hospital_Existing_Food Preparation_Natural Gas_Steamer_Codes & Standards Forecast | F7 | Commercial | Hospital | Existing | Food Preparation | Natural Gas | Steamer | Codes & Standards Forecast | Avg. Replacement Summer Demand (kW) | 0 | 0 | 0 | 0 | 0 | 0 | 0 | 0 | 0 | 0 | 0 | 0 | 0 | 0 | 0 | 0 | 0 | 0 | 0 | 0 | 0 | 0 | 0 | 0 | 0 | 0 | 0 | 0 | 0 | 0 | 0 | 0 | 0
F8_Commercial_Hospital_Existing_Food Preparation_Natural Gas_Steamer_Codes & Standards Forecast | F8 | Commercial | Hospital | Existing | Food Preparation | Natural Gas | Steamer | Codes & Standards Forecast | Avg. Replacement Winter Demand (kW) | 0 | 0 | 0 | 0 | 0 | 0 | 0 | 0 | 0 | 0 | 0 | 0 | 0 | 0 | 0 | 0 | 0 | 0 | 0 | 0 | 0 | 0 | 0 | 0 | 0 | 0 | 0 | 0 | 0 | 0 | 0 | 0 | 0
F1_Commercial_Hospital_Existing_Food Preparation_Natural Gas_Food Prep Other_Codes & Standards Forecast | F1 | Commercial | Hospital | Existing | Food Preparation | Natural Gas | Food Prep Other | Codes & Standards Forecast | Units | 0 | 0 | 0 | 0 | 0 | 0 | 0 | 0 | 0 | 0 | 0 | 0 | 0 | 0 | 0 | 0 | 0 | 0 | 0 | 0 | 0 | 0 | 0 | 0 | 0 | 0 | 0 | 0 | 0 | 0 | 0 | 0 | 0
F2_Commercial_Hospital_Existing_Food Preparation_Natural Gas_Food Prep Other_Codes & Standards Forecast | F2 | Commercial | Hospital | Existing | Food Preparation | Natural Gas | Food Prep Other | Codes & Standards Forecast | Usage (MMtherm) | 0 | 0 | 0 | 0 | 0 | 0 | 0 | 0 | 0 | 0 | 0 | 0 | 0 | 0 | 0 | 0 | 0 | 0 | 0 | 0 | 0 | 0 | 0 | 0 | 0 | 0 | 0 | 0 | 0 | 0 | 0 | 0 | 0
F3_Commercial_Hospital_Existing_Food Preparation_Natural Gas_Food Prep Other_Codes & Standards Forecast | F3 | Commercial | Hospital | Existing | Food Preparation | Natural Gas | Food Prep Other | Codes & Standards Forecast | Summer Peak Demand (MW) | 0 | 0 | 0 | 0 | 0 | 0 | 0 | 0 | 0 | 0 | 0 | 0 | 0 | 0 | 0 | 0 | 0 | 0 | 0 | 0 | 0 | 0 | 0 | 0 | 0 | 0 | 0 | 0 | 0 | 0 | 0 | 0 | 0
F4_Commercial_Hospital_Existing_Food Preparation_Natural Gas_Food Prep Other_Codes & Standards Forecast | F4 | Commercial | Hospital | Existing | Food Preparation | Natural Gas | Food Prep Other | Codes & Standards Forecast | Winter Peak Demand (MW) | 0 | 0 | 0 | 0 | 0 | 0 | 0 | 0 | 0 | 0 | 0 | 0 | 0 | 0 | 0 | 0 | 0 | 0 | 0 | 0 | 0 | 0 | 0 | 0 | 0 | 0 | 0 | 0 | 0 | 0 | 0 | 0 | 0
F5_Commercial_Hospital_Existing_Food Preparation_Natural Gas_Food Prep Other_Codes & Standards Forecast | F5 | Commercial | Hospital | Existing | Food Preparation | Natural Gas | Food Prep Other | Codes & Standards Forecast | Turnover | 0 | 0 | 0 | 0 | 0 | 0 | 0 | 0 | 0 | 0 | 0 | 0 | 0 | 0 | 0 | 0 | 0 | 0 | 0 | 0 | 0 | 0 | 0 | 0 | 0 | 0 | 0 | 0 | 0 | 0 | 0 | 0 | 0
F6_Commercial_Hospital_Existing_Food Preparation_Natural Gas_Food Prep Other_Codes & Standards Forecast | F6 | Commercial | Hospital | Existing | Food Preparation | Natural Gas | Food Prep Other | Codes & Standards Forecast | Avg. Replacement Usage (kWh) | 0.043498 | 0.043498 | 0.043498 | 0.043498 | 0.043498 | 0.043498 | 0.043498 | 0.043498 | 0.043498 | 0.043498 | 0.043498 | 0.043498 | 0.043498 | 0.043498 | 0.043498 | 0.043498 | 0.043498 | 0.043498 | 0.043498 | 0.043498 | 0.043498 | 0.043498 | 0.043498 | 0.043498 | 0.043498 | 0.043498 | 0.043498 | 0.043498 | 0.043498 | 0.043498 | 0.043498 | 0.043498 | 0.043498
F7_Commercial_Hospital_Existing_Food Preparation_Natural Gas_Food Prep Other_Codes & Standards Forecast | F7 | Commercial | Hospital | Existing | Food Preparation | Natural Gas | Food Prep Other | Codes & Standards Forecast | Avg. Replacement Summer Demand (kW) | 0 | 0 | 0 | 0 | 0 | 0 | 0 | 0 | 0 | 0 | 0 | 0 | 0 | 0 | 0 | 0 | 0 | 0 | 0 | 0 | 0 | 0 | 0 | 0 | 0 | 0 | 0 | 0 | 0 | 0 | 0 | 0 | 0
F8_Commercial_Hospital_Existing_Food Preparation_Natural Gas_Food Prep Other_Codes & Standards Forecast | F8 | Commercial | Hospital | Existing | Food Preparation | Natural Gas | Food Prep Other | Codes & Standards Forecast | Avg. Replacement Winter Demand (kW) | 0 | 0 | 0 | 0 | 0 | 0 | 0 | 0 | 0 | 0 | 0 | 0 | 0 | 0 | 0 | 0 | 0 | 0 | 0 | 0 | 0 | 0 | 0 | 0 | 0 | 0 | 0 | 0 | 0 | 0 | 0 | 0 | 0
F1_Commercial_Hospital_Existing_Miscellaneous_Natural Gas_Pool Heater_Codes & Standards Forecast | F1 | Commercial | Hospital | Existing | Miscellaneous | Natural Gas | Pool Heater | Codes & Standards Forecast | Units | 0 | 0 | 0 | 0 | 0 | 0 | 0 | 0 | 0 | 0 | 0 | 0 | 0 | 0 | 0 | 0 | 0 | 0 | 0 | 0 | 0 | 0 | 0 | 0 | 0 | 0 | 0 | 0 | 0 | 0 | 0 | 0 | 0
F2_Commercial_Hospital_Existing_Miscellaneous_Natural Gas_Pool Heater_Codes & Standards Forecast | F2 | Commercial | Hospital | Existing | Miscellaneous | Natural Gas | Pool Heater | Codes & Standards Forecast | Usage (MMtherm) | 0 | 0 | 0 | 0 | 0 | 0 | 0 | 0 | 0 | 0 | 0 | 0 | 0 | 0 | 0 | 0 | 0 | 0 | 0 | 0 | 0 | 0 | 0 | 0 | 0 | 0 | 0 | 0 | 0 | 0 | 0 | 0 | 0
F3_Commercial_Hospital_Existing_Miscellaneous_Natural Gas_Pool Heater_Codes & Standards Forecast | F3 | Commercial | Hospital | Existing | Miscellaneous | Natural Gas | Pool Heater | Codes & Standards Forecast | Summer Peak Demand (MW) | 0 | 0 | 0 | 0 | 0 | 0 | 0 | 0 | 0 | 0 | 0 | 0 | 0 | 0 | 0 | 0 | 0 | 0 | 0 | 0 | 0 | 0 | 0 | 0 | 0 | 0 | 0 | 0 | 0 | 0 | 0 | 0 | 0
F4_Commercial_Hospital_Existing_Miscellaneous_Natural Gas_Pool Heater_Codes & Standards Forecast | F4 | Commercial | Hospital | Existing | Miscellaneous | Natural Gas | Pool Heater | Codes & Standards Forecast | Winter Peak Demand (MW) | 0 | 0 | 0 | 0 | 0 | 0 | 0 | 0 | 0 | 0 | 0 | 0 | 0 | 0 | 0 | 0 | 0 | 0 | 0 | 0 | 0 | 0 | 0 | 0 | 0 | 0 | 0 | 0 | 0 | 0 | 0 | 0 | 0
F5_Commercial_Hospital_Existing_Miscellaneous_Natural Gas_Pool Heater_Codes & Standards Forecast | F5 | Commercial | Hospital | Existing | Miscellaneous | Natural Gas | Pool Heater | Codes & Standards Forecast | Turnover | 0 | 0 | 0 | 0 | 0 | 0 | 0 | 0 | 0 | 0 | 0 | 0 | 0 | 0 | 0 | 0 | 0 | 0 | 0 | 0 | 0 | 0 | 0 | 0 | 0 | 0 | 0 | 0 | 0 | 0 | 0 | 0 | 0
F6_Commercial_Hospital_Existing_Miscellaneous_Natural Gas_Pool Heater_Codes & Standards Forecast | F6 | Commercial | Hospital | Existing | Miscellaneous | Natural Gas | Pool Heater | Codes & Standards Forecast | Avg. Replacement Usage (kWh) | 0.010152 | 0.010152 | 0.010152 | 0.010152 | 0.010152 | 0.010152 | 0.010152 | 0.010152 | 0.010152 | 0.010152 | 0.010152 | 0.010152 | 0.010152 | 0.010152 | 0.010152 | 0.010152 | 0.010152 | 0.010152 | 0.010152 | 0.010152 | 0.010152 | 0.010152 | 0.010152 | 0.010152 | 0.010152 | 0.010152 | 0.010152 | 0.010152 | 0.010152 | 0.010152 | 0.010152 | 0.010152 | 0.010152
F7_Commercial_Hospital_Existing_Miscellaneous_Natural Gas_Pool Heater_Codes & Standards Forecast | F7 | Commercial | Hospital | Existing | Miscellaneous | Natural Gas | Pool Heater | Codes & Standards Forecast | Avg. Replacement Summer Demand (kW) | 0 | 0 | 0 | 0 | 0 | 0 | 0 | 0 | 0 | 0 | 0 | 0 | 0 | 0 | 0 | 0 | 0 | 0 | 0 | 0 | 0 | 0 | 0 | 0 | 0 | 0 | 0 | 0 | 0 | 0 | 0 | 0 | 0
F8_Commercial_Hospital_Existing_Miscellaneous_Natural Gas_Pool Heater_Codes & Standards Forecast | F8 | Commercial | Hospital | Existing | Miscellaneous | Natural Gas | Pool Heater | Codes & Standards Forecast | Avg. Replacement Winter Demand (kW) | 0 | 0 | 0 | 0 | 0 | 0 | 0 | 0 | 0 | 0 | 0 | 0 | 0 | 0 | 0 | 0 | 0 | 0 | 0 | 0 | 0 | 0 | 0 | 0 | 0 | 0 | 0 | 0 | 0 | 0 | 0 | 0 | 0
F1_Commercial_Hospital_Existing_Miscellaneous_Natural Gas_Miscellaneous_Codes & Standards Forecast | F1 | Commercial | Hospital | Existing | Miscellaneous | Natural Gas | Miscellaneous | Codes & Standards Forecast | Units | 2728078.0983 | 2714198.2528 | 2700318.4072 | 2683556.6453 | 2666359.2369 | 2647504.4151 | 2629889.7309 | 2614292.341 | 2600277.4073 | 2586749.8712 | 2573400.4801 | 2560184.9972 | 2546987.7982 | 2533752.4676 | 2520434.9311 | 2507092.6216 | 2493746.6302 | 2480418.0957 | 2467107.2949 | 2453814.5077 | 2440518.8504 | 2427220.3036 | 2413937.7768 | 2400671.4883 | 2387421.6583 | 2374169.5806 | 2360915.2419 | 2347658.6292 | 2334399.7291 | 2321138.5282 | 2307875.013 | 2294609.1701 | 2281419.5803
F2_Commercial_Hospital_Existing_Miscellaneous_Natural Gas_Miscellaneous_Codes & Standards Forecast | F2 | Commercial | Hospital | Existing | Miscellaneous | Natural Gas | Miscellaneous | Codes & Standards Forecast | Usage (MMtherm) | 0.028332 | 0.028188 | 0.028044 | 0.02787 | 0.027691 | 0.027495 | 0.027312 | 0.02715 | 0.027005 | 0.026864 | 0.026726 | 0.026589 | 0.026451 | 0.026314 | 0.026176 | 0.026037 | 0.025899 | 0.02576 | 0.025622 | 0.025484 | 0.025346 | 0.025208 | 0.02507 | 0.024932 | 0.024794 | 0.024657 | 0.024519 | 0.024381 | 0.024244 | 0.024106 | 0.023968 | 0.02383 | 0.023693
F3_Commercial_Hospital_Existing_Miscellaneous_Natural Gas_Miscellaneous_Codes & Standards Forecast | F3 | Commercial | Hospital | Existing | Miscellaneous | Natural Gas | Miscellaneous | Codes & Standards Forecast | Summer Peak Demand (MW) | 0 | 0 | 0 | 0 | 0 | 0 | 0 | 0 | 0 | 0 | 0 | 0 | 0 | 0 | 0 | 0 | 0 | 0 | 0 | 0 | 0 | 0 | 0 | 0 | 0 | 0 | 0 | 0 | 0 | 0 | 0 | 0 | 0
F4_Commercial_Hospital_Existing_Miscellaneous_Natural Gas_Miscellaneous_Codes & Standards Forecast | F4 | Commercial | Hospital | Existing | Miscellaneous | Natural Gas | Miscellaneous | Codes & Standards Forecast | Winter Peak Demand (MW) | 0 | 0 | 0 | 0 | 0 | 0 | 0 | 0 | 0 | 0 | 0 | 0 | 0 | 0 | 0 | 0 | 0 | 0 | 0 | 0 | 0 | 0 | 0 | 0 | 0 | 0 | 0 | 0 | 0 | 0 | 0 | 0 | 0
F5_Commercial_Hospital_Existing_Miscellaneous_Natural Gas_Miscellaneous_Codes & Standards Forecast | F5 | Commercial | Hospital | Existing | Miscellaneous | Natural Gas | Miscellaneous | Codes & Standards Forecast | Turnover | 0 | 232645.5645 | 275542.6946 | 311386.4562 | 297841.5441 | 292080.8405 | 292283.4889 | 290760.7927 | 288868.9926 | 287383.7352 | 285945.2356 | 348404.6734 | 349632.5812 | 348678.5988 | 343114.9862 | 340698.5445 | 340090.3992 | 338244.4831 | 336170.9072 | 334405.1708 | 332635.6138 | 348469.1058 | 344884.1152 | 340972.0474 | 338584.0766 | 336895.9034 | 335391.9528 | 333420.3908 | 331425.3975 | 329583.5738 | 327721.9271 | 330689.7048 | 327634.6467
F6_Commercial_Hospital_Existing_Miscellaneous_Natural Gas_Miscellaneous_Codes & Standards Forecast | F6 | Commercial | Hospital | Existing | Miscellaneous | Natural Gas | Miscellaneous | Codes & Standards Forecast | Avg. Replacement Usage (kWh) | 0.010385 | 0.010385 | 0.010385 | 0.010385 | 0.010385 | 0.010385 | 0.010385 | 0.010385 | 0.010385 | 0.010385 | 0.010385 | 0.010385 | 0.010385 | 0.010385 | 0.010385 | 0.010385 | 0.010385 | 0.010385 | 0.010385 | 0.010385 | 0.010385 | 0.010385 | 0.010385 | 0.010385 | 0.010385 | 0.010385 | 0.010385 | 0.010385 | 0.010385 | 0.010385 | 0.010385 | 0.010385 | 0.010385
F7_Commercial_Hospital_Existing_Miscellaneous_Natural Gas_Miscellaneous_Codes & Standards Forecast | F7 | Commercial | Hospital | Existing | Miscellaneous | Natural Gas | Miscellaneous | Codes & Standards Forecast | Avg. Replacement Summer Demand (kW) | 0 | 0 | 0 | 0 | 0 | 0 | 0 | 0 | 0 | 0 | 0 | 0 | 0 | 0 | 0 | 0 | 0 | 0 | 0 | 0 | 0 | 0 | 0 | 0 | 0 | 0 | 0 | 0 | 0 | 0 | 0 | 0 | 0
F8_Commercial_Hospital_Existing_Miscellaneous_Natural Gas_Miscellaneous_Codes & Standards Forecast | F8 | Commercial | Hospital | Existing | Miscellaneous | Natural Gas | Miscellaneous | Codes & Standards Forecast | Avg. Replacement Winter Demand (kW) | 0 | 0 | 0 | 0 | 0 | 0 | 0 | 0 | 0 | 0 | 0 | 0 | 0 | 0 | 0 | 0 | 0 | 0 | 0 | 0 | 0 | 0 | 0 | 0 | 0 | 0 | 0 | 0 | 0 | 0 | 0 | 0 | 0
F1_Commercial_Hospital_New_Space Heating_Natural Gas_Furnace_Codes & Standards Forecast | F1 | Commercial | Hospital | New | Space Heating | Natural Gas | Furnace | Codes & Standards Forecast | Units | 0 | 2985.3695 | 17384.9151 | 26587.2333 | 38455.4748 | 54561.9798 | 69616.3278 | 82959.164 | 94959.4136 | 106546.1455 | 117981.7357 | 129303.7156 | 140610.1832 | 151949.0022 | 163357.5664 | 174787.1485 | 186219.8543 | 197637.7494 | 209040.5989 | 220428.1653 | 231818.1667 | 243210.6196 | 254589.4809 | 265954.5653 | 277305.686 | 288658.7137 | 300013.6595 | 311370.5348 | 322729.3507 | 334090.1187 | 345452.8501 | 356817.5564 | 361936.3606
F2_Commercial_Hospital_New_Space Heating_Natural Gas_Furnace_Codes & Standards Forecast | F2 | Commercial | Hospital | New | Space Heating | Natural Gas | Furnace | Codes & Standards Forecast | Usage (MMtherm) | 0 | 0.00038643 | 0.0022384 | 0.003405 | 0.0048986 | 0.006913 | 0.0087726 | 0.010397 | 0.011836 | 0.013207 | 0.014544 | 0.015851 | 0.017141 | 0.018419 | 0.01969 | 0.020948 | 0.022191 | 0.023416 | 0.024624 | 0.025814 | 0.026989 | 0.028149 | 0.029292 | 0.030417 | 0.031526 | 0.032619 | 0.033697 | 0.034759 | 0.035806 | 0.036838 | 0.037854 | 0.038855 | 0.039413
F3_Commercial_Hospital_New_Space Heating_Natural Gas_Furnace_Codes & Standards Forecast | F3 | Commercial | Hospital | New | Space Heating | Natural Gas | Furnace | Codes & Standards Forecast | Summer Peak Demand (MW) | 0 | 0 | 0 | 0 | 0 | 0 | 0 | 0 | 0 | 0 | 0 | 0 | 0 | 0 | 0 | 0 | 0 | 0 | 0 | 0 | 0 | 0 | 0 | 0 | 0 | 0 | 0 | 0 | 0 | 0 | 0 | 0 | 0
F4_Commercial_Hospital_New_Space Heating_Natural Gas_Furnace_Codes & Standards Forecast | F4 | Commercial | Hospital | New | Space Heating | Natural Gas | Furnace | Codes & Standards Forecast | Winter Peak Demand (MW) | 0 | 0 | 0 | 0 | 0 | 0 | 0 | 0 | 0 | 0 | 0 | 0 | 0 | 0 | 0 | 0 | 0 | 0 | 0 | 0 | 0 | 0 | 0 | 0 | 0 | 0 | 0 | 0 | 0 | 0 | 0 | 0 | 0
F5_Commercial_Hospital_New_Space Heating_Natural Gas_Furnace_Codes & Standards Forecast | F5 | Commercial | Hospital | New | Space Heating | Natural Gas | Furnace | Codes & Standards Forecast | Turnover | 0 | 2985.3695 | 14399.5457 | 9202.3182 | 11868.2415 | 16106.505 | 15054.348 | 13342.8362 | 12000.2495 | 11586.732 | 11435.5902 | 11321.98 | 11306.4675 | 11338.819 | 11408.5642 | 11429.5821 | 11432.7058 | 11417.8951 | 11402.8495 | 11617.2101 | 12709.6377 | 13318.4493 | 14069.6457 | 15087.8474 | 15945.544 | 16620.4059 | 17140.2373 | 17588.4313 | 17990.6823 | 18353.4123 | 18687.2083 | 18997.9788 | 14015.9672
F6_Commercial_Hospital_New_Space Heating_Natural Gas_Furnace_Codes & Standards Forecast | F6 | Commercial | Hospital | New | Space Heating | Natural Gas | Furnace | Codes & Standards Forecast | Avg. Replacement Usage (kWh) | 0.12944 | 0.12944 | 0.12875 | 0.12807 | 0.12738 | 0.1267 | 0.12601 | 0.12533 | 0.12464 | 0.12396 | 0.12327 | 0.12259 | 0.1219 | 0.12122 | 0.12053 | 0.11985 | 0.11916 | 0.11848 | 0.11779 | 0.11711 | 0.11642 | 0.11574 | 0.11506 | 0.11437 | 0.11369 | 0.113 | 0.11232 | 0.11163 | 0.11095 | 0.11026 | 0.10958 | 0.10889 | 0.10889
F7_Commercial_Hospital_New_Space Heating_Natural Gas_Furnace_Codes & Standards Forecast | F7 | Commercial | Hospital | New | Space Heating | Natural Gas | Furnace | Codes & Standards Forecast | Avg. Replacement Summer Demand (kW) | 0 | 0 | 0 | 0 | 0 | 0 | 0 | 0 | 0 | 0 | 0 | 0 | 0 | 0 | 0 | 0 | 0 | 0 | 0 | 0 | 0 | 0 | 0 | 0 | 0 | 0 | 0 | 0 | 0 | 0 | 0 | 0 | 0
F8_Commercial_Hospital_New_Space Heating_Natural Gas_Furnace_Codes & Standards Forecast | F8 | Commercial | Hospital | New | Space Heating | Natural Gas | Furnace | Codes & Standards Forecast | Avg. Replacement Winter Demand (kW) | 0 | 0 | 0 | 0 | 0 | 0 | 0 | 0 | 0 | 0 | 0 | 0 | 0 | 0 | 0 | 0 | 0 | 0 | 0 | 0 | 0 | 0 | 0 | 0 | 0 | 0 | 0 | 0 | 0 | 0 | 0 | 0 | 0
F1_Commercial_Hospital_New_Space Heating_Natural Gas_Boiler_Codes & Standards Forecast | F1 | Commercial | Hospital | New | Space Heating | Natural Gas | Boiler | Codes & Standards Forecast | Units | 0 | 16825.4434 | 97980.8057 | 149844.7662 | 216733.7818 | 307509.5102 | 392355.3168 | 467555.0996 | 535188.1084 | 600490.5457 | 664941.153 | 728751.4569 | 792474.3332 | 856379.5415 | 920677.8312 | 985094.5774 | 1049528.9285 | 1113879.8071 | 1178145.8891 | 1242325.8357 | 1306519.5065 | 1370726.9936 | 1434857.8786 | 1498911.1178 | 1562885.6577 | 1626870.9456 | 1690867.0442 | 1754874.0169 | 1818891.9272 | 1882920.839 | 1946960.8167 | 2011011.9249 | 2039861.3356
F2_Commercial_Hospital_New_Space Heating_Natural Gas_Boiler_Codes & Standards Forecast | F2 | Commercial | Hospital | New | Space Heating | Natural Gas | Boiler | Codes & Standards Forecast | Usage (MMtherm) | 0 | 0.0056354 | 0.032643 | 0.049657 | 0.071439 | 0.10081 | 0.12793 | 0.15163 | 0.17261 | 0.19261 | 0.2121 | 0.23116 | 0.24997 | 0.26861 | 0.28715 | 0.30549 | 0.32362 | 0.34149 | 0.3591 | 0.37646 | 0.39359 | 0.41051 | 0.42717 | 0.44359 | 0.45975 | 0.4757 | 0.49141 | 0.50691 | 0.52218 | 0.53723 | 0.55205 | 0.56664 | 0.57477
F3_Commercial_Hospital_New_Space Heating_Natural Gas_Boiler_Codes & Standards Forecast | F3 | Commercial | Hospital | New | Space Heating | Natural Gas | Boiler | Codes & Standards Forecast | Summer Peak Demand (MW) | 0 | 0 | 0 | 0 | 0 | 0 | 0 | 0 | 0 | 0 | 0 | 0 | 0 | 0 | 0 | 0 | 0 | 0 | 0 | 0 | 0 | 0 | 0 | 0 | 0 | 0 | 0 | 0 | 0 | 0 | 0 | 0 | 0
F4_Commercial_Hospital_New_Space Heating_Natural Gas_Boiler_Codes & Standards Forecast | F4 | Commercial | Hospital | New | Space Heating | Natural Gas | Boiler | Codes & Standards Forecast | Winter Peak Demand (MW) | 0 | 0 | 0 | 0 | 0 | 0 | 0 | 0 | 0 | 0 | 0 | 0 | 0 | 0 | 0 | 0 | 0 | 0 | 0 | 0 | 0 | 0 | 0 | 0 | 0 | 0 | 0 | 0 | 0 | 0 | 0 | 0 | 0
F5_Commercial_Hospital_New_Space Heating_Natural Gas_Boiler_Codes & Standards Forecast | F5 | Commercial | Hospital | New | Space Heating | Natural Gas | Boiler | Codes & Standards Forecast | Turnover | 0 | 16825.4434 | 81155.3623 | 51863.9605 | 66889.0156 | 90775.7284 | 84845.8066 | 75199.7828 | 67633.0088 | 65302.4374 | 64450.6073 | 63810.3039 | 63722.8763 | 63905.2083 | 64298.2897 | 64416.7462 | 64434.3511 | 64350.8786 | 64266.082 | 64179.9466 | 64193.6708 | 64207.4871 | 65660.4708 | 72821.532 | 76660.6206 | 81598.9081 | 88260.8196 | 93779.0651 | 97919.7927 | 100997.2603 | 103584.1524 | 105859.5041 | 72657.98
F6_Commercial_Hospital_New_Space Heating_Natural Gas_Boiler_Codes & Standards Forecast | F6 | Commercial | Hospital | New | Space Heating | Natural Gas | Boiler | Codes & Standards Forecast | Avg. Replacement Usage (kWh) | 0.33493 | 0.33493 | 0.33316 | 0.33139 | 0.32961 | 0.32784 | 0.32607 | 0.3243 | 0.32252 | 0.32075 | 0.31898 | 0.31721 | 0.31543 | 0.31366 | 0.31189 | 0.31012 | 0.30834 | 0.30657 | 0.3048 | 0.30303 | 0.30125 | 0.29949 | 0.29771 | 0.29594 | 0.29417 | 0.2924 | 0.29063 | 0.28886 | 0.28709 | 0.28532 | 0.28354 | 0.28177 | 0.28177
F7_Commercial_Hospital_New_Space Heating_Natural Gas_Boiler_Codes & Standards Forecast | F7 | Commercial | Hospital | New | Space Heating | Natural Gas | Boiler | Codes & Standards Forecast | Avg. Replacement Summer Demand (kW) | 0 | 0 | 0 | 0 | 0 | 0 | 0 | 0 | 0 | 0 | 0 | 0 | 0 | 0 | 0 | 0 | 0 | 0 | 0 | 0 | 0 | 0 | 0 | 0 | 0 | 0 | 0 | 0 | 0 | 0 | 0 | 0 | 0
F8_Commercial_Hospital_New_Space Heating_Natural Gas_Boiler_Codes & Standards Forecast | F8 | Commercial | Hospital | New | Space Heating | Natural Gas | Boiler | Codes & Standards Forecast | Avg. Replacement Winter Demand (kW) | 0 | 0 | 0 | 0 | 0 | 0 | 0 | 0 | 0 | 0 | 0 | 0 | 0 | 0 | 0 | 0 | 0 | 0 | 0 | 0 | 0 | 0 | 0 | 0 | 0 | 0 | 0 | 0 | 0 | 0 | 0 | 0 | 0
F1_Commercial_Hospital_New_Space Heating_Natural Gas_Unit Heater_Codes & Standards Forecast | F1 | Commercial | Hospital | New | Space Heating | Natural Gas | Unit Heater | Codes & Standards Forecast | Units | 0 | 0 | 0 | 0 | 0 | 0 | 0 | 0 | 0 | 0 | 0 | 0 | 0 | 0 | 0 | 0 | 0 | 0 | 0 | 0 | 0 | 0 | 0 | 0 | 0 | 0 | 0 | 0 | 0 | 0 | 0 | 0 | 0
F2_Commercial_Hospital_New_Space Heating_Natural Gas_Unit Heater_Codes & Standards Forecast | F2 | Commercial | Hospital | New | Space Heating | Natural Gas | Unit Heater | Codes & Standards Forecast | Usage (MMtherm) | 0 | 0 | 0 | 0 | 0 | 0 | 0 | 0 | 0 | 0 | 0 | 0 | 0 | 0 | 0 | 0 | 0 | 0 | 0 | 0 | 0 | 0 | 0 | 0 | 0 | 0 | 0 | 0 | 0 | 0 | 0 | 0 | 0
F3_Commercial_Hospital_New_Space Heating_Natural Gas_Unit Heater_Codes & Standards Forecast | F3 | Commercial | Hospital | New | Space Heating | Natural Gas | Unit Heater | Codes & Standards Forecast | Summer Peak Demand (MW) | 0 | 0 | 0 | 0 | 0 | 0 | 0 | 0 | 0 | 0 | 0 | 0 | 0 | 0 | 0 | 0 | 0 | 0 | 0 | 0 | 0 | 0 | 0 | 0 | 0 | 0 | 0 | 0 | 0 | 0 | 0 | 0 | 0
F4_Commercial_Hospital_New_Space Heating_Natural Gas_Unit Heater_Codes & Standards Forecast | F4 | Commercial | Hospital | New | Space Heating | Natural Gas | Unit Heater | Codes & Standards Forecast | Winter Peak Demand (MW) | 0 | 0 | 0 | 0 | 0 | 0 | 0 | 0 | 0 | 0 | 0 | 0 | 0 | 0 | 0 | 0 | 0 | 0 | 0 | 0 | 0 | 0 | 0 | 0 | 0 | 0 | 0 | 0 | 0 | 0 | 0 | 0 | 0
F5_Commercial_Hospital_New_Space Heating_Natural Gas_Unit Heater_Codes & Standards Forecast | F5 | Commercial | Hospital | New | Space Heating | Natural Gas | Unit Heater | Codes & Standards Forecast | Turnover | 0 | 0 | 0 | 0 | 0 | 0 | 0 | 0 | 0 | 0 | 0 | 0 | 0 | 0 | 0 | 0 | 0 | 0 | 0 | 0 | 0 | 0 | 0 | 0 | 0 | 0 | 0 | 0 | 0 | 0 | 0 | 0 | 0
F6_Commercial_Hospital_New_Space Heating_Natural Gas_Unit Heater_Codes & Standards Forecast | F6 | Commercial | Hospital | New | Space Heating | Natural Gas | Unit Heater | Codes & Standards Forecast | Avg. Replacement Usage (kWh) | 0.073963 | 0.073963 | 0.073571 | 0.07318 | 0.072788 | 0.072397 | 0.072005 | 0.071614 | 0.071222 | 0.070831 | 0.070439 | 0.070048 | 0.069657 | 0.069266 | 0.068874 | 0.068482 | 0.068091 | 0.0677 | 0.067308 | 0.066917 | 0.066525 | 0.066135 | 0.065743 | 0.065352 | 0.064961 | 0.064571 | 0.064179 | 0.063788 | 0.063397 | 0.063006 | 0.062614 | 0.062223 | 0.062223
F7_Commercial_Hospital_New_Space Heating_Natural Gas_Unit Heater_Codes & Standards Forecast | F7 | Commercial | Hospital | New | Space Heating | Natural Gas | Unit Heater | Codes & Standards Forecast | Avg. Replacement Summer Demand (kW) | 0 | 0 | 0 | 0 | 0 | 0 | 0 | 0 | 0 | 0 | 0 | 0 | 0 | 0 | 0 | 0 | 0 | 0 | 0 | 0 | 0 | 0 | 0 | 0 | 0 | 0 | 0 | 0 | 0 | 0 | 0 | 0 | 0
F8_Commercial_Hospital_New_Space Heating_Natural Gas_Unit Heater_Codes & Standards Forecast | F8 | Commercial | Hospital | New | Space Heating | Natural Gas | Unit Heater | Codes & Standards Forecast | Avg. Replacement Winter Demand (kW) | 0 | 0 | 0 | 0 | 0 | 0 | 0 | 0 | 0 | 0 | 0 | 0 | 0 | 0 | 0 | 0 | 0 | 0 | 0 | 0 | 0 | 0 | 0 | 0 | 0 | 0 | 0 | 0 | 0 | 0 | 0 | 0 | 0
F1_Commercial_Hospital_New_Water Heating_Natural Gas_Water Heater_Codes & Standards Forecast | F1 | Commercial | Hospital | New | Water Heating | Natural Gas | Water Heater | Codes & Standards Forecast | Units | 0 | 17490.1362 | 101851.5583 | 155764.4156 | 225295.896 | 319657.7389 | 407855.3972 | 486025.9634 | 556330.8286 | 624213.0527 | 691209.7949 | 757540.9385 | 823781.2005 | 890210.9977 | 957049.405 | 1024010.9485 | 1090990.7924 | 1157883.8661 | 1224688.7934 | 1291404.1824 | 1358133.8378 | 1424877.8554 | 1491542.2447 | 1558125.9208 | 1624627.7885 | 1691140.8288 | 1757665.107 | 1824200.6887 | 1890747.6402 | 1957306.0278 | 2023875.9184 | 2090457.3793 | 2120446.4921
F2_Commercial_Hospital_New_Water Heating_Natural Gas_Water Heater_Codes & Standards Forecast | F2 | Commercial | Hospital | New | Water Heating | Natural Gas | Water Heater | Codes & Standards Forecast | Usage (MMtherm) | 0 | 0.0054404 | 0.031681 | 0.048451 | 0.070079 | 0.09943 | 0.12686 | 0.15118 | 0.17305 | 0.19416 | 0.215 | 0.23564 | 0.25624 | 0.2769 | 0.29769 | 0.31852 | 0.33936 | 0.36016 | 0.38094 | 0.4017 | 0.42245 | 0.44321 | 0.46395 | 0.48466 | 0.50535 | 0.52603 | 0.54673 | 0.56742 | 0.58812 | 0.60883 | 0.62953 | 0.65024 | 0.65957
F3_Commercial_Hospital_New_Water Heating_Natural Gas_Water Heater_Codes & Standards Forecast | F3 | Commercial | Hospital | New | Water Heating | Natural Gas | Water Heater | Codes & Standards Forecast | Summer Peak Demand (MW) | 0 | 0 | 0 | 0 | 0 | 0 | 0 | 0 | 0 | 0 | 0 | 0 | 0 | 0 | 0 | 0 | 0 | 0 | 0 | 0 | 0 | 0 | 0 | 0 | 0 | 0 | 0 | 0 | 0 | 0 | 0 | 0 | 0
F4_Commercial_Hospital_New_Water Heating_Natural Gas_Water Heater_Codes & Standards Forecast | F4 | Commercial | Hospital | New | Water Heating | Natural Gas | Water Heater | Codes & Standards Forecast | Winter Peak Demand (MW) | 0 | 0 | 0 | 0 | 0 | 0 | 0 | 0 | 0 | 0 | 0 | 0 | 0 | 0 | 0 | 0 | 0 | 0 | 0 | 0 | 0 | 0 | 0 | 0 | 0 | 0 | 0 | 0 | 0 | 0 | 0 | 0 | 0
F5_Commercial_Hospital_New_Water Heating_Natural Gas_Water Heater_Codes & Standards Forecast | F5 | Commercial | Hospital | New | Water Heating | Natural Gas | Water Heater | Codes & Standards Forecast | Turnover | 0 | 17490.1362 | 84361.4221 | 53912.8573 | 69531.4804 | 94361.8429 | 88197.6583 | 78170.5662 | 70304.8652 | 67882.2241 | 70494.7695 | 86001.8498 | 92759.3985 | 101551.4024 | 113808.0601 | 126761.7316 | 147984.014 | 137775.4743 | 141181.6209 | 146824.8283 | 146401.6728 | 146404.9692 | 148641.4847 | 154291.8837 | 162705.6431 | 177137.9515 | 184350.7529 | 191337.8568 | 198966.7464 | 205170.2854 | 212303.6967 | 210220.6953 | 176651.7779
F6_Commercial_Hospital_New_Water Heating_Natural Gas_Water Heater_Codes & Standards Forecast | F6 | Commercial | Hospital | New | Water Heating | Natural Gas | Water Heater | Codes & Standards Forecast | Avg. Replacement Usage (kWh) | 0.31105 | 0.31105 | 0.31105 | 0.31105 | 0.31105 | 0.31105 | 0.31105 | 0.31105 | 0.31105 | 0.31105 | 0.31105 | 0.31105 | 0.31105 | 0.31105 | 0.31105 | 0.31105 | 0.31105 | 0.31105 | 0.31105 | 0.31105 | 0.31105 | 0.31105 | 0.31105 | 0.31105 | 0.31105 | 0.31105 | 0.31105 | 0.31105 | 0.31105 | 0.31105 | 0.31105 | 0.31105 | 0.31105
F7_Commercial_Hospital_New_Water Heating_Natural Gas_Water Heater_Codes & Standards Forecast | F7 | Commercial | Hospital | New | Water Heating | Natural Gas | Water Heater | Codes & Standards Forecast | Avg. Replacement Summer Demand (kW) | 0 | 0 | 0 | 0 | 0 | 0 | 0 | 0 | 0 | 0 | 0 | 0 | 0 | 0 | 0 | 0 | 0 | 0 | 0 | 0 | 0 | 0 | 0 | 0 | 0 | 0 | 0 | 0 | 0 | 0 | 0 | 0 | 0
F8_Commercial_Hospital_New_Water Heating_Natural Gas_Water Heater_Codes & Standards Forecast | F8 | Commercial | Hospital | New | Water Heating | Natural Gas | Water Heater | Codes & Standards Forecast | Avg. Replacement Winter Demand (kW) | 0 | 0 | 0 | 0 | 0 | 0 | 0 | 0 | 0 | 0 | 0 | 0 | 0 | 0 | 0 | 0 | 0 | 0 | 0 | 0 | 0 | 0 | 0 | 0 | 0 | 0 | 0 | 0 | 0 | 0 | 0 | 0 | 0
F1_Commercial_Hospital_New_Food Preparation_Natural Gas_Oven_Codes & Standards Forecast | F1 | Commercial | Hospital | New | Food Preparation | Natural Gas | Oven | Codes & Standards Forecast | Units | 0 | 426.8584 | 2485.7548 | 3801.5339 | 5498.4958 | 7801.4592 | 9953.9815 | 11861.7861 | 13577.6229 | 15234.3337 | 16869.4336 | 18488.2892 | 20104.9267 | 21726.19 | 23357.4256 | 24991.6665 | 26626.3541 | 28258.9239 | 29889.3425 | 31517.5758 | 33146.1573 | 34775.0893 | 36402.078 | 38027.0968 | 39650.119 | 41273.4138 | 42896.983 | 44520.828 | 46144.9505 | 47769.3521 | 49394.0345 | 51018.9992 | 51750.9034
F2_Commercial_Hospital_New_Food Preparation_Natural Gas_Oven_Codes & Standards Forecast | F2 | Commercial | Hospital | New | Food Preparation | Natural Gas | Oven | Codes & Standards Forecast | Usage (MMtherm) | 0 | 3.9364e-05 | 0.00022923 | 0.00035057 | 0.00050706 | 0.00071943 | 0.00091793 | 0.0010939 | 0.0012521 | 0.0014049 | 0.0015557 | 0.0017049 | 0.001854 | 0.0020035 | 0.002154 | 0.0023047 | 0.0024554 | 0.002606 | 0.0027563 | 0.0029065 | 0.0030566 | 0.0032069 | 0.0033569 | 0.0035067 | 0.0036564 | 0.0038061 | 0.0039558 | 0.0041056 | 0.0042554 | 0.0044052 | 0.004555 | 0.0047048 | 0.0047723
F3_Commercial_Hospital_New_Food Preparation_Natural Gas_Oven_Codes & Standards Forecast | F3 | Commercial | Hospital | New | Food Preparation | Natural Gas | Oven | Codes & Standards Forecast | Summer Peak Demand (MW) | 0 | 0 | 0 | 0 | 0 | 0 | 0 | 0 | 0 | 0 | 0 | 0 | 0 | 0 | 0 | 0 | 0 | 0 | 0 | 0 | 0 | 0 | 0 | 0 | 0 | 0 | 0 | 0 | 0 | 0 | 0 | 0 | 0
F4_Commercial_Hospital_New_Food Preparation_Natural Gas_Oven_Codes & Standards Forecast | F4 | Commercial | Hospital | New | Food Preparation | Natural Gas | Oven | Codes & Standards Forecast | Winter Peak Demand (MW) | 0 | 0 | 0 | 0 | 0 | 0 | 0 | 0 | 0 | 0 | 0 | 0 | 0 | 0 | 0 | 0 | 0 | 0 | 0 | 0 | 0 | 0 | 0 | 0 | 0 | 0 | 0 | 0 | 0 | 0 | 0 | 0 | 0
F5_Commercial_Hospital_New_Food Preparation_Natural Gas_Oven_Codes & Standards Forecast | F5 | Commercial | Hospital | New | Food Preparation | Natural Gas | Oven | Codes & Standards Forecast | Turnover | 0 | 426.8584 | 2058.8965 | 1315.779 | 1696.9619 | 2302.9634 | 2152.5224 | 1907.8045 | 1715.8369 | 1656.7107 | 1635.0999 | 1618.8556 | 1702.0092 | 2101.3399 | 2278.4528 | 2491.407 | 2781.0131 | 3092.0331 | 3607.3791 | 3358.1653 | 3443.7941 | 3566.9817 | 3461.7623 | 3369.0882 | 3388.2226 | 3475.6462 | 3598.0664 | 3755.3871 | 3969.561 | 4326.9104 | 4504.7515 | 4673.6035 | 3960.1301
F6_Commercial_Hospital_New_Food Preparation_Natural Gas_Oven_Codes & Standards Forecast | F6 | Commercial | Hospital | New | Food Preparation | Natural Gas | Oven | Codes & Standards Forecast | Avg. Replacement Usage (kWh) | 0.092217 | 0.092217 | 0.092217 | 0.092217 | 0.092217 | 0.092217 | 0.092217 | 0.092217 | 0.092217 | 0.092217 | 0.092217 | 0.092217 | 0.092217 | 0.092217 | 0.092217 | 0.092217 | 0.092217 | 0.092217 | 0.092217 | 0.092217 | 0.092217 | 0.092217 | 0.092217 | 0.092217 | 0.092217 | 0.092217 | 0.092217 | 0.092217 | 0.092217 | 0.092217 | 0.092217 | 0.092217 | 0.092217
F7_Commercial_Hospital_New_Food Preparation_Natural Gas_Oven_Codes & Standards Forecast | F7 | Commercial | Hospital | New | Food Preparation | Natural Gas | Oven | Codes & Standards Forecast | Avg. Replacement Summer Demand (kW) | 0 | 0 | 0 | 0 | 0 | 0 | 0 | 0 | 0 | 0 | 0 | 0 | 0 | 0 | 0 | 0 | 0 | 0 | 0 | 0 | 0 | 0 | 0 | 0 | 0 | 0 | 0 | 0 | 0 | 0 | 0 | 0 | 0
F8_Commercial_Hospital_New_Food Preparation_Natural Gas_Oven_Codes & Standards Forecast | F8 | Commercial | Hospital | New | Food Preparation | Natural Gas | Oven | Codes & Standards Forecast | Avg. Replacement Winter Demand (kW) | 0 | 0 | 0 | 0 | 0 | 0 | 0 | 0 | 0 | 0 | 0 | 0 | 0 | 0 | 0 | 0 | 0 | 0 | 0 | 0 | 0 | 0 | 0 | 0 | 0 | 0 | 0 | 0 | 0 | 0 | 0 | 0 | 0
F1_Commercial_Hospital_New_Food Preparation_Natural Gas_Conveyor Oven_Codes & Standards Forecast | F1 | Commercial | Hospital | New | Food Preparation | Natural Gas | Conveyor Oven | Codes & Standards Forecast | Units | 0 | 213.4292 | 1242.8774 | 1900.7669 | 2749.2479 | 3900.7296 | 4976.9908 | 5930.893 | 6788.8115 | 7617.1668 | 8434.7168 | 9244.1446 | 10052.4634 | 10863.095 | 11678.7128 | 12495.8333 | 13313.177 | 14129.462 | 14944.6712 | 15758.7879 | 16573.0787 | 17387.5447 | 18201.039 | 19013.5484 | 19825.0595 | 20636.7069 | 21448.4915 | 22260.414 | 23072.4753 | 23884.6761 | 24697.0172 | 25509.4996 | 25875.4517
F2_Commercial_Hospital_New_Food Preparation_Natural Gas_Conveyor Oven_Codes & Standards Forecast | F2 | Commercial | Hospital | New | Food Preparation | Natural Gas | Conveyor Oven | Codes & Standards Forecast | Usage (MMtherm) | 0 | 3.6193e-05 | 0.00021076 | 0.00032233 | 0.00046621 | 0.00066148 | 0.00084398 | 0.0010057 | 0.0011512 | 0.0012917 | 0.0014303 | 0.0015676 | 0.0017047 | 0.0018421 | 0.0019804 | 0.002119 | 0.0022576 | 0.002396 | 0.0025343 | 0.0026723 | 0.0028104 | 0.0029485 | 0.0030865 | 0.0032243 | 0.0033619 | 0.0034995 | 0.0036372 | 0.0037749 | 0.0039126 | 0.0040503 | 0.0041881 | 0.0043258 | 0.0043879
F3_Commercial_Hospital_New_Food Preparation_Natural Gas_Conveyor Oven_Codes & Standards Forecast | F3 | Commercial | Hospital | New | Food Preparation | Natural Gas | Conveyor Oven | Codes & Standards Forecast | Summer Peak Demand (MW) | 0 | 0 | 0 | 0 | 0 | 0 | 0 | 0 | 0 | 0 | 0 | 0 | 0 | 0 | 0 | 0 | 0 | 0 | 0 | 0 | 0 | 0 | 0 | 0 | 0 | 0 | 0 | 0 | 0 | 0 | 0 | 0 | 0
F4_Commercial_Hospital_New_Food Preparation_Natural Gas_Conveyor Oven_Codes & Standards Forecast | F4 | Commercial | Hospital | New | Food Preparation | Natural Gas | Conveyor Oven | Codes & Standards Forecast | Winter Peak Demand (MW) | 0 | 0 | 0 | 0 | 0 | 0 | 0 | 0 | 0 | 0 | 0 | 0 | 0 | 0 | 0 | 0 | 0 | 0 | 0 | 0 | 0 | 0 | 0 | 0 | 0 | 0 | 0 | 0 | 0 | 0 | 0 | 0 | 0
F5_Commercial_Hospital_New_Food Preparation_Natural Gas_Conveyor Oven_Codes & Standards Forecast | F5 | Commercial | Hospital | New | Food Preparation | Natural Gas | Conveyor Oven | Codes & Standards Forecast | Turnover | 0 | 213.4292 | 1029.4482 | 657.8895 | 848.481 | 1151.4817 | 1076.2612 | 953.9023 | 857.9184 | 828.3554 | 817.55 | 809.4278 | 808.3188 | 810.6316 | 815.6178 | 817.1204 | 817.3438 | 858.9708 | 1055.2476 | 1137.7252 | 1242.8738 | 1387.6288 | 1543.226 | 1800.9896 | 1676.4771 | 1719.2537 | 1780.8094 | 1729.3093 | 1675.5588 | 1639.9636 | 1629.9252 | 1627.1411 | 1179.0187
F6_Commercial_Hospital_New_Food Preparation_Natural Gas_Conveyor Oven_Codes & Standards Forecast | F6 | Commercial | Hospital | New | Food Preparation | Natural Gas | Conveyor Oven | Codes & Standards Forecast | Avg. Replacement Usage (kWh) | 0.16958 | 0.16958 | 0.16958 | 0.16958 | 0.16958 | 0.16958 | 0.16958 | 0.16958 | 0.16958 | 0.16958 | 0.16958 | 0.16958 | 0.16958 | 0.16958 | 0.16958 | 0.16958 | 0.16958 | 0.16958 | 0.16958 | 0.16958 | 0.16958 | 0.16958 | 0.16958 | 0.16958 | 0.16958 | 0.16958 | 0.16958 | 0.16958 | 0.16958 | 0.16958 | 0.16958 | 0.16958 | 0.16958
F7_Commercial_Hospital_New_Food Preparation_Natural Gas_Conveyor Oven_Codes & Standards Forecast | F7 | Commercial | Hospital | New | Food Preparation | Natural Gas | Conveyor Oven | Codes & Standards Forecast | Avg. Replacement Summer Demand (kW) | 0 | 0 | 0 | 0 | 0 | 0 | 0 | 0 | 0 | 0 | 0 | 0 | 0 | 0 | 0 | 0 | 0 | 0 | 0 | 0 | 0 | 0 | 0 | 0 | 0 | 0 | 0 | 0 | 0 | 0 | 0 | 0 | 0
F8_Commercial_Hospital_New_Food Preparation_Natural Gas_Conveyor Oven_Codes & Standards Forecast | F8 | Commercial | Hospital | New | Food Preparation | Natural Gas | Conveyor Oven | Codes & Standards Forecast | Avg. Replacement Winter Demand (kW) | 0 | 0 | 0 | 0 | 0 | 0 | 0 | 0 | 0 | 0 | 0 | 0 | 0 | 0 | 0 | 0 | 0 | 0 | 0 | 0 | 0 | 0 | 0 | 0 | 0 | 0 | 0 | 0 | 0 | 0 | 0 | 0 | 0
F1_Commercial_Hospital_New_Food Preparation_Natural Gas_Double Rack Oven_Codes & Standards Forecast | F1 | Commercial | Hospital | New | Food Preparation | Natural Gas | Double Rack Oven | Codes & Standards Forecast | Units | 0 | 213.4292 | 1242.8774 | 1900.7669 | 2749.2479 | 3900.7296 | 4976.9908 | 5930.893 | 6788.8115 | 7617.1668 | 8434.7168 | 9244.1446 | 10052.4634 | 10863.095 | 11678.7128 | 12495.8333 | 13313.177 | 14129.462 | 14944.6712 | 15758.7879 | 16573.0787 | 17387.5447 | 18201.039 | 19013.5484 | 19825.0595 | 20636.7069 | 21448.4915 | 22260.414 | 23072.4753 | 23884.6761 | 24697.0172 | 25509.4996 | 25875.4517
F2_Commercial_Hospital_New_Food Preparation_Natural Gas_Double Rack Oven_Codes & Standards Forecast | F2 | Commercial | Hospital | New | Food Preparation | Natural Gas | Double Rack Oven | Codes & Standards Forecast | Usage (MMtherm) | 0 | 6.4501e-05 | 0.00037561 | 0.00057443 | 0.00083085 | 0.0011788 | 0.0015041 | 0.0017924 | 0.0020517 | 0.002302 | 0.0025491 | 0.0027937 | 0.003038 | 0.0032829 | 0.0035294 | 0.0037764 | 0.0040234 | 0.0042701 | 0.0045164 | 0.0047625 | 0.0050086 | 0.0052547 | 0.0055006 | 0.0057461 | 0.0059914 | 0.0062366 | 0.006482 | 0.0067273 | 0.0069728 | 0.0072182 | 0.0074637 | 0.0077093 | 0.0078199
F3_Commercial_Hospital_New_Food Preparation_Natural Gas_Double Rack Oven_Codes & Standards Forecast | F3 | Commercial | Hospital | New | Food Preparation | Natural Gas | Double Rack Oven | Codes & Standards Forecast | Summer Peak Demand (MW) | 0 | 0 | 0 | 0 | 0 | 0 | 0 | 0 | 0 | 0 | 0 | 0 | 0 | 0 | 0 | 0 | 0 | 0 | 0 | 0 | 0 | 0 | 0 | 0 | 0 | 0 | 0 | 0 | 0 | 0 | 0 | 0 | 0
F4_Commercial_Hospital_New_Food Preparation_Natural Gas_Double Rack Oven_Codes & Standards Forecast | F4 | Commercial | Hospital | New | Food Preparation | Natural Gas | Double Rack Oven | Codes & Standards Forecast | Winter Peak Demand (MW) | 0 | 0 | 0 | 0 | 0 | 0 | 0 | 0 | 0 | 0 | 0 | 0 | 0 | 0 | 0 | 0 | 0 | 0 | 0 | 0 | 0 | 0 | 0 | 0 | 0 | 0 | 0 | 0 | 0 | 0 | 0 | 0 | 0
F5_Commercial_Hospital_New_Food Preparation_Natural Gas_Double Rack Oven_Codes & Standards Forecast | F5 | Commercial | Hospital | New | Food Preparation | Natural Gas | Double Rack Oven | Codes & Standards Forecast | Turnover | 0 | 213.4292 | 1029.4482 | 657.8895 | 848.481 | 1151.4817 | 1076.2612 | 953.9023 | 857.9184 | 828.3554 | 817.55 | 809.4278 | 851.0046 | 1050.67 | 1139.2264 | 1245.7035 | 1390.5065 | 1546.0166 | 1803.6895 | 1679.0827 | 1721.897 | 1783.4909 | 1730.8811 | 1684.5441 | 1694.1113 | 1737.8231 | 1799.0332 | 1877.6935 | 1984.7805 | 2163.4552 | 2252.3758 | 2336.8018 | 1980.065
F6_Commercial_Hospital_New_Food Preparation_Natural Gas_Double Rack Oven_Codes & Standards Forecast | F6 | Commercial | Hospital | New | Food Preparation | Natural Gas | Double Rack Oven | Codes & Standards Forecast | Avg. Replacement Usage (kWh) | 0.30221 | 0.30221 | 0.30221 | 0.30221 | 0.30221 | 0.30221 | 0.30221 | 0.30221 | 0.30221 | 0.30221 | 0.30221 | 0.30221 | 0.30221 | 0.30221 | 0.30221 | 0.30221 | 0.30221 | 0.30221 | 0.30221 | 0.30221 | 0.30221 | 0.30221 | 0.30221 | 0.30221 | 0.30221 | 0.30221 | 0.30221 | 0.30221 | 0.30221 | 0.30221 | 0.30221 | 0.30221 | 0.30221
F7_Commercial_Hospital_New_Food Preparation_Natural Gas_Double Rack Oven_Codes & Standards Forecast | F7 | Commercial | Hospital | New | Food Preparation | Natural Gas | Double Rack Oven | Codes & Standards Forecast | Avg. Replacement Summer Demand (kW) | 0 | 0 | 0 | 0 | 0 | 0 | 0 | 0 | 0 | 0 | 0 | 0 | 0 | 0 | 0 | 0 | 0 | 0 | 0 | 0 | 0 | 0 | 0 | 0 | 0 | 0 | 0 | 0 | 0 | 0 | 0 | 0 | 0
F8_Commercial_Hospital_New_Food Preparation_Natural Gas_Double Rack Oven_Codes & Standards Forecast | F8 | Commercial | Hospital | New | Food Preparation | Natural Gas | Double Rack Oven | Codes & Standards Forecast | Avg. Replacement Winter Demand (kW) | 0 | 0 | 0 | 0 | 0 | 0 | 0 | 0 | 0 | 0 | 0 | 0 | 0 | 0 | 0 | 0 | 0 | 0 | 0 | 0 | 0 | 0 | 0 | 0 | 0 | 0 | 0 | 0 | 0 | 0 | 0 | 0 | 0
F1_Commercial_Hospital_New_Food Preparation_Natural Gas_Fryer_Codes & Standards Forecast | F1 | Commercial | Hospital | New | Food Preparation | Natural Gas | Fryer | Codes & Standards Forecast | Units | 0 | 4941.2091 | 28774.4955 | 44005.6348 | 63649.2545 | 90307.8002 | 115224.8773 | 137309.16 | 157171.2717 | 176348.9533 | 195276.4738 | 214015.9534 | 232729.7576 | 251497.1082 | 270379.8969 | 289297.4733 | 308220.2198 | 327118.4525 | 345991.7826 | 364839.8169 | 383691.8816 | 402548.0039 | 421381.63 | 440192.4536 | 458980.1651 | 477771.033 | 496565.0758 | 515362.3121 | 534162.7604 | 552966.4396 | 571773.3685 | 590583.5662 | 599055.9117
F2_Commercial_Hospital_New_Food Preparation_Natural Gas_Fryer_Codes & Standards Forecast | F2 | Commercial | Hospital | New | Food Preparation | Natural Gas | Fryer | Codes & Standards Forecast | Usage (MMtherm) | 0 | 0.00075615 | 0.0044033 | 0.0058319 | 0.0076743 | 0.010175 | 0.012438 | 0.014102 | 0.015659 | 0.017228 | 0.018762 | 0.020073 | 0.021828 | 0.023588 | 0.025359 | 0.027134 | 0.028909 | 0.030681 | 0.032451 | 0.034219 | 0.035987 | 0.037756 | 0.039522 | 0.041286 | 0.043049 | 0.044811 | 0.046574 | 0.048337 | 0.0501 | 0.051864 | 0.053628 | 0.055392 | 0.056187
F3_Commercial_Hospital_New_Food Preparation_Natural Gas_Fryer_Codes & Standards Forecast | F3 | Commercial | Hospital | New | Food Preparation | Natural Gas | Fryer | Codes & Standards Forecast | Summer Peak Demand (MW) | 0 | 0 | 0 | 0 | 0 | 0 | 0 | 0 | 0 | 0 | 0 | 0 | 0 | 0 | 0 | 0 | 0 | 0 | 0 | 0 | 0 | 0 | 0 | 0 | 0 | 0 | 0 | 0 | 0 | 0 | 0 | 0 | 0
F4_Commercial_Hospital_New_Food Preparation_Natural Gas_Fryer_Codes & Standards Forecast | F4 | Commercial | Hospital | New | Food Preparation | Natural Gas | Fryer | Codes & Standards Forecast | Winter Peak Demand (MW) | 0 | 0 | 0 | 0 | 0 | 0 | 0 | 0 | 0 | 0 | 0 | 0 | 0 | 0 | 0 | 0 | 0 | 0 | 0 | 0 | 0 | 0 | 0 | 0 | 0 | 0 | 0 | 0 | 0 | 0 | 0 | 0 | 0
F5_Commercial_Hospital_New_Food Preparation_Natural Gas_Fryer_Codes & Standards Forecast | F5 | Commercial | Hospital | New | Food Preparation | Natural Gas | Fryer | Codes & Standards Forecast | Turnover | 0 | 4941.2091 | 23833.2865 | 15231.1393 | 19643.6197 | 26658.5458 | 26152.3793 | 28969.081 | 28833.4953 | 30817.1242 | 35494.311 | 42185.8457 | 41499.5193 | 44112.113 | 47260.3164 | 48954.1842 | 52665.0803 | 54547.6878 | 57109.1741 | 60449.9147 | 63879.9537 | 65630.4406 | 68171.2675 | 70838.4315 | 73322.859 | 76542.83 | 78962.376 | 81574.1557 | 84385.5193 | 87137.1615 | 89608.1469 | 92254.6553 | 84582.1582
F6_Commercial_Hospital_New_Food Preparation_Natural Gas_Fryer_Codes & Standards Forecast | F6 | Commercial | Hospital | New | Food Preparation | Natural Gas | Fryer | Codes & Standards Forecast | Avg. Replacement Usage (kWh) | 0.15303 | 0.15303 | 0.15303 | 0.093792 | 0.093792 | 0.093792 | 0.093792 | 0.093792 | 0.093792 | 0.093792 | 0.093792 | 0.093792 | 0.093792 | 0.093792 | 0.093792 | 0.093792 | 0.093792 | 0.093792 | 0.093792 | 0.093792 | 0.093792 | 0.093792 | 0.093792 | 0.093792 | 0.093792 | 0.093792 | 0.093792 | 0.093792 | 0.093792 | 0.093792 | 0.093792 | 0.093792 | 0.093792
F7_Commercial_Hospital_New_Food Preparation_Natural Gas_Fryer_Codes & Standards Forecast | F7 | Commercial | Hospital | New | Food Preparation | Natural Gas | Fryer | Codes & Standards Forecast | Avg. Replacement Summer Demand (kW) | 0 | 0 | 0 | 0 | 0 | 0 | 0 | 0 | 0 | 0 | 0 | 0 | 0 | 0 | 0 | 0 | 0 | 0 | 0 | 0 | 0 | 0 | 0 | 0 | 0 | 0 | 0 | 0 | 0 | 0 | 0 | 0 | 0
F8_Commercial_Hospital_New_Food Preparation_Natural Gas_Fryer_Codes & Standards Forecast | F8 | Commercial | Hospital | New | Food Preparation | Natural Gas | Fryer | Codes & Standards Forecast | Avg. Replacement Winter Demand (kW) | 0 | 0 | 0 | 0 | 0 | 0 | 0 | 0 | 0 | 0 | 0 | 0 | 0 | 0 | 0 | 0 | 0 | 0 | 0 | 0 | 0 | 0 | 0 | 0 | 0 | 0 | 0 | 0 | 0 | 0 | 0 | 0 | 0
F1_Commercial_Hospital_New_Food Preparation_Natural Gas_Broiler_Codes & Standards Forecast | F1 | Commercial | Hospital | New | Food Preparation | Natural Gas | Broiler | Codes & Standards Forecast | Units | 0 | 1112.4188 | 6478.0278 | 9907.0277 | 14329.4133 | 20331.0754 | 25940.6792 | 30912.5334 | 35384.1083 | 39701.5968 | 43962.7664 | 48181.6021 | 52394.6575 | 56619.7678 | 60870.8668 | 65129.7976 | 69389.8924 | 73644.4684 | 77893.438 | 82136.7127 | 86380.8948 | 90625.9904 | 94866.0214 | 99100.9189 | 103330.6131 | 107561.0179 | 111792.1375 | 116023.976 | 120256.5377 | 124489.8267 | 128723.8474 | 132958.6039 | 134865.9906
F2_Commercial_Hospital_New_Food Preparation_Natural Gas_Broiler_Codes & Standards Forecast | F2 | Commercial | Hospital | New | Food Preparation | Natural Gas | Broiler | Codes & Standards Forecast | Usage (MMtherm) | 0 | 0.00018563 | 0.001081 | 0.0016532 | 0.0023911 | 0.0033926 | 0.0043287 | 0.0051583 | 0.0059044 | 0.0066249 | 0.0073359 | 0.0080399 | 0.008743 | 0.009448 | 0.010157 | 0.010868 | 0.011579 | 0.012289 | 0.012998 | 0.013706 | 0.014414 | 0.015123 | 0.01583 | 0.016537 | 0.017242 | 0.017948 | 0.018654 | 0.019361 | 0.020067 | 0.020773 | 0.02148 | 0.022186 | 0.022505
F3_Commercial_Hospital_New_Food Preparation_Natural Gas_Broiler_Codes & Standards Forecast | F3 | Commercial | Hospital | New | Food Preparation | Natural Gas | Broiler | Codes & Standards Forecast | Summer Peak Demand (MW) | 0 | 0 | 0 | 0 | 0 | 0 | 0 | 0 | 0 | 0 | 0 | 0 | 0 | 0 | 0 | 0 | 0 | 0 | 0 | 0 | 0 | 0 | 0 | 0 | 0 | 0 | 0 | 0 | 0 | 0 | 0 | 0 | 0
F4_Commercial_Hospital_New_Food Preparation_Natural Gas_Broiler_Codes & Standards Forecast | F4 | Commercial | Hospital | New | Food Preparation | Natural Gas | Broiler | Codes & Standards Forecast | Winter Peak Demand (MW) | 0 | 0 | 0 | 0 | 0 | 0 | 0 | 0 | 0 | 0 | 0 | 0 | 0 | 0 | 0 | 0 | 0 | 0 | 0 | 0 | 0 | 0 | 0 | 0 | 0 | 0 | 0 | 0 | 0 | 0 | 0 | 0 | 0
F5_Commercial_Hospital_New_Food Preparation_Natural Gas_Broiler_Codes & Standards Forecast | F5 | Commercial | Hospital | New | Food Preparation | Natural Gas | Broiler | Codes & Standards Forecast | Turnover | 0 | 1112.4188 | 5365.609 | 3428.9999 | 4422.3856 | 6001.6621 | 5609.6037 | 4971.8542 | 4471.5749 | 4317.4885 | 4261.1695 | 4218.8357 | 4435.5392 | 5476.2191 | 5937.7861 | 6492.7575 | 7247.4886 | 8058.0257 | 9401.0485 | 8751.5824 | 8974.736 | 9295.7705 | 9021.5623 | 8780.0481 | 8829.9134 | 9057.7445 | 9376.7792 | 9786.7664 | 10344.9166 | 11276.1907 | 11739.6554 | 12179.694 | 10320.339
F6_Commercial_Hospital_New_Food Preparation_Natural Gas_Broiler_Codes & Standards Forecast | F6 | Commercial | Hospital | New | Food Preparation | Natural Gas | Broiler | Codes & Standards Forecast | Avg. Replacement Usage (kWh) | 0.16687 | 0.16687 | 0.16687 | 0.16687 | 0.16687 | 0.16687 | 0.16687 | 0.16687 | 0.16687 | 0.16687 | 0.16687 | 0.16687 | 0.16687 | 0.16687 | 0.16687 | 0.16687 | 0.16687 | 0.16687 | 0.16687 | 0.16687 | 0.16687 | 0.16687 | 0.16687 | 0.16687 | 0.16687 | 0.16687 | 0.16687 | 0.16687 | 0.16687 | 0.16687 | 0.16687 | 0.16687 | 0.16687
F7_Commercial_Hospital_New_Food Preparation_Natural Gas_Broiler_Codes & Standards Forecast | F7 | Commercial | Hospital | New | Food Preparation | Natural Gas | Broiler | Codes & Standards Forecast | Avg. Replacement Summer Demand (kW) | 0 | 0 | 0 | 0 | 0 | 0 | 0 | 0 | 0 | 0 | 0 | 0 | 0 | 0 | 0 | 0 | 0 | 0 | 0 | 0 | 0 | 0 | 0 | 0 | 0 | 0 | 0 | 0 | 0 | 0 | 0 | 0 | 0
F8_Commercial_Hospital_New_Food Preparation_Natural Gas_Broiler_Codes & Standards Forecast | F8 | Commercial | Hospital | New | Food Preparation | Natural Gas | Broiler | Codes & Standards Forecast | Avg. Replacement Winter Demand (kW) | 0 | 0 | 0 | 0 | 0 | 0 | 0 | 0 | 0 | 0 | 0 | 0 | 0 | 0 | 0 | 0 | 0 | 0 | 0 | 0 | 0 | 0 | 0 | 0 | 0 | 0 | 0 | 0 | 0 | 0 | 0 | 0 | 0
F1_Commercial_Hospital_New_Food Preparation_Natural Gas_Griddle_Codes & Standards Forecast | F1 | Commercial | Hospital | New | Food Preparation | Natural Gas | Griddle | Codes & Standards Forecast | Units | 0 | 1112.4188 | 6478.0278 | 9907.0277 | 14329.4133 | 20331.0754 | 25940.6792 | 30912.5334 | 35384.1083 | 39701.5968 | 43962.7664 | 48181.6021 | 52394.6575 | 56619.7678 | 60870.8668 | 65129.7976 | 69389.8924 | 73644.4684 | 77893.438 | 82136.7127 | 86380.8948 | 90625.9904 | 94866.0214 | 99100.9189 | 103330.6131 | 107561.0179 | 111792.1375 | 116023.976 | 120256.5377 | 124489.8267 | 128723.8474 | 132958.6039 | 134865.9906
F2_Commercial_Hospital_New_Food Preparation_Natural Gas_Griddle_Codes & Standards Forecast | F2 | Commercial | Hospital | New | Food Preparation | Natural Gas | Griddle | Codes & Standards Forecast | Usage (MMtherm) | 0 | 0.00011455 | 0.00066706 | 0.0010202 | 0.0014755 | 0.0020936 | 0.0026712 | 0.0031832 | 0.0036436 | 0.0040882 | 0.004527 | 0.0049614 | 0.0053952 | 0.0058303 | 0.0062681 | 0.0067066 | 0.0071453 | 0.0075834 | 0.0080209 | 0.0084579 | 0.0088949 | 0.009332 | 0.0097686 | 0.010205 | 0.01064 | 0.011076 | 0.011512 | 0.011947 | 0.012383 | 0.012819 | 0.013255 | 0.013691 | 0.013888
F3_Commercial_Hospital_New_Food Preparation_Natural Gas_Griddle_Codes & Standards Forecast | F3 | Commercial | Hospital | New | Food Preparation | Natural Gas | Griddle | Codes & Standards Forecast | Summer Peak Demand (MW) | 0 | 0 | 0 | 0 | 0 | 0 | 0 | 0 | 0 | 0 | 0 | 0 | 0 | 0 | 0 | 0 | 0 | 0 | 0 | 0 | 0 | 0 | 0 | 0 | 0 | 0 | 0 | 0 | 0 | 0 | 0 | 0 | 0
F4_Commercial_Hospital_New_Food Preparation_Natural Gas_Griddle_Codes & Standards Forecast | F4 | Commercial | Hospital | New | Food Preparation | Natural Gas | Griddle | Codes & Standards Forecast | Winter Peak Demand (MW) | 0 | 0 | 0 | 0 | 0 | 0 | 0 | 0 | 0 | 0 | 0 | 0 | 0 | 0 | 0 | 0 | 0 | 0 | 0 | 0 | 0 | 0 | 0 | 0 | 0 | 0 | 0 | 0 | 0 | 0 | 0 | 0 | 0
F5_Commercial_Hospital_New_Food Preparation_Natural Gas_Griddle_Codes & Standards Forecast | F5 | Commercial | Hospital | New | Food Preparation | Natural Gas | Griddle | Codes & Standards Forecast | Turnover | 0 | 1112.4188 | 5365.609 | 3428.9999 | 4422.3856 | 6001.6621 | 5609.6037 | 4971.8542 | 4471.5749 | 4317.4885 | 4261.1695 | 4218.8357 | 4435.5392 | 5476.2191 | 5937.7861 | 6492.7575 | 7247.4886 | 8058.0257 | 9401.0485 | 8751.5824 | 8974.736 | 9295.7705 | 9021.5623 | 8780.0481 | 8829.9134 | 9057.7445 | 9376.7792 | 9786.7664 | 10344.9166 | 11276.1907 | 11739.6554 | 12179.694 | 10320.339
F6_Commercial_Hospital_New_Food Preparation_Natural Gas_Griddle_Codes & Standards Forecast | F6 | Commercial | Hospital | New | Food Preparation | Natural Gas | Griddle | Codes & Standards Forecast | Avg. Replacement Usage (kWh) | 0.10297 | 0.10297 | 0.10297 | 0.10297 | 0.10297 | 0.10297 | 0.10297 | 0.10297 | 0.10297 | 0.10297 | 0.10297 | 0.10297 | 0.10297 | 0.10297 | 0.10297 | 0.10297 | 0.10297 | 0.10297 | 0.10297 | 0.10297 | 0.10297 | 0.10297 | 0.10297 | 0.10297 | 0.10297 | 0.10297 | 0.10297 | 0.10297 | 0.10297 | 0.10297 | 0.10297 | 0.10297 | 0.10297
F7_Commercial_Hospital_New_Food Preparation_Natural Gas_Griddle_Codes & Standards Forecast | F7 | Commercial | Hospital | New | Food Preparation | Natural Gas | Griddle | Codes & Standards Forecast | Avg. Replacement Summer Demand (kW) | 0 | 0 | 0 | 0 | 0 | 0 | 0 | 0 | 0 | 0 | 0 | 0 | 0 | 0 | 0 | 0 | 0 | 0 | 0 | 0 | 0 | 0 | 0 | 0 | 0 | 0 | 0 | 0 | 0 | 0 | 0 | 0 | 0
F8_Commercial_Hospital_New_Food Preparation_Natural Gas_Griddle_Codes & Standards Forecast | F8 | Commercial | Hospital | New | Food Preparation | Natural Gas | Griddle | Codes & Standards Forecast | Avg. Replacement Winter Demand (kW) | 0 | 0 | 0 | 0 | 0 | 0 | 0 | 0 | 0 | 0 | 0 | 0 | 0 | 0 | 0 | 0 | 0 | 0 | 0 | 0 | 0 | 0 | 0 | 0 | 0 | 0 | 0 | 0 | 0 | 0 | 0 | 0 | 0
F1_Commercial_Hospital_New_Food Preparation_Natural Gas_Range_Codes & Standards Forecast | F1 | Commercial | Hospital | New | Food Preparation | Natural Gas | Range | Codes & Standards Forecast | Units | 0 | 4702.7452 | 27385.8319 | 41881.9129 | 60577.527 | 85949.5253 | 109664.0985 | 130682.5888 | 149586.1505 | 167838.3128 | 185852.3869 | 203687.4949 | 221498.1667 | 239359.8007 | 257331.3017 | 275335.9115 | 293345.442 | 311331.6417 | 329294.1406 | 347232.5645 | 365174.8243 | 383120.9459 | 401045.6569 | 418948.6659 | 436829.6782 | 454713.6946 | 472600.7326 | 490490.8099 | 508383.9443 | 526280.1537 | 544179.456 | 562081.8693 | 570145.3375
F2_Commercial_Hospital_New_Food Preparation_Natural Gas_Range_Codes & Standards Forecast | F2 | Commercial | Hospital | New | Food Preparation | Natural Gas | Range | Codes & Standards Forecast | Usage (MMtherm) | 0 | 0.00057496 | 0.0033482 | 0.0051205 | 0.0074063 | 0.010508 | 0.013408 | 0.015977 | 0.018289 | 0.02052 | 0.022723 | 0.024903 | 0.027081 | 0.029264 | 0.031462 | 0.033663 | 0.035865 | 0.038064 | 0.04026 | 0.042453 | 0.044647 | 0.046841 | 0.049032 | 0.051221 | 0.053407 | 0.055594 | 0.057781 | 0.059968 | 0.062156 | 0.064344 | 0.066532 | 0.068721 | 0.069707
F3_Commercial_Hospital_New_Food Preparation_Natural Gas_Range_Codes & Standards Forecast | F3 | Commercial | Hospital | New | Food Preparation | Natural Gas | Range | Codes & Standards Forecast | Summer Peak Demand (MW) | 0 | 0 | 0 | 0 | 0 | 0 | 0 | 0 | 0 | 0 | 0 | 0 | 0 | 0 | 0 | 0 | 0 | 0 | 0 | 0 | 0 | 0 | 0 | 0 | 0 | 0 | 0 | 0 | 0 | 0 | 0 | 0 | 0
F4_Commercial_Hospital_New_Food Preparation_Natural Gas_Range_Codes & Standards Forecast | F4 | Commercial | Hospital | New | Food Preparation | Natural Gas | Range | Codes & Standards Forecast | Winter Peak Demand (MW) | 0 | 0 | 0 | 0 | 0 | 0 | 0 | 0 | 0 | 0 | 0 | 0 | 0 | 0 | 0 | 0 | 0 | 0 | 0 | 0 | 0 | 0 | 0 | 0 | 0 | 0 | 0 | 0 | 0 | 0 | 0 | 0 | 0
F5_Commercial_Hospital_New_Food Preparation_Natural Gas_Range_Codes & Standards Forecast | F5 | Commercial | Hospital | New | Food Preparation | Natural Gas | Range | Codes & Standards Forecast | Turnover | 0 | 4702.7452 | 22683.0866 | 14496.081 | 18695.6141 | 25371.9983 | 23714.5732 | 21018.4902 | 18903.5617 | 18252.1623 | 18954.6231 | 23124.1646 | 24941.1333 | 27305.126 | 30600.6943 | 34083.6755 | 39789.9197 | 37045.049 | 37960.8932 | 39478.238 | 39364.46 | 39365.3463 | 39966.7003 | 41485.9787 | 43748.2691 | 47628.8261 | 49568.203 | 51446.8945 | 53498.1492 | 55166.1558 | 57084.1864 | 56524.1093 | 47498.1038
F6_Commercial_Hospital_New_Food Preparation_Natural Gas_Range_Codes & Standards Forecast | F6 | Commercial | Hospital | New | Food Preparation | Natural Gas | Range | Codes & Standards Forecast | Avg. Replacement Usage (kWh) | 0.12226 | 0.12226 | 0.12226 | 0.12226 | 0.12226 | 0.12226 | 0.12226 | 0.12226 | 0.12226 | 0.12226 | 0.12226 | 0.12226 | 0.12226 | 0.12226 | 0.12226 | 0.12226 | 0.12226 | 0.12226 | 0.12226 | 0.12226 | 0.12226 | 0.12226 | 0.12226 | 0.12226 | 0.12226 | 0.12226 | 0.12226 | 0.12226 | 0.12226 | 0.12226 | 0.12226 | 0.12226 | 0.12226
F7_Commercial_Hospital_New_Food Preparation_Natural Gas_Range_Codes & Standards Forecast | F7 | Commercial | Hospital | New | Food Preparation | Natural Gas | Range | Codes & Standards Forecast | Avg. Replacement Summer Demand (kW) | 0 | 0 | 0 | 0 | 0 | 0 | 0 | 0 | 0 | 0 | 0 | 0 | 0 | 0 | 0 | 0 | 0 | 0 | 0 | 0 | 0 | 0 | 0 | 0 | 0 | 0 | 0 | 0 | 0 | 0 | 0 | 0 | 0
F8_Commercial_Hospital_New_Food Preparation_Natural Gas_Range_Codes & Standards Forecast | F8 | Commercial | Hospital | New | Food Preparation | Natural Gas | Range | Codes & Standards Forecast | Avg. Replacement Winter Demand (kW) | 0 | 0 | 0 | 0 | 0 | 0 | 0 | 0 | 0 | 0 | 0 | 0 | 0 | 0 | 0 | 0 | 0 | 0 | 0 | 0 | 0 | 0 | 0 | 0 | 0 | 0 | 0 | 0 | 0 | 0 | 0 | 0 | 0
F1_Commercial_Hospital_New_Food Preparation_Natural Gas_Steamer_Codes & Standards Forecast | F1 | Commercial | Hospital | New | Food Preparation | Natural Gas | Steamer | Codes & Standards Forecast | Units | 0 | 516.7852 | 3009.4321 | 4602.408 | 6656.8711 | 9445.0028 | 12050.9998 | 14360.724 | 16438.0385 | 18443.7706 | 20423.3392 | 22383.2412 | 24340.4579 | 26303.2748 | 28278.165 | 30256.6936 | 32235.7629 | 34212.2683 | 36186.1693 | 38157.4247 | 40129.1016 | 42101.2028 | 44070.9513 | 46038.3149 | 48003.2613 | 49968.5379 | 51934.1464 | 53900.089 | 55866.3675 | 57832.9839 | 59799.9402 | 61767.2384 | 62653.3338
F2_Commercial_Hospital_New_Food Preparation_Natural Gas_Steamer_Codes & Standards Forecast | F2 | Commercial | Hospital | New | Food Preparation | Natural Gas | Steamer | Codes & Standards Forecast | Usage (MMtherm) | 0 | 0.00012548 | 0.00073074 | 0.00089854 | 0.001115 | 0.0014087 | 0.0016832 | 0.0019265 | 0.0021453 | 0.0023566 | 0.0025572 | 0.0027186 | 0.0028847 | 0.0030558 | 0.0032322 | 0.0034124 | 0.0035959 | 0.0037819 | 0.00397 | 0.0041382 | 0.0042272 | 0.0044349 | 0.0046424 | 0.0048497 | 0.0050567 | 0.0052637 | 0.0054707 | 0.0056778 | 0.0058849 | 0.0060921 | 0.0062993 | 0.0065065 | 0.0065999
F3_Commercial_Hospital_New_Food Preparation_Natural Gas_Steamer_Codes & Standards Forecast | F3 | Commercial | Hospital | New | Food Preparation | Natural Gas | Steamer | Codes & Standards Forecast | Summer Peak Demand (MW) | 0 | 0 | 0 | 0 | 0 | 0 | 0 | 0 | 0 | 0 | 0 | 0 | 0 | 0 | 0 | 0 | 0 | 0 | 0 | 0 | 0 | 0 | 0 | 0 | 0 | 0 | 0 | 0 | 0 | 0 | 0 | 0 | 0
F4_Commercial_Hospital_New_Food Preparation_Natural Gas_Steamer_Codes & Standards Forecast | F4 | Commercial | Hospital | New | Food Preparation | Natural Gas | Steamer | Codes & Standards Forecast | Winter Peak Demand (MW) | 0 | 0 | 0 | 0 | 0 | 0 | 0 | 0 | 0 | 0 | 0 | 0 | 0 | 0 | 0 | 0 | 0 | 0 | 0 | 0 | 0 | 0 | 0 | 0 | 0 | 0 | 0 | 0 | 0 | 0 | 0 | 0 | 0
F5_Commercial_Hospital_New_Food Preparation_Natural Gas_Steamer_Codes & Standards Forecast | F5 | Commercial | Hospital | New | Food Preparation | Natural Gas | Steamer | Codes & Standards Forecast | Turnover | 0 | 516.7852 | 2492.6469 | 1592.9759 | 2054.4631 | 2788.1317 | 2605.9971 | 2309.7242 | 2077.3145 | 2005.7321 | 2036.9892 | 2287.9033 | 2425.7707 | 2607.5831 | 2857.8081 | 3052.8997 | 3190.7018 | 3284.3249 | 3359.2663 | 3588.1653 | 4271.6007 | 4008.9578 | 4212.1323 | 4504.0583 | 4502.9096 | 4484.5301 | 4498.3004 | 4568.4325 | 4687.9134 | 4937.7378 | 5095.8486 | 5272.5388 | 4401.5939
F6_Commercial_Hospital_New_Food Preparation_Natural Gas_Steamer_Codes & Standards Forecast | F6 | Commercial | Hospital | New | Food Preparation | Natural Gas | Steamer | Codes & Standards Forecast | Avg. Replacement Usage (kWh) | 0.24282 | 0.24282 | 0.24282 | 0.10534 | 0.10534 | 0.10534 | 0.10534 | 0.10534 | 0.10534 | 0.10534 | 0.10534 | 0.10534 | 0.10534 | 0.10534 | 0.10534 | 0.10534 | 0.10534 | 0.10534 | 0.10534 | 0.10534 | 0.10534 | 0.10534 | 0.10534 | 0.10534 | 0.10534 | 0.10534 | 0.10534 | 0.10534 | 0.10534 | 0.10534 | 0.10534 | 0.10534 | 0.10534
F7_Commercial_Hospital_New_Food Preparation_Natural Gas_Steamer_Codes & Standards Forecast | F7 | Commercial | Hospital | New | Food Preparation | Natural Gas | Steamer | Codes & Standards Forecast | Avg. Replacement Summer Demand (kW) | 0 | 0 | 0 | 0 | 0 | 0 | 0 | 0 | 0 | 0 | 0 | 0 | 0 | 0 | 0 | 0 | 0 | 0 | 0 | 0 | 0 | 0 | 0 | 0 | 0 | 0 | 0 | 0 | 0 | 0 | 0 | 0 | 0
F8_Commercial_Hospital_New_Food Preparation_Natural Gas_Steamer_Codes & Standards Forecast | F8 | Commercial | Hospital | New | Food Preparation | Natural Gas | Steamer | Codes & Standards Forecast | Avg. Replacement Winter Demand (kW) | 0 | 0 | 0 | 0 | 0 | 0 | 0 | 0 | 0 | 0 | 0 | 0 | 0 | 0 | 0 | 0 | 0 | 0 | 0 | 0 | 0 | 0 | 0 | 0 | 0 | 0 | 0 | 0 | 0 | 0 | 0 | 0 | 0
F1_Commercial_Hospital_New_Food Preparation_Natural Gas_Food Prep Other_Codes & Standards Forecast | F1 | Commercial | Hospital | New | Food Preparation | Natural Gas | Food Prep Other | Codes & Standards Forecast | Units | 0 | 0 | 0 | 0 | 0 | 0 | 0 | 0 | 0 | 0 | 0 | 0 | 0 | 0 | 0 | 0 | 0 | 0 | 0 | 0 | 0 | 0 | 0 | 0 | 0 | 0 | 0 | 0 | 0 | 0 | 0 | 0 | 0
F2_Commercial_Hospital_New_Food Preparation_Natural Gas_Food Prep Other_Codes & Standards Forecast | F2 | Commercial | Hospital | New | Food Preparation | Natural Gas | Food Prep Other | Codes & Standards Forecast | Usage (MMtherm) | 0 | 0 | 0 | 0 | 0 | 0 | 0 | 0 | 0 | 0 | 0 | 0 | 0 | 0 | 0 | 0 | 0 | 0 | 0 | 0 | 0 | 0 | 0 | 0 | 0 | 0 | 0 | 0 | 0 | 0 | 0 | 0 | 0
F3_Commercial_Hospital_New_Food Preparation_Natural Gas_Food Prep Other_Codes & Standards Forecast | F3 | Commercial | Hospital | New | Food Preparation | Natural Gas | Food Prep Other | Codes & Standards Forecast | Summer Peak Demand (MW) | 0 | 0 | 0 | 0 | 0 | 0 | 0 | 0 | 0 | 0 | 0 | 0 | 0 | 0 | 0 | 0 | 0 | 0 | 0 | 0 | 0 | 0 | 0 | 0 | 0 | 0 | 0 | 0 | 0 | 0 | 0 | 0 | 0
F4_Commercial_Hospital_New_Food Preparation_Natural Gas_Food Prep Other_Codes & Standards Forecast | F4 | Commercial | Hospital | New | Food Preparation | Natural Gas | Food Prep Other | Codes & Standards Forecast | Winter Peak Demand (MW) | 0 | 0 | 0 | 0 | 0 | 0 | 0 | 0 | 0 | 0 | 0 | 0 | 0 | 0 | 0 | 0 | 0 | 0 | 0 | 0 | 0 | 0 | 0 | 0 | 0 | 0 | 0 | 0 | 0 | 0 | 0 | 0 | 0
F5_Commercial_Hospital_New_Food Preparation_Natural Gas_Food Prep Other_Codes & Standards Forecast | F5 | Commercial | Hospital | New | Food Preparation | Natural Gas | Food Prep Other | Codes & Standards Forecast | Turnover | 0 | 0 | 0 | 0 | 0 | 0 | 0 | 0 | 0 | 0 | 0 | 0 | 0 | 0 | 0 | 0 | 0 | 0 | 0 | 0 | 0 | 0 | 0 | 0 | 0 | 0 | 0 | 0 | 0 | 0 | 0 | 0 | 0
F6_Commercial_Hospital_New_Food Preparation_Natural Gas_Food Prep Other_Codes & Standards Forecast | F6 | Commercial | Hospital | New | Food Preparation | Natural Gas | Food Prep Other | Codes & Standards Forecast | Avg. Replacement Usage (kWh) | 0.043498 | 0.043498 | 0.043498 | 0.043498 | 0.043498 | 0.043498 | 0.043498 | 0.043498 | 0.043498 | 0.043498 | 0.043498 | 0.043498 | 0.043498 | 0.043498 | 0.043498 | 0.043498 | 0.043498 | 0.043498 | 0.043498 | 0.043498 | 0.043498 | 0.043498 | 0.043498 | 0.043498 | 0.043498 | 0.043498 | 0.043498 | 0.043498 | 0.043498 | 0.043498 | 0.043498 | 0.043498 | 0.043498
F7_Commercial_Hospital_New_Food Preparation_Natural Gas_Food Prep Other_Codes & Standards Forecast | F7 | Commercial | Hospital | New | Food Preparation | Natural Gas | Food Prep Other | Codes & Standards Forecast | Avg. Replacement Summer Demand (kW) | 0 | 0 | 0 | 0 | 0 | 0 | 0 | 0 | 0 | 0 | 0 | 0 | 0 | 0 | 0 | 0 | 0 | 0 | 0 | 0 | 0 | 0 | 0 | 0 | 0 | 0 | 0 | 0 | 0 | 0 | 0 | 0 | 0
F8_Commercial_Hospital_New_Food Preparation_Natural Gas_Food Prep Other_Codes & Standards Forecast | F8 | Commercial | Hospital | New | Food Preparation | Natural Gas | Food Prep Other | Codes & Standards Forecast | Avg. Replacement Winter Demand (kW) | 0 | 0 | 0 | 0 | 0 | 0 | 0 | 0 | 0 | 0 | 0 | 0 | 0 | 0 | 0 | 0 | 0 | 0 | 0 | 0 | 0 | 0 | 0 | 0 | 0 | 0 | 0 | 0 | 0 | 0 | 0 | 0 | 0
F1_Commercial_Hospital_New_Miscellaneous_Natural Gas_Pool Heater_Codes & Standards Forecast | F1 | Commercial | Hospital | New | Miscellaneous | Natural Gas | Pool Heater | Codes & Standards Forecast | Units | 0 | 0 | 0 | 0 | 0 | 0 | 0 | 0 | 0 | 0 | 0 | 0 | 0 | 0 | 0 | 0 | 0 | 0 | 0 | 0 | 0 | 0 | 0 | 0 | 0 | 0 | 0 | 0 | 0 | 0 | 0 | 0 | 0
F2_Commercial_Hospital_New_Miscellaneous_Natural Gas_Pool Heater_Codes & Standards Forecast | F2 | Commercial | Hospital | New | Miscellaneous | Natural Gas | Pool Heater | Codes & Standards Forecast | Usage (MMtherm) | 0 | 0 | 0 | 0 | 0 | 0 | 0 | 0 | 0 | 0 | 0 | 0 | 0 | 0 | 0 | 0 | 0 | 0 | 0 | 0 | 0 | 0 | 0 | 0 | 0 | 0 | 0 | 0 | 0 | 0 | 0 | 0 | 0
F3_Commercial_Hospital_New_Miscellaneous_Natural Gas_Pool Heater_Codes & Standards Forecast | F3 | Commercial | Hospital | New | Miscellaneous | Natural Gas | Pool Heater | Codes & Standards Forecast | Summer Peak Demand (MW) | 0 | 0 | 0 | 0 | 0 | 0 | 0 | 0 | 0 | 0 | 0 | 0 | 0 | 0 | 0 | 0 | 0 | 0 | 0 | 0 | 0 | 0 | 0 | 0 | 0 | 0 | 0 | 0 | 0 | 0 | 0 | 0 | 0
F4_Commercial_Hospital_New_Miscellaneous_Natural Gas_Pool Heater_Codes & Standards Forecast | F4 | Commercial | Hospital | New | Miscellaneous | Natural Gas | Pool Heater | Codes & Standards Forecast | Winter Peak Demand (MW) | 0 | 0 | 0 | 0 | 0 | 0 | 0 | 0 | 0 | 0 | 0 | 0 | 0 | 0 | 0 | 0 | 0 | 0 | 0 | 0 | 0 | 0 | 0 | 0 | 0 | 0 | 0 | 0 | 0 | 0 | 0 | 0 | 0
F5_Commercial_Hospital_New_Miscellaneous_Natural Gas_Pool Heater_Codes & Standards Forecast | F5 | Commercial | Hospital | New | Miscellaneous | Natural Gas | Pool Heater | Codes & Standards Forecast | Turnover | 0 | 0 | 0 | 0 | 0 | 0 | 0 | 0 | 0 | 0 | 0 | 0 | 0 | 0 | 0 | 0 | 0 | 0 | 0 | 0 | 0 | 0 | 0 | 0 | 0 | 0 | 0 | 0 | 0 | 0 | 0 | 0 | 0
F6_Commercial_Hospital_New_Miscellaneous_Natural Gas_Pool Heater_Codes & Standards Forecast | F6 | Commercial | Hospital | New | Miscellaneous | Natural Gas | Pool Heater | Codes & Standards Forecast | Avg. Replacement Usage (kWh) | 0.010152 | 0.010152 | 0.010152 | 0.010152 | 0.010152 | 0.010152 | 0.010152 | 0.010152 | 0.010152 | 0.010152 | 0.010152 | 0.010152 | 0.010152 | 0.010152 | 0.010152 | 0.010152 | 0.010152 | 0.010152 | 0.010152 | 0.010152 | 0.010152 | 0.010152 | 0.010152 | 0.010152 | 0.010152 | 0.010152 | 0.010152 | 0.010152 | 0.010152 | 0.010152 | 0.010152 | 0.010152 | 0.010152
F7_Commercial_Hospital_New_Miscellaneous_Natural Gas_Pool Heater_Codes & Standards Forecast | F7 | Commercial | Hospital | New | Miscellaneous | Natural Gas | Pool Heater | Codes & Standards Forecast | Avg. Replacement Summer Demand (kW) | 0 | 0 | 0 | 0 | 0 | 0 | 0 | 0 | 0 | 0 | 0 | 0 | 0 | 0 | 0 | 0 | 0 | 0 | 0 | 0 | 0 | 0 | 0 | 0 | 0 | 0 | 0 | 0 | 0 | 0 | 0 | 0 | 0
F8_Commercial_Hospital_New_Miscellaneous_Natural Gas_Pool Heater_Codes & Standards Forecast | F8 | Commercial | Hospital | New | Miscellaneous | Natural Gas | Pool Heater | Codes & Standards Forecast | Avg. Replacement Winter Demand (kW) | 0 | 0 | 0 | 0 | 0 | 0 | 0 | 0 | 0 | 0 | 0 | 0 | 0 | 0 | 0 | 0 | 0 | 0 | 0 | 0 | 0 | 0 | 0 | 0 | 0 | 0 | 0 | 0 | 0 | 0 | 0 | 0 | 0
F1_Commercial_Hospital_New_Miscellaneous_Natural Gas_Miscellaneous_Codes & Standards Forecast | F1 | Commercial | Hospital | New | Miscellaneous | Natural Gas | Miscellaneous | Codes & Standards Forecast | Units | 0 | 21601.6209 | 125794.2606 | 192380.6548 | 278257.212 | 394801.1162 | 503731.7933 | 600278.2648 | 687110.0098 | 770949.6125 | 853695.5792 | 935619.4819 | 1017431.1393 | 1099476.8866 | 1182027.2979 | 1264729.7915 | 1347454.8875 | 1430072.8159 | 1512581.8768 | 1594980.3513 | 1677396.4459 | 1759830.2788 | 1842165.7648 | 1924401.5641 | 2006536.3239 | 2088684.8827 | 2170847.3211 | 2253023.7202 | 2335214.1618 | 2417418.7279 | 2499637.5011 | 2581870.5644 | 2618909.3523
F2_Commercial_Hospital_New_Miscellaneous_Natural Gas_Miscellaneous_Codes & Standards Forecast | F2 | Commercial | Hospital | New | Miscellaneous | Natural Gas | Miscellaneous | Codes & Standards Forecast | Usage (MMtherm) | 0 | 0.00022434 | 0.0013064 | 0.0019979 | 0.0028898 | 0.0041002 | 0.0052314 | 0.0062341 | 0.0071359 | 0.0080066 | 0.008866 | 0.0097168 | 0.010566 | 0.011418 | 0.012276 | 0.013135 | 0.013994 | 0.014852 | 0.015709 | 0.016564 | 0.01742 | 0.018277 | 0.019132 | 0.019986 | 0.020839 | 0.021692 | 0.022545 | 0.023399 | 0.024252 | 0.025106 | 0.02596 | 0.026814 | 0.027198
F3_Commercial_Hospital_New_Miscellaneous_Natural Gas_Miscellaneous_Codes & Standards Forecast | F3 | Commercial | Hospital | New | Miscellaneous | Natural Gas | Miscellaneous | Codes & Standards Forecast | Summer Peak Demand (MW) | 0 | 0 | 0 | 0 | 0 | 0 | 0 | 0 | 0 | 0 | 0 | 0 | 0 | 0 | 0 | 0 | 0 | 0 | 0 | 0 | 0 | 0 | 0 | 0 | 0 | 0 | 0 | 0 | 0 | 0 | 0 | 0 | 0
F4_Commercial_Hospital_New_Miscellaneous_Natural Gas_Miscellaneous_Codes & Standards Forecast | F4 | Commercial | Hospital | New | Miscellaneous | Natural Gas | Miscellaneous | Codes & Standards Forecast | Winter Peak Demand (MW) | 0 | 0 | 0 | 0 | 0 | 0 | 0 | 0 | 0 | 0 | 0 | 0 | 0 | 0 | 0 | 0 | 0 | 0 | 0 | 0 | 0 | 0 | 0 | 0 | 0 | 0 | 0 | 0 | 0 | 0 | 0 | 0 | 0
F5_Commercial_Hospital_New_Miscellaneous_Natural Gas_Miscellaneous_Codes & Standards Forecast | F5 | Commercial | Hospital | New | Miscellaneous | Natural Gas | Miscellaneous | Codes & Standards Forecast | Turnover | 0 | 21601.6209 | 104192.6397 | 66586.3943 | 88962.503 | 134073.6634 | 133468.5271 | 130287.8434 | 134906.3013 | 144113.2977 | 153021.6829 | 167726.3464 | 200007.707 | 194260.0389 | 209214.4357 | 232987.6462 | 239116.0644 | 245628.3915 | 256861.8852 | 268685.7145 | 279776.1636 | 292578.4703 | 310248.5397 | 315883.2445 | 328557.9933 | 344616.1881 | 354046.4283 | 364054.0884 | 376303.7322 | 388324.6908 | 399846.46 | 411973.086 | 380296.35
F6_Commercial_Hospital_New_Miscellaneous_Natural Gas_Miscellaneous_Codes & Standards Forecast | F6 | Commercial | Hospital | New | Miscellaneous | Natural Gas | Miscellaneous | Codes & Standards Forecast | Avg. Replacement Usage (kWh) | 0.010385 | 0.010385 | 0.010385 | 0.010385 | 0.010385 | 0.010385 | 0.010385 | 0.010385 | 0.010385 | 0.010385 | 0.010385 | 0.010385 | 0.010385 | 0.010385 | 0.010385 | 0.010385 | 0.010385 | 0.010385 | 0.010385 | 0.010385 | 0.010385 | 0.010385 | 0.010385 | 0.010385 | 0.010385 | 0.010385 | 0.010385 | 0.010385 | 0.010385 | 0.010385 | 0.010385 | 0.010385 | 0.010385
F7_Commercial_Hospital_New_Miscellaneous_Natural Gas_Miscellaneous_Codes & Standards Forecast | F7 | Commercial | Hospital | New | Miscellaneous | Natural Gas | Miscellaneous | Codes & Standards Forecast | Avg. Replacement Summer Demand (kW) | 0 | 0 | 0 | 0 | 0 | 0 | 0 | 0 | 0 | 0 | 0 | 0 | 0 | 0 | 0 | 0 | 0 | 0 | 0 | 0 | 0 | 0 | 0 | 0 | 0 | 0 | 0 | 0 | 0 | 0 | 0 | 0 | 0
F8_Commercial_Hospital_New_Miscellaneous_Natural Gas_Miscellaneous_Codes & Standards Forecast | F8 | Commercial | Hospital | New | Miscellaneous | Natural Gas | Miscellaneous | Codes & Standards Forecast | Avg. Replacement Winter Demand (kW) | 0 | 0 | 0 | 0 | 0 | 0 | 0 | 0 | 0 | 0 | 0 | 0 | 0 | 0 | 0 | 0 | 0 | 0 | 0 | 0 | 0 | 0 | 0 | 0 | 0 | 0 | 0 | 0 | 0 | 0 | 0 | 0 | 0
F1_Commercial_Other Health_Existing_Space Heating_Natural Gas_Furnace_Codes & Standards Forecast | F1 | Commercial | Other Health | Existing | Space Heating | Natural Gas | Furnace | Codes & Standards Forecast | Units | 226730.8125 | 225577.2573 | 224423.7021 | 223030.6306 | 221601.3525 | 220034.3265 | 218570.3686 | 217274.0681 | 216109.2857 | 214985.011 | 213875.5419 | 212777.202 | 211680.3816 | 210580.3921 | 209473.5705 | 208364.6899 | 207255.5034 | 206147.7677 | 205041.5059 | 203936.7412 | 202831.7379 | 201726.4945 | 200622.5825 | 199520.0201 | 198418.8256 | 197317.4442 | 196215.875 | 195114.1167 | 194012.1683 | 192910.0288 | 191807.6968 | 190705.1715 | 189608.9835
F2_Commercial_Other Health_Existing_Space Heating_Natural Gas_Furnace_Codes & Standards Forecast | F2 | Commercial | Other Health | Existing | Space Heating | Natural Gas | Furnace | Codes & Standards Forecast | Usage (MMtherm) | 0.020644 | 0.020447 | 0.020139 | 0.019809 | 0.019476 | 0.019133 | 0.018801 | 0.018487 | 0.018189 | 0.017898 | 0.017613 | 0.017334 | 0.017062 | 0.016795 | 0.016533 | 0.016279 | 0.016031 | 0.015791 | 0.015557 | 0.015331 | 0.015111 | 0.014896 | 0.014687 | 0.014483 | 0.014283 | 0.014088 | 0.013897 | 0.013709 | 0.013525 | 0.013345 | 0.013167 | 0.012992 | 0.012901
F3_Commercial_Other Health_Existing_Space Heating_Natural Gas_Furnace_Codes & Standards Forecast | F3 | Commercial | Other Health | Existing | Space Heating | Natural Gas | Furnace | Codes & Standards Forecast | Summer Peak Demand (MW) | 0 | 0 | 0 | 0 | 0 | 0 | 0 | 0 | 0 | 0 | 0 | 0 | 0 | 0 | 0 | 0 | 0 | 0 | 0 | 0 | 0 | 0 | 0 | 0 | 0 | 0 | 0 | 0 | 0 | 0 | 0 | 0 | 0
F4_Commercial_Other Health_Existing_Space Heating_Natural Gas_Furnace_Codes & Standards Forecast | F4 | Commercial | Other Health | Existing | Space Heating | Natural Gas | Furnace | Codes & Standards Forecast | Winter Peak Demand (MW) | 0 | 0 | 0 | 0 | 0 | 0 | 0 | 0 | 0 | 0 | 0 | 0 | 0 | 0 | 0 | 0 | 0 | 0 | 0 | 0 | 0 | 0 | 0 | 0 | 0 | 0 | 0 | 0 | 0 | 0 | 0 | 0 | 0
F5_Commercial_Other Health_Existing_Space Heating_Natural Gas_Furnace_Codes & Standards Forecast | F5 | Commercial | Other Health | Existing | Space Heating | Natural Gas | Furnace | Codes & Standards Forecast | Turnover | 0 | 4526.6339 | 4907.6446 | 5247.9353 | 5554.3456 | 5826.7334 | 6073.7427 | 6299.9496 | 6506.9362 | 6694.1687 | 6862.6464 | 7013.8484 | 7148.909 | 7268.9837 | 7375.1444 | 7468.6592 | 7550.6096 | 7621.9989 | 7683.6928 | 7369.2225 | 7106.6921 | 6889.4041 | 6711.4584 | 6567.568 | 6453.0464 | 6363.694 | 6295.8433 | 6246.2566 | 6212.0802 | 6190.8038 | 6180.2232 | 6178.4078 | 7424.5906
F6_Commercial_Other Health_Existing_Space Heating_Natural Gas_Furnace_Codes & Standards Forecast | F6 | Commercial | Other Health | Existing | Space Heating | Natural Gas | Furnace | Codes & Standards Forecast | Avg. Replacement Usage (kWh) | 0.079667 | 0.079667 | 0.079245 | 0.078823 | 0.078402 | 0.077981 | 0.077558 | 0.077137 | 0.076715 | 0.076294 | 0.075872 | 0.07545 | 0.075029 | 0.074607 | 0.074185 | 0.073764 | 0.073342 | 0.072921 | 0.072499 | 0.072078 | 0.071656 | 0.071236 | 0.070814 | 0.070392 | 0.069971 | 0.06955 | 0.069128 | 0.068707 | 0.068286 | 0.067865 | 0.067443 | 0.067022 | 0.067022
F7_Commercial_Other Health_Existing_Space Heating_Natural Gas_Furnace_Codes & Standards Forecast | F7 | Commercial | Other Health | Existing | Space Heating | Natural Gas | Furnace | Codes & Standards Forecast | Avg. Replacement Summer Demand (kW) | 0 | 0 | 0 | 0 | 0 | 0 | 0 | 0 | 0 | 0 | 0 | 0 | 0 | 0 | 0 | 0 | 0 | 0 | 0 | 0 | 0 | 0 | 0 | 0 | 0 | 0 | 0 | 0 | 0 | 0 | 0 | 0 | 0
F8_Commercial_Other Health_Existing_Space Heating_Natural Gas_Furnace_Codes & Standards Forecast | F8 | Commercial | Other Health | Existing | Space Heating | Natural Gas | Furnace | Codes & Standards Forecast | Avg. Replacement Winter Demand (kW) | 0 | 0 | 0 | 0 | 0 | 0 | 0 | 0 | 0 | 0 | 0 | 0 | 0 | 0 | 0 | 0 | 0 | 0 | 0 | 0 | 0 | 0 | 0 | 0 | 0 | 0 | 0 | 0 | 0 | 0 | 0 | 0 | 0
F1_Commercial_Other Health_Existing_Space Heating_Natural Gas_Boiler_Codes & Standards Forecast | F1 | Commercial | Other Health | Existing | Space Heating | Natural Gas | Boiler | Codes & Standards Forecast | Units | 1277847.3466 | 1271345.9477 | 1264844.5488 | 1256993.2439 | 1248937.8797 | 1240106.1736 | 1231855.355 | 1224549.4486 | 1217984.7737 | 1211648.3986 | 1205395.4677 | 1199205.2601 | 1193023.6167 | 1186824.1124 | 1180586.1023 | 1174336.4884 | 1168085.1499 | 1161841.9883 | 1155607.1332 | 1149380.7159 | 1143152.9541 | 1136923.839 | 1130702.2276 | 1124488.2224 | 1118281.9264 | 1112074.5776 | 1105866.1697 | 1099656.6967 | 1093446.1522 | 1087234.5301 | 1081021.8239 | 1074808.0274 | 1068629.9483
F2_Commercial_Other Health_Existing_Space Heating_Natural Gas_Boiler_Codes & Standards Forecast | F2 | Commercial | Other Health | Existing | Space Heating | Natural Gas | Boiler | Codes & Standards Forecast | Usage (MMtherm) | 0.32766 | 0.32503 | 0.32063 | 0.31589 | 0.31111 | 0.30618 | 0.30144 | 0.297 | 0.2928 | 0.28873 | 0.28476 | 0.28089 | 0.27712 | 0.27344 | 0.26984 | 0.26636 | 0.26297 | 0.2597 | 0.25653 | 0.25348 | 0.25053 | 0.2477 | 0.24488 | 0.24208 | 0.2393 | 0.23654 | 0.23378 | 0.23105 | 0.22834 | 0.22564 | 0.22295 | 0.22028 | 0.21901
F3_Commercial_Other Health_Existing_Space Heating_Natural Gas_Boiler_Codes & Standards Forecast | F3 | Commercial | Other Health | Existing | Space Heating | Natural Gas | Boiler | Codes & Standards Forecast | Summer Peak Demand (MW) | 0 | 0 | 0 | 0 | 0 | 0 | 0 | 0 | 0 | 0 | 0 | 0 | 0 | 0 | 0 | 0 | 0 | 0 | 0 | 0 | 0 | 0 | 0 | 0 | 0 | 0 | 0 | 0 | 0 | 0 | 0 | 0 | 0
F4_Commercial_Other Health_Existing_Space Heating_Natural Gas_Boiler_Codes & Standards Forecast | F4 | Commercial | Other Health | Existing | Space Heating | Natural Gas | Boiler | Codes & Standards Forecast | Winter Peak Demand (MW) | 0 | 0 | 0 | 0 | 0 | 0 | 0 | 0 | 0 | 0 | 0 | 0 | 0 | 0 | 0 | 0 | 0 | 0 | 0 | 0 | 0 | 0 | 0 | 0 | 0 | 0 | 0 | 0 | 0 | 0 | 0 | 0 | 0
F5_Commercial_Other Health_Existing_Space Heating_Natural Gas_Boiler_Codes & Standards Forecast | F5 | Commercial | Other Health | Existing | Space Heating | Natural Gas | Boiler | Codes & Standards Forecast | Turnover | 0 | 23115.3809 | 25505.9562 | 27614.1867 | 29484.5221 | 31124.0462 | 32585.8086 | 33900.6782 | 35082.6177 | 36133.3631 | 37062.2475 | 37880.6713 | 38597.7265 | 39222.2284 | 39762.1988 | 40226.4159 | 40622.3813 | 40956.9377 | 41235.9789 | 41464.8383 | 41647.9805 | 41789.7575 | 39651.7208 | 37910.336 | 36507.0837 | 35390.7185 | 34516.9385 | 33847.2777 | 33348.3971 | 32991.4576 | 32751.5665 | 32607.2873 | 32541.3291
F6_Commercial_Other Health_Existing_Space Heating_Natural Gas_Boiler_Codes & Standards Forecast | F6 | Commercial | Other Health | Existing | Space Heating | Natural Gas | Boiler | Codes & Standards Forecast | Avg. Replacement Usage (kWh) | 0.2436 | 0.2436 | 0.24231 | 0.24102 | 0.23973 | 0.23844 | 0.23715 | 0.23586 | 0.23457 | 0.23328 | 0.23199 | 0.2307 | 0.22941 | 0.22813 | 0.22684 | 0.22555 | 0.22426 | 0.22297 | 0.22168 | 0.22039 | 0.2191 | 0.21782 | 0.21653 | 0.21524 | 0.21395 | 0.21266 | 0.21137 | 0.21008 | 0.2088 | 0.20751 | 0.20622 | 0.20493 | 0.20493
F7_Commercial_Other Health_Existing_Space Heating_Natural Gas_Boiler_Codes & Standards Forecast | F7 | Commercial | Other Health | Existing | Space Heating | Natural Gas | Boiler | Codes & Standards Forecast | Avg. Replacement Summer Demand (kW) | 0 | 0 | 0 | 0 | 0 | 0 | 0 | 0 | 0 | 0 | 0 | 0 | 0 | 0 | 0 | 0 | 0 | 0 | 0 | 0 | 0 | 0 | 0 | 0 | 0 | 0 | 0 | 0 | 0 | 0 | 0 | 0 | 0
F8_Commercial_Other Health_Existing_Space Heating_Natural Gas_Boiler_Codes & Standards Forecast | F8 | Commercial | Other Health | Existing | Space Heating | Natural Gas | Boiler | Codes & Standards Forecast | Avg. Replacement Winter Demand (kW) | 0 | 0 | 0 | 0 | 0 | 0 | 0 | 0 | 0 | 0 | 0 | 0 | 0 | 0 | 0 | 0 | 0 | 0 | 0 | 0 | 0 | 0 | 0 | 0 | 0 | 0 | 0 | 0 | 0 | 0 | 0 | 0 | 0
F1_Commercial_Other Health_Existing_Space Heating_Natural Gas_Unit Heater_Codes & Standards Forecast | F1 | Commercial | Other Health | Existing | Space Heating | Natural Gas | Unit Heater | Codes & Standards Forecast | Units | 0 | 0 | 0 | 0 | 0 | 0 | 0 | 0 | 0 | 0 | 0 | 0 | 0 | 0 | 0 | 0 | 0 | 0 | 0 | 0 | 0 | 0 | 0 | 0 | 0 | 0 | 0 | 0 | 0 | 0 | 0 | 0 | 0
F2_Commercial_Other Health_Existing_Space Heating_Natural Gas_Unit Heater_Codes & Standards Forecast | F2 | Commercial | Other Health | Existing | Space Heating | Natural Gas | Unit Heater | Codes & Standards Forecast | Usage (MMtherm) | 0 | 0 | 0 | 0 | 0 | 0 | 0 | 0 | 0 | 0 | 0 | 0 | 0 | 0 | 0 | 0 | 0 | 0 | 0 | 0 | 0 | 0 | 0 | 0 | 0 | 0 | 0 | 0 | 0 | 0 | 0 | 0 | 0
F3_Commercial_Other Health_Existing_Space Heating_Natural Gas_Unit Heater_Codes & Standards Forecast | F3 | Commercial | Other Health | Existing | Space Heating | Natural Gas | Unit Heater | Codes & Standards Forecast | Summer Peak Demand (MW) | 0 | 0 | 0 | 0 | 0 | 0 | 0 | 0 | 0 | 0 | 0 | 0 | 0 | 0 | 0 | 0 | 0 | 0 | 0 | 0 | 0 | 0 | 0 | 0 | 0 | 0 | 0 | 0 | 0 | 0 | 0 | 0 | 0
F4_Commercial_Other Health_Existing_Space Heating_Natural Gas_Unit Heater_Codes & Standards Forecast | F4 | Commercial | Other Health | Existing | Space Heating | Natural Gas | Unit Heater | Codes & Standards Forecast | Winter Peak Demand (MW) | 0 | 0 | 0 | 0 | 0 | 0 | 0 | 0 | 0 | 0 | 0 | 0 | 0 | 0 | 0 | 0 | 0 | 0 | 0 | 0 | 0 | 0 | 0 | 0 | 0 | 0 | 0 | 0 | 0 | 0 | 0 | 0 | 0
F5_Commercial_Other Health_Existing_Space Heating_Natural Gas_Unit Heater_Codes & Standards Forecast | F5 | Commercial | Other Health | Existing | Space Heating | Natural Gas | Unit Heater | Codes & Standards Forecast | Turnover | 0 | 0 | 0 | 0 | 0 | 0 | 0 | 0 | 0 | 0 | 0 | 0 | 0 | 0 | 0 | 0 | 0 | 0 | 0 | 0 | 0 | 0 | 0 | 0 | 0 | 0 | 0 | 0 | 0 | 0 | 0 | 0 | 0
F6_Commercial_Other Health_Existing_Space Heating_Natural Gas_Unit Heater_Codes & Standards Forecast | F6 | Commercial | Other Health | Existing | Space Heating | Natural Gas | Unit Heater | Codes & Standards Forecast | Avg. Replacement Usage (kWh) | 0.045525 | 0.045525 | 0.045284 | 0.045043 | 0.044802 | 0.044561 | 0.04432 | 0.044079 | 0.043838 | 0.043597 | 0.043356 | 0.043115 | 0.042874 | 0.042634 | 0.042392 | 0.042152 | 0.041911 | 0.04167 | 0.041429 | 0.041188 | 0.040947 | 0.040707 | 0.040466 | 0.040225 | 0.039984 | 0.039744 | 0.039503 | 0.039262 | 0.039021 | 0.038781 | 0.03854 | 0.038299 | 0.038299
F7_Commercial_Other Health_Existing_Space Heating_Natural Gas_Unit Heater_Codes & Standards Forecast | F7 | Commercial | Other Health | Existing | Space Heating | Natural Gas | Unit Heater | Codes & Standards Forecast | Avg. Replacement Summer Demand (kW) | 0 | 0 | 0 | 0 | 0 | 0 | 0 | 0 | 0 | 0 | 0 | 0 | 0 | 0 | 0 | 0 | 0 | 0 | 0 | 0 | 0 | 0 | 0 | 0 | 0 | 0 | 0 | 0 | 0 | 0 | 0 | 0 | 0
F8_Commercial_Other Health_Existing_Space Heating_Natural Gas_Unit Heater_Codes & Standards Forecast | F8 | Commercial | Other Health | Existing | Space Heating | Natural Gas | Unit Heater | Codes & Standards Forecast | Avg. Replacement Winter Demand (kW) | 0 | 0 | 0 | 0 | 0 | 0 | 0 | 0 | 0 | 0 | 0 | 0 | 0 | 0 | 0 | 0 | 0 | 0 | 0 | 0 | 0 | 0 | 0 | 0 | 0 | 0 | 0 | 0 | 0 | 0 | 0 | 0 | 0
F1_Commercial_Other Health_Existing_Water Heating_Natural Gas_Water Heater_Codes & Standards Forecast | F1 | Commercial | Other Health | Existing | Water Heating | Natural Gas | Water Heater | Codes & Standards Forecast | Units | 1646556.6107 | 1638179.3023 | 1629801.994 | 1619685.2785 | 1609305.6246 | 1597925.6236 | 1587294.119 | 1577880.171 | 1569421.329 | 1561256.6602 | 1553199.5126 | 1545223.1863 | 1537257.8956 | 1529269.5902 | 1521231.6686 | 1513178.7951 | 1505123.6993 | 1497079.1398 | 1489045.2836 | 1481022.2997 | 1472997.5836 | 1464971.1234 | 1456954.3323 | 1448947.3419 | 1440950.2852 | 1432951.8719 | 1424952.094 | 1416950.9436 | 1408948.4125 | 1400944.4928 | 1392939.1764 | 1384932.4549 | 1376971.7568
F2_Commercial_Other Health_Existing_Water Heating_Natural Gas_Water Heater_Codes & Standards Forecast | F2 | Commercial | Other Health | Existing | Water Heating | Natural Gas | Water Heater | Codes & Standards Forecast | Usage (MMtherm) | 0.62535 | 0.6143 | 0.6017 | 0.58773 | 0.57361 | 0.55959 | 0.54668 | 0.53534 | 0.52569 | 0.51768 | 0.51081 | 0.50485 | 0.49959 | 0.49488 | 0.49059 | 0.48665 | 0.483 | 0.47957 | 0.47632 | 0.47322 | 0.47022 | 0.46732 | 0.46449 | 0.46173 | 0.45901 | 0.45632 | 0.45367 | 0.45103 | 0.44842 | 0.44581 | 0.44322 | 0.44064 | 0.43808
F3_Commercial_Other Health_Existing_Water Heating_Natural Gas_Water Heater_Codes & Standards Forecast | F3 | Commercial | Other Health | Existing | Water Heating | Natural Gas | Water Heater | Codes & Standards Forecast | Summer Peak Demand (MW) | 0 | 0 | 0 | 0 | 0 | 0 | 0 | 0 | 0 | 0 | 0 | 0 | 0 | 0 | 0 | 0 | 0 | 0 | 0 | 0 | 0 | 0 | 0 | 0 | 0 | 0 | 0 | 0 | 0 | 0 | 0 | 0 | 0
F4_Commercial_Other Health_Existing_Water Heating_Natural Gas_Water Heater_Codes & Standards Forecast | F4 | Commercial | Other Health | Existing | Water Heating | Natural Gas | Water Heater | Codes & Standards Forecast | Winter Peak Demand (MW) | 0 | 0 | 0 | 0 | 0 | 0 | 0 | 0 | 0 | 0 | 0 | 0 | 0 | 0 | 0 | 0 | 0 | 0 | 0 | 0 | 0 | 0 | 0 | 0 | 0 | 0 | 0 | 0 | 0 | 0 | 0 | 0 | 0
F5_Commercial_Other Health_Existing_Water Heating_Natural Gas_Water Heater_Codes & Standards Forecast | F5 | Commercial | Other Health | Existing | Water Heating | Natural Gas | Water Heater | Codes & Standards Forecast | Turnover | 0 | 65527.1721 | 84749.7037 | 99772.6132 | 111492.6937 | 120521.9422 | 127521.9397 | 132970.1079 | 137194.2424 | 140409.5419 | 124173.5425 | 114899.0089 | 110384.4008 | 109038.1932 | 109719.5417 | 127491.324 | 131552.5941 | 134621.162 | 136899.8955 | 134995.815 | 131215.1279 | 126948.938 | 122981.2509 | 119701.3867 | 115741.3862 | 115028.4575 | 116182.9933 | 118291.1774 | 120088.3085 | 124938.3982 | 124670.8954 | 123458.4611 | 121677.6301
F6_Commercial_Other Health_Existing_Water Heating_Natural Gas_Water Heater_Codes & Standards Forecast | F6 | Commercial | Other Health | Existing | Water Heating | Natural Gas | Water Heater | Codes & Standards Forecast | Avg. Replacement Usage (kWh) | 0.31807 | 0.31807 | 0.31807 | 0.31807 | 0.31807 | 0.31807 | 0.31807 | 0.31807 | 0.31807 | 0.31807 | 0.31807 | 0.31807 | 0.31807 | 0.31807 | 0.31807 | 0.31807 | 0.31807 | 0.31807 | 0.31807 | 0.31807 | 0.31807 | 0.31807 | 0.31807 | 0.31807 | 0.31807 | 0.31807 | 0.31807 | 0.31807 | 0.31807 | 0.31807 | 0.31807 | 0.31807 | 0.31807
F7_Commercial_Other Health_Existing_Water Heating_Natural Gas_Water Heater_Codes & Standards Forecast | F7 | Commercial | Other Health | Existing | Water Heating | Natural Gas | Water Heater | Codes & Standards Forecast | Avg. Replacement Summer Demand (kW) | 0 | 0 | 0 | 0 | 0 | 0 | 0 | 0 | 0 | 0 | 0 | 0 | 0 | 0 | 0 | 0 | 0 | 0 | 0 | 0 | 0 | 0 | 0 | 0 | 0 | 0 | 0 | 0 | 0 | 0 | 0 | 0 | 0
F8_Commercial_Other Health_Existing_Water Heating_Natural Gas_Water Heater_Codes & Standards Forecast | F8 | Commercial | Other Health | Existing | Water Heating | Natural Gas | Water Heater | Codes & Standards Forecast | Avg. Replacement Winter Demand (kW) | 0 | 0 | 0 | 0 | 0 | 0 | 0 | 0 | 0 | 0 | 0 | 0 | 0 | 0 | 0 | 0 | 0 | 0 | 0 | 0 | 0 | 0 | 0 | 0 | 0 | 0 | 0 | 0 | 0 | 0 | 0 | 0 | 0
F1_Commercial_Other Health_Existing_Food Preparation_Natural Gas_Oven_Codes & Standards Forecast | F1 | Commercial | Other Health | Existing | Food Preparation | Natural Gas | Oven | Codes & Standards Forecast | Units | 33387.2765 | 33217.4096 | 33047.5426 | 32842.4057 | 32631.9372 | 32401.1845 | 32185.6092 | 31994.7223 | 31823.2021 | 31657.6469 | 31494.2719 | 31332.5357 | 31171.0233 | 31009.0442 | 30846.059 | 30682.7706 | 30519.4372 | 30356.3174 | 30193.4147 | 30030.7324 | 29868.015 | 29705.2623 | 29542.7056 | 29380.3476 | 29218.191 | 29056.007 | 28893.7952 | 28731.5557 | 28569.2881 | 28406.9924 | 28244.6684 | 28082.3158 | 27920.8965
F2_Commercial_Other Health_Existing_Food Preparation_Natural Gas_Oven_Codes & Standards Forecast | F2 | Commercial | Other Health | Existing | Food Preparation | Natural Gas | Oven | Codes & Standards Forecast | Usage (MMtherm) | 0.0029299 | 0.0029232 | 0.0029187 | 0.002913 | 0.0029082 | 0.0029027 | 0.0028992 | 0.0028985 | 0.0029001 | 0.0029024 | 0.0029052 | 0.0029083 | 0.0029076 | 0.0029039 | 0.0028977 | 0.0028895 | 0.0028799 | 0.0028691 | 0.0028573 | 0.0028448 | 0.0028317 | 0.0028181 | 0.0028041 | 0.0027899 | 0.0027754 | 0.0027607 | 0.0027459 | 0.0027309 | 0.0027159 | 0.0027008 | 0.0026856 | 0.0026703 | 0.0026551
F3_Commercial_Other Health_Existing_Food Preparation_Natural Gas_Oven_Codes & Standards Forecast | F3 | Commercial | Other Health | Existing | Food Preparation | Natural Gas | Oven | Codes & Standards Forecast | Summer Peak Demand (MW) | 0 | 0 | 0 | 0 | 0 | 0 | 0 | 0 | 0 | 0 | 0 | 0 | 0 | 0 | 0 | 0 | 0 | 0 | 0 | 0 | 0 | 0 | 0 | 0 | 0 | 0 | 0 | 0 | 0 | 0 | 0 | 0 | 0
F4_Commercial_Other Health_Existing_Food Preparation_Natural Gas_Oven_Codes & Standards Forecast | F4 | Commercial | Other Health | Existing | Food Preparation | Natural Gas | Oven | Codes & Standards Forecast | Winter Peak Demand (MW) | 0 | 0 | 0 | 0 | 0 | 0 | 0 | 0 | 0 | 0 | 0 | 0 | 0 | 0 | 0 | 0 | 0 | 0 | 0 | 0 | 0 | 0 | 0 | 0 | 0 | 0 | 0 | 0 | 0 | 0 | 0 | 0 | 0
F5_Commercial_Other Health_Existing_Food Preparation_Natural Gas_Oven_Codes & Standards Forecast | F5 | Commercial | Other Health | Existing | Food Preparation | Natural Gas | Oven | Codes & Standards Forecast | Turnover | 0 | 1107.247 | 1432.0602 | 1685.9102 | 1883.9505 | 2036.5225 | 2154.8051 | 2246.8656 | 2318.2431 | 2372.5737 | 2413.1682 | 2442.8294 | 2151.9965 | 1981.396 | 1893.4716 | 1861.0423 | 1864.558 | 2155.3985 | 2218.289 | 2265.5817 | 2300.445 | 2325.4155 | 2342.5305 | 2294.6371 | 2219.0496 | 2138.0774 | 2064.1272 | 2003.2044 | 1932.3643 | 1916.2343 | 1931.7898 | 1963.7548 | 2002.3387
F6_Commercial_Other Health_Existing_Food Preparation_Natural Gas_Oven_Codes & Standards Forecast | F6 | Commercial | Other Health | Existing | Food Preparation | Natural Gas | Oven | Codes & Standards Forecast | Avg. Replacement Usage (kWh) | 0.095115 | 0.095115 | 0.095115 | 0.095115 | 0.095115 | 0.095115 | 0.095115 | 0.095115 | 0.095115 | 0.095115 | 0.095115 | 0.095115 | 0.095115 | 0.095115 | 0.095115 | 0.095115 | 0.095115 | 0.095115 | 0.095115 | 0.095115 | 0.095115 | 0.095115 | 0.095115 | 0.095115 | 0.095115 | 0.095115 | 0.095115 | 0.095115 | 0.095115 | 0.095115 | 0.095115 | 0.095115 | 0.095115
F7_Commercial_Other Health_Existing_Food Preparation_Natural Gas_Oven_Codes & Standards Forecast | F7 | Commercial | Other Health | Existing | Food Preparation | Natural Gas | Oven | Codes & Standards Forecast | Avg. Replacement Summer Demand (kW) | 0 | 0 | 0 | 0 | 0 | 0 | 0 | 0 | 0 | 0 | 0 | 0 | 0 | 0 | 0 | 0 | 0 | 0 | 0 | 0 | 0 | 0 | 0 | 0 | 0 | 0 | 0 | 0 | 0 | 0 | 0 | 0 | 0
F8_Commercial_Other Health_Existing_Food Preparation_Natural Gas_Oven_Codes & Standards Forecast | F8 | Commercial | Other Health | Existing | Food Preparation | Natural Gas | Oven | Codes & Standards Forecast | Avg. Replacement Winter Demand (kW) | 0 | 0 | 0 | 0 | 0 | 0 | 0 | 0 | 0 | 0 | 0 | 0 | 0 | 0 | 0 | 0 | 0 | 0 | 0 | 0 | 0 | 0 | 0 | 0 | 0 | 0 | 0 | 0 | 0 | 0 | 0 | 0 | 0
F1_Commercial_Other Health_Existing_Food Preparation_Natural Gas_Conveyor Oven_Codes & Standards Forecast | F1 | Commercial | Other Health | Existing | Food Preparation | Natural Gas | Conveyor Oven | Codes & Standards Forecast | Units | 16693.6382 | 16608.7048 | 16523.7713 | 16421.2029 | 16315.9686 | 16200.5923 | 16092.8046 | 15997.3612 | 15911.6011 | 15828.8235 | 15747.1359 | 15666.2678 | 15585.5116 | 15504.5221 | 15423.0295 | 15341.3853 | 15259.7186 | 15178.1587 | 15096.7074 | 15015.3662 | 14934.0075 | 14852.6311 | 14771.3528 | 14690.1738 | 14609.0955 | 14528.0035 | 14446.8976 | 14365.7778 | 14284.6441 | 14203.4962 | 14122.3342 | 14041.1579 | 13960.4483
F2_Commercial_Other Health_Existing_Food Preparation_Natural Gas_Conveyor Oven_Codes & Standards Forecast | F2 | Commercial | Other Health | Existing | Food Preparation | Natural Gas | Conveyor Oven | Codes & Standards Forecast | Usage (MMtherm) | 0.0025066 | 0.0025036 | 0.0025033 | 0.0025025 | 0.0025029 | 0.002503 | 0.0025051 | 0.0025099 | 0.0025167 | 0.0025243 | 0.0025324 | 0.0025407 | 0.0025491 | 0.0025575 | 0.0025658 | 0.002574 | 0.002582 | 0.0025855 | 0.0025854 | 0.0025825 | 0.0025772 | 0.0025701 | 0.0025615 | 0.0025518 | 0.0025412 | 0.0025299 | 0.002518 | 0.0025056 | 0.0024929 | 0.0024798 | 0.0024665 | 0.0024531 | 0.0024395
F3_Commercial_Other Health_Existing_Food Preparation_Natural Gas_Conveyor Oven_Codes & Standards Forecast | F3 | Commercial | Other Health | Existing | Food Preparation | Natural Gas | Conveyor Oven | Codes & Standards Forecast | Summer Peak Demand (MW) | 0 | 0 | 0 | 0 | 0 | 0 | 0 | 0 | 0 | 0 | 0 | 0 | 0 | 0 | 0 | 0 | 0 | 0 | 0 | 0 | 0 | 0 | 0 | 0 | 0 | 0 | 0 | 0 | 0 | 0 | 0 | 0 | 0
F4_Commercial_Other Health_Existing_Food Preparation_Natural Gas_Conveyor Oven_Codes & Standards Forecast | F4 | Commercial | Other Health | Existing | Food Preparation | Natural Gas | Conveyor Oven | Codes & Standards Forecast | Winter Peak Demand (MW) | 0 | 0 | 0 | 0 | 0 | 0 | 0 | 0 | 0 | 0 | 0 | 0 | 0 | 0 | 0 | 0 | 0 | 0 | 0 | 0 | 0 | 0 | 0 | 0 | 0 | 0 | 0 | 0 | 0 | 0 | 0 | 0 | 0
F5_Commercial_Other Health_Existing_Food Preparation_Natural Gas_Conveyor Oven_Codes & Standards Forecast | F5 | Commercial | Other Health | Existing | Food Preparation | Natural Gas | Conveyor Oven | Codes & Standards Forecast | Turnover | 0 | 390.7931 | 505.433 | 595.0271 | 664.9237 | 718.7726 | 760.5194 | 793.0114 | 818.2034 | 837.3789 | 851.7064 | 862.1751 | 869.5436 | 874.4261 | 877.3115 | 878.6207 | 878.681 | 770.6143 | 705.5395 | 670.2077 | 654.9819 | 652.9238 | 750.2057 | 769.6918 | 784.2267 | 794.8166 | 802.267 | 807.2189 | 810.1826 | 811.5641 | 811.6864 | 810.8067 | 809.1575
F6_Commercial_Other Health_Existing_Food Preparation_Natural Gas_Conveyor Oven_Codes & Standards Forecast | F6 | Commercial | Other Health | Existing | Food Preparation | Natural Gas | Conveyor Oven | Codes & Standards Forecast | Avg. Replacement Usage (kWh) | 0.17491 | 0.17491 | 0.17491 | 0.17491 | 0.17491 | 0.17491 | 0.17491 | 0.17491 | 0.17491 | 0.17491 | 0.17491 | 0.17491 | 0.17491 | 0.17491 | 0.17491 | 0.17491 | 0.17491 | 0.17491 | 0.17491 | 0.17491 | 0.17491 | 0.17491 | 0.17491 | 0.17491 | 0.17491 | 0.17491 | 0.17491 | 0.17491 | 0.17491 | 0.17491 | 0.17491 | 0.17491 | 0.17491
F7_Commercial_Other Health_Existing_Food Preparation_Natural Gas_Conveyor Oven_Codes & Standards Forecast | F7 | Commercial | Other Health | Existing | Food Preparation | Natural Gas | Conveyor Oven | Codes & Standards Forecast | Avg. Replacement Summer Demand (kW) | 0 | 0 | 0 | 0 | 0 | 0 | 0 | 0 | 0 | 0 | 0 | 0 | 0 | 0 | 0 | 0 | 0 | 0 | 0 | 0 | 0 | 0 | 0 | 0 | 0 | 0 | 0 | 0 | 0 | 0 | 0 | 0 | 0
F8_Commercial_Other Health_Existing_Food Preparation_Natural Gas_Conveyor Oven_Codes & Standards Forecast | F8 | Commercial | Other Health | Existing | Food Preparation | Natural Gas | Conveyor Oven | Codes & Standards Forecast | Avg. Replacement Winter Demand (kW) | 0 | 0 | 0 | 0 | 0 | 0 | 0 | 0 | 0 | 0 | 0 | 0 | 0 | 0 | 0 | 0 | 0 | 0 | 0 | 0 | 0 | 0 | 0 | 0 | 0 | 0 | 0 | 0 | 0 | 0 | 0 | 0 | 0
F1_Commercial_Other Health_Existing_Food Preparation_Natural Gas_Double Rack Oven_Codes & Standards Forecast | F1 | Commercial | Other Health | Existing | Food Preparation | Natural Gas | Double Rack Oven | Codes & Standards Forecast | Units | 16693.6382 | 16608.7048 | 16523.7713 | 16421.2029 | 16315.9686 | 16200.5923 | 16092.8046 | 15997.3612 | 15911.6011 | 15828.8235 | 15747.1359 | 15666.2678 | 15585.5116 | 15504.5221 | 15423.0295 | 15341.3853 | 15259.7186 | 15178.1587 | 15096.7074 | 15015.3662 | 14934.0075 | 14852.6311 | 14771.3528 | 14690.1738 | 14609.0955 | 14528.0035 | 14446.8976 | 14365.7778 | 14284.6441 | 14203.4962 | 14122.3342 | 14041.1579 | 13960.4483
F2_Commercial_Other Health_Existing_Food Preparation_Natural Gas_Double Rack Oven_Codes & Standards Forecast | F2 | Commercial | Other Health | Existing | Food Preparation | Natural Gas | Double Rack Oven | Codes & Standards Forecast | Usage (MMtherm) | 0.003808 | 0.0038349 | 0.0038752 | 0.0039216 | 0.0039752 | 0.0040322 | 0.0040955 | 0.0041651 | 0.0042397 | 0.0043168 | 0.0043954 | 0.0044749 | 0.0045331 | 0.0045742 | 0.0046016 | 0.0046182 | 0.0046262 | 0.0046274 | 0.0046232 | 0.0046147 | 0.0046028 | 0.0045881 | 0.0045713 | 0.0045527 | 0.0045328 | 0.0045118 | 0.00449 | 0.0044674 | 0.0044442 | 0.0044207 | 0.0043967 | 0.0043725 | 0.0043482
F3_Commercial_Other Health_Existing_Food Preparation_Natural Gas_Double Rack Oven_Codes & Standards Forecast | F3 | Commercial | Other Health | Existing | Food Preparation | Natural Gas | Double Rack Oven | Codes & Standards Forecast | Summer Peak Demand (MW) | 0 | 0 | 0 | 0 | 0 | 0 | 0 | 0 | 0 | 0 | 0 | 0 | 0 | 0 | 0 | 0 | 0 | 0 | 0 | 0 | 0 | 0 | 0 | 0 | 0 | 0 | 0 | 0 | 0 | 0 | 0 | 0 | 0
F4_Commercial_Other Health_Existing_Food Preparation_Natural Gas_Double Rack Oven_Codes & Standards Forecast | F4 | Commercial | Other Health | Existing | Food Preparation | Natural Gas | Double Rack Oven | Codes & Standards Forecast | Winter Peak Demand (MW) | 0 | 0 | 0 | 0 | 0 | 0 | 0 | 0 | 0 | 0 | 0 | 0 | 0 | 0 | 0 | 0 | 0 | 0 | 0 | 0 | 0 | 0 | 0 | 0 | 0 | 0 | 0 | 0 | 0 | 0 | 0 | 0 | 0
F5_Commercial_Other Health_Existing_Food Preparation_Natural Gas_Double Rack Oven_Codes & Standards Forecast | F5 | Commercial | Other Health | Existing | Food Preparation | Natural Gas | Double Rack Oven | Codes & Standards Forecast | Turnover | 0 | 553.6235 | 716.0301 | 842.9551 | 941.9753 | 1018.2612 | 1077.4025 | 1123.4328 | 1159.1215 | 1186.2868 | 1206.5841 | 1221.4147 | 1075.9983 | 990.698 | 946.7358 | 930.5211 | 932.279 | 1077.6992 | 1109.1445 | 1132.7909 | 1150.2225 | 1162.7078 | 1171.2652 | 1147.3185 | 1109.5248 | 1069.0387 | 1032.0636 | 1001.6022 | 966.1821 | 958.1171 | 965.8949 | 981.8774 | 1001.1693
F6_Commercial_Other Health_Existing_Food Preparation_Natural Gas_Double Rack Oven_Codes & Standards Forecast | F6 | Commercial | Other Health | Existing | Food Preparation | Natural Gas | Double Rack Oven | Codes & Standards Forecast | Avg. Replacement Usage (kWh) | 0.31171 | 0.31171 | 0.31171 | 0.31171 | 0.31171 | 0.31171 | 0.31171 | 0.31171 | 0.31171 | 0.31171 | 0.31171 | 0.31171 | 0.31171 | 0.31171 | 0.31171 | 0.31171 | 0.31171 | 0.31171 | 0.31171 | 0.31171 | 0.31171 | 0.31171 | 0.31171 | 0.31171 | 0.31171 | 0.31171 | 0.31171 | 0.31171 | 0.31171 | 0.31171 | 0.31171 | 0.31171 | 0.31171
F7_Commercial_Other Health_Existing_Food Preparation_Natural Gas_Double Rack Oven_Codes & Standards Forecast | F7 | Commercial | Other Health | Existing | Food Preparation | Natural Gas | Double Rack Oven | Codes & Standards Forecast | Avg. Replacement Summer Demand (kW) | 0 | 0 | 0 | 0 | 0 | 0 | 0 | 0 | 0 | 0 | 0 | 0 | 0 | 0 | 0 | 0 | 0 | 0 | 0 | 0 | 0 | 0 | 0 | 0 | 0 | 0 | 0 | 0 | 0 | 0 | 0 | 0 | 0
F8_Commercial_Other Health_Existing_Food Preparation_Natural Gas_Double Rack Oven_Codes & Standards Forecast | F8 | Commercial | Other Health | Existing | Food Preparation | Natural Gas | Double Rack Oven | Codes & Standards Forecast | Avg. Replacement Winter Demand (kW) | 0 | 0 | 0 | 0 | 0 | 0 | 0 | 0 | 0 | 0 | 0 | 0 | 0 | 0 | 0 | 0 | 0 | 0 | 0 | 0 | 0 | 0 | 0 | 0 | 0 | 0 | 0 | 0 | 0 | 0 | 0 | 0 | 0
F1_Commercial_Other Health_Existing_Food Preparation_Natural Gas_Fryer_Codes & Standards Forecast | F1 | Commercial | Other Health | Existing | Food Preparation | Natural Gas | Fryer | Codes & Standards Forecast | Units | 386483.0188 | 384516.6804 | 382550.3421 | 380175.7267 | 377739.3938 | 375068.2575 | 372572.8097 | 370363.1493 | 368377.6732 | 366461.246 | 364570.0564 | 362697.8374 | 360828.2086 | 358953.1778 | 357066.5009 | 355176.3146 | 353285.6066 | 351397.3717 | 349511.6491 | 347628.4785 | 345744.9013 | 343860.9147 | 341979.1977 | 340099.7811 | 338222.6961 | 336345.2928 | 334467.5691 | 332589.5233 | 330711.1534 | 328832.4575 | 326953.4338 | 325074.0804 | 323205.5296
F2_Commercial_Other Health_Existing_Food Preparation_Natural Gas_Fryer_Codes & Standards Forecast | F2 | Commercial | Other Health | Existing | Food Preparation | Natural Gas | Fryer | Codes & Standards Forecast | Usage (MMtherm) | 0.054862 | 0.054999 | 0.055305 | 0.052935 | 0.05031 | 0.04748 | 0.044934 | 0.042457 | 0.040581 | 0.039141 | 0.037661 | 0.036364 | 0.035859 | 0.035436 | 0.035073 | 0.034755 | 0.034472 | 0.034214 | 0.033976 | 0.033752 | 0.033538 | 0.033333 | 0.033134 | 0.032939 | 0.032748 | 0.032559 | 0.032372 | 0.032186 | 0.032001 | 0.031817 | 0.031634 | 0.031451 | 0.031269
F3_Commercial_Other Health_Existing_Food Preparation_Natural Gas_Fryer_Codes & Standards Forecast | F3 | Commercial | Other Health | Existing | Food Preparation | Natural Gas | Fryer | Codes & Standards Forecast | Summer Peak Demand (MW) | 0 | 0 | 0 | 0 | 0 | 0 | 0 | 0 | 0 | 0 | 0 | 0 | 0 | 0 | 0 | 0 | 0 | 0 | 0 | 0 | 0 | 0 | 0 | 0 | 0 | 0 | 0 | 0 | 0 | 0 | 0 | 0 | 0
F4_Commercial_Other Health_Existing_Food Preparation_Natural Gas_Fryer_Codes & Standards Forecast | F4 | Commercial | Other Health | Existing | Food Preparation | Natural Gas | Fryer | Codes & Standards Forecast | Winter Peak Demand (MW) | 0 | 0 | 0 | 0 | 0 | 0 | 0 | 0 | 0 | 0 | 0 | 0 | 0 | 0 | 0 | 0 | 0 | 0 | 0 | 0 | 0 | 0 | 0 | 0 | 0 | 0 | 0 | 0 | 0 | 0 | 0 | 0 | 0
F5_Commercial_Other Health_Existing_Food Preparation_Natural Gas_Fryer_Codes & Standards Forecast | F5 | Commercial | Other Health | Existing | Food Preparation | Natural Gas | Fryer | Codes & Standards Forecast | Turnover | 0 | 26217.0464 | 36950.8853 | 44821.8541 | 50570.9345 | 54708.5535 | 47109.0931 | 44065.7016 | 43729.8253 | 44892.0059 | 52688.2575 | 53223.5474 | 52269.1254 | 51012.1022 | 50008.8079 | 48503.8855 | 48519.1897 | 48898.0891 | 49208.8711 | 50696.0783 | 49802.3148 | 48800.6176 | 48074.2693 | 47662.3165 | 47600.2864 | 47675.9326 | 47568.3643 | 47293.9593 | 47252.3888 | 46667.9302 | 46222.3234 | 45921.9732 | 45700.0781
F6_Commercial_Other Health_Existing_Food Preparation_Natural Gas_Fryer_Codes & Standards Forecast | F6 | Commercial | Other Health | Existing | Food Preparation | Natural Gas | Fryer | Codes & Standards Forecast | Avg. Replacement Usage (kWh) | 0.15784 | 0.15784 | 0.15784 | 0.096739 | 0.096739 | 0.096739 | 0.096739 | 0.096739 | 0.096739 | 0.096739 | 0.096739 | 0.096739 | 0.096739 | 0.096739 | 0.096739 | 0.096739 | 0.096739 | 0.096739 | 0.096739 | 0.096739 | 0.096739 | 0.096739 | 0.096739 | 0.096739 | 0.096739 | 0.096739 | 0.096739 | 0.096739 | 0.096739 | 0.096739 | 0.096739 | 0.096739 | 0.096739
F7_Commercial_Other Health_Existing_Food Preparation_Natural Gas_Fryer_Codes & Standards Forecast | F7 | Commercial | Other Health | Existing | Food Preparation | Natural Gas | Fryer | Codes & Standards Forecast | Avg. Replacement Summer Demand (kW) | 0 | 0 | 0 | 0 | 0 | 0 | 0 | 0 | 0 | 0 | 0 | 0 | 0 | 0 | 0 | 0 | 0 | 0 | 0 | 0 | 0 | 0 | 0 | 0 | 0 | 0 | 0 | 0 | 0 | 0 | 0 | 0 | 0
F8_Commercial_Other Health_Existing_Food Preparation_Natural Gas_Fryer_Codes & Standards Forecast | F8 | Commercial | Other Health | Existing | Food Preparation | Natural Gas | Fryer | Codes & Standards Forecast | Avg. Replacement Winter Demand (kW) | 0 | 0 | 0 | 0 | 0 | 0 | 0 | 0 | 0 | 0 | 0 | 0 | 0 | 0 | 0 | 0 | 0 | 0 | 0 | 0 | 0 | 0 | 0 | 0 | 0 | 0 | 0 | 0 | 0 | 0 | 0 | 0 | 0
F1_Commercial_Other Health_Existing_Food Preparation_Natural Gas_Broiler_Codes & Standards Forecast | F1 | Commercial | Other Health | Existing | Food Preparation | Natural Gas | Broiler | Codes & Standards Forecast | Units | 87009.266 | 86566.5825 | 86123.899 | 85589.2997 | 85040.8059 | 84439.4506 | 83877.6483 | 83380.1854 | 82933.1934 | 82501.7465 | 82075.9813 | 81654.4869 | 81233.5758 | 80811.4484 | 80386.6992 | 79961.1598 | 79535.5031 | 79110.4031 | 78685.8686 | 78261.9088 | 77837.8574 | 77413.7138 | 76990.0811 | 76566.9664 | 76144.3766 | 75721.7151 | 75298.9815 | 74876.1754 | 74453.2963 | 74030.3438 | 73607.3176 | 73184.2171 | 72763.5485
F2_Commercial_Other Health_Existing_Food Preparation_Natural Gas_Broiler_Codes & Standards Forecast | F2 | Commercial | Other Health | Existing | Food Preparation | Natural Gas | Broiler | Codes & Standards Forecast | Usage (MMtherm) | 0.013585 | 0.013562 | 0.013552 | 0.013538 | 0.01353 | 0.013519 | 0.013519 | 0.013532 | 0.013556 | 0.013584 | 0.013615 | 0.013647 | 0.013657 | 0.013651 | 0.01363 | 0.013599 | 0.013559 | 0.013512 | 0.01346 | 0.013404 | 0.013345 | 0.013282 | 0.013218 | 0.013152 | 0.013084 | 0.013016 | 0.012947 | 0.012876 | 0.012806 | 0.012735 | 0.012663 | 0.012592 | 0.01252
F3_Commercial_Other Health_Existing_Food Preparation_Natural Gas_Broiler_Codes & Standards Forecast | F3 | Commercial | Other Health | Existing | Food Preparation | Natural Gas | Broiler | Codes & Standards Forecast | Summer Peak Demand (MW) | 0 | 0 | 0 | 0 | 0 | 0 | 0 | 0 | 0 | 0 | 0 | 0 | 0 | 0 | 0 | 0 | 0 | 0 | 0 | 0 | 0 | 0 | 0 | 0 | 0 | 0 | 0 | 0 | 0 | 0 | 0 | 0 | 0
F4_Commercial_Other Health_Existing_Food Preparation_Natural Gas_Broiler_Codes & Standards Forecast | F4 | Commercial | Other Health | Existing | Food Preparation | Natural Gas | Broiler | Codes & Standards Forecast | Winter Peak Demand (MW) | 0 | 0 | 0 | 0 | 0 | 0 | 0 | 0 | 0 | 0 | 0 | 0 | 0 | 0 | 0 | 0 | 0 | 0 | 0 | 0 | 0 | 0 | 0 | 0 | 0 | 0 | 0 | 0 | 0 | 0 | 0 | 0 | 0
F5_Commercial_Other Health_Existing_Food Preparation_Natural Gas_Broiler_Codes & Standards Forecast | F5 | Commercial | Other Health | Existing | Food Preparation | Natural Gas | Broiler | Codes & Standards Forecast | Turnover | 0 | 2885.5528 | 3732.0356 | 4393.5841 | 4909.6892 | 5307.3009 | 5615.5526 | 5855.468 | 6041.4819 | 6183.0707 | 6288.8625 | 6366.1614 | 5608.2333 | 5163.6382 | 4934.5017 | 4849.989 | 4859.1511 | 5617.099 | 5780.9957 | 5904.2433 | 5995.0992 | 6060.1738 | 6104.7765 | 5979.9633 | 5782.9778 | 5571.9594 | 5379.2405 | 5220.4722 | 5035.8585 | 4993.8227 | 5034.3613 | 5117.664 | 5218.2159
F6_Commercial_Other Health_Existing_Food Preparation_Natural Gas_Broiler_Codes & Standards Forecast | F6 | Commercial | Other Health | Existing | Food Preparation | Natural Gas | Broiler | Codes & Standards Forecast | Avg. Replacement Usage (kWh) | 0.17211 | 0.17211 | 0.17211 | 0.17211 | 0.17211 | 0.17211 | 0.17211 | 0.17211 | 0.17211 | 0.17211 | 0.17211 | 0.17211 | 0.17211 | 0.17211 | 0.17211 | 0.17211 | 0.17211 | 0.17211 | 0.17211 | 0.17211 | 0.17211 | 0.17211 | 0.17211 | 0.17211 | 0.17211 | 0.17211 | 0.17211 | 0.17211 | 0.17211 | 0.17211 | 0.17211 | 0.17211 | 0.17211
F7_Commercial_Other Health_Existing_Food Preparation_Natural Gas_Broiler_Codes & Standards Forecast | F7 | Commercial | Other Health | Existing | Food Preparation | Natural Gas | Broiler | Codes & Standards Forecast | Avg. Replacement Summer Demand (kW) | 0 | 0 | 0 | 0 | 0 | 0 | 0 | 0 | 0 | 0 | 0 | 0 | 0 | 0 | 0 | 0 | 0 | 0 | 0 | 0 | 0 | 0 | 0 | 0 | 0 | 0 | 0 | 0 | 0 | 0 | 0 | 0 | 0
F8_Commercial_Other Health_Existing_Food Preparation_Natural Gas_Broiler_Codes & Standards Forecast | F8 | Commercial | Other Health | Existing | Food Preparation | Natural Gas | Broiler | Codes & Standards Forecast | Avg. Replacement Winter Demand (kW) | 0 | 0 | 0 | 0 | 0 | 0 | 0 | 0 | 0 | 0 | 0 | 0 | 0 | 0 | 0 | 0 | 0 | 0 | 0 | 0 | 0 | 0 | 0 | 0 | 0 | 0 | 0 | 0 | 0 | 0 | 0 | 0 | 0
F1_Commercial_Other Health_Existing_Food Preparation_Natural Gas_Griddle_Codes & Standards Forecast | F1 | Commercial | Other Health | Existing | Food Preparation | Natural Gas | Griddle | Codes & Standards Forecast | Units | 87009.266 | 86566.5825 | 86123.899 | 85589.2997 | 85040.8059 | 84439.4506 | 83877.6483 | 83380.1854 | 82933.1934 | 82501.7465 | 82075.9813 | 81654.4869 | 81233.5758 | 80811.4484 | 80386.6992 | 79961.1598 | 79535.5031 | 79110.4031 | 78685.8686 | 78261.9088 | 77837.8574 | 77413.7138 | 76990.0811 | 76566.9664 | 76144.3766 | 75721.7151 | 75298.9815 | 74876.1754 | 74453.2963 | 74030.3438 | 73607.3176 | 73184.2171 | 72763.5485
F2_Commercial_Other Health_Existing_Food Preparation_Natural Gas_Griddle_Codes & Standards Forecast | F2 | Commercial | Other Health | Existing | Food Preparation | Natural Gas | Griddle | Codes & Standards Forecast | Usage (MMtherm) | 0.0090174 | 0.008979 | 0.0089426 | 0.0088984 | 0.008854 | 0.0088051 | 0.0087609 | 0.008724 | 0.0086928 | 0.0086635 | 0.0086349 | 0.0086069 | 0.0085756 | 0.0085414 | 0.0085048 | 0.0084663 | 0.0084265 | 0.0083856 | 0.0083439 | 0.0083016 | 0.0082587 | 0.0082153 | 0.0081717 | 0.0081279 | 0.0080838 | 0.0080396 | 0.0079953 | 0.0079508 | 0.0079062 | 0.0078616 | 0.0078169 | 0.0077721 | 0.0077276
F3_Commercial_Other Health_Existing_Food Preparation_Natural Gas_Griddle_Codes & Standards Forecast | F3 | Commercial | Other Health | Existing | Food Preparation | Natural Gas | Griddle | Codes & Standards Forecast | Summer Peak Demand (MW) | 0 | 0 | 0 | 0 | 0 | 0 | 0 | 0 | 0 | 0 | 0 | 0 | 0 | 0 | 0 | 0 | 0 | 0 | 0 | 0 | 0 | 0 | 0 | 0 | 0 | 0 | 0 | 0 | 0 | 0 | 0 | 0 | 0
F4_Commercial_Other Health_Existing_Food Preparation_Natural Gas_Griddle_Codes & Standards Forecast | F4 | Commercial | Other Health | Existing | Food Preparation | Natural Gas | Griddle | Codes & Standards Forecast | Winter Peak Demand (MW) | 0 | 0 | 0 | 0 | 0 | 0 | 0 | 0 | 0 | 0 | 0 | 0 | 0 | 0 | 0 | 0 | 0 | 0 | 0 | 0 | 0 | 0 | 0 | 0 | 0 | 0 | 0 | 0 | 0 | 0 | 0 | 0 | 0
F5_Commercial_Other Health_Existing_Food Preparation_Natural Gas_Griddle_Codes & Standards Forecast | F5 | Commercial | Other Health | Existing | Food Preparation | Natural Gas | Griddle | Codes & Standards Forecast | Turnover | 0 | 2885.5528 | 3732.0356 | 4393.5841 | 4909.6892 | 5307.3009 | 5615.5526 | 5855.468 | 6041.4819 | 6183.0707 | 6288.8625 | 6366.1614 | 5608.2333 | 5163.6382 | 4934.5017 | 4849.989 | 4859.1511 | 5617.099 | 5780.9957 | 5904.2433 | 5995.0992 | 6060.1738 | 6104.7765 | 5979.9633 | 5782.9778 | 5571.9594 | 5379.2405 | 5220.4722 | 5035.8585 | 4993.8227 | 5034.3613 | 5117.664 | 5218.2159
F6_Commercial_Other Health_Existing_Food Preparation_Natural Gas_Griddle_Codes & Standards Forecast | F6 | Commercial | Other Health | Existing | Food Preparation | Natural Gas | Griddle | Codes & Standards Forecast | Avg. Replacement Usage (kWh) | 0.10621 | 0.10621 | 0.10621 | 0.10621 | 0.10621 | 0.10621 | 0.10621 | 0.10621 | 0.10621 | 0.10621 | 0.10621 | 0.10621 | 0.10621 | 0.10621 | 0.10621 | 0.10621 | 0.10621 | 0.10621 | 0.10621 | 0.10621 | 0.10621 | 0.10621 | 0.10621 | 0.10621 | 0.10621 | 0.10621 | 0.10621 | 0.10621 | 0.10621 | 0.10621 | 0.10621 | 0.10621 | 0.10621
F7_Commercial_Other Health_Existing_Food Preparation_Natural Gas_Griddle_Codes & Standards Forecast | F7 | Commercial | Other Health | Existing | Food Preparation | Natural Gas | Griddle | Codes & Standards Forecast | Avg. Replacement Summer Demand (kW) | 0 | 0 | 0 | 0 | 0 | 0 | 0 | 0 | 0 | 0 | 0 | 0 | 0 | 0 | 0 | 0 | 0 | 0 | 0 | 0 | 0 | 0 | 0 | 0 | 0 | 0 | 0 | 0 | 0 | 0 | 0 | 0 | 0
F8_Commercial_Other Health_Existing_Food Preparation_Natural Gas_Griddle_Codes & Standards Forecast | F8 | Commercial | Other Health | Existing | Food Preparation | Natural Gas | Griddle | Codes & Standards Forecast | Avg. Replacement Winter Demand (kW) | 0 | 0 | 0 | 0 | 0 | 0 | 0 | 0 | 0 | 0 | 0 | 0 | 0 | 0 | 0 | 0 | 0 | 0 | 0 | 0 | 0 | 0 | 0 | 0 | 0 | 0 | 0 | 0 | 0 | 0 | 0 | 0 | 0
F1_Commercial_Other Health_Existing_Food Preparation_Natural Gas_Range_Codes & Standards Forecast | F1 | Commercial | Other Health | Existing | Food Preparation | Natural Gas | Range | Codes & Standards Forecast | Units | 367831.2606 | 365959.8182 | 364088.3757 | 361828.3598 | 359509.6049 | 356967.3783 | 354592.3614 | 352489.3396 | 350599.6831 | 348775.7431 | 346975.8227 | 345193.9574 | 343414.5573 | 341630.0159 | 339834.3906 | 338035.425 | 336235.963 | 334438.8548 | 332644.1376 | 330851.8492 | 329059.1739 | 327266.1089 | 325475.204 | 323686.4884 | 321899.992 | 320113.1926 | 318326.0883 | 316538.6774 | 314750.9581 | 312962.9285 | 311174.5869 | 309385.9315 | 307607.5574
F2_Commercial_Other Health_Existing_Food Preparation_Natural Gas_Range_Codes & Standards Forecast | F2 | Commercial | Other Health | Existing | Food Preparation | Natural Gas | Range | Codes & Standards Forecast | Usage (MMtherm) | 0.039543 | 0.039614 | 0.039764 | 0.039931 | 0.040139 | 0.040356 | 0.040617 | 0.040929 | 0.041279 | 0.041648 | 0.041897 | 0.042052 | 0.042129 | 0.042144 | 0.042109 | 0.042034 | 0.041929 | 0.041798 | 0.041649 | 0.041484 | 0.041306 | 0.041119 | 0.040924 | 0.040723 | 0.040517 | 0.040307 | 0.040094 | 0.039878 | 0.039661 | 0.039441 | 0.039221 | 0.038999 | 0.038778
F3_Commercial_Other Health_Existing_Food Preparation_Natural Gas_Range_Codes & Standards Forecast | F3 | Commercial | Other Health | Existing | Food Preparation | Natural Gas | Range | Codes & Standards Forecast | Summer Peak Demand (MW) | 0 | 0 | 0 | 0 | 0 | 0 | 0 | 0 | 0 | 0 | 0 | 0 | 0 | 0 | 0 | 0 | 0 | 0 | 0 | 0 | 0 | 0 | 0 | 0 | 0 | 0 | 0 | 0 | 0 | 0 | 0 | 0 | 0
F4_Commercial_Other Health_Existing_Food Preparation_Natural Gas_Range_Codes & Standards Forecast | F4 | Commercial | Other Health | Existing | Food Preparation | Natural Gas | Range | Codes & Standards Forecast | Winter Peak Demand (MW) | 0 | 0 | 0 | 0 | 0 | 0 | 0 | 0 | 0 | 0 | 0 | 0 | 0 | 0 | 0 | 0 | 0 | 0 | 0 | 0 | 0 | 0 | 0 | 0 | 0 | 0 | 0 | 0 | 0 | 0 | 0 | 0 | 0
F5_Commercial_Other Health_Existing_Food Preparation_Natural Gas_Range_Codes & Standards Forecast | F5 | Commercial | Other Health | Existing | Food Preparation | Natural Gas | Range | Codes & Standards Forecast | Turnover | 0 | 14638.3927 | 18932.5955 | 22288.627 | 24906.8254 | 26923.9075 | 28487.6666 | 29704.756 | 30648.4033 | 31366.6827 | 27739.654 | 25667.7766 | 24659.2392 | 24358.5042 | 24510.7135 | 28480.8273 | 29388.0916 | 30073.592 | 30582.6479 | 30157.2873 | 29312.7036 | 28359.6614 | 27473.3029 | 26740.6002 | 25855.9589 | 25696.6947 | 25954.6113 | 26425.5675 | 26827.0363 | 27910.5184 | 27850.7598 | 27579.9089 | 27182.0815
F6_Commercial_Other Health_Existing_Food Preparation_Natural Gas_Range_Codes & Standards Forecast | F6 | Commercial | Other Health | Existing | Food Preparation | Natural Gas | Range | Codes & Standards Forecast | Avg. Replacement Usage (kWh) | 0.1261 | 0.1261 | 0.1261 | 0.1261 | 0.1261 | 0.1261 | 0.1261 | 0.1261 | 0.1261 | 0.1261 | 0.1261 | 0.1261 | 0.1261 | 0.1261 | 0.1261 | 0.1261 | 0.1261 | 0.1261 | 0.1261 | 0.1261 | 0.1261 | 0.1261 | 0.1261 | 0.1261 | 0.1261 | 0.1261 | 0.1261 | 0.1261 | 0.1261 | 0.1261 | 0.1261 | 0.1261 | 0.1261
F7_Commercial_Other Health_Existing_Food Preparation_Natural Gas_Range_Codes & Standards Forecast | F7 | Commercial | Other Health | Existing | Food Preparation | Natural Gas | Range | Codes & Standards Forecast | Avg. Replacement Summer Demand (kW) | 0 | 0 | 0 | 0 | 0 | 0 | 0 | 0 | 0 | 0 | 0 | 0 | 0 | 0 | 0 | 0 | 0 | 0 | 0 | 0 | 0 | 0 | 0 | 0 | 0 | 0 | 0 | 0 | 0 | 0 | 0 | 0 | 0
F8_Commercial_Other Health_Existing_Food Preparation_Natural Gas_Range_Codes & Standards Forecast | F8 | Commercial | Other Health | Existing | Food Preparation | Natural Gas | Range | Codes & Standards Forecast | Avg. Replacement Winter Demand (kW) | 0 | 0 | 0 | 0 | 0 | 0 | 0 | 0 | 0 | 0 | 0 | 0 | 0 | 0 | 0 | 0 | 0 | 0 | 0 | 0 | 0 | 0 | 0 | 0 | 0 | 0 | 0 | 0 | 0 | 0 | 0 | 0 | 0
F1_Commercial_Other Health_Existing_Food Preparation_Natural Gas_Steamer_Codes & Standards Forecast | F1 | Commercial | Other Health | Existing | Food Preparation | Natural Gas | Steamer | Codes & Standards Forecast | Units | 40421.0176 | 40215.3646 | 40009.7116 | 39761.3582 | 39506.55 | 39227.1844 | 38966.1936 | 38735.0923 | 38527.4377 | 38327.0047 | 38129.2113 | 37933.4019 | 37737.8634 | 37541.76 | 37344.4385 | 37146.75 | 36949.0069 | 36751.5225 | 36554.3008 | 36357.3461 | 36160.3488 | 35963.3087 | 35766.5059 | 35569.9438 | 35373.6255 | 35177.2739 | 34980.8888 | 34784.47 | 34588.0174 | 34391.5306 | 34195.0096 | 33998.454 | 33803.0283
F2_Commercial_Other Health_Existing_Food Preparation_Natural Gas_Steamer_Codes & Standards Forecast | F2 | Commercial | Other Health | Existing | Food Preparation | Natural Gas | Steamer | Codes & Standards Forecast | Usage (MMtherm) | 0.0072575 | 0.0073262 | 0.0074084 | 0.0072306 | 0.0070419 | 0.0068408 | 0.006636 | 0.0064305 | 0.0062238 | 0.0060141 | 0.0058039 | 0.0055905 | 0.0053993 | 0.0052276 | 0.0050732 | 0.0049341 | 0.0048085 | 0.0046951 | 0.0045923 | 0.0044402 | 0.0042954 | 0.0042314 | 0.0041725 | 0.0041179 | 0.0040672 | 0.0040199 | 0.0039756 | 0.0039339 | 0.0038946 | 0.0038574 | 0.003822 | 0.0037883 | 0.0037561
F3_Commercial_Other Health_Existing_Food Preparation_Natural Gas_Steamer_Codes & Standards Forecast | F3 | Commercial | Other Health | Existing | Food Preparation | Natural Gas | Steamer | Codes & Standards Forecast | Summer Peak Demand (MW) | 0 | 0 | 0 | 0 | 0 | 0 | 0 | 0 | 0 | 0 | 0 | 0 | 0 | 0 | 0 | 0 | 0 | 0 | 0 | 0 | 0 | 0 | 0 | 0 | 0 | 0 | 0 | 0 | 0 | 0 | 0 | 0 | 0
F4_Commercial_Other Health_Existing_Food Preparation_Natural Gas_Steamer_Codes & Standards Forecast | F4 | Commercial | Other Health | Existing | Food Preparation | Natural Gas | Steamer | Codes & Standards Forecast | Winter Peak Demand (MW) | 0 | 0 | 0 | 0 | 0 | 0 | 0 | 0 | 0 | 0 | 0 | 0 | 0 | 0 | 0 | 0 | 0 | 0 | 0 | 0 | 0 | 0 | 0 | 0 | 0 | 0 | 0 | 0 | 0 | 0 | 0 | 0 | 0
F5_Commercial_Other Health_Existing_Food Preparation_Natural Gas_Steamer_Codes & Standards Forecast | F5 | Commercial | Other Health | Existing | Food Preparation | Natural Gas | Steamer | Codes & Standards Forecast | Turnover | 0 | 1489.4579 | 1687.6524 | 1858.9844 | 2007.6425 | 2135.1664 | 2246.0963 | 2343.3472 | 2428.5442 | 2502.3553 | 2369.7472 | 2273.4102 | 2206.4343 | 2163.0606 | 2138.4687 | 2128.7119 | 2130.4818 | 2141.0399 | 2158.1132 | 2573.7269 | 2573.4367 | 2559.3048 | 2536.2296 | 2507.9273 | 2477.1808 | 2446.008 | 2415.8566 | 2387.7107 | 2349.0396 | 2324.6251 | 2309.4923 | 2300.0562 | 2293.8731
F6_Commercial_Other Health_Existing_Food Preparation_Natural Gas_Steamer_Codes & Standards Forecast | F6 | Commercial | Other Health | Existing | Food Preparation | Natural Gas | Steamer | Codes & Standards Forecast | Avg. Replacement Usage (kWh) | 0.25045 | 0.25045 | 0.25045 | 0.10865 | 0.10865 | 0.10865 | 0.10865 | 0.10865 | 0.10865 | 0.10865 | 0.10865 | 0.10865 | 0.10865 | 0.10865 | 0.10865 | 0.10865 | 0.10865 | 0.10865 | 0.10865 | 0.10865 | 0.10865 | 0.10865 | 0.10865 | 0.10865 | 0.10865 | 0.10865 | 0.10865 | 0.10865 | 0.10865 | 0.10865 | 0.10865 | 0.10865 | 0.10865
F7_Commercial_Other Health_Existing_Food Preparation_Natural Gas_Steamer_Codes & Standards Forecast | F7 | Commercial | Other Health | Existing | Food Preparation | Natural Gas | Steamer | Codes & Standards Forecast | Avg. Replacement Summer Demand (kW) | 0 | 0 | 0 | 0 | 0 | 0 | 0 | 0 | 0 | 0 | 0 | 0 | 0 | 0 | 0 | 0 | 0 | 0 | 0 | 0 | 0 | 0 | 0 | 0 | 0 | 0 | 0 | 0 | 0 | 0 | 0 | 0 | 0
F8_Commercial_Other Health_Existing_Food Preparation_Natural Gas_Steamer_Codes & Standards Forecast | F8 | Commercial | Other Health | Existing | Food Preparation | Natural Gas | Steamer | Codes & Standards Forecast | Avg. Replacement Winter Demand (kW) | 0 | 0 | 0 | 0 | 0 | 0 | 0 | 0 | 0 | 0 | 0 | 0 | 0 | 0 | 0 | 0 | 0 | 0 | 0 | 0 | 0 | 0 | 0 | 0 | 0 | 0 | 0 | 0 | 0 | 0 | 0 | 0 | 0
F1_Commercial_Other Health_Existing_Food Preparation_Natural Gas_Food Prep Other_Codes & Standards Forecast | F1 | Commercial | Other Health | Existing | Food Preparation | Natural Gas | Food Prep Other | Codes & Standards Forecast | Units | 0 | 0 | 0 | 0 | 0 | 0 | 0 | 0 | 0 | 0 | 0 | 0 | 0 | 0 | 0 | 0 | 0 | 0 | 0 | 0 | 0 | 0 | 0 | 0 | 0 | 0 | 0 | 0 | 0 | 0 | 0 | 0 | 0
F2_Commercial_Other Health_Existing_Food Preparation_Natural Gas_Food Prep Other_Codes & Standards Forecast | F2 | Commercial | Other Health | Existing | Food Preparation | Natural Gas | Food Prep Other | Codes & Standards Forecast | Usage (MMtherm) | 0 | 0 | 0 | 0 | 0 | 0 | 0 | 0 | 0 | 0 | 0 | 0 | 0 | 0 | 0 | 0 | 0 | 0 | 0 | 0 | 0 | 0 | 0 | 0 | 0 | 0 | 0 | 0 | 0 | 0 | 0 | 0 | 0
F3_Commercial_Other Health_Existing_Food Preparation_Natural Gas_Food Prep Other_Codes & Standards Forecast | F3 | Commercial | Other Health | Existing | Food Preparation | Natural Gas | Food Prep Other | Codes & Standards Forecast | Summer Peak Demand (MW) | 0 | 0 | 0 | 0 | 0 | 0 | 0 | 0 | 0 | 0 | 0 | 0 | 0 | 0 | 0 | 0 | 0 | 0 | 0 | 0 | 0 | 0 | 0 | 0 | 0 | 0 | 0 | 0 | 0 | 0 | 0 | 0 | 0
F4_Commercial_Other Health_Existing_Food Preparation_Natural Gas_Food Prep Other_Codes & Standards Forecast | F4 | Commercial | Other Health | Existing | Food Preparation | Natural Gas | Food Prep Other | Codes & Standards Forecast | Winter Peak Demand (MW) | 0 | 0 | 0 | 0 | 0 | 0 | 0 | 0 | 0 | 0 | 0 | 0 | 0 | 0 | 0 | 0 | 0 | 0 | 0 | 0 | 0 | 0 | 0 | 0 | 0 | 0 | 0 | 0 | 0 | 0 | 0 | 0 | 0
F5_Commercial_Other Health_Existing_Food Preparation_Natural Gas_Food Prep Other_Codes & Standards Forecast | F5 | Commercial | Other Health | Existing | Food Preparation | Natural Gas | Food Prep Other | Codes & Standards Forecast | Turnover | 0 | 0 | 0 | 0 | 0 | 0 | 0 | 0 | 0 | 0 | 0 | 0 | 0 | 0 | 0 | 0 | 0 | 0 | 0 | 0 | 0 | 0 | 0 | 0 | 0 | 0 | 0 | 0 | 0 | 0 | 0 | 0 | 0
F6_Commercial_Other Health_Existing_Food Preparation_Natural Gas_Food Prep Other_Codes & Standards Forecast | F6 | Commercial | Other Health | Existing | Food Preparation | Natural Gas | Food Prep Other | Codes & Standards Forecast | Avg. Replacement Usage (kWh) | 0.044865 | 0.044865 | 0.044865 | 0.044865 | 0.044865 | 0.044865 | 0.044865 | 0.044865 | 0.044865 | 0.044865 | 0.044865 | 0.044865 | 0.044865 | 0.044865 | 0.044865 | 0.044865 | 0.044865 | 0.044865 | 0.044865 | 0.044865 | 0.044865 | 0.044865 | 0.044865 | 0.044865 | 0.044865 | 0.044865 | 0.044865 | 0.044865 | 0.044865 | 0.044865 | 0.044865 | 0.044865 | 0.044865
F7_Commercial_Other Health_Existing_Food Preparation_Natural Gas_Food Prep Other_Codes & Standards Forecast | F7 | Commercial | Other Health | Existing | Food Preparation | Natural Gas | Food Prep Other | Codes & Standards Forecast | Avg. Replacement Summer Demand (kW) | 0 | 0 | 0 | 0 | 0 | 0 | 0 | 0 | 0 | 0 | 0 | 0 | 0 | 0 | 0 | 0 | 0 | 0 | 0 | 0 | 0 | 0 | 0 | 0 | 0 | 0 | 0 | 0 | 0 | 0 | 0 | 0 | 0
F8_Commercial_Other Health_Existing_Food Preparation_Natural Gas_Food Prep Other_Codes & Standards Forecast | F8 | Commercial | Other Health | Existing | Food Preparation | Natural Gas | Food Prep Other | Codes & Standards Forecast | Avg. Replacement Winter Demand (kW) | 0 | 0 | 0 | 0 | 0 | 0 | 0 | 0 | 0 | 0 | 0 | 0 | 0 | 0 | 0 | 0 | 0 | 0 | 0 | 0 | 0 | 0 | 0 | 0 | 0 | 0 | 0 | 0 | 0 | 0 | 0 | 0 | 0
F1_Commercial_Other Health_Existing_Miscellaneous_Natural Gas_Pool Heater_Codes & Standards Forecast | F1 | Commercial | Other Health | Existing | Miscellaneous | Natural Gas | Pool Heater | Codes & Standards Forecast | Units | 0 | 0 | 0 | 0 | 0 | 0 | 0 | 0 | 0 | 0 | 0 | 0 | 0 | 0 | 0 | 0 | 0 | 0 | 0 | 0 | 0 | 0 | 0 | 0 | 0 | 0 | 0 | 0 | 0 | 0 | 0 | 0 | 0
F2_Commercial_Other Health_Existing_Miscellaneous_Natural Gas_Pool Heater_Codes & Standards Forecast | F2 | Commercial | Other Health | Existing | Miscellaneous | Natural Gas | Pool Heater | Codes & Standards Forecast | Usage (MMtherm) | 0 | 0 | 0 | 0 | 0 | 0 | 0 | 0 | 0 | 0 | 0 | 0 | 0 | 0 | 0 | 0 | 0 | 0 | 0 | 0 | 0 | 0 | 0 | 0 | 0 | 0 | 0 | 0 | 0 | 0 | 0 | 0 | 0
F3_Commercial_Other Health_Existing_Miscellaneous_Natural Gas_Pool Heater_Codes & Standards Forecast | F3 | Commercial | Other Health | Existing | Miscellaneous | Natural Gas | Pool Heater | Codes & Standards Forecast | Summer Peak Demand (MW) | 0 | 0 | 0 | 0 | 0 | 0 | 0 | 0 | 0 | 0 | 0 | 0 | 0 | 0 | 0 | 0 | 0 | 0 | 0 | 0 | 0 | 0 | 0 | 0 | 0 | 0 | 0 | 0 | 0 | 0 | 0 | 0 | 0
F4_Commercial_Other Health_Existing_Miscellaneous_Natural Gas_Pool Heater_Codes & Standards Forecast | F4 | Commercial | Other Health | Existing | Miscellaneous | Natural Gas | Pool Heater | Codes & Standards Forecast | Winter Peak Demand (MW) | 0 | 0 | 0 | 0 | 0 | 0 | 0 | 0 | 0 | 0 | 0 | 0 | 0 | 0 | 0 | 0 | 0 | 0 | 0 | 0 | 0 | 0 | 0 | 0 | 0 | 0 | 0 | 0 | 0 | 0 | 0 | 0 | 0
F5_Commercial_Other Health_Existing_Miscellaneous_Natural Gas_Pool Heater_Codes & Standards Forecast | F5 | Commercial | Other Health | Existing | Miscellaneous | Natural Gas | Pool Heater | Codes & Standards Forecast | Turnover | 0 | 0 | 0 | 0 | 0 | 0 | 0 | 0 | 0 | 0 | 0 | 0 | 0 | 0 | 0 | 0 | 0 | 0 | 0 | 0 | 0 | 0 | 0 | 0 | 0 | 0 | 0 | 0 | 0 | 0 | 0 | 0 | 0
F6_Commercial_Other Health_Existing_Miscellaneous_Natural Gas_Pool Heater_Codes & Standards Forecast | F6 | Commercial | Other Health | Existing | Miscellaneous | Natural Gas | Pool Heater | Codes & Standards Forecast | Avg. Replacement Usage (kWh) | 0.010152 | 0.010152 | 0.010152 | 0.010152 | 0.010152 | 0.010152 | 0.010152 | 0.010152 | 0.010152 | 0.010152 | 0.010152 | 0.010152 | 0.010152 | 0.010152 | 0.010152 | 0.010152 | 0.010152 | 0.010152 | 0.010152 | 0.010152 | 0.010152 | 0.010152 | 0.010152 | 0.010152 | 0.010152 | 0.010152 | 0.010152 | 0.010152 | 0.010152 | 0.010152 | 0.010152 | 0.010152 | 0.010152
F7_Commercial_Other Health_Existing_Miscellaneous_Natural Gas_Pool Heater_Codes & Standards Forecast | F7 | Commercial | Other Health | Existing | Miscellaneous | Natural Gas | Pool Heater | Codes & Standards Forecast | Avg. Replacement Summer Demand (kW) | 0 | 0 | 0 | 0 | 0 | 0 | 0 | 0 | 0 | 0 | 0 | 0 | 0 | 0 | 0 | 0 | 0 | 0 | 0 | 0 | 0 | 0 | 0 | 0 | 0 | 0 | 0 | 0 | 0 | 0 | 0 | 0 | 0
F8_Commercial_Other Health_Existing_Miscellaneous_Natural Gas_Pool Heater_Codes & Standards Forecast | F8 | Commercial | Other Health | Existing | Miscellaneous | Natural Gas | Pool Heater | Codes & Standards Forecast | Avg. Replacement Winter Demand (kW) | 0 | 0 | 0 | 0 | 0 | 0 | 0 | 0 | 0 | 0 | 0 | 0 | 0 | 0 | 0 | 0 | 0 | 0 | 0 | 0 | 0 | 0 | 0 | 0 | 0 | 0 | 0 | 0 | 0 | 0 | 0 | 0 | 0
F1_Commercial_Other Health_Existing_Miscellaneous_Natural Gas_Miscellaneous_Codes & Standards Forecast | F1 | Commercial | Other Health | Existing | Miscellaneous | Natural Gas | Miscellaneous | Codes & Standards Forecast | Units | 1689598.5377 | 1681002.2417 | 1672405.9457 | 1662024.7736 | 1651373.7897 | 1639696.3089 | 1628786.8908 | 1619126.8568 | 1610446.8958 | 1602068.7979 | 1593801.0319 | 1585616.2 | 1577442.692 | 1569245.5677 | 1560997.5303 | 1552734.15 | 1544468.4895 | 1536213.6406 | 1527969.7749 | 1519737.0656 | 1511502.5788 | 1503266.3025 | 1495039.9479 | 1486823.6502 | 1478617.5459 | 1470410.0495 | 1462201.1528 | 1453990.8477 | 1445779.126 | 1437565.9793 | 1429351.3993 | 1421135.3776 | 1412966.5823
F2_Commercial_Other Health_Existing_Miscellaneous_Natural Gas_Miscellaneous_Codes & Standards Forecast | F2 | Commercial | Other Health | Existing | Miscellaneous | Natural Gas | Miscellaneous | Codes & Standards Forecast | Usage (MMtherm) | 0.013346 | 0.013278 | 0.013211 | 0.013129 | 0.013044 | 0.012952 | 0.012866 | 0.01279 | 0.012721 | 0.012655 | 0.01259 | 0.012525 | 0.01246 | 0.012396 | 0.012331 | 0.012265 | 0.0122 | 0.012135 | 0.01207 | 0.012005 | 0.01194 | 0.011874 | 0.011809 | 0.011745 | 0.01168 | 0.011615 | 0.01155 | 0.011485 | 0.01142 | 0.011356 | 0.011291 | 0.011226 | 0.011161
F3_Commercial_Other Health_Existing_Miscellaneous_Natural Gas_Miscellaneous_Codes & Standards Forecast | F3 | Commercial | Other Health | Existing | Miscellaneous | Natural Gas | Miscellaneous | Codes & Standards Forecast | Summer Peak Demand (MW) | 0 | 0 | 0 | 0 | 0 | 0 | 0 | 0 | 0 | 0 | 0 | 0 | 0 | 0 | 0 | 0 | 0 | 0 | 0 | 0 | 0 | 0 | 0 | 0 | 0 | 0 | 0 | 0 | 0 | 0 | 0 | 0 | 0
F4_Commercial_Other Health_Existing_Miscellaneous_Natural Gas_Miscellaneous_Codes & Standards Forecast | F4 | Commercial | Other Health | Existing | Miscellaneous | Natural Gas | Miscellaneous | Codes & Standards Forecast | Winter Peak Demand (MW) | 0 | 0 | 0 | 0 | 0 | 0 | 0 | 0 | 0 | 0 | 0 | 0 | 0 | 0 | 0 | 0 | 0 | 0 | 0 | 0 | 0 | 0 | 0 | 0 | 0 | 0 | 0 | 0 | 0 | 0 | 0 | 0 | 0
F5_Commercial_Other Health_Existing_Miscellaneous_Natural Gas_Miscellaneous_Codes & Standards Forecast | F5 | Commercial | Other Health | Existing | Miscellaneous | Natural Gas | Miscellaneous | Codes & Standards Forecast | Turnover | 0 | 144085.9064 | 170653.6679 | 192853.0204 | 184464.1609 | 180896.3465 | 181021.8541 | 180078.7927 | 178907.1317 | 177987.2574 | 177096.342 | 215779.7561 | 216540.2443 | 215949.4081 | 212503.6594 | 211007.0686 | 210630.4221 | 209487.1787 | 208202.9373 | 207109.3521 | 206013.4008 | 215819.6615 | 213599.3457 | 211176.459 | 209697.5013 | 208651.954 | 207720.5023 | 206499.4419 | 205263.8695 | 204123.1608 | 202970.1749 | 204808.2282 | 202916.119
F6_Commercial_Other Health_Existing_Miscellaneous_Natural Gas_Miscellaneous_Codes & Standards Forecast | F6 | Commercial | Other Health | Existing | Miscellaneous | Natural Gas | Miscellaneous | Codes & Standards Forecast | Avg. Replacement Usage (kWh) | 0.0078991 | 0.0078991 | 0.0078991 | 0.0078991 | 0.0078991 | 0.0078991 | 0.0078991 | 0.0078991 | 0.0078991 | 0.0078991 | 0.0078991 | 0.0078991 | 0.0078991 | 0.0078991 | 0.0078991 | 0.0078991 | 0.0078991 | 0.0078991 | 0.0078991 | 0.0078991 | 0.0078991 | 0.0078991 | 0.0078991 | 0.0078991 | 0.0078991 | 0.0078991 | 0.0078991 | 0.0078991 | 0.0078991 | 0.0078991 | 0.0078991 | 0.0078991 | 0.0078991
F7_Commercial_Other Health_Existing_Miscellaneous_Natural Gas_Miscellaneous_Codes & Standards Forecast | F7 | Commercial | Other Health | Existing | Miscellaneous | Natural Gas | Miscellaneous | Codes & Standards Forecast | Avg. Replacement Summer Demand (kW) | 0 | 0 | 0 | 0 | 0 | 0 | 0 | 0 | 0 | 0 | 0 | 0 | 0 | 0 | 0 | 0 | 0 | 0 | 0 | 0 | 0 | 0 | 0 | 0 | 0 | 0 | 0 | 0 | 0 | 0 | 0 | 0 | 0
F8_Commercial_Other Health_Existing_Miscellaneous_Natural Gas_Miscellaneous_Codes & Standards Forecast | F8 | Commercial | Other Health | Existing | Miscellaneous | Natural Gas | Miscellaneous | Codes & Standards Forecast | Avg. Replacement Winter Demand (kW) | 0 | 0 | 0 | 0 | 0 | 0 | 0 | 0 | 0 | 0 | 0 | 0 | 0 | 0 | 0 | 0 | 0 | 0 | 0 | 0 | 0 | 0 | 0 | 0 | 0 | 0 | 0 | 0 | 0 | 0 | 0 | 0 | 0
F1_Commercial_Other Health_New_Space Heating_Natural Gas_Furnace_Codes & Standards Forecast | F1 | Commercial | Other Health | New | Space Heating | Natural Gas | Furnace | Codes & Standards Forecast | Units | 0 | 1795.3126 | 10454.7721 | 15988.7733 | 23125.9815 | 32811.9557 | 41865.194 | 49889.1798 | 57105.7738 | 64073.6906 | 70950.7152 | 77759.4181 | 84558.7921 | 91377.6215 | 98238.3935 | 105111.805 | 111987.0951 | 118853.4784 | 125710.8138 | 132558.9583 | 139408.5673 | 146259.6504 | 153102.5599 | 159937.1845 | 166763.4117 | 173590.7857 | 180419.3132 | 187249.001 | 194079.8559 | 200911.8847 | 207745.0942 | 214579.4914 | 217657.7883
F2_Commercial_Other Health_New_Space Heating_Natural Gas_Furnace_Codes & Standards Forecast | F2 | Commercial | Other Health | New | Space Heating | Natural Gas | Furnace | Codes & Standards Forecast | Usage (MMtherm) | 0 | 0.00014304 | 0.00082854 | 0.0012604 | 0.0018132 | 0.0025588 | 0.0032472 | 0.0038485 | 0.0043811 | 0.0048887 | 0.0053835 | 0.0058673 | 0.0063447 | 0.0068178 | 0.0072883 | 0.0077539 | 0.0082139 | 0.0086674 | 0.0091145 | 0.0095551 | 0.00999 | 0.01042 | 0.010842 | 0.011259 | 0.011669 | 0.012074 | 0.012473 | 0.012866 | 0.013254 | 0.013636 | 0.014012 | 0.014382 | 0.014589
F3_Commercial_Other Health_New_Space Heating_Natural Gas_Furnace_Codes & Standards Forecast | F3 | Commercial | Other Health | New | Space Heating | Natural Gas | Furnace | Codes & Standards Forecast | Summer Peak Demand (MW) | 0 | 0 | 0 | 0 | 0 | 0 | 0 | 0 | 0 | 0 | 0 | 0 | 0 | 0 | 0 | 0 | 0 | 0 | 0 | 0 | 0 | 0 | 0 | 0 | 0 | 0 | 0 | 0 | 0 | 0 | 0 | 0 | 0
F4_Commercial_Other Health_New_Space Heating_Natural Gas_Furnace_Codes & Standards Forecast | F4 | Commercial | Other Health | New | Space Heating | Natural Gas | Furnace | Codes & Standards Forecast | Winter Peak Demand (MW) | 0 | 0 | 0 | 0 | 0 | 0 | 0 | 0 | 0 | 0 | 0 | 0 | 0 | 0 | 0 | 0 | 0 | 0 | 0 | 0 | 0 | 0 | 0 | 0 | 0 | 0 | 0 | 0 | 0 | 0 | 0 | 0 | 0
F5_Commercial_Other Health_New_Space Heating_Natural Gas_Furnace_Codes & Standards Forecast | F5 | Commercial | Other Health | New | Space Heating | Natural Gas | Furnace | Codes & Standards Forecast | Turnover | 0 | 1795.3126 | 8659.4595 | 5534.0011 | 7137.2083 | 9685.9742 | 9053.2382 | 8023.9858 | 7216.594 | 6967.9168 | 6877.0246 | 6808.7028 | 6799.3741 | 6818.8293 | 6860.772 | 6873.4116 | 6875.2901 | 6866.3834 | 6857.3354 | 6986.2455 | 7643.199 | 8009.3203 | 8461.0675 | 9073.3838 | 9589.1771 | 9995.019 | 10307.6301 | 10577.1607 | 10819.0625 | 11037.1976 | 11237.9326 | 11424.8207 | 8428.7868
F6_Commercial_Other Health_New_Space Heating_Natural Gas_Furnace_Codes & Standards Forecast | F6 | Commercial | Other Health | New | Space Heating | Natural Gas | Furnace | Codes & Standards Forecast | Avg. Replacement Usage (kWh) | 0.079672 | 0.079672 | 0.07925 | 0.078828 | 0.078406 | 0.077985 | 0.077563 | 0.077141 | 0.07672 | 0.076298 | 0.075876 | 0.075455 | 0.075033 | 0.074612 | 0.07419 | 0.073768 | 0.073346 | 0.072925 | 0.072503 | 0.072082 | 0.07166 | 0.07124 | 0.070818 | 0.070396 | 0.069975 | 0.069554 | 0.069132 | 0.068711 | 0.06829 | 0.067869 | 0.067447 | 0.067026 | 0.067026
F7_Commercial_Other Health_New_Space Heating_Natural Gas_Furnace_Codes & Standards Forecast | F7 | Commercial | Other Health | New | Space Heating | Natural Gas | Furnace | Codes & Standards Forecast | Avg. Replacement Summer Demand (kW) | 0 | 0 | 0 | 0 | 0 | 0 | 0 | 0 | 0 | 0 | 0 | 0 | 0 | 0 | 0 | 0 | 0 | 0 | 0 | 0 | 0 | 0 | 0 | 0 | 0 | 0 | 0 | 0 | 0 | 0 | 0 | 0 | 0
F8_Commercial_Other Health_New_Space Heating_Natural Gas_Furnace_Codes & Standards Forecast | F8 | Commercial | Other Health | New | Space Heating | Natural Gas | Furnace | Codes & Standards Forecast | Avg. Replacement Winter Demand (kW) | 0 | 0 | 0 | 0 | 0 | 0 | 0 | 0 | 0 | 0 | 0 | 0 | 0 | 0 | 0 | 0 | 0 | 0 | 0 | 0 | 0 | 0 | 0 | 0 | 0 | 0 | 0 | 0 | 0 | 0 | 0 | 0 | 0
F1_Commercial_Other Health_New_Space Heating_Natural Gas_Boiler_Codes & Standards Forecast | F1 | Commercial | Other Health | New | Space Heating | Natural Gas | Boiler | Codes & Standards Forecast | Units | 0 | 10118.3225 | 58922.7494 | 90112.1964 | 130337.2657 | 184927.0954 | 235950.8461 | 281173.7642 | 321846.249 | 361117.1972 | 399875.8801 | 438249.5036 | 476570.5507 | 515001.2469 | 553668.3305 | 592406.6504 | 631155.5573 | 669854.2664 | 708501.9813 | 747097.8969 | 785702.0658 | 824314.5435 | 862880.9549 | 901400.6725 | 939873.0626 | 978351.9162 | 1016837.2712 | 1055329.1654 | 1093827.6372 | 1132332.7249 | 1170844.4674 | 1209362.9035 | 1226712.083
F2_Commercial_Other Health_New_Space Heating_Natural Gas_Boiler_Codes & Standards Forecast | F2 | Commercial | Other Health | New | Space Heating | Natural Gas | Boiler | Codes & Standards Forecast | Usage (MMtherm) | 0 | 0.0024648 | 0.014277 | 0.021718 | 0.031245 | 0.044093 | 0.055955 | 0.066317 | 0.075495 | 0.084241 | 0.092767 | 0.1011 | 0.10933 | 0.11748 | 0.12559 | 0.13361 | 0.14154 | 0.14936 | 0.15706 | 0.16465 | 0.17215 | 0.17955 | 0.18683 | 0.19401 | 0.20108 | 0.20806 | 0.21493 | 0.22171 | 0.22838 | 0.23497 | 0.24145 | 0.24783 | 0.25139
F3_Commercial_Other Health_New_Space Heating_Natural Gas_Boiler_Codes & Standards Forecast | F3 | Commercial | Other Health | New | Space Heating | Natural Gas | Boiler | Codes & Standards Forecast | Summer Peak Demand (MW) | 0 | 0 | 0 | 0 | 0 | 0 | 0 | 0 | 0 | 0 | 0 | 0 | 0 | 0 | 0 | 0 | 0 | 0 | 0 | 0 | 0 | 0 | 0 | 0 | 0 | 0 | 0 | 0 | 0 | 0 | 0 | 0 | 0
F4_Commercial_Other Health_New_Space Heating_Natural Gas_Boiler_Codes & Standards Forecast | F4 | Commercial | Other Health | New | Space Heating | Natural Gas | Boiler | Codes & Standards Forecast | Winter Peak Demand (MW) | 0 | 0 | 0 | 0 | 0 | 0 | 0 | 0 | 0 | 0 | 0 | 0 | 0 | 0 | 0 | 0 | 0 | 0 | 0 | 0 | 0 | 0 | 0 | 0 | 0 | 0 | 0 | 0 | 0 | 0 | 0 | 0 | 0
F5_Commercial_Other Health_New_Space Heating_Natural Gas_Boiler_Codes & Standards Forecast | F5 | Commercial | Other Health | New | Space Heating | Natural Gas | Boiler | Codes & Standards Forecast | Turnover | 0 | 10118.3225 | 48804.4269 | 31189.447 | 40225.0693 | 54589.8297 | 51023.7507 | 45222.9181 | 40672.4848 | 39270.9483 | 38758.6829 | 38373.6235 | 38321.0471 | 38430.6962 | 38667.0836 | 38738.3199 | 38748.907 | 38698.7091 | 38647.7149 | 38595.9156 | 38604.1689 | 38612.4777 | 39486.2589 | 43792.7087 | 46101.4226 | 49071.1622 | 53077.4382 | 56395.9472 | 58886.058 | 60736.7557 | 62292.4358 | 63660.7648 | 43694.3533
F6_Commercial_Other Health_New_Space Heating_Natural Gas_Boiler_Codes & Standards Forecast | F6 | Commercial | Other Health | New | Space Heating | Natural Gas | Boiler | Codes & Standards Forecast | Avg. Replacement Usage (kWh) | 0.24359 | 0.24359 | 0.2423 | 0.24101 | 0.23972 | 0.23844 | 0.23715 | 0.23586 | 0.23457 | 0.23328 | 0.23199 | 0.2307 | 0.22941 | 0.22812 | 0.22683 | 0.22554 | 0.22425 | 0.22297 | 0.22168 | 0.22039 | 0.2191 | 0.21781 | 0.21652 | 0.21523 | 0.21395 | 0.21266 | 0.21137 | 0.21008 | 0.20879 | 0.20751 | 0.20622 | 0.20493 | 0.20493
F7_Commercial_Other Health_New_Space Heating_Natural Gas_Boiler_Codes & Standards Forecast | F7 | Commercial | Other Health | New | Space Heating | Natural Gas | Boiler | Codes & Standards Forecast | Avg. Replacement Summer Demand (kW) | 0 | 0 | 0 | 0 | 0 | 0 | 0 | 0 | 0 | 0 | 0 | 0 | 0 | 0 | 0 | 0 | 0 | 0 | 0 | 0 | 0 | 0 | 0 | 0 | 0 | 0 | 0 | 0 | 0 | 0 | 0 | 0 | 0
F8_Commercial_Other Health_New_Space Heating_Natural Gas_Boiler_Codes & Standards Forecast | F8 | Commercial | Other Health | New | Space Heating | Natural Gas | Boiler | Codes & Standards Forecast | Avg. Replacement Winter Demand (kW) | 0 | 0 | 0 | 0 | 0 | 0 | 0 | 0 | 0 | 0 | 0 | 0 | 0 | 0 | 0 | 0 | 0 | 0 | 0 | 0 | 0 | 0 | 0 | 0 | 0 | 0 | 0 | 0 | 0 | 0 | 0 | 0 | 0
F1_Commercial_Other Health_New_Space Heating_Natural Gas_Unit Heater_Codes & Standards Forecast | F1 | Commercial | Other Health | New | Space Heating | Natural Gas | Unit Heater | Codes & Standards Forecast | Units | 0 | 0 | 0 | 0 | 0 | 0 | 0 | 0 | 0 | 0 | 0 | 0 | 0 | 0 | 0 | 0 | 0 | 0 | 0 | 0 | 0 | 0 | 0 | 0 | 0 | 0 | 0 | 0 | 0 | 0 | 0 | 0 | 0
F2_Commercial_Other Health_New_Space Heating_Natural Gas_Unit Heater_Codes & Standards Forecast | F2 | Commercial | Other Health | New | Space Heating | Natural Gas | Unit Heater | Codes & Standards Forecast | Usage (MMtherm) | 0 | 0 | 0 | 0 | 0 | 0 | 0 | 0 | 0 | 0 | 0 | 0 | 0 | 0 | 0 | 0 | 0 | 0 | 0 | 0 | 0 | 0 | 0 | 0 | 0 | 0 | 0 | 0 | 0 | 0 | 0 | 0 | 0
F3_Commercial_Other Health_New_Space Heating_Natural Gas_Unit Heater_Codes & Standards Forecast | F3 | Commercial | Other Health | New | Space Heating | Natural Gas | Unit Heater | Codes & Standards Forecast | Summer Peak Demand (MW) | 0 | 0 | 0 | 0 | 0 | 0 | 0 | 0 | 0 | 0 | 0 | 0 | 0 | 0 | 0 | 0 | 0 | 0 | 0 | 0 | 0 | 0 | 0 | 0 | 0 | 0 | 0 | 0 | 0 | 0 | 0 | 0 | 0
F4_Commercial_Other Health_New_Space Heating_Natural Gas_Unit Heater_Codes & Standards Forecast | F4 | Commercial | Other Health | New | Space Heating | Natural Gas | Unit Heater | Codes & Standards Forecast | Winter Peak Demand (MW) | 0 | 0 | 0 | 0 | 0 | 0 | 0 | 0 | 0 | 0 | 0 | 0 | 0 | 0 | 0 | 0 | 0 | 0 | 0 | 0 | 0 | 0 | 0 | 0 | 0 | 0 | 0 | 0 | 0 | 0 | 0 | 0 | 0
F5_Commercial_Other Health_New_Space Heating_Natural Gas_Unit Heater_Codes & Standards Forecast | F5 | Commercial | Other Health | New | Space Heating | Natural Gas | Unit Heater | Codes & Standards Forecast | Turnover | 0 | 0 | 0 | 0 | 0 | 0 | 0 | 0 | 0 | 0 | 0 | 0 | 0 | 0 | 0 | 0 | 0 | 0 | 0 | 0 | 0 | 0 | 0 | 0 | 0 | 0 | 0 | 0 | 0 | 0 | 0 | 0 | 0
F6_Commercial_Other Health_New_Space Heating_Natural Gas_Unit Heater_Codes & Standards Forecast | F6 | Commercial | Other Health | New | Space Heating | Natural Gas | Unit Heater | Codes & Standards Forecast | Avg. Replacement Usage (kWh) | 0.045525 | 0.045525 | 0.045284 | 0.045043 | 0.044802 | 0.044561 | 0.04432 | 0.044079 | 0.043838 | 0.043597 | 0.043356 | 0.043115 | 0.042874 | 0.042634 | 0.042392 | 0.042152 | 0.041911 | 0.04167 | 0.041429 | 0.041188 | 0.040947 | 0.040707 | 0.040466 | 0.040225 | 0.039984 | 0.039744 | 0.039503 | 0.039262 | 0.039021 | 0.038781 | 0.03854 | 0.038299 | 0.038299
F7_Commercial_Other Health_New_Space Heating_Natural Gas_Unit Heater_Codes & Standards Forecast | F7 | Commercial | Other Health | New | Space Heating | Natural Gas | Unit Heater | Codes & Standards Forecast | Avg. Replacement Summer Demand (kW) | 0 | 0 | 0 | 0 | 0 | 0 | 0 | 0 | 0 | 0 | 0 | 0 | 0 | 0 | 0 | 0 | 0 | 0 | 0 | 0 | 0 | 0 | 0 | 0 | 0 | 0 | 0 | 0 | 0 | 0 | 0 | 0 | 0
F8_Commercial_Other Health_New_Space Heating_Natural Gas_Unit Heater_Codes & Standards Forecast | F8 | Commercial | Other Health | New | Space Heating | Natural Gas | Unit Heater | Codes & Standards Forecast | Avg. Replacement Winter Demand (kW) | 0 | 0 | 0 | 0 | 0 | 0 | 0 | 0 | 0 | 0 | 0 | 0 | 0 | 0 | 0 | 0 | 0 | 0 | 0 | 0 | 0 | 0 | 0 | 0 | 0 | 0 | 0 | 0 | 0 | 0 | 0 | 0 | 0
F1_Commercial_Other Health_New_Water Heating_Natural Gas_Water Heater_Codes & Standards Forecast | F1 | Commercial | Other Health | New | Water Heating | Natural Gas | Water Heater | Codes & Standards Forecast | Units | 0 | 13037.8568 | 75924.2822 | 116113.1125 | 167944.6978 | 238285.8424 | 304031.9538 | 362303.4641 | 414711.5618 | 465313.7246 | 515255.8133 | 564701.7378 | 614079.9156 | 663599.3805 | 713423.4399 | 763339.2901 | 813268.7821 | 863133.5922 | 912932.6943 | 962665.0509 | 1012408.0423 | 1062161.7398 | 1111856.0792 | 1161490.2517 | 1211063.4409 | 1260644.9586 | 1310234.8534 | 1359833.1744 | 1409439.9709 | 1459055.2923 | 1508679.1886 | 1558311.7097 | 1580666.8106
F2_Commercial_Other Health_New_Water Heating_Natural Gas_Water Heater_Codes & Standards Forecast | F2 | Commercial | Other Health | New | Water Heating | Natural Gas | Water Heater | Codes & Standards Forecast | Usage (MMtherm) | 0 | 0.0041469 | 0.024149 | 0.036932 | 0.053418 | 0.075791 | 0.096703 | 0.11524 | 0.13191 | 0.148 | 0.16389 | 0.17961 | 0.19532 | 0.21107 | 0.22692 | 0.24279 | 0.25868 | 0.27454 | 0.29038 | 0.30619 | 0.32202 | 0.33784 | 0.35365 | 0.36943 | 0.3852 | 0.40097 | 0.41674 | 0.43252 | 0.4483 | 0.46408 | 0.47986 | 0.49565 | 0.50276
F3_Commercial_Other Health_New_Water Heating_Natural Gas_Water Heater_Codes & Standards Forecast | F3 | Commercial | Other Health | New | Water Heating | Natural Gas | Water Heater | Codes & Standards Forecast | Summer Peak Demand (MW) | 0 | 0 | 0 | 0 | 0 | 0 | 0 | 0 | 0 | 0 | 0 | 0 | 0 | 0 | 0 | 0 | 0 | 0 | 0 | 0 | 0 | 0 | 0 | 0 | 0 | 0 | 0 | 0 | 0 | 0 | 0 | 0 | 0
F4_Commercial_Other Health_New_Water Heating_Natural Gas_Water Heater_Codes & Standards Forecast | F4 | Commercial | Other Health | New | Water Heating | Natural Gas | Water Heater | Codes & Standards Forecast | Winter Peak Demand (MW) | 0 | 0 | 0 | 0 | 0 | 0 | 0 | 0 | 0 | 0 | 0 | 0 | 0 | 0 | 0 | 0 | 0 | 0 | 0 | 0 | 0 | 0 | 0 | 0 | 0 | 0 | 0 | 0 | 0 | 0 | 0 | 0 | 0
F5_Commercial_Other Health_New_Water Heating_Natural Gas_Water Heater_Codes & Standards Forecast | F5 | Commercial | Other Health | New | Water Heating | Natural Gas | Water Heater | Codes & Standards Forecast | Turnover | 0 | 13037.8568 | 62886.4254 | 40188.8303 | 51831.5854 | 70341.1446 | 65746.1114 | 58271.5103 | 52408.0978 | 50602.1628 | 52549.6601 | 64109.2667 | 69146.6175 | 75700.5338 | 84837.1435 | 94493.3356 | 110313.2856 | 102703.4261 | 105242.5059 | 109449.1816 | 109133.7443 | 109136.2015 | 110803.3909 | 115015.4274 | 121287.385 | 132045.8129 | 137422.5276 | 142630.9982 | 148317.8819 | 152942.2515 | 158259.7856 | 156707.0318 | 131683.3994
F6_Commercial_Other Health_New_Water Heating_Natural Gas_Water Heater_Codes & Standards Forecast | F6 | Commercial | Other Health | New | Water Heating | Natural Gas | Water Heater | Codes & Standards Forecast | Avg. Replacement Usage (kWh) | 0.31807 | 0.31807 | 0.31807 | 0.31807 | 0.31807 | 0.31807 | 0.31807 | 0.31807 | 0.31807 | 0.31807 | 0.31807 | 0.31807 | 0.31807 | 0.31807 | 0.31807 | 0.31807 | 0.31807 | 0.31807 | 0.31807 | 0.31807 | 0.31807 | 0.31807 | 0.31807 | 0.31807 | 0.31807 | 0.31807 | 0.31807 | 0.31807 | 0.31807 | 0.31807 | 0.31807 | 0.31807 | 0.31807
F7_Commercial_Other Health_New_Water Heating_Natural Gas_Water Heater_Codes & Standards Forecast | F7 | Commercial | Other Health | New | Water Heating | Natural Gas | Water Heater | Codes & Standards Forecast | Avg. Replacement Summer Demand (kW) | 0 | 0 | 0 | 0 | 0 | 0 | 0 | 0 | 0 | 0 | 0 | 0 | 0 | 0 | 0 | 0 | 0 | 0 | 0 | 0 | 0 | 0 | 0 | 0 | 0 | 0 | 0 | 0 | 0 | 0 | 0 | 0 | 0
F8_Commercial_Other Health_New_Water Heating_Natural Gas_Water Heater_Codes & Standards Forecast | F8 | Commercial | Other Health | New | Water Heating | Natural Gas | Water Heater | Codes & Standards Forecast | Avg. Replacement Winter Demand (kW) | 0 | 0 | 0 | 0 | 0 | 0 | 0 | 0 | 0 | 0 | 0 | 0 | 0 | 0 | 0 | 0 | 0 | 0 | 0 | 0 | 0 | 0 | 0 | 0 | 0 | 0 | 0 | 0 | 0 | 0 | 0 | 0 | 0
F1_Commercial_Other Health_New_Food Preparation_Natural Gas_Oven_Codes & Standards Forecast | F1 | Commercial | Other Health | New | Food Preparation | Natural Gas | Oven | Codes & Standards Forecast | Units | 0 | 264.369 | 1539.5189 | 2354.429 | 3405.4195 | 4831.729 | 6164.8648 | 7346.4379 | 8409.1185 | 9435.18 | 10447.8572 | 11450.4736 | 12451.7164 | 13455.824 | 14466.1079 | 15478.2531 | 16490.6749 | 17501.7851 | 18511.5629 | 19519.9874 | 20528.6274 | 21537.4846 | 22545.1382 | 23551.5718 | 24556.7688 | 25562.1347 | 26567.6704 | 27573.377 | 28579.2555 | 29585.3068 | 30591.532 | 31597.9321 | 32051.2271
F2_Commercial_Other Health_New_Food Preparation_Natural Gas_Oven_Codes & Standards Forecast | F2 | Commercial | Other Health | New | Food Preparation | Natural Gas | Oven | Codes & Standards Forecast | Usage (MMtherm) | 0 | 2.5145e-05 | 0.00014643 | 0.00022394 | 0.00032391 | 0.00045957 | 0.00058637 | 0.00069876 | 0.00079983 | 0.00089743 | 0.00099375 | 0.0010891 | 0.0011843 | 0.0012798 | 0.0013759 | 0.0014722 | 0.0015685 | 0.0016647 | 0.0017607 | 0.0018566 | 0.0019526 | 0.0020485 | 0.0021444 | 0.0022401 | 0.0023357 | 0.0024313 | 0.002527 | 0.0026226 | 0.0027183 | 0.002814 | 0.0029097 | 0.0030054 | 0.0030485
F3_Commercial_Other Health_New_Food Preparation_Natural Gas_Oven_Codes & Standards Forecast | F3 | Commercial | Other Health | New | Food Preparation | Natural Gas | Oven | Codes & Standards Forecast | Summer Peak Demand (MW) | 0 | 0 | 0 | 0 | 0 | 0 | 0 | 0 | 0 | 0 | 0 | 0 | 0 | 0 | 0 | 0 | 0 | 0 | 0 | 0 | 0 | 0 | 0 | 0 | 0 | 0 | 0 | 0 | 0 | 0 | 0 | 0 | 0
F4_Commercial_Other Health_New_Food Preparation_Natural Gas_Oven_Codes & Standards Forecast | F4 | Commercial | Other Health | New | Food Preparation | Natural Gas | Oven | Codes & Standards Forecast | Winter Peak Demand (MW) | 0 | 0 | 0 | 0 | 0 | 0 | 0 | 0 | 0 | 0 | 0 | 0 | 0 | 0 | 0 | 0 | 0 | 0 | 0 | 0 | 0 | 0 | 0 | 0 | 0 | 0 | 0 | 0 | 0 | 0 | 0 | 0 | 0
F5_Commercial_Other Health_New_Food Preparation_Natural Gas_Oven_Codes & Standards Forecast | F5 | Commercial | Other Health | New | Food Preparation | Natural Gas | Oven | Codes & Standards Forecast | Turnover | 0 | 264.369 | 1275.1499 | 814.9101 | 1050.9906 | 1426.3094 | 1333.1358 | 1181.5731 | 1062.6805 | 1026.0615 | 1012.6772 | 1002.6165 | 1054.1166 | 1301.4367 | 1411.1291 | 1543.0195 | 1722.3831 | 1915.0092 | 2234.1818 | 2079.8346 | 2132.8676 | 2209.1622 | 2143.996 | 2086.5996 | 2098.4502 | 2152.5948 | 2228.4141 | 2325.8486 | 2458.4943 | 2679.8138 | 2789.9574 | 2894.5336 | 2452.6534
F6_Commercial_Other Health_New_Food Preparation_Natural Gas_Oven_Codes & Standards Forecast | F6 | Commercial | Other Health | New | Food Preparation | Natural Gas | Oven | Codes & Standards Forecast | Avg. Replacement Usage (kWh) | 0.095115 | 0.095115 | 0.095115 | 0.095115 | 0.095115 | 0.095115 | 0.095115 | 0.095115 | 0.095115 | 0.095115 | 0.095115 | 0.095115 | 0.095115 | 0.095115 | 0.095115 | 0.095115 | 0.095115 | 0.095115 | 0.095115 | 0.095115 | 0.095115 | 0.095115 | 0.095115 | 0.095115 | 0.095115 | 0.095115 | 0.095115 | 0.095115 | 0.095115 | 0.095115 | 0.095115 | 0.095115 | 0.095115
F7_Commercial_Other Health_New_Food Preparation_Natural Gas_Oven_Codes & Standards Forecast | F7 | Commercial | Other Health | New | Food Preparation | Natural Gas | Oven | Codes & Standards Forecast | Avg. Replacement Summer Demand (kW) | 0 | 0 | 0 | 0 | 0 | 0 | 0 | 0 | 0 | 0 | 0 | 0 | 0 | 0 | 0 | 0 | 0 | 0 | 0 | 0 | 0 | 0 | 0 | 0 | 0 | 0 | 0 | 0 | 0 | 0 | 0 | 0 | 0
F8_Commercial_Other Health_New_Food Preparation_Natural Gas_Oven_Codes & Standards Forecast | F8 | Commercial | Other Health | New | Food Preparation | Natural Gas | Oven | Codes & Standards Forecast | Avg. Replacement Winter Demand (kW) | 0 | 0 | 0 | 0 | 0 | 0 | 0 | 0 | 0 | 0 | 0 | 0 | 0 | 0 | 0 | 0 | 0 | 0 | 0 | 0 | 0 | 0 | 0 | 0 | 0 | 0 | 0 | 0 | 0 | 0 | 0 | 0 | 0
F1_Commercial_Other Health_New_Food Preparation_Natural Gas_Conveyor Oven_Codes & Standards Forecast | F1 | Commercial | Other Health | New | Food Preparation | Natural Gas | Conveyor Oven | Codes & Standards Forecast | Units | 0 | 132.1845 | 769.7594 | 1177.2145 | 1702.7098 | 2415.8645 | 3082.4324 | 3673.219 | 4204.5592 | 4717.59 | 5223.9286 | 5725.2368 | 6225.8582 | 6727.912 | 7233.054 | 7739.1265 | 8245.3374 | 8750.8925 | 9255.7815 | 9759.9937 | 10264.3137 | 10768.7423 | 11272.5691 | 11775.7859 | 12278.3844 | 12781.0673 | 13283.8352 | 13786.6885 | 14289.6277 | 14792.6534 | 15295.766 | 15798.966 | 16025.6135
F2_Commercial_Other Health_New_Food Preparation_Natural Gas_Conveyor Oven_Codes & Standards Forecast | F2 | Commercial | Other Health | New | Food Preparation | Natural Gas | Conveyor Oven | Codes & Standards Forecast | Usage (MMtherm) | 0 | 2.312e-05 | 0.00013464 | 0.0002059 | 0.00029781 | 0.00042255 | 0.00053914 | 0.00064247 | 0.0007354 | 0.00082513 | 0.0009137 | 0.0010014 | 0.0010889 | 0.0011768 | 0.0012651 | 0.0013536 | 0.0014422 | 0.0015306 | 0.0016189 | 0.0017071 | 0.0017953 | 0.0018835 | 0.0019716 | 0.0020597 | 0.0021476 | 0.0022355 | 0.0023234 | 0.0024114 | 0.0024993 | 0.0025873 | 0.0026753 | 0.0027633 | 0.002803
F3_Commercial_Other Health_New_Food Preparation_Natural Gas_Conveyor Oven_Codes & Standards Forecast | F3 | Commercial | Other Health | New | Food Preparation | Natural Gas | Conveyor Oven | Codes & Standards Forecast | Summer Peak Demand (MW) | 0 | 0 | 0 | 0 | 0 | 0 | 0 | 0 | 0 | 0 | 0 | 0 | 0 | 0 | 0 | 0 | 0 | 0 | 0 | 0 | 0 | 0 | 0 | 0 | 0 | 0 | 0 | 0 | 0 | 0 | 0 | 0 | 0
F4_Commercial_Other Health_New_Food Preparation_Natural Gas_Conveyor Oven_Codes & Standards Forecast | F4 | Commercial | Other Health | New | Food Preparation | Natural Gas | Conveyor Oven | Codes & Standards Forecast | Winter Peak Demand (MW) | 0 | 0 | 0 | 0 | 0 | 0 | 0 | 0 | 0 | 0 | 0 | 0 | 0 | 0 | 0 | 0 | 0 | 0 | 0 | 0 | 0 | 0 | 0 | 0 | 0 | 0 | 0 | 0 | 0 | 0 | 0 | 0 | 0
F5_Commercial_Other Health_New_Food Preparation_Natural Gas_Conveyor Oven_Codes & Standards Forecast | F5 | Commercial | Other Health | New | Food Preparation | Natural Gas | Conveyor Oven | Codes & Standards Forecast | Turnover | 0 | 132.1845 | 637.5749 | 407.455 | 525.4953 | 713.1547 | 666.5679 | 590.7866 | 531.3403 | 513.0308 | 506.3386 | 501.3082 | 500.6214 | 502.0538 | 505.142 | 506.0726 | 506.2109 | 531.992 | 653.5534 | 704.6348 | 769.7572 | 859.4093 | 955.7763 | 1115.4188 | 1038.3036 | 1064.7967 | 1102.9204 | 1071.0245 | 1037.7348 | 1015.6894 | 1009.4723 | 1007.748 | 730.2094
F6_Commercial_Other Health_New_Food Preparation_Natural Gas_Conveyor Oven_Codes & Standards Forecast | F6 | Commercial | Other Health | New | Food Preparation | Natural Gas | Conveyor Oven | Codes & Standards Forecast | Avg. Replacement Usage (kWh) | 0.17491 | 0.17491 | 0.17491 | 0.17491 | 0.17491 | 0.17491 | 0.17491 | 0.17491 | 0.17491 | 0.17491 | 0.17491 | 0.17491 | 0.17491 | 0.17491 | 0.17491 | 0.17491 | 0.17491 | 0.17491 | 0.17491 | 0.17491 | 0.17491 | 0.17491 | 0.17491 | 0.17491 | 0.17491 | 0.17491 | 0.17491 | 0.17491 | 0.17491 | 0.17491 | 0.17491 | 0.17491 | 0.17491
F7_Commercial_Other Health_New_Food Preparation_Natural Gas_Conveyor Oven_Codes & Standards Forecast | F7 | Commercial | Other Health | New | Food Preparation | Natural Gas | Conveyor Oven | Codes & Standards Forecast | Avg. Replacement Summer Demand (kW) | 0 | 0 | 0 | 0 | 0 | 0 | 0 | 0 | 0 | 0 | 0 | 0 | 0 | 0 | 0 | 0 | 0 | 0 | 0 | 0 | 0 | 0 | 0 | 0 | 0 | 0 | 0 | 0 | 0 | 0 | 0 | 0 | 0
F8_Commercial_Other Health_New_Food Preparation_Natural Gas_Conveyor Oven_Codes & Standards Forecast | F8 | Commercial | Other Health | New | Food Preparation | Natural Gas | Conveyor Oven | Codes & Standards Forecast | Avg. Replacement Winter Demand (kW) | 0 | 0 | 0 | 0 | 0 | 0 | 0 | 0 | 0 | 0 | 0 | 0 | 0 | 0 | 0 | 0 | 0 | 0 | 0 | 0 | 0 | 0 | 0 | 0 | 0 | 0 | 0 | 0 | 0 | 0 | 0 | 0 | 0
F1_Commercial_Other Health_New_Food Preparation_Natural Gas_Double Rack Oven_Codes & Standards Forecast | F1 | Commercial | Other Health | New | Food Preparation | Natural Gas | Double Rack Oven | Codes & Standards Forecast | Units | 0 | 132.1845 | 769.7594 | 1177.2145 | 1702.7098 | 2415.8645 | 3082.4324 | 3673.219 | 4204.5592 | 4717.59 | 5223.9286 | 5725.2368 | 6225.8582 | 6727.912 | 7233.054 | 7739.1265 | 8245.3374 | 8750.8925 | 9255.7815 | 9759.9937 | 10264.3137 | 10768.7423 | 11272.5691 | 11775.7859 | 12278.3844 | 12781.0673 | 13283.8352 | 13786.6885 | 14289.6277 | 14792.6534 | 15295.766 | 15798.966 | 16025.6135
F2_Commercial_Other Health_New_Food Preparation_Natural Gas_Double Rack Oven_Codes & Standards Forecast | F2 | Commercial | Other Health | New | Food Preparation | Natural Gas | Double Rack Oven | Codes & Standards Forecast | Usage (MMtherm) | 0 | 4.1203e-05 | 0.00023994 | 0.00036695 | 0.00053075 | 0.00075304 | 0.00096082 | 0.001145 | 0.0013106 | 0.0014705 | 0.0016283 | 0.0017846 | 0.0019406 | 0.0020971 | 0.0022546 | 0.0024123 | 0.0025701 | 0.0027277 | 0.0028851 | 0.0030423 | 0.0031995 | 0.0033567 | 0.0035137 | 0.0036706 | 0.0038273 | 0.003984 | 0.0041407 | 0.0042974 | 0.0044542 | 0.004611 | 0.0047678 | 0.0049247 | 0.0049953
F3_Commercial_Other Health_New_Food Preparation_Natural Gas_Double Rack Oven_Codes & Standards Forecast | F3 | Commercial | Other Health | New | Food Preparation | Natural Gas | Double Rack Oven | Codes & Standards Forecast | Summer Peak Demand (MW) | 0 | 0 | 0 | 0 | 0 | 0 | 0 | 0 | 0 | 0 | 0 | 0 | 0 | 0 | 0 | 0 | 0 | 0 | 0 | 0 | 0 | 0 | 0 | 0 | 0 | 0 | 0 | 0 | 0 | 0 | 0 | 0 | 0
F4_Commercial_Other Health_New_Food Preparation_Natural Gas_Double Rack Oven_Codes & Standards Forecast | F4 | Commercial | Other Health | New | Food Preparation | Natural Gas | Double Rack Oven | Codes & Standards Forecast | Winter Peak Demand (MW) | 0 | 0 | 0 | 0 | 0 | 0 | 0 | 0 | 0 | 0 | 0 | 0 | 0 | 0 | 0 | 0 | 0 | 0 | 0 | 0 | 0 | 0 | 0 | 0 | 0 | 0 | 0 | 0 | 0 | 0 | 0 | 0 | 0
F5_Commercial_Other Health_New_Food Preparation_Natural Gas_Double Rack Oven_Codes & Standards Forecast | F5 | Commercial | Other Health | New | Food Preparation | Natural Gas | Double Rack Oven | Codes & Standards Forecast | Turnover | 0 | 132.1845 | 637.5749 | 407.455 | 525.4953 | 713.1547 | 666.5679 | 590.7866 | 531.3403 | 513.0308 | 506.3386 | 501.3082 | 527.0583 | 650.7183 | 705.5646 | 771.5097 | 861.1915 | 957.5046 | 1117.0909 | 1039.9173 | 1066.4338 | 1104.5811 | 1071.998 | 1043.2998 | 1049.2251 | 1076.2974 | 1114.2071 | 1162.9243 | 1229.2472 | 1339.9069 | 1394.9787 | 1447.2668 | 1226.3267
F6_Commercial_Other Health_New_Food Preparation_Natural Gas_Double Rack Oven_Codes & Standards Forecast | F6 | Commercial | Other Health | New | Food Preparation | Natural Gas | Double Rack Oven | Codes & Standards Forecast | Avg. Replacement Usage (kWh) | 0.31171 | 0.31171 | 0.31171 | 0.31171 | 0.31171 | 0.31171 | 0.31171 | 0.31171 | 0.31171 | 0.31171 | 0.31171 | 0.31171 | 0.31171 | 0.31171 | 0.31171 | 0.31171 | 0.31171 | 0.31171 | 0.31171 | 0.31171 | 0.31171 | 0.31171 | 0.31171 | 0.31171 | 0.31171 | 0.31171 | 0.31171 | 0.31171 | 0.31171 | 0.31171 | 0.31171 | 0.31171 | 0.31171
F7_Commercial_Other Health_New_Food Preparation_Natural Gas_Double Rack Oven_Codes & Standards Forecast | F7 | Commercial | Other Health | New | Food Preparation | Natural Gas | Double Rack Oven | Codes & Standards Forecast | Avg. Replacement Summer Demand (kW) | 0 | 0 | 0 | 0 | 0 | 0 | 0 | 0 | 0 | 0 | 0 | 0 | 0 | 0 | 0 | 0 | 0 | 0 | 0 | 0 | 0 | 0 | 0 | 0 | 0 | 0 | 0 | 0 | 0 | 0 | 0 | 0 | 0
F8_Commercial_Other Health_New_Food Preparation_Natural Gas_Double Rack Oven_Codes & Standards Forecast | F8 | Commercial | Other Health | New | Food Preparation | Natural Gas | Double Rack Oven | Codes & Standards Forecast | Avg. Replacement Winter Demand (kW) | 0 | 0 | 0 | 0 | 0 | 0 | 0 | 0 | 0 | 0 | 0 | 0 | 0 | 0 | 0 | 0 | 0 | 0 | 0 | 0 | 0 | 0 | 0 | 0 | 0 | 0 | 0 | 0 | 0 | 0 | 0 | 0 | 0
F1_Commercial_Other Health_New_Food Preparation_Natural Gas_Fryer_Codes & Standards Forecast | F1 | Commercial | Other Health | New | Food Preparation | Natural Gas | Fryer | Codes & Standards Forecast | Units | 0 | 3060.2715 | 17821.0974 | 27254.299 | 39420.3111 | 55930.9234 | 71362.9805 | 85040.5845 | 97341.9166 | 109219.3562 | 120941.8619 | 132547.9069 | 144138.0503 | 155761.3569 | 167456.1585 | 179172.5054 | 190892.0543 | 202596.421 | 214285.3646 | 225958.6415 | 237634.4147 | 249312.7008 | 260977.0543 | 272627.2852 | 284263.2021 | 295901.0738 | 307540.9119 | 319182.7277 | 330826.5329 | 342472.3391 | 354120.158 | 365770.0014 | 371017.2348
F2_Commercial_Other Health_New_Food Preparation_Natural Gas_Fryer_Codes & Standards Forecast | F2 | Commercial | Other Health | New | Food Preparation | Natural Gas | Fryer | Codes & Standards Forecast | Usage (MMtherm) | 0 | 0.00048303 | 0.0028128 | 0.0037254 | 0.0049023 | 0.0064995 | 0.0079457 | 0.0090083 | 0.010003 | 0.011005 | 0.011985 | 0.012823 | 0.013944 | 0.015068 | 0.0162 | 0.017333 | 0.018467 | 0.019599 | 0.02073 | 0.021859 | 0.022989 | 0.024118 | 0.025247 | 0.026374 | 0.027499 | 0.028625 | 0.029751 | 0.030877 | 0.032004 | 0.03313 | 0.034257 | 0.035384 | 0.035892
F3_Commercial_Other Health_New_Food Preparation_Natural Gas_Fryer_Codes & Standards Forecast | F3 | Commercial | Other Health | New | Food Preparation | Natural Gas | Fryer | Codes & Standards Forecast | Summer Peak Demand (MW) | 0 | 0 | 0 | 0 | 0 | 0 | 0 | 0 | 0 | 0 | 0 | 0 | 0 | 0 | 0 | 0 | 0 | 0 | 0 | 0 | 0 | 0 | 0 | 0 | 0 | 0 | 0 | 0 | 0 | 0 | 0 | 0 | 0
F4_Commercial_Other Health_New_Food Preparation_Natural Gas_Fryer_Codes & Standards Forecast | F4 | Commercial | Other Health | New | Food Preparation | Natural Gas | Fryer | Codes & Standards Forecast | Winter Peak Demand (MW) | 0 | 0 | 0 | 0 | 0 | 0 | 0 | 0 | 0 | 0 | 0 | 0 | 0 | 0 | 0 | 0 | 0 | 0 | 0 | 0 | 0 | 0 | 0 | 0 | 0 | 0 | 0 | 0 | 0 | 0 | 0 | 0 | 0
F5_Commercial_Other Health_New_Food Preparation_Natural Gas_Fryer_Codes & Standards Forecast | F5 | Commercial | Other Health | New | Food Preparation | Natural Gas | Fryer | Codes & Standards Forecast | Turnover | 0 | 3060.2715 | 14760.8259 | 9433.2016 | 12166.0121 | 16510.6123 | 16197.125 | 17941.6113 | 17857.6381 | 19086.172 | 21982.9249 | 26127.2371 | 25702.17 | 27320.2448 | 29270.0423 | 30319.1166 | 32617.4103 | 33783.378 | 35369.8001 | 37438.843 | 39563.1915 | 40647.3321 | 42220.9592 | 43872.8314 | 45411.5281 | 47405.7739 | 48904.2873 | 50521.858 | 52263.0382 | 53967.2309 | 55497.6025 | 57136.682 | 52384.8239
F6_Commercial_Other Health_New_Food Preparation_Natural Gas_Fryer_Codes & Standards Forecast | F6 | Commercial | Other Health | New | Food Preparation | Natural Gas | Fryer | Codes & Standards Forecast | Avg. Replacement Usage (kWh) | 0.15784 | 0.15784 | 0.15784 | 0.096739 | 0.096739 | 0.096739 | 0.096739 | 0.096739 | 0.096739 | 0.096739 | 0.096739 | 0.096739 | 0.096739 | 0.096739 | 0.096739 | 0.096739 | 0.096739 | 0.096739 | 0.096739 | 0.096739 | 0.096739 | 0.096739 | 0.096739 | 0.096739 | 0.096739 | 0.096739 | 0.096739 | 0.096739 | 0.096739 | 0.096739 | 0.096739 | 0.096739 | 0.096739
F7_Commercial_Other Health_New_Food Preparation_Natural Gas_Fryer_Codes & Standards Forecast | F7 | Commercial | Other Health | New | Food Preparation | Natural Gas | Fryer | Codes & Standards Forecast | Avg. Replacement Summer Demand (kW) | 0 | 0 | 0 | 0 | 0 | 0 | 0 | 0 | 0 | 0 | 0 | 0 | 0 | 0 | 0 | 0 | 0 | 0 | 0 | 0 | 0 | 0 | 0 | 0 | 0 | 0 | 0 | 0 | 0 | 0 | 0 | 0 | 0
F8_Commercial_Other Health_New_Food Preparation_Natural Gas_Fryer_Codes & Standards Forecast | F8 | Commercial | Other Health | New | Food Preparation | Natural Gas | Fryer | Codes & Standards Forecast | Avg. Replacement Winter Demand (kW) | 0 | 0 | 0 | 0 | 0 | 0 | 0 | 0 | 0 | 0 | 0 | 0 | 0 | 0 | 0 | 0 | 0 | 0 | 0 | 0 | 0 | 0 | 0 | 0 | 0 | 0 | 0 | 0 | 0 | 0 | 0 | 0 | 0
F1_Commercial_Other Health_New_Food Preparation_Natural Gas_Broiler_Codes & Standards Forecast | F1 | Commercial | Other Health | New | Food Preparation | Natural Gas | Broiler | Codes & Standards Forecast | Units | 0 | 688.9616 | 4012.0795 | 6135.7846 | 8874.7297 | 12591.7786 | 16066.0113 | 19145.2625 | 21914.6723 | 24588.6509 | 27227.749 | 29840.6283 | 32449.9276 | 35066.6929 | 37699.554 | 40337.2656 | 42975.6981 | 45610.7126 | 48242.2549 | 50870.2701 | 53498.8473 | 56127.9902 | 58753.9965 | 61376.8234 | 63996.4277 | 66616.4721 | 69236.9592 | 71857.8916 | 74479.2718 | 77101.1025 | 79723.3864 | 82346.126 | 83527.4403
F2_Commercial_Other Health_New_Food Preparation_Natural Gas_Broiler_Codes & Standards Forecast | F2 | Commercial | Other Health | New | Food Preparation | Natural Gas | Broiler | Codes & Standards Forecast | Usage (MMtherm) | 0 | 0.00011858 | 0.00069052 | 0.001056 | 0.0015274 | 0.0021672 | 0.0027651 | 0.0032951 | 0.0037718 | 0.004232 | 0.0046862 | 0.0051359 | 0.005585 | 0.0060354 | 0.0064885 | 0.0069425 | 0.0073966 | 0.0078501 | 0.008303 | 0.0087553 | 0.0092077 | 0.0096602 | 0.010112 | 0.010564 | 0.011014 | 0.011465 | 0.011916 | 0.012368 | 0.012819 | 0.01327 | 0.013721 | 0.014173 | 0.014376
F3_Commercial_Other Health_New_Food Preparation_Natural Gas_Broiler_Codes & Standards Forecast | F3 | Commercial | Other Health | New | Food Preparation | Natural Gas | Broiler | Codes & Standards Forecast | Summer Peak Demand (MW) | 0 | 0 | 0 | 0 | 0 | 0 | 0 | 0 | 0 | 0 | 0 | 0 | 0 | 0 | 0 | 0 | 0 | 0 | 0 | 0 | 0 | 0 | 0 | 0 | 0 | 0 | 0 | 0 | 0 | 0 | 0 | 0 | 0
F4_Commercial_Other Health_New_Food Preparation_Natural Gas_Broiler_Codes & Standards Forecast | F4 | Commercial | Other Health | New | Food Preparation | Natural Gas | Broiler | Codes & Standards Forecast | Winter Peak Demand (MW) | 0 | 0 | 0 | 0 | 0 | 0 | 0 | 0 | 0 | 0 | 0 | 0 | 0 | 0 | 0 | 0 | 0 | 0 | 0 | 0 | 0 | 0 | 0 | 0 | 0 | 0 | 0 | 0 | 0 | 0 | 0 | 0 | 0
F5_Commercial_Other Health_New_Food Preparation_Natural Gas_Broiler_Codes & Standards Forecast | F5 | Commercial | Other Health | New | Food Preparation | Natural Gas | Broiler | Codes & Standards Forecast | Turnover | 0 | 688.9616 | 3323.1179 | 2123.7051 | 2738.9451 | 3717.0489 | 3474.2327 | 3079.2512 | 2769.4099 | 2673.9785 | 2639.0981 | 2612.8792 | 2747.0916 | 3391.6228 | 3677.4881 | 4021.2022 | 4488.6347 | 4990.63 | 5822.4132 | 5420.175 | 5558.3822 | 5757.2106 | 5587.3835 | 5437.8049 | 5468.6883 | 5609.7925 | 5807.3823 | 6061.3023 | 6406.9852 | 6983.7573 | 7270.798 | 7543.33 | 6391.7634
F6_Commercial_Other Health_New_Food Preparation_Natural Gas_Broiler_Codes & Standards Forecast | F6 | Commercial | Other Health | New | Food Preparation | Natural Gas | Broiler | Codes & Standards Forecast | Avg. Replacement Usage (kWh) | 0.17211 | 0.17211 | 0.17211 | 0.17211 | 0.17211 | 0.17211 | 0.17211 | 0.17211 | 0.17211 | 0.17211 | 0.17211 | 0.17211 | 0.17211 | 0.17211 | 0.17211 | 0.17211 | 0.17211 | 0.17211 | 0.17211 | 0.17211 | 0.17211 | 0.17211 | 0.17211 | 0.17211 | 0.17211 | 0.17211 | 0.17211 | 0.17211 | 0.17211 | 0.17211 | 0.17211 | 0.17211 | 0.17211
F7_Commercial_Other Health_New_Food Preparation_Natural Gas_Broiler_Codes & Standards Forecast | F7 | Commercial | Other Health | New | Food Preparation | Natural Gas | Broiler | Codes & Standards Forecast | Avg. Replacement Summer Demand (kW) | 0 | 0 | 0 | 0 | 0 | 0 | 0 | 0 | 0 | 0 | 0 | 0 | 0 | 0 | 0 | 0 | 0 | 0 | 0 | 0 | 0 | 0 | 0 | 0 | 0 | 0 | 0 | 0 | 0 | 0 | 0 | 0 | 0
F8_Commercial_Other Health_New_Food Preparation_Natural Gas_Broiler_Codes & Standards Forecast | F8 | Commercial | Other Health | New | Food Preparation | Natural Gas | Broiler | Codes & Standards Forecast | Avg. Replacement Winter Demand (kW) | 0 | 0 | 0 | 0 | 0 | 0 | 0 | 0 | 0 | 0 | 0 | 0 | 0 | 0 | 0 | 0 | 0 | 0 | 0 | 0 | 0 | 0 | 0 | 0 | 0 | 0 | 0 | 0 | 0 | 0 | 0 | 0 | 0
F1_Commercial_Other Health_New_Food Preparation_Natural Gas_Griddle_Codes & Standards Forecast | F1 | Commercial | Other Health | New | Food Preparation | Natural Gas | Griddle | Codes & Standards Forecast | Units | 0 | 688.9616 | 4012.0795 | 6135.7846 | 8874.7297 | 12591.7786 | 16066.0113 | 19145.2625 | 21914.6723 | 24588.6509 | 27227.749 | 29840.6283 | 32449.9276 | 35066.6929 | 37699.554 | 40337.2656 | 42975.6981 | 45610.7126 | 48242.2549 | 50870.2701 | 53498.8473 | 56127.9902 | 58753.9965 | 61376.8234 | 63996.4277 | 66616.4721 | 69236.9592 | 71857.8916 | 74479.2718 | 77101.1025 | 79723.3864 | 82346.126 | 83527.4403
F2_Commercial_Other Health_New_Food Preparation_Natural Gas_Griddle_Codes & Standards Forecast | F2 | Commercial | Other Health | New | Food Preparation | Natural Gas | Griddle | Codes & Standards Forecast | Usage (MMtherm) | 0 | 7.3174e-05 | 0.00042612 | 0.00065167 | 0.00094257 | 0.0013374 | 0.0017064 | 0.0020334 | 0.0023275 | 0.0026115 | 0.0028918 | 0.0031693 | 0.0034465 | 0.0037244 | 0.004004 | 0.0042842 | 0.0045644 | 0.0048443 | 0.0051237 | 0.0054029 | 0.005682 | 0.0059613 | 0.0062402 | 0.0065188 | 0.006797 | 0.0070752 | 0.0073536 | 0.0076319 | 0.0079103 | 0.0081888 | 0.0084673 | 0.0087459 | 0.0088713
F3_Commercial_Other Health_New_Food Preparation_Natural Gas_Griddle_Codes & Standards Forecast | F3 | Commercial | Other Health | New | Food Preparation | Natural Gas | Griddle | Codes & Standards Forecast | Summer Peak Demand (MW) | 0 | 0 | 0 | 0 | 0 | 0 | 0 | 0 | 0 | 0 | 0 | 0 | 0 | 0 | 0 | 0 | 0 | 0 | 0 | 0 | 0 | 0 | 0 | 0 | 0 | 0 | 0 | 0 | 0 | 0 | 0 | 0 | 0
F4_Commercial_Other Health_New_Food Preparation_Natural Gas_Griddle_Codes & Standards Forecast | F4 | Commercial | Other Health | New | Food Preparation | Natural Gas | Griddle | Codes & Standards Forecast | Winter Peak Demand (MW) | 0 | 0 | 0 | 0 | 0 | 0 | 0 | 0 | 0 | 0 | 0 | 0 | 0 | 0 | 0 | 0 | 0 | 0 | 0 | 0 | 0 | 0 | 0 | 0 | 0 | 0 | 0 | 0 | 0 | 0 | 0 | 0 | 0
F5_Commercial_Other Health_New_Food Preparation_Natural Gas_Griddle_Codes & Standards Forecast | F5 | Commercial | Other Health | New | Food Preparation | Natural Gas | Griddle | Codes & Standards Forecast | Turnover | 0 | 688.9616 | 3323.1179 | 2123.7051 | 2738.9451 | 3717.0489 | 3474.2327 | 3079.2512 | 2769.4099 | 2673.9785 | 2639.0981 | 2612.8792 | 2747.0916 | 3391.6228 | 3677.4881 | 4021.2022 | 4488.6347 | 4990.63 | 5822.4132 | 5420.175 | 5558.3822 | 5757.2106 | 5587.3835 | 5437.8049 | 5468.6883 | 5609.7925 | 5807.3823 | 6061.3023 | 6406.9852 | 6983.7573 | 7270.798 | 7543.33 | 6391.7634
F6_Commercial_Other Health_New_Food Preparation_Natural Gas_Griddle_Codes & Standards Forecast | F6 | Commercial | Other Health | New | Food Preparation | Natural Gas | Griddle | Codes & Standards Forecast | Avg. Replacement Usage (kWh) | 0.10621 | 0.10621 | 0.10621 | 0.10621 | 0.10621 | 0.10621 | 0.10621 | 0.10621 | 0.10621 | 0.10621 | 0.10621 | 0.10621 | 0.10621 | 0.10621 | 0.10621 | 0.10621 | 0.10621 | 0.10621 | 0.10621 | 0.10621 | 0.10621 | 0.10621 | 0.10621 | 0.10621 | 0.10621 | 0.10621 | 0.10621 | 0.10621 | 0.10621 | 0.10621 | 0.10621 | 0.10621 | 0.10621
F7_Commercial_Other Health_New_Food Preparation_Natural Gas_Griddle_Codes & Standards Forecast | F7 | Commercial | Other Health | New | Food Preparation | Natural Gas | Griddle | Codes & Standards Forecast | Avg. Replacement Summer Demand (kW) | 0 | 0 | 0 | 0 | 0 | 0 | 0 | 0 | 0 | 0 | 0 | 0 | 0 | 0 | 0 | 0 | 0 | 0 | 0 | 0 | 0 | 0 | 0 | 0 | 0 | 0 | 0 | 0 | 0 | 0 | 0 | 0 | 0
F8_Commercial_Other Health_New_Food Preparation_Natural Gas_Griddle_Codes & Standards Forecast | F8 | Commercial | Other Health | New | Food Preparation | Natural Gas | Griddle | Codes & Standards Forecast | Avg. Replacement Winter Demand (kW) | 0 | 0 | 0 | 0 | 0 | 0 | 0 | 0 | 0 | 0 | 0 | 0 | 0 | 0 | 0 | 0 | 0 | 0 | 0 | 0 | 0 | 0 | 0 | 0 | 0 | 0 | 0 | 0 | 0 | 0 | 0 | 0 | 0
F1_Commercial_Other Health_New_Food Preparation_Natural Gas_Range_Codes & Standards Forecast | F1 | Commercial | Other Health | New | Food Preparation | Natural Gas | Range | Codes & Standards Forecast | Units | 0 | 2912.5821 | 16961.0472 | 25939.0004 | 37517.8779 | 53231.6844 | 67918.9869 | 80936.5065 | 92644.1737 | 103948.4053 | 115105.1802 | 126151.1148 | 137181.9153 | 148244.2784 | 159374.6863 | 170525.5996 | 181679.5605 | 192819.0718 | 203943.9043 | 215053.8262 | 226166.1239 | 237280.8133 | 248382.2424 | 259470.2306 | 270544.5954 | 281620.8208 | 292698.9177 | 303778.8968 | 314860.7694 | 325944.5463 | 337030.2388 | 348117.8581 | 353111.8589
F2_Commercial_Other Health_New_Food Preparation_Natural Gas_Range_Codes & Standards Forecast | F2 | Commercial | Other Health | New | Food Preparation | Natural Gas | Range | Codes & Standards Forecast | Usage (MMtherm) | 0 | 0.00036729 | 0.0021388 | 0.003271 | 0.0047311 | 0.0067127 | 0.0085648 | 0.010206 | 0.011683 | 0.013108 | 0.014515 | 0.015908 | 0.017299 | 0.018694 | 0.020098 | 0.021504 | 0.02291 | 0.024315 | 0.025718 | 0.027119 | 0.02852 | 0.029922 | 0.031322 | 0.03272 | 0.034117 | 0.035513 | 0.03691 | 0.038307 | 0.039705 | 0.041103 | 0.042501 | 0.043899 | 0.044529
F3_Commercial_Other Health_New_Food Preparation_Natural Gas_Range_Codes & Standards Forecast | F3 | Commercial | Other Health | New | Food Preparation | Natural Gas | Range | Codes & Standards Forecast | Summer Peak Demand (MW) | 0 | 0 | 0 | 0 | 0 | 0 | 0 | 0 | 0 | 0 | 0 | 0 | 0 | 0 | 0 | 0 | 0 | 0 | 0 | 0 | 0 | 0 | 0 | 0 | 0 | 0 | 0 | 0 | 0 | 0 | 0 | 0 | 0
F4_Commercial_Other Health_New_Food Preparation_Natural Gas_Range_Codes & Standards Forecast | F4 | Commercial | Other Health | New | Food Preparation | Natural Gas | Range | Codes & Standards Forecast | Winter Peak Demand (MW) | 0 | 0 | 0 | 0 | 0 | 0 | 0 | 0 | 0 | 0 | 0 | 0 | 0 | 0 | 0 | 0 | 0 | 0 | 0 | 0 | 0 | 0 | 0 | 0 | 0 | 0 | 0 | 0 | 0 | 0 | 0 | 0 | 0
F5_Commercial_Other Health_New_Food Preparation_Natural Gas_Range_Codes & Standards Forecast | F5 | Commercial | Other Health | New | Food Preparation | Natural Gas | Range | Codes & Standards Forecast | Turnover | 0 | 2912.5821 | 14048.4651 | 8977.9531 | 11578.8776 | 15713.8064 | 14687.3025 | 13017.5197 | 11707.6671 | 11304.2316 | 11739.2913 | 14321.6408 | 15446.956 | 16911.0631 | 18952.1291 | 21109.2668 | 24643.3525 | 22943.3537 | 23510.5695 | 24450.3166 | 24379.8497 | 24380.3987 | 24752.8392 | 25693.7839 | 27094.903 | 29498.2739 | 30699.4009 | 31862.9433 | 33133.3603 | 34166.4178 | 35354.3243 | 35007.4481 | 29417.3128
F6_Commercial_Other Health_New_Food Preparation_Natural Gas_Range_Codes & Standards Forecast | F6 | Commercial | Other Health | New | Food Preparation | Natural Gas | Range | Codes & Standards Forecast | Avg. Replacement Usage (kWh) | 0.1261 | 0.1261 | 0.1261 | 0.1261 | 0.1261 | 0.1261 | 0.1261 | 0.1261 | 0.1261 | 0.1261 | 0.1261 | 0.1261 | 0.1261 | 0.1261 | 0.1261 | 0.1261 | 0.1261 | 0.1261 | 0.1261 | 0.1261 | 0.1261 | 0.1261 | 0.1261 | 0.1261 | 0.1261 | 0.1261 | 0.1261 | 0.1261 | 0.1261 | 0.1261 | 0.1261 | 0.1261 | 0.1261
F7_Commercial_Other Health_New_Food Preparation_Natural Gas_Range_Codes & Standards Forecast | F7 | Commercial | Other Health | New | Food Preparation | Natural Gas | Range | Codes & Standards Forecast | Avg. Replacement Summer Demand (kW) | 0 | 0 | 0 | 0 | 0 | 0 | 0 | 0 | 0 | 0 | 0 | 0 | 0 | 0 | 0 | 0 | 0 | 0 | 0 | 0 | 0 | 0 | 0 | 0 | 0 | 0 | 0 | 0 | 0 | 0 | 0 | 0 | 0
F8_Commercial_Other Health_New_Food Preparation_Natural Gas_Range_Codes & Standards Forecast | F8 | Commercial | Other Health | New | Food Preparation | Natural Gas | Range | Codes & Standards Forecast | Avg. Replacement Winter Demand (kW) | 0 | 0 | 0 | 0 | 0 | 0 | 0 | 0 | 0 | 0 | 0 | 0 | 0 | 0 | 0 | 0 | 0 | 0 | 0 | 0 | 0 | 0 | 0 | 0 | 0 | 0 | 0 | 0 | 0 | 0 | 0 | 0 | 0
F1_Commercial_Other Health_New_Food Preparation_Natural Gas_Steamer_Codes & Standards Forecast | F1 | Commercial | Other Health | New | Food Preparation | Natural Gas | Steamer | Codes & Standards Forecast | Units | 0 | 320.064 | 1863.8513 | 2850.4396 | 4122.8437 | 5849.6356 | 7463.6249 | 8894.1216 | 10180.6784 | 11422.9017 | 12648.9209 | 13862.7599 | 15074.9357 | 16290.58 | 17513.7018 | 18739.0769 | 19964.7869 | 21188.909 | 22411.4181 | 23632.2886 | 24853.4202 | 26074.8146 | 27294.7519 | 28513.2122 | 29730.1753 | 30947.343 | 32164.7162 | 33382.2964 | 34600.0845 | 35818.082 | 37036.29 | 38254.7097 | 38803.501
F2_Commercial_Other Health_New_Food Preparation_Natural Gas_Steamer_Codes & Standards Forecast | F2 | Commercial | Other Health | New | Food Preparation | Natural Gas | Steamer | Codes & Standards Forecast | Usage (MMtherm) | 0 | 8.0159e-05 | 0.0004668 | 0.00057399 | 0.00071224 | 0.00089985 | 0.0010752 | 0.0012306 | 0.0013704 | 0.0015054 | 0.0016335 | 0.0017366 | 0.0018427 | 0.001952 | 0.0020647 | 0.0021799 | 0.002297 | 0.0024158 | 0.002536 | 0.0026435 | 0.0027003 | 0.002833 | 0.0029656 | 0.003098 | 0.0032302 | 0.0033624 | 0.0034947 | 0.003627 | 0.0037593 | 0.0038916 | 0.004024 | 0.0041564 | 0.004216
F3_Commercial_Other Health_New_Food Preparation_Natural Gas_Steamer_Codes & Standards Forecast | F3 | Commercial | Other Health | New | Food Preparation | Natural Gas | Steamer | Codes & Standards Forecast | Summer Peak Demand (MW) | 0 | 0 | 0 | 0 | 0 | 0 | 0 | 0 | 0 | 0 | 0 | 0 | 0 | 0 | 0 | 0 | 0 | 0 | 0 | 0 | 0 | 0 | 0 | 0 | 0 | 0 | 0 | 0 | 0 | 0 | 0 | 0 | 0
F4_Commercial_Other Health_New_Food Preparation_Natural Gas_Steamer_Codes & Standards Forecast | F4 | Commercial | Other Health | New | Food Preparation | Natural Gas | Steamer | Codes & Standards Forecast | Winter Peak Demand (MW) | 0 | 0 | 0 | 0 | 0 | 0 | 0 | 0 | 0 | 0 | 0 | 0 | 0 | 0 | 0 | 0 | 0 | 0 | 0 | 0 | 0 | 0 | 0 | 0 | 0 | 0 | 0 | 0 | 0 | 0 | 0 | 0 | 0
F5_Commercial_Other Health_New_Food Preparation_Natural Gas_Steamer_Codes & Standards Forecast | F5 | Commercial | Other Health | New | Food Preparation | Natural Gas | Steamer | Codes & Standards Forecast | Turnover | 0 | 320.064 | 1543.7874 | 986.5883 | 1272.4041 | 1726.7919 | 1613.9893 | 1430.4967 | 1286.5568 | 1242.2233 | 1261.5819 | 1416.9822 | 1502.3685 | 1614.9716 | 1769.9451 | 1890.7724 | 1976.1183 | 2034.1025 | 2080.5165 | 2222.282 | 2645.5585 | 2482.8942 | 2608.7276 | 2789.528 | 2788.8166 | 2777.4335 | 2785.962 | 2829.3973 | 2903.3962 | 3058.1216 | 3156.0454 | 3265.4761 | 2726.0681
F6_Commercial_Other Health_New_Food Preparation_Natural Gas_Steamer_Codes & Standards Forecast | F6 | Commercial | Other Health | New | Food Preparation | Natural Gas | Steamer | Codes & Standards Forecast | Avg. Replacement Usage (kWh) | 0.25045 | 0.25045 | 0.25045 | 0.10865 | 0.10865 | 0.10865 | 0.10865 | 0.10865 | 0.10865 | 0.10865 | 0.10865 | 0.10865 | 0.10865 | 0.10865 | 0.10865 | 0.10865 | 0.10865 | 0.10865 | 0.10865 | 0.10865 | 0.10865 | 0.10865 | 0.10865 | 0.10865 | 0.10865 | 0.10865 | 0.10865 | 0.10865 | 0.10865 | 0.10865 | 0.10865 | 0.10865 | 0.10865
F7_Commercial_Other Health_New_Food Preparation_Natural Gas_Steamer_Codes & Standards Forecast | F7 | Commercial | Other Health | New | Food Preparation | Natural Gas | Steamer | Codes & Standards Forecast | Avg. Replacement Summer Demand (kW) | 0 | 0 | 0 | 0 | 0 | 0 | 0 | 0 | 0 | 0 | 0 | 0 | 0 | 0 | 0 | 0 | 0 | 0 | 0 | 0 | 0 | 0 | 0 | 0 | 0 | 0 | 0 | 0 | 0 | 0 | 0 | 0 | 0
F8_Commercial_Other Health_New_Food Preparation_Natural Gas_Steamer_Codes & Standards Forecast | F8 | Commercial | Other Health | New | Food Preparation | Natural Gas | Steamer | Codes & Standards Forecast | Avg. Replacement Winter Demand (kW) | 0 | 0 | 0 | 0 | 0 | 0 | 0 | 0 | 0 | 0 | 0 | 0 | 0 | 0 | 0 | 0 | 0 | 0 | 0 | 0 | 0 | 0 | 0 | 0 | 0 | 0 | 0 | 0 | 0 | 0 | 0 | 0 | 0
F1_Commercial_Other Health_New_Food Preparation_Natural Gas_Food Prep Other_Codes & Standards Forecast | F1 | Commercial | Other Health | New | Food Preparation | Natural Gas | Food Prep Other | Codes & Standards Forecast | Units | 0 | 0 | 0 | 0 | 0 | 0 | 0 | 0 | 0 | 0 | 0 | 0 | 0 | 0 | 0 | 0 | 0 | 0 | 0 | 0 | 0 | 0 | 0 | 0 | 0 | 0 | 0 | 0 | 0 | 0 | 0 | 0 | 0
F2_Commercial_Other Health_New_Food Preparation_Natural Gas_Food Prep Other_Codes & Standards Forecast | F2 | Commercial | Other Health | New | Food Preparation | Natural Gas | Food Prep Other | Codes & Standards Forecast | Usage (MMtherm) | 0 | 0 | 0 | 0 | 0 | 0 | 0 | 0 | 0 | 0 | 0 | 0 | 0 | 0 | 0 | 0 | 0 | 0 | 0 | 0 | 0 | 0 | 0 | 0 | 0 | 0 | 0 | 0 | 0 | 0 | 0 | 0 | 0
F3_Commercial_Other Health_New_Food Preparation_Natural Gas_Food Prep Other_Codes & Standards Forecast | F3 | Commercial | Other Health | New | Food Preparation | Natural Gas | Food Prep Other | Codes & Standards Forecast | Summer Peak Demand (MW) | 0 | 0 | 0 | 0 | 0 | 0 | 0 | 0 | 0 | 0 | 0 | 0 | 0 | 0 | 0 | 0 | 0 | 0 | 0 | 0 | 0 | 0 | 0 | 0 | 0 | 0 | 0 | 0 | 0 | 0 | 0 | 0 | 0
F4_Commercial_Other Health_New_Food Preparation_Natural Gas_Food Prep Other_Codes & Standards Forecast | F4 | Commercial | Other Health | New | Food Preparation | Natural Gas | Food Prep Other | Codes & Standards Forecast | Winter Peak Demand (MW) | 0 | 0 | 0 | 0 | 0 | 0 | 0 | 0 | 0 | 0 | 0 | 0 | 0 | 0 | 0 | 0 | 0 | 0 | 0 | 0 | 0 | 0 | 0 | 0 | 0 | 0 | 0 | 0 | 0 | 0 | 0 | 0 | 0
F5_Commercial_Other Health_New_Food Preparation_Natural Gas_Food Prep Other_Codes & Standards Forecast | F5 | Commercial | Other Health | New | Food Preparation | Natural Gas | Food Prep Other | Codes & Standards Forecast | Turnover | 0 | 0 | 0 | 0 | 0 | 0 | 0 | 0 | 0 | 0 | 0 | 0 | 0 | 0 | 0 | 0 | 0 | 0 | 0 | 0 | 0 | 0 | 0 | 0 | 0 | 0 | 0 | 0 | 0 | 0 | 0 | 0 | 0
F6_Commercial_Other Health_New_Food Preparation_Natural Gas_Food Prep Other_Codes & Standards Forecast | F6 | Commercial | Other Health | New | Food Preparation | Natural Gas | Food Prep Other | Codes & Standards Forecast | Avg. Replacement Usage (kWh) | 0.044865 | 0.044865 | 0.044865 | 0.044865 | 0.044865 | 0.044865 | 0.044865 | 0.044865 | 0.044865 | 0.044865 | 0.044865 | 0.044865 | 0.044865 | 0.044865 | 0.044865 | 0.044865 | 0.044865 | 0.044865 | 0.044865 | 0.044865 | 0.044865 | 0.044865 | 0.044865 | 0.044865 | 0.044865 | 0.044865 | 0.044865 | 0.044865 | 0.044865 | 0.044865 | 0.044865 | 0.044865 | 0.044865
F7_Commercial_Other Health_New_Food Preparation_Natural Gas_Food Prep Other_Codes & Standards Forecast | F7 | Commercial | Other Health | New | Food Preparation | Natural Gas | Food Prep Other | Codes & Standards Forecast | Avg. Replacement Summer Demand (kW) | 0 | 0 | 0 | 0 | 0 | 0 | 0 | 0 | 0 | 0 | 0 | 0 | 0 | 0 | 0 | 0 | 0 | 0 | 0 | 0 | 0 | 0 | 0 | 0 | 0 | 0 | 0 | 0 | 0 | 0 | 0 | 0 | 0
F8_Commercial_Other Health_New_Food Preparation_Natural Gas_Food Prep Other_Codes & Standards Forecast | F8 | Commercial | Other Health | New | Food Preparation | Natural Gas | Food Prep Other | Codes & Standards Forecast | Avg. Replacement Winter Demand (kW) | 0 | 0 | 0 | 0 | 0 | 0 | 0 | 0 | 0 | 0 | 0 | 0 | 0 | 0 | 0 | 0 | 0 | 0 | 0 | 0 | 0 | 0 | 0 | 0 | 0 | 0 | 0 | 0 | 0 | 0 | 0 | 0 | 0
F1_Commercial_Other Health_New_Miscellaneous_Natural Gas_Pool Heater_Codes & Standards Forecast | F1 | Commercial | Other Health | New | Miscellaneous | Natural Gas | Pool Heater | Codes & Standards Forecast | Units | 0 | 0 | 0 | 0 | 0 | 0 | 0 | 0 | 0 | 0 | 0 | 0 | 0 | 0 | 0 | 0 | 0 | 0 | 0 | 0 | 0 | 0 | 0 | 0 | 0 | 0 | 0 | 0 | 0 | 0 | 0 | 0 | 0
F2_Commercial_Other Health_New_Miscellaneous_Natural Gas_Pool Heater_Codes & Standards Forecast | F2 | Commercial | Other Health | New | Miscellaneous | Natural Gas | Pool Heater | Codes & Standards Forecast | Usage (MMtherm) | 0 | 0 | 0 | 0 | 0 | 0 | 0 | 0 | 0 | 0 | 0 | 0 | 0 | 0 | 0 | 0 | 0 | 0 | 0 | 0 | 0 | 0 | 0 | 0 | 0 | 0 | 0 | 0 | 0 | 0 | 0 | 0 | 0
F3_Commercial_Other Health_New_Miscellaneous_Natural Gas_Pool Heater_Codes & Standards Forecast | F3 | Commercial | Other Health | New | Miscellaneous | Natural Gas | Pool Heater | Codes & Standards Forecast | Summer Peak Demand (MW) | 0 | 0 | 0 | 0 | 0 | 0 | 0 | 0 | 0 | 0 | 0 | 0 | 0 | 0 | 0 | 0 | 0 | 0 | 0 | 0 | 0 | 0 | 0 | 0 | 0 | 0 | 0 | 0 | 0 | 0 | 0 | 0 | 0
F4_Commercial_Other Health_New_Miscellaneous_Natural Gas_Pool Heater_Codes & Standards Forecast | F4 | Commercial | Other Health | New | Miscellaneous | Natural Gas | Pool Heater | Codes & Standards Forecast | Winter Peak Demand (MW) | 0 | 0 | 0 | 0 | 0 | 0 | 0 | 0 | 0 | 0 | 0 | 0 | 0 | 0 | 0 | 0 | 0 | 0 | 0 | 0 | 0 | 0 | 0 | 0 | 0 | 0 | 0 | 0 | 0 | 0 | 0 | 0 | 0
F5_Commercial_Other Health_New_Miscellaneous_Natural Gas_Pool Heater_Codes & Standards Forecast | F5 | Commercial | Other Health | New | Miscellaneous | Natural Gas | Pool Heater | Codes & Standards Forecast | Turnover | 0 | 0 | 0 | 0 | 0 | 0 | 0 | 0 | 0 | 0 | 0 | 0 | 0 | 0 | 0 | 0 | 0 | 0 | 0 | 0 | 0 | 0 | 0 | 0 | 0 | 0 | 0 | 0 | 0 | 0 | 0 | 0 | 0
F6_Commercial_Other Health_New_Miscellaneous_Natural Gas_Pool Heater_Codes & Standards Forecast | F6 | Commercial | Other Health | New | Miscellaneous | Natural Gas | Pool Heater | Codes & Standards Forecast | Avg. Replacement Usage (kWh) | 0.010152 | 0.010152 | 0.010152 | 0.010152 | 0.010152 | 0.010152 | 0.010152 | 0.010152 | 0.010152 | 0.010152 | 0.010152 | 0.010152 | 0.010152 | 0.010152 | 0.010152 | 0.010152 | 0.010152 | 0.010152 | 0.010152 | 0.010152 | 0.010152 | 0.010152 | 0.010152 | 0.010152 | 0.010152 | 0.010152 | 0.010152 | 0.010152 | 0.010152 | 0.010152 | 0.010152 | 0.010152 | 0.010152
F7_Commercial_Other Health_New_Miscellaneous_Natural Gas_Pool Heater_Codes & Standards Forecast | F7 | Commercial | Other Health | New | Miscellaneous | Natural Gas | Pool Heater | Codes & Standards Forecast | Avg. Replacement Summer Demand (kW) | 0 | 0 | 0 | 0 | 0 | 0 | 0 | 0 | 0 | 0 | 0 | 0 | 0 | 0 | 0 | 0 | 0 | 0 | 0 | 0 | 0 | 0 | 0 | 0 | 0 | 0 | 0 | 0 | 0 | 0 | 0 | 0 | 0
F8_Commercial_Other Health_New_Miscellaneous_Natural Gas_Pool Heater_Codes & Standards Forecast | F8 | Commercial | Other Health | New | Miscellaneous | Natural Gas | Pool Heater | Codes & Standards Forecast | Avg. Replacement Winter Demand (kW) | 0 | 0 | 0 | 0 | 0 | 0 | 0 | 0 | 0 | 0 | 0 | 0 | 0 | 0 | 0 | 0 | 0 | 0 | 0 | 0 | 0 | 0 | 0 | 0 | 0 | 0 | 0 | 0 | 0 | 0 | 0 | 0 | 0
F1_Commercial_Other Health_New_Miscellaneous_Natural Gas_Miscellaneous_Codes & Standards Forecast | F1 | Commercial | Other Health | New | Miscellaneous | Natural Gas | Miscellaneous | Codes & Standards Forecast | Units | 0 | 13378.6738 | 77908.9861 | 119148.3753 | 172334.8678 | 244514.7699 | 311979.5221 | 371774.2828 | 425552.3581 | 477477.2902 | 528724.8936 | 579463.3627 | 630132.3141 | 680946.246 | 732072.7347 | 783293.4136 | 834528.091 | 885696.3956 | 936797.2745 | 987829.6633 | 1038872.9648 | 1089927.2523 | 1140920.6299 | 1191852.268 | 1242721.3285 | 1293598.9353 | 1344485.1383 | 1395379.9876 | 1446283.534 | 1497195.8281 | 1548116.9213 | 1599046.8648 | 1621986.3407
F2_Commercial_Other Health_New_Miscellaneous_Natural Gas_Miscellaneous_Codes & Standards Forecast | F2 | Commercial | Other Health | New | Miscellaneous | Natural Gas | Miscellaneous | Codes & Standards Forecast | Usage (MMtherm) | 0 | 0.00010568 | 0.00061541 | 0.00094117 | 0.0013613 | 0.0019315 | 0.0024644 | 0.0029367 | 0.0033615 | 0.0037716 | 0.0041765 | 0.0045772 | 0.0049775 | 0.0053789 | 0.0057827 | 0.0061873 | 0.006592 | 0.0069962 | 0.0073999 | 0.007803 | 0.0082062 | 0.0086095 | 0.0090123 | 0.0094146 | 0.0098164 | 0.010218 | 0.01062 | 0.011022 | 0.011424 | 0.011827 | 0.012229 | 0.012631 | 0.012812
F3_Commercial_Other Health_New_Miscellaneous_Natural Gas_Miscellaneous_Codes & Standards Forecast | F3 | Commercial | Other Health | New | Miscellaneous | Natural Gas | Miscellaneous | Codes & Standards Forecast | Summer Peak Demand (MW) | 0 | 0 | 0 | 0 | 0 | 0 | 0 | 0 | 0 | 0 | 0 | 0 | 0 | 0 | 0 | 0 | 0 | 0 | 0 | 0 | 0 | 0 | 0 | 0 | 0 | 0 | 0 | 0 | 0 | 0 | 0 | 0 | 0
F4_Commercial_Other Health_New_Miscellaneous_Natural Gas_Miscellaneous_Codes & Standards Forecast | F4 | Commercial | Other Health | New | Miscellaneous | Natural Gas | Miscellaneous | Codes & Standards Forecast | Winter Peak Demand (MW) | 0 | 0 | 0 | 0 | 0 | 0 | 0 | 0 | 0 | 0 | 0 | 0 | 0 | 0 | 0 | 0 | 0 | 0 | 0 | 0 | 0 | 0 | 0 | 0 | 0 | 0 | 0 | 0 | 0 | 0 | 0 | 0 | 0
F5_Commercial_Other Health_New_Miscellaneous_Natural Gas_Miscellaneous_Codes & Standards Forecast | F5 | Commercial | Other Health | New | Miscellaneous | Natural Gas | Miscellaneous | Codes & Standards Forecast | Turnover | 0 | 13378.6738 | 64530.3123 | 41239.3892 | 55097.7316 | 83036.7231 | 82661.94 | 80692.0263 | 83552.4062 | 89254.6358 | 94771.9245 | 103879.0604 | 123872.0877 | 120312.3466 | 129574.1514 | 144297.7701 | 148093.3237 | 152126.646 | 159083.9595 | 166406.8894 | 173275.6101 | 181204.5469 | 192148.2671 | 195638.0458 | 203487.9813 | 213433.4086 | 219273.9013 | 225472.0111 | 233058.6636 | 240503.6828 | 247639.5359 | 255149.9989 | 235531.4378
F6_Commercial_Other Health_New_Miscellaneous_Natural Gas_Miscellaneous_Codes & Standards Forecast | F6 | Commercial | Other Health | New | Miscellaneous | Natural Gas | Miscellaneous | Codes & Standards Forecast | Avg. Replacement Usage (kWh) | 0.0078991 | 0.0078991 | 0.0078991 | 0.0078991 | 0.0078991 | 0.0078991 | 0.0078991 | 0.0078991 | 0.0078991 | 0.0078991 | 0.0078991 | 0.0078991 | 0.0078991 | 0.0078991 | 0.0078991 | 0.0078991 | 0.0078991 | 0.0078991 | 0.0078991 | 0.0078991 | 0.0078991 | 0.0078991 | 0.0078991 | 0.0078991 | 0.0078991 | 0.0078991 | 0.0078991 | 0.0078991 | 0.0078991 | 0.0078991 | 0.0078991 | 0.0078991 | 0.0078991
F7_Commercial_Other Health_New_Miscellaneous_Natural Gas_Miscellaneous_Codes & Standards Forecast | F7 | Commercial | Other Health | New | Miscellaneous | Natural Gas | Miscellaneous | Codes & Standards Forecast | Avg. Replacement Summer Demand (kW) | 0 | 0 | 0 | 0 | 0 | 0 | 0 | 0 | 0 | 0 | 0 | 0 | 0 | 0 | 0 | 0 | 0 | 0 | 0 | 0 | 0 | 0 | 0 | 0 | 0 | 0 | 0 | 0 | 0 | 0 | 0 | 0 | 0
F8_Commercial_Other Health_New_Miscellaneous_Natural Gas_Miscellaneous_Codes & Standards Forecast | F8 | Commercial | Other Health | New | Miscellaneous | Natural Gas | Miscellaneous | Codes & Standards Forecast | Avg. Replacement Winter Demand (kW) | 0 | 0 | 0 | 0 | 0 | 0 | 0 | 0 | 0 | 0 | 0 | 0 | 0 | 0 | 0 | 0 | 0 | 0 | 0 | 0 | 0 | 0 | 0 | 0 | 0 | 0 | 0 | 0 | 0 | 0 | 0 | 0 | 0
F1_Commercial_Lodging_Existing_Space Heating_Natural Gas_Furnace_Codes & Standards Forecast | F1 | Commercial | Lodging | Existing | Space Heating | Natural Gas | Furnace | Codes & Standards Forecast | Units | 203999.8182 | 202961.9132 | 201924.0081 | 200670.5996 | 199384.6144 | 197974.6913 | 196657.5031 | 195491.1638 | 194443.1571 | 193431.597 | 192433.3583 | 191445.1329 | 190458.2747 | 189468.5651 | 188472.7083 | 187474.9991 | 186477.0145 | 185480.3354 | 184484.9823 | 183490.9762 | 182496.7555 | 181502.3188 | 180509.08 | 179517.0554 | 178526.2616 | 177535.2997 | 176544.1687 | 175552.8677 | 174561.3957 | 173569.7516 | 172577.9344 | 171585.9432 | 170599.654
F2_Commercial_Lodging_Existing_Space Heating_Natural Gas_Furnace_Codes & Standards Forecast | F2 | Commercial | Lodging | Existing | Space Heating | Natural Gas | Furnace | Codes & Standards Forecast | Usage (MMtherm) | 0.1087 | 0.10766 | 0.10604 | 0.1043 | 0.10255 | 0.10074 | 0.098994 | 0.097343 | 0.09577 | 0.094239 | 0.092738 | 0.091271 | 0.089835 | 0.08843 | 0.087054 | 0.085714 | 0.08441 | 0.083144 | 0.081916 | 0.080723 | 0.079563 | 0.078435 | 0.077332 | 0.076258 | 0.075207 | 0.07418 | 0.073173 | 0.072185 | 0.071216 | 0.070264 | 0.069327 | 0.068406 | 0.067928
F3_Commercial_Lodging_Existing_Space Heating_Natural Gas_Furnace_Codes & Standards Forecast | F3 | Commercial | Lodging | Existing | Space Heating | Natural Gas | Furnace | Codes & Standards Forecast | Summer Peak Demand (MW) | 0 | 0 | 0 | 0 | 0 | 0 | 0 | 0 | 0 | 0 | 0 | 0 | 0 | 0 | 0 | 0 | 0 | 0 | 0 | 0 | 0 | 0 | 0 | 0 | 0 | 0 | 0 | 0 | 0 | 0 | 0 | 0 | 0
F4_Commercial_Lodging_Existing_Space Heating_Natural Gas_Furnace_Codes & Standards Forecast | F4 | Commercial | Lodging | Existing | Space Heating | Natural Gas | Furnace | Codes & Standards Forecast | Winter Peak Demand (MW) | 0 | 0 | 0 | 0 | 0 | 0 | 0 | 0 | 0 | 0 | 0 | 0 | 0 | 0 | 0 | 0 | 0 | 0 | 0 | 0 | 0 | 0 | 0 | 0 | 0 | 0 | 0 | 0 | 0 | 0 | 0 | 0 | 0
F5_Commercial_Lodging_Existing_Space Heating_Natural Gas_Furnace_Codes & Standards Forecast | F5 | Commercial | Lodging | Existing | Space Heating | Natural Gas | Furnace | Codes & Standards Forecast | Turnover | 0 | 4072.8143 | 4415.6266 | 4721.8013 | 4997.4923 | 5242.5718 | 5464.8171 | 5668.3454 | 5854.5805 | 6023.042 | 6174.6289 | 6310.672 | 6432.1921 | 6540.2287 | 6635.7462 | 6719.8856 | 6793.62 | 6857.8521 | 6913.3609 | 6630.418 | 6394.2076 | 6198.704 | 6038.5982 | 5909.1337 | 5806.0935 | 5725.6991 | 5664.6508 | 5620.0354 | 5589.2854 | 5570.1421 | 5560.6223 | 5558.9889 | 6680.2351
F6_Commercial_Lodging_Existing_Space Heating_Natural Gas_Furnace_Codes & Standards Forecast | F6 | Commercial | Lodging | Existing | Space Heating | Natural Gas | Furnace | Codes & Standards Forecast | Avg. Replacement Usage (kWh) | 0.46622 | 0.46622 | 0.46375 | 0.46128 | 0.45881 | 0.45635 | 0.45388 | 0.45141 | 0.44894 | 0.44648 | 0.44401 | 0.44154 | 0.43907 | 0.43661 | 0.43414 | 0.43167 | 0.4292 | 0.42674 | 0.42427 | 0.4218 | 0.41934 | 0.41688 | 0.41441 | 0.41194 | 0.40947 | 0.40701 | 0.40454 | 0.40208 | 0.39961 | 0.39715 | 0.39468 | 0.39222 | 0.39222
F7_Commercial_Lodging_Existing_Space Heating_Natural Gas_Furnace_Codes & Standards Forecast | F7 | Commercial | Lodging | Existing | Space Heating | Natural Gas | Furnace | Codes & Standards Forecast | Avg. Replacement Summer Demand (kW) | 0 | 0 | 0 | 0 | 0 | 0 | 0 | 0 | 0 | 0 | 0 | 0 | 0 | 0 | 0 | 0 | 0 | 0 | 0 | 0 | 0 | 0 | 0 | 0 | 0 | 0 | 0 | 0 | 0 | 0 | 0 | 0 | 0
F8_Commercial_Lodging_Existing_Space Heating_Natural Gas_Furnace_Codes & Standards Forecast | F8 | Commercial | Lodging | Existing | Space Heating | Natural Gas | Furnace | Codes & Standards Forecast | Avg. Replacement Winter Demand (kW) | 0 | 0 | 0 | 0 | 0 | 0 | 0 | 0 | 0 | 0 | 0 | 0 | 0 | 0 | 0 | 0 | 0 | 0 | 0 | 0 | 0 | 0 | 0 | 0 | 0 | 0 | 0 | 0 | 0 | 0 | 0 | 0 | 0
F1_Commercial_Lodging_Existing_Space Heating_Natural Gas_Boiler_Codes & Standards Forecast | F1 | Commercial | Lodging | Existing | Space Heating | Natural Gas | Boiler | Codes & Standards Forecast | Units | 141284.251 | 140565.4286 | 139846.6063 | 138978.5325 | 138087.8971 | 137111.426 | 136199.1803 | 135391.4082 | 134665.5897 | 133965.0131 | 133273.6624 | 132589.2466 | 131905.7778 | 131220.3341 | 130530.6332 | 129839.6492 | 129148.4746 | 128458.204 | 127768.8518 | 127080.4326 | 126391.8647 | 125703.1472 | 125015.2593 | 124328.2124 | 123642.0178 | 122955.7069 | 122269.2788 | 121582.733 | 120896.0687 | 120209.2853 | 119522.382 | 118835.3582 | 118152.2834
F2_Commercial_Lodging_Existing_Space Heating_Natural Gas_Boiler_Codes & Standards Forecast | F2 | Commercial | Lodging | Existing | Space Heating | Natural Gas | Boiler | Codes & Standards Forecast | Usage (MMtherm) | 0.17417 | 0.17279 | 0.17047 | 0.16797 | 0.16544 | 0.16284 | 0.16034 | 0.15799 | 0.15577 | 0.15362 | 0.15152 | 0.14947 | 0.14747 | 0.14552 | 0.14361 | 0.14176 | 0.13996 | 0.13821 | 0.13652 | 0.13489 | 0.13331 | 0.13179 | 0.13028 | 0.12878 | 0.12729 | 0.12581 | 0.12434 | 0.12288 | 0.12143 | 0.11999 | 0.11856 | 0.11713 | 0.11645
F3_Commercial_Lodging_Existing_Space Heating_Natural Gas_Boiler_Codes & Standards Forecast | F3 | Commercial | Lodging | Existing | Space Heating | Natural Gas | Boiler | Codes & Standards Forecast | Summer Peak Demand (MW) | 0 | 0 | 0 | 0 | 0 | 0 | 0 | 0 | 0 | 0 | 0 | 0 | 0 | 0 | 0 | 0 | 0 | 0 | 0 | 0 | 0 | 0 | 0 | 0 | 0 | 0 | 0 | 0 | 0 | 0 | 0 | 0 | 0
F4_Commercial_Lodging_Existing_Space Heating_Natural Gas_Boiler_Codes & Standards Forecast | F4 | Commercial | Lodging | Existing | Space Heating | Natural Gas | Boiler | Codes & Standards Forecast | Winter Peak Demand (MW) | 0 | 0 | 0 | 0 | 0 | 0 | 0 | 0 | 0 | 0 | 0 | 0 | 0 | 0 | 0 | 0 | 0 | 0 | 0 | 0 | 0 | 0 | 0 | 0 | 0 | 0 | 0 | 0 | 0 | 0 | 0 | 0 | 0
F5_Commercial_Lodging_Existing_Space Heating_Natural Gas_Boiler_Codes & Standards Forecast | F5 | Commercial | Lodging | Existing | Space Heating | Natural Gas | Boiler | Codes & Standards Forecast | Turnover | 0 | 2555.7351 | 2820.0473 | 3053.1422 | 3259.9345 | 3441.2072 | 3602.8259 | 3748.2035 | 3878.8838 | 3995.0587 | 4097.7601 | 4188.2485 | 4267.5292 | 4336.5768 | 4396.2782 | 4447.6041 | 4491.3837 | 4528.3737 | 4559.2256 | 4584.5293 | 4604.7783 | 4620.4538 | 4384.0633 | 4191.5284 | 4036.3788 | 3912.9487 | 3816.3399 | 3742.2993 | 3687.141 | 3647.6762 | 3621.1528 | 3605.2007 | 3597.9081
F6_Commercial_Lodging_Existing_Space Heating_Natural Gas_Boiler_Codes & Standards Forecast | F6 | Commercial | Lodging | Existing | Space Heating | Natural Gas | Boiler | Codes & Standards Forecast | Avg. Replacement Usage (kWh) | 1.1711 | 1.1711 | 1.1649 | 1.1587 | 1.1525 | 1.1463 | 1.1401 | 1.1339 | 1.1277 | 1.1215 | 1.1153 | 1.1091 | 1.1029 | 1.0967 | 1.0905 | 1.0843 | 1.0781 | 1.0719 | 1.0657 | 1.0595 | 1.0533 | 1.0471 | 1.0409 | 1.0347 | 1.0286 | 1.0224 | 1.0162 | 1.01 | 1.0038 | 0.9976 | 0.9914 | 0.9852 | 0.9852
F7_Commercial_Lodging_Existing_Space Heating_Natural Gas_Boiler_Codes & Standards Forecast | F7 | Commercial | Lodging | Existing | Space Heating | Natural Gas | Boiler | Codes & Standards Forecast | Avg. Replacement Summer Demand (kW) | 0 | 0 | 0 | 0 | 0 | 0 | 0 | 0 | 0 | 0 | 0 | 0 | 0 | 0 | 0 | 0 | 0 | 0 | 0 | 0 | 0 | 0 | 0 | 0 | 0 | 0 | 0 | 0 | 0 | 0 | 0 | 0 | 0
F8_Commercial_Lodging_Existing_Space Heating_Natural Gas_Boiler_Codes & Standards Forecast | F8 | Commercial | Lodging | Existing | Space Heating | Natural Gas | Boiler | Codes & Standards Forecast | Avg. Replacement Winter Demand (kW) | 0 | 0 | 0 | 0 | 0 | 0 | 0 | 0 | 0 | 0 | 0 | 0 | 0 | 0 | 0 | 0 | 0 | 0 | 0 | 0 | 0 | 0 | 0 | 0 | 0 | 0 | 0 | 0 | 0 | 0 | 0 | 0 | 0
F1_Commercial_Lodging_Existing_Space Heating_Natural Gas_Unit Heater_Codes & Standards Forecast | F1 | Commercial | Lodging | Existing | Space Heating | Natural Gas | Unit Heater | Codes & Standards Forecast | Units | 9447.8617 | 9399.7931 | 9351.7245 | 9293.6753 | 9234.1174 | 9168.8195 | 9107.8164 | 9053.7996 | 9005.2632 | 8958.4147 | 8912.1832 | 8866.4154 | 8820.711 | 8774.8745 | 8728.7533 | 8682.5463 | 8636.3265 | 8590.1673 | 8544.0694 | 8498.0339 | 8451.9885 | 8405.933 | 8359.9331 | 8313.9893 | 8268.1026 | 8222.2081 | 8176.3058 | 8130.3956 | 8084.4774 | 8038.5513 | 7992.6172 | 7946.675 | 7900.9969
F2_Commercial_Lodging_Existing_Space Heating_Natural Gas_Unit Heater_Codes & Standards Forecast | F2 | Commercial | Lodging | Existing | Space Heating | Natural Gas | Unit Heater | Codes & Standards Forecast | Usage (MMtherm) | 0.002517 | 0.0025042 | 0.0024782 | 0.0024497 | 0.002421 | 0.002391 | 0.0023622 | 0.0023354 | 0.0023102 | 0.0022856 | 0.0022612 | 0.0022371 | 0.0022131 | 0.0021893 | 0.0021654 | 0.0021417 | 0.0021182 | 0.0020947 | 0.0020714 | 0.0020483 | 0.0020253 | 0.0020024 | 0.0019797 | 0.0019571 | 0.0019346 | 0.0019123 | 0.0018901 | 0.0018681 | 0.0018461 | 0.0018243 | 0.0018026 | 0.0017811 | 0.0017708
F3_Commercial_Lodging_Existing_Space Heating_Natural Gas_Unit Heater_Codes & Standards Forecast | F3 | Commercial | Lodging | Existing | Space Heating | Natural Gas | Unit Heater | Codes & Standards Forecast | Summer Peak Demand (MW) | 0 | 0 | 0 | 0 | 0 | 0 | 0 | 0 | 0 | 0 | 0 | 0 | 0 | 0 | 0 | 0 | 0 | 0 | 0 | 0 | 0 | 0 | 0 | 0 | 0 | 0 | 0 | 0 | 0 | 0 | 0 | 0 | 0
F4_Commercial_Lodging_Existing_Space Heating_Natural Gas_Unit Heater_Codes & Standards Forecast | F4 | Commercial | Lodging | Existing | Space Heating | Natural Gas | Unit Heater | Codes & Standards Forecast | Winter Peak Demand (MW) | 0 | 0 | 0 | 0 | 0 | 0 | 0 | 0 | 0 | 0 | 0 | 0 | 0 | 0 | 0 | 0 | 0 | 0 | 0 | 0 | 0 | 0 | 0 | 0 | 0 | 0 | 0 | 0 | 0 | 0 | 0 | 0 | 0
F5_Commercial_Lodging_Existing_Space Heating_Natural Gas_Unit Heater_Codes & Standards Forecast | F5 | Commercial | Lodging | Existing | Space Heating | Natural Gas | Unit Heater | Codes & Standards Forecast | Turnover | 0 | 313.3264 | 405.2414 | 477.0753 | 533.1164 | 576.2909 | 609.7622 | 635.8133 | 656.0116 | 671.3859 | 682.8733 | 691.2667 | 608.9675 | 560.6913 | 535.8106 | 526.6339 | 527.6287 | 609.9302 | 627.7268 | 641.1096 | 650.9751 | 658.0412 | 662.8844 | 649.3316 | 627.942 | 605.0287 | 584.1024 | 566.8626 | 546.8164 | 542.252 | 546.6538 | 555.6992 | 566.6176
F6_Commercial_Lodging_Existing_Space Heating_Natural Gas_Unit Heater_Codes & Standards Forecast | F6 | Commercial | Lodging | Existing | Space Heating | Natural Gas | Unit Heater | Codes & Standards Forecast | Avg. Replacement Usage (kWh) | 0.26641 | 0.26641 | 0.265 | 0.26359 | 0.26218 | 0.26077 | 0.25936 | 0.25795 | 0.25654 | 0.25513 | 0.25372 | 0.25231 | 0.2509 | 0.24949 | 0.24808 | 0.24667 | 0.24526 | 0.24385 | 0.24244 | 0.24103 | 0.23962 | 0.23822 | 0.23681 | 0.2354 | 0.23399 | 0.23258 | 0.23117 | 0.22976 | 0.22835 | 0.22695 | 0.22554 | 0.22413 | 0.22413
F7_Commercial_Lodging_Existing_Space Heating_Natural Gas_Unit Heater_Codes & Standards Forecast | F7 | Commercial | Lodging | Existing | Space Heating | Natural Gas | Unit Heater | Codes & Standards Forecast | Avg. Replacement Summer Demand (kW) | 0 | 0 | 0 | 0 | 0 | 0 | 0 | 0 | 0 | 0 | 0 | 0 | 0 | 0 | 0 | 0 | 0 | 0 | 0 | 0 | 0 | 0 | 0 | 0 | 0 | 0 | 0 | 0 | 0 | 0 | 0 | 0 | 0
F8_Commercial_Lodging_Existing_Space Heating_Natural Gas_Unit Heater_Codes & Standards Forecast | F8 | Commercial | Lodging | Existing | Space Heating | Natural Gas | Unit Heater | Codes & Standards Forecast | Avg. Replacement Winter Demand (kW) | 0 | 0 | 0 | 0 | 0 | 0 | 0 | 0 | 0 | 0 | 0 | 0 | 0 | 0 | 0 | 0 | 0 | 0 | 0 | 0 | 0 | 0 | 0 | 0 | 0 | 0 | 0 | 0 | 0 | 0 | 0 | 0 | 0
F1_Commercial_Lodging_Existing_Water Heating_Natural Gas_Water Heater_Codes & Standards Forecast | F1 | Commercial | Lodging | Existing | Water Heating | Natural Gas | Water Heater | Codes & Standards Forecast | Units | 501803.6871 | 499250.6232 | 496697.5593 | 493614.3947 | 490451.0971 | 486982.9342 | 483742.8827 | 480873.8931 | 478295.9811 | 475807.7211 | 473352.2292 | 470921.3684 | 468493.8708 | 466059.3592 | 463609.7267 | 461155.5374 | 458700.6708 | 456249.0153 | 453800.6217 | 451355.5415 | 448909.9334 | 446463.7939 | 444020.601 | 441580.395 | 439143.2164 | 436705.6244 | 434267.6165 | 431829.1903 | 429390.3433 | 426951.0731 | 424511.3773 | 422071.2533 | 419645.1553
F2_Commercial_Lodging_Existing_Water Heating_Natural Gas_Water Heater_Codes & Standards Forecast | F2 | Commercial | Lodging | Existing | Water Heating | Natural Gas | Water Heater | Codes & Standards Forecast | Usage (MMtherm) | 0.42316 | 0.41568 | 0.40716 | 0.39771 | 0.38816 | 0.37868 | 0.36995 | 0.36227 | 0.35575 | 0.35033 | 0.34568 | 0.34165 | 0.33809 | 0.3349 | 0.332 | 0.32934 | 0.32687 | 0.32455 | 0.32235 | 0.32025 | 0.31822 | 0.31626 | 0.31435 | 0.31247 | 0.31063 | 0.30882 | 0.30702 | 0.30524 | 0.30347 | 0.3017 | 0.29995 | 0.2982 | 0.29647
F3_Commercial_Lodging_Existing_Water Heating_Natural Gas_Water Heater_Codes & Standards Forecast | F3 | Commercial | Lodging | Existing | Water Heating | Natural Gas | Water Heater | Codes & Standards Forecast | Summer Peak Demand (MW) | 0 | 0 | 0 | 0 | 0 | 0 | 0 | 0 | 0 | 0 | 0 | 0 | 0 | 0 | 0 | 0 | 0 | 0 | 0 | 0 | 0 | 0 | 0 | 0 | 0 | 0 | 0 | 0 | 0 | 0 | 0 | 0 | 0
F4_Commercial_Lodging_Existing_Water Heating_Natural Gas_Water Heater_Codes & Standards Forecast | F4 | Commercial | Lodging | Existing | Water Heating | Natural Gas | Water Heater | Codes & Standards Forecast | Winter Peak Demand (MW) | 0 | 0 | 0 | 0 | 0 | 0 | 0 | 0 | 0 | 0 | 0 | 0 | 0 | 0 | 0 | 0 | 0 | 0 | 0 | 0 | 0 | 0 | 0 | 0 | 0 | 0 | 0 | 0 | 0 | 0 | 0 | 0 | 0
F5_Commercial_Lodging_Existing_Water Heating_Natural Gas_Water Heater_Codes & Standards Forecast | F5 | Commercial | Lodging | Existing | Water Heating | Natural Gas | Water Heater | Codes & Standards Forecast | Turnover | 0 | 19970.0249 | 25828.2731 | 30406.6467 | 33978.452 | 36730.2008 | 38863.5162 | 40523.897 | 41811.2419 | 42791.1348 | 37843.0605 | 35016.5588 | 33640.6893 | 33230.4198 | 33438.0672 | 38854.1858 | 40091.8962 | 41027.0713 | 41721.5369 | 41141.2503 | 39989.0502 | 38688.8885 | 37479.6984 | 36480.1288 | 35273.2812 | 35056.0094 | 35407.8651 | 36050.3542 | 36598.0469 | 38076.1575 | 37994.6335 | 37625.1327 | 37082.4076
F6_Commercial_Lodging_Existing_Water Heating_Natural Gas_Water Heater_Codes & Standards Forecast | F6 | Commercial | Lodging | Existing | Water Heating | Natural Gas | Water Heater | Codes & Standards Forecast | Avg. Replacement Usage (kWh) | 0.7063 | 0.7063 | 0.7063 | 0.7063 | 0.7063 | 0.7063 | 0.7063 | 0.7063 | 0.7063 | 0.7063 | 0.7063 | 0.7063 | 0.7063 | 0.7063 | 0.7063 | 0.7063 | 0.7063 | 0.7063 | 0.7063 | 0.7063 | 0.7063 | 0.7063 | 0.7063 | 0.7063 | 0.7063 | 0.7063 | 0.7063 | 0.7063 | 0.7063 | 0.7063 | 0.7063 | 0.7063 | 0.7063
F7_Commercial_Lodging_Existing_Water Heating_Natural Gas_Water Heater_Codes & Standards Forecast | F7 | Commercial | Lodging | Existing | Water Heating | Natural Gas | Water Heater | Codes & Standards Forecast | Avg. Replacement Summer Demand (kW) | 0 | 0 | 0 | 0 | 0 | 0 | 0 | 0 | 0 | 0 | 0 | 0 | 0 | 0 | 0 | 0 | 0 | 0 | 0 | 0 | 0 | 0 | 0 | 0 | 0 | 0 | 0 | 0 | 0 | 0 | 0 | 0 | 0
F8_Commercial_Lodging_Existing_Water Heating_Natural Gas_Water Heater_Codes & Standards Forecast | F8 | Commercial | Lodging | Existing | Water Heating | Natural Gas | Water Heater | Codes & Standards Forecast | Avg. Replacement Winter Demand (kW) | 0 | 0 | 0 | 0 | 0 | 0 | 0 | 0 | 0 | 0 | 0 | 0 | 0 | 0 | 0 | 0 | 0 | 0 | 0 | 0 | 0 | 0 | 0 | 0 | 0 | 0 | 0 | 0 | 0 | 0 | 0 | 0 | 0
F1_Commercial_Lodging_Existing_Food Preparation_Natural Gas_Oven_Codes & Standards Forecast | F1 | Commercial | Lodging | Existing | Food Preparation | Natural Gas | Oven | Codes & Standards Forecast | Units | 67076.9516 | 66735.6793 | 66394.4069 | 65982.275 | 65559.4316 | 65095.8364 | 64662.7332 | 64279.2305 | 63934.6366 | 63602.0267 | 63273.7969 | 62948.8596 | 62624.3719 | 62298.9466 | 61971.5 | 61643.4444 | 61315.2982 | 60987.5812 | 60660.3003 | 60333.4623 | 60006.5537 | 59679.5741 | 59352.9883 | 59026.8018 | 58701.02 | 58375.183 | 58049.2903 | 57723.3417 | 57397.3369 | 57071.2755 | 56745.1572 | 56418.9817 | 56094.6811
F2_Commercial_Lodging_Existing_Food Preparation_Natural Gas_Oven_Codes & Standards Forecast | F2 | Commercial | Lodging | Existing | Food Preparation | Natural Gas | Oven | Codes & Standards Forecast | Usage (MMtherm) | 0.0063204 | 0.0063058 | 0.0062963 | 0.006284 | 0.0062736 | 0.0062616 | 0.0062541 | 0.0062527 | 0.006256 | 0.0062611 | 0.0062671 | 0.0062737 | 0.0062723 | 0.0062642 | 0.0062509 | 0.0062333 | 0.0062125 | 0.0061892 | 0.0061638 | 0.0061368 | 0.0061085 | 0.0060792 | 0.0060491 | 0.0060183 | 0.0059871 | 0.0059554 | 0.0059234 | 0.0058912 | 0.0058587 | 0.0058261 | 0.0057933 | 0.0057604 | 0.0057276
F3_Commercial_Lodging_Existing_Food Preparation_Natural Gas_Oven_Codes & Standards Forecast | F3 | Commercial | Lodging | Existing | Food Preparation | Natural Gas | Oven | Codes & Standards Forecast | Summer Peak Demand (MW) | 0 | 0 | 0 | 0 | 0 | 0 | 0 | 0 | 0 | 0 | 0 | 0 | 0 | 0 | 0 | 0 | 0 | 0 | 0 | 0 | 0 | 0 | 0 | 0 | 0 | 0 | 0 | 0 | 0 | 0 | 0 | 0 | 0
F4_Commercial_Lodging_Existing_Food Preparation_Natural Gas_Oven_Codes & Standards Forecast | F4 | Commercial | Lodging | Existing | Food Preparation | Natural Gas | Oven | Codes & Standards Forecast | Winter Peak Demand (MW) | 0 | 0 | 0 | 0 | 0 | 0 | 0 | 0 | 0 | 0 | 0 | 0 | 0 | 0 | 0 | 0 | 0 | 0 | 0 | 0 | 0 | 0 | 0 | 0 | 0 | 0 | 0 | 0 | 0 | 0 | 0 | 0 | 0
F5_Commercial_Lodging_Existing_Food Preparation_Natural Gas_Oven_Codes & Standards Forecast | F5 | Commercial | Lodging | Existing | Food Preparation | Natural Gas | Oven | Codes & Standards Forecast | Turnover | 0 | 2224.5226 | 2877.091 | 3387.0901 | 3784.9645 | 4091.4903 | 4329.1269 | 4514.0818 | 4657.4831 | 4766.6364 | 4848.1931 | 4907.7842 | 4323.4843 | 3980.7382 | 3804.0929 | 3738.9406 | 3746.0039 | 4330.319 | 4456.6698 | 4551.6835 | 4621.7259 | 4671.893 | 4706.278 | 4610.0574 | 4458.1978 | 4295.5201 | 4146.9498 | 4024.5525 | 3882.2306 | 3849.8245 | 3881.0764 | 3945.2959 | 4022.8131
F6_Commercial_Lodging_Existing_Food Preparation_Natural Gas_Oven_Codes & Standards Forecast | F6 | Commercial | Lodging | Existing | Food Preparation | Natural Gas | Oven | Codes & Standards Forecast | Avg. Replacement Usage (kWh) | 0.10213 | 0.10213 | 0.10213 | 0.10213 | 0.10213 | 0.10213 | 0.10213 | 0.10213 | 0.10213 | 0.10213 | 0.10213 | 0.10213 | 0.10213 | 0.10213 | 0.10213 | 0.10213 | 0.10213 | 0.10213 | 0.10213 | 0.10213 | 0.10213 | 0.10213 | 0.10213 | 0.10213 | 0.10213 | 0.10213 | 0.10213 | 0.10213 | 0.10213 | 0.10213 | 0.10213 | 0.10213 | 0.10213
F7_Commercial_Lodging_Existing_Food Preparation_Natural Gas_Oven_Codes & Standards Forecast | F7 | Commercial | Lodging | Existing | Food Preparation | Natural Gas | Oven | Codes & Standards Forecast | Avg. Replacement Summer Demand (kW) | 0 | 0 | 0 | 0 | 0 | 0 | 0 | 0 | 0 | 0 | 0 | 0 | 0 | 0 | 0 | 0 | 0 | 0 | 0 | 0 | 0 | 0 | 0 | 0 | 0 | 0 | 0 | 0 | 0 | 0 | 0 | 0 | 0
F8_Commercial_Lodging_Existing_Food Preparation_Natural Gas_Oven_Codes & Standards Forecast | F8 | Commercial | Lodging | Existing | Food Preparation | Natural Gas | Oven | Codes & Standards Forecast | Avg. Replacement Winter Demand (kW) | 0 | 0 | 0 | 0 | 0 | 0 | 0 | 0 | 0 | 0 | 0 | 0 | 0 | 0 | 0 | 0 | 0 | 0 | 0 | 0 | 0 | 0 | 0 | 0 | 0 | 0 | 0 | 0 | 0 | 0 | 0 | 0 | 0
F1_Commercial_Lodging_Existing_Food Preparation_Natural Gas_Conveyor Oven_Codes & Standards Forecast | F1 | Commercial | Lodging | Existing | Food Preparation | Natural Gas | Conveyor Oven | Codes & Standards Forecast | Units | 33538.4758 | 33367.8396 | 33197.2034 | 32991.1375 | 32779.7158 | 32547.9182 | 32331.3666 | 32139.6153 | 31967.3183 | 31801.0133 | 31636.8985 | 31474.4298 | 31312.1859 | 31149.4733 | 30985.75 | 30821.7222 | 30657.6491 | 30493.7906 | 30330.1502 | 30166.7311 | 30003.2769 | 29839.787 | 29676.4942 | 29513.4009 | 29350.51 | 29187.5915 | 29024.6452 | 28861.6709 | 28698.6685 | 28535.6378 | 28372.5786 | 28209.4909 | 28047.3405
F2_Commercial_Lodging_Existing_Food Preparation_Natural Gas_Conveyor Oven_Codes & Standards Forecast | F2 | Commercial | Lodging | Existing | Food Preparation | Natural Gas | Conveyor Oven | Codes & Standards Forecast | Usage (MMtherm) | 0.0054073 | 0.0054007 | 0.0054 | 0.0053983 | 0.0053992 | 0.0053994 | 0.0054041 | 0.0054144 | 0.005429 | 0.0054455 | 0.0054629 | 0.0054808 | 0.005499 | 0.0055171 | 0.005535 | 0.0055526 | 0.0055699 | 0.0055775 | 0.0055773 | 0.0055709 | 0.0055595 | 0.0055441 | 0.0055257 | 0.0055048 | 0.005482 | 0.0054575 | 0.0054318 | 0.0054051 | 0.0053776 | 0.0053495 | 0.0053208 | 0.0052918 | 0.0052625
F3_Commercial_Lodging_Existing_Food Preparation_Natural Gas_Conveyor Oven_Codes & Standards Forecast | F3 | Commercial | Lodging | Existing | Food Preparation | Natural Gas | Conveyor Oven | Codes & Standards Forecast | Summer Peak Demand (MW) | 0 | 0 | 0 | 0 | 0 | 0 | 0 | 0 | 0 | 0 | 0 | 0 | 0 | 0 | 0 | 0 | 0 | 0 | 0 | 0 | 0 | 0 | 0 | 0 | 0 | 0 | 0 | 0 | 0 | 0 | 0 | 0 | 0
F4_Commercial_Lodging_Existing_Food Preparation_Natural Gas_Conveyor Oven_Codes & Standards Forecast | F4 | Commercial | Lodging | Existing | Food Preparation | Natural Gas | Conveyor Oven | Codes & Standards Forecast | Winter Peak Demand (MW) | 0 | 0 | 0 | 0 | 0 | 0 | 0 | 0 | 0 | 0 | 0 | 0 | 0 | 0 | 0 | 0 | 0 | 0 | 0 | 0 | 0 | 0 | 0 | 0 | 0 | 0 | 0 | 0 | 0 | 0 | 0 | 0 | 0
F5_Commercial_Lodging_Existing_Food Preparation_Natural Gas_Conveyor Oven_Codes & Standards Forecast | F5 | Commercial | Lodging | Existing | Food Preparation | Natural Gas | Conveyor Oven | Codes & Standards Forecast | Turnover | 0 | 785.1256 | 1015.4439 | 1195.4436 | 1335.8698 | 1444.0554 | 1527.9271 | 1593.2053 | 1643.8176 | 1682.3423 | 1711.127 | 1732.1591 | 1746.9628 | 1756.7722 | 1762.5691 | 1765.1994 | 1765.3204 | 1548.2083 | 1417.4692 | 1346.4856 | 1315.8962 | 1311.7614 | 1507.2063 | 1546.355 | 1575.5563 | 1596.832 | 1611.8003 | 1621.7491 | 1627.7033 | 1630.4787 | 1630.7245 | 1628.9571 | 1625.6437
F6_Commercial_Lodging_Existing_Food Preparation_Natural Gas_Conveyor Oven_Codes & Standards Forecast | F6 | Commercial | Lodging | Existing | Food Preparation | Natural Gas | Conveyor Oven | Codes & Standards Forecast | Avg. Replacement Usage (kWh) | 0.1878 | 0.1878 | 0.1878 | 0.1878 | 0.1878 | 0.1878 | 0.1878 | 0.1878 | 0.1878 | 0.1878 | 0.1878 | 0.1878 | 0.1878 | 0.1878 | 0.1878 | 0.1878 | 0.1878 | 0.1878 | 0.1878 | 0.1878 | 0.1878 | 0.1878 | 0.1878 | 0.1878 | 0.1878 | 0.1878 | 0.1878 | 0.1878 | 0.1878 | 0.1878 | 0.1878 | 0.1878 | 0.1878
F7_Commercial_Lodging_Existing_Food Preparation_Natural Gas_Conveyor Oven_Codes & Standards Forecast | F7 | Commercial | Lodging | Existing | Food Preparation | Natural Gas | Conveyor Oven | Codes & Standards Forecast | Avg. Replacement Summer Demand (kW) | 0 | 0 | 0 | 0 | 0 | 0 | 0 | 0 | 0 | 0 | 0 | 0 | 0 | 0 | 0 | 0 | 0 | 0 | 0 | 0 | 0 | 0 | 0 | 0 | 0 | 0 | 0 | 0 | 0 | 0 | 0 | 0 | 0
F8_Commercial_Lodging_Existing_Food Preparation_Natural Gas_Conveyor Oven_Codes & Standards Forecast | F8 | Commercial | Lodging | Existing | Food Preparation | Natural Gas | Conveyor Oven | Codes & Standards Forecast | Avg. Replacement Winter Demand (kW) | 0 | 0 | 0 | 0 | 0 | 0 | 0 | 0 | 0 | 0 | 0 | 0 | 0 | 0 | 0 | 0 | 0 | 0 | 0 | 0 | 0 | 0 | 0 | 0 | 0 | 0 | 0 | 0 | 0 | 0 | 0 | 0 | 0
F1_Commercial_Lodging_Existing_Food Preparation_Natural Gas_Double Rack Oven_Codes & Standards Forecast | F1 | Commercial | Lodging | Existing | Food Preparation | Natural Gas | Double Rack Oven | Codes & Standards Forecast | Units | 33538.4758 | 33367.8396 | 33197.2034 | 32991.1375 | 32779.7158 | 32547.9182 | 32331.3666 | 32139.6153 | 31967.3183 | 31801.0133 | 31636.8985 | 31474.4298 | 31312.1859 | 31149.4733 | 30985.75 | 30821.7222 | 30657.6491 | 30493.7906 | 30330.1502 | 30166.7311 | 30003.2769 | 29839.787 | 29676.4942 | 29513.4009 | 29350.51 | 29187.5915 | 29024.6452 | 28861.6709 | 28698.6685 | 28535.6378 | 28372.5786 | 28209.4909 | 28047.3405
F2_Commercial_Lodging_Existing_Food Preparation_Natural Gas_Double Rack Oven_Codes & Standards Forecast | F2 | Commercial | Lodging | Existing | Food Preparation | Natural Gas | Double Rack Oven | Codes & Standards Forecast | Usage (MMtherm) | 0.0082147 | 0.0082727 | 0.0083596 | 0.0084597 | 0.0085753 | 0.0086983 | 0.0088347 | 0.0089849 | 0.0091458 | 0.0093121 | 0.0094816 | 0.0096532 | 0.0097787 | 0.0098674 | 0.0099266 | 0.0099624 | 0.0099797 | 0.0099823 | 0.0099732 | 0.0099549 | 0.0099291 | 0.0098974 | 0.0098611 | 0.0098211 | 0.0097782 | 0.0097329 | 0.0096857 | 0.009637 | 0.0095871 | 0.0095363 | 0.0094846 | 0.0094324 | 0.00938
F3_Commercial_Lodging_Existing_Food Preparation_Natural Gas_Double Rack Oven_Codes & Standards Forecast | F3 | Commercial | Lodging | Existing | Food Preparation | Natural Gas | Double Rack Oven | Codes & Standards Forecast | Summer Peak Demand (MW) | 0 | 0 | 0 | 0 | 0 | 0 | 0 | 0 | 0 | 0 | 0 | 0 | 0 | 0 | 0 | 0 | 0 | 0 | 0 | 0 | 0 | 0 | 0 | 0 | 0 | 0 | 0 | 0 | 0 | 0 | 0 | 0 | 0
F4_Commercial_Lodging_Existing_Food Preparation_Natural Gas_Double Rack Oven_Codes & Standards Forecast | F4 | Commercial | Lodging | Existing | Food Preparation | Natural Gas | Double Rack Oven | Codes & Standards Forecast | Winter Peak Demand (MW) | 0 | 0 | 0 | 0 | 0 | 0 | 0 | 0 | 0 | 0 | 0 | 0 | 0 | 0 | 0 | 0 | 0 | 0 | 0 | 0 | 0 | 0 | 0 | 0 | 0 | 0 | 0 | 0 | 0 | 0 | 0 | 0 | 0
F5_Commercial_Lodging_Existing_Food Preparation_Natural Gas_Double Rack Oven_Codes & Standards Forecast | F5 | Commercial | Lodging | Existing | Food Preparation | Natural Gas | Double Rack Oven | Codes & Standards Forecast | Turnover | 0 | 1112.2613 | 1438.5455 | 1693.5451 | 1892.4823 | 2045.7452 | 2164.5634 | 2257.0409 | 2328.7416 | 2383.3182 | 2424.0966 | 2453.8921 | 2161.7422 | 1990.3691 | 1902.0465 | 1869.4703 | 1873.0019 | 2165.1595 | 2228.3349 | 2275.8418 | 2310.8629 | 2335.9465 | 2353.139 | 2305.0287 | 2229.0989 | 2147.76 | 2073.4749 | 2012.2762 | 1941.1153 | 1924.9123 | 1940.5382 | 1972.6479 | 2011.4066
F6_Commercial_Lodging_Existing_Food Preparation_Natural Gas_Double Rack Oven_Codes & Standards Forecast | F6 | Commercial | Lodging | Existing | Food Preparation | Natural Gas | Double Rack Oven | Codes & Standards Forecast | Avg. Replacement Usage (kWh) | 0.33469 | 0.33469 | 0.33469 | 0.33469 | 0.33469 | 0.33469 | 0.33469 | 0.33469 | 0.33469 | 0.33469 | 0.33469 | 0.33469 | 0.33469 | 0.33469 | 0.33469 | 0.33469 | 0.33469 | 0.33469 | 0.33469 | 0.33469 | 0.33469 | 0.33469 | 0.33469 | 0.33469 | 0.33469 | 0.33469 | 0.33469 | 0.33469 | 0.33469 | 0.33469 | 0.33469 | 0.33469 | 0.33469
F7_Commercial_Lodging_Existing_Food Preparation_Natural Gas_Double Rack Oven_Codes & Standards Forecast | F7 | Commercial | Lodging | Existing | Food Preparation | Natural Gas | Double Rack Oven | Codes & Standards Forecast | Avg. Replacement Summer Demand (kW) | 0 | 0 | 0 | 0 | 0 | 0 | 0 | 0 | 0 | 0 | 0 | 0 | 0 | 0 | 0 | 0 | 0 | 0 | 0 | 0 | 0 | 0 | 0 | 0 | 0 | 0 | 0 | 0 | 0 | 0 | 0 | 0 | 0
F8_Commercial_Lodging_Existing_Food Preparation_Natural Gas_Double Rack Oven_Codes & Standards Forecast | F8 | Commercial | Lodging | Existing | Food Preparation | Natural Gas | Double Rack Oven | Codes & Standards Forecast | Avg. Replacement Winter Demand (kW) | 0 | 0 | 0 | 0 | 0 | 0 | 0 | 0 | 0 | 0 | 0 | 0 | 0 | 0 | 0 | 0 | 0 | 0 | 0 | 0 | 0 | 0 | 0 | 0 | 0 | 0 | 0 | 0 | 0 | 0 | 0 | 0 | 0
F1_Commercial_Lodging_Existing_Food Preparation_Natural Gas_Fryer_Codes & Standards Forecast | F1 | Commercial | Lodging | Existing | Food Preparation | Natural Gas | Fryer | Codes & Standards Forecast | Units | 50957.6842 | 50698.423 | 50439.1618 | 50126.0694 | 49804.8395 | 49452.6509 | 49123.6268 | 48832.2836 | 48570.4991 | 48317.8187 | 48068.4659 | 47821.6143 | 47575.1042 | 47327.8819 | 47079.1241 | 46829.9035 | 46580.6141 | 46331.6509 | 46083.0188 | 45834.7233 | 45586.3741 | 45337.971 | 45089.8671 | 44842.0665 | 44594.5734 | 44347.0382 | 44099.4609 | 43851.841 | 43604.1784 | 43356.4729 | 43108.7241 | 42860.9318 | 42614.5639
F2_Commercial_Lodging_Existing_Food Preparation_Natural Gas_Fryer_Codes & Standards Forecast | F2 | Commercial | Lodging | Existing | Food Preparation | Natural Gas | Fryer | Codes & Standards Forecast | Usage (MMtherm) | 0.0077669 | 0.0077864 | 0.0078296 | 0.0074941 | 0.0071224 | 0.0067219 | 0.0063613 | 0.0060108 | 0.0057452 | 0.0055412 | 0.0053317 | 0.0051481 | 0.0050766 | 0.0050167 | 0.0049653 | 0.0049203 | 0.0048802 | 0.0048438 | 0.00481 | 0.0047783 | 0.0047481 | 0.004719 | 0.0046908 | 0.0046632 | 0.0046361 | 0.0046094 | 0.0045829 | 0.0045567 | 0.0045305 | 0.0045045 | 0.0044785 | 0.0044526 | 0.0044269
F3_Commercial_Lodging_Existing_Food Preparation_Natural Gas_Fryer_Codes & Standards Forecast | F3 | Commercial | Lodging | Existing | Food Preparation | Natural Gas | Fryer | Codes & Standards Forecast | Summer Peak Demand (MW) | 0 | 0 | 0 | 0 | 0 | 0 | 0 | 0 | 0 | 0 | 0 | 0 | 0 | 0 | 0 | 0 | 0 | 0 | 0 | 0 | 0 | 0 | 0 | 0 | 0 | 0 | 0 | 0 | 0 | 0 | 0 | 0 | 0
F4_Commercial_Lodging_Existing_Food Preparation_Natural Gas_Fryer_Codes & Standards Forecast | F4 | Commercial | Lodging | Existing | Food Preparation | Natural Gas | Fryer | Codes & Standards Forecast | Winter Peak Demand (MW) | 0 | 0 | 0 | 0 | 0 | 0 | 0 | 0 | 0 | 0 | 0 | 0 | 0 | 0 | 0 | 0 | 0 | 0 | 0 | 0 | 0 | 0 | 0 | 0 | 0 | 0 | 0 | 0 | 0 | 0 | 0 | 0 | 0
F5_Commercial_Lodging_Existing_Food Preparation_Natural Gas_Fryer_Codes & Standards Forecast | F5 | Commercial | Lodging | Existing | Food Preparation | Natural Gas | Fryer | Codes & Standards Forecast | Turnover | 0 | 3456.7107 | 4871.9645 | 5909.7497 | 6667.7644 | 7213.3084 | 6211.3215 | 5810.0511 | 5765.7659 | 5918.9991 | 6946.9329 | 7017.5107 | 6891.6704 | 6725.9322 | 6593.6482 | 6395.2245 | 6397.2424 | 6447.2002 | 6488.1767 | 6684.2646 | 6566.4221 | 6434.3486 | 6338.5797 | 6284.2639 | 6276.0852 | 6286.0592 | 6271.8763 | 6235.6961 | 6230.215 | 6153.1543 | 6094.4012 | 6054.8001 | 6025.5433
F6_Commercial_Lodging_Existing_Food Preparation_Natural Gas_Fryer_Codes & Standards Forecast | F6 | Commercial | Lodging | Existing | Food Preparation | Natural Gas | Fryer | Codes & Standards Forecast | Avg. Replacement Usage (kWh) | 0.16948 | 0.16948 | 0.16948 | 0.10387 | 0.10387 | 0.10387 | 0.10387 | 0.10387 | 0.10387 | 0.10387 | 0.10387 | 0.10387 | 0.10387 | 0.10387 | 0.10387 | 0.10387 | 0.10387 | 0.10387 | 0.10387 | 0.10387 | 0.10387 | 0.10387 | 0.10387 | 0.10387 | 0.10387 | 0.10387 | 0.10387 | 0.10387 | 0.10387 | 0.10387 | 0.10387 | 0.10387 | 0.10387
F7_Commercial_Lodging_Existing_Food Preparation_Natural Gas_Fryer_Codes & Standards Forecast | F7 | Commercial | Lodging | Existing | Food Preparation | Natural Gas | Fryer | Codes & Standards Forecast | Avg. Replacement Summer Demand (kW) | 0 | 0 | 0 | 0 | 0 | 0 | 0 | 0 | 0 | 0 | 0 | 0 | 0 | 0 | 0 | 0 | 0 | 0 | 0 | 0 | 0 | 0 | 0 | 0 | 0 | 0 | 0 | 0 | 0 | 0 | 0 | 0 | 0
F8_Commercial_Lodging_Existing_Food Preparation_Natural Gas_Fryer_Codes & Standards Forecast | F8 | Commercial | Lodging | Existing | Food Preparation | Natural Gas | Fryer | Codes & Standards Forecast | Avg. Replacement Winter Demand (kW) | 0 | 0 | 0 | 0 | 0 | 0 | 0 | 0 | 0 | 0 | 0 | 0 | 0 | 0 | 0 | 0 | 0 | 0 | 0 | 0 | 0 | 0 | 0 | 0 | 0 | 0 | 0 | 0 | 0 | 0 | 0 | 0 | 0
F1_Commercial_Lodging_Existing_Food Preparation_Natural Gas_Broiler_Codes & Standards Forecast | F1 | Commercial | Lodging | Existing | Food Preparation | Natural Gas | Broiler | Codes & Standards Forecast | Units | 50957.6842 | 50698.423 | 50439.1618 | 50126.0694 | 49804.8395 | 49452.6509 | 49123.6268 | 48832.2836 | 48570.4991 | 48317.8187 | 48068.4659 | 47821.6143 | 47575.1042 | 47327.8819 | 47079.1241 | 46829.9035 | 46580.6141 | 46331.6509 | 46083.0188 | 45834.7233 | 45586.3741 | 45337.971 | 45089.8671 | 44842.0665 | 44594.5734 | 44347.0382 | 44099.4609 | 43851.841 | 43604.1784 | 43356.4729 | 43108.7241 | 42860.9318 | 42614.5639
F2_Commercial_Lodging_Existing_Food Preparation_Natural Gas_Broiler_Codes & Standards Forecast | F2 | Commercial | Lodging | Existing | Food Preparation | Natural Gas | Broiler | Codes & Standards Forecast | Usage (MMtherm) | 0.0085426 | 0.0085282 | 0.0085221 | 0.0085133 | 0.0085081 | 0.0085013 | 0.0085011 | 0.0085096 | 0.0085247 | 0.0085425 | 0.0085616 | 0.0085816 | 0.0085883 | 0.0085842 | 0.0085713 | 0.0085516 | 0.0085265 | 0.0084972 | 0.0084645 | 0.0084292 | 0.0083917 | 0.0083525 | 0.008312 | 0.0082704 | 0.008228 | 0.008185 | 0.0081413 | 0.0080973 | 0.0080529 | 0.0080082 | 0.0079632 | 0.0079181 | 0.0078731
F3_Commercial_Lodging_Existing_Food Preparation_Natural Gas_Broiler_Codes & Standards Forecast | F3 | Commercial | Lodging | Existing | Food Preparation | Natural Gas | Broiler | Codes & Standards Forecast | Summer Peak Demand (MW) | 0 | 0 | 0 | 0 | 0 | 0 | 0 | 0 | 0 | 0 | 0 | 0 | 0 | 0 | 0 | 0 | 0 | 0 | 0 | 0 | 0 | 0 | 0 | 0 | 0 | 0 | 0 | 0 | 0 | 0 | 0 | 0 | 0
F4_Commercial_Lodging_Existing_Food Preparation_Natural Gas_Broiler_Codes & Standards Forecast | F4 | Commercial | Lodging | Existing | Food Preparation | Natural Gas | Broiler | Codes & Standards Forecast | Winter Peak Demand (MW) | 0 | 0 | 0 | 0 | 0 | 0 | 0 | 0 | 0 | 0 | 0 | 0 | 0 | 0 | 0 | 0 | 0 | 0 | 0 | 0 | 0 | 0 | 0 | 0 | 0 | 0 | 0 | 0 | 0 | 0 | 0 | 0 | 0
F5_Commercial_Lodging_Existing_Food Preparation_Natural Gas_Broiler_Codes & Standards Forecast | F5 | Commercial | Lodging | Existing | Food Preparation | Natural Gas | Broiler | Codes & Standards Forecast | Turnover | 0 | 1689.9474 | 2185.697 | 2573.1382 | 2875.3994 | 3108.264 | 3288.7941 | 3429.3025 | 3538.243 | 3621.1657 | 3683.1235 | 3728.3942 | 3284.5075 | 3024.1267 | 2889.931 | 2840.4355 | 2845.8014 | 3289.6997 | 3385.6871 | 3457.8681 | 3511.0786 | 3549.19 | 3575.312 | 3502.2141 | 3386.848 | 3263.2633 | 3150.3959 | 3057.412 | 2949.2915 | 2924.6729 | 2948.4147 | 2997.2015 | 3056.0906
F6_Commercial_Lodging_Existing_Food Preparation_Natural Gas_Broiler_Codes & Standards Forecast | F6 | Commercial | Lodging | Existing | Food Preparation | Natural Gas | Broiler | Codes & Standards Forecast | Avg. Replacement Usage (kWh) | 0.1848 | 0.1848 | 0.1848 | 0.1848 | 0.1848 | 0.1848 | 0.1848 | 0.1848 | 0.1848 | 0.1848 | 0.1848 | 0.1848 | 0.1848 | 0.1848 | 0.1848 | 0.1848 | 0.1848 | 0.1848 | 0.1848 | 0.1848 | 0.1848 | 0.1848 | 0.1848 | 0.1848 | 0.1848 | 0.1848 | 0.1848 | 0.1848 | 0.1848 | 0.1848 | 0.1848 | 0.1848 | 0.1848
F7_Commercial_Lodging_Existing_Food Preparation_Natural Gas_Broiler_Codes & Standards Forecast | F7 | Commercial | Lodging | Existing | Food Preparation | Natural Gas | Broiler | Codes & Standards Forecast | Avg. Replacement Summer Demand (kW) | 0 | 0 | 0 | 0 | 0 | 0 | 0 | 0 | 0 | 0 | 0 | 0 | 0 | 0 | 0 | 0 | 0 | 0 | 0 | 0 | 0 | 0 | 0 | 0 | 0 | 0 | 0 | 0 | 0 | 0 | 0 | 0 | 0
F8_Commercial_Lodging_Existing_Food Preparation_Natural Gas_Broiler_Codes & Standards Forecast | F8 | Commercial | Lodging | Existing | Food Preparation | Natural Gas | Broiler | Codes & Standards Forecast | Avg. Replacement Winter Demand (kW) | 0 | 0 | 0 | 0 | 0 | 0 | 0 | 0 | 0 | 0 | 0 | 0 | 0 | 0 | 0 | 0 | 0 | 0 | 0 | 0 | 0 | 0 | 0 | 0 | 0 | 0 | 0 | 0 | 0 | 0 | 0 | 0 | 0
F1_Commercial_Lodging_Existing_Food Preparation_Natural Gas_Griddle_Codes & Standards Forecast | F1 | Commercial | Lodging | Existing | Food Preparation | Natural Gas | Griddle | Codes & Standards Forecast | Units | 136233.8088 | 135540.6819 | 134847.555 | 134010.512 | 133151.7139 | 132210.1484 | 131330.5124 | 130551.6155 | 129851.7426 | 129176.2092 | 128509.572 | 127849.6219 | 127190.5848 | 126529.6435 | 125864.597 | 125198.3134 | 124531.846 | 123866.2503 | 123201.5402 | 122537.7296 | 121873.7757 | 121209.6776 | 120546.3794 | 119883.8921 | 119222.2267 | 118560.4491 | 117898.5586 | 117236.5545 | 116574.4362 | 115912.203 | 115249.8542 | 114587.3892 | 113928.7321
F2_Commercial_Lodging_Existing_Food Preparation_Natural Gas_Griddle_Codes & Standards Forecast | F2 | Commercial | Lodging | Existing | Food Preparation | Natural Gas | Griddle | Codes & Standards Forecast | Usage (MMtherm) | 0.01516 | 0.015095 | 0.015034 | 0.01496 | 0.014885 | 0.014803 | 0.014729 | 0.014667 | 0.014614 | 0.014565 | 0.014517 | 0.01447 | 0.014417 | 0.01436 | 0.014298 | 0.014233 | 0.014166 | 0.014098 | 0.014028 | 0.013957 | 0.013884 | 0.013812 | 0.013738 | 0.013664 | 0.01359 | 0.013516 | 0.013442 | 0.013367 | 0.013292 | 0.013217 | 0.013142 | 0.013066 | 0.012992
F3_Commercial_Lodging_Existing_Food Preparation_Natural Gas_Griddle_Codes & Standards Forecast | F3 | Commercial | Lodging | Existing | Food Preparation | Natural Gas | Griddle | Codes & Standards Forecast | Summer Peak Demand (MW) | 0 | 0 | 0 | 0 | 0 | 0 | 0 | 0 | 0 | 0 | 0 | 0 | 0 | 0 | 0 | 0 | 0 | 0 | 0 | 0 | 0 | 0 | 0 | 0 | 0 | 0 | 0 | 0 | 0 | 0 | 0 | 0 | 0
F4_Commercial_Lodging_Existing_Food Preparation_Natural Gas_Griddle_Codes & Standards Forecast | F4 | Commercial | Lodging | Existing | Food Preparation | Natural Gas | Griddle | Codes & Standards Forecast | Winter Peak Demand (MW) | 0 | 0 | 0 | 0 | 0 | 0 | 0 | 0 | 0 | 0 | 0 | 0 | 0 | 0 | 0 | 0 | 0 | 0 | 0 | 0 | 0 | 0 | 0 | 0 | 0 | 0 | 0 | 0 | 0 | 0 | 0 | 0 | 0
F5_Commercial_Lodging_Existing_Food Preparation_Natural Gas_Griddle_Codes & Standards Forecast | F5 | Commercial | Lodging | Existing | Food Preparation | Natural Gas | Griddle | Codes & Standards Forecast | Turnover | 0 | 4518.0227 | 5843.3941 | 6879.2063 | 7687.2923 | 8309.8485 | 8792.4903 | 9168.1352 | 9459.3843 | 9681.0755 | 9846.7179 | 9967.7477 | 8781.0301 | 8084.9101 | 7726.1422 | 7593.8173 | 7608.1629 | 8794.9115 | 9051.5309 | 9244.5045 | 9386.7611 | 9488.6509 | 9558.4871 | 9363.0623 | 9054.6344 | 8724.2346 | 8422.4871 | 8173.8973 | 7884.8404 | 7819.0234 | 7882.4963 | 8012.9266 | 8170.3646
F6_Commercial_Lodging_Existing_Food Preparation_Natural Gas_Griddle_Codes & Standards Forecast | F6 | Commercial | Lodging | Existing | Food Preparation | Natural Gas | Griddle | Codes & Standards Forecast | Avg. Replacement Usage (kWh) | 0.11404 | 0.11404 | 0.11404 | 0.11404 | 0.11404 | 0.11404 | 0.11404 | 0.11404 | 0.11404 | 0.11404 | 0.11404 | 0.11404 | 0.11404 | 0.11404 | 0.11404 | 0.11404 | 0.11404 | 0.11404 | 0.11404 | 0.11404 | 0.11404 | 0.11404 | 0.11404 | 0.11404 | 0.11404 | 0.11404 | 0.11404 | 0.11404 | 0.11404 | 0.11404 | 0.11404 | 0.11404 | 0.11404
F7_Commercial_Lodging_Existing_Food Preparation_Natural Gas_Griddle_Codes & Standards Forecast | F7 | Commercial | Lodging | Existing | Food Preparation | Natural Gas | Griddle | Codes & Standards Forecast | Avg. Replacement Summer Demand (kW) | 0 | 0 | 0 | 0 | 0 | 0 | 0 | 0 | 0 | 0 | 0 | 0 | 0 | 0 | 0 | 0 | 0 | 0 | 0 | 0 | 0 | 0 | 0 | 0 | 0 | 0 | 0 | 0 | 0 | 0 | 0 | 0 | 0
F8_Commercial_Lodging_Existing_Food Preparation_Natural Gas_Griddle_Codes & Standards Forecast | F8 | Commercial | Lodging | Existing | Food Preparation | Natural Gas | Griddle | Codes & Standards Forecast | Avg. Replacement Winter Demand (kW) | 0 | 0 | 0 | 0 | 0 | 0 | 0 | 0 | 0 | 0 | 0 | 0 | 0 | 0 | 0 | 0 | 0 | 0 | 0 | 0 | 0 | 0 | 0 | 0 | 0 | 0 | 0 | 0 | 0 | 0 | 0 | 0 | 0
F1_Commercial_Lodging_Existing_Food Preparation_Natural Gas_Range_Codes & Standards Forecast | F1 | Commercial | Lodging | Existing | Food Preparation | Natural Gas | Range | Codes & Standards Forecast | Units | 2079.9055 | 2069.3234 | 2058.7413 | 2045.962 | 2032.8506 | 2018.4755 | 2005.046 | 1993.1544 | 1982.4694 | 1972.1559 | 1961.9782 | 1951.9026 | 1941.841 | 1931.7503 | 1921.5969 | 1911.4246 | 1901.2496 | 1891.0878 | 1880.9395 | 1870.805 | 1860.6683 | 1850.5294 | 1840.4027 | 1830.2884 | 1820.1867 | 1810.0832 | 1799.978 | 1789.8711 | 1779.7624 | 1769.652 | 1759.5398 | 1749.4258 | 1739.37
F2_Commercial_Lodging_Existing_Food Preparation_Natural Gas_Range_Codes & Standards Forecast | F2 | Commercial | Lodging | Existing | Food Preparation | Natural Gas | Range | Codes & Standards Forecast | Usage (MMtherm) | 0.00024008 | 0.00024051 | 0.00024142 | 0.00024244 | 0.0002437 | 0.00024502 | 0.0002466 | 0.0002485 | 0.00025063 | 0.00025286 | 0.00025438 | 0.00025532 | 0.00025579 | 0.00025588 | 0.00025566 | 0.00025521 | 0.00025457 | 0.00025378 | 0.00025287 | 0.00025187 | 0.00025079 | 0.00024965 | 0.00024847 | 0.00024725 | 0.000246 | 0.00024472 | 0.00024343 | 0.00024212 | 0.0002408 | 0.00023947 | 0.00023813 | 0.00023678 | 0.00023544
F3_Commercial_Lodging_Existing_Food Preparation_Natural Gas_Range_Codes & Standards Forecast | F3 | Commercial | Lodging | Existing | Food Preparation | Natural Gas | Range | Codes & Standards Forecast | Summer Peak Demand (MW) | 0 | 0 | 0 | 0 | 0 | 0 | 0 | 0 | 0 | 0 | 0 | 0 | 0 | 0 | 0 | 0 | 0 | 0 | 0 | 0 | 0 | 0 | 0 | 0 | 0 | 0 | 0 | 0 | 0 | 0 | 0 | 0 | 0
F4_Commercial_Lodging_Existing_Food Preparation_Natural Gas_Range_Codes & Standards Forecast | F4 | Commercial | Lodging | Existing | Food Preparation | Natural Gas | Range | Codes & Standards Forecast | Winter Peak Demand (MW) | 0 | 0 | 0 | 0 | 0 | 0 | 0 | 0 | 0 | 0 | 0 | 0 | 0 | 0 | 0 | 0 | 0 | 0 | 0 | 0 | 0 | 0 | 0 | 0 | 0 | 0 | 0 | 0 | 0 | 0 | 0 | 0 | 0
F5_Commercial_Lodging_Existing_Food Preparation_Natural Gas_Range_Codes & Standards Forecast | F5 | Commercial | Lodging | Existing | Food Preparation | Natural Gas | Range | Codes & Standards Forecast | Turnover | 0 | 82.7729 | 107.0545 | 126.0313 | 140.8359 | 152.2415 | 161.0838 | 167.9658 | 173.3017 | 177.3632 | 156.8541 | 145.1387 | 139.4359 | 137.7354 | 138.5961 | 161.0451 | 166.1753 | 170.0514 | 172.9299 | 170.5247 | 165.749 | 160.36 | 155.3481 | 151.205 | 146.2028 | 145.3022 | 146.7606 | 149.4236 | 151.6937 | 157.8203 | 157.4824 | 155.9509 | 153.7013
F6_Commercial_Lodging_Existing_Food Preparation_Natural Gas_Range_Codes & Standards Forecast | F6 | Commercial | Lodging | Existing | Food Preparation | Natural Gas | Range | Codes & Standards Forecast | Avg. Replacement Usage (kWh) | 0.1354 | 0.1354 | 0.1354 | 0.1354 | 0.1354 | 0.1354 | 0.1354 | 0.1354 | 0.1354 | 0.1354 | 0.1354 | 0.1354 | 0.1354 | 0.1354 | 0.1354 | 0.1354 | 0.1354 | 0.1354 | 0.1354 | 0.1354 | 0.1354 | 0.1354 | 0.1354 | 0.1354 | 0.1354 | 0.1354 | 0.1354 | 0.1354 | 0.1354 | 0.1354 | 0.1354 | 0.1354 | 0.1354
F7_Commercial_Lodging_Existing_Food Preparation_Natural Gas_Range_Codes & Standards Forecast | F7 | Commercial | Lodging | Existing | Food Preparation | Natural Gas | Range | Codes & Standards Forecast | Avg. Replacement Summer Demand (kW) | 0 | 0 | 0 | 0 | 0 | 0 | 0 | 0 | 0 | 0 | 0 | 0 | 0 | 0 | 0 | 0 | 0 | 0 | 0 | 0 | 0 | 0 | 0 | 0 | 0 | 0 | 0 | 0 | 0 | 0 | 0 | 0 | 0
F8_Commercial_Lodging_Existing_Food Preparation_Natural Gas_Range_Codes & Standards Forecast | F8 | Commercial | Lodging | Existing | Food Preparation | Natural Gas | Range | Codes & Standards Forecast | Avg. Replacement Winter Demand (kW) | 0 | 0 | 0 | 0 | 0 | 0 | 0 | 0 | 0 | 0 | 0 | 0 | 0 | 0 | 0 | 0 | 0 | 0 | 0 | 0 | 0 | 0 | 0 | 0 | 0 | 0 | 0 | 0 | 0 | 0 | 0 | 0 | 0
F1_Commercial_Lodging_Existing_Food Preparation_Natural Gas_Steamer_Codes & Standards Forecast | F1 | Commercial | Lodging | Existing | Food Preparation | Natural Gas | Steamer | Codes & Standards Forecast | Units | 2079.9055 | 2069.3234 | 2058.7413 | 2045.962 | 2032.8506 | 2018.4755 | 2005.046 | 1993.1544 | 1982.4694 | 1972.1559 | 1961.9782 | 1951.9026 | 1941.841 | 1931.7503 | 1921.5969 | 1911.4246 | 1901.2496 | 1891.0878 | 1880.9395 | 1870.805 | 1860.6683 | 1850.5294 | 1840.4027 | 1830.2884 | 1820.1867 | 1810.0832 | 1799.978 | 1789.8711 | 1779.7624 | 1769.652 | 1759.5398 | 1749.4258 | 1739.37
F2_Commercial_Lodging_Existing_Food Preparation_Natural Gas_Steamer_Codes & Standards Forecast | F2 | Commercial | Lodging | Existing | Food Preparation | Natural Gas | Steamer | Codes & Standards Forecast | Usage (MMtherm) | 0.00040098 | 0.00040477 | 0.00040932 | 0.00039949 | 0.00038907 | 0.00037795 | 0.00036664 | 0.00035529 | 0.00034387 | 0.00033228 | 0.00032067 | 0.00030887 | 0.00029831 | 0.00028883 | 0.00028029 | 0.00027261 | 0.00026567 | 0.0002594 | 0.00025373 | 0.00024532 | 0.00023732 | 0.00023379 | 0.00023053 | 0.00022751 | 0.00022471 | 0.0002221 | 0.00021965 | 0.00021735 | 0.00021518 | 0.00021312 | 0.00021117 | 0.0002093 | 0.00020752
F3_Commercial_Lodging_Existing_Food Preparation_Natural Gas_Steamer_Codes & Standards Forecast | F3 | Commercial | Lodging | Existing | Food Preparation | Natural Gas | Steamer | Codes & Standards Forecast | Summer Peak Demand (MW) | 0 | 0 | 0 | 0 | 0 | 0 | 0 | 0 | 0 | 0 | 0 | 0 | 0 | 0 | 0 | 0 | 0 | 0 | 0 | 0 | 0 | 0 | 0 | 0 | 0 | 0 | 0 | 0 | 0 | 0 | 0 | 0 | 0
F4_Commercial_Lodging_Existing_Food Preparation_Natural Gas_Steamer_Codes & Standards Forecast | F4 | Commercial | Lodging | Existing | Food Preparation | Natural Gas | Steamer | Codes & Standards Forecast | Winter Peak Demand (MW) | 0 | 0 | 0 | 0 | 0 | 0 | 0 | 0 | 0 | 0 | 0 | 0 | 0 | 0 | 0 | 0 | 0 | 0 | 0 | 0 | 0 | 0 | 0 | 0 | 0 | 0 | 0 | 0 | 0 | 0 | 0 | 0 | 0
F5_Commercial_Lodging_Existing_Food Preparation_Natural Gas_Steamer_Codes & Standards Forecast | F5 | Commercial | Lodging | Existing | Food Preparation | Natural Gas | Steamer | Codes & Standards Forecast | Turnover | 0 | 76.6416 | 86.8399 | 95.656 | 103.3053 | 109.8672 | 115.5752 | 120.5794 | 124.9633 | 128.7613 | 121.9378 | 116.9807 | 113.5344 | 111.3025 | 110.0371 | 109.5351 | 109.6262 | 110.1694 | 111.048 | 132.4338 | 132.4189 | 131.6917 | 130.5043 | 129.048 | 127.4659 | 125.8619 | 124.3104 | 122.8621 | 120.8723 | 119.616 | 118.8373 | 118.3518 | 118.0336
F6_Commercial_Lodging_Existing_Food Preparation_Natural Gas_Steamer_Codes & Standards Forecast | F6 | Commercial | Lodging | Existing | Food Preparation | Natural Gas | Steamer | Codes & Standards Forecast | Avg. Replacement Usage (kWh) | 0.26891 | 0.26891 | 0.26891 | 0.11666 | 0.11666 | 0.11666 | 0.11666 | 0.11666 | 0.11666 | 0.11666 | 0.11666 | 0.11666 | 0.11666 | 0.11666 | 0.11666 | 0.11666 | 0.11666 | 0.11666 | 0.11666 | 0.11666 | 0.11666 | 0.11666 | 0.11666 | 0.11666 | 0.11666 | 0.11666 | 0.11666 | 0.11666 | 0.11666 | 0.11666 | 0.11666 | 0.11666 | 0.11666
F7_Commercial_Lodging_Existing_Food Preparation_Natural Gas_Steamer_Codes & Standards Forecast | F7 | Commercial | Lodging | Existing | Food Preparation | Natural Gas | Steamer | Codes & Standards Forecast | Avg. Replacement Summer Demand (kW) | 0 | 0 | 0 | 0 | 0 | 0 | 0 | 0 | 0 | 0 | 0 | 0 | 0 | 0 | 0 | 0 | 0 | 0 | 0 | 0 | 0 | 0 | 0 | 0 | 0 | 0 | 0 | 0 | 0 | 0 | 0 | 0 | 0
F8_Commercial_Lodging_Existing_Food Preparation_Natural Gas_Steamer_Codes & Standards Forecast | F8 | Commercial | Lodging | Existing | Food Preparation | Natural Gas | Steamer | Codes & Standards Forecast | Avg. Replacement Winter Demand (kW) | 0 | 0 | 0 | 0 | 0 | 0 | 0 | 0 | 0 | 0 | 0 | 0 | 0 | 0 | 0 | 0 | 0 | 0 | 0 | 0 | 0 | 0 | 0 | 0 | 0 | 0 | 0 | 0 | 0 | 0 | 0 | 0 | 0
F1_Commercial_Lodging_Existing_Food Preparation_Natural Gas_Food Prep Other_Codes & Standards Forecast | F1 | Commercial | Lodging | Existing | Food Preparation | Natural Gas | Food Prep Other | Codes & Standards Forecast | Units | 0 | 0 | 0 | 0 | 0 | 0 | 0 | 0 | 0 | 0 | 0 | 0 | 0 | 0 | 0 | 0 | 0 | 0 | 0 | 0 | 0 | 0 | 0 | 0 | 0 | 0 | 0 | 0 | 0 | 0 | 0 | 0 | 0
F2_Commercial_Lodging_Existing_Food Preparation_Natural Gas_Food Prep Other_Codes & Standards Forecast | F2 | Commercial | Lodging | Existing | Food Preparation | Natural Gas | Food Prep Other | Codes & Standards Forecast | Usage (MMtherm) | 0 | 0 | 0 | 0 | 0 | 0 | 0 | 0 | 0 | 0 | 0 | 0 | 0 | 0 | 0 | 0 | 0 | 0 | 0 | 0 | 0 | 0 | 0 | 0 | 0 | 0 | 0 | 0 | 0 | 0 | 0 | 0 | 0
F3_Commercial_Lodging_Existing_Food Preparation_Natural Gas_Food Prep Other_Codes & Standards Forecast | F3 | Commercial | Lodging | Existing | Food Preparation | Natural Gas | Food Prep Other | Codes & Standards Forecast | Summer Peak Demand (MW) | 0 | 0 | 0 | 0 | 0 | 0 | 0 | 0 | 0 | 0 | 0 | 0 | 0 | 0 | 0 | 0 | 0 | 0 | 0 | 0 | 0 | 0 | 0 | 0 | 0 | 0 | 0 | 0 | 0 | 0 | 0 | 0 | 0
F4_Commercial_Lodging_Existing_Food Preparation_Natural Gas_Food Prep Other_Codes & Standards Forecast | F4 | Commercial | Lodging | Existing | Food Preparation | Natural Gas | Food Prep Other | Codes & Standards Forecast | Winter Peak Demand (MW) | 0 | 0 | 0 | 0 | 0 | 0 | 0 | 0 | 0 | 0 | 0 | 0 | 0 | 0 | 0 | 0 | 0 | 0 | 0 | 0 | 0 | 0 | 0 | 0 | 0 | 0 | 0 | 0 | 0 | 0 | 0 | 0 | 0
F5_Commercial_Lodging_Existing_Food Preparation_Natural Gas_Food Prep Other_Codes & Standards Forecast | F5 | Commercial | Lodging | Existing | Food Preparation | Natural Gas | Food Prep Other | Codes & Standards Forecast | Turnover | 0 | 0 | 0 | 0 | 0 | 0 | 0 | 0 | 0 | 0 | 0 | 0 | 0 | 0 | 0 | 0 | 0 | 0 | 0 | 0 | 0 | 0 | 0 | 0 | 0 | 0 | 0 | 0 | 0 | 0 | 0 | 0 | 0
F6_Commercial_Lodging_Existing_Food Preparation_Natural Gas_Food Prep Other_Codes & Standards Forecast | F6 | Commercial | Lodging | Existing | Food Preparation | Natural Gas | Food Prep Other | Codes & Standards Forecast | Avg. Replacement Usage (kWh) | 0.048173 | 0.048173 | 0.048173 | 0.048173 | 0.048173 | 0.048173 | 0.048173 | 0.048173 | 0.048173 | 0.048173 | 0.048173 | 0.048173 | 0.048173 | 0.048173 | 0.048173 | 0.048173 | 0.048173 | 0.048173 | 0.048173 | 0.048173 | 0.048173 | 0.048173 | 0.048173 | 0.048173 | 0.048173 | 0.048173 | 0.048173 | 0.048173 | 0.048173 | 0.048173 | 0.048173 | 0.048173 | 0.048173
F7_Commercial_Lodging_Existing_Food Preparation_Natural Gas_Food Prep Other_Codes & Standards Forecast | F7 | Commercial | Lodging | Existing | Food Preparation | Natural Gas | Food Prep Other | Codes & Standards Forecast | Avg. Replacement Summer Demand (kW) | 0 | 0 | 0 | 0 | 0 | 0 | 0 | 0 | 0 | 0 | 0 | 0 | 0 | 0 | 0 | 0 | 0 | 0 | 0 | 0 | 0 | 0 | 0 | 0 | 0 | 0 | 0 | 0 | 0 | 0 | 0 | 0 | 0
F8_Commercial_Lodging_Existing_Food Preparation_Natural Gas_Food Prep Other_Codes & Standards Forecast | F8 | Commercial | Lodging | Existing | Food Preparation | Natural Gas | Food Prep Other | Codes & Standards Forecast | Avg. Replacement Winter Demand (kW) | 0 | 0 | 0 | 0 | 0 | 0 | 0 | 0 | 0 | 0 | 0 | 0 | 0 | 0 | 0 | 0 | 0 | 0 | 0 | 0 | 0 | 0 | 0 | 0 | 0 | 0 | 0 | 0 | 0 | 0 | 0 | 0 | 0
F1_Commercial_Lodging_Existing_Miscellaneous_Natural Gas_Pool Heater_Codes & Standards Forecast | F1 | Commercial | Lodging | Existing | Miscellaneous | Natural Gas | Pool Heater | Codes & Standards Forecast | Units | 52834.4122 | 52565.6026 | 52296.793 | 51972.1697 | 51639.1092 | 51273.9498 | 50932.808 | 50630.7349 | 50359.3091 | 50097.3227 | 49838.7864 | 49582.8435 | 49327.2547 | 49070.9274 | 48813.008 | 48554.6088 | 48296.1384 | 48038.006 | 47780.217 | 47522.777 | 47265.2813 | 47007.7297 | 46750.4884 | 46493.5615 | 46236.9534 | 45980.3017 | 45723.6063 | 45466.8668 | 45210.0831 | 44953.2547 | 44696.3816 | 44439.4633 | 44184.0219
F2_Commercial_Lodging_Existing_Miscellaneous_Natural Gas_Pool Heater_Codes & Standards Forecast | F2 | Commercial | Lodging | Existing | Miscellaneous | Natural Gas | Pool Heater | Codes & Standards Forecast | Usage (MMtherm) | 0.0004747 | 0.00047277 | 0.00047097 | 0.00046878 | 0.00046659 | 0.00046417 | 0.00046178 | 0.0004596 | 0.00045758 | 0.00045555 | 0.00045348 | 0.00045138 | 0.00044923 | 0.00044704 | 0.0004448 | 0.00044254 | 0.00044025 | 0.00043796 | 0.00043565 | 0.00043334 | 0.00043102 | 0.00042869 | 0.00042637 | 0.00042404 | 0.00042171 | 0.00041938 | 0.00041704 | 0.00041471 | 0.00041237 | 0.00041003 | 0.00040769 | 0.00040535 | 0.00040302
F3_Commercial_Lodging_Existing_Miscellaneous_Natural Gas_Pool Heater_Codes & Standards Forecast | F3 | Commercial | Lodging | Existing | Miscellaneous | Natural Gas | Pool Heater | Codes & Standards Forecast | Summer Peak Demand (MW) | 0 | 0 | 0 | 0 | 0 | 0 | 0 | 0 | 0 | 0 | 0 | 0 | 0 | 0 | 0 | 0 | 0 | 0 | 0 | 0 | 0 | 0 | 0 | 0 | 0 | 0 | 0 | 0 | 0 | 0 | 0 | 0 | 0
F4_Commercial_Lodging_Existing_Miscellaneous_Natural Gas_Pool Heater_Codes & Standards Forecast | F4 | Commercial | Lodging | Existing | Miscellaneous | Natural Gas | Pool Heater | Codes & Standards Forecast | Winter Peak Demand (MW) | 0 | 0 | 0 | 0 | 0 | 0 | 0 | 0 | 0 | 0 | 0 | 0 | 0 | 0 | 0 | 0 | 0 | 0 | 0 | 0 | 0 | 0 | 0 | 0 | 0 | 0 | 0 | 0 | 0 | 0 | 0 | 0 | 0
F5_Commercial_Lodging_Existing_Miscellaneous_Natural Gas_Pool Heater_Codes & Standards Forecast | F5 | Commercial | Lodging | Existing | Miscellaneous | Natural Gas | Pool Heater | Codes & Standards Forecast | Turnover | 0 | 3504.3735 | 4532.3887 | 5335.8094 | 5962.5958 | 6445.4773 | 5801.1789 | 5491.018 | 5403.3095 | 5457.0738 | 5596.1428 | 6449.9304 | 6461.8933 | 6401.4843 | 6321.4943 | 6251.152 | 6081.3147 | 6029.0635 | 6029.4955 | 6048.8475 | 6071.4647 | 6233.8547 | 6144.52 | 6055.3632 | 5983.0831 | 5932.0234 | 5897.9461 | 5882.1256 | 5864.8968 | 5841.5125 | 5813.5141 | 5818.9813 | 5757.9778
F6_Commercial_Lodging_Existing_Miscellaneous_Natural Gas_Pool Heater_Codes & Standards Forecast | F6 | Commercial | Lodging | Existing | Miscellaneous | Natural Gas | Pool Heater | Codes & Standards Forecast | Avg. Replacement Usage (kWh) | 0.0091216 | 0.0091216 | 0.0091216 | 0.0091216 | 0.0091216 | 0.0091216 | 0.0091216 | 0.0091216 | 0.0091216 | 0.0091216 | 0.0091216 | 0.0091216 | 0.0091216 | 0.0091216 | 0.0091216 | 0.0091216 | 0.0091216 | 0.0091216 | 0.0091216 | 0.0091216 | 0.0091216 | 0.0091216 | 0.0091216 | 0.0091216 | 0.0091216 | 0.0091216 | 0.0091216 | 0.0091216 | 0.0091216 | 0.0091216 | 0.0091216 | 0.0091216 | 0.0091216
F7_Commercial_Lodging_Existing_Miscellaneous_Natural Gas_Pool Heater_Codes & Standards Forecast | F7 | Commercial | Lodging | Existing | Miscellaneous | Natural Gas | Pool Heater | Codes & Standards Forecast | Avg. Replacement Summer Demand (kW) | 0 | 0 | 0 | 0 | 0 | 0 | 0 | 0 | 0 | 0 | 0 | 0 | 0 | 0 | 0 | 0 | 0 | 0 | 0 | 0 | 0 | 0 | 0 | 0 | 0 | 0 | 0 | 0 | 0 | 0 | 0 | 0 | 0
F8_Commercial_Lodging_Existing_Miscellaneous_Natural Gas_Pool Heater_Codes & Standards Forecast | F8 | Commercial | Lodging | Existing | Miscellaneous | Natural Gas | Pool Heater | Codes & Standards Forecast | Avg. Replacement Winter Demand (kW) | 0 | 0 | 0 | 0 | 0 | 0 | 0 | 0 | 0 | 0 | 0 | 0 | 0 | 0 | 0 | 0 | 0 | 0 | 0 | 0 | 0 | 0 | 0 | 0 | 0 | 0 | 0 | 0 | 0 | 0 | 0 | 0 | 0
F1_Commercial_Lodging_Existing_Miscellaneous_Natural Gas_Miscellaneous_Codes & Standards Forecast | F1 | Commercial | Lodging | Existing | Miscellaneous | Natural Gas | Miscellaneous | Codes & Standards Forecast | Units | 535575.6604 | 532850.7723 | 530125.8843 | 526835.219 | 523459.0278 | 519757.4536 | 516299.3428 | 513237.2669 | 510485.8583 | 507830.1356 | 505209.3862 | 502614.9257 | 500024.0546 | 497425.6976 | 494811.2019 | 492191.8428 | 489571.7609 | 486955.106 | 484341.9327 | 481732.2958 | 479122.0954 | 476511.3278 | 473903.7052 | 471299.2705 | 468698.067 | 466096.4222 | 463494.3335 | 460891.7983 | 458288.8141 | 455685.3782 | 453081.488 | 450477.1408 | 447887.7636
F2_Commercial_Lodging_Existing_Miscellaneous_Natural Gas_Miscellaneous_Codes & Standards Forecast | F2 | Commercial | Lodging | Existing | Miscellaneous | Natural Gas | Miscellaneous | Codes & Standards Forecast | Usage (MMtherm) | 0.018565 | 0.01847 | 0.018376 | 0.018262 | 0.018145 | 0.018016 | 0.017897 | 0.01779 | 0.017695 | 0.017603 | 0.017512 | 0.017422 | 0.017332 | 0.017242 | 0.017152 | 0.017061 | 0.01697 | 0.016879 | 0.016789 | 0.016698 | 0.016608 | 0.016517 | 0.016427 | 0.016337 | 0.016247 | 0.016156 | 0.016066 | 0.015976 | 0.015886 | 0.015796 | 0.015705 | 0.015615 | 0.015525
F3_Commercial_Lodging_Existing_Miscellaneous_Natural Gas_Miscellaneous_Codes & Standards Forecast | F3 | Commercial | Lodging | Existing | Miscellaneous | Natural Gas | Miscellaneous | Codes & Standards Forecast | Summer Peak Demand (MW) | 0 | 0 | 0 | 0 | 0 | 0 | 0 | 0 | 0 | 0 | 0 | 0 | 0 | 0 | 0 | 0 | 0 | 0 | 0 | 0 | 0 | 0 | 0 | 0 | 0 | 0 | 0 | 0 | 0 | 0 | 0 | 0 | 0
F4_Commercial_Lodging_Existing_Miscellaneous_Natural Gas_Miscellaneous_Codes & Standards Forecast | F4 | Commercial | Lodging | Existing | Miscellaneous | Natural Gas | Miscellaneous | Codes & Standards Forecast | Winter Peak Demand (MW) | 0 | 0 | 0 | 0 | 0 | 0 | 0 | 0 | 0 | 0 | 0 | 0 | 0 | 0 | 0 | 0 | 0 | 0 | 0 | 0 | 0 | 0 | 0 | 0 | 0 | 0 | 0 | 0 | 0 | 0 | 0 | 0 | 0
F5_Commercial_Lodging_Existing_Miscellaneous_Natural Gas_Miscellaneous_Codes & Standards Forecast | F5 | Commercial | Lodging | Existing | Miscellaneous | Natural Gas | Miscellaneous | Codes & Standards Forecast | Turnover | 0 | 45672.9233 | 54094.478 | 61131.317 | 58472.1829 | 57341.243 | 57381.0268 | 57082.0915 | 56710.6937 | 56419.1083 | 56136.7024 | 68398.7248 | 68639.7874 | 68452.5018 | 67360.2546 | 66885.8593 | 66766.4684 | 66404.0786 | 65996.9946 | 65650.3457 | 65302.9467 | 68411.3741 | 67707.5696 | 66939.5534 | 66470.7475 | 66139.3257 | 65844.0705 | 65457.0139 | 65065.3573 | 64703.7709 | 64338.2928 | 64920.9263 | 64321.158
F6_Commercial_Lodging_Existing_Miscellaneous_Natural Gas_Miscellaneous_Codes & Standards Forecast | F6 | Commercial | Lodging | Existing | Miscellaneous | Natural Gas | Miscellaneous | Codes & Standards Forecast | Avg. Replacement Usage (kWh) | 0.034663 | 0.034663 | 0.034663 | 0.034663 | 0.034663 | 0.034663 | 0.034663 | 0.034663 | 0.034663 | 0.034663 | 0.034663 | 0.034663 | 0.034663 | 0.034663 | 0.034663 | 0.034663 | 0.034663 | 0.034663 | 0.034663 | 0.034663 | 0.034663 | 0.034663 | 0.034663 | 0.034663 | 0.034663 | 0.034663 | 0.034663 | 0.034663 | 0.034663 | 0.034663 | 0.034663 | 0.034663 | 0.034663
F7_Commercial_Lodging_Existing_Miscellaneous_Natural Gas_Miscellaneous_Codes & Standards Forecast | F7 | Commercial | Lodging | Existing | Miscellaneous | Natural Gas | Miscellaneous | Codes & Standards Forecast | Avg. Replacement Summer Demand (kW) | 0 | 0 | 0 | 0 | 0 | 0 | 0 | 0 | 0 | 0 | 0 | 0 | 0 | 0 | 0 | 0 | 0 | 0 | 0 | 0 | 0 | 0 | 0 | 0 | 0 | 0 | 0 | 0 | 0 | 0 | 0 | 0 | 0
F8_Commercial_Lodging_Existing_Miscellaneous_Natural Gas_Miscellaneous_Codes & Standards Forecast | F8 | Commercial | Lodging | Existing | Miscellaneous | Natural Gas | Miscellaneous | Codes & Standards Forecast | Avg. Replacement Winter Demand (kW) | 0 | 0 | 0 | 0 | 0 | 0 | 0 | 0 | 0 | 0 | 0 | 0 | 0 | 0 | 0 | 0 | 0 | 0 | 0 | 0 | 0 | 0 | 0 | 0 | 0 | 0 | 0 | 0 | 0 | 0 | 0 | 0 | 0
F1_Commercial_Lodging_New_Space Heating_Natural Gas_Furnace_Codes & Standards Forecast | F1 | Commercial | Lodging | New | Space Heating | Natural Gas | Furnace | Codes & Standards Forecast | Units | 0 | 1615.3228 | 9406.6245 | 14385.812 | 20807.4764 | 29522.3791 | 37667.9811 | 44887.5188 | 51380.6101 | 57649.9554 | 63837.521 | 69963.6144 | 76081.3144 | 82216.5191 | 88389.4614 | 94573.7762 | 100759.7811 | 106937.7723 | 113107.6226 | 119269.2034 | 125432.1019 | 131596.3268 | 137753.1975 | 143902.6139 | 150044.4747 | 156187.3674 | 162331.298 | 168476.2726 | 174622.2972 | 180769.378 | 186917.5212 | 193066.733 | 195836.4139
F2_Commercial_Lodging_New_Space Heating_Natural Gas_Furnace_Codes & Standards Forecast | F2 | Commercial | Lodging | New | Space Heating | Natural Gas | Furnace | Codes & Standards Forecast | Usage (MMtherm) | 0 | 0.0007531 | 0.0043624 | 0.006636 | 0.0095468 | 0.013473 | 0.017097 | 0.020263 | 0.023067 | 0.02574 | 0.028345 | 0.030892 | 0.033406 | 0.035897 | 0.038374 | 0.040825 | 0.043247 | 0.045635 | 0.047989 | 0.050309 | 0.052599 | 0.05486 | 0.057086 | 0.05928 | 0.06144 | 0.063571 | 0.065671 | 0.067742 | 0.069782 | 0.071794 | 0.073774 | 0.075725 | 0.076811
F3_Commercial_Lodging_New_Space Heating_Natural Gas_Furnace_Codes & Standards Forecast | F3 | Commercial | Lodging | New | Space Heating | Natural Gas | Furnace | Codes & Standards Forecast | Summer Peak Demand (MW) | 0 | 0 | 0 | 0 | 0 | 0 | 0 | 0 | 0 | 0 | 0 | 0 | 0 | 0 | 0 | 0 | 0 | 0 | 0 | 0 | 0 | 0 | 0 | 0 | 0 | 0 | 0 | 0 | 0 | 0 | 0 | 0 | 0
F4_Commercial_Lodging_New_Space Heating_Natural Gas_Furnace_Codes & Standards Forecast | F4 | Commercial | Lodging | New | Space Heating | Natural Gas | Furnace | Codes & Standards Forecast | Winter Peak Demand (MW) | 0 | 0 | 0 | 0 | 0 | 0 | 0 | 0 | 0 | 0 | 0 | 0 | 0 | 0 | 0 | 0 | 0 | 0 | 0 | 0 | 0 | 0 | 0 | 0 | 0 | 0 | 0 | 0 | 0 | 0 | 0 | 0 | 0
F5_Commercial_Lodging_New_Space Heating_Natural Gas_Furnace_Codes & Standards Forecast | F5 | Commercial | Lodging | New | Space Heating | Natural Gas | Furnace | Codes & Standards Forecast | Turnover | 0 | 1615.3228 | 7791.3017 | 4979.1875 | 6421.6644 | 8714.9027 | 8145.602 | 7219.5377 | 6493.0913 | 6269.3453 | 6187.5656 | 6126.0934 | 6117.6999 | 6135.2047 | 6172.9424 | 6184.3148 | 6186.0049 | 6177.9912 | 6169.8503 | 6285.8365 | 6876.9268 | 7206.3424 | 7612.7996 | 8163.7278 | 8627.81 | 8992.9641 | 9274.2343 | 9516.743 | 9734.3928 | 9930.6586 | 10111.2689 | 10279.4205 | 7583.7552
F6_Commercial_Lodging_New_Space Heating_Natural Gas_Furnace_Codes & Standards Forecast | F6 | Commercial | Lodging | New | Space Heating | Natural Gas | Furnace | Codes & Standards Forecast | Avg. Replacement Usage (kWh) | 0.46622 | 0.46622 | 0.46375 | 0.46129 | 0.45882 | 0.45635 | 0.45388 | 0.45142 | 0.44895 | 0.44648 | 0.44401 | 0.44154 | 0.43908 | 0.43661 | 0.43414 | 0.43168 | 0.42921 | 0.42674 | 0.42428 | 0.42181 | 0.41934 | 0.41688 | 0.41441 | 0.41194 | 0.40948 | 0.40702 | 0.40455 | 0.40208 | 0.39962 | 0.39716 | 0.39469 | 0.39222 | 0.39222
F7_Commercial_Lodging_New_Space Heating_Natural Gas_Furnace_Codes & Standards Forecast | F7 | Commercial | Lodging | New | Space Heating | Natural Gas | Furnace | Codes & Standards Forecast | Avg. Replacement Summer Demand (kW) | 0 | 0 | 0 | 0 | 0 | 0 | 0 | 0 | 0 | 0 | 0 | 0 | 0 | 0 | 0 | 0 | 0 | 0 | 0 | 0 | 0 | 0 | 0 | 0 | 0 | 0 | 0 | 0 | 0 | 0 | 0 | 0 | 0
F8_Commercial_Lodging_New_Space Heating_Natural Gas_Furnace_Codes & Standards Forecast | F8 | Commercial | Lodging | New | Space Heating | Natural Gas | Furnace | Codes & Standards Forecast | Avg. Replacement Winter Demand (kW) | 0 | 0 | 0 | 0 | 0 | 0 | 0 | 0 | 0 | 0 | 0 | 0 | 0 | 0 | 0 | 0 | 0 | 0 | 0 | 0 | 0 | 0 | 0 | 0 | 0 | 0 | 0 | 0 | 0 | 0 | 0 | 0 | 0
F1_Commercial_Lodging_New_Space Heating_Natural Gas_Boiler_Codes & Standards Forecast | F1 | Commercial | Lodging | New | Space Heating | Natural Gas | Boiler | Codes & Standards Forecast | Units | 0 | 1118.7249 | 6514.7504 | 9963.1886 | 14410.6438 | 20446.3281 | 26087.7316 | 31087.7702 | 35584.6935 | 39926.657 | 44211.9823 | 48454.7337 | 52691.672 | 56940.7337 | 61215.9313 | 65499.0051 | 69783.2495 | 74061.9438 | 78334.9999 | 82602.3289 | 86870.5704 | 91139.7306 | 95403.7975 | 99662.7017 | 103916.3732 | 108170.7593 | 112425.8642 | 116681.6921 | 120938.2473 | 125195.534 | 129453.5565 | 133712.319 | 135630.5183
F2_Commercial_Lodging_New_Space Heating_Natural Gas_Boiler_Codes & Standards Forecast | F2 | Commercial | Lodging | New | Space Heating | Natural Gas | Boiler | Codes & Standards Forecast | Usage (MMtherm) | 0 | 0.0013102 | 0.0075894 | 0.011545 | 0.016609 | 0.023439 | 0.029744 | 0.035252 | 0.040131 | 0.044781 | 0.049313 | 0.053745 | 0.058118 | 0.062452 | 0.066761 | 0.071026 | 0.075239 | 0.079394 | 0.083489 | 0.087525 | 0.091509 | 0.095443 | 0.099316 | 0.10313 | 0.10689 | 0.1106 | 0.11425 | 0.11785 | 0.1214 | 0.1249 | 0.12835 | 0.13174 | 0.13363
F3_Commercial_Lodging_New_Space Heating_Natural Gas_Boiler_Codes & Standards Forecast | F3 | Commercial | Lodging | New | Space Heating | Natural Gas | Boiler | Codes & Standards Forecast | Summer Peak Demand (MW) | 0 | 0 | 0 | 0 | 0 | 0 | 0 | 0 | 0 | 0 | 0 | 0 | 0 | 0 | 0 | 0 | 0 | 0 | 0 | 0 | 0 | 0 | 0 | 0 | 0 | 0 | 0 | 0 | 0 | 0 | 0 | 0 | 0
F4_Commercial_Lodging_New_Space Heating_Natural Gas_Boiler_Codes & Standards Forecast | F4 | Commercial | Lodging | New | Space Heating | Natural Gas | Boiler | Codes & Standards Forecast | Winter Peak Demand (MW) | 0 | 0 | 0 | 0 | 0 | 0 | 0 | 0 | 0 | 0 | 0 | 0 | 0 | 0 | 0 | 0 | 0 | 0 | 0 | 0 | 0 | 0 | 0 | 0 | 0 | 0 | 0 | 0 | 0 | 0 | 0 | 0 | 0
F5_Commercial_Lodging_New_Space Heating_Natural Gas_Boiler_Codes & Standards Forecast | F5 | Commercial | Lodging | New | Space Heating | Natural Gas | Boiler | Codes & Standards Forecast | Turnover | 0 | 1118.7249 | 5396.0255 | 3448.4382 | 4447.4552 | 6035.6843 | 5641.4034 | 5000.0386 | 4496.9233 | 4341.9635 | 4285.3252 | 4242.7514 | 4236.9384 | 4249.0616 | 4275.1976 | 4283.0738 | 4284.2444 | 4278.6943 | 4273.0561 | 4267.329 | 4268.2415 | 4269.1602 | 4365.7691 | 4841.9086 | 5097.1699 | 5425.5169 | 5868.4679 | 6235.3764 | 6510.6936 | 6715.3147 | 6887.3173 | 7038.6056 | 4831.034
F6_Commercial_Lodging_New_Space Heating_Natural Gas_Boiler_Codes & Standards Forecast | F6 | Commercial | Lodging | New | Space Heating | Natural Gas | Boiler | Codes & Standards Forecast | Avg. Replacement Usage (kWh) | 1.1712 | 1.1712 | 1.165 | 1.1588 | 1.1526 | 1.1464 | 1.1402 | 1.134 | 1.1278 | 1.1216 | 1.1154 | 1.1092 | 1.103 | 1.0968 | 1.0906 | 1.0844 | 1.0782 | 1.072 | 1.0658 | 1.0596 | 1.0534 | 1.0472 | 1.041 | 1.0348 | 1.0286 | 1.0224 | 1.0162 | 1.01 | 1.0039 | 0.99766 | 0.99146 | 0.98527 | 0.98527
F7_Commercial_Lodging_New_Space Heating_Natural Gas_Boiler_Codes & Standards Forecast | F7 | Commercial | Lodging | New | Space Heating | Natural Gas | Boiler | Codes & Standards Forecast | Avg. Replacement Summer Demand (kW) | 0 | 0 | 0 | 0 | 0 | 0 | 0 | 0 | 0 | 0 | 0 | 0 | 0 | 0 | 0 | 0 | 0 | 0 | 0 | 0 | 0 | 0 | 0 | 0 | 0 | 0 | 0 | 0 | 0 | 0 | 0 | 0 | 0
F8_Commercial_Lodging_New_Space Heating_Natural Gas_Boiler_Codes & Standards Forecast | F8 | Commercial | Lodging | New | Space Heating | Natural Gas | Boiler | Codes & Standards Forecast | Avg. Replacement Winter Demand (kW) | 0 | 0 | 0 | 0 | 0 | 0 | 0 | 0 | 0 | 0 | 0 | 0 | 0 | 0 | 0 | 0 | 0 | 0 | 0 | 0 | 0 | 0 | 0 | 0 | 0 | 0 | 0 | 0 | 0 | 0 | 0 | 0 | 0
F1_Commercial_Lodging_New_Space Heating_Natural Gas_Unit Heater_Codes & Standards Forecast | F1 | Commercial | Lodging | New | Space Heating | Natural Gas | Unit Heater | Codes & Standards Forecast | Units | 0 | 74.8106 | 435.6498 | 666.2514 | 963.6585 | 1367.2726 | 1744.5206 | 2078.8796 | 2379.5948 | 2669.9475 | 2956.5128 | 3240.2311 | 3523.5607 | 3807.701 | 4093.589 | 4380.0037 | 4666.4967 | 4952.6185 | 5238.3634 | 5523.7252 | 5809.1481 | 6094.6324 | 6379.7761 | 6664.5745 | 6949.0231 | 7233.5194 | 7518.0638 | 7802.6566 | 8087.298 | 8371.9883 | 8656.7278 | 8941.5168 | 9069.7892
F2_Commercial_Lodging_New_Space Heating_Natural Gas_Unit Heater_Codes & Standards Forecast | F2 | Commercial | Lodging | New | Space Heating | Natural Gas | Unit Heater | Codes & Standards Forecast | Usage (MMtherm) | 0 | 1.9931e-05 | 0.00011545 | 0.00017562 | 0.00025265 | 0.00035655 | 0.00045246 | 0.00053625 | 0.00061046 | 0.00068119 | 0.00075013 | 0.00081755 | 0.00088407 | 0.00094999 | 0.0010155 | 0.0010804 | 0.0011445 | 0.0012077 | 0.00127 | 0.0013314 | 0.001392 | 0.0014518 | 0.0015108 | 0.0015688 | 0.001626 | 0.0016824 | 0.001738 | 0.0017928 | 0.0018468 | 0.0019 | 0.0019524 | 0.002004 | 0.0020328
F3_Commercial_Lodging_New_Space Heating_Natural Gas_Unit Heater_Codes & Standards Forecast | F3 | Commercial | Lodging | New | Space Heating | Natural Gas | Unit Heater | Codes & Standards Forecast | Summer Peak Demand (MW) | 0 | 0 | 0 | 0 | 0 | 0 | 0 | 0 | 0 | 0 | 0 | 0 | 0 | 0 | 0 | 0 | 0 | 0 | 0 | 0 | 0 | 0 | 0 | 0 | 0 | 0 | 0 | 0 | 0 | 0 | 0 | 0 | 0
F4_Commercial_Lodging_New_Space Heating_Natural Gas_Unit Heater_Codes & Standards Forecast | F4 | Commercial | Lodging | New | Space Heating | Natural Gas | Unit Heater | Codes & Standards Forecast | Winter Peak Demand (MW) | 0 | 0 | 0 | 0 | 0 | 0 | 0 | 0 | 0 | 0 | 0 | 0 | 0 | 0 | 0 | 0 | 0 | 0 | 0 | 0 | 0 | 0 | 0 | 0 | 0 | 0 | 0 | 0 | 0 | 0 | 0 | 0 | 0
F5_Commercial_Lodging_New_Space Heating_Natural Gas_Unit Heater_Codes & Standards Forecast | F5 | Commercial | Lodging | New | Space Heating | Natural Gas | Unit Heater | Codes & Standards Forecast | Turnover | 0 | 74.8106 | 360.8392 | 230.6016 | 297.4071 | 403.6141 | 377.248 | 334.3591 | 300.7151 | 290.3527 | 286.5653 | 283.7183 | 298.2917 | 368.2778 | 399.3184 | 436.6404 | 487.3964 | 541.9053 | 632.2241 | 588.5472 | 603.5544 | 625.1441 | 606.7035 | 590.4616 | 593.815 | 609.1368 | 630.592 | 658.1638 | 695.6996 | 758.3281 | 789.4963 | 819.0891 | 694.0467
F6_Commercial_Lodging_New_Space Heating_Natural Gas_Unit Heater_Codes & Standards Forecast | F6 | Commercial | Lodging | New | Space Heating | Natural Gas | Unit Heater | Codes & Standards Forecast | Avg. Replacement Usage (kWh) | 0.26641 | 0.26641 | 0.265 | 0.26359 | 0.26218 | 0.26077 | 0.25936 | 0.25795 | 0.25654 | 0.25513 | 0.25372 | 0.25231 | 0.2509 | 0.24949 | 0.24808 | 0.24667 | 0.24526 | 0.24385 | 0.24244 | 0.24103 | 0.23962 | 0.23822 | 0.23681 | 0.2354 | 0.23399 | 0.23258 | 0.23117 | 0.22976 | 0.22835 | 0.22695 | 0.22554 | 0.22413 | 0.22413
F7_Commercial_Lodging_New_Space Heating_Natural Gas_Unit Heater_Codes & Standards Forecast | F7 | Commercial | Lodging | New | Space Heating | Natural Gas | Unit Heater | Codes & Standards Forecast | Avg. Replacement Summer Demand (kW) | 0 | 0 | 0 | 0 | 0 | 0 | 0 | 0 | 0 | 0 | 0 | 0 | 0 | 0 | 0 | 0 | 0 | 0 | 0 | 0 | 0 | 0 | 0 | 0 | 0 | 0 | 0 | 0 | 0 | 0 | 0 | 0 | 0
F8_Commercial_Lodging_New_Space Heating_Natural Gas_Unit Heater_Codes & Standards Forecast | F8 | Commercial | Lodging | New | Space Heating | Natural Gas | Unit Heater | Codes & Standards Forecast | Avg. Replacement Winter Demand (kW) | 0 | 0 | 0 | 0 | 0 | 0 | 0 | 0 | 0 | 0 | 0 | 0 | 0 | 0 | 0 | 0 | 0 | 0 | 0 | 0 | 0 | 0 | 0 | 0 | 0 | 0 | 0 | 0 | 0 | 0 | 0 | 0 | 0
F1_Commercial_Lodging_New_Water Heating_Natural Gas_Water Heater_Codes & Standards Forecast | F1 | Commercial | Lodging | New | Water Heating | Natural Gas | Water Heater | Codes & Standards Forecast | Units | 0 | 3973.4101 | 23138.6425 | 35386.5683 | 51182.7337 | 72619.8623 | 92656.611 | 110415.4044 | 126387.2675 | 141808.7548 | 157029.0783 | 172098.191 | 187146.6573 | 202238.1822 | 217422.5352 | 232634.8622 | 247851.3468 | 263048.1188 | 278224.8658 | 293381.2715 | 308540.9182 | 323703.8277 | 338848.6472 | 353975.1303 | 369083.0282 | 384193.4642 | 399306.4533 | 414422.0104 | 429540.1504 | 444660.8884 | 459784.2398 | 474910.2196 | 481723.1479
F2_Commercial_Lodging_New_Water Heating_Natural Gas_Water Heater_Codes & Standards Forecast | F2 | Commercial | Lodging | New | Water Heating | Natural Gas | Water Heater | Codes & Standards Forecast | Usage (MMtherm) | 0 | 0.0028064 | 0.016343 | 0.024994 | 0.036151 | 0.051292 | 0.065444 | 0.077987 | 0.089268 | 0.10016 | 0.11091 | 0.12155 | 0.13218 | 0.14284 | 0.15357 | 0.16431 | 0.17506 | 0.18579 | 0.19651 | 0.20722 | 0.21792 | 0.22863 | 0.23933 | 0.25001 | 0.26068 | 0.27136 | 0.28203 | 0.29271 | 0.30339 | 0.31407 | 0.32475 | 0.33543 | 0.34024
F3_Commercial_Lodging_New_Water Heating_Natural Gas_Water Heater_Codes & Standards Forecast | F3 | Commercial | Lodging | New | Water Heating | Natural Gas | Water Heater | Codes & Standards Forecast | Summer Peak Demand (MW) | 0 | 0 | 0 | 0 | 0 | 0 | 0 | 0 | 0 | 0 | 0 | 0 | 0 | 0 | 0 | 0 | 0 | 0 | 0 | 0 | 0 | 0 | 0 | 0 | 0 | 0 | 0 | 0 | 0 | 0 | 0 | 0 | 0
F4_Commercial_Lodging_New_Water Heating_Natural Gas_Water Heater_Codes & Standards Forecast | F4 | Commercial | Lodging | New | Water Heating | Natural Gas | Water Heater | Codes & Standards Forecast | Winter Peak Demand (MW) | 0 | 0 | 0 | 0 | 0 | 0 | 0 | 0 | 0 | 0 | 0 | 0 | 0 | 0 | 0 | 0 | 0 | 0 | 0 | 0 | 0 | 0 | 0 | 0 | 0 | 0 | 0 | 0 | 0 | 0 | 0 | 0 | 0
F5_Commercial_Lodging_New_Water Heating_Natural Gas_Water Heater_Codes & Standards Forecast | F5 | Commercial | Lodging | New | Water Heating | Natural Gas | Water Heater | Codes & Standards Forecast | Turnover | 0 | 3973.4101 | 19165.2324 | 12247.9258 | 15796.1655 | 21437.1285 | 20036.7487 | 17758.7934 | 15971.863 | 15421.4873 | 16015.0055 | 19537.9048 | 21073.0851 | 23070.453 | 25854.9212 | 28797.737 | 33619.0162 | 31299.8397 | 32073.6482 | 33355.6724 | 33259.5399 | 33260.2887 | 33768.3805 | 35052.0384 | 36963.4767 | 40242.2093 | 41880.8139 | 43468.1446 | 45201.2761 | 46610.5964 | 48231.1652 | 47757.9488 | 40131.7604
F6_Commercial_Lodging_New_Water Heating_Natural Gas_Water Heater_Codes & Standards Forecast | F6 | Commercial | Lodging | New | Water Heating | Natural Gas | Water Heater | Codes & Standards Forecast | Avg. Replacement Usage (kWh) | 0.7063 | 0.7063 | 0.7063 | 0.7063 | 0.7063 | 0.7063 | 0.7063 | 0.7063 | 0.7063 | 0.7063 | 0.7063 | 0.7063 | 0.7063 | 0.7063 | 0.7063 | 0.7063 | 0.7063 | 0.7063 | 0.7063 | 0.7063 | 0.7063 | 0.7063 | 0.7063 | 0.7063 | 0.7063 | 0.7063 | 0.7063 | 0.7063 | 0.7063 | 0.7063 | 0.7063 | 0.7063 | 0.7063
F7_Commercial_Lodging_New_Water Heating_Natural Gas_Water Heater_Codes & Standards Forecast | F7 | Commercial | Lodging | New | Water Heating | Natural Gas | Water Heater | Codes & Standards Forecast | Avg. Replacement Summer Demand (kW) | 0 | 0 | 0 | 0 | 0 | 0 | 0 | 0 | 0 | 0 | 0 | 0 | 0 | 0 | 0 | 0 | 0 | 0 | 0 | 0 | 0 | 0 | 0 | 0 | 0 | 0 | 0 | 0 | 0 | 0 | 0 | 0 | 0
F8_Commercial_Lodging_New_Water Heating_Natural Gas_Water Heater_Codes & Standards Forecast | F8 | Commercial | Lodging | New | Water Heating | Natural Gas | Water Heater | Codes & Standards Forecast | Avg. Replacement Winter Demand (kW) | 0 | 0 | 0 | 0 | 0 | 0 | 0 | 0 | 0 | 0 | 0 | 0 | 0 | 0 | 0 | 0 | 0 | 0 | 0 | 0 | 0 | 0 | 0 | 0 | 0 | 0 | 0 | 0 | 0 | 0 | 0 | 0 | 0
F1_Commercial_Lodging_New_Food Preparation_Natural Gas_Oven_Codes & Standards Forecast | F1 | Commercial | Lodging | New | Food Preparation | Natural Gas | Oven | Codes & Standards Forecast | Units | 0 | 531.1325 | 3092.9817 | 4730.1827 | 6841.683 | 9707.2204 | 12385.5667 | 14759.4148 | 16894.4008 | 18955.8173 | 20990.3438 | 23004.6577 | 25016.2117 | 27033.5215 | 29063.2398 | 31096.6974 | 33130.7107 | 35162.0891 | 37190.7906 | 39216.7731 | 41243.1889 | 43270.0408 | 45294.4745 | 47316.4572 | 49335.9556 | 51355.7933 | 53375.9722 | 55396.4944 | 57417.3619 | 59438.5766 | 61460.1407 | 63482.0561 | 64392.7518
F2_Commercial_Lodging_New_Food Preparation_Natural Gas_Oven_Codes & Standards Forecast | F2 | Commercial | Lodging | New | Food Preparation | Natural Gas | Oven | Codes & Standards Forecast | Usage (MMtherm) | 0 | 5.4244e-05 | 0.00031588 | 0.00048309 | 0.00069873 | 0.00099138 | 0.0012649 | 0.0015074 | 0.0017254 | 0.0019359 | 0.0021437 | 0.0023494 | 0.0025549 | 0.0027609 | 0.0029682 | 0.0031759 | 0.0033836 | 0.003591 | 0.0037982 | 0.0040051 | 0.0042121 | 0.0044191 | 0.0046258 | 0.0048323 | 0.0050386 | 0.0052449 | 0.0054512 | 0.0056576 | 0.0058639 | 0.0060704 | 0.0062768 | 0.0064833 | 0.0065763
F3_Commercial_Lodging_New_Food Preparation_Natural Gas_Oven_Codes & Standards Forecast | F3 | Commercial | Lodging | New | Food Preparation | Natural Gas | Oven | Codes & Standards Forecast | Summer Peak Demand (MW) | 0 | 0 | 0 | 0 | 0 | 0 | 0 | 0 | 0 | 0 | 0 | 0 | 0 | 0 | 0 | 0 | 0 | 0 | 0 | 0 | 0 | 0 | 0 | 0 | 0 | 0 | 0 | 0 | 0 | 0 | 0 | 0 | 0
F4_Commercial_Lodging_New_Food Preparation_Natural Gas_Oven_Codes & Standards Forecast | F4 | Commercial | Lodging | New | Food Preparation | Natural Gas | Oven | Codes & Standards Forecast | Winter Peak Demand (MW) | 0 | 0 | 0 | 0 | 0 | 0 | 0 | 0 | 0 | 0 | 0 | 0 | 0 | 0 | 0 | 0 | 0 | 0 | 0 | 0 | 0 | 0 | 0 | 0 | 0 | 0 | 0 | 0 | 0 | 0 | 0 | 0 | 0
F5_Commercial_Lodging_New_Food Preparation_Natural Gas_Oven_Codes & Standards Forecast | F5 | Commercial | Lodging | New | Food Preparation | Natural Gas | Oven | Codes & Standards Forecast | Turnover | 0 | 531.1325 | 2561.8492 | 1637.2011 | 2111.5003 | 2865.5374 | 2678.3463 | 2373.8481 | 2134.9861 | 2061.4164 | 2034.5265 | 2014.3139 | 2117.7806 | 2614.6608 | 2835.0393 | 3100.0145 | 3460.3663 | 3847.3632 | 4488.5992 | 4178.5069 | 4285.0532 | 4438.3335 | 4307.4108 | 4192.0981 | 4215.9066 | 4324.6863 | 4477.0117 | 4672.763 | 4939.2559 | 5383.8996 | 5605.1842 | 5815.2838 | 4927.5212
F6_Commercial_Lodging_New_Food Preparation_Natural Gas_Oven_Codes & Standards Forecast | F6 | Commercial | Lodging | New | Food Preparation | Natural Gas | Oven | Codes & Standards Forecast | Avg. Replacement Usage (kWh) | 0.10213 | 0.10213 | 0.10213 | 0.10213 | 0.10213 | 0.10213 | 0.10213 | 0.10213 | 0.10213 | 0.10213 | 0.10213 | 0.10213 | 0.10213 | 0.10213 | 0.10213 | 0.10213 | 0.10213 | 0.10213 | 0.10213 | 0.10213 | 0.10213 | 0.10213 | 0.10213 | 0.10213 | 0.10213 | 0.10213 | 0.10213 | 0.10213 | 0.10213 | 0.10213 | 0.10213 | 0.10213 | 0.10213
F7_Commercial_Lodging_New_Food Preparation_Natural Gas_Oven_Codes & Standards Forecast | F7 | Commercial | Lodging | New | Food Preparation | Natural Gas | Oven | Codes & Standards Forecast | Avg. Replacement Summer Demand (kW) | 0 | 0 | 0 | 0 | 0 | 0 | 0 | 0 | 0 | 0 | 0 | 0 | 0 | 0 | 0 | 0 | 0 | 0 | 0 | 0 | 0 | 0 | 0 | 0 | 0 | 0 | 0 | 0 | 0 | 0 | 0 | 0 | 0
F8_Commercial_Lodging_New_Food Preparation_Natural Gas_Oven_Codes & Standards Forecast | F8 | Commercial | Lodging | New | Food Preparation | Natural Gas | Oven | Codes & Standards Forecast | Avg. Replacement Winter Demand (kW) | 0 | 0 | 0 | 0 | 0 | 0 | 0 | 0 | 0 | 0 | 0 | 0 | 0 | 0 | 0 | 0 | 0 | 0 | 0 | 0 | 0 | 0 | 0 | 0 | 0 | 0 | 0 | 0 | 0 | 0 | 0 | 0 | 0
F1_Commercial_Lodging_New_Food Preparation_Natural Gas_Conveyor Oven_Codes & Standards Forecast | F1 | Commercial | Lodging | New | Food Preparation | Natural Gas | Conveyor Oven | Codes & Standards Forecast | Units | 0 | 265.5662 | 1546.4908 | 2365.0914 | 3420.8415 | 4853.6102 | 6192.7833 | 7379.7074 | 8447.2004 | 9477.9086 | 10495.1719 | 11502.3288 | 12508.1059 | 13516.7608 | 14531.6199 | 15548.3487 | 16565.3554 | 17581.0445 | 18595.3953 | 19608.3866 | 20621.5944 | 21635.0204 | 22647.2373 | 23658.2286 | 24667.9778 | 25677.8966 | 26687.9861 | 27698.2472 | 28708.6809 | 29719.2883 | 30730.0704 | 31741.0281 | 32196.3759
F2_Commercial_Lodging_New_Food Preparation_Natural Gas_Conveyor Oven_Codes & Standards Forecast | F2 | Commercial | Lodging | New | Food Preparation | Natural Gas | Conveyor Oven | Codes & Standards Forecast | Usage (MMtherm) | 0 | 4.9874e-05 | 0.00029044 | 0.00044417 | 0.00064244 | 0.00091152 | 0.001163 | 0.0013859 | 0.0015864 | 0.00178 | 0.001971 | 0.0021602 | 0.0023491 | 0.0025385 | 0.0027291 | 0.00292 | 0.003111 | 0.0033018 | 0.0034923 | 0.0036825 | 0.0038728 | 0.0040631 | 0.0042532 | 0.0044431 | 0.0046327 | 0.0048224 | 0.0050121 | 0.0052018 | 0.0053916 | 0.0055814 | 0.0057712 | 0.0059611 | 0.0060466
F3_Commercial_Lodging_New_Food Preparation_Natural Gas_Conveyor Oven_Codes & Standards Forecast | F3 | Commercial | Lodging | New | Food Preparation | Natural Gas | Conveyor Oven | Codes & Standards Forecast | Summer Peak Demand (MW) | 0 | 0 | 0 | 0 | 0 | 0 | 0 | 0 | 0 | 0 | 0 | 0 | 0 | 0 | 0 | 0 | 0 | 0 | 0 | 0 | 0 | 0 | 0 | 0 | 0 | 0 | 0 | 0 | 0 | 0 | 0 | 0 | 0
F4_Commercial_Lodging_New_Food Preparation_Natural Gas_Conveyor Oven_Codes & Standards Forecast | F4 | Commercial | Lodging | New | Food Preparation | Natural Gas | Conveyor Oven | Codes & Standards Forecast | Winter Peak Demand (MW) | 0 | 0 | 0 | 0 | 0 | 0 | 0 | 0 | 0 | 0 | 0 | 0 | 0 | 0 | 0 | 0 | 0 | 0 | 0 | 0 | 0 | 0 | 0 | 0 | 0 | 0 | 0 | 0 | 0 | 0 | 0 | 0 | 0
F5_Commercial_Lodging_New_Food Preparation_Natural Gas_Conveyor Oven_Codes & Standards Forecast | F5 | Commercial | Lodging | New | Food Preparation | Natural Gas | Conveyor Oven | Codes & Standards Forecast | Turnover | 0 | 265.5662 | 1280.9246 | 818.6005 | 1055.7501 | 1432.7687 | 1339.1731 | 1186.924 | 1067.493 | 1030.7082 | 1017.2633 | 1007.157 | 1005.777 | 1008.6549 | 1014.8591 | 1016.7288 | 1017.0067 | 1068.8024 | 1313.0263 | 1415.6518 | 1546.4863 | 1726.6024 | 1920.2093 | 2240.9402 | 2086.0114 | 2139.2376 | 2215.8303 | 2151.7496 | 2084.8688 | 2040.5783 | 2028.0876 | 2024.6235 | 1467.0325
F6_Commercial_Lodging_New_Food Preparation_Natural Gas_Conveyor Oven_Codes & Standards Forecast | F6 | Commercial | Lodging | New | Food Preparation | Natural Gas | Conveyor Oven | Codes & Standards Forecast | Avg. Replacement Usage (kWh) | 0.1878 | 0.1878 | 0.1878 | 0.1878 | 0.1878 | 0.1878 | 0.1878 | 0.1878 | 0.1878 | 0.1878 | 0.1878 | 0.1878 | 0.1878 | 0.1878 | 0.1878 | 0.1878 | 0.1878 | 0.1878 | 0.1878 | 0.1878 | 0.1878 | 0.1878 | 0.1878 | 0.1878 | 0.1878 | 0.1878 | 0.1878 | 0.1878 | 0.1878 | 0.1878 | 0.1878 | 0.1878 | 0.1878
F7_Commercial_Lodging_New_Food Preparation_Natural Gas_Conveyor Oven_Codes & Standards Forecast | F7 | Commercial | Lodging | New | Food Preparation | Natural Gas | Conveyor Oven | Codes & Standards Forecast | Avg. Replacement Summer Demand (kW) | 0 | 0 | 0 | 0 | 0 | 0 | 0 | 0 | 0 | 0 | 0 | 0 | 0 | 0 | 0 | 0 | 0 | 0 | 0 | 0 | 0 | 0 | 0 | 0 | 0 | 0 | 0 | 0 | 0 | 0 | 0 | 0 | 0
F8_Commercial_Lodging_New_Food Preparation_Natural Gas_Conveyor Oven_Codes & Standards Forecast | F8 | Commercial | Lodging | New | Food Preparation | Natural Gas | Conveyor Oven | Codes & Standards Forecast | Avg. Replacement Winter Demand (kW) | 0 | 0 | 0 | 0 | 0 | 0 | 0 | 0 | 0 | 0 | 0 | 0 | 0 | 0 | 0 | 0 | 0 | 0 | 0 | 0 | 0 | 0 | 0 | 0 | 0 | 0 | 0 | 0 | 0 | 0 | 0 | 0 | 0
F1_Commercial_Lodging_New_Food Preparation_Natural Gas_Double Rack Oven_Codes & Standards Forecast | F1 | Commercial | Lodging | New | Food Preparation | Natural Gas | Double Rack Oven | Codes & Standards Forecast | Units | 0 | 265.5662 | 1546.4908 | 2365.0914 | 3420.8415 | 4853.6102 | 6192.7833 | 7379.7074 | 8447.2004 | 9477.9086 | 10495.1719 | 11502.3288 | 12508.1059 | 13516.7608 | 14531.6199 | 15548.3487 | 16565.3554 | 17581.0445 | 18595.3953 | 19608.3866 | 20621.5944 | 21635.0204 | 22647.2373 | 23658.2286 | 24667.9778 | 25677.8966 | 26687.9861 | 27698.2472 | 28708.6809 | 29719.2883 | 30730.0704 | 31741.0281 | 32196.3759
F2_Commercial_Lodging_New_Food Preparation_Natural Gas_Double Rack Oven_Codes & Standards Forecast | F2 | Commercial | Lodging | New | Food Preparation | Natural Gas | Double Rack Oven | Codes & Standards Forecast | Usage (MMtherm) | 0 | 8.8883e-05 | 0.0005176 | 0.00079158 | 0.0011449 | 0.0016245 | 0.0020727 | 0.0024699 | 0.0028272 | 0.0031722 | 0.0035126 | 0.0038497 | 0.0041864 | 0.004524 | 0.0048636 | 0.0052039 | 0.0055443 | 0.0058842 | 0.0062237 | 0.0065628 | 0.0069019 | 0.0072411 | 0.0075798 | 0.0079182 | 0.0082562 | 0.0085942 | 0.0089323 | 0.0092704 | 0.0096086 | 0.0099468 | 0.010285 | 0.010623 | 0.010776
F3_Commercial_Lodging_New_Food Preparation_Natural Gas_Double Rack Oven_Codes & Standards Forecast | F3 | Commercial | Lodging | New | Food Preparation | Natural Gas | Double Rack Oven | Codes & Standards Forecast | Summer Peak Demand (MW) | 0 | 0 | 0 | 0 | 0 | 0 | 0 | 0 | 0 | 0 | 0 | 0 | 0 | 0 | 0 | 0 | 0 | 0 | 0 | 0 | 0 | 0 | 0 | 0 | 0 | 0 | 0 | 0 | 0 | 0 | 0 | 0 | 0
F4_Commercial_Lodging_New_Food Preparation_Natural Gas_Double Rack Oven_Codes & Standards Forecast | F4 | Commercial | Lodging | New | Food Preparation | Natural Gas | Double Rack Oven | Codes & Standards Forecast | Winter Peak Demand (MW) | 0 | 0 | 0 | 0 | 0 | 0 | 0 | 0 | 0 | 0 | 0 | 0 | 0 | 0 | 0 | 0 | 0 | 0 | 0 | 0 | 0 | 0 | 0 | 0 | 0 | 0 | 0 | 0 | 0 | 0 | 0 | 0 | 0
F5_Commercial_Lodging_New_Food Preparation_Natural Gas_Double Rack Oven_Codes & Standards Forecast | F5 | Commercial | Lodging | New | Food Preparation | Natural Gas | Double Rack Oven | Codes & Standards Forecast | Turnover | 0 | 265.5662 | 1280.9246 | 818.6005 | 1055.7501 | 1432.7687 | 1339.1731 | 1186.924 | 1067.493 | 1030.7082 | 1017.2633 | 1007.157 | 1058.8903 | 1307.3304 | 1417.5197 | 1550.0072 | 1730.1832 | 1923.6816 | 2244.2996 | 2089.2535 | 2142.5266 | 2219.1667 | 2153.7054 | 2096.049 | 2107.9533 | 2162.3431 | 2238.5058 | 2336.3815 | 2469.628 | 2691.9498 | 2802.5921 | 2907.6419 | 2463.7606
F6_Commercial_Lodging_New_Food Preparation_Natural Gas_Double Rack Oven_Codes & Standards Forecast | F6 | Commercial | Lodging | New | Food Preparation | Natural Gas | Double Rack Oven | Codes & Standards Forecast | Avg. Replacement Usage (kWh) | 0.33469 | 0.33469 | 0.33469 | 0.33469 | 0.33469 | 0.33469 | 0.33469 | 0.33469 | 0.33469 | 0.33469 | 0.33469 | 0.33469 | 0.33469 | 0.33469 | 0.33469 | 0.33469 | 0.33469 | 0.33469 | 0.33469 | 0.33469 | 0.33469 | 0.33469 | 0.33469 | 0.33469 | 0.33469 | 0.33469 | 0.33469 | 0.33469 | 0.33469 | 0.33469 | 0.33469 | 0.33469 | 0.33469
F7_Commercial_Lodging_New_Food Preparation_Natural Gas_Double Rack Oven_Codes & Standards Forecast | F7 | Commercial | Lodging | New | Food Preparation | Natural Gas | Double Rack Oven | Codes & Standards Forecast | Avg. Replacement Summer Demand (kW) | 0 | 0 | 0 | 0 | 0 | 0 | 0 | 0 | 0 | 0 | 0 | 0 | 0 | 0 | 0 | 0 | 0 | 0 | 0 | 0 | 0 | 0 | 0 | 0 | 0 | 0 | 0 | 0 | 0 | 0 | 0 | 0 | 0
F8_Commercial_Lodging_New_Food Preparation_Natural Gas_Double Rack Oven_Codes & Standards Forecast | F8 | Commercial | Lodging | New | Food Preparation | Natural Gas | Double Rack Oven | Codes & Standards Forecast | Avg. Replacement Winter Demand (kW) | 0 | 0 | 0 | 0 | 0 | 0 | 0 | 0 | 0 | 0 | 0 | 0 | 0 | 0 | 0 | 0 | 0 | 0 | 0 | 0 | 0 | 0 | 0 | 0 | 0 | 0 | 0 | 0 | 0 | 0 | 0 | 0 | 0
F1_Commercial_Lodging_New_Food Preparation_Natural Gas_Fryer_Codes & Standards Forecast | F1 | Commercial | Lodging | New | Food Preparation | Natural Gas | Fryer | Codes & Standards Forecast | Units | 0 | 403.496 | 2349.707 | 3593.4721 | 5197.5576 | 7374.4775 | 9409.1902 | 11212.5787 | 12834.5061 | 14400.5433 | 15946.1526 | 17476.4066 | 19004.564 | 20537.0939 | 22079.0504 | 23623.8476 | 25169.0671 | 26712.2847 | 28253.4689 | 29792.5873 | 31332.035 | 32871.8139 | 34409.7558 | 35945.8357 | 37480.0283 | 39014.4786 | 40549.1882 | 42084.1585 | 43619.3912 | 45154.8877 | 46690.6495 | 48226.6783 | 48918.5247
F2_Commercial_Lodging_New_Food Preparation_Natural Gas_Fryer_Codes & Standards Forecast | F2 | Commercial | Lodging | New | Food Preparation | Natural Gas | Fryer | Codes & Standards Forecast | Usage (MMtherm) | 0 | 6.8383e-05 | 0.00039822 | 0.00052741 | 0.00069403 | 0.00092015 | 0.0011249 | 0.0012753 | 0.0014161 | 0.0015581 | 0.0016968 | 0.0018153 | 0.001974 | 0.0021332 | 0.0022934 | 0.0024539 | 0.0026144 | 0.0027747 | 0.0029348 | 0.0030946 | 0.0032545 | 0.0034145 | 0.0035742 | 0.0037338 | 0.0038931 | 0.0040525 | 0.0042119 | 0.0043714 | 0.0045308 | 0.0046903 | 0.0048499 | 0.0050094 | 0.0050813
F3_Commercial_Lodging_New_Food Preparation_Natural Gas_Fryer_Codes & Standards Forecast | F3 | Commercial | Lodging | New | Food Preparation | Natural Gas | Fryer | Codes & Standards Forecast | Summer Peak Demand (MW) | 0 | 0 | 0 | 0 | 0 | 0 | 0 | 0 | 0 | 0 | 0 | 0 | 0 | 0 | 0 | 0 | 0 | 0 | 0 | 0 | 0 | 0 | 0 | 0 | 0 | 0 | 0 | 0 | 0 | 0 | 0 | 0 | 0
F4_Commercial_Lodging_New_Food Preparation_Natural Gas_Fryer_Codes & Standards Forecast | F4 | Commercial | Lodging | New | Food Preparation | Natural Gas | Fryer | Codes & Standards Forecast | Winter Peak Demand (MW) | 0 | 0 | 0 | 0 | 0 | 0 | 0 | 0 | 0 | 0 | 0 | 0 | 0 | 0 | 0 | 0 | 0 | 0 | 0 | 0 | 0 | 0 | 0 | 0 | 0 | 0 | 0 | 0 | 0 | 0 | 0 | 0 | 0
F5_Commercial_Lodging_New_Food Preparation_Natural Gas_Fryer_Codes & Standards Forecast | F5 | Commercial | Lodging | New | Food Preparation | Natural Gas | Fryer | Codes & Standards Forecast | Turnover | 0 | 403.496 | 1946.211 | 1243.7651 | 1604.0855 | 2176.9199 | 2135.5867 | 2365.5967 | 2354.5249 | 2516.5068 | 2898.4429 | 3444.8693 | 3388.8243 | 3602.1671 | 3859.2474 | 3997.5675 | 4300.597 | 4454.3295 | 4663.4988 | 4936.3016 | 5216.3964 | 5359.34 | 5566.8223 | 5784.6213 | 5987.498 | 6250.4388 | 6448.0174 | 6661.2937 | 6890.8678 | 7115.5652 | 7317.3443 | 7533.4565 | 6906.9252
F6_Commercial_Lodging_New_Food Preparation_Natural Gas_Fryer_Codes & Standards Forecast | F6 | Commercial | Lodging | New | Food Preparation | Natural Gas | Fryer | Codes & Standards Forecast | Avg. Replacement Usage (kWh) | 0.16948 | 0.16948 | 0.16948 | 0.10387 | 0.10387 | 0.10387 | 0.10387 | 0.10387 | 0.10387 | 0.10387 | 0.10387 | 0.10387 | 0.10387 | 0.10387 | 0.10387 | 0.10387 | 0.10387 | 0.10387 | 0.10387 | 0.10387 | 0.10387 | 0.10387 | 0.10387 | 0.10387 | 0.10387 | 0.10387 | 0.10387 | 0.10387 | 0.10387 | 0.10387 | 0.10387 | 0.10387 | 0.10387
F7_Commercial_Lodging_New_Food Preparation_Natural Gas_Fryer_Codes & Standards Forecast | F7 | Commercial | Lodging | New | Food Preparation | Natural Gas | Fryer | Codes & Standards Forecast | Avg. Replacement Summer Demand (kW) | 0 | 0 | 0 | 0 | 0 | 0 | 0 | 0 | 0 | 0 | 0 | 0 | 0 | 0 | 0 | 0 | 0 | 0 | 0 | 0 | 0 | 0 | 0 | 0 | 0 | 0 | 0 | 0 | 0 | 0 | 0 | 0 | 0
F8_Commercial_Lodging_New_Food Preparation_Natural Gas_Fryer_Codes & Standards Forecast | F8 | Commercial | Lodging | New | Food Preparation | Natural Gas | Fryer | Codes & Standards Forecast | Avg. Replacement Winter Demand (kW) | 0 | 0 | 0 | 0 | 0 | 0 | 0 | 0 | 0 | 0 | 0 | 0 | 0 | 0 | 0 | 0 | 0 | 0 | 0 | 0 | 0 | 0 | 0 | 0 | 0 | 0 | 0 | 0 | 0 | 0 | 0 | 0 | 0
F1_Commercial_Lodging_New_Food Preparation_Natural Gas_Broiler_Codes & Standards Forecast | F1 | Commercial | Lodging | New | Food Preparation | Natural Gas | Broiler | Codes & Standards Forecast | Units | 0 | 403.496 | 2349.707 | 3593.4721 | 5197.5576 | 7374.4775 | 9409.1902 | 11212.5787 | 12834.5061 | 14400.5433 | 15946.1526 | 17476.4066 | 19004.564 | 20537.0939 | 22079.0504 | 23623.8476 | 25169.0671 | 26712.2847 | 28253.4689 | 29792.5873 | 31332.035 | 32871.8139 | 34409.7558 | 35945.8357 | 37480.0283 | 39014.4786 | 40549.1882 | 42084.1585 | 43619.3912 | 45154.8877 | 46690.6495 | 48226.6783 | 48918.5247
F2_Commercial_Lodging_New_Food Preparation_Natural Gas_Broiler_Codes & Standards Forecast | F2 | Commercial | Lodging | New | Food Preparation | Natural Gas | Broiler | Codes & Standards Forecast | Usage (MMtherm) | 0 | 7.4567e-05 | 0.00043423 | 0.00066408 | 0.00096052 | 0.0013628 | 0.0017388 | 0.0020721 | 0.0023718 | 0.0026612 | 0.0029469 | 0.0032297 | 0.0035121 | 0.0037953 | 0.0040802 | 0.0043657 | 0.0046513 | 0.0049365 | 0.0052213 | 0.0055057 | 0.0057902 | 0.0060748 | 0.006359 | 0.0066428 | 0.0069264 | 0.0072099 | 0.0074936 | 0.0077772 | 0.0080609 | 0.0083447 | 0.0086285 | 0.0089124 | 0.0090402
F3_Commercial_Lodging_New_Food Preparation_Natural Gas_Broiler_Codes & Standards Forecast | F3 | Commercial | Lodging | New | Food Preparation | Natural Gas | Broiler | Codes & Standards Forecast | Summer Peak Demand (MW) | 0 | 0 | 0 | 0 | 0 | 0 | 0 | 0 | 0 | 0 | 0 | 0 | 0 | 0 | 0 | 0 | 0 | 0 | 0 | 0 | 0 | 0 | 0 | 0 | 0 | 0 | 0 | 0 | 0 | 0 | 0 | 0 | 0
F4_Commercial_Lodging_New_Food Preparation_Natural Gas_Broiler_Codes & Standards Forecast | F4 | Commercial | Lodging | New | Food Preparation | Natural Gas | Broiler | Codes & Standards Forecast | Winter Peak Demand (MW) | 0 | 0 | 0 | 0 | 0 | 0 | 0 | 0 | 0 | 0 | 0 | 0 | 0 | 0 | 0 | 0 | 0 | 0 | 0 | 0 | 0 | 0 | 0 | 0 | 0 | 0 | 0 | 0 | 0 | 0 | 0 | 0 | 0
F5_Commercial_Lodging_New_Food Preparation_Natural Gas_Broiler_Codes & Standards Forecast | F5 | Commercial | Lodging | New | Food Preparation | Natural Gas | Broiler | Codes & Standards Forecast | Turnover | 0 | 403.496 | 1946.211 | 1243.7651 | 1604.0855 | 2176.9199 | 2034.7127 | 1803.3885 | 1621.9274 | 1566.0373 | 1545.6093 | 1530.254 | 1608.8565 | 1986.3315 | 2153.7508 | 2355.0498 | 2628.8054 | 2922.803 | 3409.9436 | 3174.3696 | 3255.3118 | 3371.7572 | 3272.2966 | 3184.6947 | 3202.7818 | 3285.4206 | 3401.1407 | 3549.851 | 3752.303 | 4090.0942 | 4258.202 | 4417.8125 | 3743.3882
F6_Commercial_Lodging_New_Food Preparation_Natural Gas_Broiler_Codes & Standards Forecast | F6 | Commercial | Lodging | New | Food Preparation | Natural Gas | Broiler | Codes & Standards Forecast | Avg. Replacement Usage (kWh) | 0.1848 | 0.1848 | 0.1848 | 0.1848 | 0.1848 | 0.1848 | 0.1848 | 0.1848 | 0.1848 | 0.1848 | 0.1848 | 0.1848 | 0.1848 | 0.1848 | 0.1848 | 0.1848 | 0.1848 | 0.1848 | 0.1848 | 0.1848 | 0.1848 | 0.1848 | 0.1848 | 0.1848 | 0.1848 | 0.1848 | 0.1848 | 0.1848 | 0.1848 | 0.1848 | 0.1848 | 0.1848 | 0.1848
F7_Commercial_Lodging_New_Food Preparation_Natural Gas_Broiler_Codes & Standards Forecast | F7 | Commercial | Lodging | New | Food Preparation | Natural Gas | Broiler | Codes & Standards Forecast | Avg. Replacement Summer Demand (kW) | 0 | 0 | 0 | 0 | 0 | 0 | 0 | 0 | 0 | 0 | 0 | 0 | 0 | 0 | 0 | 0 | 0 | 0 | 0 | 0 | 0 | 0 | 0 | 0 | 0 | 0 | 0 | 0 | 0 | 0 | 0 | 0 | 0
F8_Commercial_Lodging_New_Food Preparation_Natural Gas_Broiler_Codes & Standards Forecast | F8 | Commercial | Lodging | New | Food Preparation | Natural Gas | Broiler | Codes & Standards Forecast | Avg. Replacement Winter Demand (kW) | 0 | 0 | 0 | 0 | 0 | 0 | 0 | 0 | 0 | 0 | 0 | 0 | 0 | 0 | 0 | 0 | 0 | 0 | 0 | 0 | 0 | 0 | 0 | 0 | 0 | 0 | 0 | 0 | 0 | 0 | 0 | 0 | 0
F1_Commercial_Lodging_New_Food Preparation_Natural Gas_Griddle_Codes & Standards Forecast | F1 | Commercial | Lodging | New | Food Preparation | Natural Gas | Griddle | Codes & Standards Forecast | Units | 0 | 1078.7342 | 6281.8697 | 9607.0378 | 13895.5112 | 19715.4399 | 25155.1819 | 29976.4858 | 34312.6591 | 38499.4118 | 42631.5509 | 46722.6381 | 50808.12 | 54905.2918 | 59027.6653 | 63157.6334 | 67288.7303 | 71414.4755 | 75534.7841 | 79649.5703 | 83765.2363 | 87881.7882 | 91993.4289 | 96100.0914 | 100201.7083 | 104304.0143 | 108407.0133 | 112510.7096 | 116615.1071 | 120720.2099 | 124826.0222 | 128932.5481 | 130782.1781
F2_Commercial_Lodging_New_Food Preparation_Natural Gas_Griddle_Codes & Standards Forecast | F2 | Commercial | Lodging | New | Food Preparation | Natural Gas | Griddle | Codes & Standards Forecast | Usage (MMtherm) | 0 | 0.00012302 | 0.00071639 | 0.0010956 | 0.0015846 | 0.0022484 | 0.0028687 | 0.0034185 | 0.003913 | 0.0043905 | 0.0048617 | 0.0053283 | 0.0057942 | 0.0062614 | 0.0067315 | 0.0072025 | 0.0076736 | 0.0081441 | 0.008614 | 0.0090832 | 0.0095526 | 0.010022 | 0.010491 | 0.010959 | 0.011427 | 0.011895 | 0.012363 | 0.012831 | 0.013299 | 0.013767 | 0.014235 | 0.014703 | 0.014914
F3_Commercial_Lodging_New_Food Preparation_Natural Gas_Griddle_Codes & Standards Forecast | F3 | Commercial | Lodging | New | Food Preparation | Natural Gas | Griddle | Codes & Standards Forecast | Summer Peak Demand (MW) | 0 | 0 | 0 | 0 | 0 | 0 | 0 | 0 | 0 | 0 | 0 | 0 | 0 | 0 | 0 | 0 | 0 | 0 | 0 | 0 | 0 | 0 | 0 | 0 | 0 | 0 | 0 | 0 | 0 | 0 | 0 | 0 | 0
F4_Commercial_Lodging_New_Food Preparation_Natural Gas_Griddle_Codes & Standards Forecast | F4 | Commercial | Lodging | New | Food Preparation | Natural Gas | Griddle | Codes & Standards Forecast | Winter Peak Demand (MW) | 0 | 0 | 0 | 0 | 0 | 0 | 0 | 0 | 0 | 0 | 0 | 0 | 0 | 0 | 0 | 0 | 0 | 0 | 0 | 0 | 0 | 0 | 0 | 0 | 0 | 0 | 0 | 0 | 0 | 0 | 0 | 0 | 0
F5_Commercial_Lodging_New_Food Preparation_Natural Gas_Griddle_Codes & Standards Forecast | F5 | Commercial | Lodging | New | Food Preparation | Natural Gas | Griddle | Codes & Standards Forecast | Turnover | 0 | 1078.7342 | 5203.1356 | 3325.168 | 4288.4734 | 5819.9287 | 5439.742 | 4821.3039 | 4336.1733 | 4186.7527 | 4132.1391 | 4091.0872 | 4301.2287 | 5310.3964 | 5757.9868 | 6296.1535 | 7028.0309 | 7814.0245 | 9116.3799 | 8486.5799 | 8702.9764 | 9014.2897 | 8748.3847 | 8514.1837 | 8562.539 | 8783.4713 | 9092.8454 | 9490.418 | 10031.6671 | 10934.7417 | 11384.1726 | 11810.8866 | 10007.8337
F6_Commercial_Lodging_New_Food Preparation_Natural Gas_Griddle_Codes & Standards Forecast | F6 | Commercial | Lodging | New | Food Preparation | Natural Gas | Griddle | Codes & Standards Forecast | Avg. Replacement Usage (kWh) | 0.11404 | 0.11404 | 0.11404 | 0.11404 | 0.11404 | 0.11404 | 0.11404 | 0.11404 | 0.11404 | 0.11404 | 0.11404 | 0.11404 | 0.11404 | 0.11404 | 0.11404 | 0.11404 | 0.11404 | 0.11404 | 0.11404 | 0.11404 | 0.11404 | 0.11404 | 0.11404 | 0.11404 | 0.11404 | 0.11404 | 0.11404 | 0.11404 | 0.11404 | 0.11404 | 0.11404 | 0.11404 | 0.11404
F7_Commercial_Lodging_New_Food Preparation_Natural Gas_Griddle_Codes & Standards Forecast | F7 | Commercial | Lodging | New | Food Preparation | Natural Gas | Griddle | Codes & Standards Forecast | Avg. Replacement Summer Demand (kW) | 0 | 0 | 0 | 0 | 0 | 0 | 0 | 0 | 0 | 0 | 0 | 0 | 0 | 0 | 0 | 0 | 0 | 0 | 0 | 0 | 0 | 0 | 0 | 0 | 0 | 0 | 0 | 0 | 0 | 0 | 0 | 0 | 0
F8_Commercial_Lodging_New_Food Preparation_Natural Gas_Griddle_Codes & Standards Forecast | F8 | Commercial | Lodging | New | Food Preparation | Natural Gas | Griddle | Codes & Standards Forecast | Avg. Replacement Winter Demand (kW) | 0 | 0 | 0 | 0 | 0 | 0 | 0 | 0 | 0 | 0 | 0 | 0 | 0 | 0 | 0 | 0 | 0 | 0 | 0 | 0 | 0 | 0 | 0 | 0 | 0 | 0 | 0 | 0 | 0 | 0 | 0 | 0 | 0
F1_Commercial_Lodging_New_Food Preparation_Natural Gas_Range_Codes & Standards Forecast | F1 | Commercial | Lodging | New | Food Preparation | Natural Gas | Range | Codes & Standards Forecast | Units | 0 | 16.4692 | 95.9064 | 146.6723 | 212.1452 | 300.9991 | 384.0486 | 457.6563 | 523.8574 | 587.7773 | 650.8634 | 713.3227 | 775.6965 | 838.2487 | 901.1857 | 964.2387 | 1027.3089 | 1090.2973 | 1153.2028 | 1216.024 | 1278.8586 | 1341.7067 | 1404.4798 | 1467.177 | 1529.7971 | 1592.4277 | 1655.0689 | 1717.7208 | 1780.3833 | 1843.0566 | 1905.7408 | 1968.4358 | 1996.6745
F2_Commercial_Lodging_New_Food Preparation_Natural Gas_Range_Codes & Standards Forecast | F2 | Commercial | Lodging | New | Food Preparation | Natural Gas | Range | Codes & Standards Forecast | Usage (MMtherm) | 0 | 2.23e-06 | 1.2986e-05 | 1.986e-05 | 2.8725e-05 | 4.0756e-05 | 5.2001e-05 | 6.1967e-05 | 7.0931e-05 | 7.9586e-05 | 8.8128e-05 | 9.6585e-05 | 0.00010503 | 0.0001135 | 0.00012202 | 0.00013056 | 0.0001391 | 0.00014763 | 0.00015615 | 0.00016465 | 0.00017316 | 0.00018167 | 0.00019017 | 0.00019866 | 0.00020714 | 0.00021562 | 0.0002241 | 0.00023258 | 0.00024107 | 0.00024955 | 0.00025804 | 0.00026653 | 0.00027035
F3_Commercial_Lodging_New_Food Preparation_Natural Gas_Range_Codes & Standards Forecast | F3 | Commercial | Lodging | New | Food Preparation | Natural Gas | Range | Codes & Standards Forecast | Summer Peak Demand (MW) | 0 | 0 | 0 | 0 | 0 | 0 | 0 | 0 | 0 | 0 | 0 | 0 | 0 | 0 | 0 | 0 | 0 | 0 | 0 | 0 | 0 | 0 | 0 | 0 | 0 | 0 | 0 | 0 | 0 | 0 | 0 | 0 | 0
F4_Commercial_Lodging_New_Food Preparation_Natural Gas_Range_Codes & Standards Forecast | F4 | Commercial | Lodging | New | Food Preparation | Natural Gas | Range | Codes & Standards Forecast | Winter Peak Demand (MW) | 0 | 0 | 0 | 0 | 0 | 0 | 0 | 0 | 0 | 0 | 0 | 0 | 0 | 0 | 0 | 0 | 0 | 0 | 0 | 0 | 0 | 0 | 0 | 0 | 0 | 0 | 0 | 0 | 0 | 0 | 0 | 0 | 0
F5_Commercial_Lodging_New_Food Preparation_Natural Gas_Range_Codes & Standards Forecast | F5 | Commercial | Lodging | New | Food Preparation | Natural Gas | Range | Codes & Standards Forecast | Turnover | 0 | 16.4692 | 79.4372 | 50.7659 | 65.4729 | 88.8539 | 83.0495 | 73.6077 | 66.2011 | 63.9199 | 66.3799 | 80.9819 | 87.345 | 95.6238 | 107.165 | 119.3626 | 139.3461 | 129.7334 | 132.9407 | 138.2546 | 137.8561 | 137.8592 | 139.9652 | 145.2858 | 153.2084 | 166.7983 | 173.5901 | 180.1693 | 187.3529 | 193.1943 | 199.9114 | 197.95 | 166.3405
F6_Commercial_Lodging_New_Food Preparation_Natural Gas_Range_Codes & Standards Forecast | F6 | Commercial | Lodging | New | Food Preparation | Natural Gas | Range | Codes & Standards Forecast | Avg. Replacement Usage (kWh) | 0.1354 | 0.1354 | 0.1354 | 0.1354 | 0.1354 | 0.1354 | 0.1354 | 0.1354 | 0.1354 | 0.1354 | 0.1354 | 0.1354 | 0.1354 | 0.1354 | 0.1354 | 0.1354 | 0.1354 | 0.1354 | 0.1354 | 0.1354 | 0.1354 | 0.1354 | 0.1354 | 0.1354 | 0.1354 | 0.1354 | 0.1354 | 0.1354 | 0.1354 | 0.1354 | 0.1354 | 0.1354 | 0.1354
F7_Commercial_Lodging_New_Food Preparation_Natural Gas_Range_Codes & Standards Forecast | F7 | Commercial | Lodging | New | Food Preparation | Natural Gas | Range | Codes & Standards Forecast | Avg. Replacement Summer Demand (kW) | 0 | 0 | 0 | 0 | 0 | 0 | 0 | 0 | 0 | 0 | 0 | 0 | 0 | 0 | 0 | 0 | 0 | 0 | 0 | 0 | 0 | 0 | 0 | 0 | 0 | 0 | 0 | 0 | 0 | 0 | 0 | 0 | 0
F8_Commercial_Lodging_New_Food Preparation_Natural Gas_Range_Codes & Standards Forecast | F8 | Commercial | Lodging | New | Food Preparation | Natural Gas | Range | Codes & Standards Forecast | Avg. Replacement Winter Demand (kW) | 0 | 0 | 0 | 0 | 0 | 0 | 0 | 0 | 0 | 0 | 0 | 0 | 0 | 0 | 0 | 0 | 0 | 0 | 0 | 0 | 0 | 0 | 0 | 0 | 0 | 0 | 0 | 0 | 0 | 0 | 0 | 0 | 0
F1_Commercial_Lodging_New_Food Preparation_Natural Gas_Steamer_Codes & Standards Forecast | F1 | Commercial | Lodging | New | Food Preparation | Natural Gas | Steamer | Codes & Standards Forecast | Units | 0 | 16.4692 | 95.9064 | 146.6723 | 212.1452 | 300.9991 | 384.0486 | 457.6563 | 523.8574 | 587.7773 | 650.8634 | 713.3227 | 775.6965 | 838.2487 | 901.1857 | 964.2387 | 1027.3089 | 1090.2973 | 1153.2028 | 1216.024 | 1278.8586 | 1341.7067 | 1404.4798 | 1467.177 | 1529.7971 | 1592.4277 | 1655.0689 | 1717.7208 | 1780.3833 | 1843.0566 | 1905.7408 | 1968.4358 | 1996.6745
F2_Commercial_Lodging_New_Food Preparation_Natural Gas_Steamer_Codes & Standards Forecast | F2 | Commercial | Lodging | New | Food Preparation | Natural Gas | Steamer | Codes & Standards Forecast | Usage (MMtherm) | 0 | 4.4288e-06 | 2.5791e-05 | 3.1713e-05 | 3.9351e-05 | 4.9717e-05 | 5.9406e-05 | 6.7993e-05 | 7.5716e-05 | 8.3173e-05 | 9.0254e-05 | 9.5949e-05 | 0.00010181 | 0.00010785 | 0.00011408 | 0.00012044 | 0.00012691 | 0.00013348 | 0.00014012 | 0.00014605 | 0.00014919 | 0.00015653 | 0.00016385 | 0.00017116 | 0.00017847 | 0.00018577 | 0.00019308 | 0.00020039 | 0.0002077 | 0.00021501 | 0.00022233 | 0.00022964 | 0.00023293
F3_Commercial_Lodging_New_Food Preparation_Natural Gas_Steamer_Codes & Standards Forecast | F3 | Commercial | Lodging | New | Food Preparation | Natural Gas | Steamer | Codes & Standards Forecast | Summer Peak Demand (MW) | 0 | 0 | 0 | 0 | 0 | 0 | 0 | 0 | 0 | 0 | 0 | 0 | 0 | 0 | 0 | 0 | 0 | 0 | 0 | 0 | 0 | 0 | 0 | 0 | 0 | 0 | 0 | 0 | 0 | 0 | 0 | 0 | 0
F4_Commercial_Lodging_New_Food Preparation_Natural Gas_Steamer_Codes & Standards Forecast | F4 | Commercial | Lodging | New | Food Preparation | Natural Gas | Steamer | Codes & Standards Forecast | Winter Peak Demand (MW) | 0 | 0 | 0 | 0 | 0 | 0 | 0 | 0 | 0 | 0 | 0 | 0 | 0 | 0 | 0 | 0 | 0 | 0 | 0 | 0 | 0 | 0 | 0 | 0 | 0 | 0 | 0 | 0 | 0 | 0 | 0 | 0 | 0
F5_Commercial_Lodging_New_Food Preparation_Natural Gas_Steamer_Codes & Standards Forecast | F5 | Commercial | Lodging | New | Food Preparation | Natural Gas | Steamer | Codes & Standards Forecast | Turnover | 0 | 16.4692 | 79.4372 | 50.7659 | 65.4729 | 88.8539 | 83.0495 | 73.6077 | 66.2011 | 63.9199 | 64.916 | 72.9123 | 77.3059 | 83.1 | 91.0744 | 97.2917 | 101.6832 | 104.6669 | 107.0551 | 114.3498 | 136.13 | 127.7599 | 134.2348 | 143.5381 | 143.5015 | 142.9157 | 143.3546 | 145.5896 | 149.3973 | 157.3588 | 162.3976 | 168.0285 | 140.2727
F6_Commercial_Lodging_New_Food Preparation_Natural Gas_Steamer_Codes & Standards Forecast | F6 | Commercial | Lodging | New | Food Preparation | Natural Gas | Steamer | Codes & Standards Forecast | Avg. Replacement Usage (kWh) | 0.26891 | 0.26891 | 0.26891 | 0.11666 | 0.11666 | 0.11666 | 0.11666 | 0.11666 | 0.11666 | 0.11666 | 0.11666 | 0.11666 | 0.11666 | 0.11666 | 0.11666 | 0.11666 | 0.11666 | 0.11666 | 0.11666 | 0.11666 | 0.11666 | 0.11666 | 0.11666 | 0.11666 | 0.11666 | 0.11666 | 0.11666 | 0.11666 | 0.11666 | 0.11666 | 0.11666 | 0.11666 | 0.11666
F7_Commercial_Lodging_New_Food Preparation_Natural Gas_Steamer_Codes & Standards Forecast | F7 | Commercial | Lodging | New | Food Preparation | Natural Gas | Steamer | Codes & Standards Forecast | Avg. Replacement Summer Demand (kW) | 0 | 0 | 0 | 0 | 0 | 0 | 0 | 0 | 0 | 0 | 0 | 0 | 0 | 0 | 0 | 0 | 0 | 0 | 0 | 0 | 0 | 0 | 0 | 0 | 0 | 0 | 0 | 0 | 0 | 0 | 0 | 0 | 0
F8_Commercial_Lodging_New_Food Preparation_Natural Gas_Steamer_Codes & Standards Forecast | F8 | Commercial | Lodging | New | Food Preparation | Natural Gas | Steamer | Codes & Standards Forecast | Avg. Replacement Winter Demand (kW) | 0 | 0 | 0 | 0 | 0 | 0 | 0 | 0 | 0 | 0 | 0 | 0 | 0 | 0 | 0 | 0 | 0 | 0 | 0 | 0 | 0 | 0 | 0 | 0 | 0 | 0 | 0 | 0 | 0 | 0 | 0 | 0 | 0
F1_Commercial_Lodging_New_Food Preparation_Natural Gas_Food Prep Other_Codes & Standards Forecast | F1 | Commercial | Lodging | New | Food Preparation | Natural Gas | Food Prep Other | Codes & Standards Forecast | Units | 0 | 0 | 0 | 0 | 0 | 0 | 0 | 0 | 0 | 0 | 0 | 0 | 0 | 0 | 0 | 0 | 0 | 0 | 0 | 0 | 0 | 0 | 0 | 0 | 0 | 0 | 0 | 0 | 0 | 0 | 0 | 0 | 0
F2_Commercial_Lodging_New_Food Preparation_Natural Gas_Food Prep Other_Codes & Standards Forecast | F2 | Commercial | Lodging | New | Food Preparation | Natural Gas | Food Prep Other | Codes & Standards Forecast | Usage (MMtherm) | 0 | 0 | 0 | 0 | 0 | 0 | 0 | 0 | 0 | 0 | 0 | 0 | 0 | 0 | 0 | 0 | 0 | 0 | 0 | 0 | 0 | 0 | 0 | 0 | 0 | 0 | 0 | 0 | 0 | 0 | 0 | 0 | 0
F3_Commercial_Lodging_New_Food Preparation_Natural Gas_Food Prep Other_Codes & Standards Forecast | F3 | Commercial | Lodging | New | Food Preparation | Natural Gas | Food Prep Other | Codes & Standards Forecast | Summer Peak Demand (MW) | 0 | 0 | 0 | 0 | 0 | 0 | 0 | 0 | 0 | 0 | 0 | 0 | 0 | 0 | 0 | 0 | 0 | 0 | 0 | 0 | 0 | 0 | 0 | 0 | 0 | 0 | 0 | 0 | 0 | 0 | 0 | 0 | 0
F4_Commercial_Lodging_New_Food Preparation_Natural Gas_Food Prep Other_Codes & Standards Forecast | F4 | Commercial | Lodging | New | Food Preparation | Natural Gas | Food Prep Other | Codes & Standards Forecast | Winter Peak Demand (MW) | 0 | 0 | 0 | 0 | 0 | 0 | 0 | 0 | 0 | 0 | 0 | 0 | 0 | 0 | 0 | 0 | 0 | 0 | 0 | 0 | 0 | 0 | 0 | 0 | 0 | 0 | 0 | 0 | 0 | 0 | 0 | 0 | 0
F5_Commercial_Lodging_New_Food Preparation_Natural Gas_Food Prep Other_Codes & Standards Forecast | F5 | Commercial | Lodging | New | Food Preparation | Natural Gas | Food Prep Other | Codes & Standards Forecast | Turnover | 0 | 0 | 0 | 0 | 0 | 0 | 0 | 0 | 0 | 0 | 0 | 0 | 0 | 0 | 0 | 0 | 0 | 0 | 0 | 0 | 0 | 0 | 0 | 0 | 0 | 0 | 0 | 0 | 0 | 0 | 0 | 0 | 0
F6_Commercial_Lodging_New_Food Preparation_Natural Gas_Food Prep Other_Codes & Standards Forecast | F6 | Commercial | Lodging | New | Food Preparation | Natural Gas | Food Prep Other | Codes & Standards Forecast | Avg. Replacement Usage (kWh) | 0.048173 | 0.048173 | 0.048173 | 0.048173 | 0.048173 | 0.048173 | 0.048173 | 0.048173 | 0.048173 | 0.048173 | 0.048173 | 0.048173 | 0.048173 | 0.048173 | 0.048173 | 0.048173 | 0.048173 | 0.048173 | 0.048173 | 0.048173 | 0.048173 | 0.048173 | 0.048173 | 0.048173 | 0.048173 | 0.048173 | 0.048173 | 0.048173 | 0.048173 | 0.048173 | 0.048173 | 0.048173 | 0.048173
F7_Commercial_Lodging_New_Food Preparation_Natural Gas_Food Prep Other_Codes & Standards Forecast | F7 | Commercial | Lodging | New | Food Preparation | Natural Gas | Food Prep Other | Codes & Standards Forecast | Avg. Replacement Summer Demand (kW) | 0 | 0 | 0 | 0 | 0 | 0 | 0 | 0 | 0 | 0 | 0 | 0 | 0 | 0 | 0 | 0 | 0 | 0 | 0 | 0 | 0 | 0 | 0 | 0 | 0 | 0 | 0 | 0 | 0 | 0 | 0 | 0 | 0
F8_Commercial_Lodging_New_Food Preparation_Natural Gas_Food Prep Other_Codes & Standards Forecast | F8 | Commercial | Lodging | New | Food Preparation | Natural Gas | Food Prep Other | Codes & Standards Forecast | Avg. Replacement Winter Demand (kW) | 0 | 0 | 0 | 0 | 0 | 0 | 0 | 0 | 0 | 0 | 0 | 0 | 0 | 0 | 0 | 0 | 0 | 0 | 0 | 0 | 0 | 0 | 0 | 0 | 0 | 0 | 0 | 0 | 0 | 0 | 0 | 0 | 0
F1_Commercial_Lodging_New_Miscellaneous_Natural Gas_Pool Heater_Codes & Standards Forecast | F1 | Commercial | Lodging | New | Miscellaneous | Natural Gas | Pool Heater | Codes & Standards Forecast | Units | 0 | 418.3564 | 2436.2447 | 3725.8167 | 5388.9792 | 7646.0732 | 9755.7226 | 11625.5283 | 13307.19 | 14930.903 | 16533.4358 | 18120.0477 | 19704.4858 | 21293.4575 | 22892.2029 | 24493.8937 | 26096.0223 | 27696.0753 | 29294.02 | 30889.8229 | 32485.967 | 34082.4547 | 35677.0377 | 37269.6901 | 38860.3857 | 40451.3485 | 42042.5801 | 43634.0821 | 45225.8561 | 46817.9036 | 48410.2263 | 50002.8257 | 50720.1521
F2_Commercial_Lodging_New_Miscellaneous_Natural Gas_Pool Heater_Codes & Standards Forecast | F2 | Commercial | Lodging | New | Miscellaneous | Natural Gas | Pool Heater | Codes & Standards Forecast | Usage (MMtherm) | 0 | 3.8161e-06 | 2.2222e-05 | 3.3985e-05 | 4.9156e-05 | 6.9744e-05 | 8.8988e-05 | 0.00010604 | 0.00012138 | 0.00013619 | 0.00015081 | 0.00016528 | 0.00017974 | 0.00019423 | 0.00020881 | 0.00022342 | 0.00023804 | 0.00025263 | 0.00026721 | 0.00028176 | 0.00029632 | 0.00031089 | 0.00032543 | 0.00033996 | 0.00035447 | 0.00036898 | 0.00038349 | 0.00039801 | 0.00041253 | 0.00042705 | 0.00044158 | 0.0004561 | 0.00046265
F3_Commercial_Lodging_New_Miscellaneous_Natural Gas_Pool Heater_Codes & Standards Forecast | F3 | Commercial | Lodging | New | Miscellaneous | Natural Gas | Pool Heater | Codes & Standards Forecast | Summer Peak Demand (MW) | 0 | 0 | 0 | 0 | 0 | 0 | 0 | 0 | 0 | 0 | 0 | 0 | 0 | 0 | 0 | 0 | 0 | 0 | 0 | 0 | 0 | 0 | 0 | 0 | 0 | 0 | 0 | 0 | 0 | 0 | 0 | 0 | 0
F4_Commercial_Lodging_New_Miscellaneous_Natural Gas_Pool Heater_Codes & Standards Forecast | F4 | Commercial | Lodging | New | Miscellaneous | Natural Gas | Pool Heater | Codes & Standards Forecast | Winter Peak Demand (MW) | 0 | 0 | 0 | 0 | 0 | 0 | 0 | 0 | 0 | 0 | 0 | 0 | 0 | 0 | 0 | 0 | 0 | 0 | 0 | 0 | 0 | 0 | 0 | 0 | 0 | 0 | 0 | 0 | 0 | 0 | 0 | 0 | 0
F5_Commercial_Lodging_New_Miscellaneous_Natural Gas_Pool Heater_Codes & Standards Forecast | F5 | Commercial | Lodging | New | Miscellaneous | Natural Gas | Pool Heater | Codes & Standards Forecast | Turnover | 0 | 418.3564 | 2017.8883 | 1289.572 | 1663.1626 | 2257.094 | 2193.3207 | 2340.3204 | 2315.9877 | 2463.8065 | 2726.0263 | 3033.7405 | 3629.5127 | 3497.3052 | 3716.1081 | 3996.4817 | 4107.9916 | 4369.1811 | 4506.3295 | 4704.4822 | 4951.1233 | 5182.7348 | 5493.595 | 5578.4705 | 5777.6043 | 6004.2128 | 6187.6102 | 6435.7931 | 6618.8535 | 6821.1766 | 7041.124 | 7249.878 | 6611.7981
F6_Commercial_Lodging_New_Miscellaneous_Natural Gas_Pool Heater_Codes & Standards Forecast | F6 | Commercial | Lodging | New | Miscellaneous | Natural Gas | Pool Heater | Codes & Standards Forecast | Avg. Replacement Usage (kWh) | 0.0091216 | 0.0091216 | 0.0091216 | 0.0091216 | 0.0091216 | 0.0091216 | 0.0091216 | 0.0091216 | 0.0091216 | 0.0091216 | 0.0091216 | 0.0091216 | 0.0091216 | 0.0091216 | 0.0091216 | 0.0091216 | 0.0091216 | 0.0091216 | 0.0091216 | 0.0091216 | 0.0091216 | 0.0091216 | 0.0091216 | 0.0091216 | 0.0091216 | 0.0091216 | 0.0091216 | 0.0091216 | 0.0091216 | 0.0091216 | 0.0091216 | 0.0091216 | 0.0091216
F7_Commercial_Lodging_New_Miscellaneous_Natural Gas_Pool Heater_Codes & Standards Forecast | F7 | Commercial | Lodging | New | Miscellaneous | Natural Gas | Pool Heater | Codes & Standards Forecast | Avg. Replacement Summer Demand (kW) | 0 | 0 | 0 | 0 | 0 | 0 | 0 | 0 | 0 | 0 | 0 | 0 | 0 | 0 | 0 | 0 | 0 | 0 | 0 | 0 | 0 | 0 | 0 | 0 | 0 | 0 | 0 | 0 | 0 | 0 | 0 | 0 | 0
F8_Commercial_Lodging_New_Miscellaneous_Natural Gas_Pool Heater_Codes & Standards Forecast | F8 | Commercial | Lodging | New | Miscellaneous | Natural Gas | Pool Heater | Codes & Standards Forecast | Avg. Replacement Winter Demand (kW) | 0 | 0 | 0 | 0 | 0 | 0 | 0 | 0 | 0 | 0 | 0 | 0 | 0 | 0 | 0 | 0 | 0 | 0 | 0 | 0 | 0 | 0 | 0 | 0 | 0 | 0 | 0 | 0 | 0 | 0 | 0 | 0 | 0
F1_Commercial_Lodging_New_Miscellaneous_Natural Gas_Miscellaneous_Codes & Standards Forecast | F1 | Commercial | Lodging | New | Miscellaneous | Natural Gas | Miscellaneous | Codes & Standards Forecast | Units | 0 | 4240.8252 | 24695.9001 | 37768.1256 | 54627.3914 | 77507.2637 | 98892.509 | 117846.4899 | 134893.278 | 151352.6494 | 167597.3184 | 183680.6 | 199741.8456 | 215849.0477 | 232055.3253 | 248291.4597 | 264532.0314 | 280751.564 | 296949.7237 | 313126.1732 | 329306.0817 | 345489.4727 | 361653.5563 | 377798.0693 | 393922.7464 | 410050.1324 | 426180.2433 | 442313.0949 | 458448.7034 | 474587.0847 | 490728.2552 | 506872.2312 | 514143.6775
F2_Commercial_Lodging_New_Miscellaneous_Natural Gas_Miscellaneous_Codes & Standards Forecast | F2 | Commercial | Lodging | New | Miscellaneous | Natural Gas | Miscellaneous | Codes & Standards Forecast | Usage (MMtherm) | 0 | 0.000147 | 0.00085604 | 0.0013092 | 0.0018936 | 0.0026867 | 0.0034279 | 0.0040849 | 0.0046758 | 0.0052464 | 0.0058095 | 0.006367 | 0.0069237 | 0.007482 | 0.0080438 | 0.0086066 | 0.0091695 | 0.0097318 | 0.010293 | 0.010854 | 0.011415 | 0.011976 | 0.012536 | 0.013096 | 0.013655 | 0.014214 | 0.014773 | 0.015332 | 0.015891 | 0.016451 | 0.01701 | 0.01757 | 0.017822
F3_Commercial_Lodging_New_Miscellaneous_Natural Gas_Miscellaneous_Codes & Standards Forecast | F3 | Commercial | Lodging | New | Miscellaneous | Natural Gas | Miscellaneous | Codes & Standards Forecast | Summer Peak Demand (MW) | 0 | 0 | 0 | 0 | 0 | 0 | 0 | 0 | 0 | 0 | 0 | 0 | 0 | 0 | 0 | 0 | 0 | 0 | 0 | 0 | 0 | 0 | 0 | 0 | 0 | 0 | 0 | 0 | 0 | 0 | 0 | 0 | 0
F4_Commercial_Lodging_New_Miscellaneous_Natural Gas_Miscellaneous_Codes & Standards Forecast | F4 | Commercial | Lodging | New | Miscellaneous | Natural Gas | Miscellaneous | Codes & Standards Forecast | Winter Peak Demand (MW) | 0 | 0 | 0 | 0 | 0 | 0 | 0 | 0 | 0 | 0 | 0 | 0 | 0 | 0 | 0 | 0 | 0 | 0 | 0 | 0 | 0 | 0 | 0 | 0 | 0 | 0 | 0 | 0 | 0 | 0 | 0 | 0 | 0
F5_Commercial_Lodging_New_Miscellaneous_Natural Gas_Miscellaneous_Codes & Standards Forecast | F5 | Commercial | Lodging | New | Miscellaneous | Natural Gas | Miscellaneous | Codes & Standards Forecast | Turnover | 0 | 4240.8252 | 20455.0749 | 13072.2255 | 17465.098 | 26321.3106 | 26202.5103 | 25578.0792 | 26484.7738 | 28292.2892 | 30041.1813 | 32927.9975 | 39265.4667 | 38137.0858 | 41072.9296 | 45740.0807 | 46943.2104 | 48221.7089 | 50427.0658 | 52748.3172 | 54925.5916 | 57438.9375 | 60907.9215 | 62014.1254 | 64502.4291 | 67654.9702 | 69506.3128 | 71471.0143 | 73875.8615 | 76235.8133 | 78497.7644 | 80878.4608 | 74659.6913
F6_Commercial_Lodging_New_Miscellaneous_Natural Gas_Miscellaneous_Codes & Standards Forecast | F6 | Commercial | Lodging | New | Miscellaneous | Natural Gas | Miscellaneous | Codes & Standards Forecast | Avg. Replacement Usage (kWh) | 0.034663 | 0.034663 | 0.034663 | 0.034663 | 0.034663 | 0.034663 | 0.034663 | 0.034663 | 0.034663 | 0.034663 | 0.034663 | 0.034663 | 0.034663 | 0.034663 | 0.034663 | 0.034663 | 0.034663 | 0.034663 | 0.034663 | 0.034663 | 0.034663 | 0.034663 | 0.034663 | 0.034663 | 0.034663 | 0.034663 | 0.034663 | 0.034663 | 0.034663 | 0.034663 | 0.034663 | 0.034663 | 0.034663
F7_Commercial_Lodging_New_Miscellaneous_Natural Gas_Miscellaneous_Codes & Standards Forecast | F7 | Commercial | Lodging | New | Miscellaneous | Natural Gas | Miscellaneous | Codes & Standards Forecast | Avg. Replacement Summer Demand (kW) | 0 | 0 | 0 | 0 | 0 | 0 | 0 | 0 | 0 | 0 | 0 | 0 | 0 | 0 | 0 | 0 | 0 | 0 | 0 | 0 | 0 | 0 | 0 | 0 | 0 | 0 | 0 | 0 | 0 | 0 | 0 | 0 | 0
F8_Commercial_Lodging_New_Miscellaneous_Natural Gas_Miscellaneous_Codes & Standards Forecast | F8 | Commercial | Lodging | New | Miscellaneous | Natural Gas | Miscellaneous | Codes & Standards Forecast | Avg. Replacement Winter Demand (kW) | 0 | 0 | 0 | 0 | 0 | 0 | 0 | 0 | 0 | 0 | 0 | 0 | 0 | 0 | 0 | 0 | 0 | 0 | 0 | 0 | 0 | 0 | 0 | 0 | 0 | 0 | 0 | 0 | 0 | 0 | 0 | 0 | 0
F1_Commercial_Warehouse_Existing_Space Heating_Natural Gas_Furnace_Codes & Standards Forecast | F1 | Commercial | Warehouse | Existing | Space Heating | Natural Gas | Furnace | Codes & Standards Forecast | Units | 440687.8495 | 438445.7292 | 436203.6089 | 433495.9501 | 430717.9178 | 427672.1506 | 424826.7125 | 422307.1438 | 420043.2017 | 417857.9927 | 415701.5608 | 413566.7602 | 411434.9132 | 409296.9064 | 407145.6203 | 404990.3324 | 402834.4498 | 400681.3871 | 398531.189 | 396383.9009 | 394236.1491 | 392087.9305 | 389942.2998 | 387799.2922 | 385658.9432 | 383518.2312 | 381377.1539 | 379235.7093 | 377093.8952 | 374951.7094 | 372809.1498 | 370666.2142 | 368535.5963
F2_Commercial_Warehouse_Existing_Space Heating_Natural Gas_Furnace_Codes & Standards Forecast | F2 | Commercial | Warehouse | Existing | Space Heating | Natural Gas | Furnace | Codes & Standards Forecast | Usage (MMtherm) | 0.12156 | 0.12041 | 0.11859 | 0.11665 | 0.11469 | 0.11266 | 0.11071 | 0.10886 | 0.10711 | 0.10539 | 0.10372 | 0.10207 | 0.10047 | 0.098897 | 0.097359 | 0.09586 | 0.094401 | 0.092985 | 0.091612 | 0.090278 | 0.088981 | 0.087719 | 0.086486 | 0.085284 | 0.084109 | 0.082961 | 0.081834 | 0.080729 | 0.079645 | 0.078581 | 0.077533 | 0.076502 | 0.075968
F3_Commercial_Warehouse_Existing_Space Heating_Natural Gas_Furnace_Codes & Standards Forecast | F3 | Commercial | Warehouse | Existing | Space Heating | Natural Gas | Furnace | Codes & Standards Forecast | Summer Peak Demand (MW) | 0 | 0 | 0 | 0 | 0 | 0 | 0 | 0 | 0 | 0 | 0 | 0 | 0 | 0 | 0 | 0 | 0 | 0 | 0 | 0 | 0 | 0 | 0 | 0 | 0 | 0 | 0 | 0 | 0 | 0 | 0 | 0 | 0
F4_Commercial_Warehouse_Existing_Space Heating_Natural Gas_Furnace_Codes & Standards Forecast | F4 | Commercial | Warehouse | Existing | Space Heating | Natural Gas | Furnace | Codes & Standards Forecast | Winter Peak Demand (MW) | 0 | 0 | 0 | 0 | 0 | 0 | 0 | 0 | 0 | 0 | 0 | 0 | 0 | 0 | 0 | 0 | 0 | 0 | 0 | 0 | 0 | 0 | 0 | 0 | 0 | 0 | 0 | 0 | 0 | 0 | 0 | 0 | 0
F5_Commercial_Warehouse_Existing_Space Heating_Natural Gas_Furnace_Codes & Standards Forecast | F5 | Commercial | Warehouse | Existing | Space Heating | Natural Gas | Furnace | Codes & Standards Forecast | Turnover | 0 | 8798.2421 | 9538.7977 | 10200.2075 | 10795.7652 | 11325.1948 | 11805.2972 | 12244.9666 | 12647.2785 | 13011.195 | 13338.6585 | 13632.5439 | 13895.056 | 14128.4406 | 14334.781 | 14516.542 | 14675.8258 | 14814.5824 | 14934.4945 | 14323.2708 | 13813.0006 | 13390.6665 | 13044.8002 | 12765.1261 | 12542.535 | 12368.8642 | 12236.9854 | 12140.6056 | 12074.1783 | 12032.8241 | 12012.2592 | 12008.7305 | 14430.8876
F6_Commercial_Warehouse_Existing_Space Heating_Natural Gas_Furnace_Codes & Standards Forecast | F6 | Commercial | Warehouse | Existing | Space Heating | Natural Gas | Furnace | Codes & Standards Forecast | Avg. Replacement Usage (kWh) | 0.24136 | 0.24136 | 0.24008 | 0.23881 | 0.23753 | 0.23625 | 0.23497 | 0.2337 | 0.23242 | 0.23114 | 0.22986 | 0.22859 | 0.22731 | 0.22603 | 0.22476 | 0.22348 | 0.2222 | 0.22093 | 0.21965 | 0.21837 | 0.21709 | 0.21582 | 0.21454 | 0.21326 | 0.21199 | 0.21071 | 0.20943 | 0.20816 | 0.20688 | 0.20561 | 0.20433 | 0.20305 | 0.20305
F7_Commercial_Warehouse_Existing_Space Heating_Natural Gas_Furnace_Codes & Standards Forecast | F7 | Commercial | Warehouse | Existing | Space Heating | Natural Gas | Furnace | Codes & Standards Forecast | Avg. Replacement Summer Demand (kW) | 0 | 0 | 0 | 0 | 0 | 0 | 0 | 0 | 0 | 0 | 0 | 0 | 0 | 0 | 0 | 0 | 0 | 0 | 0 | 0 | 0 | 0 | 0 | 0 | 0 | 0 | 0 | 0 | 0 | 0 | 0 | 0 | 0
F8_Commercial_Warehouse_Existing_Space Heating_Natural Gas_Furnace_Codes & Standards Forecast | F8 | Commercial | Warehouse | Existing | Space Heating | Natural Gas | Furnace | Codes & Standards Forecast | Avg. Replacement Winter Demand (kW) | 0 | 0 | 0 | 0 | 0 | 0 | 0 | 0 | 0 | 0 | 0 | 0 | 0 | 0 | 0 | 0 | 0 | 0 | 0 | 0 | 0 | 0 | 0 | 0 | 0 | 0 | 0 | 0 | 0 | 0 | 0 | 0 | 0
F1_Commercial_Warehouse_Existing_Space Heating_Natural Gas_Boiler_Codes & Standards Forecast | F1 | Commercial | Warehouse | Existing | Space Heating | Natural Gas | Boiler | Codes & Standards Forecast | Units | 22569.3075 | 22454.4799 | 22339.6524 | 22200.9828 | 22058.7092 | 21902.7238 | 21756.9981 | 21627.9613 | 21512.0162 | 21400.1033 | 21289.6642 | 21180.3329 | 21071.1529 | 20961.6574 | 20851.4818 | 20741.1013 | 20630.6903 | 20520.4238 | 20410.3039 | 20300.3331 | 20190.3385 | 20080.32 | 19970.4341 | 19860.6825 | 19751.067 | 19641.433 | 19531.7803 | 19422.1087 | 19312.4182 | 19202.7087 | 19092.9801 | 18983.2321 | 18874.1151
F2_Commercial_Warehouse_Existing_Space Heating_Natural Gas_Boiler_Codes & Standards Forecast | F2 | Commercial | Warehouse | Existing | Space Heating | Natural Gas | Boiler | Codes & Standards Forecast | Usage (MMtherm) | 0.02414 | 0.023977 | 0.023685 | 0.023368 | 0.023048 | 0.022715 | 0.022394 | 0.022093 | 0.021807 | 0.021528 | 0.021253 | 0.020983 | 0.020716 | 0.020452 | 0.02019 | 0.019933 | 0.019679 | 0.019429 | 0.019183 | 0.018941 | 0.018703 | 0.01847 | 0.018239 | 0.018013 | 0.01779 | 0.01757 | 0.017353 | 0.017139 | 0.016927 | 0.016717 | 0.01651 | 0.016305 | 0.016204
F3_Commercial_Warehouse_Existing_Space Heating_Natural Gas_Boiler_Codes & Standards Forecast | F3 | Commercial | Warehouse | Existing | Space Heating | Natural Gas | Boiler | Codes & Standards Forecast | Summer Peak Demand (MW) | 0 | 0 | 0 | 0 | 0 | 0 | 0 | 0 | 0 | 0 | 0 | 0 | 0 | 0 | 0 | 0 | 0 | 0 | 0 | 0 | 0 | 0 | 0 | 0 | 0 | 0 | 0 | 0 | 0 | 0 | 0 | 0 | 0
F4_Commercial_Warehouse_Existing_Space Heating_Natural Gas_Boiler_Codes & Standards Forecast | F4 | Commercial | Warehouse | Existing | Space Heating | Natural Gas | Boiler | Codes & Standards Forecast | Winter Peak Demand (MW) | 0 | 0 | 0 | 0 | 0 | 0 | 0 | 0 | 0 | 0 | 0 | 0 | 0 | 0 | 0 | 0 | 0 | 0 | 0 | 0 | 0 | 0 | 0 | 0 | 0 | 0 | 0 | 0 | 0 | 0 | 0 | 0 | 0
F5_Commercial_Warehouse_Existing_Space Heating_Natural Gas_Boiler_Codes & Standards Forecast | F5 | Commercial | Warehouse | Existing | Space Heating | Natural Gas | Boiler | Codes & Standards Forecast | Turnover | 0 | 408.2633 | 450.4856 | 487.7211 | 520.7549 | 549.7121 | 575.5297 | 598.7529 | 619.6283 | 638.1865 | 654.5925 | 669.0475 | 681.7121 | 692.742 | 702.2789 | 710.4779 | 717.4715 | 723.3804 | 728.3088 | 732.3509 | 735.5856 | 738.0896 | 700.3277 | 669.5714 | 644.7872 | 625.07 | 609.6373 | 597.8098 | 588.9985 | 582.6943 | 578.4573 | 575.9091 | 574.7441
F6_Commercial_Warehouse_Existing_Space Heating_Natural Gas_Boiler_Codes & Standards Forecast | F6 | Commercial | Warehouse | Existing | Space Heating | Natural Gas | Boiler | Codes & Standards Forecast | Avg. Replacement Usage (kWh) | 1.0161 | 1.0161 | 1.0108 | 1.0054 | 0.99999 | 0.99462 | 0.98924 | 0.98386 | 0.97848 | 0.97311 | 0.96772 | 0.96235 | 0.95697 | 0.9516 | 0.94621 | 0.94084 | 0.93546 | 0.93009 | 0.92471 | 0.91933 | 0.91395 | 0.90859 | 0.90321 | 0.89783 | 0.89246 | 0.8871 | 0.88171 | 0.87634 | 0.87097 | 0.8656 | 0.86022 | 0.85484 | 0.85484
F7_Commercial_Warehouse_Existing_Space Heating_Natural Gas_Boiler_Codes & Standards Forecast | F7 | Commercial | Warehouse | Existing | Space Heating | Natural Gas | Boiler | Codes & Standards Forecast | Avg. Replacement Summer Demand (kW) | 0 | 0 | 0 | 0 | 0 | 0 | 0 | 0 | 0 | 0 | 0 | 0 | 0 | 0 | 0 | 0 | 0 | 0 | 0 | 0 | 0 | 0 | 0 | 0 | 0 | 0 | 0 | 0 | 0 | 0 | 0 | 0 | 0
F8_Commercial_Warehouse_Existing_Space Heating_Natural Gas_Boiler_Codes & Standards Forecast | F8 | Commercial | Warehouse | Existing | Space Heating | Natural Gas | Boiler | Codes & Standards Forecast | Avg. Replacement Winter Demand (kW) | 0 | 0 | 0 | 0 | 0 | 0 | 0 | 0 | 0 | 0 | 0 | 0 | 0 | 0 | 0 | 0 | 0 | 0 | 0 | 0 | 0 | 0 | 0 | 0 | 0 | 0 | 0 | 0 | 0 | 0 | 0 | 0 | 0
F1_Commercial_Warehouse_Existing_Space Heating_Natural Gas_Unit Heater_Codes & Standards Forecast | F1 | Commercial | Warehouse | Existing | Space Heating | Natural Gas | Unit Heater | Codes & Standards Forecast | Units | 192483.9219 | 191504.6072 | 190525.2924 | 189342.6394 | 188129.2487 | 186798.9166 | 185556.0843 | 184455.5854 | 183466.7393 | 182512.2824 | 181570.3947 | 180637.9551 | 179706.8056 | 178772.9656 | 177833.3255 | 176891.9375 | 175950.2897 | 175009.8735 | 174070.7087 | 173132.8148 | 172194.7184 | 171256.4181 | 170319.2481 | 169383.2239 | 168448.3609 | 167513.3393 | 166578.1582 | 165642.8166 | 164707.3137 | 163771.6484 | 162835.8198 | 161899.827 | 160969.2144
F2_Commercial_Warehouse_Existing_Space Heating_Natural Gas_Unit Heater_Codes & Standards Forecast | F2 | Commercial | Warehouse | Existing | Space Heating | Natural Gas | Unit Heater | Codes & Standards Forecast | Usage (MMtherm) | 0.026548 | 0.026413 | 0.026139 | 0.025838 | 0.025535 | 0.025219 | 0.024915 | 0.024633 | 0.024367 | 0.024107 | 0.02385 | 0.023595 | 0.023343 | 0.023091 | 0.02284 | 0.02259 | 0.022341 | 0.022094 | 0.021848 | 0.021604 | 0.021361 | 0.02112 | 0.02088 | 0.020642 | 0.020405 | 0.02017 | 0.019936 | 0.019703 | 0.019472 | 0.019242 | 0.019013 | 0.018785 | 0.018677
F3_Commercial_Warehouse_Existing_Space Heating_Natural Gas_Unit Heater_Codes & Standards Forecast | F3 | Commercial | Warehouse | Existing | Space Heating | Natural Gas | Unit Heater | Codes & Standards Forecast | Summer Peak Demand (MW) | 0 | 0 | 0 | 0 | 0 | 0 | 0 | 0 | 0 | 0 | 0 | 0 | 0 | 0 | 0 | 0 | 0 | 0 | 0 | 0 | 0 | 0 | 0 | 0 | 0 | 0 | 0 | 0 | 0 | 0 | 0 | 0 | 0
F4_Commercial_Warehouse_Existing_Space Heating_Natural Gas_Unit Heater_Codes & Standards Forecast | F4 | Commercial | Warehouse | Existing | Space Heating | Natural Gas | Unit Heater | Codes & Standards Forecast | Winter Peak Demand (MW) | 0 | 0 | 0 | 0 | 0 | 0 | 0 | 0 | 0 | 0 | 0 | 0 | 0 | 0 | 0 | 0 | 0 | 0 | 0 | 0 | 0 | 0 | 0 | 0 | 0 | 0 | 0 | 0 | 0 | 0 | 0 | 0 | 0
F5_Commercial_Warehouse_Existing_Space Heating_Natural Gas_Unit Heater_Codes & Standards Forecast | F5 | Commercial | Warehouse | Existing | Space Heating | Natural Gas | Unit Heater | Codes & Standards Forecast | Turnover | 0 | 6383.4869 | 8256.096 | 9719.5888 | 10861.3286 | 11740.9346 | 12422.8561 | 12953.6025 | 13365.1067 | 13678.3329 | 13912.3679 | 14083.3703 | 12406.6642 | 11423.1205 | 10916.2194 | 10729.2584 | 10749.5272 | 12426.2771 | 12788.8531 | 13061.5043 | 13262.4978 | 13406.4573 | 13505.1285 | 13229.0139 | 12793.238 | 12326.4181 | 11900.081 | 11548.8499 | 11140.4432 | 11047.4507 | 11137.1312 | 11321.4153 | 11543.8586
F6_Commercial_Warehouse_Existing_Space Heating_Natural Gas_Unit Heater_Codes & Standards Forecast | F6 | Commercial | Warehouse | Existing | Space Heating | Natural Gas | Unit Heater | Codes & Standards Forecast | Avg. Replacement Usage (kWh) | 0.13792 | 0.13792 | 0.13719 | 0.13646 | 0.13573 | 0.135 | 0.13427 | 0.13354 | 0.13281 | 0.13208 | 0.13135 | 0.13062 | 0.12989 | 0.12916 | 0.12843 | 0.1277 | 0.12697 | 0.12624 | 0.12551 | 0.12478 | 0.12405 | 0.12333 | 0.1226 | 0.12187 | 0.12114 | 0.12041 | 0.11968 | 0.11895 | 0.11822 | 0.11749 | 0.11676 | 0.11603 | 0.11603
F7_Commercial_Warehouse_Existing_Space Heating_Natural Gas_Unit Heater_Codes & Standards Forecast | F7 | Commercial | Warehouse | Existing | Space Heating | Natural Gas | Unit Heater | Codes & Standards Forecast | Avg. Replacement Summer Demand (kW) | 0 | 0 | 0 | 0 | 0 | 0 | 0 | 0 | 0 | 0 | 0 | 0 | 0 | 0 | 0 | 0 | 0 | 0 | 0 | 0 | 0 | 0 | 0 | 0 | 0 | 0 | 0 | 0 | 0 | 0 | 0 | 0 | 0
F8_Commercial_Warehouse_Existing_Space Heating_Natural Gas_Unit Heater_Codes & Standards Forecast | F8 | Commercial | Warehouse | Existing | Space Heating | Natural Gas | Unit Heater | Codes & Standards Forecast | Avg. Replacement Winter Demand (kW) | 0 | 0 | 0 | 0 | 0 | 0 | 0 | 0 | 0 | 0 | 0 | 0 | 0 | 0 | 0 | 0 | 0 | 0 | 0 | 0 | 0 | 0 | 0 | 0 | 0 | 0 | 0 | 0 | 0 | 0 | 0 | 0 | 0
F1_Commercial_Warehouse_Existing_Water Heating_Natural Gas_Water Heater_Codes & Standards Forecast | F1 | Commercial | Warehouse | Existing | Water Heating | Natural Gas | Water Heater | Codes & Standards Forecast | Units | 308160.3448 | 306592.4945 | 305024.6442 | 303131.2562 | 301188.6581 | 299058.8407 | 297069.1076 | 295307.2456 | 293724.136 | 292196.0821 | 290688.1514 | 289195.3467 | 287704.6073 | 286209.5607 | 284705.2281 | 283198.0973 | 281690.5505 | 280184.9756 | 278681.404 | 277179.8671 | 275678.006 | 274175.8185 | 272675.4406 | 271176.897 | 269680.2125 | 268183.2741 | 266686.0803 | 265188.6297 | 263690.9206 | 262192.9517 | 260694.7214 | 259196.2281 | 257706.3482
F2_Commercial_Warehouse_Existing_Water Heating_Natural Gas_Water Heater_Codes & Standards Forecast | F2 | Commercial | Warehouse | Existing | Water Heating | Natural Gas | Water Heater | Codes & Standards Forecast | Usage (MMtherm) | 0.022994 | 0.022587 | 0.022124 | 0.02161 | 0.021091 | 0.020575 | 0.0201 | 0.019683 | 0.019328 | 0.019034 | 0.018781 | 0.018562 | 0.018368 | 0.018195 | 0.018038 | 0.017893 | 0.017758 | 0.017632 | 0.017513 | 0.017399 | 0.017289 | 0.017182 | 0.017078 | 0.016976 | 0.016876 | 0.016777 | 0.01668 | 0.016583 | 0.016487 | 0.016391 | 0.016296 | 0.016201 | 0.016107
F3_Commercial_Warehouse_Existing_Water Heating_Natural Gas_Water Heater_Codes & Standards Forecast | F3 | Commercial | Warehouse | Existing | Water Heating | Natural Gas | Water Heater | Codes & Standards Forecast | Summer Peak Demand (MW) | 0 | 0 | 0 | 0 | 0 | 0 | 0 | 0 | 0 | 0 | 0 | 0 | 0 | 0 | 0 | 0 | 0 | 0 | 0 | 0 | 0 | 0 | 0 | 0 | 0 | 0 | 0 | 0 | 0 | 0 | 0 | 0 | 0
F4_Commercial_Warehouse_Existing_Water Heating_Natural Gas_Water Heater_Codes & Standards Forecast | F4 | Commercial | Warehouse | Existing | Water Heating | Natural Gas | Water Heater | Codes & Standards Forecast | Winter Peak Demand (MW) | 0 | 0 | 0 | 0 | 0 | 0 | 0 | 0 | 0 | 0 | 0 | 0 | 0 | 0 | 0 | 0 | 0 | 0 | 0 | 0 | 0 | 0 | 0 | 0 | 0 | 0 | 0 | 0 | 0 | 0 | 0 | 0 | 0
F5_Commercial_Warehouse_Existing_Water Heating_Natural Gas_Water Heater_Codes & Standards Forecast | F5 | Commercial | Warehouse | Existing | Water Heating | Natural Gas | Water Heater | Codes & Standards Forecast | Turnover | 0 | 12263.6998 | 15861.2815 | 18672.8854 | 20866.3502 | 22556.214 | 23866.2944 | 24885.9432 | 25676.5086 | 26278.2661 | 23239.6271 | 21503.8572 | 20658.9283 | 20406.9796 | 20534.497 | 23860.5646 | 24620.6492 | 25194.9453 | 25621.4203 | 25265.0632 | 24557.4909 | 23759.0547 | 23016.4845 | 22402.6434 | 21661.5118 | 21528.0841 | 21744.1605 | 22138.7165 | 22475.0575 | 23382.7732 | 23332.7089 | 23105.7965 | 22772.5061
F6_Commercial_Warehouse_Existing_Water Heating_Natural Gas_Water Heater_Codes & Standards Forecast | F6 | Commercial | Warehouse | Existing | Water Heating | Natural Gas | Water Heater | Codes & Standards Forecast | Avg. Replacement Usage (kWh) | 0.062485 | 0.062485 | 0.062485 | 0.062485 | 0.062485 | 0.062485 | 0.062485 | 0.062485 | 0.062485 | 0.062485 | 0.062485 | 0.062485 | 0.062485 | 0.062485 | 0.062485 | 0.062485 | 0.062485 | 0.062485 | 0.062485 | 0.062485 | 0.062485 | 0.062485 | 0.062485 | 0.062485 | 0.062485 | 0.062485 | 0.062485 | 0.062485 | 0.062485 | 0.062485 | 0.062485 | 0.062485 | 0.062485
F7_Commercial_Warehouse_Existing_Water Heating_Natural Gas_Water Heater_Codes & Standards Forecast | F7 | Commercial | Warehouse | Existing | Water Heating | Natural Gas | Water Heater | Codes & Standards Forecast | Avg. Replacement Summer Demand (kW) | 0 | 0 | 0 | 0 | 0 | 0 | 0 | 0 | 0 | 0 | 0 | 0 | 0 | 0 | 0 | 0 | 0 | 0 | 0 | 0 | 0 | 0 | 0 | 0 | 0 | 0 | 0 | 0 | 0 | 0 | 0 | 0 | 0
F8_Commercial_Warehouse_Existing_Water Heating_Natural Gas_Water Heater_Codes & Standards Forecast | F8 | Commercial | Warehouse | Existing | Water Heating | Natural Gas | Water Heater | Codes & Standards Forecast | Avg. Replacement Winter Demand (kW) | 0 | 0 | 0 | 0 | 0 | 0 | 0 | 0 | 0 | 0 | 0 | 0 | 0 | 0 | 0 | 0 | 0 | 0 | 0 | 0 | 0 | 0 | 0 | 0 | 0 | 0 | 0 | 0 | 0 | 0 | 0 | 0 | 0
F1_Commercial_Warehouse_Existing_Food Preparation_Natural Gas_Oven_Codes & Standards Forecast | F1 | Commercial | Warehouse | Existing | Food Preparation | Natural Gas | Oven | Codes & Standards Forecast | Units | 6311.6771 | 6279.5647 | 6247.4523 | 6208.6723 | 6168.8844 | 6125.2619 | 6084.5086 | 6048.4225 | 6015.9976 | 5984.7003 | 5953.8152 | 5923.2398 | 5892.7068 | 5862.0856 | 5831.2742 | 5800.4054 | 5769.5281 | 5738.6913 | 5707.8954 | 5677.1413 | 5646.3804 | 5615.6129 | 5584.8825 | 5554.1897 | 5523.5349 | 5492.8749 | 5462.2097 | 5431.5392 | 5400.8634 | 5370.1823 | 5339.4959 | 5308.804 | 5278.2886
F2_Commercial_Warehouse_Existing_Food Preparation_Natural Gas_Oven_Codes & Standards Forecast | F2 | Commercial | Warehouse | Existing | Food Preparation | Natural Gas | Oven | Codes & Standards Forecast | Usage (MMtherm) | 3.9836e-05 | 3.9745e-05 | 3.9685e-05 | 3.9607e-05 | 3.9542e-05 | 3.9466e-05 | 3.9419e-05 | 3.941e-05 | 3.9431e-05 | 3.9463e-05 | 3.9501e-05 | 3.9542e-05 | 3.9533e-05 | 3.9482e-05 | 3.9398e-05 | 3.9288e-05 | 3.9156e-05 | 3.9009e-05 | 3.8849e-05 | 3.8679e-05 | 3.8501e-05 | 3.8316e-05 | 3.8126e-05 | 3.7932e-05 | 3.7736e-05 | 3.7536e-05 | 3.7334e-05 | 3.7131e-05 | 3.6926e-05 | 3.6721e-05 | 3.6514e-05 | 3.6307e-05 | 3.61e-05
F3_Commercial_Warehouse_Existing_Food Preparation_Natural Gas_Oven_Codes & Standards Forecast | F3 | Commercial | Warehouse | Existing | Food Preparation | Natural Gas | Oven | Codes & Standards Forecast | Summer Peak Demand (MW) | 0 | 0 | 0 | 0 | 0 | 0 | 0 | 0 | 0 | 0 | 0 | 0 | 0 | 0 | 0 | 0 | 0 | 0 | 0 | 0 | 0 | 0 | 0 | 0 | 0 | 0 | 0 | 0 | 0 | 0 | 0 | 0 | 0
F4_Commercial_Warehouse_Existing_Food Preparation_Natural Gas_Oven_Codes & Standards Forecast | F4 | Commercial | Warehouse | Existing | Food Preparation | Natural Gas | Oven | Codes & Standards Forecast | Winter Peak Demand (MW) | 0 | 0 | 0 | 0 | 0 | 0 | 0 | 0 | 0 | 0 | 0 | 0 | 0 | 0 | 0 | 0 | 0 | 0 | 0 | 0 | 0 | 0 | 0 | 0 | 0 | 0 | 0 | 0 | 0 | 0 | 0 | 0 | 0
F5_Commercial_Warehouse_Existing_Food Preparation_Natural Gas_Oven_Codes & Standards Forecast | F5 | Commercial | Warehouse | Existing | Food Preparation | Natural Gas | Oven | Codes & Standards Forecast | Turnover | 0 | 209.3188 | 270.7229 | 318.7118 | 356.1503 | 384.9931 | 407.3538 | 424.7573 | 438.2508 | 448.5217 | 456.1959 | 461.8032 | 406.8229 | 374.5718 | 357.9502 | 351.8196 | 352.4842 | 407.466 | 419.3551 | 428.2955 | 434.8862 | 439.6067 | 442.8422 | 433.7882 | 419.4989 | 404.1915 | 390.2116 | 378.6945 | 365.3026 | 362.2533 | 365.194 | 371.2368 | 378.5309
F6_Commercial_Warehouse_Existing_Food Preparation_Natural Gas_Oven_Codes & Standards Forecast | F6 | Commercial | Warehouse | Existing | Food Preparation | Natural Gas | Oven | Codes & Standards Forecast | Avg. Replacement Usage (kWh) | 0.0068409 | 0.0068409 | 0.0068409 | 0.0068409 | 0.0068409 | 0.0068409 | 0.0068409 | 0.0068409 | 0.0068409 | 0.0068409 | 0.0068409 | 0.0068409 | 0.0068409 | 0.0068409 | 0.0068409 | 0.0068409 | 0.0068409 | 0.0068409 | 0.0068409 | 0.0068409 | 0.0068409 | 0.0068409 | 0.0068409 | 0.0068409 | 0.0068409 | 0.0068409 | 0.0068409 | 0.0068409 | 0.0068409 | 0.0068409 | 0.0068409 | 0.0068409 | 0.0068409
F7_Commercial_Warehouse_Existing_Food Preparation_Natural Gas_Oven_Codes & Standards Forecast | F7 | Commercial | Warehouse | Existing | Food Preparation | Natural Gas | Oven | Codes & Standards Forecast | Avg. Replacement Summer Demand (kW) | 0 | 0 | 0 | 0 | 0 | 0 | 0 | 0 | 0 | 0 | 0 | 0 | 0 | 0 | 0 | 0 | 0 | 0 | 0 | 0 | 0 | 0 | 0 | 0 | 0 | 0 | 0 | 0 | 0 | 0 | 0 | 0 | 0
F8_Commercial_Warehouse_Existing_Food Preparation_Natural Gas_Oven_Codes & Standards Forecast | F8 | Commercial | Warehouse | Existing | Food Preparation | Natural Gas | Oven | Codes & Standards Forecast | Avg. Replacement Winter Demand (kW) | 0 | 0 | 0 | 0 | 0 | 0 | 0 | 0 | 0 | 0 | 0 | 0 | 0 | 0 | 0 | 0 | 0 | 0 | 0 | 0 | 0 | 0 | 0 | 0 | 0 | 0 | 0 | 0 | 0 | 0 | 0 | 0 | 0
F1_Commercial_Warehouse_Existing_Food Preparation_Natural Gas_Conveyor Oven_Codes & Standards Forecast | F1 | Commercial | Warehouse | Existing | Food Preparation | Natural Gas | Conveyor Oven | Codes & Standards Forecast | Units | 3155.8385 | 3139.7823 | 3123.7261 | 3104.3361 | 3084.4422 | 3062.631 | 3042.2543 | 3024.2113 | 3007.9988 | 2992.3501 | 2976.9076 | 2961.6199 | 2946.3534 | 2931.0428 | 2915.6371 | 2900.2027 | 2884.7641 | 2869.3456 | 2853.9477 | 2838.5706 | 2823.1902 | 2807.8065 | 2792.4413 | 2777.0948 | 2761.7674 | 2746.4374 | 2731.1048 | 2715.7696 | 2700.4317 | 2685.0912 | 2669.7479 | 2654.402 | 2639.1443
F2_Commercial_Warehouse_Existing_Food Preparation_Natural Gas_Conveyor Oven_Codes & Standards Forecast | F2 | Commercial | Warehouse | Existing | Food Preparation | Natural Gas | Conveyor Oven | Codes & Standards Forecast | Usage (MMtherm) | 3.4081e-05 | 3.404e-05 | 3.4036e-05 | 3.4025e-05 | 3.403e-05 | 3.4031e-05 | 3.4061e-05 | 3.4126e-05 | 3.4218e-05 | 3.4322e-05 | 3.4432e-05 | 3.4545e-05 | 3.4659e-05 | 3.4774e-05 | 3.4886e-05 | 3.4997e-05 | 3.5106e-05 | 3.5154e-05 | 3.5153e-05 | 3.5112e-05 | 3.504e-05 | 3.4944e-05 | 3.4828e-05 | 3.4696e-05 | 3.4552e-05 | 3.4398e-05 | 3.4236e-05 | 3.4068e-05 | 3.3894e-05 | 3.3717e-05 | 3.3536e-05 | 3.3353e-05 | 3.3169e-05
F3_Commercial_Warehouse_Existing_Food Preparation_Natural Gas_Conveyor Oven_Codes & Standards Forecast | F3 | Commercial | Warehouse | Existing | Food Preparation | Natural Gas | Conveyor Oven | Codes & Standards Forecast | Summer Peak Demand (MW) | 0 | 0 | 0 | 0 | 0 | 0 | 0 | 0 | 0 | 0 | 0 | 0 | 0 | 0 | 0 | 0 | 0 | 0 | 0 | 0 | 0 | 0 | 0 | 0 | 0 | 0 | 0 | 0 | 0 | 0 | 0 | 0 | 0
F4_Commercial_Warehouse_Existing_Food Preparation_Natural Gas_Conveyor Oven_Codes & Standards Forecast | F4 | Commercial | Warehouse | Existing | Food Preparation | Natural Gas | Conveyor Oven | Codes & Standards Forecast | Winter Peak Demand (MW) | 0 | 0 | 0 | 0 | 0 | 0 | 0 | 0 | 0 | 0 | 0 | 0 | 0 | 0 | 0 | 0 | 0 | 0 | 0 | 0 | 0 | 0 | 0 | 0 | 0 | 0 | 0 | 0 | 0 | 0 | 0 | 0 | 0
F5_Commercial_Warehouse_Existing_Food Preparation_Natural Gas_Conveyor Oven_Codes & Standards Forecast | F5 | Commercial | Warehouse | Existing | Food Preparation | Natural Gas | Conveyor Oven | Codes & Standards Forecast | Turnover | 0 | 73.8772 | 95.5493 | 112.4865 | 125.7001 | 135.8799 | 143.7719 | 149.9144 | 154.6768 | 158.3018 | 161.0103 | 162.9894 | 164.3823 | 165.3054 | 165.8508 | 166.0983 | 166.1097 | 145.6803 | 133.3783 | 126.699 | 123.8207 | 123.4316 | 141.8222 | 145.5059 | 148.2536 | 150.2556 | 151.6641 | 152.6002 | 153.1605 | 153.4216 | 153.4448 | 153.2785 | 152.9667
F6_Commercial_Warehouse_Existing_Food Preparation_Natural Gas_Conveyor Oven_Codes & Standards Forecast | F6 | Commercial | Warehouse | Existing | Food Preparation | Natural Gas | Conveyor Oven | Codes & Standards Forecast | Avg. Replacement Usage (kWh) | 0.01258 | 0.01258 | 0.01258 | 0.01258 | 0.01258 | 0.01258 | 0.01258 | 0.01258 | 0.01258 | 0.01258 | 0.01258 | 0.01258 | 0.01258 | 0.01258 | 0.01258 | 0.01258 | 0.01258 | 0.01258 | 0.01258 | 0.01258 | 0.01258 | 0.01258 | 0.01258 | 0.01258 | 0.01258 | 0.01258 | 0.01258 | 0.01258 | 0.01258 | 0.01258 | 0.01258 | 0.01258 | 0.01258
F7_Commercial_Warehouse_Existing_Food Preparation_Natural Gas_Conveyor Oven_Codes & Standards Forecast | F7 | Commercial | Warehouse | Existing | Food Preparation | Natural Gas | Conveyor Oven | Codes & Standards Forecast | Avg. Replacement Summer Demand (kW) | 0 | 0 | 0 | 0 | 0 | 0 | 0 | 0 | 0 | 0 | 0 | 0 | 0 | 0 | 0 | 0 | 0 | 0 | 0 | 0 | 0 | 0 | 0 | 0 | 0 | 0 | 0 | 0 | 0 | 0 | 0 | 0 | 0
F8_Commercial_Warehouse_Existing_Food Preparation_Natural Gas_Conveyor Oven_Codes & Standards Forecast | F8 | Commercial | Warehouse | Existing | Food Preparation | Natural Gas | Conveyor Oven | Codes & Standards Forecast | Avg. Replacement Winter Demand (kW) | 0 | 0 | 0 | 0 | 0 | 0 | 0 | 0 | 0 | 0 | 0 | 0 | 0 | 0 | 0 | 0 | 0 | 0 | 0 | 0 | 0 | 0 | 0 | 0 | 0 | 0 | 0 | 0 | 0 | 0 | 0 | 0 | 0
F1_Commercial_Warehouse_Existing_Food Preparation_Natural Gas_Double Rack Oven_Codes & Standards Forecast | F1 | Commercial | Warehouse | Existing | Food Preparation | Natural Gas | Double Rack Oven | Codes & Standards Forecast | Units | 3155.8385 | 3139.7823 | 3123.7261 | 3104.3361 | 3084.4422 | 3062.631 | 3042.2543 | 3024.2113 | 3007.9988 | 2992.3501 | 2976.9076 | 2961.6199 | 2946.3534 | 2931.0428 | 2915.6371 | 2900.2027 | 2884.7641 | 2869.3456 | 2853.9477 | 2838.5706 | 2823.1902 | 2807.8065 | 2792.4413 | 2777.0948 | 2761.7674 | 2746.4374 | 2731.1048 | 2715.7696 | 2700.4317 | 2685.0912 | 2669.7479 | 2654.402 | 2639.1443
F2_Commercial_Warehouse_Existing_Food Preparation_Natural Gas_Double Rack Oven_Codes & Standards Forecast | F2 | Commercial | Warehouse | Existing | Food Preparation | Natural Gas | Double Rack Oven | Codes & Standards Forecast | Usage (MMtherm) | 5.1776e-05 | 5.2142e-05 | 5.2689e-05 | 5.332e-05 | 5.4049e-05 | 5.4824e-05 | 5.5684e-05 | 5.663e-05 | 5.7644e-05 | 5.8693e-05 | 5.9761e-05 | 6.0843e-05 | 6.1634e-05 | 6.2193e-05 | 6.2566e-05 | 6.2791e-05 | 6.29e-05 | 6.2917e-05 | 6.2859e-05 | 6.2744e-05 | 6.2582e-05 | 6.2382e-05 | 6.2153e-05 | 6.1901e-05 | 6.163e-05 | 6.1345e-05 | 6.1048e-05 | 6.0741e-05 | 6.0426e-05 | 6.0105e-05 | 5.978e-05 | 5.9451e-05 | 5.912e-05
F3_Commercial_Warehouse_Existing_Food Preparation_Natural Gas_Double Rack Oven_Codes & Standards Forecast | F3 | Commercial | Warehouse | Existing | Food Preparation | Natural Gas | Double Rack Oven | Codes & Standards Forecast | Summer Peak Demand (MW) | 0 | 0 | 0 | 0 | 0 | 0 | 0 | 0 | 0 | 0 | 0 | 0 | 0 | 0 | 0 | 0 | 0 | 0 | 0 | 0 | 0 | 0 | 0 | 0 | 0 | 0 | 0 | 0 | 0 | 0 | 0 | 0 | 0
F4_Commercial_Warehouse_Existing_Food Preparation_Natural Gas_Double Rack Oven_Codes & Standards Forecast | F4 | Commercial | Warehouse | Existing | Food Preparation | Natural Gas | Double Rack Oven | Codes & Standards Forecast | Winter Peak Demand (MW) | 0 | 0 | 0 | 0 | 0 | 0 | 0 | 0 | 0 | 0 | 0 | 0 | 0 | 0 | 0 | 0 | 0 | 0 | 0 | 0 | 0 | 0 | 0 | 0 | 0 | 0 | 0 | 0 | 0 | 0 | 0 | 0 | 0
F5_Commercial_Warehouse_Existing_Food Preparation_Natural Gas_Double Rack Oven_Codes & Standards Forecast | F5 | Commercial | Warehouse | Existing | Food Preparation | Natural Gas | Double Rack Oven | Codes & Standards Forecast | Turnover | 0 | 104.6594 | 135.3615 | 159.3559 | 178.0751 | 192.4966 | 203.6769 | 212.3787 | 219.1254 | 224.2609 | 228.0979 | 230.9016 | 203.4114 | 187.2859 | 178.9751 | 175.9098 | 176.2421 | 203.733 | 209.6775 | 214.1477 | 217.4431 | 219.8034 | 221.4211 | 216.8941 | 209.7494 | 202.0958 | 195.1058 | 189.3473 | 182.6513 | 181.1267 | 182.597 | 185.6184 | 189.2654
F6_Commercial_Warehouse_Existing_Food Preparation_Natural Gas_Double Rack Oven_Codes & Standards Forecast | F6 | Commercial | Warehouse | Existing | Food Preparation | Natural Gas | Double Rack Oven | Codes & Standards Forecast | Avg. Replacement Usage (kWh) | 0.022419 | 0.022419 | 0.022419 | 0.022419 | 0.022419 | 0.022419 | 0.022419 | 0.022419 | 0.022419 | 0.022419 | 0.022419 | 0.022419 | 0.022419 | 0.022419 | 0.022419 | 0.022419 | 0.022419 | 0.022419 | 0.022419 | 0.022419 | 0.022419 | 0.022419 | 0.022419 | 0.022419 | 0.022419 | 0.022419 | 0.022419 | 0.022419 | 0.022419 | 0.022419 | 0.022419 | 0.022419 | 0.022419
F7_Commercial_Warehouse_Existing_Food Preparation_Natural Gas_Double Rack Oven_Codes & Standards Forecast | F7 | Commercial | Warehouse | Existing | Food Preparation | Natural Gas | Double Rack Oven | Codes & Standards Forecast | Avg. Replacement Summer Demand (kW) | 0 | 0 | 0 | 0 | 0 | 0 | 0 | 0 | 0 | 0 | 0 | 0 | 0 | 0 | 0 | 0 | 0 | 0 | 0 | 0 | 0 | 0 | 0 | 0 | 0 | 0 | 0 | 0 | 0 | 0 | 0 | 0 | 0
F8_Commercial_Warehouse_Existing_Food Preparation_Natural Gas_Double Rack Oven_Codes & Standards Forecast | F8 | Commercial | Warehouse | Existing | Food Preparation | Natural Gas | Double Rack Oven | Codes & Standards Forecast | Avg. Replacement Winter Demand (kW) | 0 | 0 | 0 | 0 | 0 | 0 | 0 | 0 | 0 | 0 | 0 | 0 | 0 | 0 | 0 | 0 | 0 | 0 | 0 | 0 | 0 | 0 | 0 | 0 | 0 | 0 | 0 | 0 | 0 | 0 | 0 | 0 | 0
F1_Commercial_Warehouse_Existing_Food Preparation_Natural Gas_Fryer_Codes & Standards Forecast | F1 | Commercial | Warehouse | Existing | Food Preparation | Natural Gas | Fryer | Codes & Standards Forecast | Units | 12623.3541 | 12559.1293 | 12494.9046 | 12417.3446 | 12337.7688 | 12250.5238 | 12169.0172 | 12096.845 | 12031.9952 | 11969.4006 | 11907.6303 | 11846.4797 | 11785.4137 | 11724.1712 | 11662.5483 | 11600.8108 | 11539.0563 | 11477.3825 | 11415.7909 | 11354.2825 | 11292.7609 | 11231.2259 | 11169.765 | 11108.3793 | 11047.0697 | 10985.7498 | 10924.4193 | 10863.0784 | 10801.7268 | 10740.3646 | 10678.9918 | 10617.6081 | 10556.5773
F2_Commercial_Warehouse_Existing_Food Preparation_Natural Gas_Fryer_Codes & Standards Forecast | F2 | Commercial | Warehouse | Existing | Food Preparation | Natural Gas | Fryer | Codes & Standards Forecast | Usage (MMtherm) | 0.00012888 | 0.0001292 | 0.00012992 | 0.00012435 | 0.00011818 | 0.00011154 | 0.00010555 | 9.9738e-05 | 9.5331e-05 | 9.1946e-05 | 8.8469e-05 | 8.5424e-05 | 8.4238e-05 | 8.3243e-05 | 8.239e-05 | 8.1644e-05 | 8.0978e-05 | 8.0373e-05 | 7.9813e-05 | 7.9287e-05 | 7.8786e-05 | 7.8303e-05 | 7.7835e-05 | 7.7378e-05 | 7.6928e-05 | 7.6485e-05 | 7.6046e-05 | 7.5609e-05 | 7.5175e-05 | 7.4743e-05 | 7.4312e-05 | 7.3882e-05 | 7.3456e-05
F3_Commercial_Warehouse_Existing_Food Preparation_Natural Gas_Fryer_Codes & Standards Forecast | F3 | Commercial | Warehouse | Existing | Food Preparation | Natural Gas | Fryer | Codes & Standards Forecast | Summer Peak Demand (MW) | 0 | 0 | 0 | 0 | 0 | 0 | 0 | 0 | 0 | 0 | 0 | 0 | 0 | 0 | 0 | 0 | 0 | 0 | 0 | 0 | 0 | 0 | 0 | 0 | 0 | 0 | 0 | 0 | 0 | 0 | 0 | 0 | 0
F4_Commercial_Warehouse_Existing_Food Preparation_Natural Gas_Fryer_Codes & Standards Forecast | F4 | Commercial | Warehouse | Existing | Food Preparation | Natural Gas | Fryer | Codes & Standards Forecast | Winter Peak Demand (MW) | 0 | 0 | 0 | 0 | 0 | 0 | 0 | 0 | 0 | 0 | 0 | 0 | 0 | 0 | 0 | 0 | 0 | 0 | 0 | 0 | 0 | 0 | 0 | 0 | 0 | 0 | 0 | 0 | 0 | 0 | 0 | 0 | 0
F5_Commercial_Warehouse_Existing_Food Preparation_Natural Gas_Fryer_Codes & Standards Forecast | F5 | Commercial | Warehouse | Existing | Food Preparation | Natural Gas | Fryer | Codes & Standards Forecast | Turnover | 0 | 856.3043 | 1206.8942 | 1463.9767 | 1651.7538 | 1786.8973 | 1538.6828 | 1439.2792 | 1428.3087 | 1466.268 | 1720.9101 | 1738.3938 | 1707.2204 | 1666.1633 | 1633.3936 | 1584.2397 | 1584.7395 | 1597.1152 | 1607.266 | 1655.8413 | 1626.6491 | 1593.9315 | 1570.2075 | 1556.7522 | 1554.7262 | 1557.197 | 1553.6835 | 1544.7209 | 1543.3631 | 1524.2735 | 1509.719 | 1499.9089 | 1492.6614
F6_Commercial_Warehouse_Existing_Food Preparation_Natural Gas_Fryer_Codes & Standards Forecast | F6 | Commercial | Warehouse | Existing | Food Preparation | Natural Gas | Fryer | Codes & Standards Forecast | Avg. Replacement Usage (kWh) | 0.011352 | 0.011352 | 0.011352 | 0.0069577 | 0.0069577 | 0.0069577 | 0.0069577 | 0.0069577 | 0.0069577 | 0.0069577 | 0.0069577 | 0.0069577 | 0.0069577 | 0.0069577 | 0.0069577 | 0.0069577 | 0.0069577 | 0.0069577 | 0.0069577 | 0.0069577 | 0.0069577 | 0.0069577 | 0.0069577 | 0.0069577 | 0.0069577 | 0.0069577 | 0.0069577 | 0.0069577 | 0.0069577 | 0.0069577 | 0.0069577 | 0.0069577 | 0.0069577
F7_Commercial_Warehouse_Existing_Food Preparation_Natural Gas_Fryer_Codes & Standards Forecast | F7 | Commercial | Warehouse | Existing | Food Preparation | Natural Gas | Fryer | Codes & Standards Forecast | Avg. Replacement Summer Demand (kW) | 0 | 0 | 0 | 0 | 0 | 0 | 0 | 0 | 0 | 0 | 0 | 0 | 0 | 0 | 0 | 0 | 0 | 0 | 0 | 0 | 0 | 0 | 0 | 0 | 0 | 0 | 0 | 0 | 0 | 0 | 0 | 0 | 0
F8_Commercial_Warehouse_Existing_Food Preparation_Natural Gas_Fryer_Codes & Standards Forecast | F8 | Commercial | Warehouse | Existing | Food Preparation | Natural Gas | Fryer | Codes & Standards Forecast | Avg. Replacement Winter Demand (kW) | 0 | 0 | 0 | 0 | 0 | 0 | 0 | 0 | 0 | 0 | 0 | 0 | 0 | 0 | 0 | 0 | 0 | 0 | 0 | 0 | 0 | 0 | 0 | 0 | 0 | 0 | 0 | 0 | 0 | 0 | 0 | 0 | 0
F1_Commercial_Warehouse_Existing_Food Preparation_Natural Gas_Broiler_Codes & Standards Forecast | F1 | Commercial | Warehouse | Existing | Food Preparation | Natural Gas | Broiler | Codes & Standards Forecast | Units | 0 | 0 | 0 | 0 | 0 | 0 | 0 | 0 | 0 | 0 | 0 | 0 | 0 | 0 | 0 | 0 | 0 | 0 | 0 | 0 | 0 | 0 | 0 | 0 | 0 | 0 | 0 | 0 | 0 | 0 | 0 | 0 | 0
F2_Commercial_Warehouse_Existing_Food Preparation_Natural Gas_Broiler_Codes & Standards Forecast | F2 | Commercial | Warehouse | Existing | Food Preparation | Natural Gas | Broiler | Codes & Standards Forecast | Usage (MMtherm) | 0 | 0 | 0 | 0 | 0 | 0 | 0 | 0 | 0 | 0 | 0 | 0 | 0 | 0 | 0 | 0 | 0 | 0 | 0 | 0 | 0 | 0 | 0 | 0 | 0 | 0 | 0 | 0 | 0 | 0 | 0 | 0 | 0
F3_Commercial_Warehouse_Existing_Food Preparation_Natural Gas_Broiler_Codes & Standards Forecast | F3 | Commercial | Warehouse | Existing | Food Preparation | Natural Gas | Broiler | Codes & Standards Forecast | Summer Peak Demand (MW) | 0 | 0 | 0 | 0 | 0 | 0 | 0 | 0 | 0 | 0 | 0 | 0 | 0 | 0 | 0 | 0 | 0 | 0 | 0 | 0 | 0 | 0 | 0 | 0 | 0 | 0 | 0 | 0 | 0 | 0 | 0 | 0 | 0
F4_Commercial_Warehouse_Existing_Food Preparation_Natural Gas_Broiler_Codes & Standards Forecast | F4 | Commercial | Warehouse | Existing | Food Preparation | Natural Gas | Broiler | Codes & Standards Forecast | Winter Peak Demand (MW) | 0 | 0 | 0 | 0 | 0 | 0 | 0 | 0 | 0 | 0 | 0 | 0 | 0 | 0 | 0 | 0 | 0 | 0 | 0 | 0 | 0 | 0 | 0 | 0 | 0 | 0 | 0 | 0 | 0 | 0 | 0 | 0 | 0
F5_Commercial_Warehouse_Existing_Food Preparation_Natural Gas_Broiler_Codes & Standards Forecast | F5 | Commercial | Warehouse | Existing | Food Preparation | Natural Gas | Broiler | Codes & Standards Forecast | Turnover | 0 | 0 | 0 | 0 | 0 | 0 | 0 | 0 | 0 | 0 | 0 | 0 | 0 | 0 | 0 | 0 | 0 | 0 | 0 | 0 | 0 | 0 | 0 | 0 | 0 | 0 | 0 | 0 | 0 | 0 | 0 | 0 | 0
F6_Commercial_Warehouse_Existing_Food Preparation_Natural Gas_Broiler_Codes & Standards Forecast | F6 | Commercial | Warehouse | Existing | Food Preparation | Natural Gas | Broiler | Codes & Standards Forecast | Avg. Replacement Usage (kWh) | 0.012379 | 0.012379 | 0.012379 | 0.012379 | 0.012379 | 0.012379 | 0.012379 | 0.012379 | 0.012379 | 0.012379 | 0.012379 | 0.012379 | 0.012379 | 0.012379 | 0.012379 | 0.012379 | 0.012379 | 0.012379 | 0.012379 | 0.012379 | 0.012379 | 0.012379 | 0.012379 | 0.012379 | 0.012379 | 0.012379 | 0.012379 | 0.012379 | 0.012379 | 0.012379 | 0.012379 | 0.012379 | 0.012379
F7_Commercial_Warehouse_Existing_Food Preparation_Natural Gas_Broiler_Codes & Standards Forecast | F7 | Commercial | Warehouse | Existing | Food Preparation | Natural Gas | Broiler | Codes & Standards Forecast | Avg. Replacement Summer Demand (kW) | 0 | 0 | 0 | 0 | 0 | 0 | 0 | 0 | 0 | 0 | 0 | 0 | 0 | 0 | 0 | 0 | 0 | 0 | 0 | 0 | 0 | 0 | 0 | 0 | 0 | 0 | 0 | 0 | 0 | 0 | 0 | 0 | 0
F8_Commercial_Warehouse_Existing_Food Preparation_Natural Gas_Broiler_Codes & Standards Forecast | F8 | Commercial | Warehouse | Existing | Food Preparation | Natural Gas | Broiler | Codes & Standards Forecast | Avg. Replacement Winter Demand (kW) | 0 | 0 | 0 | 0 | 0 | 0 | 0 | 0 | 0 | 0 | 0 | 0 | 0 | 0 | 0 | 0 | 0 | 0 | 0 | 0 | 0 | 0 | 0 | 0 | 0 | 0 | 0 | 0 | 0 | 0 | 0 | 0 | 0
F1_Commercial_Warehouse_Existing_Food Preparation_Natural Gas_Griddle_Codes & Standards Forecast | F1 | Commercial | Warehouse | Existing | Food Preparation | Natural Gas | Griddle | Codes & Standards Forecast | Units | 12623.3541 | 12559.1293 | 12494.9046 | 12417.3446 | 12337.7688 | 12250.5238 | 12169.0172 | 12096.845 | 12031.9952 | 11969.4006 | 11907.6303 | 11846.4797 | 11785.4137 | 11724.1712 | 11662.5483 | 11600.8108 | 11539.0563 | 11477.3825 | 11415.7909 | 11354.2825 | 11292.7609 | 11231.2259 | 11169.765 | 11108.3793 | 11047.0697 | 10985.7498 | 10924.4193 | 10863.0784 | 10801.7268 | 10740.3646 | 10678.9918 | 10617.6081 | 10556.5773
F2_Commercial_Warehouse_Existing_Food Preparation_Natural Gas_Griddle_Codes & Standards Forecast | F2 | Commercial | Warehouse | Existing | Food Preparation | Natural Gas | Griddle | Codes & Standards Forecast | Usage (MMtherm) | 9.4092e-05 | 9.3691e-05 | 9.3312e-05 | 9.2851e-05 | 9.2387e-05 | 9.1876e-05 | 9.1416e-05 | 9.1031e-05 | 9.0705e-05 | 9.0399e-05 | 9.0101e-05 | 8.9809e-05 | 8.9482e-05 | 8.9125e-05 | 8.8743e-05 | 8.8342e-05 | 8.7926e-05 | 8.7499e-05 | 8.7064e-05 | 8.6623e-05 | 8.6175e-05 | 8.5723e-05 | 8.5268e-05 | 8.481e-05 | 8.4351e-05 | 8.389e-05 | 8.3427e-05 | 8.2963e-05 | 8.2498e-05 | 8.2032e-05 | 8.1565e-05 | 8.1098e-05 | 8.0633e-05
F3_Commercial_Warehouse_Existing_Food Preparation_Natural Gas_Griddle_Codes & Standards Forecast | F3 | Commercial | Warehouse | Existing | Food Preparation | Natural Gas | Griddle | Codes & Standards Forecast | Summer Peak Demand (MW) | 0 | 0 | 0 | 0 | 0 | 0 | 0 | 0 | 0 | 0 | 0 | 0 | 0 | 0 | 0 | 0 | 0 | 0 | 0 | 0 | 0 | 0 | 0 | 0 | 0 | 0 | 0 | 0 | 0 | 0 | 0 | 0 | 0
F4_Commercial_Warehouse_Existing_Food Preparation_Natural Gas_Griddle_Codes & Standards Forecast | F4 | Commercial | Warehouse | Existing | Food Preparation | Natural Gas | Griddle | Codes & Standards Forecast | Winter Peak Demand (MW) | 0 | 0 | 0 | 0 | 0 | 0 | 0 | 0 | 0 | 0 | 0 | 0 | 0 | 0 | 0 | 0 | 0 | 0 | 0 | 0 | 0 | 0 | 0 | 0 | 0 | 0 | 0 | 0 | 0 | 0 | 0 | 0 | 0
F5_Commercial_Warehouse_Existing_Food Preparation_Natural Gas_Griddle_Codes & Standards Forecast | F5 | Commercial | Warehouse | Existing | Food Preparation | Natural Gas | Griddle | Codes & Standards Forecast | Turnover | 0 | 418.6376 | 541.4459 | 637.4237 | 712.3005 | 769.9863 | 814.7076 | 849.5147 | 876.5016 | 897.0434 | 912.3918 | 923.6063 | 813.6457 | 749.1436 | 715.9003 | 703.6392 | 704.9684 | 814.9319 | 838.7102 | 856.591 | 869.7724 | 879.2135 | 885.6845 | 867.5765 | 838.9977 | 808.3831 | 780.4233 | 757.3891 | 730.6052 | 724.5067 | 730.388 | 742.4736 | 757.0617
F6_Commercial_Warehouse_Existing_Food Preparation_Natural Gas_Griddle_Codes & Standards Forecast | F6 | Commercial | Warehouse | Existing | Food Preparation | Natural Gas | Griddle | Codes & Standards Forecast | Avg. Replacement Usage (kWh) | 0.0076388 | 0.0076388 | 0.0076388 | 0.0076388 | 0.0076388 | 0.0076388 | 0.0076388 | 0.0076388 | 0.0076388 | 0.0076388 | 0.0076388 | 0.0076388 | 0.0076388 | 0.0076388 | 0.0076388 | 0.0076388 | 0.0076388 | 0.0076388 | 0.0076388 | 0.0076388 | 0.0076388 | 0.0076388 | 0.0076388 | 0.0076388 | 0.0076388 | 0.0076388 | 0.0076388 | 0.0076388 | 0.0076388 | 0.0076388 | 0.0076388 | 0.0076388 | 0.0076388
F7_Commercial_Warehouse_Existing_Food Preparation_Natural Gas_Griddle_Codes & Standards Forecast | F7 | Commercial | Warehouse | Existing | Food Preparation | Natural Gas | Griddle | Codes & Standards Forecast | Avg. Replacement Summer Demand (kW) | 0 | 0 | 0 | 0 | 0 | 0 | 0 | 0 | 0 | 0 | 0 | 0 | 0 | 0 | 0 | 0 | 0 | 0 | 0 | 0 | 0 | 0 | 0 | 0 | 0 | 0 | 0 | 0 | 0 | 0 | 0 | 0 | 0
F8_Commercial_Warehouse_Existing_Food Preparation_Natural Gas_Griddle_Codes & Standards Forecast | F8 | Commercial | Warehouse | Existing | Food Preparation | Natural Gas | Griddle | Codes & Standards Forecast | Avg. Replacement Winter Demand (kW) | 0 | 0 | 0 | 0 | 0 | 0 | 0 | 0 | 0 | 0 | 0 | 0 | 0 | 0 | 0 | 0 | 0 | 0 | 0 | 0 | 0 | 0 | 0 | 0 | 0 | 0 | 0 | 0 | 0 | 0 | 0 | 0 | 0
F1_Commercial_Warehouse_Existing_Food Preparation_Natural Gas_Range_Codes & Standards Forecast | F1 | Commercial | Warehouse | Existing | Food Preparation | Natural Gas | Range | Codes & Standards Forecast | Units | 12623.3541 | 12559.1293 | 12494.9046 | 12417.3446 | 12337.7688 | 12250.5238 | 12169.0172 | 12096.845 | 12031.9952 | 11969.4006 | 11907.6303 | 11846.4797 | 11785.4137 | 11724.1712 | 11662.5483 | 11600.8108 | 11539.0563 | 11477.3825 | 11415.7909 | 11354.2825 | 11292.7609 | 11231.2259 | 11169.765 | 11108.3793 | 11047.0697 | 10985.7498 | 10924.4193 | 10863.0784 | 10801.7268 | 10740.3646 | 10678.9918 | 10617.6081 | 10556.5773
F2_Commercial_Warehouse_Existing_Food Preparation_Natural Gas_Range_Codes & Standards Forecast | F2 | Commercial | Warehouse | Existing | Food Preparation | Natural Gas | Range | Codes & Standards Forecast | Usage (MMtherm) | 9.7602e-05 | 9.7777e-05 | 9.8146e-05 | 9.856e-05 | 9.9072e-05 | 9.9608e-05 | 0.00010025 | 0.00010102 | 0.00010189 | 0.0001028 | 0.00010341 | 0.00010379 | 0.00010399 | 0.00010402 | 0.00010394 | 0.00010375 | 0.00010349 | 0.00010317 | 0.0001028 | 0.00010239 | 0.00010195 | 0.00010149 | 0.00010101 | 0.00010051 | 0.00010001 | 9.9488e-05 | 9.8962e-05 | 9.843e-05 | 9.7892e-05 | 9.7351e-05 | 9.6807e-05 | 9.626e-05 | 9.5714e-05
F3_Commercial_Warehouse_Existing_Food Preparation_Natural Gas_Range_Codes & Standards Forecast | F3 | Commercial | Warehouse | Existing | Food Preparation | Natural Gas | Range | Codes & Standards Forecast | Summer Peak Demand (MW) | 0 | 0 | 0 | 0 | 0 | 0 | 0 | 0 | 0 | 0 | 0 | 0 | 0 | 0 | 0 | 0 | 0 | 0 | 0 | 0 | 0 | 0 | 0 | 0 | 0 | 0 | 0 | 0 | 0 | 0 | 0 | 0 | 0
F4_Commercial_Warehouse_Existing_Food Preparation_Natural Gas_Range_Codes & Standards Forecast | F4 | Commercial | Warehouse | Existing | Food Preparation | Natural Gas | Range | Codes & Standards Forecast | Winter Peak Demand (MW) | 0 | 0 | 0 | 0 | 0 | 0 | 0 | 0 | 0 | 0 | 0 | 0 | 0 | 0 | 0 | 0 | 0 | 0 | 0 | 0 | 0 | 0 | 0 | 0 | 0 | 0 | 0 | 0 | 0 | 0 | 0 | 0 | 0
F5_Commercial_Warehouse_Existing_Food Preparation_Natural Gas_Range_Codes & Standards Forecast | F5 | Commercial | Warehouse | Existing | Food Preparation | Natural Gas | Range | Codes & Standards Forecast | Turnover | 0 | 502.3652 | 649.735 | 764.9084 | 854.7606 | 923.9835 | 977.6491 | 1019.4176 | 1051.802 | 1076.4521 | 951.9786 | 880.8752 | 846.2639 | 835.9432 | 841.1667 | 977.4144 | 1008.5502 | 1032.0754 | 1049.5454 | 1034.9477 | 1005.963 | 973.2562 | 942.8378 | 917.6927 | 887.3333 | 881.8676 | 890.7189 | 906.8813 | 920.659 | 957.8423 | 955.7915 | 946.4964 | 932.8436
F6_Commercial_Warehouse_Existing_Food Preparation_Natural Gas_Range_Codes & Standards Forecast | F6 | Commercial | Warehouse | Existing | Food Preparation | Natural Gas | Range | Codes & Standards Forecast | Avg. Replacement Usage (kWh) | 0.0090696 | 0.0090696 | 0.0090696 | 0.0090696 | 0.0090696 | 0.0090696 | 0.0090696 | 0.0090696 | 0.0090696 | 0.0090696 | 0.0090696 | 0.0090696 | 0.0090696 | 0.0090696 | 0.0090696 | 0.0090696 | 0.0090696 | 0.0090696 | 0.0090696 | 0.0090696 | 0.0090696 | 0.0090696 | 0.0090696 | 0.0090696 | 0.0090696 | 0.0090696 | 0.0090696 | 0.0090696 | 0.0090696 | 0.0090696 | 0.0090696 | 0.0090696 | 0.0090696
F7_Commercial_Warehouse_Existing_Food Preparation_Natural Gas_Range_Codes & Standards Forecast | F7 | Commercial | Warehouse | Existing | Food Preparation | Natural Gas | Range | Codes & Standards Forecast | Avg. Replacement Summer Demand (kW) | 0 | 0 | 0 | 0 | 0 | 0 | 0 | 0 | 0 | 0 | 0 | 0 | 0 | 0 | 0 | 0 | 0 | 0 | 0 | 0 | 0 | 0 | 0 | 0 | 0 | 0 | 0 | 0 | 0 | 0 | 0 | 0 | 0
F8_Commercial_Warehouse_Existing_Food Preparation_Natural Gas_Range_Codes & Standards Forecast | F8 | Commercial | Warehouse | Existing | Food Preparation | Natural Gas | Range | Codes & Standards Forecast | Avg. Replacement Winter Demand (kW) | 0 | 0 | 0 | 0 | 0 | 0 | 0 | 0 | 0 | 0 | 0 | 0 | 0 | 0 | 0 | 0 | 0 | 0 | 0 | 0 | 0 | 0 | 0 | 0 | 0 | 0 | 0 | 0 | 0 | 0 | 0 | 0 | 0
F1_Commercial_Warehouse_Existing_Food Preparation_Natural Gas_Steamer_Codes & Standards Forecast | F1 | Commercial | Warehouse | Existing | Food Preparation | Natural Gas | Steamer | Codes & Standards Forecast | Units | 0 | 0 | 0 | 0 | 0 | 0 | 0 | 0 | 0 | 0 | 0 | 0 | 0 | 0 | 0 | 0 | 0 | 0 | 0 | 0 | 0 | 0 | 0 | 0 | 0 | 0 | 0 | 0 | 0 | 0 | 0 | 0 | 0
F2_Commercial_Warehouse_Existing_Food Preparation_Natural Gas_Steamer_Codes & Standards Forecast | F2 | Commercial | Warehouse | Existing | Food Preparation | Natural Gas | Steamer | Codes & Standards Forecast | Usage (MMtherm) | 0 | 0 | 0 | 0 | 0 | 0 | 0 | 0 | 0 | 0 | 0 | 0 | 0 | 0 | 0 | 0 | 0 | 0 | 0 | 0 | 0 | 0 | 0 | 0 | 0 | 0 | 0 | 0 | 0 | 0 | 0 | 0 | 0
F3_Commercial_Warehouse_Existing_Food Preparation_Natural Gas_Steamer_Codes & Standards Forecast | F3 | Commercial | Warehouse | Existing | Food Preparation | Natural Gas | Steamer | Codes & Standards Forecast | Summer Peak Demand (MW) | 0 | 0 | 0 | 0 | 0 | 0 | 0 | 0 | 0 | 0 | 0 | 0 | 0 | 0 | 0 | 0 | 0 | 0 | 0 | 0 | 0 | 0 | 0 | 0 | 0 | 0 | 0 | 0 | 0 | 0 | 0 | 0 | 0
F4_Commercial_Warehouse_Existing_Food Preparation_Natural Gas_Steamer_Codes & Standards Forecast | F4 | Commercial | Warehouse | Existing | Food Preparation | Natural Gas | Steamer | Codes & Standards Forecast | Winter Peak Demand (MW) | 0 | 0 | 0 | 0 | 0 | 0 | 0 | 0 | 0 | 0 | 0 | 0 | 0 | 0 | 0 | 0 | 0 | 0 | 0 | 0 | 0 | 0 | 0 | 0 | 0 | 0 | 0 | 0 | 0 | 0 | 0 | 0 | 0
F5_Commercial_Warehouse_Existing_Food Preparation_Natural Gas_Steamer_Codes & Standards Forecast | F5 | Commercial | Warehouse | Existing | Food Preparation | Natural Gas | Steamer | Codes & Standards Forecast | Turnover | 0 | 0 | 0 | 0 | 0 | 0 | 0 | 0 | 0 | 0 | 0 | 0 | 0 | 0 | 0 | 0 | 0 | 0 | 0 | 0 | 0 | 0 | 0 | 0 | 0 | 0 | 0 | 0 | 0 | 0 | 0 | 0 | 0
F6_Commercial_Warehouse_Existing_Food Preparation_Natural Gas_Steamer_Codes & Standards Forecast | F6 | Commercial | Warehouse | Existing | Food Preparation | Natural Gas | Steamer | Codes & Standards Forecast | Avg. Replacement Usage (kWh) | 0.018013 | 0.018013 | 0.018013 | 0.0078143 | 0.0078143 | 0.0078143 | 0.0078143 | 0.0078143 | 0.0078143 | 0.0078143 | 0.0078143 | 0.0078143 | 0.0078143 | 0.0078143 | 0.0078143 | 0.0078143 | 0.0078143 | 0.0078143 | 0.0078143 | 0.0078143 | 0.0078143 | 0.0078143 | 0.0078143 | 0.0078143 | 0.0078143 | 0.0078143 | 0.0078143 | 0.0078143 | 0.0078143 | 0.0078143 | 0.0078143 | 0.0078143 | 0.0078143
F7_Commercial_Warehouse_Existing_Food Preparation_Natural Gas_Steamer_Codes & Standards Forecast | F7 | Commercial | Warehouse | Existing | Food Preparation | Natural Gas | Steamer | Codes & Standards Forecast | Avg. Replacement Summer Demand (kW) | 0 | 0 | 0 | 0 | 0 | 0 | 0 | 0 | 0 | 0 | 0 | 0 | 0 | 0 | 0 | 0 | 0 | 0 | 0 | 0 | 0 | 0 | 0 | 0 | 0 | 0 | 0 | 0 | 0 | 0 | 0 | 0 | 0
F8_Commercial_Warehouse_Existing_Food Preparation_Natural Gas_Steamer_Codes & Standards Forecast | F8 | Commercial | Warehouse | Existing | Food Preparation | Natural Gas | Steamer | Codes & Standards Forecast | Avg. Replacement Winter Demand (kW) | 0 | 0 | 0 | 0 | 0 | 0 | 0 | 0 | 0 | 0 | 0 | 0 | 0 | 0 | 0 | 0 | 0 | 0 | 0 | 0 | 0 | 0 | 0 | 0 | 0 | 0 | 0 | 0 | 0 | 0 | 0 | 0 | 0
F1_Commercial_Warehouse_Existing_Food Preparation_Natural Gas_Food Prep Other_Codes & Standards Forecast | F1 | Commercial | Warehouse | Existing | Food Preparation | Natural Gas | Food Prep Other | Codes & Standards Forecast | Units | 0 | 0 | 0 | 0 | 0 | 0 | 0 | 0 | 0 | 0 | 0 | 0 | 0 | 0 | 0 | 0 | 0 | 0 | 0 | 0 | 0 | 0 | 0 | 0 | 0 | 0 | 0 | 0 | 0 | 0 | 0 | 0 | 0
F2_Commercial_Warehouse_Existing_Food Preparation_Natural Gas_Food Prep Other_Codes & Standards Forecast | F2 | Commercial | Warehouse | Existing | Food Preparation | Natural Gas | Food Prep Other | Codes & Standards Forecast | Usage (MMtherm) | 0 | 0 | 0 | 0 | 0 | 0 | 0 | 0 | 0 | 0 | 0 | 0 | 0 | 0 | 0 | 0 | 0 | 0 | 0 | 0 | 0 | 0 | 0 | 0 | 0 | 0 | 0 | 0 | 0 | 0 | 0 | 0 | 0
F3_Commercial_Warehouse_Existing_Food Preparation_Natural Gas_Food Prep Other_Codes & Standards Forecast | F3 | Commercial | Warehouse | Existing | Food Preparation | Natural Gas | Food Prep Other | Codes & Standards Forecast | Summer Peak Demand (MW) | 0 | 0 | 0 | 0 | 0 | 0 | 0 | 0 | 0 | 0 | 0 | 0 | 0 | 0 | 0 | 0 | 0 | 0 | 0 | 0 | 0 | 0 | 0 | 0 | 0 | 0 | 0 | 0 | 0 | 0 | 0 | 0 | 0
F4_Commercial_Warehouse_Existing_Food Preparation_Natural Gas_Food Prep Other_Codes & Standards Forecast | F4 | Commercial | Warehouse | Existing | Food Preparation | Natural Gas | Food Prep Other | Codes & Standards Forecast | Winter Peak Demand (MW) | 0 | 0 | 0 | 0 | 0 | 0 | 0 | 0 | 0 | 0 | 0 | 0 | 0 | 0 | 0 | 0 | 0 | 0 | 0 | 0 | 0 | 0 | 0 | 0 | 0 | 0 | 0 | 0 | 0 | 0 | 0 | 0 | 0
F5_Commercial_Warehouse_Existing_Food Preparation_Natural Gas_Food Prep Other_Codes & Standards Forecast | F5 | Commercial | Warehouse | Existing | Food Preparation | Natural Gas | Food Prep Other | Codes & Standards Forecast | Turnover | 0 | 0 | 0 | 0 | 0 | 0 | 0 | 0 | 0 | 0 | 0 | 0 | 0 | 0 | 0 | 0 | 0 | 0 | 0 | 0 | 0 | 0 | 0 | 0 | 0 | 0 | 0 | 0 | 0 | 0 | 0 | 0 | 0
F6_Commercial_Warehouse_Existing_Food Preparation_Natural Gas_Food Prep Other_Codes & Standards Forecast | F6 | Commercial | Warehouse | Existing | Food Preparation | Natural Gas | Food Prep Other | Codes & Standards Forecast | Avg. Replacement Usage (kWh) | 0.0032268 | 0.0032268 | 0.0032268 | 0.0032268 | 0.0032268 | 0.0032268 | 0.0032268 | 0.0032268 | 0.0032268 | 0.0032268 | 0.0032268 | 0.0032268 | 0.0032268 | 0.0032268 | 0.0032268 | 0.0032268 | 0.0032268 | 0.0032268 | 0.0032268 | 0.0032268 | 0.0032268 | 0.0032268 | 0.0032268 | 0.0032268 | 0.0032268 | 0.0032268 | 0.0032268 | 0.0032268 | 0.0032268 | 0.0032268 | 0.0032268 | 0.0032268 | 0.0032268
F7_Commercial_Warehouse_Existing_Food Preparation_Natural Gas_Food Prep Other_Codes & Standards Forecast | F7 | Commercial | Warehouse | Existing | Food Preparation | Natural Gas | Food Prep Other | Codes & Standards Forecast | Avg. Replacement Summer Demand (kW) | 0 | 0 | 0 | 0 | 0 | 0 | 0 | 0 | 0 | 0 | 0 | 0 | 0 | 0 | 0 | 0 | 0 | 0 | 0 | 0 | 0 | 0 | 0 | 0 | 0 | 0 | 0 | 0 | 0 | 0 | 0 | 0 | 0
F8_Commercial_Warehouse_Existing_Food Preparation_Natural Gas_Food Prep Other_Codes & Standards Forecast | F8 | Commercial | Warehouse | Existing | Food Preparation | Natural Gas | Food Prep Other | Codes & Standards Forecast | Avg. Replacement Winter Demand (kW) | 0 | 0 | 0 | 0 | 0 | 0 | 0 | 0 | 0 | 0 | 0 | 0 | 0 | 0 | 0 | 0 | 0 | 0 | 0 | 0 | 0 | 0 | 0 | 0 | 0 | 0 | 0 | 0 | 0 | 0 | 0 | 0 | 0
F1_Commercial_Warehouse_Existing_Miscellaneous_Natural Gas_Pool Heater_Codes & Standards Forecast | F1 | Commercial | Warehouse | Existing | Miscellaneous | Natural Gas | Pool Heater | Codes & Standards Forecast | Units | 0 | 0 | 0 | 0 | 0 | 0 | 0 | 0 | 0 | 0 | 0 | 0 | 0 | 0 | 0 | 0 | 0 | 0 | 0 | 0 | 0 | 0 | 0 | 0 | 0 | 0 | 0 | 0 | 0 | 0 | 0 | 0 | 0
F2_Commercial_Warehouse_Existing_Miscellaneous_Natural Gas_Pool Heater_Codes & Standards Forecast | F2 | Commercial | Warehouse | Existing | Miscellaneous | Natural Gas | Pool Heater | Codes & Standards Forecast | Usage (MMtherm) | 0 | 0 | 0 | 0 | 0 | 0 | 0 | 0 | 0 | 0 | 0 | 0 | 0 | 0 | 0 | 0 | 0 | 0 | 0 | 0 | 0 | 0 | 0 | 0 | 0 | 0 | 0 | 0 | 0 | 0 | 0 | 0 | 0
F3_Commercial_Warehouse_Existing_Miscellaneous_Natural Gas_Pool Heater_Codes & Standards Forecast | F3 | Commercial | Warehouse | Existing | Miscellaneous | Natural Gas | Pool Heater | Codes & Standards Forecast | Summer Peak Demand (MW) | 0 | 0 | 0 | 0 | 0 | 0 | 0 | 0 | 0 | 0 | 0 | 0 | 0 | 0 | 0 | 0 | 0 | 0 | 0 | 0 | 0 | 0 | 0 | 0 | 0 | 0 | 0 | 0 | 0 | 0 | 0 | 0 | 0
F4_Commercial_Warehouse_Existing_Miscellaneous_Natural Gas_Pool Heater_Codes & Standards Forecast | F4 | Commercial | Warehouse | Existing | Miscellaneous | Natural Gas | Pool Heater | Codes & Standards Forecast | Winter Peak Demand (MW) | 0 | 0 | 0 | 0 | 0 | 0 | 0 | 0 | 0 | 0 | 0 | 0 | 0 | 0 | 0 | 0 | 0 | 0 | 0 | 0 | 0 | 0 | 0 | 0 | 0 | 0 | 0 | 0 | 0 | 0 | 0 | 0 | 0
F5_Commercial_Warehouse_Existing_Miscellaneous_Natural Gas_Pool Heater_Codes & Standards Forecast | F5 | Commercial | Warehouse | Existing | Miscellaneous | Natural Gas | Pool Heater | Codes & Standards Forecast | Turnover | 0 | 0 | 0 | 0 | 0 | 0 | 0 | 0 | 0 | 0 | 0 | 0 | 0 | 0 | 0 | 0 | 0 | 0 | 0 | 0 | 0 | 0 | 0 | 0 | 0 | 0 | 0 | 0 | 0 | 0 | 0 | 0 | 0
F6_Commercial_Warehouse_Existing_Miscellaneous_Natural Gas_Pool Heater_Codes & Standards Forecast | F6 | Commercial | Warehouse | Existing | Miscellaneous | Natural Gas | Pool Heater | Codes & Standards Forecast | Avg. Replacement Usage (kWh) | 0.010152 | 0.010152 | 0.010152 | 0.010152 | 0.010152 | 0.010152 | 0.010152 | 0.010152 | 0.010152 | 0.010152 | 0.010152 | 0.010152 | 0.010152 | 0.010152 | 0.010152 | 0.010152 | 0.010152 | 0.010152 | 0.010152 | 0.010152 | 0.010152 | 0.010152 | 0.010152 | 0.010152 | 0.010152 | 0.010152 | 0.010152 | 0.010152 | 0.010152 | 0.010152 | 0.010152 | 0.010152 | 0.010152
F7_Commercial_Warehouse_Existing_Miscellaneous_Natural Gas_Pool Heater_Codes & Standards Forecast | F7 | Commercial | Warehouse | Existing | Miscellaneous | Natural Gas | Pool Heater | Codes & Standards Forecast | Avg. Replacement Summer Demand (kW) | 0 | 0 | 0 | 0 | 0 | 0 | 0 | 0 | 0 | 0 | 0 | 0 | 0 | 0 | 0 | 0 | 0 | 0 | 0 | 0 | 0 | 0 | 0 | 0 | 0 | 0 | 0 | 0 | 0 | 0 | 0 | 0 | 0
F8_Commercial_Warehouse_Existing_Miscellaneous_Natural Gas_Pool Heater_Codes & Standards Forecast | F8 | Commercial | Warehouse | Existing | Miscellaneous | Natural Gas | Pool Heater | Codes & Standards Forecast | Avg. Replacement Winter Demand (kW) | 0 | 0 | 0 | 0 | 0 | 0 | 0 | 0 | 0 | 0 | 0 | 0 | 0 | 0 | 0 | 0 | 0 | 0 | 0 | 0 | 0 | 0 | 0 | 0 | 0 | 0 | 0 | 0 | 0 | 0 | 0 | 0 | 0
F1_Commercial_Warehouse_Existing_Miscellaneous_Natural Gas_Miscellaneous_Codes & Standards Forecast | F1 | Commercial | Warehouse | Existing | Miscellaneous | Natural Gas | Miscellaneous | Codes & Standards Forecast | Units | 796744.0333 | 792690.3795 | 788636.7257 | 783741.3989 | 778718.8401 | 773212.2284 | 768067.8029 | 763512.5348 | 759419.428 | 755468.6674 | 751569.9345 | 747710.31 | 743856.0253 | 739990.6042 | 736101.1746 | 732204.5099 | 728306.77 | 724414.1284 | 720526.6659 | 716644.4644 | 712761.4247 | 708877.5411 | 704998.3362 | 701123.8737 | 697254.218 | 693383.9058 | 689512.9334 | 685641.2967 | 681768.9921 | 677896.0154 | 674022.3629 | 670148.0306 | 666295.9682
F2_Commercial_Warehouse_Existing_Miscellaneous_Natural Gas_Miscellaneous_Codes & Standards Forecast | F2 | Commercial | Warehouse | Existing | Miscellaneous | Natural Gas | Miscellaneous | Codes & Standards Forecast | Usage (MMtherm) | 0.00099187 | 0.00098683 | 0.00098178 | 0.00097569 | 0.00096943 | 0.00096258 | 0.00095617 | 0.0009505 | 0.00094541 | 0.00094049 | 0.00093564 | 0.00093083 | 0.00092603 | 0.00092122 | 0.00091638 | 0.00091153 | 0.00090668 | 0.00090183 | 0.00089699 | 0.00089216 | 0.00088732 | 0.00088249 | 0.00087766 | 0.00087284 | 0.00086802 | 0.0008632 | 0.00085838 | 0.00085356 | 0.00084874 | 0.00084392 | 0.0008391 | 0.00083427 | 0.00082948
F3_Commercial_Warehouse_Existing_Miscellaneous_Natural Gas_Miscellaneous_Codes & Standards Forecast | F3 | Commercial | Warehouse | Existing | Miscellaneous | Natural Gas | Miscellaneous | Codes & Standards Forecast | Summer Peak Demand (MW) | 0 | 0 | 0 | 0 | 0 | 0 | 0 | 0 | 0 | 0 | 0 | 0 | 0 | 0 | 0 | 0 | 0 | 0 | 0 | 0 | 0 | 0 | 0 | 0 | 0 | 0 | 0 | 0 | 0 | 0 | 0 | 0 | 0
F4_Commercial_Warehouse_Existing_Miscellaneous_Natural Gas_Miscellaneous_Codes & Standards Forecast | F4 | Commercial | Warehouse | Existing | Miscellaneous | Natural Gas | Miscellaneous | Codes & Standards Forecast | Winter Peak Demand (MW) | 0 | 0 | 0 | 0 | 0 | 0 | 0 | 0 | 0 | 0 | 0 | 0 | 0 | 0 | 0 | 0 | 0 | 0 | 0 | 0 | 0 | 0 | 0 | 0 | 0 | 0 | 0 | 0 | 0 | 0 | 0 | 0 | 0
F5_Commercial_Warehouse_Existing_Miscellaneous_Natural Gas_Miscellaneous_Codes & Standards Forecast | F5 | Commercial | Warehouse | Existing | Miscellaneous | Natural Gas | Miscellaneous | Codes & Standards Forecast | Turnover | 0 | 67944.8897 | 80473.1353 | 90941.4218 | 86985.5864 | 85303.1543 | 85362.3384 | 84917.6301 | 84365.1237 | 83931.3495 | 83511.231 | 101752.7119 | 102111.3263 | 101832.7127 | 100207.8416 | 99502.112 | 99324.5012 | 98785.3954 | 98179.8009 | 97664.1118 | 97147.307 | 101771.5296 | 100724.5215 | 99581.9894 | 98884.5748 | 98391.5384 | 97952.3047 | 97376.5037 | 96793.8594 | 96255.9488 | 95712.2489 | 96578.998 | 95686.7584
F6_Commercial_Warehouse_Existing_Miscellaneous_Natural Gas_Miscellaneous_Codes & Standards Forecast | F6 | Commercial | Warehouse | Existing | Miscellaneous | Natural Gas | Miscellaneous | Codes & Standards Forecast | Avg. Replacement Usage (kWh) | 0.0012449 | 0.0012449 | 0.0012449 | 0.0012449 | 0.0012449 | 0.0012449 | 0.0012449 | 0.0012449 | 0.0012449 | 0.0012449 | 0.0012449 | 0.0012449 | 0.0012449 | 0.0012449 | 0.0012449 | 0.0012449 | 0.0012449 | 0.0012449 | 0.0012449 | 0.0012449 | 0.0012449 | 0.0012449 | 0.0012449 | 0.0012449 | 0.0012449 | 0.0012449 | 0.0012449 | 0.0012449 | 0.0012449 | 0.0012449 | 0.0012449 | 0.0012449 | 0.0012449
F7_Commercial_Warehouse_Existing_Miscellaneous_Natural Gas_Miscellaneous_Codes & Standards Forecast | F7 | Commercial | Warehouse | Existing | Miscellaneous | Natural Gas | Miscellaneous | Codes & Standards Forecast | Avg. Replacement Summer Demand (kW) | 0 | 0 | 0 | 0 | 0 | 0 | 0 | 0 | 0 | 0 | 0 | 0 | 0 | 0 | 0 | 0 | 0 | 0 | 0 | 0 | 0 | 0 | 0 | 0 | 0 | 0 | 0 | 0 | 0 | 0 | 0 | 0 | 0
F8_Commercial_Warehouse_Existing_Miscellaneous_Natural Gas_Miscellaneous_Codes & Standards Forecast | F8 | Commercial | Warehouse | Existing | Miscellaneous | Natural Gas | Miscellaneous | Codes & Standards Forecast | Avg. Replacement Winter Demand (kW) | 0 | 0 | 0 | 0 | 0 | 0 | 0 | 0 | 0 | 0 | 0 | 0 | 0 | 0 | 0 | 0 | 0 | 0 | 0 | 0 | 0 | 0 | 0 | 0 | 0 | 0 | 0 | 0 | 0 | 0 | 0 | 0 | 0
F1_Commercial_Warehouse_New_Space Heating_Natural Gas_Furnace_Codes & Standards Forecast | F1 | Commercial | Warehouse | New | Space Heating | Natural Gas | Furnace | Codes & Standards Forecast | Units | 0 | 3489.4792 | 20320.5334 | 31076.7559 | 44949.0696 | 63775.3204 | 81371.747 | 96967.6557 | 110994.2684 | 124537.5369 | 137904.1418 | 151137.9523 | 164353.6309 | 177607.1239 | 190942.1392 | 204301.7216 | 217664.9551 | 231010.877 | 244339.2126 | 257649.6844 | 270963.0025 | 284279.186 | 297579.4827 | 310863.6763 | 324131.5482 | 337401.6491 | 350673.9921 | 363948.5903 | 377225.4569 | 390504.6051 | 403786.0484 | 417069.8 | 423052.9658
F2_Commercial_Warehouse_New_Space Heating_Natural Gas_Furnace_Codes & Standards Forecast | F2 | Commercial | Warehouse | New | Space Heating | Natural Gas | Furnace | Codes & Standards Forecast | Usage (MMtherm) | 0 | 0.00084229 | 0.004879 | 0.0074218 | 0.010677 | 0.015068 | 0.019121 | 0.022662 | 0.025799 | 0.028788 | 0.031701 | 0.03455 | 0.037362 | 0.040148 | 0.042918 | 0.04566 | 0.048368 | 0.051039 | 0.053672 | 0.056266 | 0.058828 | 0.061357 | 0.063847 | 0.0663 | 0.068716 | 0.071099 | 0.073448 | 0.075764 | 0.078046 | 0.080296 | 0.08251 | 0.084692 | 0.085907
F3_Commercial_Warehouse_New_Space Heating_Natural Gas_Furnace_Codes & Standards Forecast | F3 | Commercial | Warehouse | New | Space Heating | Natural Gas | Furnace | Codes & Standards Forecast | Summer Peak Demand (MW) | 0 | 0 | 0 | 0 | 0 | 0 | 0 | 0 | 0 | 0 | 0 | 0 | 0 | 0 | 0 | 0 | 0 | 0 | 0 | 0 | 0 | 0 | 0 | 0 | 0 | 0 | 0 | 0 | 0 | 0 | 0 | 0 | 0
F4_Commercial_Warehouse_New_Space Heating_Natural Gas_Furnace_Codes & Standards Forecast | F4 | Commercial | Warehouse | New | Space Heating | Natural Gas | Furnace | Codes & Standards Forecast | Winter Peak Demand (MW) | 0 | 0 | 0 | 0 | 0 | 0 | 0 | 0 | 0 | 0 | 0 | 0 | 0 | 0 | 0 | 0 | 0 | 0 | 0 | 0 | 0 | 0 | 0 | 0 | 0 | 0 | 0 | 0 | 0 | 0 | 0 | 0 | 0
F5_Commercial_Warehouse_New_Space Heating_Natural Gas_Furnace_Codes & Standards Forecast | F5 | Commercial | Warehouse | New | Space Heating | Natural Gas | Furnace | Codes & Standards Forecast | Turnover | 0 | 3489.4792 | 16831.0542 | 10756.2225 | 13872.3137 | 18826.2508 | 17596.4265 | 15595.9087 | 14026.6127 | 13543.2685 | 13366.6049 | 13233.8105 | 13215.6786 | 13253.493 | 13335.0153 | 13359.5824 | 13363.2335 | 13345.9219 | 13328.3357 | 13578.8933 | 14855.7882 | 15567.4038 | 16445.4473 | 17635.5826 | 18638.11 | 19426.9291 | 20034.5392 | 20558.4153 | 21028.5905 | 21452.5711 | 21842.7319 | 22205.9791 | 16382.7046
F6_Commercial_Warehouse_New_Space Heating_Natural Gas_Furnace_Codes & Standards Forecast | F6 | Commercial | Warehouse | New | Space Heating | Natural Gas | Furnace | Codes & Standards Forecast | Avg. Replacement Usage (kWh) | 0.24138 | 0.24138 | 0.2401 | 0.23882 | 0.23754 | 0.23627 | 0.23499 | 0.23371 | 0.23243 | 0.23116 | 0.22988 | 0.2286 | 0.22732 | 0.22605 | 0.22477 | 0.22349 | 0.22222 | 0.22094 | 0.21966 | 0.21838 | 0.21711 | 0.21583 | 0.21455 | 0.21328 | 0.212 | 0.21073 | 0.20945 | 0.20817 | 0.2069 | 0.20562 | 0.20434 | 0.20306 | 0.20306
F7_Commercial_Warehouse_New_Space Heating_Natural Gas_Furnace_Codes & Standards Forecast | F7 | Commercial | Warehouse | New | Space Heating | Natural Gas | Furnace | Codes & Standards Forecast | Avg. Replacement Summer Demand (kW) | 0 | 0 | 0 | 0 | 0 | 0 | 0 | 0 | 0 | 0 | 0 | 0 | 0 | 0 | 0 | 0 | 0 | 0 | 0 | 0 | 0 | 0 | 0 | 0 | 0 | 0 | 0 | 0 | 0 | 0 | 0 | 0 | 0
F8_Commercial_Warehouse_New_Space Heating_Natural Gas_Furnace_Codes & Standards Forecast | F8 | Commercial | Warehouse | New | Space Heating | Natural Gas | Furnace | Codes & Standards Forecast | Avg. Replacement Winter Demand (kW) | 0 | 0 | 0 | 0 | 0 | 0 | 0 | 0 | 0 | 0 | 0 | 0 | 0 | 0 | 0 | 0 | 0 | 0 | 0 | 0 | 0 | 0 | 0 | 0 | 0 | 0 | 0 | 0 | 0 | 0 | 0 | 0 | 0
F1_Commercial_Warehouse_New_Space Heating_Natural Gas_Boiler_Codes & Standards Forecast | F1 | Commercial | Warehouse | New | Space Heating | Natural Gas | Boiler | Codes & Standards Forecast | Units | 0 | 178.7096 | 1040.6921 | 1591.5593 | 2302.0135 | 3266.1777 | 4167.3579 | 4966.0839 | 5684.4403 | 6378.0428 | 7062.5977 | 7740.3516 | 8417.177 | 9095.939 | 9778.876 | 10463.0712 | 11147.4535 | 11830.9491 | 12513.544 | 13195.2241 | 13877.05 | 14559.0226 | 15240.1816 | 15920.5158 | 16600.0142 | 17279.6268 | 17959.3541 | 18639.197 | 19319.156 | 19999.2319 | 20679.4253 | 21359.737 | 21666.1577
F2_Commercial_Warehouse_New_Space Heating_Natural Gas_Boiler_Codes & Standards Forecast | F2 | Commercial | Warehouse | New | Space Heating | Natural Gas | Boiler | Codes & Standards Forecast | Usage (MMtherm) | 0 | 0.00018158 | 0.0010518 | 0.0016 | 0.0023018 | 0.0032483 | 0.0041221 | 0.0048855 | 0.0055616 | 0.0062059 | 0.006834 | 0.0074482 | 0.0080542 | 0.0086548 | 0.009252 | 0.0098431 | 0.010427 | 0.011003 | 0.01157 | 0.01213 | 0.012682 | 0.013227 | 0.013764 | 0.014293 | 0.014813 | 0.015327 | 0.015833 | 0.016333 | 0.016825 | 0.01731 | 0.017787 | 0.018257 | 0.018519
F3_Commercial_Warehouse_New_Space Heating_Natural Gas_Boiler_Codes & Standards Forecast | F3 | Commercial | Warehouse | New | Space Heating | Natural Gas | Boiler | Codes & Standards Forecast | Summer Peak Demand (MW) | 0 | 0 | 0 | 0 | 0 | 0 | 0 | 0 | 0 | 0 | 0 | 0 | 0 | 0 | 0 | 0 | 0 | 0 | 0 | 0 | 0 | 0 | 0 | 0 | 0 | 0 | 0 | 0 | 0 | 0 | 0 | 0 | 0
F4_Commercial_Warehouse_New_Space Heating_Natural Gas_Boiler_Codes & Standards Forecast | F4 | Commercial | Warehouse | New | Space Heating | Natural Gas | Boiler | Codes & Standards Forecast | Winter Peak Demand (MW) | 0 | 0 | 0 | 0 | 0 | 0 | 0 | 0 | 0 | 0 | 0 | 0 | 0 | 0 | 0 | 0 | 0 | 0 | 0 | 0 | 0 | 0 | 0 | 0 | 0 | 0 | 0 | 0 | 0 | 0 | 0 | 0 | 0
F5_Commercial_Warehouse_New_Space Heating_Natural Gas_Boiler_Codes & Standards Forecast | F5 | Commercial | Warehouse | New | Space Heating | Natural Gas | Boiler | Codes & Standards Forecast | Turnover | 0 | 178.7096 | 861.9826 | 550.8672 | 710.4542 | 964.1642 | 901.1802 | 798.726 | 718.3564 | 693.6025 | 684.5549 | 677.754 | 676.8254 | 678.762 | 682.9371 | 684.1952 | 684.3822 | 683.4956 | 682.595 | 681.6801 | 681.8259 | 681.9726 | 697.4053 | 773.4657 | 814.2422 | 866.6936 | 937.4524 | 996.0638 | 1040.0441 | 1072.731 | 1100.2074 | 1124.3748 | 771.7286
F6_Commercial_Warehouse_New_Space Heating_Natural Gas_Boiler_Codes & Standards Forecast | F6 | Commercial | Warehouse | New | Space Heating | Natural Gas | Boiler | Codes & Standards Forecast | Avg. Replacement Usage (kWh) | 1.016 | 1.016 | 1.0107 | 1.0053 | 0.9999 | 0.99452 | 0.98914 | 0.98376 | 0.97839 | 0.97301 | 0.96763 | 0.96225 | 0.95688 | 0.9515 | 0.94612 | 0.94075 | 0.93537 | 0.93 | 0.92462 | 0.91924 | 0.91386 | 0.9085 | 0.90312 | 0.89775 | 0.89237 | 0.88701 | 0.88163 | 0.87626 | 0.87088 | 0.86552 | 0.86013 | 0.85476 | 0.85476
F7_Commercial_Warehouse_New_Space Heating_Natural Gas_Boiler_Codes & Standards Forecast | F7 | Commercial | Warehouse | New | Space Heating | Natural Gas | Boiler | Codes & Standards Forecast | Avg. Replacement Summer Demand (kW) | 0 | 0 | 0 | 0 | 0 | 0 | 0 | 0 | 0 | 0 | 0 | 0 | 0 | 0 | 0 | 0 | 0 | 0 | 0 | 0 | 0 | 0 | 0 | 0 | 0 | 0 | 0 | 0 | 0 | 0 | 0 | 0 | 0
F8_Commercial_Warehouse_New_Space Heating_Natural Gas_Boiler_Codes & Standards Forecast | F8 | Commercial | Warehouse | New | Space Heating | Natural Gas | Boiler | Codes & Standards Forecast | Avg. Replacement Winter Demand (kW) | 0 | 0 | 0 | 0 | 0 | 0 | 0 | 0 | 0 | 0 | 0 | 0 | 0 | 0 | 0 | 0 | 0 | 0 | 0 | 0 | 0 | 0 | 0 | 0 | 0 | 0 | 0 | 0 | 0 | 0 | 0 | 0 | 0
F1_Commercial_Warehouse_New_Space Heating_Natural Gas_Unit Heater_Codes & Standards Forecast | F1 | Commercial | Warehouse | New | Space Heating | Natural Gas | Unit Heater | Codes & Standards Forecast | Units | 0 | 1524.137 | 8875.6156 | 13573.7254 | 19632.8835 | 27855.8254 | 35541.6039 | 42353.5949 | 48480.1478 | 54395.5853 | 60233.8596 | 66014.1319 | 71786.4844 | 77575.3536 | 83399.8302 | 89235.0371 | 95071.8388 | 100901.0792 | 106722.6382 | 112536.3946 | 118351.3942 | 124167.6454 | 129976.9576 | 135779.2362 | 141574.3858 | 147370.509 | 153167.6115 | 158965.699 | 164764.7773 | 170564.8522 | 176365.9295 | 182168.015 | 184781.3461
F2_Commercial_Warehouse_New_Space Heating_Natural Gas_Unit Heater_Codes & Standards Forecast | F2 | Commercial | Warehouse | New | Space Heating | Natural Gas | Unit Heater | Codes & Standards Forecast | Usage (MMtherm) | 0 | 0.00021021 | 0.0012177 | 0.0018523 | 0.0026648 | 0.0037606 | 0.0047723 | 0.005656 | 0.0064388 | 0.0071848 | 0.0079119 | 0.008623 | 0.0093246 | 0.01002 | 0.010711 | 0.011396 | 0.012072 | 0.012738 | 0.013395 | 0.014043 | 0.014682 | 0.015313 | 0.015935 | 0.016547 | 0.01715 | 0.017745 | 0.018331 | 0.018909 | 0.019478 | 0.02004 | 0.020593 | 0.021137 | 0.02144
F3_Commercial_Warehouse_New_Space Heating_Natural Gas_Unit Heater_Codes & Standards Forecast | F3 | Commercial | Warehouse | New | Space Heating | Natural Gas | Unit Heater | Codes & Standards Forecast | Summer Peak Demand (MW) | 0 | 0 | 0 | 0 | 0 | 0 | 0 | 0 | 0 | 0 | 0 | 0 | 0 | 0 | 0 | 0 | 0 | 0 | 0 | 0 | 0 | 0 | 0 | 0 | 0 | 0 | 0 | 0 | 0 | 0 | 0 | 0 | 0
F4_Commercial_Warehouse_New_Space Heating_Natural Gas_Unit Heater_Codes & Standards Forecast | F4 | Commercial | Warehouse | New | Space Heating | Natural Gas | Unit Heater | Codes & Standards Forecast | Winter Peak Demand (MW) | 0 | 0 | 0 | 0 | 0 | 0 | 0 | 0 | 0 | 0 | 0 | 0 | 0 | 0 | 0 | 0 | 0 | 0 | 0 | 0 | 0 | 0 | 0 | 0 | 0 | 0 | 0 | 0 | 0 | 0 | 0 | 0 | 0
F5_Commercial_Warehouse_New_Space Heating_Natural Gas_Unit Heater_Codes & Standards Forecast | F5 | Commercial | Warehouse | New | Space Heating | Natural Gas | Unit Heater | Codes & Standards Forecast | Turnover | 0 | 1524.137 | 7351.4787 | 4698.1097 | 6059.1581 | 8222.9419 | 7685.7785 | 6811.991 | 6126.5529 | 5915.4375 | 5838.2743 | 5780.2722 | 6077.18 | 7503.0268 | 8135.4246 | 8895.797 | 9929.8622 | 11040.3877 | 12880.4778 | 11990.6373 | 12296.3825 | 12736.2353 | 12360.5397 | 12029.6385 | 12097.9594 | 12410.1133 | 12847.2261 | 13408.954 | 14173.6816 | 15449.6303 | 16084.6284 | 16687.53 | 14140.0076
F6_Commercial_Warehouse_New_Space Heating_Natural Gas_Unit Heater_Codes & Standards Forecast | F6 | Commercial | Warehouse | New | Space Heating | Natural Gas | Unit Heater | Codes & Standards Forecast | Avg. Replacement Usage (kWh) | 0.13792 | 0.13792 | 0.13719 | 0.13646 | 0.13573 | 0.135 | 0.13427 | 0.13354 | 0.13281 | 0.13208 | 0.13135 | 0.13062 | 0.12989 | 0.12916 | 0.12843 | 0.1277 | 0.12697 | 0.12624 | 0.12551 | 0.12478 | 0.12405 | 0.12333 | 0.1226 | 0.12187 | 0.12114 | 0.12041 | 0.11968 | 0.11895 | 0.11822 | 0.11749 | 0.11676 | 0.11603 | 0.11603
F7_Commercial_Warehouse_New_Space Heating_Natural Gas_Unit Heater_Codes & Standards Forecast | F7 | Commercial | Warehouse | New | Space Heating | Natural Gas | Unit Heater | Codes & Standards Forecast | Avg. Replacement Summer Demand (kW) | 0 | 0 | 0 | 0 | 0 | 0 | 0 | 0 | 0 | 0 | 0 | 0 | 0 | 0 | 0 | 0 | 0 | 0 | 0 | 0 | 0 | 0 | 0 | 0 | 0 | 0 | 0 | 0 | 0 | 0 | 0 | 0 | 0
F8_Commercial_Warehouse_New_Space Heating_Natural Gas_Unit Heater_Codes & Standards Forecast | F8 | Commercial | Warehouse | New | Space Heating | Natural Gas | Unit Heater | Codes & Standards Forecast | Avg. Replacement Winter Demand (kW) | 0 | 0 | 0 | 0 | 0 | 0 | 0 | 0 | 0 | 0 | 0 | 0 | 0 | 0 | 0 | 0 | 0 | 0 | 0 | 0 | 0 | 0 | 0 | 0 | 0 | 0 | 0 | 0 | 0 | 0 | 0 | 0 | 0
F1_Commercial_Warehouse_New_Water Heating_Natural Gas_Water Heater_Codes & Standards Forecast | F1 | Commercial | Warehouse | New | Water Heating | Natural Gas | Water Heater | Codes & Standards Forecast | Units | 0 | 2440.0925 | 14209.5649 | 21731.082 | 31431.5922 | 44596.2482 | 56900.9235 | 67806.6941 | 77615.1011 | 87085.5195 | 96432.4021 | 105686.4253 | 114927.7694 | 124195.5561 | 133520.3489 | 142862.3208 | 152206.8459 | 161539.2654 | 170859.3874 | 180167.0177 | 189476.6383 | 198788.2626 | 208088.7778 | 217378.0325 | 226655.8739 | 235935.274 | 245216.2419 | 254498.7868 | 263782.918 | 273068.6446 | 282355.976 | 291644.9217 | 295828.7776
F2_Commercial_Warehouse_New_Water Heating_Natural Gas_Water Heater_Codes & Standards Forecast | F2 | Commercial | Warehouse | New | Water Heating | Natural Gas | Water Heater | Codes & Standards Forecast | Usage (MMtherm) | 0 | 0.00015247 | 0.00088788 | 0.0013579 | 0.001964 | 0.0027866 | 0.0035555 | 0.0042369 | 0.0048498 | 0.0054415 | 0.0060256 | 0.0066038 | 0.0071813 | 0.0077604 | 0.008343 | 0.0089267 | 0.0095106 | 0.010094 | 0.010676 | 0.011258 | 0.011839 | 0.012421 | 0.013002 | 0.013583 | 0.014163 | 0.014742 | 0.015322 | 0.015902 | 0.016482 | 0.017063 | 0.017643 | 0.018223 | 0.018485
F3_Commercial_Warehouse_New_Water Heating_Natural Gas_Water Heater_Codes & Standards Forecast | F3 | Commercial | Warehouse | New | Water Heating | Natural Gas | Water Heater | Codes & Standards Forecast | Summer Peak Demand (MW) | 0 | 0 | 0 | 0 | 0 | 0 | 0 | 0 | 0 | 0 | 0 | 0 | 0 | 0 | 0 | 0 | 0 | 0 | 0 | 0 | 0 | 0 | 0 | 0 | 0 | 0 | 0 | 0 | 0 | 0 | 0 | 0 | 0
F4_Commercial_Warehouse_New_Water Heating_Natural Gas_Water Heater_Codes & Standards Forecast | F4 | Commercial | Warehouse | New | Water Heating | Natural Gas | Water Heater | Codes & Standards Forecast | Winter Peak Demand (MW) | 0 | 0 | 0 | 0 | 0 | 0 | 0 | 0 | 0 | 0 | 0 | 0 | 0 | 0 | 0 | 0 | 0 | 0 | 0 | 0 | 0 | 0 | 0 | 0 | 0 | 0 | 0 | 0 | 0 | 0 | 0 | 0 | 0
F5_Commercial_Warehouse_New_Water Heating_Natural Gas_Water Heater_Codes & Standards Forecast | F5 | Commercial | Warehouse | New | Water Heating | Natural Gas | Water Heater | Codes & Standards Forecast | Turnover | 0 | 2440.0925 | 11769.4724 | 7521.5172 | 9700.5102 | 13164.656 | 12304.6752 | 10905.7706 | 9808.4071 | 9470.4183 | 9834.9011 | 11998.3325 | 12941.095 | 14167.6894 | 15877.6462 | 17684.8453 | 20645.6188 | 19221.4 | 19696.6 | 20483.8979 | 20424.8624 | 20425.3223 | 20737.3442 | 21525.6454 | 22699.47 | 24712.9573 | 25719.2332 | 26694.0215 | 27758.3469 | 28623.8181 | 29619.0181 | 29328.4134 | 24645.13
F6_Commercial_Warehouse_New_Water Heating_Natural Gas_Water Heater_Codes & Standards Forecast | F6 | Commercial | Warehouse | New | Water Heating | Natural Gas | Water Heater | Codes & Standards Forecast | Avg. Replacement Usage (kWh) | 0.062485 | 0.062485 | 0.062485 | 0.062485 | 0.062485 | 0.062485 | 0.062485 | 0.062485 | 0.062485 | 0.062485 | 0.062485 | 0.062485 | 0.062485 | 0.062485 | 0.062485 | 0.062485 | 0.062485 | 0.062485 | 0.062485 | 0.062485 | 0.062485 | 0.062485 | 0.062485 | 0.062485 | 0.062485 | 0.062485 | 0.062485 | 0.062485 | 0.062485 | 0.062485 | 0.062485 | 0.062485 | 0.062485
F7_Commercial_Warehouse_New_Water Heating_Natural Gas_Water Heater_Codes & Standards Forecast | F7 | Commercial | Warehouse | New | Water Heating | Natural Gas | Water Heater | Codes & Standards Forecast | Avg. Replacement Summer Demand (kW) | 0 | 0 | 0 | 0 | 0 | 0 | 0 | 0 | 0 | 0 | 0 | 0 | 0 | 0 | 0 | 0 | 0 | 0 | 0 | 0 | 0 | 0 | 0 | 0 | 0 | 0 | 0 | 0 | 0 | 0 | 0 | 0 | 0
F8_Commercial_Warehouse_New_Water Heating_Natural Gas_Water Heater_Codes & Standards Forecast | F8 | Commercial | Warehouse | New | Water Heating | Natural Gas | Water Heater | Codes & Standards Forecast | Avg. Replacement Winter Demand (kW) | 0 | 0 | 0 | 0 | 0 | 0 | 0 | 0 | 0 | 0 | 0 | 0 | 0 | 0 | 0 | 0 | 0 | 0 | 0 | 0 | 0 | 0 | 0 | 0 | 0 | 0 | 0 | 0 | 0 | 0 | 0 | 0 | 0
F1_Commercial_Warehouse_New_Food Preparation_Natural Gas_Oven_Codes & Standards Forecast | F1 | Commercial | Warehouse | New | Food Preparation | Natural Gas | Oven | Codes & Standards Forecast | Units | 0 | 49.9775 | 291.0374 | 445.0916 | 643.7754 | 913.4112 | 1165.4331 | 1388.8028 | 1589.6966 | 1783.6678 | 1975.1087 | 2164.6477 | 2353.927 | 2543.7479 | 2734.7364 | 2926.0768 | 3117.4694 | 3308.6141 | 3499.507 | 3690.1439 | 3880.8217 | 4071.5405 | 4262.0317 | 4452.2923 | 4642.3192 | 4832.3779 | 5022.4688 | 5212.592 | 5402.7477 | 5592.936 | 5783.1573 | 5973.4115 | 6059.1044
F2_Commercial_Warehouse_New_Food Preparation_Natural Gas_Oven_Codes & Standards Forecast | F2 | Commercial | Warehouse | New | Food Preparation | Natural Gas | Oven | Codes & Standards Forecast | Usage (MMtherm) | 0 | 3.4189e-07 | 1.9909e-06 | 3.0448e-06 | 4.404e-06 | 6.2485e-06 | 7.9726e-06 | 9.5006e-06 | 1.0875e-05 | 1.2202e-05 | 1.3511e-05 | 1.4808e-05 | 1.6103e-05 | 1.7401e-05 | 1.8708e-05 | 2.0017e-05 | 2.1326e-05 | 2.2634e-05 | 2.394e-05 | 2.5244e-05 | 2.6548e-05 | 2.7853e-05 | 2.9156e-05 | 3.0458e-05 | 3.1757e-05 | 3.3058e-05 | 3.4358e-05 | 3.5659e-05 | 3.6959e-05 | 3.826e-05 | 3.9562e-05 | 4.0863e-05 | 4.1449e-05
F3_Commercial_Warehouse_New_Food Preparation_Natural Gas_Oven_Codes & Standards Forecast | F3 | Commercial | Warehouse | New | Food Preparation | Natural Gas | Oven | Codes & Standards Forecast | Summer Peak Demand (MW) | 0 | 0 | 0 | 0 | 0 | 0 | 0 | 0 | 0 | 0 | 0 | 0 | 0 | 0 | 0 | 0 | 0 | 0 | 0 | 0 | 0 | 0 | 0 | 0 | 0 | 0 | 0 | 0 | 0 | 0 | 0 | 0 | 0
F4_Commercial_Warehouse_New_Food Preparation_Natural Gas_Oven_Codes & Standards Forecast | F4 | Commercial | Warehouse | New | Food Preparation | Natural Gas | Oven | Codes & Standards Forecast | Winter Peak Demand (MW) | 0 | 0 | 0 | 0 | 0 | 0 | 0 | 0 | 0 | 0 | 0 | 0 | 0 | 0 | 0 | 0 | 0 | 0 | 0 | 0 | 0 | 0 | 0 | 0 | 0 | 0 | 0 | 0 | 0 | 0 | 0 | 0 | 0
F5_Commercial_Warehouse_New_Food Preparation_Natural Gas_Oven_Codes & Standards Forecast | F5 | Commercial | Warehouse | New | Food Preparation | Natural Gas | Oven | Codes & Standards Forecast | Turnover | 0 | 49.9775 | 241.0599 | 154.0542 | 198.6839 | 269.6358 | 252.0218 | 223.3698 | 200.8938 | 193.9712 | 191.4409 | 189.539 | 199.2748 | 246.0293 | 266.766 | 291.6992 | 325.6068 | 362.0217 | 422.3595 | 393.181 | 403.2066 | 417.6297 | 405.3104 | 394.4599 | 396.7002 | 406.9359 | 421.2692 | 439.6886 | 464.7645 | 506.6038 | 527.4258 | 547.1953 | 463.6603
F6_Commercial_Warehouse_New_Food Preparation_Natural Gas_Oven_Codes & Standards Forecast | F6 | Commercial | Warehouse | New | Food Preparation | Natural Gas | Oven | Codes & Standards Forecast | Avg. Replacement Usage (kWh) | 0.0068409 | 0.0068409 | 0.0068409 | 0.0068409 | 0.0068409 | 0.0068409 | 0.0068409 | 0.0068409 | 0.0068409 | 0.0068409 | 0.0068409 | 0.0068409 | 0.0068409 | 0.0068409 | 0.0068409 | 0.0068409 | 0.0068409 | 0.0068409 | 0.0068409 | 0.0068409 | 0.0068409 | 0.0068409 | 0.0068409 | 0.0068409 | 0.0068409 | 0.0068409 | 0.0068409 | 0.0068409 | 0.0068409 | 0.0068409 | 0.0068409 | 0.0068409 | 0.0068409
F7_Commercial_Warehouse_New_Food Preparation_Natural Gas_Oven_Codes & Standards Forecast | F7 | Commercial | Warehouse | New | Food Preparation | Natural Gas | Oven | Codes & Standards Forecast | Avg. Replacement Summer Demand (kW) | 0 | 0 | 0 | 0 | 0 | 0 | 0 | 0 | 0 | 0 | 0 | 0 | 0 | 0 | 0 | 0 | 0 | 0 | 0 | 0 | 0 | 0 | 0 | 0 | 0 | 0 | 0 | 0 | 0 | 0 | 0 | 0 | 0
F8_Commercial_Warehouse_New_Food Preparation_Natural Gas_Oven_Codes & Standards Forecast | F8 | Commercial | Warehouse | New | Food Preparation | Natural Gas | Oven | Codes & Standards Forecast | Avg. Replacement Winter Demand (kW) | 0 | 0 | 0 | 0 | 0 | 0 | 0 | 0 | 0 | 0 | 0 | 0 | 0 | 0 | 0 | 0 | 0 | 0 | 0 | 0 | 0 | 0 | 0 | 0 | 0 | 0 | 0 | 0 | 0 | 0 | 0 | 0 | 0
F1_Commercial_Warehouse_New_Food Preparation_Natural Gas_Conveyor Oven_Codes & Standards Forecast | F1 | Commercial | Warehouse | New | Food Preparation | Natural Gas | Conveyor Oven | Codes & Standards Forecast | Units | 0 | 24.9887 | 145.5187 | 222.5458 | 321.8877 | 456.7056 | 582.7165 | 694.4014 | 794.8483 | 891.8339 | 987.5544 | 1082.3239 | 1176.9635 | 1271.874 | 1367.3682 | 1463.0384 | 1558.7347 | 1654.3071 | 1749.7535 | 1845.072 | 1940.4108 | 2035.7702 | 2131.0159 | 2226.1462 | 2321.1596 | 2416.189 | 2511.2344 | 2606.296 | 2701.3738 | 2796.468 | 2891.5786 | 2986.7058 | 3029.5522
F2_Commercial_Warehouse_New_Food Preparation_Natural Gas_Conveyor Oven_Codes & Standards Forecast | F2 | Commercial | Warehouse | New | Food Preparation | Natural Gas | Conveyor Oven | Codes & Standards Forecast | Usage (MMtherm) | 0 | 3.1435e-07 | 1.8306e-06 | 2.7995e-06 | 4.0492e-06 | 5.7452e-06 | 7.3303e-06 | 8.7353e-06 | 9.9989e-06 | 1.1219e-05 | 1.2423e-05 | 1.3615e-05 | 1.4806e-05 | 1.6e-05 | 1.7201e-05 | 1.8404e-05 | 1.9608e-05 | 2.0811e-05 | 2.2011e-05 | 2.321e-05 | 2.441e-05 | 2.5609e-05 | 2.6807e-05 | 2.8004e-05 | 2.9199e-05 | 3.0395e-05 | 3.159e-05 | 3.2786e-05 | 3.3982e-05 | 3.5178e-05 | 3.6375e-05 | 3.7572e-05 | 3.8111e-05
F3_Commercial_Warehouse_New_Food Preparation_Natural Gas_Conveyor Oven_Codes & Standards Forecast | F3 | Commercial | Warehouse | New | Food Preparation | Natural Gas | Conveyor Oven | Codes & Standards Forecast | Summer Peak Demand (MW) | 0 | 0 | 0 | 0 | 0 | 0 | 0 | 0 | 0 | 0 | 0 | 0 | 0 | 0 | 0 | 0 | 0 | 0 | 0 | 0 | 0 | 0 | 0 | 0 | 0 | 0 | 0 | 0 | 0 | 0 | 0 | 0 | 0
F4_Commercial_Warehouse_New_Food Preparation_Natural Gas_Conveyor Oven_Codes & Standards Forecast | F4 | Commercial | Warehouse | New | Food Preparation | Natural Gas | Conveyor Oven | Codes & Standards Forecast | Winter Peak Demand (MW) | 0 | 0 | 0 | 0 | 0 | 0 | 0 | 0 | 0 | 0 | 0 | 0 | 0 | 0 | 0 | 0 | 0 | 0 | 0 | 0 | 0 | 0 | 0 | 0 | 0 | 0 | 0 | 0 | 0 | 0 | 0 | 0 | 0
F5_Commercial_Warehouse_New_Food Preparation_Natural Gas_Conveyor Oven_Codes & Standards Forecast | F5 | Commercial | Warehouse | New | Food Preparation | Natural Gas | Conveyor Oven | Codes & Standards Forecast | Turnover | 0 | 24.9887 | 120.53 | 77.0271 | 99.3419 | 134.8179 | 126.0109 | 111.6849 | 100.4469 | 96.9856 | 95.7205 | 94.7695 | 94.6397 | 94.9105 | 95.4942 | 95.6702 | 95.6963 | 100.5701 | 123.5506 | 133.2073 | 145.5183 | 162.4665 | 180.6841 | 210.8636 | 196.2855 | 201.2938 | 208.5009 | 202.4712 | 196.1779 | 192.0104 | 190.8351 | 190.5091 | 138.042
F6_Commercial_Warehouse_New_Food Preparation_Natural Gas_Conveyor Oven_Codes & Standards Forecast | F6 | Commercial | Warehouse | New | Food Preparation | Natural Gas | Conveyor Oven | Codes & Standards Forecast | Avg. Replacement Usage (kWh) | 0.01258 | 0.01258 | 0.01258 | 0.01258 | 0.01258 | 0.01258 | 0.01258 | 0.01258 | 0.01258 | 0.01258 | 0.01258 | 0.01258 | 0.01258 | 0.01258 | 0.01258 | 0.01258 | 0.01258 | 0.01258 | 0.01258 | 0.01258 | 0.01258 | 0.01258 | 0.01258 | 0.01258 | 0.01258 | 0.01258 | 0.01258 | 0.01258 | 0.01258 | 0.01258 | 0.01258 | 0.01258 | 0.01258
F7_Commercial_Warehouse_New_Food Preparation_Natural Gas_Conveyor Oven_Codes & Standards Forecast | F7 | Commercial | Warehouse | New | Food Preparation | Natural Gas | Conveyor Oven | Codes & Standards Forecast | Avg. Replacement Summer Demand (kW) | 0 | 0 | 0 | 0 | 0 | 0 | 0 | 0 | 0 | 0 | 0 | 0 | 0 | 0 | 0 | 0 | 0 | 0 | 0 | 0 | 0 | 0 | 0 | 0 | 0 | 0 | 0 | 0 | 0 | 0 | 0 | 0 | 0
F8_Commercial_Warehouse_New_Food Preparation_Natural Gas_Conveyor Oven_Codes & Standards Forecast | F8 | Commercial | Warehouse | New | Food Preparation | Natural Gas | Conveyor Oven | Codes & Standards Forecast | Avg. Replacement Winter Demand (kW) | 0 | 0 | 0 | 0 | 0 | 0 | 0 | 0 | 0 | 0 | 0 | 0 | 0 | 0 | 0 | 0 | 0 | 0 | 0 | 0 | 0 | 0 | 0 | 0 | 0 | 0 | 0 | 0 | 0 | 0 | 0 | 0 | 0
F1_Commercial_Warehouse_New_Food Preparation_Natural Gas_Double Rack Oven_Codes & Standards Forecast | F1 | Commercial | Warehouse | New | Food Preparation | Natural Gas | Double Rack Oven | Codes & Standards Forecast | Units | 0 | 24.9887 | 145.5187 | 222.5458 | 321.8877 | 456.7056 | 582.7165 | 694.4014 | 794.8483 | 891.8339 | 987.5544 | 1082.3239 | 1176.9635 | 1271.874 | 1367.3682 | 1463.0384 | 1558.7347 | 1654.3071 | 1749.7535 | 1845.072 | 1940.4108 | 2035.7702 | 2131.0159 | 2226.1462 | 2321.1596 | 2416.189 | 2511.2344 | 2606.296 | 2701.3738 | 2796.468 | 2891.5786 | 2986.7058 | 3029.5522
F2_Commercial_Warehouse_New_Food Preparation_Natural Gas_Double Rack Oven_Codes & Standards Forecast | F2 | Commercial | Warehouse | New | Food Preparation | Natural Gas | Double Rack Oven | Codes & Standards Forecast | Usage (MMtherm) | 0 | 5.6021e-07 | 3.2623e-06 | 4.9892e-06 | 7.2163e-06 | 1.0239e-05 | 1.3064e-05 | 1.5568e-05 | 1.7819e-05 | 1.9994e-05 | 2.214e-05 | 2.4264e-05 | 2.6386e-05 | 2.8514e-05 | 3.0655e-05 | 3.2799e-05 | 3.4945e-05 | 3.7087e-05 | 3.9227e-05 | 4.1364e-05 | 4.3501e-05 | 4.5639e-05 | 4.7775e-05 | 4.9907e-05 | 5.2037e-05 | 5.4168e-05 | 5.6299e-05 | 5.843e-05 | 6.0561e-05 | 6.2693e-05 | 6.4825e-05 | 6.6958e-05 | 6.7919e-05
F3_Commercial_Warehouse_New_Food Preparation_Natural Gas_Double Rack Oven_Codes & Standards Forecast | F3 | Commercial | Warehouse | New | Food Preparation | Natural Gas | Double Rack Oven | Codes & Standards Forecast | Summer Peak Demand (MW) | 0 | 0 | 0 | 0 | 0 | 0 | 0 | 0 | 0 | 0 | 0 | 0 | 0 | 0 | 0 | 0 | 0 | 0 | 0 | 0 | 0 | 0 | 0 | 0 | 0 | 0 | 0 | 0 | 0 | 0 | 0 | 0 | 0
F4_Commercial_Warehouse_New_Food Preparation_Natural Gas_Double Rack Oven_Codes & Standards Forecast | F4 | Commercial | Warehouse | New | Food Preparation | Natural Gas | Double Rack Oven | Codes & Standards Forecast | Winter Peak Demand (MW) | 0 | 0 | 0 | 0 | 0 | 0 | 0 | 0 | 0 | 0 | 0 | 0 | 0 | 0 | 0 | 0 | 0 | 0 | 0 | 0 | 0 | 0 | 0 | 0 | 0 | 0 | 0 | 0 | 0 | 0 | 0 | 0 | 0
F5_Commercial_Warehouse_New_Food Preparation_Natural Gas_Double Rack Oven_Codes & Standards Forecast | F5 | Commercial | Warehouse | New | Food Preparation | Natural Gas | Double Rack Oven | Codes & Standards Forecast | Turnover | 0 | 24.9887 | 120.53 | 77.0271 | 99.3419 | 134.8179 | 126.0109 | 111.6849 | 100.4469 | 96.9856 | 95.7205 | 94.7695 | 99.6374 | 123.0146 | 133.383 | 145.8496 | 162.8034 | 181.0109 | 211.1798 | 196.5905 | 201.6033 | 208.8149 | 202.6552 | 197.23 | 198.3501 | 203.468 | 210.6346 | 219.8443 | 232.3823 | 253.3019 | 263.7129 | 273.5977 | 231.8302
F6_Commercial_Warehouse_New_Food Preparation_Natural Gas_Double Rack Oven_Codes & Standards Forecast | F6 | Commercial | Warehouse | New | Food Preparation | Natural Gas | Double Rack Oven | Codes & Standards Forecast | Avg. Replacement Usage (kWh) | 0.022419 | 0.022419 | 0.022419 | 0.022419 | 0.022419 | 0.022419 | 0.022419 | 0.022419 | 0.022419 | 0.022419 | 0.022419 | 0.022419 | 0.022419 | 0.022419 | 0.022419 | 0.022419 | 0.022419 | 0.022419 | 0.022419 | 0.022419 | 0.022419 | 0.022419 | 0.022419 | 0.022419 | 0.022419 | 0.022419 | 0.022419 | 0.022419 | 0.022419 | 0.022419 | 0.022419 | 0.022419 | 0.022419
F7_Commercial_Warehouse_New_Food Preparation_Natural Gas_Double Rack Oven_Codes & Standards Forecast | F7 | Commercial | Warehouse | New | Food Preparation | Natural Gas | Double Rack Oven | Codes & Standards Forecast | Avg. Replacement Summer Demand (kW) | 0 | 0 | 0 | 0 | 0 | 0 | 0 | 0 | 0 | 0 | 0 | 0 | 0 | 0 | 0 | 0 | 0 | 0 | 0 | 0 | 0 | 0 | 0 | 0 | 0 | 0 | 0 | 0 | 0 | 0 | 0 | 0 | 0
F8_Commercial_Warehouse_New_Food Preparation_Natural Gas_Double Rack Oven_Codes & Standards Forecast | F8 | Commercial | Warehouse | New | Food Preparation | Natural Gas | Double Rack Oven | Codes & Standards Forecast | Avg. Replacement Winter Demand (kW) | 0 | 0 | 0 | 0 | 0 | 0 | 0 | 0 | 0 | 0 | 0 | 0 | 0 | 0 | 0 | 0 | 0 | 0 | 0 | 0 | 0 | 0 | 0 | 0 | 0 | 0 | 0 | 0 | 0 | 0 | 0 | 0 | 0
F1_Commercial_Warehouse_New_Food Preparation_Natural Gas_Fryer_Codes & Standards Forecast | F1 | Commercial | Warehouse | New | Food Preparation | Natural Gas | Fryer | Codes & Standards Forecast | Units | 0 | 99.9549 | 582.0748 | 890.1831 | 1287.5509 | 1826.8224 | 2330.8661 | 2777.6056 | 3179.3932 | 3567.3355 | 3950.2174 | 4329.2954 | 4707.8541 | 5087.4959 | 5469.4729 | 5852.1536 | 6234.9389 | 6617.2283 | 6999.0139 | 7380.2879 | 7761.6434 | 8143.0809 | 8524.0634 | 8904.5847 | 9284.6384 | 9664.7559 | 10044.9377 | 10425.184 | 10805.4954 | 11185.8721 | 11566.3145 | 11946.8231 | 12118.2088
F2_Commercial_Warehouse_New_Food Preparation_Natural Gas_Fryer_Codes & Standards Forecast | F2 | Commercial | Warehouse | New | Food Preparation | Natural Gas | Fryer | Codes & Standards Forecast | Usage (MMtherm) | 0 | 1.1347e-06 | 6.6077e-06 | 8.7514e-06 | 1.1516e-05 | 1.5268e-05 | 1.8665e-05 | 2.1162e-05 | 2.3498e-05 | 2.5853e-05 | 2.8155e-05 | 3.0122e-05 | 3.2756e-05 | 3.5397e-05 | 3.8055e-05 | 4.0717e-05 | 4.3381e-05 | 4.6041e-05 | 4.8697e-05 | 5.135e-05 | 5.4003e-05 | 5.6657e-05 | 5.9308e-05 | 6.1955e-05 | 6.4599e-05 | 6.7244e-05 | 6.9889e-05 | 7.2535e-05 | 7.5181e-05 | 7.7828e-05 | 8.0475e-05 | 8.3122e-05 | 8.4315e-05
F3_Commercial_Warehouse_New_Food Preparation_Natural Gas_Fryer_Codes & Standards Forecast | F3 | Commercial | Warehouse | New | Food Preparation | Natural Gas | Fryer | Codes & Standards Forecast | Summer Peak Demand (MW) | 0 | 0 | 0 | 0 | 0 | 0 | 0 | 0 | 0 | 0 | 0 | 0 | 0 | 0 | 0 | 0 | 0 | 0 | 0 | 0 | 0 | 0 | 0 | 0 | 0 | 0 | 0 | 0 | 0 | 0 | 0 | 0 | 0
F4_Commercial_Warehouse_New_Food Preparation_Natural Gas_Fryer_Codes & Standards Forecast | F4 | Commercial | Warehouse | New | Food Preparation | Natural Gas | Fryer | Codes & Standards Forecast | Winter Peak Demand (MW) | 0 | 0 | 0 | 0 | 0 | 0 | 0 | 0 | 0 | 0 | 0 | 0 | 0 | 0 | 0 | 0 | 0 | 0 | 0 | 0 | 0 | 0 | 0 | 0 | 0 | 0 | 0 | 0 | 0 | 0 | 0 | 0 | 0
F5_Commercial_Warehouse_New_Food Preparation_Natural Gas_Fryer_Codes & Standards Forecast | F5 | Commercial | Warehouse | New | Food Preparation | Natural Gas | Fryer | Codes & Standards Forecast | Turnover | 0 | 99.9549 | 482.1198 | 308.1083 | 397.3677 | 539.2716 | 529.0324 | 586.011 | 583.2683 | 623.3948 | 718.0089 | 853.3709 | 839.4873 | 892.3371 | 956.0216 | 990.2866 | 1065.3537 | 1103.4367 | 1155.2526 | 1222.8319 | 1292.2176 | 1327.628 | 1379.026 | 1432.9796 | 1483.2367 | 1548.373 | 1597.3176 | 1650.1509 | 1707.0215 | 1762.6841 | 1812.6693 | 1866.2051 | 1710.9993
F6_Commercial_Warehouse_New_Food Preparation_Natural Gas_Fryer_Codes & Standards Forecast | F6 | Commercial | Warehouse | New | Food Preparation | Natural Gas | Fryer | Codes & Standards Forecast | Avg. Replacement Usage (kWh) | 0.011352 | 0.011352 | 0.011352 | 0.0069577 | 0.0069577 | 0.0069577 | 0.0069577 | 0.0069577 | 0.0069577 | 0.0069577 | 0.0069577 | 0.0069577 | 0.0069577 | 0.0069577 | 0.0069577 | 0.0069577 | 0.0069577 | 0.0069577 | 0.0069577 | 0.0069577 | 0.0069577 | 0.0069577 | 0.0069577 | 0.0069577 | 0.0069577 | 0.0069577 | 0.0069577 | 0.0069577 | 0.0069577 | 0.0069577 | 0.0069577 | 0.0069577 | 0.0069577
F7_Commercial_Warehouse_New_Food Preparation_Natural Gas_Fryer_Codes & Standards Forecast | F7 | Commercial | Warehouse | New | Food Preparation | Natural Gas | Fryer | Codes & Standards Forecast | Avg. Replacement Summer Demand (kW) | 0 | 0 | 0 | 0 | 0 | 0 | 0 | 0 | 0 | 0 | 0 | 0 | 0 | 0 | 0 | 0 | 0 | 0 | 0 | 0 | 0 | 0 | 0 | 0 | 0 | 0 | 0 | 0 | 0 | 0 | 0 | 0 | 0
F8_Commercial_Warehouse_New_Food Preparation_Natural Gas_Fryer_Codes & Standards Forecast | F8 | Commercial | Warehouse | New | Food Preparation | Natural Gas | Fryer | Codes & Standards Forecast | Avg. Replacement Winter Demand (kW) | 0 | 0 | 0 | 0 | 0 | 0 | 0 | 0 | 0 | 0 | 0 | 0 | 0 | 0 | 0 | 0 | 0 | 0 | 0 | 0 | 0 | 0 | 0 | 0 | 0 | 0 | 0 | 0 | 0 | 0 | 0 | 0 | 0
F1_Commercial_Warehouse_New_Food Preparation_Natural Gas_Broiler_Codes & Standards Forecast | F1 | Commercial | Warehouse | New | Food Preparation | Natural Gas | Broiler | Codes & Standards Forecast | Units | 0 | 0 | 0 | 0 | 0 | 0 | 0 | 0 | 0 | 0 | 0 | 0 | 0 | 0 | 0 | 0 | 0 | 0 | 0 | 0 | 0 | 0 | 0 | 0 | 0 | 0 | 0 | 0 | 0 | 0 | 0 | 0 | 0
F2_Commercial_Warehouse_New_Food Preparation_Natural Gas_Broiler_Codes & Standards Forecast | F2 | Commercial | Warehouse | New | Food Preparation | Natural Gas | Broiler | Codes & Standards Forecast | Usage (MMtherm) | 0 | 0 | 0 | 0 | 0 | 0 | 0 | 0 | 0 | 0 | 0 | 0 | 0 | 0 | 0 | 0 | 0 | 0 | 0 | 0 | 0 | 0 | 0 | 0 | 0 | 0 | 0 | 0 | 0 | 0 | 0 | 0 | 0
F3_Commercial_Warehouse_New_Food Preparation_Natural Gas_Broiler_Codes & Standards Forecast | F3 | Commercial | Warehouse | New | Food Preparation | Natural Gas | Broiler | Codes & Standards Forecast | Summer Peak Demand (MW) | 0 | 0 | 0 | 0 | 0 | 0 | 0 | 0 | 0 | 0 | 0 | 0 | 0 | 0 | 0 | 0 | 0 | 0 | 0 | 0 | 0 | 0 | 0 | 0 | 0 | 0 | 0 | 0 | 0 | 0 | 0 | 0 | 0
F4_Commercial_Warehouse_New_Food Preparation_Natural Gas_Broiler_Codes & Standards Forecast | F4 | Commercial | Warehouse | New | Food Preparation | Natural Gas | Broiler | Codes & Standards Forecast | Winter Peak Demand (MW) | 0 | 0 | 0 | 0 | 0 | 0 | 0 | 0 | 0 | 0 | 0 | 0 | 0 | 0 | 0 | 0 | 0 | 0 | 0 | 0 | 0 | 0 | 0 | 0 | 0 | 0 | 0 | 0 | 0 | 0 | 0 | 0 | 0
F5_Commercial_Warehouse_New_Food Preparation_Natural Gas_Broiler_Codes & Standards Forecast | F5 | Commercial | Warehouse | New | Food Preparation | Natural Gas | Broiler | Codes & Standards Forecast | Turnover | 0 | 0 | 0 | 0 | 0 | 0 | 0 | 0 | 0 | 0 | 0 | 0 | 0 | 0 | 0 | 0 | 0 | 0 | 0 | 0 | 0 | 0 | 0 | 0 | 0 | 0 | 0 | 0 | 0 | 0 | 0 | 0 | 0
F6_Commercial_Warehouse_New_Food Preparation_Natural Gas_Broiler_Codes & Standards Forecast | F6 | Commercial | Warehouse | New | Food Preparation | Natural Gas | Broiler | Codes & Standards Forecast | Avg. Replacement Usage (kWh) | 0.012379 | 0.012379 | 0.012379 | 0.012379 | 0.012379 | 0.012379 | 0.012379 | 0.012379 | 0.012379 | 0.012379 | 0.012379 | 0.012379 | 0.012379 | 0.012379 | 0.012379 | 0.012379 | 0.012379 | 0.012379 | 0.012379 | 0.012379 | 0.012379 | 0.012379 | 0.012379 | 0.012379 | 0.012379 | 0.012379 | 0.012379 | 0.012379 | 0.012379 | 0.012379 | 0.012379 | 0.012379 | 0.012379
F7_Commercial_Warehouse_New_Food Preparation_Natural Gas_Broiler_Codes & Standards Forecast | F7 | Commercial | Warehouse | New | Food Preparation | Natural Gas | Broiler | Codes & Standards Forecast | Avg. Replacement Summer Demand (kW) | 0 | 0 | 0 | 0 | 0 | 0 | 0 | 0 | 0 | 0 | 0 | 0 | 0 | 0 | 0 | 0 | 0 | 0 | 0 | 0 | 0 | 0 | 0 | 0 | 0 | 0 | 0 | 0 | 0 | 0 | 0 | 0 | 0
F8_Commercial_Warehouse_New_Food Preparation_Natural Gas_Broiler_Codes & Standards Forecast | F8 | Commercial | Warehouse | New | Food Preparation | Natural Gas | Broiler | Codes & Standards Forecast | Avg. Replacement Winter Demand (kW) | 0 | 0 | 0 | 0 | 0 | 0 | 0 | 0 | 0 | 0 | 0 | 0 | 0 | 0 | 0 | 0 | 0 | 0 | 0 | 0 | 0 | 0 | 0 | 0 | 0 | 0 | 0 | 0 | 0 | 0 | 0 | 0 | 0
F1_Commercial_Warehouse_New_Food Preparation_Natural Gas_Griddle_Codes & Standards Forecast | F1 | Commercial | Warehouse | New | Food Preparation | Natural Gas | Griddle | Codes & Standards Forecast | Units | 0 | 99.9549 | 582.0748 | 890.1831 | 1287.5509 | 1826.8224 | 2330.8661 | 2777.6056 | 3179.3932 | 3567.3355 | 3950.2174 | 4329.2954 | 4707.8541 | 5087.4959 | 5469.4729 | 5852.1536 | 6234.9389 | 6617.2283 | 6999.0139 | 7380.2879 | 7761.6434 | 8143.0809 | 8524.0634 | 8904.5847 | 9284.6384 | 9664.7559 | 10044.9377 | 10425.184 | 10805.4954 | 11185.8721 | 11566.3145 | 11946.8231 | 12118.2088
F2_Commercial_Warehouse_New_Food Preparation_Natural Gas_Griddle_Codes & Standards Forecast | F2 | Commercial | Warehouse | New | Food Preparation | Natural Gas | Griddle | Codes & Standards Forecast | Usage (MMtherm) | 0 | 7.6353e-07 | 4.4463e-06 | 6.7999e-06 | 9.8353e-06 | 1.3955e-05 | 1.7805e-05 | 2.1217e-05 | 2.4287e-05 | 2.725e-05 | 3.0175e-05 | 3.307e-05 | 3.5962e-05 | 3.8862e-05 | 4.178e-05 | 4.4703e-05 | 4.7627e-05 | 5.0547e-05 | 5.3464e-05 | 5.6376e-05 | 5.9289e-05 | 6.2203e-05 | 6.5113e-05 | 6.802e-05 | 7.0923e-05 | 7.3827e-05 | 7.6731e-05 | 7.9635e-05 | 8.2541e-05 | 8.5446e-05 | 8.8352e-05 | 9.1259e-05 | 9.2568e-05
F3_Commercial_Warehouse_New_Food Preparation_Natural Gas_Griddle_Codes & Standards Forecast | F3 | Commercial | Warehouse | New | Food Preparation | Natural Gas | Griddle | Codes & Standards Forecast | Summer Peak Demand (MW) | 0 | 0 | 0 | 0 | 0 | 0 | 0 | 0 | 0 | 0 | 0 | 0 | 0 | 0 | 0 | 0 | 0 | 0 | 0 | 0 | 0 | 0 | 0 | 0 | 0 | 0 | 0 | 0 | 0 | 0 | 0 | 0 | 0
F4_Commercial_Warehouse_New_Food Preparation_Natural Gas_Griddle_Codes & Standards Forecast | F4 | Commercial | Warehouse | New | Food Preparation | Natural Gas | Griddle | Codes & Standards Forecast | Winter Peak Demand (MW) | 0 | 0 | 0 | 0 | 0 | 0 | 0 | 0 | 0 | 0 | 0 | 0 | 0 | 0 | 0 | 0 | 0 | 0 | 0 | 0 | 0 | 0 | 0 | 0 | 0 | 0 | 0 | 0 | 0 | 0 | 0 | 0 | 0
F5_Commercial_Warehouse_New_Food Preparation_Natural Gas_Griddle_Codes & Standards Forecast | F5 | Commercial | Warehouse | New | Food Preparation | Natural Gas | Griddle | Codes & Standards Forecast | Turnover | 0 | 99.9549 | 482.1198 | 308.1083 | 397.3677 | 539.2716 | 504.0437 | 446.7395 | 401.7876 | 387.9423 | 382.8819 | 379.078 | 398.5496 | 492.0586 | 533.5321 | 583.3983 | 651.2137 | 724.0435 | 844.719 | 786.3621 | 806.4133 | 835.2594 | 810.6208 | 788.9198 | 793.4004 | 813.8719 | 842.5383 | 879.3772 | 929.5291 | 1013.2075 | 1054.8515 | 1094.3906 | 927.3207
F6_Commercial_Warehouse_New_Food Preparation_Natural Gas_Griddle_Codes & Standards Forecast | F6 | Commercial | Warehouse | New | Food Preparation | Natural Gas | Griddle | Codes & Standards Forecast | Avg. Replacement Usage (kWh) | 0.0076388 | 0.0076388 | 0.0076388 | 0.0076388 | 0.0076388 | 0.0076388 | 0.0076388 | 0.0076388 | 0.0076388 | 0.0076388 | 0.0076388 | 0.0076388 | 0.0076388 | 0.0076388 | 0.0076388 | 0.0076388 | 0.0076388 | 0.0076388 | 0.0076388 | 0.0076388 | 0.0076388 | 0.0076388 | 0.0076388 | 0.0076388 | 0.0076388 | 0.0076388 | 0.0076388 | 0.0076388 | 0.0076388 | 0.0076388 | 0.0076388 | 0.0076388 | 0.0076388
F7_Commercial_Warehouse_New_Food Preparation_Natural Gas_Griddle_Codes & Standards Forecast | F7 | Commercial | Warehouse | New | Food Preparation | Natural Gas | Griddle | Codes & Standards Forecast | Avg. Replacement Summer Demand (kW) | 0 | 0 | 0 | 0 | 0 | 0 | 0 | 0 | 0 | 0 | 0 | 0 | 0 | 0 | 0 | 0 | 0 | 0 | 0 | 0 | 0 | 0 | 0 | 0 | 0 | 0 | 0 | 0 | 0 | 0 | 0 | 0 | 0
F8_Commercial_Warehouse_New_Food Preparation_Natural Gas_Griddle_Codes & Standards Forecast | F8 | Commercial | Warehouse | New | Food Preparation | Natural Gas | Griddle | Codes & Standards Forecast | Avg. Replacement Winter Demand (kW) | 0 | 0 | 0 | 0 | 0 | 0 | 0 | 0 | 0 | 0 | 0 | 0 | 0 | 0 | 0 | 0 | 0 | 0 | 0 | 0 | 0 | 0 | 0 | 0 | 0 | 0 | 0 | 0 | 0 | 0 | 0 | 0 | 0
F1_Commercial_Warehouse_New_Food Preparation_Natural Gas_Range_Codes & Standards Forecast | F1 | Commercial | Warehouse | New | Food Preparation | Natural Gas | Range | Codes & Standards Forecast | Units | 0 | 99.9549 | 582.0748 | 890.1831 | 1287.5509 | 1826.8224 | 2330.8661 | 2777.6056 | 3179.3932 | 3567.3355 | 3950.2174 | 4329.2954 | 4707.8541 | 5087.4959 | 5469.4729 | 5852.1536 | 6234.9389 | 6617.2283 | 6999.0139 | 7380.2879 | 7761.6434 | 8143.0809 | 8524.0634 | 8904.5847 | 9284.6384 | 9664.7559 | 10044.9377 | 10425.184 | 10805.4954 | 11185.8721 | 11566.3145 | 11946.8231 | 12118.2088
F2_Commercial_Warehouse_New_Food Preparation_Natural Gas_Range_Codes & Standards Forecast | F2 | Commercial | Warehouse | New | Food Preparation | Natural Gas | Range | Codes & Standards Forecast | Usage (MMtherm) | 0 | 9.0655e-07 | 5.2792e-06 | 8.0736e-06 | 1.1678e-05 | 1.6569e-05 | 2.114e-05 | 2.5192e-05 | 2.8836e-05 | 3.2354e-05 | 3.5827e-05 | 3.9265e-05 | 4.2698e-05 | 4.6142e-05 | 4.9606e-05 | 5.3077e-05 | 5.6548e-05 | 6.0016e-05 | 6.3478e-05 | 6.6936e-05 | 7.0395e-05 | 7.3855e-05 | 7.731e-05 | 8.0761e-05 | 8.4208e-05 | 8.7655e-05 | 9.1104e-05 | 9.4552e-05 | 9.8002e-05 | 0.00010145 | 0.0001049 | 0.00010835 | 0.00010991
F3_Commercial_Warehouse_New_Food Preparation_Natural Gas_Range_Codes & Standards Forecast | F3 | Commercial | Warehouse | New | Food Preparation | Natural Gas | Range | Codes & Standards Forecast | Summer Peak Demand (MW) | 0 | 0 | 0 | 0 | 0 | 0 | 0 | 0 | 0 | 0 | 0 | 0 | 0 | 0 | 0 | 0 | 0 | 0 | 0 | 0 | 0 | 0 | 0 | 0 | 0 | 0 | 0 | 0 | 0 | 0 | 0 | 0 | 0
F4_Commercial_Warehouse_New_Food Preparation_Natural Gas_Range_Codes & Standards Forecast | F4 | Commercial | Warehouse | New | Food Preparation | Natural Gas | Range | Codes & Standards Forecast | Winter Peak Demand (MW) | 0 | 0 | 0 | 0 | 0 | 0 | 0 | 0 | 0 | 0 | 0 | 0 | 0 | 0 | 0 | 0 | 0 | 0 | 0 | 0 | 0 | 0 | 0 | 0 | 0 | 0 | 0 | 0 | 0 | 0 | 0 | 0 | 0
F5_Commercial_Warehouse_New_Food Preparation_Natural Gas_Range_Codes & Standards Forecast | F5 | Commercial | Warehouse | New | Food Preparation | Natural Gas | Range | Codes & Standards Forecast | Turnover | 0 | 99.9549 | 482.1198 | 308.1083 | 397.3677 | 539.2716 | 504.0437 | 446.7395 | 401.7876 | 387.9423 | 402.8729 | 491.4948 | 530.1137 | 580.3594 | 650.4054 | 724.4348 | 845.7187 | 787.3776 | 806.8435 | 839.094 | 836.6757 | 836.6945 | 849.4761 | 881.7677 | 929.8518 | 1012.3315 | 1053.5521 | 1093.483 | 1137.0816 | 1172.5344 | 1213.3013 | 1201.3971 | 1009.553
F6_Commercial_Warehouse_New_Food Preparation_Natural Gas_Range_Codes & Standards Forecast | F6 | Commercial | Warehouse | New | Food Preparation | Natural Gas | Range | Codes & Standards Forecast | Avg. Replacement Usage (kWh) | 0.0090696 | 0.0090696 | 0.0090696 | 0.0090696 | 0.0090696 | 0.0090696 | 0.0090696 | 0.0090696 | 0.0090696 | 0.0090696 | 0.0090696 | 0.0090696 | 0.0090696 | 0.0090696 | 0.0090696 | 0.0090696 | 0.0090696 | 0.0090696 | 0.0090696 | 0.0090696 | 0.0090696 | 0.0090696 | 0.0090696 | 0.0090696 | 0.0090696 | 0.0090696 | 0.0090696 | 0.0090696 | 0.0090696 | 0.0090696 | 0.0090696 | 0.0090696 | 0.0090696
F7_Commercial_Warehouse_New_Food Preparation_Natural Gas_Range_Codes & Standards Forecast | F7 | Commercial | Warehouse | New | Food Preparation | Natural Gas | Range | Codes & Standards Forecast | Avg. Replacement Summer Demand (kW) | 0 | 0 | 0 | 0 | 0 | 0 | 0 | 0 | 0 | 0 | 0 | 0 | 0 | 0 | 0 | 0 | 0 | 0 | 0 | 0 | 0 | 0 | 0 | 0 | 0 | 0 | 0 | 0 | 0 | 0 | 0 | 0 | 0
F8_Commercial_Warehouse_New_Food Preparation_Natural Gas_Range_Codes & Standards Forecast | F8 | Commercial | Warehouse | New | Food Preparation | Natural Gas | Range | Codes & Standards Forecast | Avg. Replacement Winter Demand (kW) | 0 | 0 | 0 | 0 | 0 | 0 | 0 | 0 | 0 | 0 | 0 | 0 | 0 | 0 | 0 | 0 | 0 | 0 | 0 | 0 | 0 | 0 | 0 | 0 | 0 | 0 | 0 | 0 | 0 | 0 | 0 | 0 | 0
F1_Commercial_Warehouse_New_Food Preparation_Natural Gas_Steamer_Codes & Standards Forecast | F1 | Commercial | Warehouse | New | Food Preparation | Natural Gas | Steamer | Codes & Standards Forecast | Units | 0 | 0 | 0 | 0 | 0 | 0 | 0 | 0 | 0 | 0 | 0 | 0 | 0 | 0 | 0 | 0 | 0 | 0 | 0 | 0 | 0 | 0 | 0 | 0 | 0 | 0 | 0 | 0 | 0 | 0 | 0 | 0 | 0
F2_Commercial_Warehouse_New_Food Preparation_Natural Gas_Steamer_Codes & Standards Forecast | F2 | Commercial | Warehouse | New | Food Preparation | Natural Gas | Steamer | Codes & Standards Forecast | Usage (MMtherm) | 0 | 0 | 0 | 0 | 0 | 0 | 0 | 0 | 0 | 0 | 0 | 0 | 0 | 0 | 0 | 0 | 0 | 0 | 0 | 0 | 0 | 0 | 0 | 0 | 0 | 0 | 0 | 0 | 0 | 0 | 0 | 0 | 0
F3_Commercial_Warehouse_New_Food Preparation_Natural Gas_Steamer_Codes & Standards Forecast | F3 | Commercial | Warehouse | New | Food Preparation | Natural Gas | Steamer | Codes & Standards Forecast | Summer Peak Demand (MW) | 0 | 0 | 0 | 0 | 0 | 0 | 0 | 0 | 0 | 0 | 0 | 0 | 0 | 0 | 0 | 0 | 0 | 0 | 0 | 0 | 0 | 0 | 0 | 0 | 0 | 0 | 0 | 0 | 0 | 0 | 0 | 0 | 0
F4_Commercial_Warehouse_New_Food Preparation_Natural Gas_Steamer_Codes & Standards Forecast | F4 | Commercial | Warehouse | New | Food Preparation | Natural Gas | Steamer | Codes & Standards Forecast | Winter Peak Demand (MW) | 0 | 0 | 0 | 0 | 0 | 0 | 0 | 0 | 0 | 0 | 0 | 0 | 0 | 0 | 0 | 0 | 0 | 0 | 0 | 0 | 0 | 0 | 0 | 0 | 0 | 0 | 0 | 0 | 0 | 0 | 0 | 0 | 0
F5_Commercial_Warehouse_New_Food Preparation_Natural Gas_Steamer_Codes & Standards Forecast | F5 | Commercial | Warehouse | New | Food Preparation | Natural Gas | Steamer | Codes & Standards Forecast | Turnover | 0 | 0 | 0 | 0 | 0 | 0 | 0 | 0 | 0 | 0 | 0 | 0 | 0 | 0 | 0 | 0 | 0 | 0 | 0 | 0 | 0 | 0 | 0 | 0 | 0 | 0 | 0 | 0 | 0 | 0 | 0 | 0 | 0
F6_Commercial_Warehouse_New_Food Preparation_Natural Gas_Steamer_Codes & Standards Forecast | F6 | Commercial | Warehouse | New | Food Preparation | Natural Gas | Steamer | Codes & Standards Forecast | Avg. Replacement Usage (kWh) | 0.018013 | 0.018013 | 0.018013 | 0.0078143 | 0.0078143 | 0.0078143 | 0.0078143 | 0.0078143 | 0.0078143 | 0.0078143 | 0.0078143 | 0.0078143 | 0.0078143 | 0.0078143 | 0.0078143 | 0.0078143 | 0.0078143 | 0.0078143 | 0.0078143 | 0.0078143 | 0.0078143 | 0.0078143 | 0.0078143 | 0.0078143 | 0.0078143 | 0.0078143 | 0.0078143 | 0.0078143 | 0.0078143 | 0.0078143 | 0.0078143 | 0.0078143 | 0.0078143
F7_Commercial_Warehouse_New_Food Preparation_Natural Gas_Steamer_Codes & Standards Forecast | F7 | Commercial | Warehouse | New | Food Preparation | Natural Gas | Steamer | Codes & Standards Forecast | Avg. Replacement Summer Demand (kW) | 0 | 0 | 0 | 0 | 0 | 0 | 0 | 0 | 0 | 0 | 0 | 0 | 0 | 0 | 0 | 0 | 0 | 0 | 0 | 0 | 0 | 0 | 0 | 0 | 0 | 0 | 0 | 0 | 0 | 0 | 0 | 0 | 0
F8_Commercial_Warehouse_New_Food Preparation_Natural Gas_Steamer_Codes & Standards Forecast | F8 | Commercial | Warehouse | New | Food Preparation | Natural Gas | Steamer | Codes & Standards Forecast | Avg. Replacement Winter Demand (kW) | 0 | 0 | 0 | 0 | 0 | 0 | 0 | 0 | 0 | 0 | 0 | 0 | 0 | 0 | 0 | 0 | 0 | 0 | 0 | 0 | 0 | 0 | 0 | 0 | 0 | 0 | 0 | 0 | 0 | 0 | 0 | 0 | 0
F1_Commercial_Warehouse_New_Food Preparation_Natural Gas_Food Prep Other_Codes & Standards Forecast | F1 | Commercial | Warehouse | New | Food Preparation | Natural Gas | Food Prep Other | Codes & Standards Forecast | Units | 0 | 0 | 0 | 0 | 0 | 0 | 0 | 0 | 0 | 0 | 0 | 0 | 0 | 0 | 0 | 0 | 0 | 0 | 0 | 0 | 0 | 0 | 0 | 0 | 0 | 0 | 0 | 0 | 0 | 0 | 0 | 0 | 0
F2_Commercial_Warehouse_New_Food Preparation_Natural Gas_Food Prep Other_Codes & Standards Forecast | F2 | Commercial | Warehouse | New | Food Preparation | Natural Gas | Food Prep Other | Codes & Standards Forecast | Usage (MMtherm) | 0 | 0 | 0 | 0 | 0 | 0 | 0 | 0 | 0 | 0 | 0 | 0 | 0 | 0 | 0 | 0 | 0 | 0 | 0 | 0 | 0 | 0 | 0 | 0 | 0 | 0 | 0 | 0 | 0 | 0 | 0 | 0 | 0
F3_Commercial_Warehouse_New_Food Preparation_Natural Gas_Food Prep Other_Codes & Standards Forecast | F3 | Commercial | Warehouse | New | Food Preparation | Natural Gas | Food Prep Other | Codes & Standards Forecast | Summer Peak Demand (MW) | 0 | 0 | 0 | 0 | 0 | 0 | 0 | 0 | 0 | 0 | 0 | 0 | 0 | 0 | 0 | 0 | 0 | 0 | 0 | 0 | 0 | 0 | 0 | 0 | 0 | 0 | 0 | 0 | 0 | 0 | 0 | 0 | 0
F4_Commercial_Warehouse_New_Food Preparation_Natural Gas_Food Prep Other_Codes & Standards Forecast | F4 | Commercial | Warehouse | New | Food Preparation | Natural Gas | Food Prep Other | Codes & Standards Forecast | Winter Peak Demand (MW) | 0 | 0 | 0 | 0 | 0 | 0 | 0 | 0 | 0 | 0 | 0 | 0 | 0 | 0 | 0 | 0 | 0 | 0 | 0 | 0 | 0 | 0 | 0 | 0 | 0 | 0 | 0 | 0 | 0 | 0 | 0 | 0 | 0
F5_Commercial_Warehouse_New_Food Preparation_Natural Gas_Food Prep Other_Codes & Standards Forecast | F5 | Commercial | Warehouse | New | Food Preparation | Natural Gas | Food Prep Other | Codes & Standards Forecast | Turnover | 0 | 0 | 0 | 0 | 0 | 0 | 0 | 0 | 0 | 0 | 0 | 0 | 0 | 0 | 0 | 0 | 0 | 0 | 0 | 0 | 0 | 0 | 0 | 0 | 0 | 0 | 0 | 0 | 0 | 0 | 0 | 0 | 0
F6_Commercial_Warehouse_New_Food Preparation_Natural Gas_Food Prep Other_Codes & Standards Forecast | F6 | Commercial | Warehouse | New | Food Preparation | Natural Gas | Food Prep Other | Codes & Standards Forecast | Avg. Replacement Usage (kWh) | 0.0032268 | 0.0032268 | 0.0032268 | 0.0032268 | 0.0032268 | 0.0032268 | 0.0032268 | 0.0032268 | 0.0032268 | 0.0032268 | 0.0032268 | 0.0032268 | 0.0032268 | 0.0032268 | 0.0032268 | 0.0032268 | 0.0032268 | 0.0032268 | 0.0032268 | 0.0032268 | 0.0032268 | 0.0032268 | 0.0032268 | 0.0032268 | 0.0032268 | 0.0032268 | 0.0032268 | 0.0032268 | 0.0032268 | 0.0032268 | 0.0032268 | 0.0032268 | 0.0032268
F7_Commercial_Warehouse_New_Food Preparation_Natural Gas_Food Prep Other_Codes & Standards Forecast | F7 | Commercial | Warehouse | New | Food Preparation | Natural Gas | Food Prep Other | Codes & Standards Forecast | Avg. Replacement Summer Demand (kW) | 0 | 0 | 0 | 0 | 0 | 0 | 0 | 0 | 0 | 0 | 0 | 0 | 0 | 0 | 0 | 0 | 0 | 0 | 0 | 0 | 0 | 0 | 0 | 0 | 0 | 0 | 0 | 0 | 0 | 0 | 0 | 0 | 0
F8_Commercial_Warehouse_New_Food Preparation_Natural Gas_Food Prep Other_Codes & Standards Forecast | F8 | Commercial | Warehouse | New | Food Preparation | Natural Gas | Food Prep Other | Codes & Standards Forecast | Avg. Replacement Winter Demand (kW) | 0 | 0 | 0 | 0 | 0 | 0 | 0 | 0 | 0 | 0 | 0 | 0 | 0 | 0 | 0 | 0 | 0 | 0 | 0 | 0 | 0 | 0 | 0 | 0 | 0 | 0 | 0 | 0 | 0 | 0 | 0 | 0 | 0
F1_Commercial_Warehouse_New_Miscellaneous_Natural Gas_Pool Heater_Codes & Standards Forecast | F1 | Commercial | Warehouse | New | Miscellaneous | Natural Gas | Pool Heater | Codes & Standards Forecast | Units | 0 | 0 | 0 | 0 | 0 | 0 | 0 | 0 | 0 | 0 | 0 | 0 | 0 | 0 | 0 | 0 | 0 | 0 | 0 | 0 | 0 | 0 | 0 | 0 | 0 | 0 | 0 | 0 | 0 | 0 | 0 | 0 | 0
F2_Commercial_Warehouse_New_Miscellaneous_Natural Gas_Pool Heater_Codes & Standards Forecast | F2 | Commercial | Warehouse | New | Miscellaneous | Natural Gas | Pool Heater | Codes & Standards Forecast | Usage (MMtherm) | 0 | 0 | 0 | 0 | 0 | 0 | 0 | 0 | 0 | 0 | 0 | 0 | 0 | 0 | 0 | 0 | 0 | 0 | 0 | 0 | 0 | 0 | 0 | 0 | 0 | 0 | 0 | 0 | 0 | 0 | 0 | 0 | 0
F3_Commercial_Warehouse_New_Miscellaneous_Natural Gas_Pool Heater_Codes & Standards Forecast | F3 | Commercial | Warehouse | New | Miscellaneous | Natural Gas | Pool Heater | Codes & Standards Forecast | Summer Peak Demand (MW) | 0 | 0 | 0 | 0 | 0 | 0 | 0 | 0 | 0 | 0 | 0 | 0 | 0 | 0 | 0 | 0 | 0 | 0 | 0 | 0 | 0 | 0 | 0 | 0 | 0 | 0 | 0 | 0 | 0 | 0 | 0 | 0 | 0
F4_Commercial_Warehouse_New_Miscellaneous_Natural Gas_Pool Heater_Codes & Standards Forecast | F4 | Commercial | Warehouse | New | Miscellaneous | Natural Gas | Pool Heater | Codes & Standards Forecast | Winter Peak Demand (MW) | 0 | 0 | 0 | 0 | 0 | 0 | 0 | 0 | 0 | 0 | 0 | 0 | 0 | 0 | 0 | 0 | 0 | 0 | 0 | 0 | 0 | 0 | 0 | 0 | 0 | 0 | 0 | 0 | 0 | 0 | 0 | 0 | 0
F5_Commercial_Warehouse_New_Miscellaneous_Natural Gas_Pool Heater_Codes & Standards Forecast | F5 | Commercial | Warehouse | New | Miscellaneous | Natural Gas | Pool Heater | Codes & Standards Forecast | Turnover | 0 | 0 | 0 | 0 | 0 | 0 | 0 | 0 | 0 | 0 | 0 | 0 | 0 | 0 | 0 | 0 | 0 | 0 | 0 | 0 | 0 | 0 | 0 | 0 | 0 | 0 | 0 | 0 | 0 | 0 | 0 | 0 | 0
F6_Commercial_Warehouse_New_Miscellaneous_Natural Gas_Pool Heater_Codes & Standards Forecast | F6 | Commercial | Warehouse | New | Miscellaneous | Natural Gas | Pool Heater | Codes & Standards Forecast | Avg. Replacement Usage (kWh) | 0.010152 | 0.010152 | 0.010152 | 0.010152 | 0.010152 | 0.010152 | 0.010152 | 0.010152 | 0.010152 | 0.010152 | 0.010152 | 0.010152 | 0.010152 | 0.010152 | 0.010152 | 0.010152 | 0.010152 | 0.010152 | 0.010152 | 0.010152 | 0.010152 | 0.010152 | 0.010152 | 0.010152 | 0.010152 | 0.010152 | 0.010152 | 0.010152 | 0.010152 | 0.010152 | 0.010152 | 0.010152 | 0.010152
F7_Commercial_Warehouse_New_Miscellaneous_Natural Gas_Pool Heater_Codes & Standards Forecast | F7 | Commercial | Warehouse | New | Miscellaneous | Natural Gas | Pool Heater | Codes & Standards Forecast | Avg. Replacement Summer Demand (kW) | 0 | 0 | 0 | 0 | 0 | 0 | 0 | 0 | 0 | 0 | 0 | 0 | 0 | 0 | 0 | 0 | 0 | 0 | 0 | 0 | 0 | 0 | 0 | 0 | 0 | 0 | 0 | 0 | 0 | 0 | 0 | 0 | 0
F8_Commercial_Warehouse_New_Miscellaneous_Natural Gas_Pool Heater_Codes & Standards Forecast | F8 | Commercial | Warehouse | New | Miscellaneous | Natural Gas | Pool Heater | Codes & Standards Forecast | Avg. Replacement Winter Demand (kW) | 0 | 0 | 0 | 0 | 0 | 0 | 0 | 0 | 0 | 0 | 0 | 0 | 0 | 0 | 0 | 0 | 0 | 0 | 0 | 0 | 0 | 0 | 0 | 0 | 0 | 0 | 0 | 0 | 0 | 0 | 0 | 0 | 0
F1_Commercial_Warehouse_New_Miscellaneous_Natural Gas_Miscellaneous_Codes & Standards Forecast | F1 | Commercial | Warehouse | New | Miscellaneous | Natural Gas | Miscellaneous | Codes & Standards Forecast | Units | 0 | 6308.8232 | 36738.6207 | 56185.3926 | 81265.9189 | 115302.9431 | 147116.4997 | 175313.209 | 200672.701 | 225158.3282 | 249324.5554 | 273250.6962 | 297144.0554 | 321105.7813 | 345214.8959 | 369368.4267 | 393528.5586 | 417657.3918 | 441754.4299 | 465819.171 | 489889.058 | 513964.1255 | 538010.4706 | 562027.7018 | 586015.424 | 610007.1764 | 634002.9823 | 658002.8655 | 682006.8498 | 706014.9592 | 730027.2179 | 754043.65 | 764860.9478
F2_Commercial_Warehouse_New_Miscellaneous_Natural Gas_Miscellaneous_Codes & Standards Forecast | F2 | Commercial | Warehouse | New | Miscellaneous | Natural Gas | Miscellaneous | Codes & Standards Forecast | Usage (MMtherm) | 0 | 7.8539e-06 | 4.5736e-05 | 6.9946e-05 | 0.00010117 | 0.00014354 | 0.00018315 | 0.00021825 | 0.00024982 | 0.0002803 | 0.00031039 | 0.00034017 | 0.00036992 | 0.00039975 | 0.00042976 | 0.00045983 | 0.00048991 | 0.00051995 | 0.00054994 | 0.0005799 | 0.00060987 | 0.00063984 | 0.00066977 | 0.00069967 | 0.00072954 | 0.0007594 | 0.00078928 | 0.00081915 | 0.00084904 | 0.00087892 | 0.00090882 | 0.00093872 | 0.00095218
F3_Commercial_Warehouse_New_Miscellaneous_Natural Gas_Miscellaneous_Codes & Standards Forecast | F3 | Commercial | Warehouse | New | Miscellaneous | Natural Gas | Miscellaneous | Codes & Standards Forecast | Summer Peak Demand (MW) | 0 | 0 | 0 | 0 | 0 | 0 | 0 | 0 | 0 | 0 | 0 | 0 | 0 | 0 | 0 | 0 | 0 | 0 | 0 | 0 | 0 | 0 | 0 | 0 | 0 | 0 | 0 | 0 | 0 | 0 | 0 | 0 | 0
F4_Commercial_Warehouse_New_Miscellaneous_Natural Gas_Miscellaneous_Codes & Standards Forecast | F4 | Commercial | Warehouse | New | Miscellaneous | Natural Gas | Miscellaneous | Codes & Standards Forecast | Winter Peak Demand (MW) | 0 | 0 | 0 | 0 | 0 | 0 | 0 | 0 | 0 | 0 | 0 | 0 | 0 | 0 | 0 | 0 | 0 | 0 | 0 | 0 | 0 | 0 | 0 | 0 | 0 | 0 | 0 | 0 | 0 | 0 | 0 | 0 | 0
F5_Commercial_Warehouse_New_Miscellaneous_Natural Gas_Miscellaneous_Codes & Standards Forecast | F5 | Commercial | Warehouse | New | Miscellaneous | Natural Gas | Miscellaneous | Codes & Standards Forecast | Turnover | 0 | 6308.8232 | 30429.7975 | 19446.7718 | 25981.7868 | 39156.6471 | 38979.9151 | 38050.9861 | 39399.8217 | 42088.7548 | 44690.4775 | 48985.022 | 58412.8978 | 56734.2727 | 61101.7527 | 68044.7957 | 69834.6201 | 71736.5663 | 75017.3445 | 78470.5321 | 81709.5336 | 85448.4887 | 90609.0896 | 92254.7234 | 95956.4247 | 100646.2725 | 103400.4046 | 106323.1741 | 109900.7222 | 113411.4821 | 116776.4521 | 120318.0724 | 111066.7792
F6_Commercial_Warehouse_New_Miscellaneous_Natural Gas_Miscellaneous_Codes & Standards Forecast | F6 | Commercial | Warehouse | New | Miscellaneous | Natural Gas | Miscellaneous | Codes & Standards Forecast | Avg. Replacement Usage (kWh) | 0.0012449 | 0.0012449 | 0.0012449 | 0.0012449 | 0.0012449 | 0.0012449 | 0.0012449 | 0.0012449 | 0.0012449 | 0.0012449 | 0.0012449 | 0.0012449 | 0.0012449 | 0.0012449 | 0.0012449 | 0.0012449 | 0.0012449 | 0.0012449 | 0.0012449 | 0.0012449 | 0.0012449 | 0.0012449 | 0.0012449 | 0.0012449 | 0.0012449 | 0.0012449 | 0.0012449 | 0.0012449 | 0.0012449 | 0.0012449 | 0.0012449 | 0.0012449 | 0.0012449
F7_Commercial_Warehouse_New_Miscellaneous_Natural Gas_Miscellaneous_Codes & Standards Forecast | F7 | Commercial | Warehouse | New | Miscellaneous | Natural Gas | Miscellaneous | Codes & Standards Forecast | Avg. Replacement Summer Demand (kW) | 0 | 0 | 0 | 0 | 0 | 0 | 0 | 0 | 0 | 0 | 0 | 0 | 0 | 0 | 0 | 0 | 0 | 0 | 0 | 0 | 0 | 0 | 0 | 0 | 0 | 0 | 0 | 0 | 0 | 0 | 0 | 0 | 0
F8_Commercial_Warehouse_New_Miscellaneous_Natural Gas_Miscellaneous_Codes & Standards Forecast | F8 | Commercial | Warehouse | New | Miscellaneous | Natural Gas | Miscellaneous | Codes & Standards Forecast | Avg. Replacement Winter Demand (kW) | 0 | 0 | 0 | 0 | 0 | 0 | 0 | 0 | 0 | 0 | 0 | 0 | 0 | 0 | 0 | 0 | 0 | 0 | 0 | 0 | 0 | 0 | 0 | 0 | 0 | 0 | 0 | 0 | 0 | 0 | 0 | 0 | 0
F1_Commercial_Miscellaneous_Existing_Space Heating_Natural Gas_Furnace_Codes & Standards Forecast | F1 | Commercial | Miscellaneous | Existing | Space Heating | Natural Gas | Furnace | Codes & Standards Forecast | Units | 1061081.6431 | 1055683.0992 | 1050284.5553 | 1043765.0946 | 1037076.19 | 1029742.6369 | 1022891.4335 | 1016824.8535 | 1011373.7673 | 1006112.2536 | 1000920.0291 | 995779.888 | 990646.8584 | 985498.9977 | 980319.163 | 975129.6929 | 969938.7907 | 964754.6784 | 959577.4636 | 954407.2551 | 949235.9303 | 944063.4817 | 938897.264 | 933737.3621 | 928583.8618 | 923429.4872 | 918274.2333 | 913118.0948 | 907961.0666 | 902803.1436 | 897644.3205 | 892484.5919 | 887354.5219
F2_Commercial_Miscellaneous_Existing_Space Heating_Natural Gas_Furnace_Codes & Standards Forecast | F2 | Commercial | Miscellaneous | Existing | Space Heating | Natural Gas | Furnace | Codes & Standards Forecast | Usage (MMtherm) | 0.071957 | 0.071273 | 0.070199 | 0.069048 | 0.067887 | 0.066692 | 0.065536 | 0.064443 | 0.063402 | 0.062388 | 0.061395 | 0.060424 | 0.059474 | 0.058544 | 0.057633 | 0.056746 | 0.055883 | 0.055045 | 0.054232 | 0.053443 | 0.052675 | 0.051928 | 0.051198 | 0.050487 | 0.049791 | 0.049112 | 0.048444 | 0.047791 | 0.047149 | 0.046519 | 0.045899 | 0.045289 | 0.044972
F3_Commercial_Miscellaneous_Existing_Space Heating_Natural Gas_Furnace_Codes & Standards Forecast | F3 | Commercial | Miscellaneous | Existing | Space Heating | Natural Gas | Furnace | Codes & Standards Forecast | Summer Peak Demand (MW) | 0 | 0 | 0 | 0 | 0 | 0 | 0 | 0 | 0 | 0 | 0 | 0 | 0 | 0 | 0 | 0 | 0 | 0 | 0 | 0 | 0 | 0 | 0 | 0 | 0 | 0 | 0 | 0 | 0 | 0 | 0 | 0 | 0
F4_Commercial_Miscellaneous_Existing_Space Heating_Natural Gas_Furnace_Codes & Standards Forecast | F4 | Commercial | Miscellaneous | Existing | Space Heating | Natural Gas | Furnace | Codes & Standards Forecast | Winter Peak Demand (MW) | 0 | 0 | 0 | 0 | 0 | 0 | 0 | 0 | 0 | 0 | 0 | 0 | 0 | 0 | 0 | 0 | 0 | 0 | 0 | 0 | 0 | 0 | 0 | 0 | 0 | 0 | 0 | 0 | 0 | 0 | 0 | 0 | 0
F5_Commercial_Miscellaneous_Existing_Space Heating_Natural Gas_Furnace_Codes & Standards Forecast | F5 | Commercial | Miscellaneous | Existing | Space Heating | Natural Gas | Furnace | Codes & Standards Forecast | Turnover | 0 | 21184.2762 | 22967.3751 | 24559.9077 | 25993.8826 | 27268.6355 | 28424.6188 | 29483.2483 | 30451.9288 | 31328.1615 | 32116.6234 | 32824.2363 | 33456.3089 | 34018.2489 | 34515.0722 | 34952.7138 | 35336.235 | 35670.3309 | 35959.0534 | 34487.3581 | 33258.7373 | 32241.8474 | 31409.0758 | 30735.6806 | 30199.729 | 29781.567 | 29464.0313 | 29231.9694 | 29072.0268 | 28972.4548 | 28922.9389 | 28914.4426 | 34746.4764
F6_Commercial_Miscellaneous_Existing_Space Heating_Natural Gas_Furnace_Codes & Standards Forecast | F6 | Commercial | Miscellaneous | Existing | Space Heating | Natural Gas | Furnace | Codes & Standards Forecast | Avg. Replacement Usage (kWh) | 0.059344 | 0.059344 | 0.059029 | 0.058715 | 0.058401 | 0.058087 | 0.057773 | 0.057459 | 0.057145 | 0.056831 | 0.056517 | 0.056202 | 0.055888 | 0.055575 | 0.05526 | 0.054946 | 0.054632 | 0.054319 | 0.054004 | 0.05369 | 0.053376 | 0.053063 | 0.052749 | 0.052435 | 0.052121 | 0.051808 | 0.051493 | 0.05118 | 0.050866 | 0.050552 | 0.050238 | 0.049924 | 0.049924
F7_Commercial_Miscellaneous_Existing_Space Heating_Natural Gas_Furnace_Codes & Standards Forecast | F7 | Commercial | Miscellaneous | Existing | Space Heating | Natural Gas | Furnace | Codes & Standards Forecast | Avg. Replacement Summer Demand (kW) | 0 | 0 | 0 | 0 | 0 | 0 | 0 | 0 | 0 | 0 | 0 | 0 | 0 | 0 | 0 | 0 | 0 | 0 | 0 | 0 | 0 | 0 | 0 | 0 | 0 | 0 | 0 | 0 | 0 | 0 | 0 | 0 | 0
F8_Commercial_Miscellaneous_Existing_Space Heating_Natural Gas_Furnace_Codes & Standards Forecast | F8 | Commercial | Miscellaneous | Existing | Space Heating | Natural Gas | Furnace | Codes & Standards Forecast | Avg. Replacement Winter Demand (kW) | 0 | 0 | 0 | 0 | 0 | 0 | 0 | 0 | 0 | 0 | 0 | 0 | 0 | 0 | 0 | 0 | 0 | 0 | 0 | 0 | 0 | 0 | 0 | 0 | 0 | 0 | 0 | 0 | 0 | 0 | 0 | 0 | 0
F1_Commercial_Miscellaneous_Existing_Space Heating_Natural Gas_Boiler_Codes & Standards Forecast | F1 | Commercial | Miscellaneous | Existing | Space Heating | Natural Gas | Boiler | Codes & Standards Forecast | Units | 500983.3205 | 498434.4304 | 495885.5404 | 492807.4162 | 489649.2901 | 486186.7971 | 482952.0426 | 480087.7433 | 477514.0457 | 475029.8536 | 472578.3761 | 470151.4893 | 467727.9603 | 465297.4287 | 462851.8009 | 460401.6238 | 457950.7705 | 455503.1231 | 453058.7322 | 450617.6494 | 448176.0394 | 445733.8989 | 443294.7003 | 440858.4836 | 438425.2894 | 435991.6824 | 433557.6602 | 431123.2205 | 428688.3606 | 426253.0783 | 423817.3709 | 421381.2361 | 418959.1044
F2_Commercial_Miscellaneous_Existing_Space Heating_Natural Gas_Boiler_Codes & Standards Forecast | F2 | Commercial | Miscellaneous | Existing | Space Heating | Natural Gas | Boiler | Codes & Standards Forecast | Usage (MMtherm) | 0.13173 | 0.13076 | 0.12909 | 0.12728 | 0.12545 | 0.12355 | 0.12173 | 0.12002 | 0.1184 | 0.11682 | 0.11528 | 0.11376 | 0.11228 | 0.11082 | 0.10938 | 0.10798 | 0.1066 | 0.10526 | 0.10395 | 0.10268 | 0.10143 | 0.10022 | 0.099024 | 0.09784 | 0.09667 | 0.095513 | 0.094364 | 0.093228 | 0.092101 | 0.090986 | 0.089878 | 0.08878 | 0.08825
F3_Commercial_Miscellaneous_Existing_Space Heating_Natural Gas_Boiler_Codes & Standards Forecast | F3 | Commercial | Miscellaneous | Existing | Space Heating | Natural Gas | Boiler | Codes & Standards Forecast | Summer Peak Demand (MW) | 0 | 0 | 0 | 0 | 0 | 0 | 0 | 0 | 0 | 0 | 0 | 0 | 0 | 0 | 0 | 0 | 0 | 0 | 0 | 0 | 0 | 0 | 0 | 0 | 0 | 0 | 0 | 0 | 0 | 0 | 0 | 0 | 0
F4_Commercial_Miscellaneous_Existing_Space Heating_Natural Gas_Boiler_Codes & Standards Forecast | F4 | Commercial | Miscellaneous | Existing | Space Heating | Natural Gas | Boiler | Codes & Standards Forecast | Winter Peak Demand (MW) | 0 | 0 | 0 | 0 | 0 | 0 | 0 | 0 | 0 | 0 | 0 | 0 | 0 | 0 | 0 | 0 | 0 | 0 | 0 | 0 | 0 | 0 | 0 | 0 | 0 | 0 | 0 | 0 | 0 | 0 | 0 | 0 | 0
F5_Commercial_Miscellaneous_Existing_Space Heating_Natural Gas_Boiler_Codes & Standards Forecast | F5 | Commercial | Miscellaneous | Existing | Space Heating | Natural Gas | Boiler | Codes & Standards Forecast | Turnover | 0 | 9062.4442 | 9999.6754 | 10826.2125 | 11559.4823 | 12202.2619 | 12775.3496 | 13290.8476 | 13754.23 | 14166.1774 | 14530.3489 | 14851.2141 | 15132.3374 | 15377.175 | 15588.8717 | 15770.8692 | 15926.1085 | 16057.2722 | 16166.671 | 16256.3959 | 16328.1973 | 16383.7813 | 15545.5585 | 14862.8442 | 14312.6955 | 13875.0217 | 13532.454 | 13269.9118 | 13074.3244 | 12934.3853 | 12840.3354 | 12783.7704 | 12757.9113
F6_Commercial_Miscellaneous_Existing_Space Heating_Natural Gas_Boiler_Codes & Standards Forecast | F6 | Commercial | Miscellaneous | Existing | Space Heating | Natural Gas | Boiler | Codes & Standards Forecast | Avg. Replacement Usage (kWh) | 0.2498 | 0.2498 | 0.24848 | 0.24716 | 0.24583 | 0.24451 | 0.24319 | 0.24187 | 0.24055 | 0.23922 | 0.2379 | 0.23658 | 0.23526 | 0.23394 | 0.23261 | 0.23129 | 0.22997 | 0.22865 | 0.22733 | 0.226 | 0.22468 | 0.22336 | 0.22204 | 0.22072 | 0.2194 | 0.21808 | 0.21676 | 0.21544 | 0.21411 | 0.21279 | 0.21147 | 0.21015 | 0.21015
F7_Commercial_Miscellaneous_Existing_Space Heating_Natural Gas_Boiler_Codes & Standards Forecast | F7 | Commercial | Miscellaneous | Existing | Space Heating | Natural Gas | Boiler | Codes & Standards Forecast | Avg. Replacement Summer Demand (kW) | 0 | 0 | 0 | 0 | 0 | 0 | 0 | 0 | 0 | 0 | 0 | 0 | 0 | 0 | 0 | 0 | 0 | 0 | 0 | 0 | 0 | 0 | 0 | 0 | 0 | 0 | 0 | 0 | 0 | 0 | 0 | 0 | 0
F8_Commercial_Miscellaneous_Existing_Space Heating_Natural Gas_Boiler_Codes & Standards Forecast | F8 | Commercial | Miscellaneous | Existing | Space Heating | Natural Gas | Boiler | Codes & Standards Forecast | Avg. Replacement Winter Demand (kW) | 0 | 0 | 0 | 0 | 0 | 0 | 0 | 0 | 0 | 0 | 0 | 0 | 0 | 0 | 0 | 0 | 0 | 0 | 0 | 0 | 0 | 0 | 0 | 0 | 0 | 0 | 0 | 0 | 0 | 0 | 0 | 0 | 0
F1_Commercial_Miscellaneous_Existing_Space Heating_Natural Gas_Unit Heater_Codes & Standards Forecast | F1 | Commercial | Miscellaneous | Existing | Space Heating | Natural Gas | Unit Heater | Codes & Standards Forecast | Units | 9400.4048 | 9352.5777 | 9304.7505 | 9246.9929 | 9187.7341 | 9122.7642 | 9062.0676 | 9008.3221 | 8960.0295 | 8913.4164 | 8867.4171 | 8821.8792 | 8776.4043 | 8730.798 | 8684.9085 | 8638.9336 | 8592.946 | 8547.0186 | 8501.1523 | 8455.348 | 8409.5339 | 8363.7098 | 8317.9409 | 8272.2279 | 8226.5717 | 8180.9077 | 8135.2359 | 8089.5563 | 8043.8689 | 7998.1734 | 7952.4701 | 7906.7586 | 7861.31
F2_Commercial_Miscellaneous_Existing_Space Heating_Natural Gas_Unit Heater_Codes & Standards Forecast | F2 | Commercial | Miscellaneous | Existing | Space Heating | Natural Gas | Unit Heater | Codes & Standards Forecast | Usage (MMtherm) | 0.00031874 | 0.00031712 | 0.00031383 | 0.00031022 | 0.00030658 | 0.00030278 | 0.00029914 | 0.00029575 | 0.00029255 | 0.00028943 | 0.00028635 | 0.00028329 | 0.00028026 | 0.00027724 | 0.00027422 | 0.00027122 | 0.00026823 | 0.00026527 | 0.00026232 | 0.00025939 | 0.00025647 | 0.00025358 | 0.0002507 | 0.00024784 | 0.00024499 | 0.00024217 | 0.00023935 | 0.00023656 | 0.00023378 | 0.00023102 | 0.00022827 | 0.00022554 | 0.00022425
F3_Commercial_Miscellaneous_Existing_Space Heating_Natural Gas_Unit Heater_Codes & Standards Forecast | F3 | Commercial | Miscellaneous | Existing | Space Heating | Natural Gas | Unit Heater | Codes & Standards Forecast | Summer Peak Demand (MW) | 0 | 0 | 0 | 0 | 0 | 0 | 0 | 0 | 0 | 0 | 0 | 0 | 0 | 0 | 0 | 0 | 0 | 0 | 0 | 0 | 0 | 0 | 0 | 0 | 0 | 0 | 0 | 0 | 0 | 0 | 0 | 0 | 0
F4_Commercial_Miscellaneous_Existing_Space Heating_Natural Gas_Unit Heater_Codes & Standards Forecast | F4 | Commercial | Miscellaneous | Existing | Space Heating | Natural Gas | Unit Heater | Codes & Standards Forecast | Winter Peak Demand (MW) | 0 | 0 | 0 | 0 | 0 | 0 | 0 | 0 | 0 | 0 | 0 | 0 | 0 | 0 | 0 | 0 | 0 | 0 | 0 | 0 | 0 | 0 | 0 | 0 | 0 | 0 | 0 | 0 | 0 | 0 | 0 | 0 | 0
F5_Commercial_Miscellaneous_Existing_Space Heating_Natural Gas_Unit Heater_Codes & Standards Forecast | F5 | Commercial | Miscellaneous | Existing | Space Heating | Natural Gas | Unit Heater | Codes & Standards Forecast | Turnover | 0 | 311.7526 | 403.2059 | 474.679 | 530.4385 | 573.3961 | 606.6994 | 632.6196 | 652.7164 | 668.0135 | 679.4432 | 687.7945 | 605.9086 | 557.8749 | 533.1192 | 523.9886 | 524.9784 | 606.8665 | 624.5737 | 637.8893 | 647.7053 | 654.7359 | 659.5547 | 646.07 | 624.7879 | 601.9896 | 581.1684 | 564.0152 | 544.0697 | 539.5282 | 543.908 | 552.9079 | 563.7715
F6_Commercial_Miscellaneous_Existing_Space Heating_Natural Gas_Unit Heater_Codes & Standards Forecast | F6 | Commercial | Miscellaneous | Existing | Space Heating | Natural Gas | Unit Heater | Codes & Standards Forecast | Avg. Replacement Usage (kWh) | 0.033908 | 0.033908 | 0.033728 | 0.033548 | 0.033369 | 0.03319 | 0.03301 | 0.032831 | 0.032651 | 0.032472 | 0.032292 | 0.032113 | 0.031933 | 0.031754 | 0.031574 | 0.031395 | 0.031216 | 0.031036 | 0.030857 | 0.030677 | 0.030498 | 0.030319 | 0.030139 | 0.02996 | 0.029781 | 0.029602 | 0.029422 | 0.029243 | 0.029063 | 0.028884 | 0.028705 | 0.028525 | 0.028525
F7_Commercial_Miscellaneous_Existing_Space Heating_Natural Gas_Unit Heater_Codes & Standards Forecast | F7 | Commercial | Miscellaneous | Existing | Space Heating | Natural Gas | Unit Heater | Codes & Standards Forecast | Avg. Replacement Summer Demand (kW) | 0 | 0 | 0 | 0 | 0 | 0 | 0 | 0 | 0 | 0 | 0 | 0 | 0 | 0 | 0 | 0 | 0 | 0 | 0 | 0 | 0 | 0 | 0 | 0 | 0 | 0 | 0 | 0 | 0 | 0 | 0 | 0 | 0
F8_Commercial_Miscellaneous_Existing_Space Heating_Natural Gas_Unit Heater_Codes & Standards Forecast | F8 | Commercial | Miscellaneous | Existing | Space Heating | Natural Gas | Unit Heater | Codes & Standards Forecast | Avg. Replacement Winter Demand (kW) | 0 | 0 | 0 | 0 | 0 | 0 | 0 | 0 | 0 | 0 | 0 | 0 | 0 | 0 | 0 | 0 | 0 | 0 | 0 | 0 | 0 | 0 | 0 | 0 | 0 | 0 | 0 | 0 | 0 | 0 | 0 | 0 | 0
F1_Commercial_Miscellaneous_Existing_Water Heating_Natural Gas_Water Heater_Codes & Standards Forecast | F1 | Commercial | Miscellaneous | Existing | Water Heating | Natural Gas | Water Heater | Codes & Standards Forecast | Units | 1163576.8558 | 1157656.8394 | 1151736.823 | 1144587.6148 | 1137252.5952 | 1129210.6574 | 1121697.6618 | 1115045.0803 | 1109067.4463 | 1103297.6965 | 1097603.929 | 1091967.2758 | 1086338.4211 | 1080693.3025 | 1075013.1216 | 1069322.3744 | 1063630.057 | 1057945.1851 | 1052267.8771 | 1046598.2522 | 1040927.4031 | 1035255.3217 | 1029590.073 | 1023931.7503 | 1018280.4474 | 1012628.1859 | 1006974.96 | 1001320.7642 | 995665.5928 | 990009.44 | 984352.3002 | 978694.1675 | 973068.5583
F2_Commercial_Miscellaneous_Existing_Water Heating_Natural Gas_Water Heater_Codes & Standards Forecast | F2 | Commercial | Miscellaneous | Existing | Water Heating | Natural Gas | Water Heater | Codes & Standards Forecast | Usage (MMtherm) | 0.31945 | 0.31381 | 0.30738 | 0.30025 | 0.29304 | 0.28589 | 0.2793 | 0.27351 | 0.26858 | 0.2645 | 0.26099 | 0.25794 | 0.25526 | 0.25285 | 0.25066 | 0.24865 | 0.24679 | 0.24503 | 0.24338 | 0.24179 | 0.24026 | 0.23878 | 0.23733 | 0.23592 | 0.23453 | 0.23316 | 0.2318 | 0.23046 | 0.22912 | 0.22779 | 0.22647 | 0.22515 | 0.22384
F3_Commercial_Miscellaneous_Existing_Water Heating_Natural Gas_Water Heater_Codes & Standards Forecast | F3 | Commercial | Miscellaneous | Existing | Water Heating | Natural Gas | Water Heater | Codes & Standards Forecast | Summer Peak Demand (MW) | 0 | 0 | 0 | 0 | 0 | 0 | 0 | 0 | 0 | 0 | 0 | 0 | 0 | 0 | 0 | 0 | 0 | 0 | 0 | 0 | 0 | 0 | 0 | 0 | 0 | 0 | 0 | 0 | 0 | 0 | 0 | 0 | 0
F4_Commercial_Miscellaneous_Existing_Water Heating_Natural Gas_Water Heater_Codes & Standards Forecast | F4 | Commercial | Miscellaneous | Existing | Water Heating | Natural Gas | Water Heater | Codes & Standards Forecast | Winter Peak Demand (MW) | 0 | 0 | 0 | 0 | 0 | 0 | 0 | 0 | 0 | 0 | 0 | 0 | 0 | 0 | 0 | 0 | 0 | 0 | 0 | 0 | 0 | 0 | 0 | 0 | 0 | 0 | 0 | 0 | 0 | 0 | 0 | 0 | 0
F5_Commercial_Miscellaneous_Existing_Water Heating_Natural Gas_Water Heater_Codes & Standards Forecast | F5 | Commercial | Miscellaneous | Existing | Water Heating | Natural Gas | Water Heater | Codes & Standards Forecast | Turnover | 0 | 46306.2736 | 59890.3148 | 70506.5971 | 78788.8598 | 85169.5846 | 90116.2928 | 93966.3654 | 96951.4465 | 99223.6114 | 87750.0714 | 81196.0103 | 78005.6593 | 77054.331 | 77535.8214 | 90094.6575 | 92964.6468 | 95133.1205 | 96743.4396 | 95397.8776 | 92726.1686 | 89711.368 | 86907.5113 | 84589.7203 | 81791.2955 | 81287.4881 | 82103.3672 | 83593.1637 | 84863.1474 | 88290.5742 | 88101.5372 | 87244.7428 | 85986.2779
F6_Commercial_Miscellaneous_Existing_Water Heating_Natural Gas_Water Heater_Codes & Standards Forecast | F6 | Commercial | Miscellaneous | Existing | Water Heating | Natural Gas | Water Heater | Codes & Standards Forecast | Avg. Replacement Usage (kWh) | 0.22998 | 0.22998 | 0.22998 | 0.22998 | 0.22998 | 0.22998 | 0.22998 | 0.22998 | 0.22998 | 0.22998 | 0.22998 | 0.22998 | 0.22998 | 0.22998 | 0.22998 | 0.22998 | 0.22998 | 0.22998 | 0.22998 | 0.22998 | 0.22998 | 0.22998 | 0.22998 | 0.22998 | 0.22998 | 0.22998 | 0.22998 | 0.22998 | 0.22998 | 0.22998 | 0.22998 | 0.22998 | 0.22998
F7_Commercial_Miscellaneous_Existing_Water Heating_Natural Gas_Water Heater_Codes & Standards Forecast | F7 | Commercial | Miscellaneous | Existing | Water Heating | Natural Gas | Water Heater | Codes & Standards Forecast | Avg. Replacement Summer Demand (kW) | 0 | 0 | 0 | 0 | 0 | 0 | 0 | 0 | 0 | 0 | 0 | 0 | 0 | 0 | 0 | 0 | 0 | 0 | 0 | 0 | 0 | 0 | 0 | 0 | 0 | 0 | 0 | 0 | 0 | 0 | 0 | 0 | 0
F8_Commercial_Miscellaneous_Existing_Water Heating_Natural Gas_Water Heater_Codes & Standards Forecast | F8 | Commercial | Miscellaneous | Existing | Water Heating | Natural Gas | Water Heater | Codes & Standards Forecast | Avg. Replacement Winter Demand (kW) | 0 | 0 | 0 | 0 | 0 | 0 | 0 | 0 | 0 | 0 | 0 | 0 | 0 | 0 | 0 | 0 | 0 | 0 | 0 | 0 | 0 | 0 | 0 | 0 | 0 | 0 | 0 | 0 | 0 | 0 | 0 | 0 | 0
F1_Commercial_Miscellaneous_Existing_Food Preparation_Natural Gas_Oven_Codes & Standards Forecast | F1 | Commercial | Miscellaneous | Existing | Food Preparation | Natural Gas | Oven | Codes & Standards Forecast | Units | 651398.5941 | 648084.425 | 644770.256 | 640767.9556 | 636661.6334 | 632159.5613 | 627953.6038 | 624229.327 | 620882.9023 | 617652.8562 | 614465.3468 | 611309.8114 | 608158.6417 | 604998.3672 | 601818.4639 | 598632.6454 | 595445.9478 | 592263.4184 | 589085.1234 | 585911.1297 | 582736.4506 | 579561.0816 | 576389.5377 | 573221.8712 | 570058.1345 | 566893.8612 | 563729.048 | 560563.6918 | 557397.7895 | 554231.3377 | 551064.3334 | 547896.7733 | 544747.4205
F2_Commercial_Miscellaneous_Existing_Food Preparation_Natural Gas_Oven_Codes & Standards Forecast | F2 | Commercial | Miscellaneous | Existing | Food Preparation | Natural Gas | Oven | Codes & Standards Forecast | Usage (MMtherm) | 0.013294 | 0.013263 | 0.013243 | 0.013217 | 0.013196 | 0.01317 | 0.013155 | 0.013152 | 0.013159 | 0.013169 | 0.013182 | 0.013196 | 0.013193 | 0.013176 | 0.013148 | 0.013111 | 0.013067 | 0.013018 | 0.012965 | 0.012908 | 0.012848 | 0.012787 | 0.012723 | 0.012659 | 0.012593 | 0.012526 | 0.012459 | 0.012391 | 0.012323 | 0.012254 | 0.012185 | 0.012116 | 0.012047
F3_Commercial_Miscellaneous_Existing_Food Preparation_Natural Gas_Oven_Codes & Standards Forecast | F3 | Commercial | Miscellaneous | Existing | Food Preparation | Natural Gas | Oven | Codes & Standards Forecast | Summer Peak Demand (MW) | 0 | 0 | 0 | 0 | 0 | 0 | 0 | 0 | 0 | 0 | 0 | 0 | 0 | 0 | 0 | 0 | 0 | 0 | 0 | 0 | 0 | 0 | 0 | 0 | 0 | 0 | 0 | 0 | 0 | 0 | 0 | 0 | 0
F4_Commercial_Miscellaneous_Existing_Food Preparation_Natural Gas_Oven_Codes & Standards Forecast | F4 | Commercial | Miscellaneous | Existing | Food Preparation | Natural Gas | Oven | Codes & Standards Forecast | Winter Peak Demand (MW) | 0 | 0 | 0 | 0 | 0 | 0 | 0 | 0 | 0 | 0 | 0 | 0 | 0 | 0 | 0 | 0 | 0 | 0 | 0 | 0 | 0 | 0 | 0 | 0 | 0 | 0 | 0 | 0 | 0 | 0 | 0 | 0 | 0
F5_Commercial_Miscellaneous_Existing_Food Preparation_Natural Gas_Oven_Codes & Standards Forecast | F5 | Commercial | Miscellaneous | Existing | Food Preparation | Natural Gas | Oven | Codes & Standards Forecast | Turnover | 0 | 21602.8142 | 27940.0444 | 32892.7551 | 36756.5983 | 39733.3356 | 42041.0751 | 43837.2119 | 45229.8128 | 46289.8237 | 47081.8384 | 47660.5397 | 41986.2789 | 38657.7982 | 36942.3582 | 36309.6501 | 36378.243 | 42052.6523 | 43279.6717 | 44202.37 | 44882.5666 | 45369.7502 | 45703.6702 | 44769.2512 | 43294.5108 | 41714.7122 | 40271.9143 | 39083.2883 | 37701.17 | 37386.4674 | 37689.9616 | 38313.6105 | 39066.3967
F6_Commercial_Miscellaneous_Existing_Food Preparation_Natural Gas_Oven_Codes & Standards Forecast | F6 | Commercial | Miscellaneous | Existing | Food Preparation | Natural Gas | Oven | Codes & Standards Forecast | Avg. Replacement Usage (kWh) | 0.02212 | 0.02212 | 0.02212 | 0.02212 | 0.02212 | 0.02212 | 0.02212 | 0.02212 | 0.02212 | 0.02212 | 0.02212 | 0.02212 | 0.02212 | 0.02212 | 0.02212 | 0.02212 | 0.02212 | 0.02212 | 0.02212 | 0.02212 | 0.02212 | 0.02212 | 0.02212 | 0.02212 | 0.02212 | 0.02212 | 0.02212 | 0.02212 | 0.02212 | 0.02212 | 0.02212 | 0.02212 | 0.02212
F7_Commercial_Miscellaneous_Existing_Food Preparation_Natural Gas_Oven_Codes & Standards Forecast | F7 | Commercial | Miscellaneous | Existing | Food Preparation | Natural Gas | Oven | Codes & Standards Forecast | Avg. Replacement Summer Demand (kW) | 0 | 0 | 0 | 0 | 0 | 0 | 0 | 0 | 0 | 0 | 0 | 0 | 0 | 0 | 0 | 0 | 0 | 0 | 0 | 0 | 0 | 0 | 0 | 0 | 0 | 0 | 0 | 0 | 0 | 0 | 0 | 0 | 0
F8_Commercial_Miscellaneous_Existing_Food Preparation_Natural Gas_Oven_Codes & Standards Forecast | F8 | Commercial | Miscellaneous | Existing | Food Preparation | Natural Gas | Oven | Codes & Standards Forecast | Avg. Replacement Winter Demand (kW) | 0 | 0 | 0 | 0 | 0 | 0 | 0 | 0 | 0 | 0 | 0 | 0 | 0 | 0 | 0 | 0 | 0 | 0 | 0 | 0 | 0 | 0 | 0 | 0 | 0 | 0 | 0 | 0 | 0 | 0 | 0 | 0 | 0
F1_Commercial_Miscellaneous_Existing_Food Preparation_Natural Gas_Conveyor Oven_Codes & Standards Forecast | F1 | Commercial | Miscellaneous | Existing | Food Preparation | Natural Gas | Conveyor Oven | Codes & Standards Forecast | Units | 325699.297 | 324042.2125 | 322385.128 | 320383.9778 | 318330.8167 | 316079.7806 | 313976.8019 | 312114.6635 | 310441.4511 | 308826.4281 | 307232.6734 | 305654.9057 | 304079.3209 | 302499.1836 | 300909.232 | 299316.3227 | 297722.9739 | 296131.7092 | 294542.5617 | 292955.5648 | 291368.2253 | 289780.5408 | 288194.7689 | 286610.9356 | 285029.0673 | 283446.9306 | 281864.524 | 280281.8459 | 278698.8947 | 277115.6689 | 275532.1667 | 273948.3866 | 272373.7103
F2_Commercial_Miscellaneous_Existing_Food Preparation_Natural Gas_Conveyor Oven_Codes & Standards Forecast | F2 | Commercial | Miscellaneous | Existing | Food Preparation | Natural Gas | Conveyor Oven | Codes & Standards Forecast | Usage (MMtherm) | 0.011374 | 0.01136 | 0.011358 | 0.011355 | 0.011356 | 0.011357 | 0.011367 | 0.011388 | 0.011419 | 0.011454 | 0.01149 | 0.011528 | 0.011566 | 0.011604 | 0.011642 | 0.011679 | 0.011716 | 0.011731 | 0.011731 | 0.011717 | 0.011694 | 0.011661 | 0.011623 | 0.011579 | 0.011531 | 0.011479 | 0.011425 | 0.011369 | 0.011311 | 0.011252 | 0.011192 | 0.01113 | 0.011069
F3_Commercial_Miscellaneous_Existing_Food Preparation_Natural Gas_Conveyor Oven_Codes & Standards Forecast | F3 | Commercial | Miscellaneous | Existing | Food Preparation | Natural Gas | Conveyor Oven | Codes & Standards Forecast | Summer Peak Demand (MW) | 0 | 0 | 0 | 0 | 0 | 0 | 0 | 0 | 0 | 0 | 0 | 0 | 0 | 0 | 0 | 0 | 0 | 0 | 0 | 0 | 0 | 0 | 0 | 0 | 0 | 0 | 0 | 0 | 0 | 0 | 0 | 0 | 0
F4_Commercial_Miscellaneous_Existing_Food Preparation_Natural Gas_Conveyor Oven_Codes & Standards Forecast | F4 | Commercial | Miscellaneous | Existing | Food Preparation | Natural Gas | Conveyor Oven | Codes & Standards Forecast | Winter Peak Demand (MW) | 0 | 0 | 0 | 0 | 0 | 0 | 0 | 0 | 0 | 0 | 0 | 0 | 0 | 0 | 0 | 0 | 0 | 0 | 0 | 0 | 0 | 0 | 0 | 0 | 0 | 0 | 0 | 0 | 0 | 0 | 0 | 0 | 0
F5_Commercial_Miscellaneous_Existing_Food Preparation_Natural Gas_Conveyor Oven_Codes & Standards Forecast | F5 | Commercial | Miscellaneous | Existing | Food Preparation | Natural Gas | Conveyor Oven | Codes & Standards Forecast | Turnover | 0 | 7624.5226 | 9861.1922 | 11609.2077 | 12972.917 | 14023.5302 | 14838.0265 | 15471.9572 | 15963.4633 | 16337.5848 | 16617.1194 | 16821.367 | 16965.1289 | 17060.3901 | 17116.6845 | 17142.2282 | 17143.4033 | 15034.9814 | 13765.3461 | 13076.0089 | 12778.9491 | 12738.7947 | 14636.8016 | 15016.983 | 15300.564 | 15507.1768 | 15652.5368 | 15749.1513 | 15806.9742 | 15833.927 | 15836.3136 | 15819.1504 | 15786.9732
F6_Commercial_Miscellaneous_Existing_Food Preparation_Natural Gas_Conveyor Oven_Codes & Standards Forecast | F6 | Commercial | Miscellaneous | Existing | Food Preparation | Natural Gas | Conveyor Oven | Codes & Standards Forecast | Avg. Replacement Usage (kWh) | 0.040676 | 0.040676 | 0.040676 | 0.040676 | 0.040676 | 0.040676 | 0.040676 | 0.040676 | 0.040676 | 0.040676 | 0.040676 | 0.040676 | 0.040676 | 0.040676 | 0.040676 | 0.040676 | 0.040676 | 0.040676 | 0.040676 | 0.040676 | 0.040676 | 0.040676 | 0.040676 | 0.040676 | 0.040676 | 0.040676 | 0.040676 | 0.040676 | 0.040676 | 0.040676 | 0.040676 | 0.040676 | 0.040676
F7_Commercial_Miscellaneous_Existing_Food Preparation_Natural Gas_Conveyor Oven_Codes & Standards Forecast | F7 | Commercial | Miscellaneous | Existing | Food Preparation | Natural Gas | Conveyor Oven | Codes & Standards Forecast | Avg. Replacement Summer Demand (kW) | 0 | 0 | 0 | 0 | 0 | 0 | 0 | 0 | 0 | 0 | 0 | 0 | 0 | 0 | 0 | 0 | 0 | 0 | 0 | 0 | 0 | 0 | 0 | 0 | 0 | 0 | 0 | 0 | 0 | 0 | 0 | 0 | 0
F8_Commercial_Miscellaneous_Existing_Food Preparation_Natural Gas_Conveyor Oven_Codes & Standards Forecast | F8 | Commercial | Miscellaneous | Existing | Food Preparation | Natural Gas | Conveyor Oven | Codes & Standards Forecast | Avg. Replacement Winter Demand (kW) | 0 | 0 | 0 | 0 | 0 | 0 | 0 | 0 | 0 | 0 | 0 | 0 | 0 | 0 | 0 | 0 | 0 | 0 | 0 | 0 | 0 | 0 | 0 | 0 | 0 | 0 | 0 | 0 | 0 | 0 | 0 | 0 | 0
F1_Commercial_Miscellaneous_Existing_Food Preparation_Natural Gas_Double Rack Oven_Codes & Standards Forecast | F1 | Commercial | Miscellaneous | Existing | Food Preparation | Natural Gas | Double Rack Oven | Codes & Standards Forecast | Units | 325699.297 | 324042.2125 | 322385.128 | 320383.9778 | 318330.8167 | 316079.7806 | 313976.8019 | 312114.6635 | 310441.4511 | 308826.4281 | 307232.6734 | 305654.9057 | 304079.3209 | 302499.1836 | 300909.232 | 299316.3227 | 297722.9739 | 296131.7092 | 294542.5617 | 292955.5648 | 291368.2253 | 289780.5408 | 288194.7689 | 286610.9356 | 285029.0673 | 283446.9306 | 281864.524 | 280281.8459 | 278698.8947 | 277115.6689 | 275532.1667 | 273948.3866 | 272373.7103
F2_Commercial_Miscellaneous_Existing_Food Preparation_Natural Gas_Double Rack Oven_Codes & Standards Forecast | F2 | Commercial | Miscellaneous | Existing | Food Preparation | Natural Gas | Double Rack Oven | Codes & Standards Forecast | Usage (MMtherm) | 0.017278 | 0.017401 | 0.017583 | 0.017794 | 0.018037 | 0.018296 | 0.018583 | 0.018898 | 0.019237 | 0.019587 | 0.019943 | 0.020304 | 0.020568 | 0.020755 | 0.020879 | 0.020954 | 0.020991 | 0.020996 | 0.020977 | 0.020939 | 0.020884 | 0.020818 | 0.020741 | 0.020657 | 0.020567 | 0.020472 | 0.020373 | 0.02027 | 0.020165 | 0.020058 | 0.01995 | 0.01984 | 0.019729
F3_Commercial_Miscellaneous_Existing_Food Preparation_Natural Gas_Double Rack Oven_Codes & Standards Forecast | F3 | Commercial | Miscellaneous | Existing | Food Preparation | Natural Gas | Double Rack Oven | Codes & Standards Forecast | Summer Peak Demand (MW) | 0 | 0 | 0 | 0 | 0 | 0 | 0 | 0 | 0 | 0 | 0 | 0 | 0 | 0 | 0 | 0 | 0 | 0 | 0 | 0 | 0 | 0 | 0 | 0 | 0 | 0 | 0 | 0 | 0 | 0 | 0 | 0 | 0
F4_Commercial_Miscellaneous_Existing_Food Preparation_Natural Gas_Double Rack Oven_Codes & Standards Forecast | F4 | Commercial | Miscellaneous | Existing | Food Preparation | Natural Gas | Double Rack Oven | Codes & Standards Forecast | Winter Peak Demand (MW) | 0 | 0 | 0 | 0 | 0 | 0 | 0 | 0 | 0 | 0 | 0 | 0 | 0 | 0 | 0 | 0 | 0 | 0 | 0 | 0 | 0 | 0 | 0 | 0 | 0 | 0 | 0 | 0 | 0 | 0 | 0 | 0 | 0
F5_Commercial_Miscellaneous_Existing_Food Preparation_Natural Gas_Double Rack Oven_Codes & Standards Forecast | F5 | Commercial | Miscellaneous | Existing | Food Preparation | Natural Gas | Double Rack Oven | Codes & Standards Forecast | Turnover | 0 | 10801.4071 | 13970.0222 | 16446.3775 | 18378.2992 | 19866.6678 | 21020.5376 | 21918.606 | 22614.9064 | 23144.9118 | 23540.9192 | 23830.2699 | 20993.1395 | 19328.8991 | 18471.1791 | 18154.825 | 18189.1215 | 21026.3262 | 21639.8359 | 22101.185 | 22441.2833 | 22684.8751 | 22851.8351 | 22384.6256 | 21647.2554 | 20857.3561 | 20135.9571 | 19541.6441 | 18850.585 | 18693.2337 | 18844.9808 | 19156.8053 | 19533.1983
F6_Commercial_Miscellaneous_Existing_Food Preparation_Natural Gas_Double Rack Oven_Codes & Standards Forecast | F6 | Commercial | Miscellaneous | Existing | Food Preparation | Natural Gas | Double Rack Oven | Codes & Standards Forecast | Avg. Replacement Usage (kWh) | 0.072491 | 0.072491 | 0.072491 | 0.072491 | 0.072491 | 0.072491 | 0.072491 | 0.072491 | 0.072491 | 0.072491 | 0.072491 | 0.072491 | 0.072491 | 0.072491 | 0.072491 | 0.072491 | 0.072491 | 0.072491 | 0.072491 | 0.072491 | 0.072491 | 0.072491 | 0.072491 | 0.072491 | 0.072491 | 0.072491 | 0.072491 | 0.072491 | 0.072491 | 0.072491 | 0.072491 | 0.072491 | 0.072491
F7_Commercial_Miscellaneous_Existing_Food Preparation_Natural Gas_Double Rack Oven_Codes & Standards Forecast | F7 | Commercial | Miscellaneous | Existing | Food Preparation | Natural Gas | Double Rack Oven | Codes & Standards Forecast | Avg. Replacement Summer Demand (kW) | 0 | 0 | 0 | 0 | 0 | 0 | 0 | 0 | 0 | 0 | 0 | 0 | 0 | 0 | 0 | 0 | 0 | 0 | 0 | 0 | 0 | 0 | 0 | 0 | 0 | 0 | 0 | 0 | 0 | 0 | 0 | 0 | 0
F8_Commercial_Miscellaneous_Existing_Food Preparation_Natural Gas_Double Rack Oven_Codes & Standards Forecast | F8 | Commercial | Miscellaneous | Existing | Food Preparation | Natural Gas | Double Rack Oven | Codes & Standards Forecast | Avg. Replacement Winter Demand (kW) | 0 | 0 | 0 | 0 | 0 | 0 | 0 | 0 | 0 | 0 | 0 | 0 | 0 | 0 | 0 | 0 | 0 | 0 | 0 | 0 | 0 | 0 | 0 | 0 | 0 | 0 | 0 | 0 | 0 | 0 | 0 | 0 | 0
F1_Commercial_Miscellaneous_Existing_Food Preparation_Natural Gas_Fryer_Codes & Standards Forecast | F1 | Commercial | Miscellaneous | Existing | Food Preparation | Natural Gas | Fryer | Codes & Standards Forecast | Units | 55935.3816 | 55650.795 | 55366.2084 | 55022.5322 | 54669.9237 | 54283.3322 | 53922.1681 | 53602.3656 | 53315.0093 | 53037.6463 | 52763.9359 | 52492.9711 | 52222.3812 | 51951.0095 | 51677.9522 | 51404.3871 | 51130.7464 | 50857.4637 | 50584.5445 | 50311.9947 | 50039.3861 | 49766.7182 | 49494.3788 | 49222.3723 | 48950.7033 | 48678.9882 | 48407.2267 | 48135.4186 | 47863.5636 | 47591.6615 | 47319.7119 | 47047.7145 | 46777.2806
F2_Commercial_Miscellaneous_Existing_Food Preparation_Natural Gas_Fryer_Codes & Standards Forecast | F2 | Commercial | Miscellaneous | Existing | Food Preparation | Natural Gas | Fryer | Codes & Standards Forecast | Usage (MMtherm) | 0.0018466 | 0.0018512 | 0.0018615 | 0.0017817 | 0.0016933 | 0.0015981 | 0.0015124 | 0.001429 | 0.0013659 | 0.0013174 | 0.0012676 | 0.001224 | 0.001207 | 0.0011927 | 0.0011805 | 0.0011698 | 0.0011603 | 0.0011516 | 0.0011436 | 0.001136 | 0.0011288 | 0.0011219 | 0.0011152 | 0.0011087 | 0.0011022 | 0.0010959 | 0.0010896 | 0.0010833 | 0.0010771 | 0.0010709 | 0.0010647 | 0.0010586 | 0.0010525
F3_Commercial_Miscellaneous_Existing_Food Preparation_Natural Gas_Fryer_Codes & Standards Forecast | F3 | Commercial | Miscellaneous | Existing | Food Preparation | Natural Gas | Fryer | Codes & Standards Forecast | Summer Peak Demand (MW) | 0 | 0 | 0 | 0 | 0 | 0 | 0 | 0 | 0 | 0 | 0 | 0 | 0 | 0 | 0 | 0 | 0 | 0 | 0 | 0 | 0 | 0 | 0 | 0 | 0 | 0 | 0 | 0 | 0 | 0 | 0 | 0 | 0
F4_Commercial_Miscellaneous_Existing_Food Preparation_Natural Gas_Fryer_Codes & Standards Forecast | F4 | Commercial | Miscellaneous | Existing | Food Preparation | Natural Gas | Fryer | Codes & Standards Forecast | Winter Peak Demand (MW) | 0 | 0 | 0 | 0 | 0 | 0 | 0 | 0 | 0 | 0 | 0 | 0 | 0 | 0 | 0 | 0 | 0 | 0 | 0 | 0 | 0 | 0 | 0 | 0 | 0 | 0 | 0 | 0 | 0 | 0 | 0 | 0 | 0
F5_Commercial_Miscellaneous_Existing_Food Preparation_Natural Gas_Fryer_Codes & Standards Forecast | F5 | Commercial | Miscellaneous | Existing | Food Preparation | Natural Gas | Fryer | Codes & Standards Forecast | Turnover | 0 | 3794.3724 | 5347.8724 | 6487.0315 | 7319.0913 | 7917.9257 | 6818.0618 | 6377.5941 | 6328.983 | 6497.1845 | 7625.5298 | 7703.0019 | 7564.8692 | 7382.9412 | 7237.7352 | 7019.929 | 7022.1439 | 7076.9818 | 7121.961 | 7337.2033 | 7207.8496 | 7062.8748 | 6957.751 | 6898.1294 | 6889.1518 | 6900.1 | 6884.5317 | 6844.8173 | 6838.8009 | 6754.2126 | 6689.7203 | 6646.2509 | 6614.1362
F6_Commercial_Miscellaneous_Existing_Food Preparation_Natural Gas_Fryer_Codes & Standards Forecast | F6 | Commercial | Miscellaneous | Existing | Food Preparation | Natural Gas | Fryer | Codes & Standards Forecast | Avg. Replacement Usage (kWh) | 0.036707 | 0.036707 | 0.036707 | 0.022498 | 0.022498 | 0.022498 | 0.022498 | 0.022498 | 0.022498 | 0.022498 | 0.022498 | 0.022498 | 0.022498 | 0.022498 | 0.022498 | 0.022498 | 0.022498 | 0.022498 | 0.022498 | 0.022498 | 0.022498 | 0.022498 | 0.022498 | 0.022498 | 0.022498 | 0.022498 | 0.022498 | 0.022498 | 0.022498 | 0.022498 | 0.022498 | 0.022498 | 0.022498
F7_Commercial_Miscellaneous_Existing_Food Preparation_Natural Gas_Fryer_Codes & Standards Forecast | F7 | Commercial | Miscellaneous | Existing | Food Preparation | Natural Gas | Fryer | Codes & Standards Forecast | Avg. Replacement Summer Demand (kW) | 0 | 0 | 0 | 0 | 0 | 0 | 0 | 0 | 0 | 0 | 0 | 0 | 0 | 0 | 0 | 0 | 0 | 0 | 0 | 0 | 0 | 0 | 0 | 0 | 0 | 0 | 0 | 0 | 0 | 0 | 0 | 0 | 0
F8_Commercial_Miscellaneous_Existing_Food Preparation_Natural Gas_Fryer_Codes & Standards Forecast | F8 | Commercial | Miscellaneous | Existing | Food Preparation | Natural Gas | Fryer | Codes & Standards Forecast | Avg. Replacement Winter Demand (kW) | 0 | 0 | 0 | 0 | 0 | 0 | 0 | 0 | 0 | 0 | 0 | 0 | 0 | 0 | 0 | 0 | 0 | 0 | 0 | 0 | 0 | 0 | 0 | 0 | 0 | 0 | 0 | 0 | 0 | 0 | 0 | 0 | 0
F1_Commercial_Miscellaneous_Existing_Food Preparation_Natural Gas_Broiler_Codes & Standards Forecast | F1 | Commercial | Miscellaneous | Existing | Food Preparation | Natural Gas | Broiler | Codes & Standards Forecast | Units | 637539.0495 | 634295.3947 | 631051.74 | 627134.5949 | 623115.6412 | 618709.3578 | 614592.8888 | 610947.852 | 607672.6277 | 604511.306 | 601391.616 | 598303.2196 | 595219.0962 | 592126.0615 | 589013.8157 | 585895.7806 | 582776.8851 | 579662.0691 | 576551.3974 | 573444.9354 | 570337.8027 | 567229.9947 | 564125.9305 | 561025.6612 | 557929.2381 | 554832.2897 | 551734.813 | 548636.8048 | 545538.262 | 542439.1816 | 539339.5604 | 536239.3951 | 533157.0499
F2_Commercial_Miscellaneous_Existing_Food Preparation_Natural Gas_Broiler_Codes & Standards Forecast | F2 | Commercial | Miscellaneous | Existing | Food Preparation | Natural Gas | Broiler | Codes & Standards Forecast | Usage (MMtherm) | 0.023149 | 0.02311 | 0.023093 | 0.023069 | 0.023055 | 0.023037 | 0.023036 | 0.023059 | 0.0231 | 0.023148 | 0.0232 | 0.023254 | 0.023272 | 0.023261 | 0.023226 | 0.023173 | 0.023105 | 0.023026 | 0.022937 | 0.022841 | 0.02274 | 0.022633 | 0.022524 | 0.022411 | 0.022296 | 0.02218 | 0.022061 | 0.021942 | 0.021822 | 0.0217 | 0.021579 | 0.021456 | 0.021335
F3_Commercial_Miscellaneous_Existing_Food Preparation_Natural Gas_Broiler_Codes & Standards Forecast | F3 | Commercial | Miscellaneous | Existing | Food Preparation | Natural Gas | Broiler | Codes & Standards Forecast | Summer Peak Demand (MW) | 0 | 0 | 0 | 0 | 0 | 0 | 0 | 0 | 0 | 0 | 0 | 0 | 0 | 0 | 0 | 0 | 0 | 0 | 0 | 0 | 0 | 0 | 0 | 0 | 0 | 0 | 0 | 0 | 0 | 0 | 0 | 0 | 0
F4_Commercial_Miscellaneous_Existing_Food Preparation_Natural Gas_Broiler_Codes & Standards Forecast | F4 | Commercial | Miscellaneous | Existing | Food Preparation | Natural Gas | Broiler | Codes & Standards Forecast | Winter Peak Demand (MW) | 0 | 0 | 0 | 0 | 0 | 0 | 0 | 0 | 0 | 0 | 0 | 0 | 0 | 0 | 0 | 0 | 0 | 0 | 0 | 0 | 0 | 0 | 0 | 0 | 0 | 0 | 0 | 0 | 0 | 0 | 0 | 0 | 0
F5_Commercial_Miscellaneous_Existing_Food Preparation_Natural Gas_Broiler_Codes & Standards Forecast | F5 | Commercial | Miscellaneous | Existing | Food Preparation | Natural Gas | Broiler | Codes & Standards Forecast | Turnover | 0 | 21143.1798 | 27345.5754 | 32192.9092 | 35974.543 | 38887.9455 | 41146.5842 | 42904.5053 | 44267.4763 | 45304.9338 | 46080.0972 | 46646.4857 | 41092.9538 | 37835.2918 | 36156.3505 | 35537.1044 | 35604.2379 | 41157.915 | 42358.8276 | 43261.894 | 43927.6184 | 44404.4364 | 44731.2517 | 43816.7139 | 42373.351 | 40827.1652 | 39415.065 | 38251.729 | 36899.0174 | 36591.0107 | 36888.0475 | 37498.4273 | 38235.1968
F6_Commercial_Miscellaneous_Existing_Food Preparation_Natural Gas_Broiler_Codes & Standards Forecast | F6 | Commercial | Miscellaneous | Existing | Food Preparation | Natural Gas | Broiler | Codes & Standards Forecast | Avg. Replacement Usage (kWh) | 0.040026 | 0.040026 | 0.040026 | 0.040026 | 0.040026 | 0.040026 | 0.040026 | 0.040026 | 0.040026 | 0.040026 | 0.040026 | 0.040026 | 0.040026 | 0.040026 | 0.040026 | 0.040026 | 0.040026 | 0.040026 | 0.040026 | 0.040026 | 0.040026 | 0.040026 | 0.040026 | 0.040026 | 0.040026 | 0.040026 | 0.040026 | 0.040026 | 0.040026 | 0.040026 | 0.040026 | 0.040026 | 0.040026
F7_Commercial_Miscellaneous_Existing_Food Preparation_Natural Gas_Broiler_Codes & Standards Forecast | F7 | Commercial | Miscellaneous | Existing | Food Preparation | Natural Gas | Broiler | Codes & Standards Forecast | Avg. Replacement Summer Demand (kW) | 0 | 0 | 0 | 0 | 0 | 0 | 0 | 0 | 0 | 0 | 0 | 0 | 0 | 0 | 0 | 0 | 0 | 0 | 0 | 0 | 0 | 0 | 0 | 0 | 0 | 0 | 0 | 0 | 0 | 0 | 0 | 0 | 0
F8_Commercial_Miscellaneous_Existing_Food Preparation_Natural Gas_Broiler_Codes & Standards Forecast | F8 | Commercial | Miscellaneous | Existing | Food Preparation | Natural Gas | Broiler | Codes & Standards Forecast | Avg. Replacement Winter Demand (kW) | 0 | 0 | 0 | 0 | 0 | 0 | 0 | 0 | 0 | 0 | 0 | 0 | 0 | 0 | 0 | 0 | 0 | 0 | 0 | 0 | 0 | 0 | 0 | 0 | 0 | 0 | 0 | 0 | 0 | 0 | 0 | 0 | 0
F1_Commercial_Miscellaneous_Existing_Food Preparation_Natural Gas_Griddle_Codes & Standards Forecast | F1 | Commercial | Miscellaneous | Existing | Food Preparation | Natural Gas | Griddle | Codes & Standards Forecast | Units | 707147.5244 | 703549.7174 | 699951.9104 | 695607.0794 | 691149.324 | 686261.9491 | 681696.0313 | 677653.0181 | 674020.1948 | 670513.7103 | 667053.4029 | 663627.8059 | 660206.9483 | 656776.2067 | 653324.1563 | 649865.6845 | 646406.2584 | 642951.3572 | 639501.0528 | 636055.4177 | 632609.0387 | 629161.9107 | 625718.9352 | 622280.1689 | 618845.6688 | 615410.5861 | 611974.9173 | 608538.6591 | 605101.8079 | 601664.3603 | 598226.3129 | 594787.6621 | 591368.7769
F2_Commercial_Miscellaneous_Existing_Food Preparation_Natural Gas_Griddle_Codes & Standards Forecast | F2 | Commercial | Miscellaneous | Existing | Food Preparation | Natural Gas | Griddle | Codes & Standards Forecast | Usage (MMtherm) | 0.017044 | 0.016971 | 0.016902 | 0.016819 | 0.016735 | 0.016642 | 0.016559 | 0.016489 | 0.01643 | 0.016375 | 0.016321 | 0.016268 | 0.016209 | 0.016144 | 0.016075 | 0.016002 | 0.015927 | 0.015849 | 0.015771 | 0.015691 | 0.01561 | 0.015528 | 0.015445 | 0.015362 | 0.015279 | 0.015196 | 0.015112 | 0.015028 | 0.014943 | 0.014859 | 0.014775 | 0.01469 | 0.014606
F3_Commercial_Miscellaneous_Existing_Food Preparation_Natural Gas_Griddle_Codes & Standards Forecast | F3 | Commercial | Miscellaneous | Existing | Food Preparation | Natural Gas | Griddle | Codes & Standards Forecast | Summer Peak Demand (MW) | 0 | 0 | 0 | 0 | 0 | 0 | 0 | 0 | 0 | 0 | 0 | 0 | 0 | 0 | 0 | 0 | 0 | 0 | 0 | 0 | 0 | 0 | 0 | 0 | 0 | 0 | 0 | 0 | 0 | 0 | 0 | 0 | 0
F4_Commercial_Miscellaneous_Existing_Food Preparation_Natural Gas_Griddle_Codes & Standards Forecast | F4 | Commercial | Miscellaneous | Existing | Food Preparation | Natural Gas | Griddle | Codes & Standards Forecast | Winter Peak Demand (MW) | 0 | 0 | 0 | 0 | 0 | 0 | 0 | 0 | 0 | 0 | 0 | 0 | 0 | 0 | 0 | 0 | 0 | 0 | 0 | 0 | 0 | 0 | 0 | 0 | 0 | 0 | 0 | 0 | 0 | 0 | 0 | 0 | 0
F5_Commercial_Miscellaneous_Existing_Food Preparation_Natural Gas_Griddle_Codes & Standards Forecast | F5 | Commercial | Miscellaneous | Existing | Food Preparation | Natural Gas | Griddle | Codes & Standards Forecast | Turnover | 0 | 23451.6572 | 30331.2495 | 35707.8301 | 39902.3543 | 43133.851 | 45639.0948 | 47588.9512 | 49100.7356 | 50251.4658 | 51111.264 | 51739.4925 | 45579.609 | 41966.2654 | 40104.0121 | 39417.1547 | 39491.6181 | 45651.6628 | 46983.6948 | 47985.3607 | 48723.7709 | 49252.6493 | 49615.1474 | 48600.7576 | 46999.8038 | 45284.8007 | 43718.5231 | 42428.1704 | 40927.7656 | 40586.1298 | 40915.5981 | 41592.621 | 42409.8332
F6_Commercial_Miscellaneous_Existing_Food Preparation_Natural Gas_Griddle_Codes & Standards Forecast | F6 | Commercial | Miscellaneous | Existing | Food Preparation | Natural Gas | Griddle | Codes & Standards Forecast | Avg. Replacement Usage (kWh) | 0.0247 | 0.0247 | 0.0247 | 0.0247 | 0.0247 | 0.0247 | 0.0247 | 0.0247 | 0.0247 | 0.0247 | 0.0247 | 0.0247 | 0.0247 | 0.0247 | 0.0247 | 0.0247 | 0.0247 | 0.0247 | 0.0247 | 0.0247 | 0.0247 | 0.0247 | 0.0247 | 0.0247 | 0.0247 | 0.0247 | 0.0247 | 0.0247 | 0.0247 | 0.0247 | 0.0247 | 0.0247 | 0.0247
F7_Commercial_Miscellaneous_Existing_Food Preparation_Natural Gas_Griddle_Codes & Standards Forecast | F7 | Commercial | Miscellaneous | Existing | Food Preparation | Natural Gas | Griddle | Codes & Standards Forecast | Avg. Replacement Summer Demand (kW) | 0 | 0 | 0 | 0 | 0 | 0 | 0 | 0 | 0 | 0 | 0 | 0 | 0 | 0 | 0 | 0 | 0 | 0 | 0 | 0 | 0 | 0 | 0 | 0 | 0 | 0 | 0 | 0 | 0 | 0 | 0 | 0 | 0
F8_Commercial_Miscellaneous_Existing_Food Preparation_Natural Gas_Griddle_Codes & Standards Forecast | F8 | Commercial | Miscellaneous | Existing | Food Preparation | Natural Gas | Griddle | Codes & Standards Forecast | Avg. Replacement Winter Demand (kW) | 0 | 0 | 0 | 0 | 0 | 0 | 0 | 0 | 0 | 0 | 0 | 0 | 0 | 0 | 0 | 0 | 0 | 0 | 0 | 0 | 0 | 0 | 0 | 0 | 0 | 0 | 0 | 0 | 0 | 0 | 0 | 0 | 0
F1_Commercial_Miscellaneous_Existing_Food Preparation_Natural Gas_Range_Codes & Standards Forecast | F1 | Commercial | Miscellaneous | Existing | Food Preparation | Natural Gas | Range | Codes & Standards Forecast | Units | 786128.211 | 782128.5681 | 778128.9252 | 773298.8238 | 768343.1857 | 762909.9441 | 757834.0629 | 753339.4892 | 749300.919 | 745402.7983 | 741556.0122 | 737747.8133 | 733944.8832 | 730130.965 | 726293.3582 | 722448.6127 | 718602.8062 | 714762.0302 | 710926.3643 | 707095.8893 | 703264.5872 | 699432.4525 | 695604.9342 | 691782.095 | 687963.9986 | 684145.2545 | 680325.8589 | 676505.808 | 672685.0979 | 668863.7249 | 665041.685 | 661218.9743 | 657418.2368
F2_Commercial_Miscellaneous_Existing_Food Preparation_Natural Gas_Range_Codes & Standards Forecast | F2 | Commercial | Miscellaneous | Existing | Food Preparation | Natural Gas | Range | Codes & Standards Forecast | Usage (MMtherm) | 0.019654 | 0.019689 | 0.019764 | 0.019847 | 0.01995 | 0.020058 | 0.020188 | 0.020343 | 0.020517 | 0.0207 | 0.020824 | 0.020901 | 0.020939 | 0.020947 | 0.020929 | 0.020892 | 0.02084 | 0.020775 | 0.020701 | 0.020619 | 0.02053 | 0.020437 | 0.02034 | 0.02024 | 0.020138 | 0.020034 | 0.019928 | 0.019821 | 0.019713 | 0.019604 | 0.019494 | 0.019384 | 0.019274
F3_Commercial_Miscellaneous_Existing_Food Preparation_Natural Gas_Range_Codes & Standards Forecast | F3 | Commercial | Miscellaneous | Existing | Food Preparation | Natural Gas | Range | Codes & Standards Forecast | Summer Peak Demand (MW) | 0 | 0 | 0 | 0 | 0 | 0 | 0 | 0 | 0 | 0 | 0 | 0 | 0 | 0 | 0 | 0 | 0 | 0 | 0 | 0 | 0 | 0 | 0 | 0 | 0 | 0 | 0 | 0 | 0 | 0 | 0 | 0 | 0
F4_Commercial_Miscellaneous_Existing_Food Preparation_Natural Gas_Range_Codes & Standards Forecast | F4 | Commercial | Miscellaneous | Existing | Food Preparation | Natural Gas | Range | Codes & Standards Forecast | Winter Peak Demand (MW) | 0 | 0 | 0 | 0 | 0 | 0 | 0 | 0 | 0 | 0 | 0 | 0 | 0 | 0 | 0 | 0 | 0 | 0 | 0 | 0 | 0 | 0 | 0 | 0 | 0 | 0 | 0 | 0 | 0 | 0 | 0 | 0 | 0
F5_Commercial_Miscellaneous_Existing_Food Preparation_Natural Gas_Range_Codes & Standards Forecast | F5 | Commercial | Miscellaneous | Existing | Food Preparation | Natural Gas | Range | Codes & Standards Forecast | Turnover | 0 | 31285.1427 | 40462.7041 | 47635.2075 | 53230.8159 | 57541.7196 | 60883.7823 | 63484.9433 | 65501.7044 | 67036.8096 | 59285.1313 | 54857.1192 | 52701.6751 | 52058.9448 | 52384.2463 | 60869.1653 | 62808.1688 | 64273.2188 | 65361.1721 | 64452.0922 | 62647.0496 | 60610.2097 | 58715.8863 | 57149.9555 | 55259.3019 | 54918.9229 | 55470.1418 | 56476.6684 | 57334.6865 | 59650.3022 | 59522.5863 | 58943.7245 | 58093.4886
F6_Commercial_Miscellaneous_Existing_Food Preparation_Natural Gas_Range_Codes & Standards Forecast | F6 | Commercial | Miscellaneous | Existing | Food Preparation | Natural Gas | Range | Codes & Standards Forecast | Avg. Replacement Usage (kWh) | 0.029327 | 0.029327 | 0.029327 | 0.029327 | 0.029327 | 0.029327 | 0.029327 | 0.029327 | 0.029327 | 0.029327 | 0.029327 | 0.029327 | 0.029327 | 0.029327 | 0.029327 | 0.029327 | 0.029327 | 0.029327 | 0.029327 | 0.029327 | 0.029327 | 0.029327 | 0.029327 | 0.029327 | 0.029327 | 0.029327 | 0.029327 | 0.029327 | 0.029327 | 0.029327 | 0.029327 | 0.029327 | 0.029327
F7_Commercial_Miscellaneous_Existing_Food Preparation_Natural Gas_Range_Codes & Standards Forecast | F7 | Commercial | Miscellaneous | Existing | Food Preparation | Natural Gas | Range | Codes & Standards Forecast | Avg. Replacement Summer Demand (kW) | 0 | 0 | 0 | 0 | 0 | 0 | 0 | 0 | 0 | 0 | 0 | 0 | 0 | 0 | 0 | 0 | 0 | 0 | 0 | 0 | 0 | 0 | 0 | 0 | 0 | 0 | 0 | 0 | 0 | 0 | 0 | 0 | 0
F8_Commercial_Miscellaneous_Existing_Food Preparation_Natural Gas_Range_Codes & Standards Forecast | F8 | Commercial | Miscellaneous | Existing | Food Preparation | Natural Gas | Range | Codes & Standards Forecast | Avg. Replacement Winter Demand (kW) | 0 | 0 | 0 | 0 | 0 | 0 | 0 | 0 | 0 | 0 | 0 | 0 | 0 | 0 | 0 | 0 | 0 | 0 | 0 | 0 | 0 | 0 | 0 | 0 | 0 | 0 | 0 | 0 | 0 | 0 | 0 | 0 | 0
F1_Commercial_Miscellaneous_Existing_Food Preparation_Natural Gas_Steamer_Codes & Standards Forecast | F1 | Commercial | Miscellaneous | Existing | Food Preparation | Natural Gas | Steamer | Codes & Standards Forecast | Units | 27702.2602 | 27561.3173 | 27420.3745 | 27250.1672 | 27075.5362 | 26884.075 | 26705.2067 | 26546.8231 | 26404.5085 | 26267.1432 | 26131.5868 | 25997.3902 | 25863.3793 | 25728.9812 | 25593.7483 | 25458.2639 | 25322.742 | 25187.3975 | 25052.233 | 24917.2514 | 24782.2407 | 24647.2007 | 24512.3233 | 24377.6108 | 24243.0655 | 24108.4973 | 23973.9061 | 23839.2919 | 23704.6545 | 23569.9936 | 23435.3093 | 23300.6014 | 23166.6677
F2_Commercial_Miscellaneous_Existing_Food Preparation_Natural Gas_Steamer_Codes & Standards Forecast | F2 | Commercial | Miscellaneous | Existing | Food Preparation | Natural Gas | Steamer | Codes & Standards Forecast | Usage (MMtherm) | 0.0011567 | 0.0011677 | 0.0011808 | 0.0011524 | 0.0011224 | 0.0010903 | 0.0010577 | 0.0010249 | 0.00099198 | 0.00095854 | 0.00092505 | 0.00089103 | 0.00086055 | 0.0008332 | 0.00080858 | 0.00078641 | 0.0007664 | 0.00074832 | 0.00073194 | 0.00070769 | 0.00068461 | 0.00067443 | 0.00066503 | 0.00065633 | 0.00064825 | 0.0006407 | 0.00063364 | 0.000627 | 0.00062074 | 0.00061481 | 0.00060917 | 0.00060379 | 0.00059866
F3_Commercial_Miscellaneous_Existing_Food Preparation_Natural Gas_Steamer_Codes & Standards Forecast | F3 | Commercial | Miscellaneous | Existing | Food Preparation | Natural Gas | Steamer | Codes & Standards Forecast | Summer Peak Demand (MW) | 0 | 0 | 0 | 0 | 0 | 0 | 0 | 0 | 0 | 0 | 0 | 0 | 0 | 0 | 0 | 0 | 0 | 0 | 0 | 0 | 0 | 0 | 0 | 0 | 0 | 0 | 0 | 0 | 0 | 0 | 0 | 0 | 0
F4_Commercial_Miscellaneous_Existing_Food Preparation_Natural Gas_Steamer_Codes & Standards Forecast | F4 | Commercial | Miscellaneous | Existing | Food Preparation | Natural Gas | Steamer | Codes & Standards Forecast | Winter Peak Demand (MW) | 0 | 0 | 0 | 0 | 0 | 0 | 0 | 0 | 0 | 0 | 0 | 0 | 0 | 0 | 0 | 0 | 0 | 0 | 0 | 0 | 0 | 0 | 0 | 0 | 0 | 0 | 0 | 0 | 0 | 0 | 0 | 0 | 0
F5_Commercial_Miscellaneous_Existing_Food Preparation_Natural Gas_Steamer_Codes & Standards Forecast | F5 | Commercial | Miscellaneous | Existing | Food Preparation | Natural Gas | Steamer | Codes & Standards Forecast | Turnover | 0 | 1020.7895 | 1156.6207 | 1274.0419 | 1375.9236 | 1463.3213 | 1539.3463 | 1605.9965 | 1664.3857 | 1714.9716 | 1624.0896 | 1558.0657 | 1512.1643 | 1482.4384 | 1465.5845 | 1458.8977 | 1460.1107 | 1467.3467 | 1479.0477 | 1763.8856 | 1763.6867 | 1754.0015 | 1738.1871 | 1718.7904 | 1697.7184 | 1676.3544 | 1655.6903 | 1636.4008 | 1609.8978 | 1593.1655 | 1582.7943 | 1576.3273 | 1572.0898
F6_Commercial_Miscellaneous_Existing_Food Preparation_Natural Gas_Steamer_Codes & Standards Forecast | F6 | Commercial | Miscellaneous | Existing | Food Preparation | Natural Gas | Steamer | Codes & Standards Forecast | Avg. Replacement Usage (kWh) | 0.058244 | 0.058244 | 0.058244 | 0.025268 | 0.025268 | 0.025268 | 0.025268 | 0.025268 | 0.025268 | 0.025268 | 0.025268 | 0.025268 | 0.025268 | 0.025268 | 0.025268 | 0.025268 | 0.025268 | 0.025268 | 0.025268 | 0.025268 | 0.025268 | 0.025268 | 0.025268 | 0.025268 | 0.025268 | 0.025268 | 0.025268 | 0.025268 | 0.025268 | 0.025268 | 0.025268 | 0.025268 | 0.025268
F7_Commercial_Miscellaneous_Existing_Food Preparation_Natural Gas_Steamer_Codes & Standards Forecast | F7 | Commercial | Miscellaneous | Existing | Food Preparation | Natural Gas | Steamer | Codes & Standards Forecast | Avg. Replacement Summer Demand (kW) | 0 | 0 | 0 | 0 | 0 | 0 | 0 | 0 | 0 | 0 | 0 | 0 | 0 | 0 | 0 | 0 | 0 | 0 | 0 | 0 | 0 | 0 | 0 | 0 | 0 | 0 | 0 | 0 | 0 | 0 | 0 | 0 | 0
F8_Commercial_Miscellaneous_Existing_Food Preparation_Natural Gas_Steamer_Codes & Standards Forecast | F8 | Commercial | Miscellaneous | Existing | Food Preparation | Natural Gas | Steamer | Codes & Standards Forecast | Avg. Replacement Winter Demand (kW) | 0 | 0 | 0 | 0 | 0 | 0 | 0 | 0 | 0 | 0 | 0 | 0 | 0 | 0 | 0 | 0 | 0 | 0 | 0 | 0 | 0 | 0 | 0 | 0 | 0 | 0 | 0 | 0 | 0 | 0 | 0 | 0 | 0
F1_Commercial_Miscellaneous_Existing_Food Preparation_Natural Gas_Food Prep Other_Codes & Standards Forecast | F1 | Commercial | Miscellaneous | Existing | Food Preparation | Natural Gas | Food Prep Other | Codes & Standards Forecast | Units | 0 | 0 | 0 | 0 | 0 | 0 | 0 | 0 | 0 | 0 | 0 | 0 | 0 | 0 | 0 | 0 | 0 | 0 | 0 | 0 | 0 | 0 | 0 | 0 | 0 | 0 | 0 | 0 | 0 | 0 | 0 | 0 | 0
F2_Commercial_Miscellaneous_Existing_Food Preparation_Natural Gas_Food Prep Other_Codes & Standards Forecast | F2 | Commercial | Miscellaneous | Existing | Food Preparation | Natural Gas | Food Prep Other | Codes & Standards Forecast | Usage (MMtherm) | 0 | 0 | 0 | 0 | 0 | 0 | 0 | 0 | 0 | 0 | 0 | 0 | 0 | 0 | 0 | 0 | 0 | 0 | 0 | 0 | 0 | 0 | 0 | 0 | 0 | 0 | 0 | 0 | 0 | 0 | 0 | 0 | 0
F3_Commercial_Miscellaneous_Existing_Food Preparation_Natural Gas_Food Prep Other_Codes & Standards Forecast | F3 | Commercial | Miscellaneous | Existing | Food Preparation | Natural Gas | Food Prep Other | Codes & Standards Forecast | Summer Peak Demand (MW) | 0 | 0 | 0 | 0 | 0 | 0 | 0 | 0 | 0 | 0 | 0 | 0 | 0 | 0 | 0 | 0 | 0 | 0 | 0 | 0 | 0 | 0 | 0 | 0 | 0 | 0 | 0 | 0 | 0 | 0 | 0 | 0 | 0
F4_Commercial_Miscellaneous_Existing_Food Preparation_Natural Gas_Food Prep Other_Codes & Standards Forecast | F4 | Commercial | Miscellaneous | Existing | Food Preparation | Natural Gas | Food Prep Other | Codes & Standards Forecast | Winter Peak Demand (MW) | 0 | 0 | 0 | 0 | 0 | 0 | 0 | 0 | 0 | 0 | 0 | 0 | 0 | 0 | 0 | 0 | 0 | 0 | 0 | 0 | 0 | 0 | 0 | 0 | 0 | 0 | 0 | 0 | 0 | 0 | 0 | 0 | 0
F5_Commercial_Miscellaneous_Existing_Food Preparation_Natural Gas_Food Prep Other_Codes & Standards Forecast | F5 | Commercial | Miscellaneous | Existing | Food Preparation | Natural Gas | Food Prep Other | Codes & Standards Forecast | Turnover | 0 | 0 | 0 | 0 | 0 | 0 | 0 | 0 | 0 | 0 | 0 | 0 | 0 | 0 | 0 | 0 | 0 | 0 | 0 | 0 | 0 | 0 | 0 | 0 | 0 | 0 | 0 | 0 | 0 | 0 | 0 | 0 | 0
F6_Commercial_Miscellaneous_Existing_Food Preparation_Natural Gas_Food Prep Other_Codes & Standards Forecast | F6 | Commercial | Miscellaneous | Existing | Food Preparation | Natural Gas | Food Prep Other | Codes & Standards Forecast | Avg. Replacement Usage (kWh) | 0.010434 | 0.010434 | 0.010434 | 0.010434 | 0.010434 | 0.010434 | 0.010434 | 0.010434 | 0.010434 | 0.010434 | 0.010434 | 0.010434 | 0.010434 | 0.010434 | 0.010434 | 0.010434 | 0.010434 | 0.010434 | 0.010434 | 0.010434 | 0.010434 | 0.010434 | 0.010434 | 0.010434 | 0.010434 | 0.010434 | 0.010434 | 0.010434 | 0.010434 | 0.010434 | 0.010434 | 0.010434 | 0.010434
F7_Commercial_Miscellaneous_Existing_Food Preparation_Natural Gas_Food Prep Other_Codes & Standards Forecast | F7 | Commercial | Miscellaneous | Existing | Food Preparation | Natural Gas | Food Prep Other | Codes & Standards Forecast | Avg. Replacement Summer Demand (kW) | 0 | 0 | 0 | 0 | 0 | 0 | 0 | 0 | 0 | 0 | 0 | 0 | 0 | 0 | 0 | 0 | 0 | 0 | 0 | 0 | 0 | 0 | 0 | 0 | 0 | 0 | 0 | 0 | 0 | 0 | 0 | 0 | 0
F8_Commercial_Miscellaneous_Existing_Food Preparation_Natural Gas_Food Prep Other_Codes & Standards Forecast | F8 | Commercial | Miscellaneous | Existing | Food Preparation | Natural Gas | Food Prep Other | Codes & Standards Forecast | Avg. Replacement Winter Demand (kW) | 0 | 0 | 0 | 0 | 0 | 0 | 0 | 0 | 0 | 0 | 0 | 0 | 0 | 0 | 0 | 0 | 0 | 0 | 0 | 0 | 0 | 0 | 0 | 0 | 0 | 0 | 0 | 0 | 0 | 0 | 0 | 0 | 0
F1_Commercial_Miscellaneous_Existing_Miscellaneous_Natural Gas_Pool Heater_Codes & Standards Forecast | F1 | Commercial | Miscellaneous | Existing | Miscellaneous | Natural Gas | Pool Heater | Codes & Standards Forecast | Units | 23911.1349 | 23789.4804 | 23667.826 | 23520.912 | 23370.1797 | 23204.9204 | 23050.5308 | 22913.8223 | 22790.9838 | 22672.4173 | 22555.4122 | 22439.5808 | 22323.9096 | 22207.9042 | 22091.1783 | 21974.2352 | 21857.2599 | 21740.4376 | 21623.7707 | 21507.2617 | 21390.7276 | 21274.1681 | 21157.7491 | 21041.4723 | 20925.3399 | 20809.1877 | 20693.0157 | 20576.8237 | 20460.6118 | 20344.3796 | 20228.1272 | 20111.8544 | 19996.2499
F2_Commercial_Miscellaneous_Existing_Miscellaneous_Natural Gas_Pool Heater_Codes & Standards Forecast | F2 | Commercial | Miscellaneous | Existing | Miscellaneous | Natural Gas | Pool Heater | Codes & Standards Forecast | Usage (MMtherm) | 5.195e-05 | 5.1738e-05 | 5.1542e-05 | 5.1302e-05 | 5.1062e-05 | 5.0798e-05 | 5.0536e-05 | 5.0298e-05 | 5.0076e-05 | 4.9855e-05 | 4.9628e-05 | 4.9398e-05 | 4.9162e-05 | 4.8922e-05 | 4.8678e-05 | 4.843e-05 | 4.818e-05 | 4.7928e-05 | 4.7676e-05 | 4.7423e-05 | 4.7169e-05 | 4.6915e-05 | 4.666e-05 | 4.6405e-05 | 4.615e-05 | 4.5895e-05 | 4.564e-05 | 4.5384e-05 | 4.5128e-05 | 4.4872e-05 | 4.4616e-05 | 4.436e-05 | 4.4105e-05
F3_Commercial_Miscellaneous_Existing_Miscellaneous_Natural Gas_Pool Heater_Codes & Standards Forecast | F3 | Commercial | Miscellaneous | Existing | Miscellaneous | Natural Gas | Pool Heater | Codes & Standards Forecast | Summer Peak Demand (MW) | 0 | 0 | 0 | 0 | 0 | 0 | 0 | 0 | 0 | 0 | 0 | 0 | 0 | 0 | 0 | 0 | 0 | 0 | 0 | 0 | 0 | 0 | 0 | 0 | 0 | 0 | 0 | 0 | 0 | 0 | 0 | 0 | 0
F4_Commercial_Miscellaneous_Existing_Miscellaneous_Natural Gas_Pool Heater_Codes & Standards Forecast | F4 | Commercial | Miscellaneous | Existing | Miscellaneous | Natural Gas | Pool Heater | Codes & Standards Forecast | Winter Peak Demand (MW) | 0 | 0 | 0 | 0 | 0 | 0 | 0 | 0 | 0 | 0 | 0 | 0 | 0 | 0 | 0 | 0 | 0 | 0 | 0 | 0 | 0 | 0 | 0 | 0 | 0 | 0 | 0 | 0 | 0 | 0 | 0 | 0 | 0
F5_Commercial_Miscellaneous_Existing_Miscellaneous_Natural Gas_Pool Heater_Codes & Standards Forecast | F5 | Commercial | Miscellaneous | Existing | Miscellaneous | Natural Gas | Pool Heater | Codes & Standards Forecast | Turnover | 0 | 1585.9654 | 2051.2116 | 2414.8136 | 2698.4768 | 2917.0132 | 2625.4247 | 2485.056 | 2445.362 | 2469.694 | 2532.6321 | 2919.0285 | 2924.4425 | 2897.1034 | 2860.9025 | 2829.0679 | 2752.2051 | 2728.5579 | 2728.7534 | 2737.5115 | 2747.7472 | 2821.2397 | 2780.8097 | 2740.4602 | 2707.7486 | 2684.6407 | 2669.2184 | 2662.0585 | 2654.2613 | 2643.6784 | 2631.0072 | 2633.4815 | 2605.8733
F6_Commercial_Miscellaneous_Existing_Miscellaneous_Natural Gas_Pool Heater_Codes & Standards Forecast | F6 | Commercial | Miscellaneous | Existing | Miscellaneous | Natural Gas | Pool Heater | Codes & Standards Forecast | Avg. Replacement Usage (kWh) | 0.0022057 | 0.0022057 | 0.0022057 | 0.0022057 | 0.0022057 | 0.0022057 | 0.0022057 | 0.0022057 | 0.0022057 | 0.0022057 | 0.0022057 | 0.0022057 | 0.0022057 | 0.0022057 | 0.0022057 | 0.0022057 | 0.0022057 | 0.0022057 | 0.0022057 | 0.0022057 | 0.0022057 | 0.0022057 | 0.0022057 | 0.0022057 | 0.0022057 | 0.0022057 | 0.0022057 | 0.0022057 | 0.0022057 | 0.0022057 | 0.0022057 | 0.0022057 | 0.0022057
F7_Commercial_Miscellaneous_Existing_Miscellaneous_Natural Gas_Pool Heater_Codes & Standards Forecast | F7 | Commercial | Miscellaneous | Existing | Miscellaneous | Natural Gas | Pool Heater | Codes & Standards Forecast | Avg. Replacement Summer Demand (kW) | 0 | 0 | 0 | 0 | 0 | 0 | 0 | 0 | 0 | 0 | 0 | 0 | 0 | 0 | 0 | 0 | 0 | 0 | 0 | 0 | 0 | 0 | 0 | 0 | 0 | 0 | 0 | 0 | 0 | 0 | 0 | 0 | 0
F8_Commercial_Miscellaneous_Existing_Miscellaneous_Natural Gas_Pool Heater_Codes & Standards Forecast | F8 | Commercial | Miscellaneous | Existing | Miscellaneous | Natural Gas | Pool Heater | Codes & Standards Forecast | Avg. Replacement Winter Demand (kW) | 0 | 0 | 0 | 0 | 0 | 0 | 0 | 0 | 0 | 0 | 0 | 0 | 0 | 0 | 0 | 0 | 0 | 0 | 0 | 0 | 0 | 0 | 0 | 0 | 0 | 0 | 0 | 0 | 0 | 0 | 0 | 0 | 0
F1_Commercial_Miscellaneous_Existing_Miscellaneous_Natural Gas_Miscellaneous_Codes & Standards Forecast | F1 | Commercial | Miscellaneous | Existing | Miscellaneous | Natural Gas | Miscellaneous | Codes & Standards Forecast | Units | 1968179.6276 | 1958165.9739 | 1948152.3202 | 1936059.4999 | 1923652.3812 | 1910049.5169 | 1897341.3533 | 1886088.5725 | 1875977.4591 | 1866217.98 | 1856587.0243 | 1847052.6769 | 1837531.5205 | 1827982.854 | 1818374.8798 | 1808749.033 | 1799120.5299 | 1789504.6211 | 1779901.5064 | 1770311.3877 | 1760719.1983 | 1751124.9242 | 1741542.2079 | 1731971.2066 | 1722412.0795 | 1712851.3307 | 1703288.9507 | 1693724.9301 | 1684159.2593 | 1674591.9285 | 1665022.9282 | 1655452.2485 | 1645936.5817
F2_Commercial_Miscellaneous_Existing_Miscellaneous_Natural Gas_Miscellaneous_Codes & Standards Forecast | F2 | Commercial | Miscellaneous | Existing | Miscellaneous | Natural Gas | Miscellaneous | Codes & Standards Forecast | Usage (MMtherm) | 0.017785 | 0.017694 | 0.017604 | 0.017494 | 0.017382 | 0.017259 | 0.017145 | 0.017043 | 0.016951 | 0.016863 | 0.016776 | 0.01669 | 0.016604 | 0.016518 | 0.016431 | 0.016344 | 0.016257 | 0.01617 | 0.016083 | 0.015997 | 0.01591 | 0.015823 | 0.015737 | 0.01565 | 0.015564 | 0.015477 | 0.015391 | 0.015305 | 0.015218 | 0.015132 | 0.015045 | 0.014959 | 0.014873
F3_Commercial_Miscellaneous_Existing_Miscellaneous_Natural Gas_Miscellaneous_Codes & Standards Forecast | F3 | Commercial | Miscellaneous | Existing | Miscellaneous | Natural Gas | Miscellaneous | Codes & Standards Forecast | Summer Peak Demand (MW) | 0 | 0 | 0 | 0 | 0 | 0 | 0 | 0 | 0 | 0 | 0 | 0 | 0 | 0 | 0 | 0 | 0 | 0 | 0 | 0 | 0 | 0 | 0 | 0 | 0 | 0 | 0 | 0 | 0 | 0 | 0 | 0 | 0
F4_Commercial_Miscellaneous_Existing_Miscellaneous_Natural Gas_Miscellaneous_Codes & Standards Forecast | F4 | Commercial | Miscellaneous | Existing | Miscellaneous | Natural Gas | Miscellaneous | Codes & Standards Forecast | Winter Peak Demand (MW) | 0 | 0 | 0 | 0 | 0 | 0 | 0 | 0 | 0 | 0 | 0 | 0 | 0 | 0 | 0 | 0 | 0 | 0 | 0 | 0 | 0 | 0 | 0 | 0 | 0 | 0 | 0 | 0 | 0 | 0 | 0 | 0 | 0
F5_Commercial_Miscellaneous_Existing_Miscellaneous_Natural Gas_Miscellaneous_Codes & Standards Forecast | F5 | Commercial | Miscellaneous | Existing | Miscellaneous | Natural Gas | Miscellaneous | Codes & Standards Forecast | Turnover | 0 | 167842.7978 | 198791.0531 | 224650.6358 | 214878.6208 | 210722.545 | 210868.7463 | 209770.1928 | 208405.3483 | 207333.8052 | 206295.9956 | 251357.5329 | 252243.4104 | 251555.1571 | 247541.2732 | 245797.9245 | 245359.1764 | 244027.435 | 242531.4478 | 241257.5523 | 239980.9004 | 251404.0179 | 248817.6163 | 245995.2439 | 244272.4357 | 243054.4984 | 241969.469 | 240547.08 | 239107.7864 | 237778.9976 | 236435.9073 | 238577.0189 | 236372.9386
F6_Commercial_Miscellaneous_Existing_Miscellaneous_Natural Gas_Miscellaneous_Codes & Standards Forecast | F6 | Commercial | Miscellaneous | Existing | Miscellaneous | Natural Gas | Miscellaneous | Codes & Standards Forecast | Avg. Replacement Usage (kWh) | 0.0090361 | 0.0090361 | 0.0090361 | 0.0090361 | 0.0090361 | 0.0090361 | 0.0090361 | 0.0090361 | 0.0090361 | 0.0090361 | 0.0090361 | 0.0090361 | 0.0090361 | 0.0090361 | 0.0090361 | 0.0090361 | 0.0090361 | 0.0090361 | 0.0090361 | 0.0090361 | 0.0090361 | 0.0090361 | 0.0090361 | 0.0090361 | 0.0090361 | 0.0090361 | 0.0090361 | 0.0090361 | 0.0090361 | 0.0090361 | 0.0090361 | 0.0090361 | 0.0090361
F7_Commercial_Miscellaneous_Existing_Miscellaneous_Natural Gas_Miscellaneous_Codes & Standards Forecast | F7 | Commercial | Miscellaneous | Existing | Miscellaneous | Natural Gas | Miscellaneous | Codes & Standards Forecast | Avg. Replacement Summer Demand (kW) | 0 | 0 | 0 | 0 | 0 | 0 | 0 | 0 | 0 | 0 | 0 | 0 | 0 | 0 | 0 | 0 | 0 | 0 | 0 | 0 | 0 | 0 | 0 | 0 | 0 | 0 | 0 | 0 | 0 | 0 | 0 | 0 | 0
F8_Commercial_Miscellaneous_Existing_Miscellaneous_Natural Gas_Miscellaneous_Codes & Standards Forecast | F8 | Commercial | Miscellaneous | Existing | Miscellaneous | Natural Gas | Miscellaneous | Codes & Standards Forecast | Avg. Replacement Winter Demand (kW) | 0 | 0 | 0 | 0 | 0 | 0 | 0 | 0 | 0 | 0 | 0 | 0 | 0 | 0 | 0 | 0 | 0 | 0 | 0 | 0 | 0 | 0 | 0 | 0 | 0 | 0 | 0 | 0 | 0 | 0 | 0 | 0 | 0
F1_Commercial_Miscellaneous_New_Space Heating_Natural Gas_Furnace_Codes & Standards Forecast | F1 | Commercial | Miscellaneous | New | Space Heating | Natural Gas | Furnace | Codes & Standards Forecast | Units | 0 | 8401.9161 | 48927.4778 | 74826.1501 | 108227.7006 | 153557.267 | 195925.6809 | 233477.2776 | 267250.3469 | 299859.6272 | 332043.5395 | 363907.7114 | 395728.2255 | 427639.7886 | 459747.64 | 491914.6435 | 524090.4382 | 556224.5502 | 588316.3184 | 620365.0742 | 652420.6832 | 684483.1916 | 716507.4481 | 748492.9316 | 780439.116 | 812390.6674 | 844347.6173 | 876309.9973 | 908277.839 | 940251.1744 | 972230.0356 | 1004214.455 | 1018620.6327
F2_Commercial_Miscellaneous_New_Space Heating_Natural Gas_Furnace_Codes & Standards Forecast | F2 | Commercial | Miscellaneous | New | Space Heating | Natural Gas | Furnace | Codes & Standards Forecast | Usage (MMtherm) | 0 | 0.00049866 | 0.0028885 | 0.0043939 | 0.0063213 | 0.0089207 | 0.01132 | 0.013417 | 0.015274 | 0.017043 | 0.018768 | 0.020455 | 0.022119 | 0.023769 | 0.025409 | 0.027032 | 0.028636 | 0.030217 | 0.031775 | 0.033311 | 0.034828 | 0.036325 | 0.037799 | 0.039252 | 0.040682 | 0.042093 | 0.043483 | 0.044854 | 0.046206 | 0.047537 | 0.048848 | 0.05014 | 0.05086
F3_Commercial_Miscellaneous_New_Space Heating_Natural Gas_Furnace_Codes & Standards Forecast | F3 | Commercial | Miscellaneous | New | Space Heating | Natural Gas | Furnace | Codes & Standards Forecast | Summer Peak Demand (MW) | 0 | 0 | 0 | 0 | 0 | 0 | 0 | 0 | 0 | 0 | 0 | 0 | 0 | 0 | 0 | 0 | 0 | 0 | 0 | 0 | 0 | 0 | 0 | 0 | 0 | 0 | 0 | 0 | 0 | 0 | 0 | 0 | 0
F4_Commercial_Miscellaneous_New_Space Heating_Natural Gas_Furnace_Codes & Standards Forecast | F4 | Commercial | Miscellaneous | New | Space Heating | Natural Gas | Furnace | Codes & Standards Forecast | Winter Peak Demand (MW) | 0 | 0 | 0 | 0 | 0 | 0 | 0 | 0 | 0 | 0 | 0 | 0 | 0 | 0 | 0 | 0 | 0 | 0 | 0 | 0 | 0 | 0 | 0 | 0 | 0 | 0 | 0 | 0 | 0 | 0 | 0 | 0 | 0
F5_Commercial_Miscellaneous_New_Space Heating_Natural Gas_Furnace_Codes & Standards Forecast | F5 | Commercial | Miscellaneous | New | Space Heating | Natural Gas | Furnace | Codes & Standards Forecast | Turnover | 0 | 8401.9161 | 40525.5617 | 25898.6723 | 33401.5505 | 45329.5664 | 42368.4138 | 37551.5968 | 33773.0693 | 32609.2803 | 32183.9123 | 31864.1719 | 31820.5142 | 31911.5631 | 32107.8513 | 32167.0035 | 32175.7947 | 32134.112 | 32091.7682 | 32695.057 | 35769.5457 | 37482.9632 | 39597.1033 | 42462.6933 | 44876.5637 | 46775.8706 | 48238.8652 | 49500.2464 | 50632.3271 | 51653.1813 | 52592.6047 | 53467.2259 | 39446.0322
F6_Commercial_Miscellaneous_New_Space Heating_Natural Gas_Furnace_Codes & Standards Forecast | F6 | Commercial | Miscellaneous | New | Space Heating | Natural Gas | Furnace | Codes & Standards Forecast | Avg. Replacement Usage (kWh) | 0.05935 | 0.05935 | 0.059036 | 0.058722 | 0.058408 | 0.058094 | 0.057779 | 0.057465 | 0.057151 | 0.056837 | 0.056523 | 0.056209 | 0.055895 | 0.055581 | 0.055267 | 0.054953 | 0.054638 | 0.054325 | 0.05401 | 0.053696 | 0.053382 | 0.053069 | 0.052755 | 0.052441 | 0.052127 | 0.051814 | 0.051499 | 0.051185 | 0.050872 | 0.050558 | 0.050244 | 0.04993 | 0.04993
F7_Commercial_Miscellaneous_New_Space Heating_Natural Gas_Furnace_Codes & Standards Forecast | F7 | Commercial | Miscellaneous | New | Space Heating | Natural Gas | Furnace | Codes & Standards Forecast | Avg. Replacement Summer Demand (kW) | 0 | 0 | 0 | 0 | 0 | 0 | 0 | 0 | 0 | 0 | 0 | 0 | 0 | 0 | 0 | 0 | 0 | 0 | 0 | 0 | 0 | 0 | 0 | 0 | 0 | 0 | 0 | 0 | 0 | 0 | 0 | 0 | 0
F8_Commercial_Miscellaneous_New_Space Heating_Natural Gas_Furnace_Codes & Standards Forecast | F8 | Commercial | Miscellaneous | New | Space Heating | Natural Gas | Furnace | Codes & Standards Forecast | Avg. Replacement Winter Demand (kW) | 0 | 0 | 0 | 0 | 0 | 0 | 0 | 0 | 0 | 0 | 0 | 0 | 0 | 0 | 0 | 0 | 0 | 0 | 0 | 0 | 0 | 0 | 0 | 0 | 0 | 0 | 0 | 0 | 0 | 0 | 0 | 0 | 0
F1_Commercial_Miscellaneous_New_Space Heating_Natural Gas_Boiler_Codes & Standards Forecast | F1 | Commercial | Miscellaneous | New | Space Heating | Natural Gas | Boiler | Codes & Standards Forecast | Units | 0 | 3966.9142 | 23100.8146 | 35328.7171 | 51099.0584 | 72501.1407 | 92505.1327 | 110234.8934 | 126180.6451 | 141576.9208 | 156772.3615 | 171816.8388 | 186840.7033 | 201907.556 | 217067.085 | 232254.5424 | 247446.1505 | 262618.0784 | 277770.0138 | 292901.6413 | 308036.5044 | 323174.6251 | 338294.6853 | 353396.4391 | 368479.638 | 383565.371 | 398653.6528 | 413744.4984 | 428837.9228 | 443933.9409 | 459032.568 | 474133.8194 | 480935.6096
F2_Commercial_Miscellaneous_New_Space Heating_Natural Gas_Boiler_Codes & Standards Forecast | F2 | Commercial | Miscellaneous | New | Space Heating | Natural Gas | Boiler | Codes & Standards Forecast | Usage (MMtherm) | 0 | 0.00099103 | 0.0057405 | 0.0087325 | 0.012563 | 0.017729 | 0.022498 | 0.026665 | 0.030355 | 0.033872 | 0.0373 | 0.040652 | 0.043959 | 0.047238 | 0.050497 | 0.053723 | 0.05691 | 0.060053 | 0.06315 | 0.066203 | 0.069216 | 0.072192 | 0.075122 | 0.078008 | 0.080851 | 0.083655 | 0.086418 | 0.089143 | 0.091828 | 0.094475 | 0.097081 | 0.099648 | 0.10108
F3_Commercial_Miscellaneous_New_Space Heating_Natural Gas_Boiler_Codes & Standards Forecast | F3 | Commercial | Miscellaneous | New | Space Heating | Natural Gas | Boiler | Codes & Standards Forecast | Summer Peak Demand (MW) | 0 | 0 | 0 | 0 | 0 | 0 | 0 | 0 | 0 | 0 | 0 | 0 | 0 | 0 | 0 | 0 | 0 | 0 | 0 | 0 | 0 | 0 | 0 | 0 | 0 | 0 | 0 | 0 | 0 | 0 | 0 | 0 | 0
F4_Commercial_Miscellaneous_New_Space Heating_Natural Gas_Boiler_Codes & Standards Forecast | F4 | Commercial | Miscellaneous | New | Space Heating | Natural Gas | Boiler | Codes & Standards Forecast | Winter Peak Demand (MW) | 0 | 0 | 0 | 0 | 0 | 0 | 0 | 0 | 0 | 0 | 0 | 0 | 0 | 0 | 0 | 0 | 0 | 0 | 0 | 0 | 0 | 0 | 0 | 0 | 0 | 0 | 0 | 0 | 0 | 0 | 0 | 0 | 0
F5_Commercial_Miscellaneous_New_Space Heating_Natural Gas_Boiler_Codes & Standards Forecast | F5 | Commercial | Miscellaneous | New | Space Heating | Natural Gas | Boiler | Codes & Standards Forecast | Turnover | 0 | 3966.9142 | 19133.9004 | 12227.9025 | 15770.3413 | 21402.0823 | 20003.992 | 17729.7607 | 15945.7517 | 15396.2757 | 15195.4408 | 15044.4772 | 15023.8645 | 15066.8527 | 15159.529 | 15187.4574 | 15191.6081 | 15171.9279 | 15151.9355 | 15131.6274 | 15134.8632 | 15138.1206 | 15480.6888 | 17169.0434 | 18074.1807 | 19238.4747 | 20809.1454 | 22110.1754 | 23086.4296 | 23812.0004 | 24421.9088 | 24958.3657 | 17130.483
F6_Commercial_Miscellaneous_New_Space Heating_Natural Gas_Boiler_Codes & Standards Forecast | F6 | Commercial | Miscellaneous | New | Space Heating | Natural Gas | Boiler | Codes & Standards Forecast | Avg. Replacement Usage (kWh) | 0.24982 | 0.24982 | 0.2485 | 0.24718 | 0.24586 | 0.24453 | 0.24321 | 0.24189 | 0.24057 | 0.23925 | 0.23792 | 0.2366 | 0.23528 | 0.23396 | 0.23263 | 0.23131 | 0.22999 | 0.22867 | 0.22735 | 0.22602 | 0.2247 | 0.22338 | 0.22206 | 0.22074 | 0.21942 | 0.2181 | 0.21678 | 0.21545 | 0.21413 | 0.21281 | 0.21149 | 0.21017 | 0.21017
F7_Commercial_Miscellaneous_New_Space Heating_Natural Gas_Boiler_Codes & Standards Forecast | F7 | Commercial | Miscellaneous | New | Space Heating | Natural Gas | Boiler | Codes & Standards Forecast | Avg. Replacement Summer Demand (kW) | 0 | 0 | 0 | 0 | 0 | 0 | 0 | 0 | 0 | 0 | 0 | 0 | 0 | 0 | 0 | 0 | 0 | 0 | 0 | 0 | 0 | 0 | 0 | 0 | 0 | 0 | 0 | 0 | 0 | 0 | 0 | 0 | 0
F8_Commercial_Miscellaneous_New_Space Heating_Natural Gas_Boiler_Codes & Standards Forecast | F8 | Commercial | Miscellaneous | New | Space Heating | Natural Gas | Boiler | Codes & Standards Forecast | Avg. Replacement Winter Demand (kW) | 0 | 0 | 0 | 0 | 0 | 0 | 0 | 0 | 0 | 0 | 0 | 0 | 0 | 0 | 0 | 0 | 0 | 0 | 0 | 0 | 0 | 0 | 0 | 0 | 0 | 0 | 0 | 0 | 0 | 0 | 0 | 0 | 0
F1_Commercial_Miscellaneous_New_Space Heating_Natural Gas_Unit Heater_Codes & Standards Forecast | F1 | Commercial | Miscellaneous | New | Space Heating | Natural Gas | Unit Heater | Codes & Standards Forecast | Units | 0 | 74.4348 | 433.4616 | 662.9048 | 958.818 | 1360.4047 | 1735.7578 | 2068.4374 | 2367.642 | 2656.5363 | 2941.6621 | 3223.9553 | 3505.8617 | 3788.5748 | 4073.0268 | 4358.0028 | 4643.0567 | 4927.7414 | 5212.0509 | 5495.9794 | 5779.9686 | 6064.0189 | 6347.7303 | 6631.0982 | 6914.1179 | 7197.1852 | 7480.3004 | 7763.4636 | 8046.6752 | 8329.9355 | 8613.2448 | 8896.6032 | 9024.2314
F2_Commercial_Miscellaneous_New_Space Heating_Natural Gas_Unit Heater_Codes & Standards Forecast | F2 | Commercial | Miscellaneous | New | Space Heating | Natural Gas | Unit Heater | Codes & Standards Forecast | Usage (MMtherm) | 0 | 2.5239e-06 | 1.462e-05 | 2.2239e-05 | 3.1995e-05 | 4.5151e-05 | 5.7297e-05 | 6.7908e-05 | 7.7306e-05 | 8.6262e-05 | 9.4993e-05 | 0.00010353 | 0.00011195 | 0.0001203 | 0.0001286 | 0.00013682 | 0.00014494 | 0.00015294 | 0.00016083 | 0.0001686 | 0.00017628 | 0.00018385 | 0.00019132 | 0.00019867 | 0.00020591 | 0.00021305 | 0.00022009 | 0.00022703 | 0.00023386 | 0.0002406 | 0.00024724 | 0.00025378 | 0.00025742
F3_Commercial_Miscellaneous_New_Space Heating_Natural Gas_Unit Heater_Codes & Standards Forecast | F3 | Commercial | Miscellaneous | New | Space Heating | Natural Gas | Unit Heater | Codes & Standards Forecast | Summer Peak Demand (MW) | 0 | 0 | 0 | 0 | 0 | 0 | 0 | 0 | 0 | 0 | 0 | 0 | 0 | 0 | 0 | 0 | 0 | 0 | 0 | 0 | 0 | 0 | 0 | 0 | 0 | 0 | 0 | 0 | 0 | 0 | 0 | 0 | 0
F4_Commercial_Miscellaneous_New_Space Heating_Natural Gas_Unit Heater_Codes & Standards Forecast | F4 | Commercial | Miscellaneous | New | Space Heating | Natural Gas | Unit Heater | Codes & Standards Forecast | Winter Peak Demand (MW) | 0 | 0 | 0 | 0 | 0 | 0 | 0 | 0 | 0 | 0 | 0 | 0 | 0 | 0 | 0 | 0 | 0 | 0 | 0 | 0 | 0 | 0 | 0 | 0 | 0 | 0 | 0 | 0 | 0 | 0 | 0 | 0 | 0
F5_Commercial_Miscellaneous_New_Space Heating_Natural Gas_Unit Heater_Codes & Standards Forecast | F5 | Commercial | Miscellaneous | New | Space Heating | Natural Gas | Unit Heater | Codes & Standards Forecast | Turnover | 0 | 74.4348 | 359.0267 | 229.4432 | 295.9132 | 401.5867 | 375.3531 | 332.6796 | 299.2046 | 288.8943 | 285.1258 | 282.2932 | 296.7934 | 366.428 | 397.3126 | 434.4472 | 484.9482 | 539.1833 | 629.0484 | 585.591 | 600.5227 | 622.004 | 603.656 | 587.4957 | 590.8323 | 606.0771 | 627.4245 | 654.8578 | 692.2051 | 754.519 | 785.5306 | 814.9748 | 690.5605
F6_Commercial_Miscellaneous_New_Space Heating_Natural Gas_Unit Heater_Codes & Standards Forecast | F6 | Commercial | Miscellaneous | New | Space Heating | Natural Gas | Unit Heater | Codes & Standards Forecast | Avg. Replacement Usage (kWh) | 0.033908 | 0.033908 | 0.033728 | 0.033548 | 0.033369 | 0.03319 | 0.03301 | 0.032831 | 0.032651 | 0.032472 | 0.032292 | 0.032113 | 0.031933 | 0.031754 | 0.031574 | 0.031395 | 0.031216 | 0.031036 | 0.030857 | 0.030677 | 0.030498 | 0.030319 | 0.030139 | 0.02996 | 0.029781 | 0.029602 | 0.029422 | 0.029243 | 0.029063 | 0.028884 | 0.028705 | 0.028525 | 0.028525
F7_Commercial_Miscellaneous_New_Space Heating_Natural Gas_Unit Heater_Codes & Standards Forecast | F7 | Commercial | Miscellaneous | New | Space Heating | Natural Gas | Unit Heater | Codes & Standards Forecast | Avg. Replacement Summer Demand (kW) | 0 | 0 | 0 | 0 | 0 | 0 | 0 | 0 | 0 | 0 | 0 | 0 | 0 | 0 | 0 | 0 | 0 | 0 | 0 | 0 | 0 | 0 | 0 | 0 | 0 | 0 | 0 | 0 | 0 | 0 | 0 | 0 | 0
F8_Commercial_Miscellaneous_New_Space Heating_Natural Gas_Unit Heater_Codes & Standards Forecast | F8 | Commercial | Miscellaneous | New | Space Heating | Natural Gas | Unit Heater | Codes & Standards Forecast | Avg. Replacement Winter Demand (kW) | 0 | 0 | 0 | 0 | 0 | 0 | 0 | 0 | 0 | 0 | 0 | 0 | 0 | 0 | 0 | 0 | 0 | 0 | 0 | 0 | 0 | 0 | 0 | 0 | 0 | 0 | 0 | 0 | 0 | 0 | 0 | 0 | 0
F1_Commercial_Miscellaneous_New_Water Heating_Natural Gas_Water Heater_Codes & Standards Forecast | F1 | Commercial | Miscellaneous | New | Water Heating | Natural Gas | Water Heater | Codes & Standards Forecast | Units | 0 | 9213.4995 | 53653.629 | 82053.9843 | 118681.9586 | 168390.1358 | 214851.1278 | 256030.0222 | 293065.4021 | 328824.5768 | 364117.295 | 399059.3875 | 433953.6052 | 468947.6667 | 504156.9769 | 539431.153 | 574714.9696 | 609953.0771 | 645144.7506 | 680289.2569 | 715441.2785 | 750600.8658 | 785718.5063 | 820793.6285 | 855825.6555 | 890863.568 | 925907.4004 | 960957.1874 | 996012.9637 | 1031074.7644 | 1066142.6247 | 1101216.58 | 1117014.3229
F2_Commercial_Miscellaneous_New_Water Heating_Natural Gas_Water Heater_Codes & Standards Forecast | F2 | Commercial | Miscellaneous | New | Water Heating | Natural Gas | Water Heater | Codes & Standards Forecast | Usage (MMtherm) | 0 | 0.0021189 | 0.012339 | 0.018871 | 0.027294 | 0.038726 | 0.049411 | 0.058881 | 0.067398 | 0.075622 | 0.083739 | 0.091775 | 0.0998 | 0.10785 | 0.11594 | 0.12406 | 0.13217 | 0.14028 | 0.14837 | 0.15645 | 0.16454 | 0.17262 | 0.1807 | 0.18876 | 0.19682 | 0.20488 | 0.21294 | 0.221 | 0.22906 | 0.23712 | 0.24519 | 0.25326 | 0.25689
F3_Commercial_Miscellaneous_New_Water Heating_Natural Gas_Water Heater_Codes & Standards Forecast | F3 | Commercial | Miscellaneous | New | Water Heating | Natural Gas | Water Heater | Codes & Standards Forecast | Summer Peak Demand (MW) | 0 | 0 | 0 | 0 | 0 | 0 | 0 | 0 | 0 | 0 | 0 | 0 | 0 | 0 | 0 | 0 | 0 | 0 | 0 | 0 | 0 | 0 | 0 | 0 | 0 | 0 | 0 | 0 | 0 | 0 | 0 | 0 | 0
F4_Commercial_Miscellaneous_New_Water Heating_Natural Gas_Water Heater_Codes & Standards Forecast | F4 | Commercial | Miscellaneous | New | Water Heating | Natural Gas | Water Heater | Codes & Standards Forecast | Winter Peak Demand (MW) | 0 | 0 | 0 | 0 | 0 | 0 | 0 | 0 | 0 | 0 | 0 | 0 | 0 | 0 | 0 | 0 | 0 | 0 | 0 | 0 | 0 | 0 | 0 | 0 | 0 | 0 | 0 | 0 | 0 | 0 | 0 | 0 | 0
F5_Commercial_Miscellaneous_New_Water Heating_Natural Gas_Water Heater_Codes & Standards Forecast | F5 | Commercial | Miscellaneous | New | Water Heating | Natural Gas | Water Heater | Codes & Standards Forecast | Turnover | 0 | 9213.4995 | 44440.1296 | 28400.3553 | 36627.9742 | 49708.1772 | 46460.992 | 41178.8944 | 37035.3799 | 35759.1747 | 37135.4182 | 45304.2783 | 48864.0374 | 53495.5121 | 59952.1061 | 66775.8749 | 77955.4041 | 72577.723 | 74372.0218 | 77344.7653 | 77121.8543 | 77123.5908 | 78301.7482 | 81278.2801 | 85710.5022 | 93313.1912 | 97112.7695 | 100793.4543 | 104812.2206 | 108080.137 | 111837.894 | 110740.6051 | 93057.0834
F6_Commercial_Miscellaneous_New_Water Heating_Natural Gas_Water Heater_Codes & Standards Forecast | F6 | Commercial | Miscellaneous | New | Water Heating | Natural Gas | Water Heater | Codes & Standards Forecast | Avg. Replacement Usage (kWh) | 0.22998 | 0.22998 | 0.22998 | 0.22998 | 0.22998 | 0.22998 | 0.22998 | 0.22998 | 0.22998 | 0.22998 | 0.22998 | 0.22998 | 0.22998 | 0.22998 | 0.22998 | 0.22998 | 0.22998 | 0.22998 | 0.22998 | 0.22998 | 0.22998 | 0.22998 | 0.22998 | 0.22998 | 0.22998 | 0.22998 | 0.22998 | 0.22998 | 0.22998 | 0.22998 | 0.22998 | 0.22998 | 0.22998
F7_Commercial_Miscellaneous_New_Water Heating_Natural Gas_Water Heater_Codes & Standards Forecast | F7 | Commercial | Miscellaneous | New | Water Heating | Natural Gas | Water Heater | Codes & Standards Forecast | Avg. Replacement Summer Demand (kW) | 0 | 0 | 0 | 0 | 0 | 0 | 0 | 0 | 0 | 0 | 0 | 0 | 0 | 0 | 0 | 0 | 0 | 0 | 0 | 0 | 0 | 0 | 0 | 0 | 0 | 0 | 0 | 0 | 0 | 0 | 0 | 0 | 0
F8_Commercial_Miscellaneous_New_Water Heating_Natural Gas_Water Heater_Codes & Standards Forecast | F8 | Commercial | Miscellaneous | New | Water Heating | Natural Gas | Water Heater | Codes & Standards Forecast | Avg. Replacement Winter Demand (kW) | 0 | 0 | 0 | 0 | 0 | 0 | 0 | 0 | 0 | 0 | 0 | 0 | 0 | 0 | 0 | 0 | 0 | 0 | 0 | 0 | 0 | 0 | 0 | 0 | 0 | 0 | 0 | 0 | 0 | 0 | 0 | 0 | 0
F1_Commercial_Miscellaneous_New_Food Preparation_Natural Gas_Oven_Codes & Standards Forecast | F1 | Commercial | Miscellaneous | New | Food Preparation | Natural Gas | Oven | Codes & Standards Forecast | Units | 0 | 5157.9408 | 30036.6051 | 45935.814 | 66441.0439 | 94268.8892 | 120278.8814 | 143331.8269 | 164065.1324 | 184083.9872 | 203841.7083 | 223403.1407 | 242937.7715 | 262528.2973 | 282239.3246 | 301986.6655 | 321739.4032 | 341466.5519 | 361167.7058 | 380842.4543 | 400521.41 | 420204.6012 | 439864.3096 | 459500.2152 | 479111.995 | 498727.0697 | 518345.4586 | 537967.1809 | 557592.2562 | 577220.704 | 596852.5442 | 616487.7966 | 625331.7568
F2_Commercial_Miscellaneous_New_Food Preparation_Natural Gas_Oven_Codes & Standards Forecast | F2 | Commercial | Miscellaneous | New | Food Preparation | Natural Gas | Oven | Codes & Standards Forecast | Usage (MMtherm) | 0 | 0.00011409 | 0.00066441 | 0.0010161 | 0.0014697 | 0.0020852 | 0.0026606 | 0.0031705 | 0.0036291 | 0.0040719 | 0.004509 | 0.0049417 | 0.0053738 | 0.0058071 | 0.0062431 | 0.0066799 | 0.0071169 | 0.0075532 | 0.007989 | 0.0084242 | 0.0088595 | 0.0092949 | 0.0097298 | 0.010164 | 0.010598 | 0.011032 | 0.011466 | 0.0119 | 0.012334 | 0.012768 | 0.013202 | 0.013637 | 0.013832
F3_Commercial_Miscellaneous_New_Food Preparation_Natural Gas_Oven_Codes & Standards Forecast | F3 | Commercial | Miscellaneous | New | Food Preparation | Natural Gas | Oven | Codes & Standards Forecast | Summer Peak Demand (MW) | 0 | 0 | 0 | 0 | 0 | 0 | 0 | 0 | 0 | 0 | 0 | 0 | 0 | 0 | 0 | 0 | 0 | 0 | 0 | 0 | 0 | 0 | 0 | 0 | 0 | 0 | 0 | 0 | 0 | 0 | 0 | 0 | 0
F4_Commercial_Miscellaneous_New_Food Preparation_Natural Gas_Oven_Codes & Standards Forecast | F4 | Commercial | Miscellaneous | New | Food Preparation | Natural Gas | Oven | Codes & Standards Forecast | Winter Peak Demand (MW) | 0 | 0 | 0 | 0 | 0 | 0 | 0 | 0 | 0 | 0 | 0 | 0 | 0 | 0 | 0 | 0 | 0 | 0 | 0 | 0 | 0 | 0 | 0 | 0 | 0 | 0 | 0 | 0 | 0 | 0 | 0 | 0 | 0
F5_Commercial_Miscellaneous_New_Food Preparation_Natural Gas_Oven_Codes & Standards Forecast | F5 | Commercial | Miscellaneous | New | Food Preparation | Natural Gas | Oven | Codes & Standards Forecast | Turnover | 0 | 5157.9408 | 24878.6642 | 15899.2089 | 20505.2299 | 27827.8453 | 26009.9922 | 23052.9455 | 20733.3055 | 20018.8548 | 19757.7212 | 19561.4323 | 20566.219 | 25391.5292 | 27531.6718 | 30104.9024 | 33604.3561 | 37362.5651 | 43589.7453 | 40578.3724 | 41613.0666 | 43101.6038 | 41830.1856 | 40710.3592 | 40941.5688 | 41997.9513 | 43477.216 | 45378.1993 | 47966.1687 | 52284.1978 | 54433.1401 | 56473.4626 | 47852.21
F6_Commercial_Miscellaneous_New_Food Preparation_Natural Gas_Oven_Codes & Standards Forecast | F6 | Commercial | Miscellaneous | New | Food Preparation | Natural Gas | Oven | Codes & Standards Forecast | Avg. Replacement Usage (kWh) | 0.02212 | 0.02212 | 0.02212 | 0.02212 | 0.02212 | 0.02212 | 0.02212 | 0.02212 | 0.02212 | 0.02212 | 0.02212 | 0.02212 | 0.02212 | 0.02212 | 0.02212 | 0.02212 | 0.02212 | 0.02212 | 0.02212 | 0.02212 | 0.02212 | 0.02212 | 0.02212 | 0.02212 | 0.02212 | 0.02212 | 0.02212 | 0.02212 | 0.02212 | 0.02212 | 0.02212 | 0.02212 | 0.02212
F7_Commercial_Miscellaneous_New_Food Preparation_Natural Gas_Oven_Codes & Standards Forecast | F7 | Commercial | Miscellaneous | New | Food Preparation | Natural Gas | Oven | Codes & Standards Forecast | Avg. Replacement Summer Demand (kW) | 0 | 0 | 0 | 0 | 0 | 0 | 0 | 0 | 0 | 0 | 0 | 0 | 0 | 0 | 0 | 0 | 0 | 0 | 0 | 0 | 0 | 0 | 0 | 0 | 0 | 0 | 0 | 0 | 0 | 0 | 0 | 0 | 0
F8_Commercial_Miscellaneous_New_Food Preparation_Natural Gas_Oven_Codes & Standards Forecast | F8 | Commercial | Miscellaneous | New | Food Preparation | Natural Gas | Oven | Codes & Standards Forecast | Avg. Replacement Winter Demand (kW) | 0 | 0 | 0 | 0 | 0 | 0 | 0 | 0 | 0 | 0 | 0 | 0 | 0 | 0 | 0 | 0 | 0 | 0 | 0 | 0 | 0 | 0 | 0 | 0 | 0 | 0 | 0 | 0 | 0 | 0 | 0 | 0 | 0
F1_Commercial_Miscellaneous_New_Food Preparation_Natural Gas_Conveyor Oven_Codes & Standards Forecast | F1 | Commercial | Miscellaneous | New | Food Preparation | Natural Gas | Conveyor Oven | Codes & Standards Forecast | Units | 0 | 2578.9704 | 15018.3025 | 22967.907 | 33220.5219 | 47134.4446 | 60139.4407 | 71665.9135 | 82032.5662 | 92041.9936 | 101920.8542 | 111701.5703 | 121468.8858 | 131264.1487 | 141119.6623 | 150993.3327 | 160869.7016 | 170733.276 | 180583.8529 | 190421.2271 | 200260.705 | 210102.3006 | 219932.1548 | 229750.1076 | 239555.9975 | 249363.5349 | 259172.7293 | 268983.5904 | 278796.1281 | 288610.352 | 298426.2721 | 308243.8983 | 312665.8784
F2_Commercial_Miscellaneous_New_Food Preparation_Natural Gas_Conveyor Oven_Codes & Standards Forecast | F2 | Commercial | Miscellaneous | New | Food Preparation | Natural Gas | Conveyor Oven | Codes & Standards Forecast | Usage (MMtherm) | 0 | 0.0001049 | 0.00061089 | 0.00093425 | 0.0013513 | 0.0019173 | 0.0024462 | 0.0029151 | 0.0033368 | 0.0037439 | 0.0041458 | 0.0045436 | 0.0049409 | 0.0053393 | 0.0057402 | 0.0061418 | 0.0065436 | 0.0069448 | 0.0073455 | 0.0077456 | 0.0081459 | 0.0085462 | 0.008946 | 0.0093454 | 0.0097442 | 0.010143 | 0.010542 | 0.010941 | 0.01134 | 0.01174 | 0.012139 | 0.012538 | 0.012718
F3_Commercial_Miscellaneous_New_Food Preparation_Natural Gas_Conveyor Oven_Codes & Standards Forecast | F3 | Commercial | Miscellaneous | New | Food Preparation | Natural Gas | Conveyor Oven | Codes & Standards Forecast | Summer Peak Demand (MW) | 0 | 0 | 0 | 0 | 0 | 0 | 0 | 0 | 0 | 0 | 0 | 0 | 0 | 0 | 0 | 0 | 0 | 0 | 0 | 0 | 0 | 0 | 0 | 0 | 0 | 0 | 0 | 0 | 0 | 0 | 0 | 0 | 0
F4_Commercial_Miscellaneous_New_Food Preparation_Natural Gas_Conveyor Oven_Codes & Standards Forecast | F4 | Commercial | Miscellaneous | New | Food Preparation | Natural Gas | Conveyor Oven | Codes & Standards Forecast | Winter Peak Demand (MW) | 0 | 0 | 0 | 0 | 0 | 0 | 0 | 0 | 0 | 0 | 0 | 0 | 0 | 0 | 0 | 0 | 0 | 0 | 0 | 0 | 0 | 0 | 0 | 0 | 0 | 0 | 0 | 0 | 0 | 0 | 0 | 0 | 0
F5_Commercial_Miscellaneous_New_Food Preparation_Natural Gas_Conveyor Oven_Codes & Standards Forecast | F5 | Commercial | Miscellaneous | New | Food Preparation | Natural Gas | Conveyor Oven | Codes & Standards Forecast | Turnover | 0 | 2578.9704 | 12439.3321 | 7949.6045 | 10252.6149 | 13913.9227 | 13004.9961 | 11526.4728 | 10366.6527 | 10009.4274 | 9878.8606 | 9780.7162 | 9767.3154 | 9795.2629 | 9855.5136 | 9873.6704 | 9876.3689 | 10379.3685 | 12751.0786 | 13747.6965 | 15018.2586 | 16767.4048 | 18647.5624 | 21762.2486 | 20257.7019 | 20774.5928 | 21518.4007 | 20896.0998 | 20246.6056 | 19816.491 | 19695.192 | 19661.5505 | 14246.6654
F6_Commercial_Miscellaneous_New_Food Preparation_Natural Gas_Conveyor Oven_Codes & Standards Forecast | F6 | Commercial | Miscellaneous | New | Food Preparation | Natural Gas | Conveyor Oven | Codes & Standards Forecast | Avg. Replacement Usage (kWh) | 0.040676 | 0.040676 | 0.040676 | 0.040676 | 0.040676 | 0.040676 | 0.040676 | 0.040676 | 0.040676 | 0.040676 | 0.040676 | 0.040676 | 0.040676 | 0.040676 | 0.040676 | 0.040676 | 0.040676 | 0.040676 | 0.040676 | 0.040676 | 0.040676 | 0.040676 | 0.040676 | 0.040676 | 0.040676 | 0.040676 | 0.040676 | 0.040676 | 0.040676 | 0.040676 | 0.040676 | 0.040676 | 0.040676
F7_Commercial_Miscellaneous_New_Food Preparation_Natural Gas_Conveyor Oven_Codes & Standards Forecast | F7 | Commercial | Miscellaneous | New | Food Preparation | Natural Gas | Conveyor Oven | Codes & Standards Forecast | Avg. Replacement Summer Demand (kW) | 0 | 0 | 0 | 0 | 0 | 0 | 0 | 0 | 0 | 0 | 0 | 0 | 0 | 0 | 0 | 0 | 0 | 0 | 0 | 0 | 0 | 0 | 0 | 0 | 0 | 0 | 0 | 0 | 0 | 0 | 0 | 0 | 0
F8_Commercial_Miscellaneous_New_Food Preparation_Natural Gas_Conveyor Oven_Codes & Standards Forecast | F8 | Commercial | Miscellaneous | New | Food Preparation | Natural Gas | Conveyor Oven | Codes & Standards Forecast | Avg. Replacement Winter Demand (kW) | 0 | 0 | 0 | 0 | 0 | 0 | 0 | 0 | 0 | 0 | 0 | 0 | 0 | 0 | 0 | 0 | 0 | 0 | 0 | 0 | 0 | 0 | 0 | 0 | 0 | 0 | 0 | 0 | 0 | 0 | 0 | 0 | 0
F1_Commercial_Miscellaneous_New_Food Preparation_Natural Gas_Double Rack Oven_Codes & Standards Forecast | F1 | Commercial | Miscellaneous | New | Food Preparation | Natural Gas | Double Rack Oven | Codes & Standards Forecast | Units | 0 | 2578.9704 | 15018.3025 | 22967.907 | 33220.5219 | 47134.4446 | 60139.4407 | 71665.9135 | 82032.5662 | 92041.9936 | 101920.8542 | 111701.5703 | 121468.8858 | 131264.1487 | 141119.6623 | 150993.3327 | 160869.7016 | 170733.276 | 180583.8529 | 190421.2271 | 200260.705 | 210102.3006 | 219932.1548 | 229750.1076 | 239555.9975 | 249363.5349 | 259172.7293 | 268983.5904 | 278796.1281 | 288610.352 | 298426.2721 | 308243.8983 | 312665.8784
F2_Commercial_Miscellaneous_New_Food Preparation_Natural Gas_Double Rack Oven_Codes & Standards Forecast | F2 | Commercial | Miscellaneous | New | Food Preparation | Natural Gas | Double Rack Oven | Codes & Standards Forecast | Usage (MMtherm) | 0 | 0.00018695 | 0.0010887 | 0.001665 | 0.0024082 | 0.0034168 | 0.0043596 | 0.0051951 | 0.0059466 | 0.0066722 | 0.0073883 | 0.0080974 | 0.0088054 | 0.0095155 | 0.01023 | 0.010946 | 0.011662 | 0.012377 | 0.013091 | 0.013804 | 0.014517 | 0.015231 | 0.015943 | 0.016655 | 0.017366 | 0.018077 | 0.018788 | 0.019499 | 0.02021 | 0.020922 | 0.021633 | 0.022345 | 0.022665
F3_Commercial_Miscellaneous_New_Food Preparation_Natural Gas_Double Rack Oven_Codes & Standards Forecast | F3 | Commercial | Miscellaneous | New | Food Preparation | Natural Gas | Double Rack Oven | Codes & Standards Forecast | Summer Peak Demand (MW) | 0 | 0 | 0 | 0 | 0 | 0 | 0 | 0 | 0 | 0 | 0 | 0 | 0 | 0 | 0 | 0 | 0 | 0 | 0 | 0 | 0 | 0 | 0 | 0 | 0 | 0 | 0 | 0 | 0 | 0 | 0 | 0 | 0
F4_Commercial_Miscellaneous_New_Food Preparation_Natural Gas_Double Rack Oven_Codes & Standards Forecast | F4 | Commercial | Miscellaneous | New | Food Preparation | Natural Gas | Double Rack Oven | Codes & Standards Forecast | Winter Peak Demand (MW) | 0 | 0 | 0 | 0 | 0 | 0 | 0 | 0 | 0 | 0 | 0 | 0 | 0 | 0 | 0 | 0 | 0 | 0 | 0 | 0 | 0 | 0 | 0 | 0 | 0 | 0 | 0 | 0 | 0 | 0 | 0 | 0 | 0
F5_Commercial_Miscellaneous_New_Food Preparation_Natural Gas_Double Rack Oven_Codes & Standards Forecast | F5 | Commercial | Miscellaneous | New | Food Preparation | Natural Gas | Double Rack Oven | Codes & Standards Forecast | Turnover | 0 | 2578.9704 | 12439.3321 | 7949.6045 | 10252.6149 | 13913.9227 | 13004.9961 | 11526.4728 | 10366.6527 | 10009.4274 | 9878.8606 | 9780.7162 | 10283.1095 | 12695.7646 | 13765.8359 | 15052.4512 | 16802.178 | 18681.2825 | 21794.8727 | 20289.1862 | 20806.5333 | 21550.8019 | 20915.0928 | 20355.1796 | 20470.7844 | 20998.9756 | 21738.608 | 22689.0996 | 23983.0843 | 26142.0989 | 27216.5701 | 28236.7313 | 23926.105
F6_Commercial_Miscellaneous_New_Food Preparation_Natural Gas_Double Rack Oven_Codes & Standards Forecast | F6 | Commercial | Miscellaneous | New | Food Preparation | Natural Gas | Double Rack Oven | Codes & Standards Forecast | Avg. Replacement Usage (kWh) | 0.072491 | 0.072491 | 0.072491 | 0.072491 | 0.072491 | 0.072491 | 0.072491 | 0.072491 | 0.072491 | 0.072491 | 0.072491 | 0.072491 | 0.072491 | 0.072491 | 0.072491 | 0.072491 | 0.072491 | 0.072491 | 0.072491 | 0.072491 | 0.072491 | 0.072491 | 0.072491 | 0.072491 | 0.072491 | 0.072491 | 0.072491 | 0.072491 | 0.072491 | 0.072491 | 0.072491 | 0.072491 | 0.072491
F7_Commercial_Miscellaneous_New_Food Preparation_Natural Gas_Double Rack Oven_Codes & Standards Forecast | F7 | Commercial | Miscellaneous | New | Food Preparation | Natural Gas | Double Rack Oven | Codes & Standards Forecast | Avg. Replacement Summer Demand (kW) | 0 | 0 | 0 | 0 | 0 | 0 | 0 | 0 | 0 | 0 | 0 | 0 | 0 | 0 | 0 | 0 | 0 | 0 | 0 | 0 | 0 | 0 | 0 | 0 | 0 | 0 | 0 | 0 | 0 | 0 | 0 | 0 | 0
F8_Commercial_Miscellaneous_New_Food Preparation_Natural Gas_Double Rack Oven_Codes & Standards Forecast | F8 | Commercial | Miscellaneous | New | Food Preparation | Natural Gas | Double Rack Oven | Codes & Standards Forecast | Avg. Replacement Winter Demand (kW) | 0 | 0 | 0 | 0 | 0 | 0 | 0 | 0 | 0 | 0 | 0 | 0 | 0 | 0 | 0 | 0 | 0 | 0 | 0 | 0 | 0 | 0 | 0 | 0 | 0 | 0 | 0 | 0 | 0 | 0 | 0 | 0 | 0
F1_Commercial_Miscellaneous_New_Food Preparation_Natural Gas_Fryer_Codes & Standards Forecast | F1 | Commercial | Miscellaneous | New | Food Preparation | Natural Gas | Fryer | Codes & Standards Forecast | Units | 0 | 442.9107 | 2579.2333 | 3944.4931 | 5705.2704 | 8094.8383 | 10328.3077 | 12307.8565 | 14088.2186 | 15807.231 | 17503.82 | 19183.5537 | 20860.986 | 22543.218 | 24235.7974 | 25931.495 | 27627.656 | 29321.6198 | 31013.3513 | 32702.8155 | 34392.6409 | 36082.83 | 37771.0026 | 39457.1314 | 41141.1884 | 42825.5284 | 44510.1529 | 46195.0637 | 47880.2624 | 49565.7508 | 51251.5304 | 52937.603 | 53697.0309
F2_Commercial_Miscellaneous_New_Food Preparation_Natural Gas_Fryer_Codes & Standards Forecast | F2 | Commercial | Miscellaneous | New | Food Preparation | Natural Gas | Fryer | Codes & Standards Forecast | Usage (MMtherm) | 0 | 1.6258e-05 | 9.4675e-05 | 0.00012539 | 0.000165 | 0.00021876 | 0.00026744 | 0.00030321 | 0.00033668 | 0.00037042 | 0.0004034 | 0.00043159 | 0.00046932 | 0.00050717 | 0.00054525 | 0.0005834 | 0.00062156 | 0.00065967 | 0.00069773 | 0.00073574 | 0.00077376 | 0.00081178 | 0.00084976 | 0.0008877 | 0.00092558 | 0.00096348 | 0.0010014 | 0.0010393 | 0.0010772 | 0.0011151 | 0.001153 | 0.001191 | 0.0012081
F3_Commercial_Miscellaneous_New_Food Preparation_Natural Gas_Fryer_Codes & Standards Forecast | F3 | Commercial | Miscellaneous | New | Food Preparation | Natural Gas | Fryer | Codes & Standards Forecast | Summer Peak Demand (MW) | 0 | 0 | 0 | 0 | 0 | 0 | 0 | 0 | 0 | 0 | 0 | 0 | 0 | 0 | 0 | 0 | 0 | 0 | 0 | 0 | 0 | 0 | 0 | 0 | 0 | 0 | 0 | 0 | 0 | 0 | 0 | 0 | 0
F4_Commercial_Miscellaneous_New_Food Preparation_Natural Gas_Fryer_Codes & Standards Forecast | F4 | Commercial | Miscellaneous | New | Food Preparation | Natural Gas | Fryer | Codes & Standards Forecast | Winter Peak Demand (MW) | 0 | 0 | 0 | 0 | 0 | 0 | 0 | 0 | 0 | 0 | 0 | 0 | 0 | 0 | 0 | 0 | 0 | 0 | 0 | 0 | 0 | 0 | 0 | 0 | 0 | 0 | 0 | 0 | 0 | 0 | 0 | 0 | 0
F5_Commercial_Miscellaneous_New_Food Preparation_Natural Gas_Fryer_Codes & Standards Forecast | F5 | Commercial | Miscellaneous | New | Food Preparation | Natural Gas | Fryer | Codes & Standards Forecast | Turnover | 0 | 442.9107 | 2136.3227 | 1365.2598 | 1760.7773 | 2389.5679 | 2344.1971 | 2596.6752 | 2584.5218 | 2762.3266 | 3181.5713 | 3781.3744 | 3719.8547 | 3954.0374 | 4236.2301 | 4388.0618 | 4720.692 | 4889.4416 | 5119.0432 | 5418.4941 | 5725.9494 | 5882.8562 | 6110.606 | 6349.6802 | 6572.3745 | 6861.0002 | 7077.8788 | 7311.9885 | 7563.9882 | 7810.6346 | 8032.1241 | 8269.3468 | 7581.6141
F6_Commercial_Miscellaneous_New_Food Preparation_Natural Gas_Fryer_Codes & Standards Forecast | F6 | Commercial | Miscellaneous | New | Food Preparation | Natural Gas | Fryer | Codes & Standards Forecast | Avg. Replacement Usage (kWh) | 0.036707 | 0.036707 | 0.036707 | 0.022498 | 0.022498 | 0.022498 | 0.022498 | 0.022498 | 0.022498 | 0.022498 | 0.022498 | 0.022498 | 0.022498 | 0.022498 | 0.022498 | 0.022498 | 0.022498 | 0.022498 | 0.022498 | 0.022498 | 0.022498 | 0.022498 | 0.022498 | 0.022498 | 0.022498 | 0.022498 | 0.022498 | 0.022498 | 0.022498 | 0.022498 | 0.022498 | 0.022498 | 0.022498
F7_Commercial_Miscellaneous_New_Food Preparation_Natural Gas_Fryer_Codes & Standards Forecast | F7 | Commercial | Miscellaneous | New | Food Preparation | Natural Gas | Fryer | Codes & Standards Forecast | Avg. Replacement Summer Demand (kW) | 0 | 0 | 0 | 0 | 0 | 0 | 0 | 0 | 0 | 0 | 0 | 0 | 0 | 0 | 0 | 0 | 0 | 0 | 0 | 0 | 0 | 0 | 0 | 0 | 0 | 0 | 0 | 0 | 0 | 0 | 0 | 0 | 0
F8_Commercial_Miscellaneous_New_Food Preparation_Natural Gas_Fryer_Codes & Standards Forecast | F8 | Commercial | Miscellaneous | New | Food Preparation | Natural Gas | Fryer | Codes & Standards Forecast | Avg. Replacement Winter Demand (kW) | 0 | 0 | 0 | 0 | 0 | 0 | 0 | 0 | 0 | 0 | 0 | 0 | 0 | 0 | 0 | 0 | 0 | 0 | 0 | 0 | 0 | 0 | 0 | 0 | 0 | 0 | 0 | 0 | 0 | 0 | 0 | 0 | 0
F1_Commercial_Miscellaneous_New_Food Preparation_Natural Gas_Broiler_Codes & Standards Forecast | F1 | Commercial | Miscellaneous | New | Food Preparation | Natural Gas | Broiler | Codes & Standards Forecast | Units | 0 | 5048.1974 | 29397.5284 | 44958.4563 | 65027.4047 | 92263.1682 | 117719.7562 | 140282.2136 | 160574.3849 | 180167.3066 | 199504.6507 | 218649.8823 | 237768.8827 | 256942.5889 | 276234.2326 | 295561.4173 | 314893.884 | 334201.3062 | 353483.2865 | 372739.4233 | 391999.6779 | 411264.0778 | 430505.4945 | 449723.6149 | 468918.1228 | 488115.8555 | 507316.8318 | 526521.0706 | 545728.5911 | 564939.4125 | 584153.5539 | 603371.0349 | 612026.8258
F2_Commercial_Miscellaneous_New_Food Preparation_Natural Gas_Broiler_Codes & Standards Forecast | F2 | Commercial | Miscellaneous | New | Food Preparation | Natural Gas | Broiler | Codes & Standards Forecast | Usage (MMtherm) | 0 | 0.00020206 | 0.0011767 | 0.0017995 | 0.0026028 | 0.0036929 | 0.0047119 | 0.005615 | 0.0064272 | 0.0072114 | 0.0079854 | 0.0087517 | 0.009517 | 0.010284 | 0.011057 | 0.01183 | 0.012604 | 0.013377 | 0.014149 | 0.014919 | 0.01569 | 0.016461 | 0.017232 | 0.018001 | 0.018769 | 0.019537 | 0.020306 | 0.021075 | 0.021843 | 0.022612 | 0.023381 | 0.024151 | 0.024497
F3_Commercial_Miscellaneous_New_Food Preparation_Natural Gas_Broiler_Codes & Standards Forecast | F3 | Commercial | Miscellaneous | New | Food Preparation | Natural Gas | Broiler | Codes & Standards Forecast | Summer Peak Demand (MW) | 0 | 0 | 0 | 0 | 0 | 0 | 0 | 0 | 0 | 0 | 0 | 0 | 0 | 0 | 0 | 0 | 0 | 0 | 0 | 0 | 0 | 0 | 0 | 0 | 0 | 0 | 0 | 0 | 0 | 0 | 0 | 0 | 0
F4_Commercial_Miscellaneous_New_Food Preparation_Natural Gas_Broiler_Codes & Standards Forecast | F4 | Commercial | Miscellaneous | New | Food Preparation | Natural Gas | Broiler | Codes & Standards Forecast | Winter Peak Demand (MW) | 0 | 0 | 0 | 0 | 0 | 0 | 0 | 0 | 0 | 0 | 0 | 0 | 0 | 0 | 0 | 0 | 0 | 0 | 0 | 0 | 0 | 0 | 0 | 0 | 0 | 0 | 0 | 0 | 0 | 0 | 0 | 0 | 0
F5_Commercial_Miscellaneous_New_Food Preparation_Natural Gas_Broiler_Codes & Standards Forecast | F5 | Commercial | Miscellaneous | New | Food Preparation | Natural Gas | Broiler | Codes & Standards Forecast | Turnover | 0 | 5048.1974 | 24349.331 | 15560.9279 | 20068.9484 | 27235.7635 | 25456.5881 | 22562.4573 | 20292.1713 | 19592.9217 | 19337.3441 | 19145.2316 | 20128.6399 | 24851.2839 | 26945.8915 | 29464.3726 | 32889.3698 | 36567.6169 | 42662.3039 | 39715.0028 | 40727.6822 | 42184.5484 | 40940.1817 | 39844.1814 | 40070.4716 | 41104.3779 | 42552.1688 | 44412.7057 | 46945.6119 | 51171.768 | 53274.9882 | 55271.8995 | 46834.0779
F6_Commercial_Miscellaneous_New_Food Preparation_Natural Gas_Broiler_Codes & Standards Forecast | F6 | Commercial | Miscellaneous | New | Food Preparation | Natural Gas | Broiler | Codes & Standards Forecast | Avg. Replacement Usage (kWh) | 0.040026 | 0.040026 | 0.040026 | 0.040026 | 0.040026 | 0.040026 | 0.040026 | 0.040026 | 0.040026 | 0.040026 | 0.040026 | 0.040026 | 0.040026 | 0.040026 | 0.040026 | 0.040026 | 0.040026 | 0.040026 | 0.040026 | 0.040026 | 0.040026 | 0.040026 | 0.040026 | 0.040026 | 0.040026 | 0.040026 | 0.040026 | 0.040026 | 0.040026 | 0.040026 | 0.040026 | 0.040026 | 0.040026
F7_Commercial_Miscellaneous_New_Food Preparation_Natural Gas_Broiler_Codes & Standards Forecast | F7 | Commercial | Miscellaneous | New | Food Preparation | Natural Gas | Broiler | Codes & Standards Forecast | Avg. Replacement Summer Demand (kW) | 0 | 0 | 0 | 0 | 0 | 0 | 0 | 0 | 0 | 0 | 0 | 0 | 0 | 0 | 0 | 0 | 0 | 0 | 0 | 0 | 0 | 0 | 0 | 0 | 0 | 0 | 0 | 0 | 0 | 0 | 0 | 0 | 0
F8_Commercial_Miscellaneous_New_Food Preparation_Natural Gas_Broiler_Codes & Standards Forecast | F8 | Commercial | Miscellaneous | New | Food Preparation | Natural Gas | Broiler | Codes & Standards Forecast | Avg. Replacement Winter Demand (kW) | 0 | 0 | 0 | 0 | 0 | 0 | 0 | 0 | 0 | 0 | 0 | 0 | 0 | 0 | 0 | 0 | 0 | 0 | 0 | 0 | 0 | 0 | 0 | 0 | 0 | 0 | 0 | 0 | 0 | 0 | 0 | 0 | 0
F1_Commercial_Miscellaneous_New_Food Preparation_Natural Gas_Griddle_Codes & Standards Forecast | F1 | Commercial | Miscellaneous | New | Food Preparation | Natural Gas | Griddle | Codes & Standards Forecast | Units | 0 | 5599.3752 | 32607.241 | 49867.1588 | 72127.2968 | 102336.7447 | 130572.7614 | 155598.6572 | 178106.3903 | 199838.5274 | 221287.1823 | 242522.7492 | 263729.2209 | 284996.3712 | 306394.336 | 327831.7221 | 349274.967 | 370690.433 | 392077.6793 | 413436.2603 | 434799.4087 | 456167.1551 | 477509.4089 | 498825.8228 | 520116.0461 | 541409.8463 | 562707.2443 | 584008.261 | 605312.9177 | 626621.2356 | 647933.2362 | 669248.9409 | 678849.7977
F2_Commercial_Miscellaneous_New_Food Preparation_Natural Gas_Griddle_Codes & Standards Forecast | F2 | Commercial | Miscellaneous | New | Food Preparation | Natural Gas | Griddle | Codes & Standards Forecast | Usage (MMtherm) | 0 | 0.0001383 | 0.0008054 | 0.0012317 | 0.0017815 | 0.0025277 | 0.0032251 | 0.0038433 | 0.0043992 | 0.004936 | 0.0054658 | 0.0059903 | 0.0065141 | 0.0070394 | 0.0075679 | 0.0080974 | 0.0086271 | 0.009156 | 0.0096843 | 0.010212 | 0.01074 | 0.011267 | 0.011794 | 0.012321 | 0.012847 | 0.013373 | 0.013899 | 0.014425 | 0.014951 | 0.015478 | 0.016004 | 0.01653 | 0.016768
F3_Commercial_Miscellaneous_New_Food Preparation_Natural Gas_Griddle_Codes & Standards Forecast | F3 | Commercial | Miscellaneous | New | Food Preparation | Natural Gas | Griddle | Codes & Standards Forecast | Summer Peak Demand (MW) | 0 | 0 | 0 | 0 | 0 | 0 | 0 | 0 | 0 | 0 | 0 | 0 | 0 | 0 | 0 | 0 | 0 | 0 | 0 | 0 | 0 | 0 | 0 | 0 | 0 | 0 | 0 | 0 | 0 | 0 | 0 | 0 | 0
F4_Commercial_Miscellaneous_New_Food Preparation_Natural Gas_Griddle_Codes & Standards Forecast | F4 | Commercial | Miscellaneous | New | Food Preparation | Natural Gas | Griddle | Codes & Standards Forecast | Winter Peak Demand (MW) | 0 | 0 | 0 | 0 | 0 | 0 | 0 | 0 | 0 | 0 | 0 | 0 | 0 | 0 | 0 | 0 | 0 | 0 | 0 | 0 | 0 | 0 | 0 | 0 | 0 | 0 | 0 | 0 | 0 | 0 | 0 | 0 | 0
F5_Commercial_Miscellaneous_New_Food Preparation_Natural Gas_Griddle_Codes & Standards Forecast | F5 | Commercial | Miscellaneous | New | Food Preparation | Natural Gas | Griddle | Codes & Standards Forecast | Turnover | 0 | 5599.3752 | 27007.8658 | 17259.9178 | 22260.1379 | 30209.448 | 28236.0167 | 25025.8958 | 22507.733 | 21732.1372 | 21448.6548 | 21235.5669 | 22326.3467 | 27564.6235 | 29887.9269 | 32681.3834 | 36480.3323 | 40560.1818 | 47320.3055 | 44051.209 | 45174.4559 | 46790.3872 | 45410.1567 | 44194.4917 | 44445.489 | 45592.2803 | 47198.1455 | 49261.8215 | 52071.2783 | 56758.8591 | 59091.7153 | 61306.6556 | 51947.5666
F6_Commercial_Miscellaneous_New_Food Preparation_Natural Gas_Griddle_Codes & Standards Forecast | F6 | Commercial | Miscellaneous | New | Food Preparation | Natural Gas | Griddle | Codes & Standards Forecast | Avg. Replacement Usage (kWh) | 0.0247 | 0.0247 | 0.0247 | 0.0247 | 0.0247 | 0.0247 | 0.0247 | 0.0247 | 0.0247 | 0.0247 | 0.0247 | 0.0247 | 0.0247 | 0.0247 | 0.0247 | 0.0247 | 0.0247 | 0.0247 | 0.0247 | 0.0247 | 0.0247 | 0.0247 | 0.0247 | 0.0247 | 0.0247 | 0.0247 | 0.0247 | 0.0247 | 0.0247 | 0.0247 | 0.0247 | 0.0247 | 0.0247
F7_Commercial_Miscellaneous_New_Food Preparation_Natural Gas_Griddle_Codes & Standards Forecast | F7 | Commercial | Miscellaneous | New | Food Preparation | Natural Gas | Griddle | Codes & Standards Forecast | Avg. Replacement Summer Demand (kW) | 0 | 0 | 0 | 0 | 0 | 0 | 0 | 0 | 0 | 0 | 0 | 0 | 0 | 0 | 0 | 0 | 0 | 0 | 0 | 0 | 0 | 0 | 0 | 0 | 0 | 0 | 0 | 0 | 0 | 0 | 0 | 0 | 0
F8_Commercial_Miscellaneous_New_Food Preparation_Natural Gas_Griddle_Codes & Standards Forecast | F8 | Commercial | Miscellaneous | New | Food Preparation | Natural Gas | Griddle | Codes & Standards Forecast | Avg. Replacement Winter Demand (kW) | 0 | 0 | 0 | 0 | 0 | 0 | 0 | 0 | 0 | 0 | 0 | 0 | 0 | 0 | 0 | 0 | 0 | 0 | 0 | 0 | 0 | 0 | 0 | 0 | 0 | 0 | 0 | 0 | 0 | 0 | 0 | 0 | 0
F1_Commercial_Miscellaneous_New_Food Preparation_Natural Gas_Range_Codes & Standards Forecast | F1 | Commercial | Miscellaneous | New | Food Preparation | Natural Gas | Range | Codes & Standards Forecast | Units | 0 | 6224.7645 | 36249.1151 | 55436.778 | 80183.1313 | 113766.646 | 145156.3186 | 172977.3348 | 197998.9367 | 222158.3172 | 246002.5535 | 269609.9023 | 293184.9062 | 316827.3659 | 340615.2506 | 364446.9596 | 388285.1817 | 412092.5222 | 435868.4913 | 459612.5935 | 483361.7732 | 507116.0645 | 530842.0158 | 554539.2413 | 578207.351 | 601879.4371 | 625555.5227 | 649235.6313 | 672919.7864 | 696608.0117 | 720300.3309 | 743996.7679 | 754669.936
F2_Commercial_Miscellaneous_New_Food Preparation_Natural Gas_Range_Codes & Standards Forecast | F2 | Commercial | Miscellaneous | New | Food Preparation | Natural Gas | Range | Codes & Standards Forecast | Usage (MMtherm) | 0 | 0.00018255 | 0.0010631 | 0.0016258 | 0.0023515 | 0.0033364 | 0.0042569 | 0.0050728 | 0.0058066 | 0.0065152 | 0.0072144 | 0.0079068 | 0.0085981 | 0.0092915 | 0.0099891 | 0.010688 | 0.011387 | 0.012085 | 0.012783 | 0.013479 | 0.014175 | 0.014872 | 0.015568 | 0.016263 | 0.016957 | 0.017651 | 0.018345 | 0.01904 | 0.019734 | 0.020429 | 0.021124 | 0.021819 | 0.022132
F3_Commercial_Miscellaneous_New_Food Preparation_Natural Gas_Range_Codes & Standards Forecast | F3 | Commercial | Miscellaneous | New | Food Preparation | Natural Gas | Range | Codes & Standards Forecast | Summer Peak Demand (MW) | 0 | 0 | 0 | 0 | 0 | 0 | 0 | 0 | 0 | 0 | 0 | 0 | 0 | 0 | 0 | 0 | 0 | 0 | 0 | 0 | 0 | 0 | 0 | 0 | 0 | 0 | 0 | 0 | 0 | 0 | 0 | 0 | 0
F4_Commercial_Miscellaneous_New_Food Preparation_Natural Gas_Range_Codes & Standards Forecast | F4 | Commercial | Miscellaneous | New | Food Preparation | Natural Gas | Range | Codes & Standards Forecast | Winter Peak Demand (MW) | 0 | 0 | 0 | 0 | 0 | 0 | 0 | 0 | 0 | 0 | 0 | 0 | 0 | 0 | 0 | 0 | 0 | 0 | 0 | 0 | 0 | 0 | 0 | 0 | 0 | 0 | 0 | 0 | 0 | 0 | 0 | 0 | 0
F5_Commercial_Miscellaneous_New_Food Preparation_Natural Gas_Range_Codes & Standards Forecast | F5 | Commercial | Miscellaneous | New | Food Preparation | Natural Gas | Range | Codes & Standards Forecast | Turnover | 0 | 6224.7645 | 30024.3507 | 19187.6629 | 24746.3532 | 33583.5147 | 31389.6726 | 27821.0162 | 25021.602 | 24159.3805 | 25089.1892 | 30608.1812 | 33013.2025 | 36142.2892 | 40504.4512 | 45114.6814 | 52667.722 | 49034.4882 | 50246.7406 | 52255.1662 | 52104.5645 | 52105.7377 | 52901.7168 | 54912.7018 | 57907.1709 | 63043.65 | 65610.6963 | 68097.4166 | 70812.5493 | 73020.3977 | 75559.189 | 74817.8458 | 62870.6201
F6_Commercial_Miscellaneous_New_Food Preparation_Natural Gas_Range_Codes & Standards Forecast | F6 | Commercial | Miscellaneous | New | Food Preparation | Natural Gas | Range | Codes & Standards Forecast | Avg. Replacement Usage (kWh) | 0.029327 | 0.029327 | 0.029327 | 0.029327 | 0.029327 | 0.029327 | 0.029327 | 0.029327 | 0.029327 | 0.029327 | 0.029327 | 0.029327 | 0.029327 | 0.029327 | 0.029327 | 0.029327 | 0.029327 | 0.029327 | 0.029327 | 0.029327 | 0.029327 | 0.029327 | 0.029327 | 0.029327 | 0.029327 | 0.029327 | 0.029327 | 0.029327 | 0.029327 | 0.029327 | 0.029327 | 0.029327 | 0.029327
F7_Commercial_Miscellaneous_New_Food Preparation_Natural Gas_Range_Codes & Standards Forecast | F7 | Commercial | Miscellaneous | New | Food Preparation | Natural Gas | Range | Codes & Standards Forecast | Avg. Replacement Summer Demand (kW) | 0 | 0 | 0 | 0 | 0 | 0 | 0 | 0 | 0 | 0 | 0 | 0 | 0 | 0 | 0 | 0 | 0 | 0 | 0 | 0 | 0 | 0 | 0 | 0 | 0 | 0 | 0 | 0 | 0 | 0 | 0 | 0 | 0
F8_Commercial_Miscellaneous_New_Food Preparation_Natural Gas_Range_Codes & Standards Forecast | F8 | Commercial | Miscellaneous | New | Food Preparation | Natural Gas | Range | Codes & Standards Forecast | Avg. Replacement Winter Demand (kW) | 0 | 0 | 0 | 0 | 0 | 0 | 0 | 0 | 0 | 0 | 0 | 0 | 0 | 0 | 0 | 0 | 0 | 0 | 0 | 0 | 0 | 0 | 0 | 0 | 0 | 0 | 0 | 0 | 0 | 0 | 0 | 0 | 0
F1_Commercial_Miscellaneous_New_Food Preparation_Natural Gas_Steamer_Codes & Standards Forecast | F1 | Commercial | Miscellaneous | New | Food Preparation | Natural Gas | Steamer | Codes & Standards Forecast | Units | 0 | 219.3536 | 1277.3774 | 1953.5287 | 2825.562 | 4009.0066 | 5115.1429 | 6095.5237 | 6977.2564 | 7828.6053 | 8668.849 | 9500.745 | 10331.5012 | 11164.6345 | 12002.8924 | 12842.6946 | 13682.7263 | 14521.6698 | 15359.5077 | 16196.2228 | 17033.1168 | 17870.1908 | 18706.2663 | 19541.3294 | 20375.3666 | 21209.5438 | 22043.8621 | 22878.322 | 23712.9246 | 24547.6706 | 25382.5609 | 26217.5962 | 26593.7065
F2_Commercial_Miscellaneous_New_Food Preparation_Natural Gas_Steamer_Codes & Standards Forecast | F2 | Commercial | Miscellaneous | New | Food Preparation | Natural Gas | Steamer | Codes & Standards Forecast | Usage (MMtherm) | 0 | 1.2776e-05 | 7.44e-05 | 9.1485e-05 | 0.00011352 | 0.00014342 | 0.00017137 | 0.00019614 | 0.00021842 | 0.00023993 | 0.00026036 | 0.00027679 | 0.0002937 | 0.00031112 | 0.00032908 | 0.00034743 | 0.00036611 | 0.00038505 | 0.0004042 | 0.00042133 | 0.00043039 | 0.00045154 | 0.00047266 | 0.00049376 | 0.00051484 | 0.00053592 | 0.000557 | 0.00057808 | 0.00059917 | 0.00062026 | 0.00064136 | 0.00066246 | 0.00067196
F3_Commercial_Miscellaneous_New_Food Preparation_Natural Gas_Steamer_Codes & Standards Forecast | F3 | Commercial | Miscellaneous | New | Food Preparation | Natural Gas | Steamer | Codes & Standards Forecast | Summer Peak Demand (MW) | 0 | 0 | 0 | 0 | 0 | 0 | 0 | 0 | 0 | 0 | 0 | 0 | 0 | 0 | 0 | 0 | 0 | 0 | 0 | 0 | 0 | 0 | 0 | 0 | 0 | 0 | 0 | 0 | 0 | 0 | 0 | 0 | 0
F4_Commercial_Miscellaneous_New_Food Preparation_Natural Gas_Steamer_Codes & Standards Forecast | F4 | Commercial | Miscellaneous | New | Food Preparation | Natural Gas | Steamer | Codes & Standards Forecast | Winter Peak Demand (MW) | 0 | 0 | 0 | 0 | 0 | 0 | 0 | 0 | 0 | 0 | 0 | 0 | 0 | 0 | 0 | 0 | 0 | 0 | 0 | 0 | 0 | 0 | 0 | 0 | 0 | 0 | 0 | 0 | 0 | 0 | 0 | 0 | 0
F5_Commercial_Miscellaneous_New_Food Preparation_Natural Gas_Steamer_Codes & Standards Forecast | F5 | Commercial | Miscellaneous | New | Food Preparation | Natural Gas | Steamer | Codes & Standards Forecast | Turnover | 0 | 219.3536 | 1058.0238 | 676.1513 | 872.0332 | 1183.4447 | 1106.1362 | 980.3808 | 881.7327 | 851.349 | 864.6163 | 971.1188 | 1029.6377 | 1106.8094 | 1213.0194 | 1295.8276 | 1354.3188 | 1394.0579 | 1425.8673 | 1523.0253 | 1813.1149 | 1701.6341 | 1787.8731 | 1911.7834 | 1911.2958 | 1903.4945 | 1909.3394 | 1939.1076 | 1989.8222 | 2095.8621 | 2162.9735 | 2237.9711 | 1868.2916
F6_Commercial_Miscellaneous_New_Food Preparation_Natural Gas_Steamer_Codes & Standards Forecast | F6 | Commercial | Miscellaneous | New | Food Preparation | Natural Gas | Steamer | Codes & Standards Forecast | Avg. Replacement Usage (kWh) | 0.058244 | 0.058244 | 0.058244 | 0.025268 | 0.025268 | 0.025268 | 0.025268 | 0.025268 | 0.025268 | 0.025268 | 0.025268 | 0.025268 | 0.025268 | 0.025268 | 0.025268 | 0.025268 | 0.025268 | 0.025268 | 0.025268 | 0.025268 | 0.025268 | 0.025268 | 0.025268 | 0.025268 | 0.025268 | 0.025268 | 0.025268 | 0.025268 | 0.025268 | 0.025268 | 0.025268 | 0.025268 | 0.025268
F7_Commercial_Miscellaneous_New_Food Preparation_Natural Gas_Steamer_Codes & Standards Forecast | F7 | Commercial | Miscellaneous | New | Food Preparation | Natural Gas | Steamer | Codes & Standards Forecast | Avg. Replacement Summer Demand (kW) | 0 | 0 | 0 | 0 | 0 | 0 | 0 | 0 | 0 | 0 | 0 | 0 | 0 | 0 | 0 | 0 | 0 | 0 | 0 | 0 | 0 | 0 | 0 | 0 | 0 | 0 | 0 | 0 | 0 | 0 | 0 | 0 | 0
F8_Commercial_Miscellaneous_New_Food Preparation_Natural Gas_Steamer_Codes & Standards Forecast | F8 | Commercial | Miscellaneous | New | Food Preparation | Natural Gas | Steamer | Codes & Standards Forecast | Avg. Replacement Winter Demand (kW) | 0 | 0 | 0 | 0 | 0 | 0 | 0 | 0 | 0 | 0 | 0 | 0 | 0 | 0 | 0 | 0 | 0 | 0 | 0 | 0 | 0 | 0 | 0 | 0 | 0 | 0 | 0 | 0 | 0 | 0 | 0 | 0 | 0
F1_Commercial_Miscellaneous_New_Food Preparation_Natural Gas_Food Prep Other_Codes & Standards Forecast | F1 | Commercial | Miscellaneous | New | Food Preparation | Natural Gas | Food Prep Other | Codes & Standards Forecast | Units | 0 | 0 | 0 | 0 | 0 | 0 | 0 | 0 | 0 | 0 | 0 | 0 | 0 | 0 | 0 | 0 | 0 | 0 | 0 | 0 | 0 | 0 | 0 | 0 | 0 | 0 | 0 | 0 | 0 | 0 | 0 | 0 | 0
F2_Commercial_Miscellaneous_New_Food Preparation_Natural Gas_Food Prep Other_Codes & Standards Forecast | F2 | Commercial | Miscellaneous | New | Food Preparation | Natural Gas | Food Prep Other | Codes & Standards Forecast | Usage (MMtherm) | 0 | 0 | 0 | 0 | 0 | 0 | 0 | 0 | 0 | 0 | 0 | 0 | 0 | 0 | 0 | 0 | 0 | 0 | 0 | 0 | 0 | 0 | 0 | 0 | 0 | 0 | 0 | 0 | 0 | 0 | 0 | 0 | 0
F3_Commercial_Miscellaneous_New_Food Preparation_Natural Gas_Food Prep Other_Codes & Standards Forecast | F3 | Commercial | Miscellaneous | New | Food Preparation | Natural Gas | Food Prep Other | Codes & Standards Forecast | Summer Peak Demand (MW) | 0 | 0 | 0 | 0 | 0 | 0 | 0 | 0 | 0 | 0 | 0 | 0 | 0 | 0 | 0 | 0 | 0 | 0 | 0 | 0 | 0 | 0 | 0 | 0 | 0 | 0 | 0 | 0 | 0 | 0 | 0 | 0 | 0
F4_Commercial_Miscellaneous_New_Food Preparation_Natural Gas_Food Prep Other_Codes & Standards Forecast | F4 | Commercial | Miscellaneous | New | Food Preparation | Natural Gas | Food Prep Other | Codes & Standards Forecast | Winter Peak Demand (MW) | 0 | 0 | 0 | 0 | 0 | 0 | 0 | 0 | 0 | 0 | 0 | 0 | 0 | 0 | 0 | 0 | 0 | 0 | 0 | 0 | 0 | 0 | 0 | 0 | 0 | 0 | 0 | 0 | 0 | 0 | 0 | 0 | 0
F5_Commercial_Miscellaneous_New_Food Preparation_Natural Gas_Food Prep Other_Codes & Standards Forecast | F5 | Commercial | Miscellaneous | New | Food Preparation | Natural Gas | Food Prep Other | Codes & Standards Forecast | Turnover | 0 | 0 | 0 | 0 | 0 | 0 | 0 | 0 | 0 | 0 | 0 | 0 | 0 | 0 | 0 | 0 | 0 | 0 | 0 | 0 | 0 | 0 | 0 | 0 | 0 | 0 | 0 | 0 | 0 | 0 | 0 | 0 | 0
F6_Commercial_Miscellaneous_New_Food Preparation_Natural Gas_Food Prep Other_Codes & Standards Forecast | F6 | Commercial | Miscellaneous | New | Food Preparation | Natural Gas | Food Prep Other | Codes & Standards Forecast | Avg. Replacement Usage (kWh) | 0.010434 | 0.010434 | 0.010434 | 0.010434 | 0.010434 | 0.010434 | 0.010434 | 0.010434 | 0.010434 | 0.010434 | 0.010434 | 0.010434 | 0.010434 | 0.010434 | 0.010434 | 0.010434 | 0.010434 | 0.010434 | 0.010434 | 0.010434 | 0.010434 | 0.010434 | 0.010434 | 0.010434 | 0.010434 | 0.010434 | 0.010434 | 0.010434 | 0.010434 | 0.010434 | 0.010434 | 0.010434 | 0.010434
F7_Commercial_Miscellaneous_New_Food Preparation_Natural Gas_Food Prep Other_Codes & Standards Forecast | F7 | Commercial | Miscellaneous | New | Food Preparation | Natural Gas | Food Prep Other | Codes & Standards Forecast | Avg. Replacement Summer Demand (kW) | 0 | 0 | 0 | 0 | 0 | 0 | 0 | 0 | 0 | 0 | 0 | 0 | 0 | 0 | 0 | 0 | 0 | 0 | 0 | 0 | 0 | 0 | 0 | 0 | 0 | 0 | 0 | 0 | 0 | 0 | 0 | 0 | 0
F8_Commercial_Miscellaneous_New_Food Preparation_Natural Gas_Food Prep Other_Codes & Standards Forecast | F8 | Commercial | Miscellaneous | New | Food Preparation | Natural Gas | Food Prep Other | Codes & Standards Forecast | Avg. Replacement Winter Demand (kW) | 0 | 0 | 0 | 0 | 0 | 0 | 0 | 0 | 0 | 0 | 0 | 0 | 0 | 0 | 0 | 0 | 0 | 0 | 0 | 0 | 0 | 0 | 0 | 0 | 0 | 0 | 0 | 0 | 0 | 0 | 0 | 0 | 0
F1_Commercial_Miscellaneous_New_Miscellaneous_Natural Gas_Pool Heater_Codes & Standards Forecast | F1 | Commercial | Miscellaneous | New | Miscellaneous | Natural Gas | Pool Heater | Codes & Standards Forecast | Units | 0 | 189.3345 | 1102.565 | 1686.1833 | 2438.8766 | 3460.3638 | 4415.1225 | 5261.3357 | 6022.401 | 6757.2406 | 7482.4948 | 8200.5437 | 8917.6088 | 9636.7256 | 10360.2658 | 11085.1389 | 11810.2101 | 12534.3421 | 13257.5198 | 13979.7282 | 14702.0911 | 15424.6094 | 16146.2658 | 16867.0484 | 17586.9455 | 18306.9634 | 19027.1031 | 19747.3651 | 20467.7501 | 21188.259 | 21908.8924 | 22629.651 | 22954.2896
F2_Commercial_Miscellaneous_New_Miscellaneous_Natural Gas_Pool Heater_Codes & Standards Forecast | F2 | Commercial | Miscellaneous | New | Miscellaneous | Natural Gas | Pool Heater | Codes & Standards Forecast | Usage (MMtherm) | 0 | 4.1762e-07 | 2.4319e-06 | 3.7192e-06 | 5.3795e-06 | 7.6326e-06 | 9.7385e-06 | 1.1605e-05 | 1.3284e-05 | 1.4905e-05 | 1.6504e-05 | 1.8088e-05 | 1.967e-05 | 2.1256e-05 | 2.2852e-05 | 2.4451e-05 | 2.605e-05 | 2.7647e-05 | 2.9242e-05 | 3.0835e-05 | 3.2429e-05 | 3.4022e-05 | 3.5614e-05 | 3.7204e-05 | 3.8792e-05 | 4.038e-05 | 4.1968e-05 | 4.3557e-05 | 4.5146e-05 | 4.6735e-05 | 4.8325e-05 | 4.9915e-05 | 5.0631e-05
F3_Commercial_Miscellaneous_New_Miscellaneous_Natural Gas_Pool Heater_Codes & Standards Forecast | F3 | Commercial | Miscellaneous | New | Miscellaneous | Natural Gas | Pool Heater | Codes & Standards Forecast | Summer Peak Demand (MW) | 0 | 0 | 0 | 0 | 0 | 0 | 0 | 0 | 0 | 0 | 0 | 0 | 0 | 0 | 0 | 0 | 0 | 0 | 0 | 0 | 0 | 0 | 0 | 0 | 0 | 0 | 0 | 0 | 0 | 0 | 0 | 0 | 0
F4_Commercial_Miscellaneous_New_Miscellaneous_Natural Gas_Pool Heater_Codes & Standards Forecast | F4 | Commercial | Miscellaneous | New | Miscellaneous | Natural Gas | Pool Heater | Codes & Standards Forecast | Winter Peak Demand (MW) | 0 | 0 | 0 | 0 | 0 | 0 | 0 | 0 | 0 | 0 | 0 | 0 | 0 | 0 | 0 | 0 | 0 | 0 | 0 | 0 | 0 | 0 | 0 | 0 | 0 | 0 | 0 | 0 | 0 | 0 | 0 | 0 | 0
F5_Commercial_Miscellaneous_New_Miscellaneous_Natural Gas_Pool Heater_Codes & Standards Forecast | F5 | Commercial | Miscellaneous | New | Miscellaneous | Natural Gas | Pool Heater | Codes & Standards Forecast | Turnover | 0 | 189.3345 | 913.2306 | 583.6183 | 752.6932 | 1021.4873 | 992.6255 | 1059.1528 | 1048.1407 | 1115.0386 | 1233.7108 | 1372.9722 | 1642.5993 | 1582.7665 | 1681.7895 | 1808.6775 | 1859.1433 | 1977.3491 | 2039.418 | 2129.0955 | 2240.7172 | 2345.537 | 2486.2223 | 2524.6341 | 2614.7556 | 2717.3112 | 2800.3109 | 2912.6304 | 2995.4776 | 3087.0425 | 3186.5835 | 3281.0588 | 2992.2846
F6_Commercial_Miscellaneous_New_Miscellaneous_Natural Gas_Pool Heater_Codes & Standards Forecast | F6 | Commercial | Miscellaneous | New | Miscellaneous | Natural Gas | Pool Heater | Codes & Standards Forecast | Avg. Replacement Usage (kWh) | 0.0022057 | 0.0022057 | 0.0022057 | 0.0022057 | 0.0022057 | 0.0022057 | 0.0022057 | 0.0022057 | 0.0022057 | 0.0022057 | 0.0022057 | 0.0022057 | 0.0022057 | 0.0022057 | 0.0022057 | 0.0022057 | 0.0022057 | 0.0022057 | 0.0022057 | 0.0022057 | 0.0022057 | 0.0022057 | 0.0022057 | 0.0022057 | 0.0022057 | 0.0022057 | 0.0022057 | 0.0022057 | 0.0022057 | 0.0022057 | 0.0022057 | 0.0022057 | 0.0022057
F7_Commercial_Miscellaneous_New_Miscellaneous_Natural Gas_Pool Heater_Codes & Standards Forecast | F7 | Commercial | Miscellaneous | New | Miscellaneous | Natural Gas | Pool Heater | Codes & Standards Forecast | Avg. Replacement Summer Demand (kW) | 0 | 0 | 0 | 0 | 0 | 0 | 0 | 0 | 0 | 0 | 0 | 0 | 0 | 0 | 0 | 0 | 0 | 0 | 0 | 0 | 0 | 0 | 0 | 0 | 0 | 0 | 0 | 0 | 0 | 0 | 0 | 0 | 0
F8_Commercial_Miscellaneous_New_Miscellaneous_Natural Gas_Pool Heater_Codes & Standards Forecast | F8 | Commercial | Miscellaneous | New | Miscellaneous | Natural Gas | Pool Heater | Codes & Standards Forecast | Avg. Replacement Winter Demand (kW) | 0 | 0 | 0 | 0 | 0 | 0 | 0 | 0 | 0 | 0 | 0 | 0 | 0 | 0 | 0 | 0 | 0 | 0 | 0 | 0 | 0 | 0 | 0 | 0 | 0 | 0 | 0 | 0 | 0 | 0 | 0 | 0 | 0
F1_Commercial_Miscellaneous_New_Miscellaneous_Natural Gas_Miscellaneous_Codes & Standards Forecast | F1 | Commercial | Miscellaneous | New | Miscellaneous | Natural Gas | Miscellaneous | Codes & Standards Forecast | Units | 0 | 15584.5502 | 90754.6236 | 138793.5653 | 200749.4493 | 284830.3772 | 363418.721 | 433072.4448 | 495717.4518 | 556203.7693 | 615901.08 | 675005.3104 | 734028.561 | 793220.6965 | 852776.9232 | 912442.8701 | 972125.1236 | 1031730.0608 | 1091256.4552 | 1150703.0667 | 1210162.3902 | 1269634.5111 | 1329035.6794 | 1388364.9284 | 1447621.2822 | 1506887.5913 | 1566163.9139 | 1625450.3085 | 1684746.8341 | 1744053.5498 | 1803370.5153 | 1862697.7904 | 1889419.5283
F2_Commercial_Miscellaneous_New_Miscellaneous_Natural Gas_Miscellaneous_Codes & Standards Forecast | F2 | Commercial | Miscellaneous | New | Miscellaneous | Natural Gas | Miscellaneous | Codes & Standards Forecast | Usage (MMtherm) | 0 | 0.00014082 | 0.00082007 | 0.0012542 | 0.001814 | 0.0025738 | 0.0032839 | 0.0039133 | 0.0044793 | 0.0050259 | 0.0055653 | 0.0060994 | 0.0066327 | 0.0071676 | 0.0077058 | 0.0082449 | 0.0087842 | 0.0093228 | 0.0098607 | 0.010398 | 0.010935 | 0.011473 | 0.012009 | 0.012545 | 0.013081 | 0.013616 | 0.014152 | 0.014688 | 0.015224 | 0.015759 | 0.016295 | 0.016831 | 0.017073
F3_Commercial_Miscellaneous_New_Miscellaneous_Natural Gas_Miscellaneous_Codes & Standards Forecast | F3 | Commercial | Miscellaneous | New | Miscellaneous | Natural Gas | Miscellaneous | Codes & Standards Forecast | Summer Peak Demand (MW) | 0 | 0 | 0 | 0 | 0 | 0 | 0 | 0 | 0 | 0 | 0 | 0 | 0 | 0 | 0 | 0 | 0 | 0 | 0 | 0 | 0 | 0 | 0 | 0 | 0 | 0 | 0 | 0 | 0 | 0 | 0 | 0 | 0
F4_Commercial_Miscellaneous_New_Miscellaneous_Natural Gas_Miscellaneous_Codes & Standards Forecast | F4 | Commercial | Miscellaneous | New | Miscellaneous | Natural Gas | Miscellaneous | Codes & Standards Forecast | Winter Peak Demand (MW) | 0 | 0 | 0 | 0 | 0 | 0 | 0 | 0 | 0 | 0 | 0 | 0 | 0 | 0 | 0 | 0 | 0 | 0 | 0 | 0 | 0 | 0 | 0 | 0 | 0 | 0 | 0 | 0 | 0 | 0 | 0 | 0 | 0
F5_Commercial_Miscellaneous_New_Miscellaneous_Natural Gas_Miscellaneous_Codes & Standards Forecast | F5 | Commercial | Miscellaneous | New | Miscellaneous | Natural Gas | Miscellaneous | Codes & Standards Forecast | Turnover | 0 | 15584.5502 | 75170.0734 | 48038.9417 | 64182.2483 | 96727.8221 | 96291.2448 | 93996.5316 | 97328.531 | 103970.9445 | 110397.9241 | 121006.645 | 144296.1236 | 140149.4522 | 150938.3439 | 168089.5935 | 172510.9581 | 177209.2948 | 185313.7305 | 193844.0655 | 201845.3012 | 211081.5614 | 223829.6828 | 227894.8564 | 237039.0896 | 248624.3195 | 255427.7929 | 262647.8474 | 271485.3874 | 280157.9419 | 288470.3548 | 297219.1432 | 274365.8728
F6_Commercial_Miscellaneous_New_Miscellaneous_Natural Gas_Miscellaneous_Codes & Standards Forecast | F6 | Commercial | Miscellaneous | New | Miscellaneous | Natural Gas | Miscellaneous | Codes & Standards Forecast | Avg. Replacement Usage (kWh) | 0.0090361 | 0.0090361 | 0.0090361 | 0.0090361 | 0.0090361 | 0.0090361 | 0.0090361 | 0.0090361 | 0.0090361 | 0.0090361 | 0.0090361 | 0.0090361 | 0.0090361 | 0.0090361 | 0.0090361 | 0.0090361 | 0.0090361 | 0.0090361 | 0.0090361 | 0.0090361 | 0.0090361 | 0.0090361 | 0.0090361 | 0.0090361 | 0.0090361 | 0.0090361 | 0.0090361 | 0.0090361 | 0.0090361 | 0.0090361 | 0.0090361 | 0.0090361 | 0.0090361
F7_Commercial_Miscellaneous_New_Miscellaneous_Natural Gas_Miscellaneous_Codes & Standards Forecast | F7 | Commercial | Miscellaneous | New | Miscellaneous | Natural Gas | Miscellaneous | Codes & Standards Forecast | Avg. Replacement Summer Demand (kW) | 0 | 0 | 0 | 0 | 0 | 0 | 0 | 0 | 0 | 0 | 0 | 0 | 0 | 0 | 0 | 0 | 0 | 0 | 0 | 0 | 0 | 0 | 0 | 0 | 0 | 0 | 0 | 0 | 0 | 0 | 0 | 0 | 0
F8_Commercial_Miscellaneous_New_Miscellaneous_Natural Gas_Miscellaneous_Codes & Standards Forecast | F8 | Commercial | Miscellaneous | New | Miscellaneous | Natural Gas | Miscellaneous | Codes & Standards Forecast | Avg. Replacement Winter Demand (kW) | 0 | 0 | 0 | 0 | 0 | 0 | 0 | 0 | 0 | 0 | 0 | 0 | 0 | 0 | 0 | 0 | 0 | 0 | 0 | 0 | 0 | 0 | 0 | 0 | 0 | 0 | 0 | 0 | 0 | 0 | 0 | 0 | 0

## Equipment Purchases
Key | Sector | Segment | Vintage | End Use | Fuel | Technology | Equipment | Label | Case | 2019 | 2020 | 2021 | 2022 | 2023 | 2024 | 2025 | 2026 | 2027 | 2028 | 2029 | 2030 | 2031 | 2032 | 2033 | 2034 | 2035 | 2036 | 2037 | 2038 | 2039 | 2040 | 2041 | 2042 | 2043 | 2044 | 2045 | 2046 | 2047 | 2048 | 2049 | 2050 | 2051
Commercial_Office_Existing_Space Heating_Natural Gas_Furnace_E1_Baseline Forecast | Commercial | Office | Existing | Space Heating | Natural Gas | Furnace | E1 |  | Baseline Forecast | 0 | 74602.4811 | 80881.8366 | 86490.0944 | 91539.9758 | 96029.1415 | 100100.0486 | 103828.115 | 107239.4173 | 110325.1558 | 113101.8008 | 115593.7281 | 117819.6331 | 119798.5591 | 121548.1705 | 123089.3678 | 124439.9748 | 125616.5258 | 126633.2902 | 121450.5726 | 117123.8653 | 113542.7892 | 110610.1032 | 108238.6767 | 106351.2712 | 104878.6733 | 103760.4406 | 102943.2123 | 102379.9586 | 102029.3065 | 101854.9313 | 101825.0108 | 122363.0828
Commercial_Office_Existing_Space Heating_Natural Gas_Furnace_E2_Baseline Forecast | Commercial | Office | Existing | Space Heating | Natural Gas | Furnace | E2 |  | Baseline Forecast | 0 | 0 | 0 | 0 | 0 | 0 | 0 | 0 | 0 | 0 | 0 | 0 | 0 | 0 | 0 | 0 | 0 | 0 | 0 | 0 | 0 | 0 | 0 | 0 | 0 | 0 | 0 | 0 | 0 | 0 | 0 | 0 | 0
Commercial_Office_Existing_Space Heating_Natural Gas_Furnace_E3_Baseline Forecast | Commercial | Office | Existing | Space Heating | Natural Gas | Furnace | E3 |  | Baseline Forecast | 0 | 0 | 0 | 0 | 0 | 0 | 0 | 0 | 0 | 0 | 0 | 0 | 0 | 0 | 0 | 0 | 0 | 0 | 0 | 0 | 0 | 0 | 0 | 0 | 0 | 0 | 0 | 0 | 0 | 0 | 0 | 0 | 0
Commercial_Office_Existing_Space Heating_Natural Gas_Furnace_E4_Baseline Forecast | Commercial | Office | Existing | Space Heating | Natural Gas | Furnace | E4 |  | Baseline Forecast | 0 | 0 | 0 | 0 | 0 | 0 | 0 | 0 | 0 | 0 | 0 | 0 | 0 | 0 | 0 | 0 | 0 | 0 | 0 | 0 | 0 | 0 | 0 | 0 | 0 | 0 | 0 | 0 | 0 | 0 | 0 | 0 | 0
Commercial_Office_Existing_Space Heating_Natural Gas_Furnace_E5_Baseline Forecast | Commercial | Office | Existing | Space Heating | Natural Gas | Furnace | E5 |  | Baseline Forecast | 0 | 0 | 0 | 0 | 0 | 0 | 0 | 0 | 0 | 0 | 0 | 0 | 0 | 0 | 0 | 0 | 0 | 0 | 0 | 0 | 0 | 0 | 0 | 0 | 0 | 0 | 0 | 0 | 0 | 0 | 0 | 0 | 0
Commercial_Office_Existing_Space Heating_Natural Gas_Furnace_E6_Baseline Forecast | Commercial | Office | Existing | Space Heating | Natural Gas | Furnace | E6 |  | Baseline Forecast | 0 | 0 | 0 | 0 | 0 | 0 | 0 | 0 | 0 | 0 | 0 | 0 | 0 | 0 | 0 | 0 | 0 | 0 | 0 | 0 | 0 | 0 | 0 | 0 | 0 | 0 | 0 | 0 | 0 | 0 | 0 | 0 | 0
Commercial_Office_Existing_Space Heating_Natural Gas_Furnace_E7_Baseline Forecast | Commercial | Office | Existing | Space Heating | Natural Gas | Furnace | E7 |  | Baseline Forecast | 0 | 0 | 0 | 0 | 0 | 0 | 0 | 0 | 0 | 0 | 0 | 0 | 0 | 0 | 0 | 0 | 0 | 0 | 0 | 0 | 0 | 0 | 0 | 0 | 0 | 0 | 0 | 0 | 0 | 0 | 0 | 0 | 0
Commercial_Office_Existing_Space Heating_Natural Gas_Furnace_E8_Baseline Forecast | Commercial | Office | Existing | Space Heating | Natural Gas | Furnace | E8 |  | Baseline Forecast | 0 | 0 | 0 | 0 | 0 | 0 | 0 | 0 | 0 | 0 | 0 | 0 | 0 | 0 | 0 | 0 | 0 | 0 | 0 | 0 | 0 | 0 | 0 | 0 | 0 | 0 | 0 | 0 | 0 | 0 | 0 | 0 | 0
Commercial_Office_Existing_Space Heating_Natural Gas_Furnace_E9_Baseline Forecast | Commercial | Office | Existing | Space Heating | Natural Gas | Furnace | E9 |  | Baseline Forecast | 0 | 0 | 0 | 0 | 0 | 0 | 0 | 0 | 0 | 0 | 0 | 0 | 0 | 0 | 0 | 0 | 0 | 0 | 0 | 0 | 0 | 0 | 0 | 0 | 0 | 0 | 0 | 0 | 0 | 0 | 0 | 0 | 0
Commercial_Office_Existing_Space Heating_Natural Gas_Furnace_E10_Baseline Forecast | Commercial | Office | Existing | Space Heating | Natural Gas | Furnace | E10 |  | Baseline Forecast | 0 | 0 | 0 | 0 | 0 | 0 | 0 | 0 | 0 | 0 | 0 | 0 | 0 | 0 | 0 | 0 | 0 | 0 | 0 | 0 | 0 | 0 | 0 | 0 | 0 | 0 | 0 | 0 | 0 | 0 | 0 | 0 | 0
Commercial_Office_Existing_Space Heating_Natural Gas_Boiler_E1_Baseline Forecast | Commercial | Office | Existing | Space Heating | Natural Gas | Boiler | E1 |  | Baseline Forecast | 0 | 64495.723 | 71020.8606 | 76562.268 | 81563.7577 | 74172.4122 | 77244.1331 | 81642.3072 | 84035.5515 | 86069.319 | 87768.6456 | 105345.6216 | 107062.194 | 108501.4137 | 109686.2959 | 110641.7488 | 111388.9481 | 112306.3213 | 113071.4687 | 113699.0145 | 114201.2012 | 114589.9621 | 108727.3401 | 103952.3612 | 100104.5612 | 97043.4222 | 94647.4664 | 92811.2173 | 91443.2575 | 90464.5086 | 89806.713 | 89411.091 | 89230.2299
Commercial_Office_Existing_Space Heating_Natural Gas_Boiler_E2_Baseline Forecast | Commercial | Office | Existing | Space Heating | Natural Gas | Boiler | E2 |  | Baseline Forecast | 0 | 0 | 0 | 0 | 0 | 0 | 0 | 0 | 0 | 0 | 0 | 0 | 0 | 0 | 0 | 0 | 0 | 0 | 0 | 0 | 0 | 0 | 0 | 0 | 0 | 0 | 0 | 0 | 0 | 0 | 0 | 0 | 0
Commercial_Office_Existing_Space Heating_Natural Gas_Boiler_E3_Baseline Forecast | Commercial | Office | Existing | Space Heating | Natural Gas | Boiler | E3 |  | Baseline Forecast | 0 | 8491.5999 | 9514.7564 | 10630.1331 | 11534.2688 | 24102.4473 | 25646.2734 | 25399.8289 | 26738.5846 | 28022.569 | 29256.2152 | 14263.4304 | 14810.9754 | 15343.6343 | 15863.7205 | 16374.0432 | 16877.1134 | 17016.1093 | 17132.0407 | 17227.1234 | 17303.2123 | 17362.1155 | 16473.8394 | 15750.3578 | 15167.3578 | 14703.5488 | 14340.5252 | 14062.3057 | 13855.039 | 13706.7437 | 13607.0777 | 13547.135 | 13519.7318
Commercial_Office_Existing_Space Heating_Natural Gas_Boiler_E4_Baseline Forecast | Commercial | Office | Existing | Space Heating | Natural Gas | Boiler | E4 |  | Baseline Forecast | 0 | 0 | 0 | 0 | 0 | 0 | 0 | 0 | 0 | 0 | 0 | 0 | 0 | 0 | 0 | 0 | 0 | 0 | 0 | 0 | 0 | 0 | 0 | 0 | 0 | 0 | 0 | 0 | 0 | 0 | 0 | 0 | 0
Commercial_Office_Existing_Space Heating_Natural Gas_Boiler_E5_Baseline Forecast | Commercial | Office | Existing | Space Heating | Natural Gas | Boiler | E5 |  | Baseline Forecast | 0 | 0 | 0 | 0 | 0 | 0 | 0 | 0 | 0 | 0 | 0 | 0 | 0 | 0 | 0 | 0 | 0 | 0 | 0 | 0 | 0 | 0 | 0 | 0 | 0 | 0 | 0 | 0 | 0 | 0 | 0 | 0 | 0
Commercial_Office_Existing_Space Heating_Natural Gas_Boiler_E6_Baseline Forecast | Commercial | Office | Existing | Space Heating | Natural Gas | Boiler | E6 |  | Baseline Forecast | 0 | 0 | 0 | 0 | 0 | 0 | 0 | 0 | 0 | 0 | 0 | 0 | 0 | 0 | 0 | 0 | 0 | 0 | 0 | 0 | 0 | 0 | 0 | 0 | 0 | 0 | 0 | 0 | 0 | 0 | 0 | 0 | 0
Commercial_Office_Existing_Space Heating_Natural Gas_Boiler_E7_Baseline Forecast | Commercial | Office | Existing | Space Heating | Natural Gas | Boiler | E7 |  | Baseline Forecast | 0 | 0 | 0 | 0 | 0 | 0 | 0 | 0 | 0 | 0 | 0 | 0 | 0 | 0 | 0 | 0 | 0 | 0 | 0 | 0 | 0 | 0 | 0 | 0 | 0 | 0 | 0 | 0 | 0 | 0 | 0 | 0 | 0
Commercial_Office_Existing_Space Heating_Natural Gas_Boiler_E8_Baseline Forecast | Commercial | Office | Existing | Space Heating | Natural Gas | Boiler | E8 |  | Baseline Forecast | 0 | 0 | 0 | 0 | 0 | 0 | 0 | 0 | 0 | 0 | 0 | 0 | 0 | 0 | 0 | 0 | 0 | 0 | 0 | 0 | 0 | 0 | 0 | 0 | 0 | 0 | 0 | 0 | 0 | 0 | 0 | 0 | 0
Commercial_Office_Existing_Space Heating_Natural Gas_Boiler_E9_Baseline Forecast | Commercial | Office | Existing | Space Heating | Natural Gas | Boiler | E9 |  | Baseline Forecast | 0 | 0 | 0 | 0 | 0 | 0 | 0 | 0 | 0 | 0 | 0 | 0 | 0 | 0 | 0 | 0 | 0 | 0 | 0 | 0 | 0 | 0 | 0 | 0 | 0 | 0 | 0 | 0 | 0 | 0 | 0 | 0 | 0
Commercial_Office_Existing_Space Heating_Natural Gas_Boiler_E10_Baseline Forecast | Commercial | Office | Existing | Space Heating | Natural Gas | Boiler | E10 |  | Baseline Forecast | 0 | 0 | 0 | 0 | 0 | 0 | 0 | 0 | 0 | 0 | 0 | 0 | 0 | 0 | 0 | 0 | 0 | 0 | 0 | 0 | 0 | 0 | 0 | 0 | 0 | 0 | 0 | 0 | 0 | 0 | 0 | 0 | 0
Commercial_Office_Existing_Space Heating_Natural Gas_Unit Heater_E1_Baseline Forecast | Commercial | Office | Existing | Space Heating | Natural Gas | Unit Heater | E1 |  | Baseline Forecast | 0 | 5480.9774 | 7088.8335 | 8345.4149 | 9325.7334 | 10080.9789 | 10666.4891 | 11122.1976 | 11475.5226 | 11744.4642 | 11945.4109 | 12092.2367 | 10652.5865 | 9808.098 | 9372.8636 | 9212.3355 | 9229.7386 | 10669.4265 | 10980.7408 | 11214.844 | 11387.4207 | 11511.0269 | 11595.7477 | 11358.6708 | 10984.5057 | 10583.6857 | 10217.6249 | 9916.0516 | 9565.3862 | 9485.5412 | 9562.5425 | 9720.7721 | 9911.7659
Commercial_Office_Existing_Space Heating_Natural Gas_Unit Heater_E2_Baseline Forecast | Commercial | Office | Existing | Space Heating | Natural Gas | Unit Heater | E2 |  | Baseline Forecast | 0 | 0 | 0 | 0 | 0 | 0 | 0 | 0 | 0 | 0 | 0 | 0 | 0 | 0 | 0 | 0 | 0 | 0 | 0 | 0 | 0 | 0 | 0 | 0 | 0 | 0 | 0 | 0 | 0 | 0 | 0 | 0 | 0
Commercial_Office_Existing_Space Heating_Natural Gas_Unit Heater_E3_Baseline Forecast | Commercial | Office | Existing | Space Heating | Natural Gas | Unit Heater | E3 |  | Baseline Forecast | 0 | 0 | 0 | 0 | 0 | 0 | 0 | 0 | 0 | 0 | 0 | 0 | 0 | 0 | 0 | 0 | 0 | 0 | 0 | 0 | 0 | 0 | 0 | 0 | 0 | 0 | 0 | 0 | 0 | 0 | 0 | 0 | 0
Commercial_Office_Existing_Space Heating_Natural Gas_Unit Heater_E4_Baseline Forecast | Commercial | Office | Existing | Space Heating | Natural Gas | Unit Heater | E4 |  | Baseline Forecast | 0 | 0 | 0 | 0 | 0 | 0 | 0 | 0 | 0 | 0 | 0 | 0 | 0 | 0 | 0 | 0 | 0 | 0 | 0 | 0 | 0 | 0 | 0 | 0 | 0 | 0 | 0 | 0 | 0 | 0 | 0 | 0 | 0
Commercial_Office_Existing_Space Heating_Natural Gas_Unit Heater_E5_Baseline Forecast | Commercial | Office | Existing | Space Heating | Natural Gas | Unit Heater | E5 |  | Baseline Forecast | 0 | 0 | 0 | 0 | 0 | 0 | 0 | 0 | 0 | 0 | 0 | 0 | 0 | 0 | 0 | 0 | 0 | 0 | 0 | 0 | 0 | 0 | 0 | 0 | 0 | 0 | 0 | 0 | 0 | 0 | 0 | 0 | 0
Commercial_Office_Existing_Space Heating_Natural Gas_Unit Heater_E6_Baseline Forecast | Commercial | Office | Existing | Space Heating | Natural Gas | Unit Heater | E6 |  | Baseline Forecast | 0 | 0 | 0 | 0 | 0 | 0 | 0 | 0 | 0 | 0 | 0 | 0 | 0 | 0 | 0 | 0 | 0 | 0 | 0 | 0 | 0 | 0 | 0 | 0 | 0 | 0 | 0 | 0 | 0 | 0 | 0 | 0 | 0
Commercial_Office_Existing_Space Heating_Natural Gas_Unit Heater_E7_Baseline Forecast | Commercial | Office | Existing | Space Heating | Natural Gas | Unit Heater | E7 |  | Baseline Forecast | 0 | 0 | 0 | 0 | 0 | 0 | 0 | 0 | 0 | 0 | 0 | 0 | 0 | 0 | 0 | 0 | 0 | 0 | 0 | 0 | 0 | 0 | 0 | 0 | 0 | 0 | 0 | 0 | 0 | 0 | 0 | 0 | 0
Commercial_Office_Existing_Space Heating_Natural Gas_Unit Heater_E8_Baseline Forecast | Commercial | Office | Existing | Space Heating | Natural Gas | Unit Heater | E8 |  | Baseline Forecast | 0 | 0 | 0 | 0 | 0 | 0 | 0 | 0 | 0 | 0 | 0 | 0 | 0 | 0 | 0 | 0 | 0 | 0 | 0 | 0 | 0 | 0 | 0 | 0 | 0 | 0 | 0 | 0 | 0 | 0 | 0 | 0 | 0
Commercial_Office_Existing_Space Heating_Natural Gas_Unit Heater_E9_Baseline Forecast | Commercial | Office | Existing | Space Heating | Natural Gas | Unit Heater | E9 |  | Baseline Forecast | 0 | 0 | 0 | 0 | 0 | 0 | 0 | 0 | 0 | 0 | 0 | 0 | 0 | 0 | 0 | 0 | 0 | 0 | 0 | 0 | 0 | 0 | 0 | 0 | 0 | 0 | 0 | 0 | 0 | 0 | 0 | 0 | 0
Commercial_Office_Existing_Space Heating_Natural Gas_Unit Heater_E10_Baseline Forecast | Commercial | Office | Existing | Space Heating | Natural Gas | Unit Heater | E10 |  | Baseline Forecast | 0 | 0 | 0 | 0 | 0 | 0 | 0 | 0 | 0 | 0 | 0 | 0 | 0 | 0 | 0 | 0 | 0 | 0 | 0 | 0 | 0 | 0 | 0 | 0 | 0 | 0 | 0 | 0 | 0 | 0 | 0 | 0 | 0
Commercial_Office_Existing_Water Heating_Natural Gas_Water Heater_E1_Baseline Forecast | Commercial | Office | Existing | Water Heating | Natural Gas | Water Heater | E1 |  | Baseline Forecast | 0 | 0 | 0 | 0 | 0 | 0 | 0 | 0 | 0 | 0 | 0 | 0 | 0 | 0 | 0 | 0 | 0 | 0 | 0 | 0 | 0 | 0 | 0 | 0 | 0 | 0 | 0 | 0 | 0 | 0 | 0 | 0 | 0
Commercial_Office_Existing_Water Heating_Natural Gas_Water Heater_E2_Baseline Forecast | Commercial | Office | Existing | Water Heating | Natural Gas | Water Heater | E2 |  | Baseline Forecast | 0 | 223381.2756 | 288910.6352 | 340123.5378 | 380077.1396 | 410857.7302 | 434720.6303 | 453293.3648 | 467693.3842 | 478654.2982 | 423305.988 | 391689.2237 | 376298.9835 | 371709.7795 | 374032.4874 | 434616.2617 | 448461.0787 | 458921.7867 | 466689.9594 | 460198.9737 | 447310.6607 | 432767.275 | 419241.4814 | 408060.4671 | 394560.8771 | 392130.5123 | 396066.3099 | 403253.0821 | 409379.4785 | 425913.3711 | 425001.4575 | 420868.2848 | 414797.4551
Commercial_Office_Existing_Water Heating_Natural Gas_Water Heater_E3_Baseline Forecast | Commercial | Office | Existing | Water Heating | Natural Gas | Water Heater | E3 |  | Baseline Forecast | 0 | 0 | 0 | 0 | 0 | 0 | 0 | 0 | 0 | 0 | 0 | 0 | 0 | 0 | 0 | 0 | 0 | 0 | 0 | 0 | 0 | 0 | 0 | 0 | 0 | 0 | 0 | 0 | 0 | 0 | 0 | 0 | 0
Commercial_Office_Existing_Water Heating_Natural Gas_Water Heater_E4_Baseline Forecast | Commercial | Office | Existing | Water Heating | Natural Gas | Water Heater | E4 |  | Baseline Forecast | 0 | 0 | 0 | 0 | 0 | 0 | 0 | 0 | 0 | 0 | 0 | 0 | 0 | 0 | 0 | 0 | 0 | 0 | 0 | 0 | 0 | 0 | 0 | 0 | 0 | 0 | 0 | 0 | 0 | 0 | 0 | 0 | 0
Commercial_Office_Existing_Water Heating_Natural Gas_Water Heater_E5_Baseline Forecast | Commercial | Office | Existing | Water Heating | Natural Gas | Water Heater | E5 |  | Baseline Forecast | 0 | 0 | 0 | 0 | 0 | 0 | 0 | 0 | 0 | 0 | 0 | 0 | 0 | 0 | 0 | 0 | 0 | 0 | 0 | 0 | 0 | 0 | 0 | 0 | 0 | 0 | 0 | 0 | 0 | 0 | 0 | 0 | 0
Commercial_Office_Existing_Water Heating_Natural Gas_Water Heater_E6_Baseline Forecast | Commercial | Office | Existing | Water Heating | Natural Gas | Water Heater | E6 |  | Baseline Forecast | 0 | 0 | 0 | 0 | 0 | 0 | 0 | 0 | 0 | 0 | 0 | 0 | 0 | 0 | 0 | 0 | 0 | 0 | 0 | 0 | 0 | 0 | 0 | 0 | 0 | 0 | 0 | 0 | 0 | 0 | 0 | 0 | 0
Commercial_Office_Existing_Water Heating_Natural Gas_Water Heater_E7_Baseline Forecast | Commercial | Office | Existing | Water Heating | Natural Gas | Water Heater | E7 |  | Baseline Forecast | 0 | 0 | 0 | 0 | 0 | 0 | 0 | 0 | 0 | 0 | 0 | 0 | 0 | 0 | 0 | 0 | 0 | 0 | 0 | 0 | 0 | 0 | 0 | 0 | 0 | 0 | 0 | 0 | 0 | 0 | 0 | 0 | 0
Commercial_Office_Existing_Water Heating_Natural Gas_Water Heater_E8_Baseline Forecast | Commercial | Office | Existing | Water Heating | Natural Gas | Water Heater | E8 |  | Baseline Forecast | 0 | 0 | 0 | 0 | 0 | 0 | 0 | 0 | 0 | 0 | 0 | 0 | 0 | 0 | 0 | 0 | 0 | 0 | 0 | 0 | 0 | 0 | 0 | 0 | 0 | 0 | 0 | 0 | 0 | 0 | 0 | 0 | 0
Commercial_Office_Existing_Water Heating_Natural Gas_Water Heater_E9_Baseline Forecast | Commercial | Office | Existing | Water Heating | Natural Gas | Water Heater | E9 |  | Baseline Forecast | 0 | 0 | 0 | 0 | 0 | 0 | 0 | 0 | 0 | 0 | 0 | 0 | 0 | 0 | 0 | 0 | 0 | 0 | 0 | 0 | 0 | 0 | 0 | 0 | 0 | 0 | 0 | 0 | 0 | 0 | 0 | 0 | 0
Commercial_Office_Existing_Water Heating_Natural Gas_Water Heater_E10_Baseline Forecast | Commercial | Office | Existing | Water Heating | Natural Gas | Water Heater | E10 |  | Baseline Forecast | 0 | 0 | 0 | 0 | 0 | 0 | 0 | 0 | 0 | 0 | 0 | 0 | 0 | 0 | 0 | 0 | 0 | 0 | 0 | 0 | 0 | 0 | 0 | 0 | 0 | 0 | 0 | 0 | 0 | 0 | 0 | 0 | 0
Commercial_Office_Existing_Food Preparation_Natural Gas_Oven_E1_Baseline Forecast | Commercial | Office | Existing | Food Preparation | Natural Gas | Oven | E1 |  | Baseline Forecast | 0 | 1033.2735 | 1336.3864 | 1573.2771 | 1758.0867 | 1900.4655 | 2010.8459 | 2096.756 | 2163.3648 | 2214.0656 | 2251.9481 | 2279.6277 | 2008.2249 | 1849.022 | 1766.9716 | 1736.7089 | 1739.9897 | 2011.3996 | 2070.0886 | 2114.2217 | 2146.7558 | 2170.0581 | 2186.0296 | 2141.3359 | 2070.7983 | 1995.2358 | 1926.226 | 1869.3734 | 1803.266 | 1788.2136 | 1802.7299 | 1832.5593 | 1868.5655
Commercial_Office_Existing_Food Preparation_Natural Gas_Oven_E2_Baseline Forecast | Commercial | Office | Existing | Food Preparation | Natural Gas | Oven | E2 |  | Baseline Forecast | 0 | 1486.9058 | 1923.0927 | 2263.9841 | 2529.9296 | 2734.8162 | 2893.6562 | 3017.283 | 3113.1347 | 3186.0945 | 3240.6083 | 3280.4398 | 2889.8847 | 2660.7878 | 2542.7153 | 2499.1665 | 2503.8877 | 2894.4531 | 2978.9079 | 3042.4166 | 3089.234 | 3122.7665 | 3145.75 | 3081.4346 | 2979.9293 | 2871.1929 | 2771.8862 | 2690.0739 | 2594.9438 | 2573.283 | 2594.1723 | 2637.0976 | 2688.9113
Commercial_Office_Existing_Food Preparation_Natural Gas_Oven_E3_Baseline Forecast | Commercial | Office | Existing | Food Preparation | Natural Gas | Oven | E3 |  | Baseline Forecast | 0 | 0 | 0 | 0 | 0 | 0 | 0 | 0 | 0 | 0 | 0 | 0 | 0 | 0 | 0 | 0 | 0 | 0 | 0 | 0 | 0 | 0 | 0 | 0 | 0 | 0 | 0 | 0 | 0 | 0 | 0 | 0 | 0
Commercial_Office_Existing_Food Preparation_Natural Gas_Oven_E4_Baseline Forecast | Commercial | Office | Existing | Food Preparation | Natural Gas | Oven | E4 |  | Baseline Forecast | 0 | 0 | 0 | 0 | 0 | 0 | 0 | 0 | 0 | 0 | 0 | 0 | 0 | 0 | 0 | 0 | 0 | 0 | 0 | 0 | 0 | 0 | 0 | 0 | 0 | 0 | 0 | 0 | 0 | 0 | 0 | 0 | 0
Commercial_Office_Existing_Food Preparation_Natural Gas_Oven_E5_Baseline Forecast | Commercial | Office | Existing | Food Preparation | Natural Gas | Oven | E5 |  | Baseline Forecast | 0 | 0 | 0 | 0 | 0 | 0 | 0 | 0 | 0 | 0 | 0 | 0 | 0 | 0 | 0 | 0 | 0 | 0 | 0 | 0 | 0 | 0 | 0 | 0 | 0 | 0 | 0 | 0 | 0 | 0 | 0 | 0 | 0
Commercial_Office_Existing_Food Preparation_Natural Gas_Oven_E6_Baseline Forecast | Commercial | Office | Existing | Food Preparation | Natural Gas | Oven | E6 |  | Baseline Forecast | 0 | 0 | 0 | 0 | 0 | 0 | 0 | 0 | 0 | 0 | 0 | 0 | 0 | 0 | 0 | 0 | 0 | 0 | 0 | 0 | 0 | 0 | 0 | 0 | 0 | 0 | 0 | 0 | 0 | 0 | 0 | 0 | 0
Commercial_Office_Existing_Food Preparation_Natural Gas_Oven_E7_Baseline Forecast | Commercial | Office | Existing | Food Preparation | Natural Gas | Oven | E7 |  | Baseline Forecast | 0 | 0 | 0 | 0 | 0 | 0 | 0 | 0 | 0 | 0 | 0 | 0 | 0 | 0 | 0 | 0 | 0 | 0 | 0 | 0 | 0 | 0 | 0 | 0 | 0 | 0 | 0 | 0 | 0 | 0 | 0 | 0 | 0
Commercial_Office_Existing_Food Preparation_Natural Gas_Oven_E8_Baseline Forecast | Commercial | Office | Existing | Food Preparation | Natural Gas | Oven | E8 |  | Baseline Forecast | 0 | 0 | 0 | 0 | 0 | 0 | 0 | 0 | 0 | 0 | 0 | 0 | 0 | 0 | 0 | 0 | 0 | 0 | 0 | 0 | 0 | 0 | 0 | 0 | 0 | 0 | 0 | 0 | 0 | 0 | 0 | 0 | 0
Commercial_Office_Existing_Food Preparation_Natural Gas_Oven_E9_Baseline Forecast | Commercial | Office | Existing | Food Preparation | Natural Gas | Oven | E9 |  | Baseline Forecast | 0 | 0 | 0 | 0 | 0 | 0 | 0 | 0 | 0 | 0 | 0 | 0 | 0 | 0 | 0 | 0 | 0 | 0 | 0 | 0 | 0 | 0 | 0 | 0 | 0 | 0 | 0 | 0 | 0 | 0 | 0 | 0 | 0
Commercial_Office_Existing_Food Preparation_Natural Gas_Oven_E10_Baseline Forecast | Commercial | Office | Existing | Food Preparation | Natural Gas | Oven | E10 |  | Baseline Forecast | 0 | 0 | 0 | 0 | 0 | 0 | 0 | 0 | 0 | 0 | 0 | 0 | 0 | 0 | 0 | 0 | 0 | 0 | 0 | 0 | 0 | 0 | 0 | 0 | 0 | 0 | 0 | 0 | 0 | 0 | 0 | 0 | 0
Commercial_Office_Existing_Food Preparation_Natural Gas_Conveyor Oven_E1_Baseline Forecast | Commercial | Office | Existing | Food Preparation | Natural Gas | Conveyor Oven | E1 |  | Baseline Forecast | 0 | 364.6848 | 471.6658 | 555.2743 | 620.5012 | 670.7525 | 709.7103 | 740.0315 | 763.5405 | 781.4349 | 794.8052 | 804.5745 | 811.4507 | 816.0071 | 818.6997 | 819.9214 | 819.9776 | 719.1308 | 658.4035 | 625.4321 | 611.2236 | 609.303 | 700.0856 | 718.2699 | 731.8337 | 741.7161 | 748.6687 | 753.2899 | 756.0556 | 757.3447 | 757.4589 | 756.638 | 755.0989
Commercial_Office_Existing_Food Preparation_Natural Gas_Conveyor Oven_E2_Baseline Forecast | Commercial | Office | Existing | Food Preparation | Natural Gas | Conveyor Oven | E2 |  | Baseline Forecast | 0 | 524.7903 | 678.7386 | 799.0532 | 892.9163 | 965.2293 | 1021.2904 | 1064.9234 | 1098.7534 | 1124.5039 | 1143.7441 | 1157.8023 | 1167.6973 | 1174.2541 | 1178.1288 | 1179.8869 | 1179.9678 | 1034.8467 | 947.4586 | 900.0121 | 879.5657 | 876.8019 | 1007.4403 | 1033.6079 | 1053.1265 | 1067.3476 | 1077.3526 | 1084.0025 | 1087.9824 | 1089.8375 | 1090.0018 | 1088.8205 | 1086.6057
Commercial_Office_Existing_Food Preparation_Natural Gas_Conveyor Oven_E3_Baseline Forecast | Commercial | Office | Existing | Food Preparation | Natural Gas | Conveyor Oven | E3 |  | Baseline Forecast | 0 | 0 | 0 | 0 | 0 | 0 | 0 | 0 | 0 | 0 | 0 | 0 | 0 | 0 | 0 | 0 | 0 | 0 | 0 | 0 | 0 | 0 | 0 | 0 | 0 | 0 | 0 | 0 | 0 | 0 | 0 | 0 | 0
Commercial_Office_Existing_Food Preparation_Natural Gas_Conveyor Oven_E4_Baseline Forecast | Commercial | Office | Existing | Food Preparation | Natural Gas | Conveyor Oven | E4 |  | Baseline Forecast | 0 | 0 | 0 | 0 | 0 | 0 | 0 | 0 | 0 | 0 | 0 | 0 | 0 | 0 | 0 | 0 | 0 | 0 | 0 | 0 | 0 | 0 | 0 | 0 | 0 | 0 | 0 | 0 | 0 | 0 | 0 | 0 | 0
Commercial_Office_Existing_Food Preparation_Natural Gas_Conveyor Oven_E5_Baseline Forecast | Commercial | Office | Existing | Food Preparation | Natural Gas | Conveyor Oven | E5 |  | Baseline Forecast | 0 | 0 | 0 | 0 | 0 | 0 | 0 | 0 | 0 | 0 | 0 | 0 | 0 | 0 | 0 | 0 | 0 | 0 | 0 | 0 | 0 | 0 | 0 | 0 | 0 | 0 | 0 | 0 | 0 | 0 | 0 | 0 | 0
Commercial_Office_Existing_Food Preparation_Natural Gas_Conveyor Oven_E6_Baseline Forecast | Commercial | Office | Existing | Food Preparation | Natural Gas | Conveyor Oven | E6 |  | Baseline Forecast | 0 | 0 | 0 | 0 | 0 | 0 | 0 | 0 | 0 | 0 | 0 | 0 | 0 | 0 | 0 | 0 | 0 | 0 | 0 | 0 | 0 | 0 | 0 | 0 | 0 | 0 | 0 | 0 | 0 | 0 | 0 | 0 | 0
Commercial_Office_Existing_Food Preparation_Natural Gas_Conveyor Oven_E7_Baseline Forecast | Commercial | Office | Existing | Food Preparation | Natural Gas | Conveyor Oven | E7 |  | Baseline Forecast | 0 | 0 | 0 | 0 | 0 | 0 | 0 | 0 | 0 | 0 | 0 | 0 | 0 | 0 | 0 | 0 | 0 | 0 | 0 | 0 | 0 | 0 | 0 | 0 | 0 | 0 | 0 | 0 | 0 | 0 | 0 | 0 | 0
Commercial_Office_Existing_Food Preparation_Natural Gas_Conveyor Oven_E8_Baseline Forecast | Commercial | Office | Existing | Food Preparation | Natural Gas | Conveyor Oven | E8 |  | Baseline Forecast | 0 | 0 | 0 | 0 | 0 | 0 | 0 | 0 | 0 | 0 | 0 | 0 | 0 | 0 | 0 | 0 | 0 | 0 | 0 | 0 | 0 | 0 | 0 | 0 | 0 | 0 | 0 | 0 | 0 | 0 | 0 | 0 | 0
Commercial_Office_Existing_Food Preparation_Natural Gas_Conveyor Oven_E9_Baseline Forecast | Commercial | Office | Existing | Food Preparation | Natural Gas | Conveyor Oven | E9 |  | Baseline Forecast | 0 | 0 | 0 | 0 | 0 | 0 | 0 | 0 | 0 | 0 | 0 | 0 | 0 | 0 | 0 | 0 | 0 | 0 | 0 | 0 | 0 | 0 | 0 | 0 | 0 | 0 | 0 | 0 | 0 | 0 | 0 | 0 | 0
Commercial_Office_Existing_Food Preparation_Natural Gas_Conveyor Oven_E10_Baseline Forecast | Commercial | Office | Existing | Food Preparation | Natural Gas | Conveyor Oven | E10 |  | Baseline Forecast | 0 | 0 | 0 | 0 | 0 | 0 | 0 | 0 | 0 | 0 | 0 | 0 | 0 | 0 | 0 | 0 | 0 | 0 | 0 | 0 | 0 | 0 | 0 | 0 | 0 | 0 | 0 | 0 | 0 | 0 | 0 | 0 | 0
Commercial_Office_Existing_Food Preparation_Natural Gas_Double Rack Oven_E1_Baseline Forecast | Commercial | Office | Existing | Food Preparation | Natural Gas | Double Rack Oven | E1 |  | Baseline Forecast | 0 | 516.6368 | 668.1932 | 786.6385 | 879.0433 | 950.2328 | 1005.4229 | 1048.378 | 1081.6824 | 1107.0328 | 1125.9741 | 1139.8138 | 1004.1125 | 924.511 | 883.4858 | 868.3545 | 869.9949 | 1005.6998 | 1035.0443 | 1057.1108 | 1073.3779 | 1085.029 | 1093.0148 | 1070.6679 | 1035.3992 | 997.6179 | 963.113 | 934.6867 | 901.633 | 894.1068 | 901.365 | 916.2797 | 934.2827
Commercial_Office_Existing_Food Preparation_Natural Gas_Double Rack Oven_E2_Baseline Forecast | Commercial | Office | Existing | Food Preparation | Natural Gas | Double Rack Oven | E2 |  | Baseline Forecast | 0 | 743.4529 | 961.5463 | 1131.9921 | 1264.9648 | 1367.4081 | 1446.8281 | 1508.6415 | 1556.5673 | 1593.0472 | 1620.3041 | 1640.2199 | 1444.9423 | 1330.3939 | 1271.3577 | 1249.5832 | 1251.9438 | 1447.2265 | 1489.454 | 1521.2083 | 1544.617 | 1561.3832 | 1572.875 | 1540.7173 | 1489.9646 | 1435.5965 | 1385.9431 | 1345.037 | 1297.4719 | 1286.6415 | 1297.0861 | 1318.5488 | 1344.4557
Commercial_Office_Existing_Food Preparation_Natural Gas_Double Rack Oven_E3_Baseline Forecast | Commercial | Office | Existing | Food Preparation | Natural Gas | Double Rack Oven | E3 |  | Baseline Forecast | 0 | 0 | 0 | 0 | 0 | 0 | 0 | 0 | 0 | 0 | 0 | 0 | 0 | 0 | 0 | 0 | 0 | 0 | 0 | 0 | 0 | 0 | 0 | 0 | 0 | 0 | 0 | 0 | 0 | 0 | 0 | 0 | 0
Commercial_Office_Existing_Food Preparation_Natural Gas_Double Rack Oven_E4_Baseline Forecast | Commercial | Office | Existing | Food Preparation | Natural Gas | Double Rack Oven | E4 |  | Baseline Forecast | 0 | 0 | 0 | 0 | 0 | 0 | 0 | 0 | 0 | 0 | 0 | 0 | 0 | 0 | 0 | 0 | 0 | 0 | 0 | 0 | 0 | 0 | 0 | 0 | 0 | 0 | 0 | 0 | 0 | 0 | 0 | 0 | 0
Commercial_Office_Existing_Food Preparation_Natural Gas_Double Rack Oven_E5_Baseline Forecast | Commercial | Office | Existing | Food Preparation | Natural Gas | Double Rack Oven | E5 |  | Baseline Forecast | 0 | 0 | 0 | 0 | 0 | 0 | 0 | 0 | 0 | 0 | 0 | 0 | 0 | 0 | 0 | 0 | 0 | 0 | 0 | 0 | 0 | 0 | 0 | 0 | 0 | 0 | 0 | 0 | 0 | 0 | 0 | 0 | 0
Commercial_Office_Existing_Food Preparation_Natural Gas_Double Rack Oven_E6_Baseline Forecast | Commercial | Office | Existing | Food Preparation | Natural Gas | Double Rack Oven | E6 |  | Baseline Forecast | 0 | 0 | 0 | 0 | 0 | 0 | 0 | 0 | 0 | 0 | 0 | 0 | 0 | 0 | 0 | 0 | 0 | 0 | 0 | 0 | 0 | 0 | 0 | 0 | 0 | 0 | 0 | 0 | 0 | 0 | 0 | 0 | 0
Commercial_Office_Existing_Food Preparation_Natural Gas_Double Rack Oven_E7_Baseline Forecast | Commercial | Office | Existing | Food Preparation | Natural Gas | Double Rack Oven | E7 |  | Baseline Forecast | 0 | 0 | 0 | 0 | 0 | 0 | 0 | 0 | 0 | 0 | 0 | 0 | 0 | 0 | 0 | 0 | 0 | 0 | 0 | 0 | 0 | 0 | 0 | 0 | 0 | 0 | 0 | 0 | 0 | 0 | 0 | 0 | 0
Commercial_Office_Existing_Food Preparation_Natural Gas_Double Rack Oven_E8_Baseline Forecast | Commercial | Office | Existing | Food Preparation | Natural Gas | Double Rack Oven | E8 |  | Baseline Forecast | 0 | 0 | 0 | 0 | 0 | 0 | 0 | 0 | 0 | 0 | 0 | 0 | 0 | 0 | 0 | 0 | 0 | 0 | 0 | 0 | 0 | 0 | 0 | 0 | 0 | 0 | 0 | 0 | 0 | 0 | 0 | 0 | 0
Commercial_Office_Existing_Food Preparation_Natural Gas_Double Rack Oven_E9_Baseline Forecast | Commercial | Office | Existing | Food Preparation | Natural Gas | Double Rack Oven | E9 |  | Baseline Forecast | 0 | 0 | 0 | 0 | 0 | 0 | 0 | 0 | 0 | 0 | 0 | 0 | 0 | 0 | 0 | 0 | 0 | 0 | 0 | 0 | 0 | 0 | 0 | 0 | 0 | 0 | 0 | 0 | 0 | 0 | 0 | 0 | 0
Commercial_Office_Existing_Food Preparation_Natural Gas_Double Rack Oven_E10_Baseline Forecast | Commercial | Office | Existing | Food Preparation | Natural Gas | Double Rack Oven | E10 |  | Baseline Forecast | 0 | 0 | 0 | 0 | 0 | 0 | 0 | 0 | 0 | 0 | 0 | 0 | 0 | 0 | 0 | 0 | 0 | 0 | 0 | 0 | 0 | 0 | 0 | 0 | 0 | 0 | 0 | 0 | 0 | 0 | 0 | 0 | 0
Commercial_Office_Existing_Food Preparation_Natural Gas_Fryer_E1_Baseline Forecast | Commercial | Office | Existing | Food Preparation | Natural Gas | Fryer | E1 |  | Baseline Forecast | 0 | 7629.2701 | 10752.862 | 0 | 0 | 0 | 0 | 0 | 0 | 0 | 0 | 0 | 0 | 0 | 0 | 0 | 0 | 0 | 0 | 0 | 0 | 0 | 0 | 0 | 0 | 0 | 0 | 0 | 0 | 0 | 0 | 0 | 0
Commercial_Office_Existing_Food Preparation_Natural Gas_Fryer_E2_Baseline Forecast | Commercial | Office | Existing | Food Preparation | Natural Gas | Fryer | E2 |  | Baseline Forecast | 0 | 2680.5543 | 3778.0326 | 17626.1444 | 19886.9639 | 21514.078 | 18525.5986 | 17328.7883 | 17196.7053 | 17653.7315 | 20719.5988 | 20930.101 | 20554.7756 | 20060.4526 | 19665.9082 | 19074.0992 | 19080.1175 | 19229.1193 | 19351.334 | 19936.1765 | 19584.7051 | 19190.7887 | 18905.1531 | 18743.1531 | 18718.7598 | 18748.5076 | 18706.2065 | 18598.297 | 18581.9495 | 18352.1118 | 18176.8774 | 18058.765 | 17971.505
Commercial_Office_Existing_Food Preparation_Natural Gas_Fryer_E3_Baseline Forecast | Commercial | Office | Existing | Food Preparation | Natural Gas | Fryer | E3 |  | Baseline Forecast | 0 | 0 | 0 | 0 | 0 | 0 | 0 | 0 | 0 | 0 | 0 | 0 | 0 | 0 | 0 | 0 | 0 | 0 | 0 | 0 | 0 | 0 | 0 | 0 | 0 | 0 | 0 | 0 | 0 | 0 | 0 | 0 | 0
Commercial_Office_Existing_Food Preparation_Natural Gas_Fryer_E4_Baseline Forecast | Commercial | Office | Existing | Food Preparation | Natural Gas | Fryer | E4 |  | Baseline Forecast | 0 | 0 | 0 | 0 | 0 | 0 | 0 | 0 | 0 | 0 | 0 | 0 | 0 | 0 | 0 | 0 | 0 | 0 | 0 | 0 | 0 | 0 | 0 | 0 | 0 | 0 | 0 | 0 | 0 | 0 | 0 | 0 | 0
Commercial_Office_Existing_Food Preparation_Natural Gas_Fryer_E5_Baseline Forecast | Commercial | Office | Existing | Food Preparation | Natural Gas | Fryer | E5 |  | Baseline Forecast | 0 | 0 | 0 | 0 | 0 | 0 | 0 | 0 | 0 | 0 | 0 | 0 | 0 | 0 | 0 | 0 | 0 | 0 | 0 | 0 | 0 | 0 | 0 | 0 | 0 | 0 | 0 | 0 | 0 | 0 | 0 | 0 | 0
Commercial_Office_Existing_Food Preparation_Natural Gas_Fryer_E6_Baseline Forecast | Commercial | Office | Existing | Food Preparation | Natural Gas | Fryer | E6 |  | Baseline Forecast | 0 | 0 | 0 | 0 | 0 | 0 | 0 | 0 | 0 | 0 | 0 | 0 | 0 | 0 | 0 | 0 | 0 | 0 | 0 | 0 | 0 | 0 | 0 | 0 | 0 | 0 | 0 | 0 | 0 | 0 | 0 | 0 | 0
Commercial_Office_Existing_Food Preparation_Natural Gas_Fryer_E7_Baseline Forecast | Commercial | Office | Existing | Food Preparation | Natural Gas | Fryer | E7 |  | Baseline Forecast | 0 | 0 | 0 | 0 | 0 | 0 | 0 | 0 | 0 | 0 | 0 | 0 | 0 | 0 | 0 | 0 | 0 | 0 | 0 | 0 | 0 | 0 | 0 | 0 | 0 | 0 | 0 | 0 | 0 | 0 | 0 | 0 | 0
Commercial_Office_Existing_Food Preparation_Natural Gas_Fryer_E8_Baseline Forecast | Commercial | Office | Existing | Food Preparation | Natural Gas | Fryer | E8 |  | Baseline Forecast | 0 | 0 | 0 | 0 | 0 | 0 | 0 | 0 | 0 | 0 | 0 | 0 | 0 | 0 | 0 | 0 | 0 | 0 | 0 | 0 | 0 | 0 | 0 | 0 | 0 | 0 | 0 | 0 | 0 | 0 | 0 | 0 | 0
Commercial_Office_Existing_Food Preparation_Natural Gas_Fryer_E9_Baseline Forecast | Commercial | Office | Existing | Food Preparation | Natural Gas | Fryer | E9 |  | Baseline Forecast | 0 | 0 | 0 | 0 | 0 | 0 | 0 | 0 | 0 | 0 | 0 | 0 | 0 | 0 | 0 | 0 | 0 | 0 | 0 | 0 | 0 | 0 | 0 | 0 | 0 | 0 | 0 | 0 | 0 | 0 | 0 | 0 | 0
Commercial_Office_Existing_Food Preparation_Natural Gas_Fryer_E10_Baseline Forecast | Commercial | Office | Existing | Food Preparation | Natural Gas | Fryer | E10 |  | Baseline Forecast | 0 | 0 | 0 | 0 | 0 | 0 | 0 | 0 | 0 | 0 | 0 | 0 | 0 | 0 | 0 | 0 | 0 | 0 | 0 | 0 | 0 | 0 | 0 | 0 | 0 | 0 | 0 | 0 | 0 | 0 | 0 | 0 | 0
Commercial_Office_Existing_Food Preparation_Natural Gas_Broiler_E1_Baseline Forecast | Commercial | Office | Existing | Food Preparation | Natural Gas | Broiler | E1 |  | Baseline Forecast | 0 | 0 | 0 | 0 | 0 | 0 | 0 | 0 | 0 | 0 | 0 | 0 | 0 | 0 | 0 | 0 | 0 | 0 | 0 | 0 | 0 | 0 | 0 | 0 | 0 | 0 | 0 | 0 | 0 | 0 | 0 | 0 | 0
Commercial_Office_Existing_Food Preparation_Natural Gas_Broiler_E2_Baseline Forecast | Commercial | Office | Existing | Food Preparation | Natural Gas | Broiler | E2 |  | Baseline Forecast | 0 | 0 | 0 | 0 | 0 | 0 | 0 | 0 | 0 | 0 | 0 | 0 | 0 | 0 | 0 | 0 | 0 | 0 | 0 | 0 | 0 | 0 | 0 | 0 | 0 | 0 | 0 | 0 | 0 | 0 | 0 | 0 | 0
Commercial_Office_Existing_Food Preparation_Natural Gas_Broiler_E3_Baseline Forecast | Commercial | Office | Existing | Food Preparation | Natural Gas | Broiler | E3 |  | Baseline Forecast | 0 | 0 | 0 | 0 | 0 | 0 | 0 | 0 | 0 | 0 | 0 | 0 | 0 | 0 | 0 | 0 | 0 | 0 | 0 | 0 | 0 | 0 | 0 | 0 | 0 | 0 | 0 | 0 | 0 | 0 | 0 | 0 | 0
Commercial_Office_Existing_Food Preparation_Natural Gas_Broiler_E4_Baseline Forecast | Commercial | Office | Existing | Food Preparation | Natural Gas | Broiler | E4 |  | Baseline Forecast | 0 | 0 | 0 | 0 | 0 | 0 | 0 | 0 | 0 | 0 | 0 | 0 | 0 | 0 | 0 | 0 | 0 | 0 | 0 | 0 | 0 | 0 | 0 | 0 | 0 | 0 | 0 | 0 | 0 | 0 | 0 | 0 | 0
Commercial_Office_Existing_Food Preparation_Natural Gas_Broiler_E5_Baseline Forecast | Commercial | Office | Existing | Food Preparation | Natural Gas | Broiler | E5 |  | Baseline Forecast | 0 | 0 | 0 | 0 | 0 | 0 | 0 | 0 | 0 | 0 | 0 | 0 | 0 | 0 | 0 | 0 | 0 | 0 | 0 | 0 | 0 | 0 | 0 | 0 | 0 | 0 | 0 | 0 | 0 | 0 | 0 | 0 | 0
Commercial_Office_Existing_Food Preparation_Natural Gas_Broiler_E6_Baseline Forecast | Commercial | Office | Existing | Food Preparation | Natural Gas | Broiler | E6 |  | Baseline Forecast | 0 | 0 | 0 | 0 | 0 | 0 | 0 | 0 | 0 | 0 | 0 | 0 | 0 | 0 | 0 | 0 | 0 | 0 | 0 | 0 | 0 | 0 | 0 | 0 | 0 | 0 | 0 | 0 | 0 | 0 | 0 | 0 | 0
Commercial_Office_Existing_Food Preparation_Natural Gas_Broiler_E7_Baseline Forecast | Commercial | Office | Existing | Food Preparation | Natural Gas | Broiler | E7 |  | Baseline Forecast | 0 | 0 | 0 | 0 | 0 | 0 | 0 | 0 | 0 | 0 | 0 | 0 | 0 | 0 | 0 | 0 | 0 | 0 | 0 | 0 | 0 | 0 | 0 | 0 | 0 | 0 | 0 | 0 | 0 | 0 | 0 | 0 | 0
Commercial_Office_Existing_Food Preparation_Natural Gas_Broiler_E8_Baseline Forecast | Commercial | Office | Existing | Food Preparation | Natural Gas | Broiler | E8 |  | Baseline Forecast | 0 | 0 | 0 | 0 | 0 | 0 | 0 | 0 | 0 | 0 | 0 | 0 | 0 | 0 | 0 | 0 | 0 | 0 | 0 | 0 | 0 | 0 | 0 | 0 | 0 | 0 | 0 | 0 | 0 | 0 | 0 | 0 | 0
Commercial_Office_Existing_Food Preparation_Natural Gas_Broiler_E9_Baseline Forecast | Commercial | Office | Existing | Food Preparation | Natural Gas | Broiler | E9 |  | Baseline Forecast | 0 | 0 | 0 | 0 | 0 | 0 | 0 | 0 | 0 | 0 | 0 | 0 | 0 | 0 | 0 | 0 | 0 | 0 | 0 | 0 | 0 | 0 | 0 | 0 | 0 | 0 | 0 | 0 | 0 | 0 | 0 | 0 | 0
Commercial_Office_Existing_Food Preparation_Natural Gas_Broiler_E10_Baseline Forecast | Commercial | Office | Existing | Food Preparation | Natural Gas | Broiler | E10 |  | Baseline Forecast | 0 | 0 | 0 | 0 | 0 | 0 | 0 | 0 | 0 | 0 | 0 | 0 | 0 | 0 | 0 | 0 | 0 | 0 | 0 | 0 | 0 | 0 | 0 | 0 | 0 | 0 | 0 | 0 | 0 | 0 | 0 | 0 | 0
Commercial_Office_Existing_Food Preparation_Natural Gas_Griddle_E1_Baseline Forecast | Commercial | Office | Existing | Food Preparation | Natural Gas | Griddle | E1 |  | Baseline Forecast | 0 | 3578.6546 | 4628.4603 | 5448.9109 | 6088.9831 | 6582.1001 | 6964.393 | 7261.9354 | 7492.6293 | 7668.2274 | 7799.43 | 7895.2959 | 6955.3156 | 6403.9299 | 6119.7555 | 6014.943 | 6026.3059 | 6966.3108 | 7169.575 | 7322.4263 | 7435.1056 | 7515.8109 | 7571.127 | 7416.3341 | 7172.0332 | 6910.3287 | 6671.3193 | 6474.4153 | 6245.4579 | 6193.3252 | 6243.6011 | 6346.9128 | 6471.617
Commercial_Office_Existing_Food Preparation_Natural Gas_Griddle_E2_Baseline Forecast | Commercial | Office | Existing | Food Preparation | Natural Gas | Griddle | E2 |  | Baseline Forecast | 0 | 1461.704 | 1890.4979 | 2225.6115 | 2487.0494 | 2688.4634 | 2844.6112 | 2966.1426 | 3060.3697 | 3132.0929 | 3185.6827 | 3224.8392 | 2840.9036 | 2615.6897 | 2499.6184 | 2456.8077 | 2461.4489 | 2845.3946 | 2928.418 | 2990.8502 | 3036.8741 | 3069.8382 | 3092.4322 | 3029.2069 | 2929.422 | 2822.5286 | 2724.9051 | 2644.4795 | 2550.9617 | 2529.668 | 2550.2033 | 2592.401 | 2643.3365
Commercial_Office_Existing_Food Preparation_Natural Gas_Griddle_E3_Baseline Forecast | Commercial | Office | Existing | Food Preparation | Natural Gas | Griddle | E3 |  | Baseline Forecast | 0 | 0 | 0 | 0 | 0 | 0 | 0 | 0 | 0 | 0 | 0 | 0 | 0 | 0 | 0 | 0 | 0 | 0 | 0 | 0 | 0 | 0 | 0 | 0 | 0 | 0 | 0 | 0 | 0 | 0 | 0 | 0 | 0
Commercial_Office_Existing_Food Preparation_Natural Gas_Griddle_E4_Baseline Forecast | Commercial | Office | Existing | Food Preparation | Natural Gas | Griddle | E4 |  | Baseline Forecast | 0 | 0 | 0 | 0 | 0 | 0 | 0 | 0 | 0 | 0 | 0 | 0 | 0 | 0 | 0 | 0 | 0 | 0 | 0 | 0 | 0 | 0 | 0 | 0 | 0 | 0 | 0 | 0 | 0 | 0 | 0 | 0 | 0
Commercial_Office_Existing_Food Preparation_Natural Gas_Griddle_E5_Baseline Forecast | Commercial | Office | Existing | Food Preparation | Natural Gas | Griddle | E5 |  | Baseline Forecast | 0 | 0 | 0 | 0 | 0 | 0 | 0 | 0 | 0 | 0 | 0 | 0 | 0 | 0 | 0 | 0 | 0 | 0 | 0 | 0 | 0 | 0 | 0 | 0 | 0 | 0 | 0 | 0 | 0 | 0 | 0 | 0 | 0
Commercial_Office_Existing_Food Preparation_Natural Gas_Griddle_E6_Baseline Forecast | Commercial | Office | Existing | Food Preparation | Natural Gas | Griddle | E6 |  | Baseline Forecast | 0 | 0 | 0 | 0 | 0 | 0 | 0 | 0 | 0 | 0 | 0 | 0 | 0 | 0 | 0 | 0 | 0 | 0 | 0 | 0 | 0 | 0 | 0 | 0 | 0 | 0 | 0 | 0 | 0 | 0 | 0 | 0 | 0
Commercial_Office_Existing_Food Preparation_Natural Gas_Griddle_E7_Baseline Forecast | Commercial | Office | Existing | Food Preparation | Natural Gas | Griddle | E7 |  | Baseline Forecast | 0 | 0 | 0 | 0 | 0 | 0 | 0 | 0 | 0 | 0 | 0 | 0 | 0 | 0 | 0 | 0 | 0 | 0 | 0 | 0 | 0 | 0 | 0 | 0 | 0 | 0 | 0 | 0 | 0 | 0 | 0 | 0 | 0
Commercial_Office_Existing_Food Preparation_Natural Gas_Griddle_E8_Baseline Forecast | Commercial | Office | Existing | Food Preparation | Natural Gas | Griddle | E8 |  | Baseline Forecast | 0 | 0 | 0 | 0 | 0 | 0 | 0 | 0 | 0 | 0 | 0 | 0 | 0 | 0 | 0 | 0 | 0 | 0 | 0 | 0 | 0 | 0 | 0 | 0 | 0 | 0 | 0 | 0 | 0 | 0 | 0 | 0 | 0
Commercial_Office_Existing_Food Preparation_Natural Gas_Griddle_E9_Baseline Forecast | Commercial | Office | Existing | Food Preparation | Natural Gas | Griddle | E9 |  | Baseline Forecast | 0 | 0 | 0 | 0 | 0 | 0 | 0 | 0 | 0 | 0 | 0 | 0 | 0 | 0 | 0 | 0 | 0 | 0 | 0 | 0 | 0 | 0 | 0 | 0 | 0 | 0 | 0 | 0 | 0 | 0 | 0 | 0 | 0
Commercial_Office_Existing_Food Preparation_Natural Gas_Griddle_E10_Baseline Forecast | Commercial | Office | Existing | Food Preparation | Natural Gas | Griddle | E10 |  | Baseline Forecast | 0 | 0 | 0 | 0 | 0 | 0 | 0 | 0 | 0 | 0 | 0 | 0 | 0 | 0 | 0 | 0 | 0 | 0 | 0 | 0 | 0 | 0 | 0 | 0 | 0 | 0 | 0 | 0 | 0 | 0 | 0 | 0 | 0
Commercial_Office_Existing_Food Preparation_Natural Gas_Range_E1_Baseline Forecast | Commercial | Office | Existing | Food Preparation | Natural Gas | Range | E1 |  | Baseline Forecast | 0 | 2479.8564 | 3207.3274 | 3775.865 | 4219.408 | 4561.1172 | 4826.0301 | 5032.2144 | 5192.0755 | 5313.7575 | 4699.311 | 4348.319 | 4177.465 | 4126.5181 | 4152.3036 | 4824.8714 | 4978.569 | 5094.698 | 5180.936 | 5108.8767 | 4965.7977 | 4804.345 | 4654.189 | 4530.0635 | 4380.1985 | 4353.2179 | 4396.911 | 4476.6946 | 4544.7065 | 4728.2567 | 4718.1331 | 4672.2489 | 4604.8539
Commercial_Office_Existing_Food Preparation_Natural Gas_Range_E2_Baseline Forecast | Commercial | Office | Existing | Food Preparation | Natural Gas | Range | E2 |  | Baseline Forecast | 0 | 3568.5739 | 4615.4224 | 5433.5618 | 6071.831 | 6563.5589 | 6944.775 | 7241.4792 | 7471.5233 | 7646.6267 | 6762.4231 | 6257.3371 | 6011.474 | 5938.1603 | 5975.2661 | 6943.1076 | 7164.2822 | 7331.3947 | 7455.4933 | 7351.7981 | 7145.904 | 6913.5696 | 6697.4915 | 6518.8719 | 6303.2125 | 6264.3868 | 6327.2622 | 6442.0727 | 6539.9435 | 6804.0767 | 6789.5087 | 6723.4801 | 6626.4971
Commercial_Office_Existing_Food Preparation_Natural Gas_Range_E3_Baseline Forecast | Commercial | Office | Existing | Food Preparation | Natural Gas | Range | E3 |  | Baseline Forecast | 0 | 0 | 0 | 0 | 0 | 0 | 0 | 0 | 0 | 0 | 0 | 0 | 0 | 0 | 0 | 0 | 0 | 0 | 0 | 0 | 0 | 0 | 0 | 0 | 0 | 0 | 0 | 0 | 0 | 0 | 0 | 0 | 0
Commercial_Office_Existing_Food Preparation_Natural Gas_Range_E4_Baseline Forecast | Commercial | Office | Existing | Food Preparation | Natural Gas | Range | E4 |  | Baseline Forecast | 0 | 0 | 0 | 0 | 0 | 0 | 0 | 0 | 0 | 0 | 0 | 0 | 0 | 0 | 0 | 0 | 0 | 0 | 0 | 0 | 0 | 0 | 0 | 0 | 0 | 0 | 0 | 0 | 0 | 0 | 0 | 0 | 0
Commercial_Office_Existing_Food Preparation_Natural Gas_Range_E5_Baseline Forecast | Commercial | Office | Existing | Food Preparation | Natural Gas | Range | E5 |  | Baseline Forecast | 0 | 0 | 0 | 0 | 0 | 0 | 0 | 0 | 0 | 0 | 0 | 0 | 0 | 0 | 0 | 0 | 0 | 0 | 0 | 0 | 0 | 0 | 0 | 0 | 0 | 0 | 0 | 0 | 0 | 0 | 0 | 0 | 0
Commercial_Office_Existing_Food Preparation_Natural Gas_Range_E6_Baseline Forecast | Commercial | Office | Existing | Food Preparation | Natural Gas | Range | E6 |  | Baseline Forecast | 0 | 0 | 0 | 0 | 0 | 0 | 0 | 0 | 0 | 0 | 0 | 0 | 0 | 0 | 0 | 0 | 0 | 0 | 0 | 0 | 0 | 0 | 0 | 0 | 0 | 0 | 0 | 0 | 0 | 0 | 0 | 0 | 0
Commercial_Office_Existing_Food Preparation_Natural Gas_Range_E7_Baseline Forecast | Commercial | Office | Existing | Food Preparation | Natural Gas | Range | E7 |  | Baseline Forecast | 0 | 0 | 0 | 0 | 0 | 0 | 0 | 0 | 0 | 0 | 0 | 0 | 0 | 0 | 0 | 0 | 0 | 0 | 0 | 0 | 0 | 0 | 0 | 0 | 0 | 0 | 0 | 0 | 0 | 0 | 0 | 0 | 0
Commercial_Office_Existing_Food Preparation_Natural Gas_Range_E8_Baseline Forecast | Commercial | Office | Existing | Food Preparation | Natural Gas | Range | E8 |  | Baseline Forecast | 0 | 0 | 0 | 0 | 0 | 0 | 0 | 0 | 0 | 0 | 0 | 0 | 0 | 0 | 0 | 0 | 0 | 0 | 0 | 0 | 0 | 0 | 0 | 0 | 0 | 0 | 0 | 0 | 0 | 0 | 0 | 0 | 0
Commercial_Office_Existing_Food Preparation_Natural Gas_Range_E9_Baseline Forecast | Commercial | Office | Existing | Food Preparation | Natural Gas | Range | E9 |  | Baseline Forecast | 0 | 0 | 0 | 0 | 0 | 0 | 0 | 0 | 0 | 0 | 0 | 0 | 0 | 0 | 0 | 0 | 0 | 0 | 0 | 0 | 0 | 0 | 0 | 0 | 0 | 0 | 0 | 0 | 0 | 0 | 0 | 0 | 0
Commercial_Office_Existing_Food Preparation_Natural Gas_Range_E10_Baseline Forecast | Commercial | Office | Existing | Food Preparation | Natural Gas | Range | E10 |  | Baseline Forecast | 0 | 0 | 0 | 0 | 0 | 0 | 0 | 0 | 0 | 0 | 0 | 0 | 0 | 0 | 0 | 0 | 0 | 0 | 0 | 0 | 0 | 0 | 0 | 0 | 0 | 0 | 0 | 0 | 0 | 0 | 0 | 0 | 0
Commercial_Office_Existing_Food Preparation_Natural Gas_Steamer_E1_Baseline Forecast | Commercial | Office | Existing | Food Preparation | Natural Gas | Steamer | E1 |  | Baseline Forecast | 0 | 0 | 0 | 0 | 0 | 0 | 0 | 0 | 0 | 0 | 0 | 0 | 0 | 0 | 0 | 0 | 0 | 0 | 0 | 0 | 0 | 0 | 0 | 0 | 0 | 0 | 0 | 0 | 0 | 0 | 0 | 0 | 0
Commercial_Office_Existing_Food Preparation_Natural Gas_Steamer_E2_Baseline Forecast | Commercial | Office | Existing | Food Preparation | Natural Gas | Steamer | E2 |  | Baseline Forecast | 0 | 0 | 0 | 0 | 0 | 0 | 0 | 0 | 0 | 0 | 0 | 0 | 0 | 0 | 0 | 0 | 0 | 0 | 0 | 0 | 0 | 0 | 0 | 0 | 0 | 0 | 0 | 0 | 0 | 0 | 0 | 0 | 0
Commercial_Office_Existing_Food Preparation_Natural Gas_Steamer_E3_Baseline Forecast | Commercial | Office | Existing | Food Preparation | Natural Gas | Steamer | E3 |  | Baseline Forecast | 0 | 0 | 0 | 0 | 0 | 0 | 0 | 0 | 0 | 0 | 0 | 0 | 0 | 0 | 0 | 0 | 0 | 0 | 0 | 0 | 0 | 0 | 0 | 0 | 0 | 0 | 0 | 0 | 0 | 0 | 0 | 0 | 0
Commercial_Office_Existing_Food Preparation_Natural Gas_Steamer_E4_Baseline Forecast | Commercial | Office | Existing | Food Preparation | Natural Gas | Steamer | E4 |  | Baseline Forecast | 0 | 0 | 0 | 0 | 0 | 0 | 0 | 0 | 0 | 0 | 0 | 0 | 0 | 0 | 0 | 0 | 0 | 0 | 0 | 0 | 0 | 0 | 0 | 0 | 0 | 0 | 0 | 0 | 0 | 0 | 0 | 0 | 0
Commercial_Office_Existing_Food Preparation_Natural Gas_Steamer_E5_Baseline Forecast | Commercial | Office | Existing | Food Preparation | Natural Gas | Steamer | E5 |  | Baseline Forecast | 0 | 0 | 0 | 0 | 0 | 0 | 0 | 0 | 0 | 0 | 0 | 0 | 0 | 0 | 0 | 0 | 0 | 0 | 0 | 0 | 0 | 0 | 0 | 0 | 0 | 0 | 0 | 0 | 0 | 0 | 0 | 0 | 0
Commercial_Office_Existing_Food Preparation_Natural Gas_Steamer_E6_Baseline Forecast | Commercial | Office | Existing | Food Preparation | Natural Gas | Steamer | E6 |  | Baseline Forecast | 0 | 0 | 0 | 0 | 0 | 0 | 0 | 0 | 0 | 0 | 0 | 0 | 0 | 0 | 0 | 0 | 0 | 0 | 0 | 0 | 0 | 0 | 0 | 0 | 0 | 0 | 0 | 0 | 0 | 0 | 0 | 0 | 0
Commercial_Office_Existing_Food Preparation_Natural Gas_Steamer_E7_Baseline Forecast | Commercial | Office | Existing | Food Preparation | Natural Gas | Steamer | E7 |  | Baseline Forecast | 0 | 0 | 0 | 0 | 0 | 0 | 0 | 0 | 0 | 0 | 0 | 0 | 0 | 0 | 0 | 0 | 0 | 0 | 0 | 0 | 0 | 0 | 0 | 0 | 0 | 0 | 0 | 0 | 0 | 0 | 0 | 0 | 0
Commercial_Office_Existing_Food Preparation_Natural Gas_Steamer_E8_Baseline Forecast | Commercial | Office | Existing | Food Preparation | Natural Gas | Steamer | E8 |  | Baseline Forecast | 0 | 0 | 0 | 0 | 0 | 0 | 0 | 0 | 0 | 0 | 0 | 0 | 0 | 0 | 0 | 0 | 0 | 0 | 0 | 0 | 0 | 0 | 0 | 0 | 0 | 0 | 0 | 0 | 0 | 0 | 0 | 0 | 0
Commercial_Office_Existing_Food Preparation_Natural Gas_Steamer_E9_Baseline Forecast | Commercial | Office | Existing | Food Preparation | Natural Gas | Steamer | E9 |  | Baseline Forecast | 0 | 0 | 0 | 0 | 0 | 0 | 0 | 0 | 0 | 0 | 0 | 0 | 0 | 0 | 0 | 0 | 0 | 0 | 0 | 0 | 0 | 0 | 0 | 0 | 0 | 0 | 0 | 0 | 0 | 0 | 0 | 0 | 0
Commercial_Office_Existing_Food Preparation_Natural Gas_Steamer_E10_Baseline Forecast | Commercial | Office | Existing | Food Preparation | Natural Gas | Steamer | E10 |  | Baseline Forecast | 0 | 0 | 0 | 0 | 0 | 0 | 0 | 0 | 0 | 0 | 0 | 0 | 0 | 0 | 0 | 0 | 0 | 0 | 0 | 0 | 0 | 0 | 0 | 0 | 0 | 0 | 0 | 0 | 0 | 0 | 0 | 0 | 0
Commercial_Office_Existing_Food Preparation_Natural Gas_Food Prep Other_E1_Baseline Forecast | Commercial | Office | Existing | Food Preparation | Natural Gas | Food Prep Other | E1 |  | Baseline Forecast | 0 | 0 | 0 | 0 | 0 | 0 | 0 | 0 | 0 | 0 | 0 | 0 | 0 | 0 | 0 | 0 | 0 | 0 | 0 | 0 | 0 | 0 | 0 | 0 | 0 | 0 | 0 | 0 | 0 | 0 | 0 | 0 | 0
Commercial_Office_Existing_Food Preparation_Natural Gas_Food Prep Other_E2_Baseline Forecast | Commercial | Office | Existing | Food Preparation | Natural Gas | Food Prep Other | E2 |  | Baseline Forecast | 0 | 0 | 0 | 0 | 0 | 0 | 0 | 0 | 0 | 0 | 0 | 0 | 0 | 0 | 0 | 0 | 0 | 0 | 0 | 0 | 0 | 0 | 0 | 0 | 0 | 0 | 0 | 0 | 0 | 0 | 0 | 0 | 0
Commercial_Office_Existing_Food Preparation_Natural Gas_Food Prep Other_E3_Baseline Forecast | Commercial | Office | Existing | Food Preparation | Natural Gas | Food Prep Other | E3 |  | Baseline Forecast | 0 | 0 | 0 | 0 | 0 | 0 | 0 | 0 | 0 | 0 | 0 | 0 | 0 | 0 | 0 | 0 | 0 | 0 | 0 | 0 | 0 | 0 | 0 | 0 | 0 | 0 | 0 | 0 | 0 | 0 | 0 | 0 | 0
Commercial_Office_Existing_Food Preparation_Natural Gas_Food Prep Other_E4_Baseline Forecast | Commercial | Office | Existing | Food Preparation | Natural Gas | Food Prep Other | E4 |  | Baseline Forecast | 0 | 0 | 0 | 0 | 0 | 0 | 0 | 0 | 0 | 0 | 0 | 0 | 0 | 0 | 0 | 0 | 0 | 0 | 0 | 0 | 0 | 0 | 0 | 0 | 0 | 0 | 0 | 0 | 0 | 0 | 0 | 0 | 0
Commercial_Office_Existing_Food Preparation_Natural Gas_Food Prep Other_E5_Baseline Forecast | Commercial | Office | Existing | Food Preparation | Natural Gas | Food Prep Other | E5 |  | Baseline Forecast | 0 | 0 | 0 | 0 | 0 | 0 | 0 | 0 | 0 | 0 | 0 | 0 | 0 | 0 | 0 | 0 | 0 | 0 | 0 | 0 | 0 | 0 | 0 | 0 | 0 | 0 | 0 | 0 | 0 | 0 | 0 | 0 | 0
Commercial_Office_Existing_Food Preparation_Natural Gas_Food Prep Other_E6_Baseline Forecast | Commercial | Office | Existing | Food Preparation | Natural Gas | Food Prep Other | E6 |  | Baseline Forecast | 0 | 0 | 0 | 0 | 0 | 0 | 0 | 0 | 0 | 0 | 0 | 0 | 0 | 0 | 0 | 0 | 0 | 0 | 0 | 0 | 0 | 0 | 0 | 0 | 0 | 0 | 0 | 0 | 0 | 0 | 0 | 0 | 0
Commercial_Office_Existing_Food Preparation_Natural Gas_Food Prep Other_E7_Baseline Forecast | Commercial | Office | Existing | Food Preparation | Natural Gas | Food Prep Other | E7 |  | Baseline Forecast | 0 | 0 | 0 | 0 | 0 | 0 | 0 | 0 | 0 | 0 | 0 | 0 | 0 | 0 | 0 | 0 | 0 | 0 | 0 | 0 | 0 | 0 | 0 | 0 | 0 | 0 | 0 | 0 | 0 | 0 | 0 | 0 | 0
Commercial_Office_Existing_Food Preparation_Natural Gas_Food Prep Other_E8_Baseline Forecast | Commercial | Office | Existing | Food Preparation | Natural Gas | Food Prep Other | E8 |  | Baseline Forecast | 0 | 0 | 0 | 0 | 0 | 0 | 0 | 0 | 0 | 0 | 0 | 0 | 0 | 0 | 0 | 0 | 0 | 0 | 0 | 0 | 0 | 0 | 0 | 0 | 0 | 0 | 0 | 0 | 0 | 0 | 0 | 0 | 0
Commercial_Office_Existing_Food Preparation_Natural Gas_Food Prep Other_E9_Baseline Forecast | Commercial | Office | Existing | Food Preparation | Natural Gas | Food Prep Other | E9 |  | Baseline Forecast | 0 | 0 | 0 | 0 | 0 | 0 | 0 | 0 | 0 | 0 | 0 | 0 | 0 | 0 | 0 | 0 | 0 | 0 | 0 | 0 | 0 | 0 | 0 | 0 | 0 | 0 | 0 | 0 | 0 | 0 | 0 | 0 | 0
Commercial_Office_Existing_Food Preparation_Natural Gas_Food Prep Other_E10_Baseline Forecast | Commercial | Office | Existing | Food Preparation | Natural Gas | Food Prep Other | E10 |  | Baseline Forecast | 0 | 0 | 0 | 0 | 0 | 0 | 0 | 0 | 0 | 0 | 0 | 0 | 0 | 0 | 0 | 0 | 0 | 0 | 0 | 0 | 0 | 0 | 0 | 0 | 0 | 0 | 0 | 0 | 0 | 0 | 0 | 0 | 0
Commercial_Office_Existing_Miscellaneous_Natural Gas_Pool Heater_E1_Baseline Forecast | Commercial | Office | Existing | Miscellaneous | Natural Gas | Pool Heater | E1 |  | Baseline Forecast | 0 | 0 | 0 | 0 | 0 | 0 | 0 | 0 | 0 | 0 | 0 | 0 | 0 | 0 | 0 | 0 | 0 | 0 | 0 | 0 | 0 | 0 | 0 | 0 | 0 | 0 | 0 | 0 | 0 | 0 | 0 | 0 | 0
Commercial_Office_Existing_Miscellaneous_Natural Gas_Pool Heater_E2_Baseline Forecast | Commercial | Office | Existing | Miscellaneous | Natural Gas | Pool Heater | E2 |  | Baseline Forecast | 0 | 0 | 0 | 0 | 0 | 0 | 0 | 0 | 0 | 0 | 0 | 0 | 0 | 0 | 0 | 0 | 0 | 0 | 0 | 0 | 0 | 0 | 0 | 0 | 0 | 0 | 0 | 0 | 0 | 0 | 0 | 0 | 0
Commercial_Office_Existing_Miscellaneous_Natural Gas_Pool Heater_E3_Baseline Forecast | Commercial | Office | Existing | Miscellaneous | Natural Gas | Pool Heater | E3 |  | Baseline Forecast | 0 | 0 | 0 | 0 | 0 | 0 | 0 | 0 | 0 | 0 | 0 | 0 | 0 | 0 | 0 | 0 | 0 | 0 | 0 | 0 | 0 | 0 | 0 | 0 | 0 | 0 | 0 | 0 | 0 | 0 | 0 | 0 | 0
Commercial_Office_Existing_Miscellaneous_Natural Gas_Pool Heater_E4_Baseline Forecast | Commercial | Office | Existing | Miscellaneous | Natural Gas | Pool Heater | E4 |  | Baseline Forecast | 0 | 0 | 0 | 0 | 0 | 0 | 0 | 0 | 0 | 0 | 0 | 0 | 0 | 0 | 0 | 0 | 0 | 0 | 0 | 0 | 0 | 0 | 0 | 0 | 0 | 0 | 0 | 0 | 0 | 0 | 0 | 0 | 0
Commercial_Office_Existing_Miscellaneous_Natural Gas_Pool Heater_E5_Baseline Forecast | Commercial | Office | Existing | Miscellaneous | Natural Gas | Pool Heater | E5 |  | Baseline Forecast | 0 | 0 | 0 | 0 | 0 | 0 | 0 | 0 | 0 | 0 | 0 | 0 | 0 | 0 | 0 | 0 | 0 | 0 | 0 | 0 | 0 | 0 | 0 | 0 | 0 | 0 | 0 | 0 | 0 | 0 | 0 | 0 | 0
Commercial_Office_Existing_Miscellaneous_Natural Gas_Pool Heater_E6_Baseline Forecast | Commercial | Office | Existing | Miscellaneous | Natural Gas | Pool Heater | E6 |  | Baseline Forecast | 0 | 0 | 0 | 0 | 0 | 0 | 0 | 0 | 0 | 0 | 0 | 0 | 0 | 0 | 0 | 0 | 0 | 0 | 0 | 0 | 0 | 0 | 0 | 0 | 0 | 0 | 0 | 0 | 0 | 0 | 0 | 0 | 0
Commercial_Office_Existing_Miscellaneous_Natural Gas_Pool Heater_E7_Baseline Forecast | Commercial | Office | Existing | Miscellaneous | Natural Gas | Pool Heater | E7 |  | Baseline Forecast | 0 | 0 | 0 | 0 | 0 | 0 | 0 | 0 | 0 | 0 | 0 | 0 | 0 | 0 | 0 | 0 | 0 | 0 | 0 | 0 | 0 | 0 | 0 | 0 | 0 | 0 | 0 | 0 | 0 | 0 | 0 | 0 | 0
Commercial_Office_Existing_Miscellaneous_Natural Gas_Pool Heater_E8_Baseline Forecast | Commercial | Office | Existing | Miscellaneous | Natural Gas | Pool Heater | E8 |  | Baseline Forecast | 0 | 0 | 0 | 0 | 0 | 0 | 0 | 0 | 0 | 0 | 0 | 0 | 0 | 0 | 0 | 0 | 0 | 0 | 0 | 0 | 0 | 0 | 0 | 0 | 0 | 0 | 0 | 0 | 0 | 0 | 0 | 0 | 0
Commercial_Office_Existing_Miscellaneous_Natural Gas_Pool Heater_E9_Baseline Forecast | Commercial | Office | Existing | Miscellaneous | Natural Gas | Pool Heater | E9 |  | Baseline Forecast | 0 | 0 | 0 | 0 | 0 | 0 | 0 | 0 | 0 | 0 | 0 | 0 | 0 | 0 | 0 | 0 | 0 | 0 | 0 | 0 | 0 | 0 | 0 | 0 | 0 | 0 | 0 | 0 | 0 | 0 | 0 | 0 | 0
Commercial_Office_Existing_Miscellaneous_Natural Gas_Pool Heater_E10_Baseline Forecast | Commercial | Office | Existing | Miscellaneous | Natural Gas | Pool Heater | E10 |  | Baseline Forecast | 0 | 0 | 0 | 0 | 0 | 0 | 0 | 0 | 0 | 0 | 0 | 0 | 0 | 0 | 0 | 0 | 0 | 0 | 0 | 0 | 0 | 0 | 0 | 0 | 0 | 0 | 0 | 0 | 0 | 0 | 0 | 0 | 0
Commercial_Office_Existing_Miscellaneous_Natural Gas_Miscellaneous_E1_Baseline Forecast | Commercial | Office | Existing | Miscellaneous | Natural Gas | Miscellaneous | E1 |  | Baseline Forecast | 0 | 818050.2007 | 968889.1215 | 1094926.3251 | 1047298.4319 | 1027042.1046 | 1027754.6759 | 1022400.4285 | 1015748.3031 | 1010525.7015 | 1005467.5138 | 1225093.2599 | 1229410.9446 | 1226056.4619 | 1206493.1644 | 1197996.2449 | 1195857.8275 | 1189367.0437 | 1182075.7412 | 1175866.8927 | 1169644.6103 | 1225319.8231 | 1212713.9422 | 1198957.9617 | 1190561.1541 | 1184625.0411 | 1179336.7085 | 1172404.1168 | 1165389.1337 | 1158912.7403 | 1152366.6432 | 1162802.2222 | 1152059.7397
Commercial_Office_Existing_Miscellaneous_Natural Gas_Miscellaneous_E2_Baseline Forecast | Commercial | Office | Existing | Miscellaneous | Natural Gas | Miscellaneous | E2 |  | Baseline Forecast | 0 | 0 | 0 | 0 | 0 | 0 | 0 | 0 | 0 | 0 | 0 | 0 | 0 | 0 | 0 | 0 | 0 | 0 | 0 | 0 | 0 | 0 | 0 | 0 | 0 | 0 | 0 | 0 | 0 | 0 | 0 | 0 | 0
Commercial_Office_Existing_Miscellaneous_Natural Gas_Miscellaneous_E3_Baseline Forecast | Commercial | Office | Existing | Miscellaneous | Natural Gas | Miscellaneous | E3 |  | Baseline Forecast | 0 | 0 | 0 | 0 | 0 | 0 | 0 | 0 | 0 | 0 | 0 | 0 | 0 | 0 | 0 | 0 | 0 | 0 | 0 | 0 | 0 | 0 | 0 | 0 | 0 | 0 | 0 | 0 | 0 | 0 | 0 | 0 | 0
Commercial_Office_Existing_Miscellaneous_Natural Gas_Miscellaneous_E4_Baseline Forecast | Commercial | Office | Existing | Miscellaneous | Natural Gas | Miscellaneous | E4 |  | Baseline Forecast | 0 | 0 | 0 | 0 | 0 | 0 | 0 | 0 | 0 | 0 | 0 | 0 | 0 | 0 | 0 | 0 | 0 | 0 | 0 | 0 | 0 | 0 | 0 | 0 | 0 | 0 | 0 | 0 | 0 | 0 | 0 | 0 | 0
Commercial_Office_Existing_Miscellaneous_Natural Gas_Miscellaneous_E5_Baseline Forecast | Commercial | Office | Existing | Miscellaneous | Natural Gas | Miscellaneous | E5 |  | Baseline Forecast | 0 | 0 | 0 | 0 | 0 | 0 | 0 | 0 | 0 | 0 | 0 | 0 | 0 | 0 | 0 | 0 | 0 | 0 | 0 | 0 | 0 | 0 | 0 | 0 | 0 | 0 | 0 | 0 | 0 | 0 | 0 | 0 | 0
Commercial_Office_Existing_Miscellaneous_Natural Gas_Miscellaneous_E6_Baseline Forecast | Commercial | Office | Existing | Miscellaneous | Natural Gas | Miscellaneous | E6 |  | Baseline Forecast | 0 | 0 | 0 | 0 | 0 | 0 | 0 | 0 | 0 | 0 | 0 | 0 | 0 | 0 | 0 | 0 | 0 | 0 | 0 | 0 | 0 | 0 | 0 | 0 | 0 | 0 | 0 | 0 | 0 | 0 | 0 | 0 | 0
Commercial_Office_Existing_Miscellaneous_Natural Gas_Miscellaneous_E7_Baseline Forecast | Commercial | Office | Existing | Miscellaneous | Natural Gas | Miscellaneous | E7 |  | Baseline Forecast | 0 | 0 | 0 | 0 | 0 | 0 | 0 | 0 | 0 | 0 | 0 | 0 | 0 | 0 | 0 | 0 | 0 | 0 | 0 | 0 | 0 | 0 | 0 | 0 | 0 | 0 | 0 | 0 | 0 | 0 | 0 | 0 | 0
Commercial_Office_Existing_Miscellaneous_Natural Gas_Miscellaneous_E8_Baseline Forecast | Commercial | Office | Existing | Miscellaneous | Natural Gas | Miscellaneous | E8 |  | Baseline Forecast | 0 | 0 | 0 | 0 | 0 | 0 | 0 | 0 | 0 | 0 | 0 | 0 | 0 | 0 | 0 | 0 | 0 | 0 | 0 | 0 | 0 | 0 | 0 | 0 | 0 | 0 | 0 | 0 | 0 | 0 | 0 | 0 | 0
Commercial_Office_Existing_Miscellaneous_Natural Gas_Miscellaneous_E9_Baseline Forecast | Commercial | Office | Existing | Miscellaneous | Natural Gas | Miscellaneous | E9 |  | Baseline Forecast | 0 | 0 | 0 | 0 | 0 | 0 | 0 | 0 | 0 | 0 | 0 | 0 | 0 | 0 | 0 | 0 | 0 | 0 | 0 | 0 | 0 | 0 | 0 | 0 | 0 | 0 | 0 | 0 | 0 | 0 | 0 | 0 | 0
Commercial_Office_Existing_Miscellaneous_Natural Gas_Miscellaneous_E10_Baseline Forecast | Commercial | Office | Existing | Miscellaneous | Natural Gas | Miscellaneous | E10 |  | Baseline Forecast | 0 | 0 | 0 | 0 | 0 | 0 | 0 | 0 | 0 | 0 | 0 | 0 | 0 | 0 | 0 | 0 | 0 | 0 | 0 | 0 | 0 | 0 | 0 | 0 | 0 | 0 | 0 | 0 | 0 | 0 | 0 | 0 | 0
Commercial_Office_New_Space Heating_Natural Gas_Furnace_E1_Baseline Forecast | Commercial | Office | New | Space Heating | Natural Gas | Furnace | E1 |  | Baseline Forecast | 0 | 29588.1616 | 142714.6916 | 91204.6834 | 117626.7959 | 159632.4596 | 149204.4739 | 132241.5859 | 118935.1353 | 114836.7397 | 113338.7651 | 112212.7681 | 112059.0234 | 112379.661 | 113070.909 | 113279.2192 | 113310.1781 | 113163.3886 | 113014.2707 | 115138.8108 | 125965.9206 | 131999.886 | 139445.0352 | 149536.4883 | 158037.1667 | 164725.7599 | 169877.8372 | 174319.9132 | 178306.645 | 181901.6819 | 185209.9524 | 188290.0156 | 138913.0239
Commercial_Office_New_Space Heating_Natural Gas_Furnace_E2_Baseline Forecast | Commercial | Office | New | Space Heating | Natural Gas | Furnace | E2 |  | Baseline Forecast | 0 | 0 | 0 | 0 | 0 | 0 | 0 | 0 | 0 | 0 | 0 | 0 | 0 | 0 | 0 | 0 | 0 | 0 | 0 | 0 | 0 | 0 | 0 | 0 | 0 | 0 | 0 | 0 | 0 | 0 | 0 | 0 | 0
Commercial_Office_New_Space Heating_Natural Gas_Furnace_E3_Baseline Forecast | Commercial | Office | New | Space Heating | Natural Gas | Furnace | E3 |  | Baseline Forecast | 0 | 0 | 0 | 0 | 0 | 0 | 0 | 0 | 0 | 0 | 0 | 0 | 0 | 0 | 0 | 0 | 0 | 0 | 0 | 0 | 0 | 0 | 0 | 0 | 0 | 0 | 0 | 0 | 0 | 0 | 0 | 0 | 0
Commercial_Office_New_Space Heating_Natural Gas_Furnace_E4_Baseline Forecast | Commercial | Office | New | Space Heating | Natural Gas | Furnace | E4 |  | Baseline Forecast | 0 | 0 | 0 | 0 | 0 | 0 | 0 | 0 | 0 | 0 | 0 | 0 | 0 | 0 | 0 | 0 | 0 | 0 | 0 | 0 | 0 | 0 | 0 | 0 | 0 | 0 | 0 | 0 | 0 | 0 | 0 | 0 | 0
Commercial_Office_New_Space Heating_Natural Gas_Furnace_E5_Baseline Forecast | Commercial | Office | New | Space Heating | Natural Gas | Furnace | E5 |  | Baseline Forecast | 0 | 0 | 0 | 0 | 0 | 0 | 0 | 0 | 0 | 0 | 0 | 0 | 0 | 0 | 0 | 0 | 0 | 0 | 0 | 0 | 0 | 0 | 0 | 0 | 0 | 0 | 0 | 0 | 0 | 0 | 0 | 0 | 0
Commercial_Office_New_Space Heating_Natural Gas_Furnace_E6_Baseline Forecast | Commercial | Office | New | Space Heating | Natural Gas | Furnace | E6 |  | Baseline Forecast | 0 | 0 | 0 | 0 | 0 | 0 | 0 | 0 | 0 | 0 | 0 | 0 | 0 | 0 | 0 | 0 | 0 | 0 | 0 | 0 | 0 | 0 | 0 | 0 | 0 | 0 | 0 | 0 | 0 | 0 | 0 | 0 | 0
Commercial_Office_New_Space Heating_Natural Gas_Furnace_E7_Baseline Forecast | Commercial | Office | New | Space Heating | Natural Gas | Furnace | E7 |  | Baseline Forecast | 0 | 0 | 0 | 0 | 0 | 0 | 0 | 0 | 0 | 0 | 0 | 0 | 0 | 0 | 0 | 0 | 0 | 0 | 0 | 0 | 0 | 0 | 0 | 0 | 0 | 0 | 0 | 0 | 0 | 0 | 0 | 0 | 0
Commercial_Office_New_Space Heating_Natural Gas_Furnace_E8_Baseline Forecast | Commercial | Office | New | Space Heating | Natural Gas | Furnace | E8 |  | Baseline Forecast | 0 | 0 | 0 | 0 | 0 | 0 | 0 | 0 | 0 | 0 | 0 | 0 | 0 | 0 | 0 | 0 | 0 | 0 | 0 | 0 | 0 | 0 | 0 | 0 | 0 | 0 | 0 | 0 | 0 | 0 | 0 | 0 | 0
Commercial_Office_New_Space Heating_Natural Gas_Furnace_E9_Baseline Forecast | Commercial | Office | New | Space Heating | Natural Gas | Furnace | E9 |  | Baseline Forecast | 0 | 0 | 0 | 0 | 0 | 0 | 0 | 0 | 0 | 0 | 0 | 0 | 0 | 0 | 0 | 0 | 0 | 0 | 0 | 0 | 0 | 0 | 0 | 0 | 0 | 0 | 0 | 0 | 0 | 0 | 0 | 0 | 0
Commercial_Office_New_Space Heating_Natural Gas_Furnace_E10_Baseline Forecast | Commercial | Office | New | Space Heating | Natural Gas | Furnace | E10 |  | Baseline Forecast | 0 | 0 | 0 | 0 | 0 | 0 | 0 | 0 | 0 | 0 | 0 | 0 | 0 | 0 | 0 | 0 | 0 | 0 | 0 | 0 | 0 | 0 | 0 | 0 | 0 | 0 | 0 | 0 | 0 | 0 | 0 | 0 | 0
Commercial_Office_New_Space Heating_Natural Gas_Boiler_E1_Baseline Forecast | Commercial | Office | New | Space Heating | Natural Gas | Boiler | E1 |  | Baseline Forecast | 0 | 31948.8255 | 154101.0503 | 98481.3641 | 127011.5402 | 172368.5866 | 161108.6138 | 142792.3575 | 128424.2642 | 123998.8819 | 122381.3928 | 121165.5592 | 120999.5481 | 121345.7675 | 122092.1661 | 122317.0961 | 122350.525 | 122192.0241 | 122031.0089 | 121867.4515 | 121893.5115 | 121919.7466 | 124678.7301 | 138276.4398 | 145566.2548 | 154943.2728 | 167593.1771 | 178071.4425 | 185934.0218 | 191777.6404 | 196689.7347 | 201010.2636 | 137965.8806
Commercial_Office_New_Space Heating_Natural Gas_Boiler_E2_Baseline Forecast | Commercial | Office | New | Space Heating | Natural Gas | Boiler | E2 |  | Baseline Forecast | 0 | 0 | 0 | 0 | 0 | 0 | 0 | 0 | 0 | 0 | 0 | 0 | 0 | 0 | 0 | 0 | 0 | 0 | 0 | 0 | 0 | 0 | 0 | 0 | 0 | 0 | 0 | 0 | 0 | 0 | 0 | 0 | 0
Commercial_Office_New_Space Heating_Natural Gas_Boiler_E3_Baseline Forecast | Commercial | Office | New | Space Heating | Natural Gas | Boiler | E3 |  | Baseline Forecast | 0 | 0 | 0 | 0 | 0 | 0 | 0 | 0 | 0 | 0 | 0 | 0 | 0 | 0 | 0 | 0 | 0 | 0 | 0 | 0 | 0 | 0 | 0 | 0 | 0 | 0 | 0 | 0 | 0 | 0 | 0 | 0 | 0
Commercial_Office_New_Space Heating_Natural Gas_Boiler_E4_Baseline Forecast | Commercial | Office | New | Space Heating | Natural Gas | Boiler | E4 |  | Baseline Forecast | 0 | 0 | 0 | 0 | 0 | 0 | 0 | 0 | 0 | 0 | 0 | 0 | 0 | 0 | 0 | 0 | 0 | 0 | 0 | 0 | 0 | 0 | 0 | 0 | 0 | 0 | 0 | 0 | 0 | 0 | 0 | 0 | 0
Commercial_Office_New_Space Heating_Natural Gas_Boiler_E5_Baseline Forecast | Commercial | Office | New | Space Heating | Natural Gas | Boiler | E5 |  | Baseline Forecast | 0 | 0 | 0 | 0 | 0 | 0 | 0 | 0 | 0 | 0 | 0 | 0 | 0 | 0 | 0 | 0 | 0 | 0 | 0 | 0 | 0 | 0 | 0 | 0 | 0 | 0 | 0 | 0 | 0 | 0 | 0 | 0 | 0
Commercial_Office_New_Space Heating_Natural Gas_Boiler_E6_Baseline Forecast | Commercial | Office | New | Space Heating | Natural Gas | Boiler | E6 |  | Baseline Forecast | 0 | 0 | 0 | 0 | 0 | 0 | 0 | 0 | 0 | 0 | 0 | 0 | 0 | 0 | 0 | 0 | 0 | 0 | 0 | 0 | 0 | 0 | 0 | 0 | 0 | 0 | 0 | 0 | 0 | 0 | 0 | 0 | 0
Commercial_Office_New_Space Heating_Natural Gas_Boiler_E7_Baseline Forecast | Commercial | Office | New | Space Heating | Natural Gas | Boiler | E7 |  | Baseline Forecast | 0 | 0 | 0 | 0 | 0 | 0 | 0 | 0 | 0 | 0 | 0 | 0 | 0 | 0 | 0 | 0 | 0 | 0 | 0 | 0 | 0 | 0 | 0 | 0 | 0 | 0 | 0 | 0 | 0 | 0 | 0 | 0 | 0
Commercial_Office_New_Space Heating_Natural Gas_Boiler_E8_Baseline Forecast | Commercial | Office | New | Space Heating | Natural Gas | Boiler | E8 |  | Baseline Forecast | 0 | 0 | 0 | 0 | 0 | 0 | 0 | 0 | 0 | 0 | 0 | 0 | 0 | 0 | 0 | 0 | 0 | 0 | 0 | 0 | 0 | 0 | 0 | 0 | 0 | 0 | 0 | 0 | 0 | 0 | 0 | 0 | 0
Commercial_Office_New_Space Heating_Natural Gas_Boiler_E9_Baseline Forecast | Commercial | Office | New | Space Heating | Natural Gas | Boiler | E9 |  | Baseline Forecast | 0 | 0 | 0 | 0 | 0 | 0 | 0 | 0 | 0 | 0 | 0 | 0 | 0 | 0 | 0 | 0 | 0 | 0 | 0 | 0 | 0 | 0 | 0 | 0 | 0 | 0 | 0 | 0 | 0 | 0 | 0 | 0 | 0
Commercial_Office_New_Space Heating_Natural Gas_Boiler_E10_Baseline Forecast | Commercial | Office | New | Space Heating | Natural Gas | Boiler | E10 |  | Baseline Forecast | 0 | 0 | 0 | 0 | 0 | 0 | 0 | 0 | 0 | 0 | 0 | 0 | 0 | 0 | 0 | 0 | 0 | 0 | 0 | 0 | 0 | 0 | 0 | 0 | 0 | 0 | 0 | 0 | 0 | 0 | 0 | 0 | 0
Commercial_Office_New_Space Heating_Natural Gas_Unit Heater_E1_Baseline Forecast | Commercial | Office | New | Space Heating | Natural Gas | Unit Heater | E1 |  | Baseline Forecast | 0 | 1308.6516 | 6312.1126 | 4033.8821 | 5202.5028 | 7060.3668 | 6599.1485 | 5848.8988 | 5260.3692 | 5079.1017 | 5012.848 | 4963.0464 | 5217.9767 | 6442.2346 | 6985.2228 | 7638.0924 | 8525.9594 | 9479.4768 | 11059.4114 | 10295.3782 | 10557.8966 | 10935.5621 | 10612.9831 | 10328.8654 | 10387.5269 | 10655.5479 | 11030.8609 | 11513.1706 | 12169.7796 | 13265.3322 | 13810.5531 | 14328.2153 | 12140.8665
Commercial_Office_New_Space Heating_Natural Gas_Unit Heater_E2_Baseline Forecast | Commercial | Office | New | Space Heating | Natural Gas | Unit Heater | E2 |  | Baseline Forecast | 0 | 0 | 0 | 0 | 0 | 0 | 0 | 0 | 0 | 0 | 0 | 0 | 0 | 0 | 0 | 0 | 0 | 0 | 0 | 0 | 0 | 0 | 0 | 0 | 0 | 0 | 0 | 0 | 0 | 0 | 0 | 0 | 0
Commercial_Office_New_Space Heating_Natural Gas_Unit Heater_E3_Baseline Forecast | Commercial | Office | New | Space Heating | Natural Gas | Unit Heater | E3 |  | Baseline Forecast | 0 | 0 | 0 | 0 | 0 | 0 | 0 | 0 | 0 | 0 | 0 | 0 | 0 | 0 | 0 | 0 | 0 | 0 | 0 | 0 | 0 | 0 | 0 | 0 | 0 | 0 | 0 | 0 | 0 | 0 | 0 | 0 | 0
Commercial_Office_New_Space Heating_Natural Gas_Unit Heater_E4_Baseline Forecast | Commercial | Office | New | Space Heating | Natural Gas | Unit Heater | E4 |  | Baseline Forecast | 0 | 0 | 0 | 0 | 0 | 0 | 0 | 0 | 0 | 0 | 0 | 0 | 0 | 0 | 0 | 0 | 0 | 0 | 0 | 0 | 0 | 0 | 0 | 0 | 0 | 0 | 0 | 0 | 0 | 0 | 0 | 0 | 0
Commercial_Office_New_Space Heating_Natural Gas_Unit Heater_E5_Baseline Forecast | Commercial | Office | New | Space Heating | Natural Gas | Unit Heater | E5 |  | Baseline Forecast | 0 | 0 | 0 | 0 | 0 | 0 | 0 | 0 | 0 | 0 | 0 | 0 | 0 | 0 | 0 | 0 | 0 | 0 | 0 | 0 | 0 | 0 | 0 | 0 | 0 | 0 | 0 | 0 | 0 | 0 | 0 | 0 | 0
Commercial_Office_New_Space Heating_Natural Gas_Unit Heater_E6_Baseline Forecast | Commercial | Office | New | Space Heating | Natural Gas | Unit Heater | E6 |  | Baseline Forecast | 0 | 0 | 0 | 0 | 0 | 0 | 0 | 0 | 0 | 0 | 0 | 0 | 0 | 0 | 0 | 0 | 0 | 0 | 0 | 0 | 0 | 0 | 0 | 0 | 0 | 0 | 0 | 0 | 0 | 0 | 0 | 0 | 0
Commercial_Office_New_Space Heating_Natural Gas_Unit Heater_E7_Baseline Forecast | Commercial | Office | New | Space Heating | Natural Gas | Unit Heater | E7 |  | Baseline Forecast | 0 | 0 | 0 | 0 | 0 | 0 | 0 | 0 | 0 | 0 | 0 | 0 | 0 | 0 | 0 | 0 | 0 | 0 | 0 | 0 | 0 | 0 | 0 | 0 | 0 | 0 | 0 | 0 | 0 | 0 | 0 | 0 | 0
Commercial_Office_New_Space Heating_Natural Gas_Unit Heater_E8_Baseline Forecast | Commercial | Office | New | Space Heating | Natural Gas | Unit Heater | E8 |  | Baseline Forecast | 0 | 0 | 0 | 0 | 0 | 0 | 0 | 0 | 0 | 0 | 0 | 0 | 0 | 0 | 0 | 0 | 0 | 0 | 0 | 0 | 0 | 0 | 0 | 0 | 0 | 0 | 0 | 0 | 0 | 0 | 0 | 0 | 0
Commercial_Office_New_Space Heating_Natural Gas_Unit Heater_E9_Baseline Forecast | Commercial | Office | New | Space Heating | Natural Gas | Unit Heater | E9 |  | Baseline Forecast | 0 | 0 | 0 | 0 | 0 | 0 | 0 | 0 | 0 | 0 | 0 | 0 | 0 | 0 | 0 | 0 | 0 | 0 | 0 | 0 | 0 | 0 | 0 | 0 | 0 | 0 | 0 | 0 | 0 | 0 | 0 | 0 | 0
Commercial_Office_New_Space Heating_Natural Gas_Unit Heater_E10_Baseline Forecast | Commercial | Office | New | Space Heating | Natural Gas | Unit Heater | E10 |  | Baseline Forecast | 0 | 0 | 0 | 0 | 0 | 0 | 0 | 0 | 0 | 0 | 0 | 0 | 0 | 0 | 0 | 0 | 0 | 0 | 0 | 0 | 0 | 0 | 0 | 0 | 0 | 0 | 0 | 0 | 0 | 0 | 0 | 0 | 0
Commercial_Office_New_Water Heating_Natural Gas_Water Heater_E1_Baseline Forecast | Commercial | Office | New | Water Heating | Natural Gas | Water Heater | E1 |  | Baseline Forecast | 0 | 0 | 0 | 0 | 0 | 0 | 0 | 0 | 0 | 0 | 0 | 0 | 0 | 0 | 0 | 0 | 0 | 0 | 0 | 0 | 0 | 0 | 0 | 0 | 0 | 0 | 0 | 0 | 0 | 0 | 0 | 0 | 0
Commercial_Office_New_Water Heating_Natural Gas_Water Heater_E2_Baseline Forecast | Commercial | Office | New | Water Heating | Natural Gas | Water Heater | E2 |  | Baseline Forecast | 0 | 44445.884 | 214379.0044 | 137003.1986 | 176693.199 | 239792.045 | 224127.6368 | 198646.8191 | 178658.5222 | 172502.1134 | 179141.1064 | 218547.6544 | 235719.9179 | 258062.1331 | 289208.7164 | 322126.5494 | 376056.5528 | 350114.6409 | 358770.3308 | 373110.8335 | 372035.5118 | 372043.8885 | 377727.3154 | 392086.093 | 413467.1145 | 450142.4552 | 468471.6054 | 486227.2138 | 505613.7263 | 521378.1418 | 539505.5462 | 534212.229 | 448906.9921
Commercial_Office_New_Water Heating_Natural Gas_Water Heater_E3_Baseline Forecast | Commercial | Office | New | Water Heating | Natural Gas | Water Heater | E3 |  | Baseline Forecast | 0 | 0 | 0 | 0 | 0 | 0 | 0 | 0 | 0 | 0 | 0 | 0 | 0 | 0 | 0 | 0 | 0 | 0 | 0 | 0 | 0 | 0 | 0 | 0 | 0 | 0 | 0 | 0 | 0 | 0 | 0 | 0 | 0
Commercial_Office_New_Water Heating_Natural Gas_Water Heater_E4_Baseline Forecast | Commercial | Office | New | Water Heating | Natural Gas | Water Heater | E4 |  | Baseline Forecast | 0 | 0 | 0 | 0 | 0 | 0 | 0 | 0 | 0 | 0 | 0 | 0 | 0 | 0 | 0 | 0 | 0 | 0 | 0 | 0 | 0 | 0 | 0 | 0 | 0 | 0 | 0 | 0 | 0 | 0 | 0 | 0 | 0
Commercial_Office_New_Water Heating_Natural Gas_Water Heater_E5_Baseline Forecast | Commercial | Office | New | Water Heating | Natural Gas | Water Heater | E5 |  | Baseline Forecast | 0 | 0 | 0 | 0 | 0 | 0 | 0 | 0 | 0 | 0 | 0 | 0 | 0 | 0 | 0 | 0 | 0 | 0 | 0 | 0 | 0 | 0 | 0 | 0 | 0 | 0 | 0 | 0 | 0 | 0 | 0 | 0 | 0
Commercial_Office_New_Water Heating_Natural Gas_Water Heater_E6_Baseline Forecast | Commercial | Office | New | Water Heating | Natural Gas | Water Heater | E6 |  | Baseline Forecast | 0 | 0 | 0 | 0 | 0 | 0 | 0 | 0 | 0 | 0 | 0 | 0 | 0 | 0 | 0 | 0 | 0 | 0 | 0 | 0 | 0 | 0 | 0 | 0 | 0 | 0 | 0 | 0 | 0 | 0 | 0 | 0 | 0
Commercial_Office_New_Water Heating_Natural Gas_Water Heater_E7_Baseline Forecast | Commercial | Office | New | Water Heating | Natural Gas | Water Heater | E7 |  | Baseline Forecast | 0 | 0 | 0 | 0 | 0 | 0 | 0 | 0 | 0 | 0 | 0 | 0 | 0 | 0 | 0 | 0 | 0 | 0 | 0 | 0 | 0 | 0 | 0 | 0 | 0 | 0 | 0 | 0 | 0 | 0 | 0 | 0 | 0
Commercial_Office_New_Water Heating_Natural Gas_Water Heater_E8_Baseline Forecast | Commercial | Office | New | Water Heating | Natural Gas | Water Heater | E8 |  | Baseline Forecast | 0 | 0 | 0 | 0 | 0 | 0 | 0 | 0 | 0 | 0 | 0 | 0 | 0 | 0 | 0 | 0 | 0 | 0 | 0 | 0 | 0 | 0 | 0 | 0 | 0 | 0 | 0 | 0 | 0 | 0 | 0 | 0 | 0
Commercial_Office_New_Water Heating_Natural Gas_Water Heater_E9_Baseline Forecast | Commercial | Office | New | Water Heating | Natural Gas | Water Heater | E9 |  | Baseline Forecast | 0 | 0 | 0 | 0 | 0 | 0 | 0 | 0 | 0 | 0 | 0 | 0 | 0 | 0 | 0 | 0 | 0 | 0 | 0 | 0 | 0 | 0 | 0 | 0 | 0 | 0 | 0 | 0 | 0 | 0 | 0 | 0 | 0
Commercial_Office_New_Water Heating_Natural Gas_Water Heater_E10_Baseline Forecast | Commercial | Office | New | Water Heating | Natural Gas | Water Heater | E10 |  | Baseline Forecast | 0 | 0 | 0 | 0 | 0 | 0 | 0 | 0 | 0 | 0 | 0 | 0 | 0 | 0 | 0 | 0 | 0 | 0 | 0 | 0 | 0 | 0 | 0 | 0 | 0 | 0 | 0 | 0 | 0 | 0 | 0 | 0 | 0
Commercial_Office_New_Food Preparation_Natural Gas_Oven_E1_Baseline Forecast | Commercial | Office | New | Food Preparation | Natural Gas | Oven | E1 |  | Baseline Forecast | 0 | 246.7069 | 1189.9591 | 760.4672 | 980.7755 | 1331.0199 | 1244.0711 | 1102.634 | 991.6845 | 957.5119 | 945.0218 | 935.6332 | 983.6926 | 1214.4897 | 1316.8538 | 1439.9327 | 1607.3133 | 1787.0704 | 2084.9195 | 1940.884 | 1990.374 | 2061.5715 | 2000.7589 | 1947.197 | 1958.2559 | 2008.7832 | 2079.5372 | 2170.4622 | 2294.2461 | 2500.7796 | 2603.5646 | 2701.1542 | 2288.7954
Commercial_Office_New_Food Preparation_Natural Gas_Oven_E2_Baseline Forecast | Commercial | Office | New | Food Preparation | Natural Gas | Oven | E2 |  | Baseline Forecast | 0 | 355.0173 | 1712.3801 | 1094.3308 | 1411.3599 | 1915.3701 | 1790.2486 | 1586.7173 | 1427.0581 | 1377.883 | 1359.9094 | 1346.399 | 1415.5577 | 1747.6803 | 1894.9847 | 2072.0983 | 2312.9631 | 2571.6378 | 3000.2501 | 2792.9795 | 2864.1967 | 2966.6516 | 2879.1409 | 2802.064 | 2817.978 | 2890.6881 | 2992.5047 | 3123.348 | 3301.4761 | 3598.6828 | 3746.5929 | 3887.0268 | 3293.6324
Commercial_Office_New_Food Preparation_Natural Gas_Oven_E3_Baseline Forecast | Commercial | Office | New | Food Preparation | Natural Gas | Oven | E3 |  | Baseline Forecast | 0 | 0 | 0 | 0 | 0 | 0 | 0 | 0 | 0 | 0 | 0 | 0 | 0 | 0 | 0 | 0 | 0 | 0 | 0 | 0 | 0 | 0 | 0 | 0 | 0 | 0 | 0 | 0 | 0 | 0 | 0 | 0 | 0
Commercial_Office_New_Food Preparation_Natural Gas_Oven_E4_Baseline Forecast | Commercial | Office | New | Food Preparation | Natural Gas | Oven | E4 |  | Baseline Forecast | 0 | 0 | 0 | 0 | 0 | 0 | 0 | 0 | 0 | 0 | 0 | 0 | 0 | 0 | 0 | 0 | 0 | 0 | 0 | 0 | 0 | 0 | 0 | 0 | 0 | 0 | 0 | 0 | 0 | 0 | 0 | 0 | 0
Commercial_Office_New_Food Preparation_Natural Gas_Oven_E5_Baseline Forecast | Commercial | Office | New | Food Preparation | Natural Gas | Oven | E5 |  | Baseline Forecast | 0 | 0 | 0 | 0 | 0 | 0 | 0 | 0 | 0 | 0 | 0 | 0 | 0 | 0 | 0 | 0 | 0 | 0 | 0 | 0 | 0 | 0 | 0 | 0 | 0 | 0 | 0 | 0 | 0 | 0 | 0 | 0 | 0
Commercial_Office_New_Food Preparation_Natural Gas_Oven_E6_Baseline Forecast | Commercial | Office | New | Food Preparation | Natural Gas | Oven | E6 |  | Baseline Forecast | 0 | 0 | 0 | 0 | 0 | 0 | 0 | 0 | 0 | 0 | 0 | 0 | 0 | 0 | 0 | 0 | 0 | 0 | 0 | 0 | 0 | 0 | 0 | 0 | 0 | 0 | 0 | 0 | 0 | 0 | 0 | 0 | 0
Commercial_Office_New_Food Preparation_Natural Gas_Oven_E7_Baseline Forecast | Commercial | Office | New | Food Preparation | Natural Gas | Oven | E7 |  | Baseline Forecast | 0 | 0 | 0 | 0 | 0 | 0 | 0 | 0 | 0 | 0 | 0 | 0 | 0 | 0 | 0 | 0 | 0 | 0 | 0 | 0 | 0 | 0 | 0 | 0 | 0 | 0 | 0 | 0 | 0 | 0 | 0 | 0 | 0
Commercial_Office_New_Food Preparation_Natural Gas_Oven_E8_Baseline Forecast | Commercial | Office | New | Food Preparation | Natural Gas | Oven | E8 |  | Baseline Forecast | 0 | 0 | 0 | 0 | 0 | 0 | 0 | 0 | 0 | 0 | 0 | 0 | 0 | 0 | 0 | 0 | 0 | 0 | 0 | 0 | 0 | 0 | 0 | 0 | 0 | 0 | 0 | 0 | 0 | 0 | 0 | 0 | 0
Commercial_Office_New_Food Preparation_Natural Gas_Oven_E9_Baseline Forecast | Commercial | Office | New | Food Preparation | Natural Gas | Oven | E9 |  | Baseline Forecast | 0 | 0 | 0 | 0 | 0 | 0 | 0 | 0 | 0 | 0 | 0 | 0 | 0 | 0 | 0 | 0 | 0 | 0 | 0 | 0 | 0 | 0 | 0 | 0 | 0 | 0 | 0 | 0 | 0 | 0 | 0 | 0 | 0
Commercial_Office_New_Food Preparation_Natural Gas_Oven_E10_Baseline Forecast | Commercial | Office | New | Food Preparation | Natural Gas | Oven | E10 |  | Baseline Forecast | 0 | 0 | 0 | 0 | 0 | 0 | 0 | 0 | 0 | 0 | 0 | 0 | 0 | 0 | 0 | 0 | 0 | 0 | 0 | 0 | 0 | 0 | 0 | 0 | 0 | 0 | 0 | 0 | 0 | 0 | 0 | 0 | 0
Commercial_Office_New_Food Preparation_Natural Gas_Conveyor Oven_E1_Baseline Forecast | Commercial | Office | New | Food Preparation | Natural Gas | Conveyor Oven | E1 |  | Baseline Forecast | 0 | 123.3535 | 594.9795 | 380.2336 | 490.3878 | 665.5099 | 622.0355 | 551.317 | 495.8422 | 478.756 | 472.5109 | 467.8166 | 467.1756 | 468.5124 | 471.3942 | 472.2626 | 472.3917 | 496.4504 | 609.8905 | 657.5593 | 718.3309 | 801.9934 | 891.9223 | 1040.8993 | 968.9361 | 993.6593 | 1029.236 | 999.471 | 968.4054 | 947.8328 | 942.031 | 940.4219 | 681.4252
Commercial_Office_New_Food Preparation_Natural Gas_Conveyor Oven_E2_Baseline Forecast | Commercial | Office | New | Food Preparation | Natural Gas | Conveyor Oven | E2 |  | Baseline Forecast | 0 | 177.5086 | 856.1901 | 547.1654 | 705.6799 | 957.685 | 895.1243 | 793.3586 | 713.5291 | 688.9415 | 679.9547 | 673.1995 | 672.2771 | 674.2007 | 678.3477 | 679.5975 | 679.7832 | 714.4043 | 877.6473 | 946.2438 | 1033.6957 | 1154.0881 | 1283.498 | 1497.8795 | 1394.3227 | 1429.8999 | 1481.0957 | 1438.2632 | 1393.559 | 1363.9545 | 1355.6056 | 1353.29 | 980.5875
Commercial_Office_New_Food Preparation_Natural Gas_Conveyor Oven_E3_Baseline Forecast | Commercial | Office | New | Food Preparation | Natural Gas | Conveyor Oven | E3 |  | Baseline Forecast | 0 | 0 | 0 | 0 | 0 | 0 | 0 | 0 | 0 | 0 | 0 | 0 | 0 | 0 | 0 | 0 | 0 | 0 | 0 | 0 | 0 | 0 | 0 | 0 | 0 | 0 | 0 | 0 | 0 | 0 | 0 | 0 | 0
Commercial_Office_New_Food Preparation_Natural Gas_Conveyor Oven_E4_Baseline Forecast | Commercial | Office | New | Food Preparation | Natural Gas | Conveyor Oven | E4 |  | Baseline Forecast | 0 | 0 | 0 | 0 | 0 | 0 | 0 | 0 | 0 | 0 | 0 | 0 | 0 | 0 | 0 | 0 | 0 | 0 | 0 | 0 | 0 | 0 | 0 | 0 | 0 | 0 | 0 | 0 | 0 | 0 | 0 | 0 | 0
Commercial_Office_New_Food Preparation_Natural Gas_Conveyor Oven_E5_Baseline Forecast | Commercial | Office | New | Food Preparation | Natural Gas | Conveyor Oven | E5 |  | Baseline Forecast | 0 | 0 | 0 | 0 | 0 | 0 | 0 | 0 | 0 | 0 | 0 | 0 | 0 | 0 | 0 | 0 | 0 | 0 | 0 | 0 | 0 | 0 | 0 | 0 | 0 | 0 | 0 | 0 | 0 | 0 | 0 | 0 | 0
Commercial_Office_New_Food Preparation_Natural Gas_Conveyor Oven_E6_Baseline Forecast | Commercial | Office | New | Food Preparation | Natural Gas | Conveyor Oven | E6 |  | Baseline Forecast | 0 | 0 | 0 | 0 | 0 | 0 | 0 | 0 | 0 | 0 | 0 | 0 | 0 | 0 | 0 | 0 | 0 | 0 | 0 | 0 | 0 | 0 | 0 | 0 | 0 | 0 | 0 | 0 | 0 | 0 | 0 | 0 | 0
Commercial_Office_New_Food Preparation_Natural Gas_Conveyor Oven_E7_Baseline Forecast | Commercial | Office | New | Food Preparation | Natural Gas | Conveyor Oven | E7 |  | Baseline Forecast | 0 | 0 | 0 | 0 | 0 | 0 | 0 | 0 | 0 | 0 | 0 | 0 | 0 | 0 | 0 | 0 | 0 | 0 | 0 | 0 | 0 | 0 | 0 | 0 | 0 | 0 | 0 | 0 | 0 | 0 | 0 | 0 | 0
Commercial_Office_New_Food Preparation_Natural Gas_Conveyor Oven_E8_Baseline Forecast | Commercial | Office | New | Food Preparation | Natural Gas | Conveyor Oven | E8 |  | Baseline Forecast | 0 | 0 | 0 | 0 | 0 | 0 | 0 | 0 | 0 | 0 | 0 | 0 | 0 | 0 | 0 | 0 | 0 | 0 | 0 | 0 | 0 | 0 | 0 | 0 | 0 | 0 | 0 | 0 | 0 | 0 | 0 | 0 | 0
Commercial_Office_New_Food Preparation_Natural Gas_Conveyor Oven_E9_Baseline Forecast | Commercial | Office | New | Food Preparation | Natural Gas | Conveyor Oven | E9 |  | Baseline Forecast | 0 | 0 | 0 | 0 | 0 | 0 | 0 | 0 | 0 | 0 | 0 | 0 | 0 | 0 | 0 | 0 | 0 | 0 | 0 | 0 | 0 | 0 | 0 | 0 | 0 | 0 | 0 | 0 | 0 | 0 | 0 | 0 | 0
Commercial_Office_New_Food Preparation_Natural Gas_Conveyor Oven_E10_Baseline Forecast | Commercial | Office | New | Food Preparation | Natural Gas | Conveyor Oven | E10 |  | Baseline Forecast | 0 | 0 | 0 | 0 | 0 | 0 | 0 | 0 | 0 | 0 | 0 | 0 | 0 | 0 | 0 | 0 | 0 | 0 | 0 | 0 | 0 | 0 | 0 | 0 | 0 | 0 | 0 | 0 | 0 | 0 | 0 | 0 | 0
Commercial_Office_New_Food Preparation_Natural Gas_Double Rack Oven_E1_Baseline Forecast | Commercial | Office | New | Food Preparation | Natural Gas | Double Rack Oven | E1 |  | Baseline Forecast | 0 | 123.3535 | 594.9795 | 380.2336 | 490.3878 | 665.5099 | 622.0355 | 551.317 | 495.8422 | 478.756 | 472.5109 | 467.8166 | 491.8463 | 607.2448 | 658.4269 | 719.9663 | 803.6567 | 893.5352 | 1042.4598 | 970.442 | 995.187 | 1030.7857 | 1000.3795 | 973.5985 | 979.128 | 1004.3916 | 1039.7686 | 1085.2311 | 1147.123 | 1250.3898 | 1301.7823 | 1350.5771 | 1144.3977
Commercial_Office_New_Food Preparation_Natural Gas_Double Rack Oven_E2_Baseline Forecast | Commercial | Office | New | Food Preparation | Natural Gas | Double Rack Oven | E2 |  | Baseline Forecast | 0 | 177.5086 | 856.1901 | 547.1654 | 705.6799 | 957.685 | 895.1243 | 793.3586 | 713.5291 | 688.9415 | 679.9547 | 673.1995 | 707.7789 | 873.8401 | 947.4923 | 1036.0491 | 1156.4815 | 1285.8189 | 1500.125 | 1396.4897 | 1432.0984 | 1483.3258 | 1439.5704 | 1401.032 | 1408.989 | 1445.344 | 1496.2524 | 1561.674 | 1650.738 | 1799.3414 | 1873.2965 | 1943.5134 | 1646.8162
Commercial_Office_New_Food Preparation_Natural Gas_Double Rack Oven_E3_Baseline Forecast | Commercial | Office | New | Food Preparation | Natural Gas | Double Rack Oven | E3 |  | Baseline Forecast | 0 | 0 | 0 | 0 | 0 | 0 | 0 | 0 | 0 | 0 | 0 | 0 | 0 | 0 | 0 | 0 | 0 | 0 | 0 | 0 | 0 | 0 | 0 | 0 | 0 | 0 | 0 | 0 | 0 | 0 | 0 | 0 | 0
Commercial_Office_New_Food Preparation_Natural Gas_Double Rack Oven_E4_Baseline Forecast | Commercial | Office | New | Food Preparation | Natural Gas | Double Rack Oven | E4 |  | Baseline Forecast | 0 | 0 | 0 | 0 | 0 | 0 | 0 | 0 | 0 | 0 | 0 | 0 | 0 | 0 | 0 | 0 | 0 | 0 | 0 | 0 | 0 | 0 | 0 | 0 | 0 | 0 | 0 | 0 | 0 | 0 | 0 | 0 | 0
Commercial_Office_New_Food Preparation_Natural Gas_Double Rack Oven_E5_Baseline Forecast | Commercial | Office | New | Food Preparation | Natural Gas | Double Rack Oven | E5 |  | Baseline Forecast | 0 | 0 | 0 | 0 | 0 | 0 | 0 | 0 | 0 | 0 | 0 | 0 | 0 | 0 | 0 | 0 | 0 | 0 | 0 | 0 | 0 | 0 | 0 | 0 | 0 | 0 | 0 | 0 | 0 | 0 | 0 | 0 | 0
Commercial_Office_New_Food Preparation_Natural Gas_Double Rack Oven_E6_Baseline Forecast | Commercial | Office | New | Food Preparation | Natural Gas | Double Rack Oven | E6 |  | Baseline Forecast | 0 | 0 | 0 | 0 | 0 | 0 | 0 | 0 | 0 | 0 | 0 | 0 | 0 | 0 | 0 | 0 | 0 | 0 | 0 | 0 | 0 | 0 | 0 | 0 | 0 | 0 | 0 | 0 | 0 | 0 | 0 | 0 | 0
Commercial_Office_New_Food Preparation_Natural Gas_Double Rack Oven_E7_Baseline Forecast | Commercial | Office | New | Food Preparation | Natural Gas | Double Rack Oven | E7 |  | Baseline Forecast | 0 | 0 | 0 | 0 | 0 | 0 | 0 | 0 | 0 | 0 | 0 | 0 | 0 | 0 | 0 | 0 | 0 | 0 | 0 | 0 | 0 | 0 | 0 | 0 | 0 | 0 | 0 | 0 | 0 | 0 | 0 | 0 | 0
Commercial_Office_New_Food Preparation_Natural Gas_Double Rack Oven_E8_Baseline Forecast | Commercial | Office | New | Food Preparation | Natural Gas | Double Rack Oven | E8 |  | Baseline Forecast | 0 | 0 | 0 | 0 | 0 | 0 | 0 | 0 | 0 | 0 | 0 | 0 | 0 | 0 | 0 | 0 | 0 | 0 | 0 | 0 | 0 | 0 | 0 | 0 | 0 | 0 | 0 | 0 | 0 | 0 | 0 | 0 | 0
Commercial_Office_New_Food Preparation_Natural Gas_Double Rack Oven_E9_Baseline Forecast | Commercial | Office | New | Food Preparation | Natural Gas | Double Rack Oven | E9 |  | Baseline Forecast | 0 | 0 | 0 | 0 | 0 | 0 | 0 | 0 | 0 | 0 | 0 | 0 | 0 | 0 | 0 | 0 | 0 | 0 | 0 | 0 | 0 | 0 | 0 | 0 | 0 | 0 | 0 | 0 | 0 | 0 | 0 | 0 | 0
Commercial_Office_New_Food Preparation_Natural Gas_Double Rack Oven_E10_Baseline Forecast | Commercial | Office | New | Food Preparation | Natural Gas | Double Rack Oven | E10 |  | Baseline Forecast | 0 | 0 | 0 | 0 | 0 | 0 | 0 | 0 | 0 | 0 | 0 | 0 | 0 | 0 | 0 | 0 | 0 | 0 | 0 | 0 | 0 | 0 | 0 | 0 | 0 | 0 | 0 | 0 | 0 | 0 | 0 | 0 | 0
Commercial_Office_New_Food Preparation_Natural Gas_Fryer_E1_Baseline Forecast | Commercial | Office | New | Food Preparation | Natural Gas | Fryer | E1 |  | Baseline Forecast | 0 | 890.5518 | 4295.462 | 0 | 0 | 0 | 0 | 0 | 0 | 0 | 0 | 0 | 0 | 0 | 0 | 0 | 0 | 0 | 0 | 0 | 0 | 0 | 0 | 0 | 0 | 0 | 0 | 0 | 0 | 0 | 0 | 0 | 0
Commercial_Office_New_Food Preparation_Natural Gas_Fryer_E2_Baseline Forecast | Commercial | Office | New | Food Preparation | Natural Gas | Fryer | E2 |  | Baseline Forecast | 0 | 312.8966 | 1509.2164 | 3709.5961 | 4784.2707 | 6492.78 | 6369.5014 | 7055.5188 | 7022.4964 | 7505.616 | 8644.7608 | 10274.507 | 10107.3498 | 10743.656 | 11510.4117 | 11922.959 | 12826.7604 | 13285.2759 | 13909.1347 | 14722.7835 | 15558.1812 | 15984.5182 | 16603.3453 | 17252.9423 | 17858.0331 | 18642.268 | 19231.5567 | 19867.6646 | 20552.3818 | 21222.5537 | 21824.3706 | 22468.9368 | 20600.2739
Commercial_Office_New_Food Preparation_Natural Gas_Fryer_E3_Baseline Forecast | Commercial | Office | New | Food Preparation | Natural Gas | Fryer | E3 |  | Baseline Forecast | 0 | 0 | 0 | 0 | 0 | 0 | 0 | 0 | 0 | 0 | 0 | 0 | 0 | 0 | 0 | 0 | 0 | 0 | 0 | 0 | 0 | 0 | 0 | 0 | 0 | 0 | 0 | 0 | 0 | 0 | 0 | 0 | 0
Commercial_Office_New_Food Preparation_Natural Gas_Fryer_E4_Baseline Forecast | Commercial | Office | New | Food Preparation | Natural Gas | Fryer | E4 |  | Baseline Forecast | 0 | 0 | 0 | 0 | 0 | 0 | 0 | 0 | 0 | 0 | 0 | 0 | 0 | 0 | 0 | 0 | 0 | 0 | 0 | 0 | 0 | 0 | 0 | 0 | 0 | 0 | 0 | 0 | 0 | 0 | 0 | 0 | 0
Commercial_Office_New_Food Preparation_Natural Gas_Fryer_E5_Baseline Forecast | Commercial | Office | New | Food Preparation | Natural Gas | Fryer | E5 |  | Baseline Forecast | 0 | 0 | 0 | 0 | 0 | 0 | 0 | 0 | 0 | 0 | 0 | 0 | 0 | 0 | 0 | 0 | 0 | 0 | 0 | 0 | 0 | 0 | 0 | 0 | 0 | 0 | 0 | 0 | 0 | 0 | 0 | 0 | 0
Commercial_Office_New_Food Preparation_Natural Gas_Fryer_E6_Baseline Forecast | Commercial | Office | New | Food Preparation | Natural Gas | Fryer | E6 |  | Baseline Forecast | 0 | 0 | 0 | 0 | 0 | 0 | 0 | 0 | 0 | 0 | 0 | 0 | 0 | 0 | 0 | 0 | 0 | 0 | 0 | 0 | 0 | 0 | 0 | 0 | 0 | 0 | 0 | 0 | 0 | 0 | 0 | 0 | 0
Commercial_Office_New_Food Preparation_Natural Gas_Fryer_E7_Baseline Forecast | Commercial | Office | New | Food Preparation | Natural Gas | Fryer | E7 |  | Baseline Forecast | 0 | 0 | 0 | 0 | 0 | 0 | 0 | 0 | 0 | 0 | 0 | 0 | 0 | 0 | 0 | 0 | 0 | 0 | 0 | 0 | 0 | 0 | 0 | 0 | 0 | 0 | 0 | 0 | 0 | 0 | 0 | 0 | 0
Commercial_Office_New_Food Preparation_Natural Gas_Fryer_E8_Baseline Forecast | Commercial | Office | New | Food Preparation | Natural Gas | Fryer | E8 |  | Baseline Forecast | 0 | 0 | 0 | 0 | 0 | 0 | 0 | 0 | 0 | 0 | 0 | 0 | 0 | 0 | 0 | 0 | 0 | 0 | 0 | 0 | 0 | 0 | 0 | 0 | 0 | 0 | 0 | 0 | 0 | 0 | 0 | 0 | 0
Commercial_Office_New_Food Preparation_Natural Gas_Fryer_E9_Baseline Forecast | Commercial | Office | New | Food Preparation | Natural Gas | Fryer | E9 |  | Baseline Forecast | 0 | 0 | 0 | 0 | 0 | 0 | 0 | 0 | 0 | 0 | 0 | 0 | 0 | 0 | 0 | 0 | 0 | 0 | 0 | 0 | 0 | 0 | 0 | 0 | 0 | 0 | 0 | 0 | 0 | 0 | 0 | 0 | 0
Commercial_Office_New_Food Preparation_Natural Gas_Fryer_E10_Baseline Forecast | Commercial | Office | New | Food Preparation | Natural Gas | Fryer | E10 |  | Baseline Forecast | 0 | 0 | 0 | 0 | 0 | 0 | 0 | 0 | 0 | 0 | 0 | 0 | 0 | 0 | 0 | 0 | 0 | 0 | 0 | 0 | 0 | 0 | 0 | 0 | 0 | 0 | 0 | 0 | 0 | 0 | 0 | 0 | 0
Commercial_Office_New_Food Preparation_Natural Gas_Broiler_E1_Baseline Forecast | Commercial | Office | New | Food Preparation | Natural Gas | Broiler | E1 |  | Baseline Forecast | 0 | 0 | 0 | 0 | 0 | 0 | 0 | 0 | 0 | 0 | 0 | 0 | 0 | 0 | 0 | 0 | 0 | 0 | 0 | 0 | 0 | 0 | 0 | 0 | 0 | 0 | 0 | 0 | 0 | 0 | 0 | 0 | 0
Commercial_Office_New_Food Preparation_Natural Gas_Broiler_E2_Baseline Forecast | Commercial | Office | New | Food Preparation | Natural Gas | Broiler | E2 |  | Baseline Forecast | 0 | 0 | 0 | 0 | 0 | 0 | 0 | 0 | 0 | 0 | 0 | 0 | 0 | 0 | 0 | 0 | 0 | 0 | 0 | 0 | 0 | 0 | 0 | 0 | 0 | 0 | 0 | 0 | 0 | 0 | 0 | 0 | 0
Commercial_Office_New_Food Preparation_Natural Gas_Broiler_E3_Baseline Forecast | Commercial | Office | New | Food Preparation | Natural Gas | Broiler | E3 |  | Baseline Forecast | 0 | 0 | 0 | 0 | 0 | 0 | 0 | 0 | 0 | 0 | 0 | 0 | 0 | 0 | 0 | 0 | 0 | 0 | 0 | 0 | 0 | 0 | 0 | 0 | 0 | 0 | 0 | 0 | 0 | 0 | 0 | 0 | 0
Commercial_Office_New_Food Preparation_Natural Gas_Broiler_E4_Baseline Forecast | Commercial | Office | New | Food Preparation | Natural Gas | Broiler | E4 |  | Baseline Forecast | 0 | 0 | 0 | 0 | 0 | 0 | 0 | 0 | 0 | 0 | 0 | 0 | 0 | 0 | 0 | 0 | 0 | 0 | 0 | 0 | 0 | 0 | 0 | 0 | 0 | 0 | 0 | 0 | 0 | 0 | 0 | 0 | 0
Commercial_Office_New_Food Preparation_Natural Gas_Broiler_E5_Baseline Forecast | Commercial | Office | New | Food Preparation | Natural Gas | Broiler | E5 |  | Baseline Forecast | 0 | 0 | 0 | 0 | 0 | 0 | 0 | 0 | 0 | 0 | 0 | 0 | 0 | 0 | 0 | 0 | 0 | 0 | 0 | 0 | 0 | 0 | 0 | 0 | 0 | 0 | 0 | 0 | 0 | 0 | 0 | 0 | 0
Commercial_Office_New_Food Preparation_Natural Gas_Broiler_E6_Baseline Forecast | Commercial | Office | New | Food Preparation | Natural Gas | Broiler | E6 |  | Baseline Forecast | 0 | 0 | 0 | 0 | 0 | 0 | 0 | 0 | 0 | 0 | 0 | 0 | 0 | 0 | 0 | 0 | 0 | 0 | 0 | 0 | 0 | 0 | 0 | 0 | 0 | 0 | 0 | 0 | 0 | 0 | 0 | 0 | 0
Commercial_Office_New_Food Preparation_Natural Gas_Broiler_E7_Baseline Forecast | Commercial | Office | New | Food Preparation | Natural Gas | Broiler | E7 |  | Baseline Forecast | 0 | 0 | 0 | 0 | 0 | 0 | 0 | 0 | 0 | 0 | 0 | 0 | 0 | 0 | 0 | 0 | 0 | 0 | 0 | 0 | 0 | 0 | 0 | 0 | 0 | 0 | 0 | 0 | 0 | 0 | 0 | 0 | 0
Commercial_Office_New_Food Preparation_Natural Gas_Broiler_E8_Baseline Forecast | Commercial | Office | New | Food Preparation | Natural Gas | Broiler | E8 |  | Baseline Forecast | 0 | 0 | 0 | 0 | 0 | 0 | 0 | 0 | 0 | 0 | 0 | 0 | 0 | 0 | 0 | 0 | 0 | 0 | 0 | 0 | 0 | 0 | 0 | 0 | 0 | 0 | 0 | 0 | 0 | 0 | 0 | 0 | 0
Commercial_Office_New_Food Preparation_Natural Gas_Broiler_E9_Baseline Forecast | Commercial | Office | New | Food Preparation | Natural Gas | Broiler | E9 |  | Baseline Forecast | 0 | 0 | 0 | 0 | 0 | 0 | 0 | 0 | 0 | 0 | 0 | 0 | 0 | 0 | 0 | 0 | 0 | 0 | 0 | 0 | 0 | 0 | 0 | 0 | 0 | 0 | 0 | 0 | 0 | 0 | 0 | 0 | 0
Commercial_Office_New_Food Preparation_Natural Gas_Broiler_E10_Baseline Forecast | Commercial | Office | New | Food Preparation | Natural Gas | Broiler | E10 |  | Baseline Forecast | 0 | 0 | 0 | 0 | 0 | 0 | 0 | 0 | 0 | 0 | 0 | 0 | 0 | 0 | 0 | 0 | 0 | 0 | 0 | 0 | 0 | 0 | 0 | 0 | 0 | 0 | 0 | 0 | 0 | 0 | 0 | 0 | 0
Commercial_Office_New_Food Preparation_Natural Gas_Griddle_E1_Baseline Forecast | Commercial | Office | New | Food Preparation | Natural Gas | Griddle | E1 |  | Baseline Forecast | 0 | 854.4483 | 4121.3217 | 2633.8132 | 3396.8322 | 4609.8738 | 4308.7339 | 3818.8788 | 3434.6145 | 3316.2609 | 3273.0023 | 3240.4857 | 3406.9355 | 4206.2813 | 4560.8106 | 4987.0839 | 5566.7925 | 6189.3656 | 7220.9408 | 6722.0862 | 6893.4904 | 7140.0768 | 6929.4577 | 6743.9507 | 6782.2522 | 6957.2492 | 7202.2996 | 7517.2105 | 7945.9254 | 8661.2366 | 9017.2237 | 9355.2171 | 7927.0474
Commercial_Office_New_Food Preparation_Natural Gas_Griddle_E2_Baseline Forecast | Commercial | Office | New | Food Preparation | Natural Gas | Griddle | E2 |  | Baseline Forecast | 0 | 349 | 1683.3567 | 1075.7829 | 1387.4385 | 1882.9062 | 1759.9054 | 1559.8237 | 1402.8707 | 1354.5291 | 1336.8601 | 1323.5787 | 1391.5652 | 1718.0586 | 1862.8663 | 2036.9779 | 2273.7603 | 2528.0508 | 2949.3984 | 2745.6409 | 2815.651 | 2916.3694 | 2830.3419 | 2754.5714 | 2770.2157 | 2841.6933 | 2941.7843 | 3070.4099 | 3245.5188 | 3537.6882 | 3683.0914 | 3821.145 | 3237.8081
Commercial_Office_New_Food Preparation_Natural Gas_Griddle_E3_Baseline Forecast | Commercial | Office | New | Food Preparation | Natural Gas | Griddle | E3 |  | Baseline Forecast | 0 | 0 | 0 | 0 | 0 | 0 | 0 | 0 | 0 | 0 | 0 | 0 | 0 | 0 | 0 | 0 | 0 | 0 | 0 | 0 | 0 | 0 | 0 | 0 | 0 | 0 | 0 | 0 | 0 | 0 | 0 | 0 | 0
Commercial_Office_New_Food Preparation_Natural Gas_Griddle_E4_Baseline Forecast | Commercial | Office | New | Food Preparation | Natural Gas | Griddle | E4 |  | Baseline Forecast | 0 | 0 | 0 | 0 | 0 | 0 | 0 | 0 | 0 | 0 | 0 | 0 | 0 | 0 | 0 | 0 | 0 | 0 | 0 | 0 | 0 | 0 | 0 | 0 | 0 | 0 | 0 | 0 | 0 | 0 | 0 | 0 | 0
Commercial_Office_New_Food Preparation_Natural Gas_Griddle_E5_Baseline Forecast | Commercial | Office | New | Food Preparation | Natural Gas | Griddle | E5 |  | Baseline Forecast | 0 | 0 | 0 | 0 | 0 | 0 | 0 | 0 | 0 | 0 | 0 | 0 | 0 | 0 | 0 | 0 | 0 | 0 | 0 | 0 | 0 | 0 | 0 | 0 | 0 | 0 | 0 | 0 | 0 | 0 | 0 | 0 | 0
Commercial_Office_New_Food Preparation_Natural Gas_Griddle_E6_Baseline Forecast | Commercial | Office | New | Food Preparation | Natural Gas | Griddle | E6 |  | Baseline Forecast | 0 | 0 | 0 | 0 | 0 | 0 | 0 | 0 | 0 | 0 | 0 | 0 | 0 | 0 | 0 | 0 | 0 | 0 | 0 | 0 | 0 | 0 | 0 | 0 | 0 | 0 | 0 | 0 | 0 | 0 | 0 | 0 | 0
Commercial_Office_New_Food Preparation_Natural Gas_Griddle_E7_Baseline Forecast | Commercial | Office | New | Food Preparation | Natural Gas | Griddle | E7 |  | Baseline Forecast | 0 | 0 | 0 | 0 | 0 | 0 | 0 | 0 | 0 | 0 | 0 | 0 | 0 | 0 | 0 | 0 | 0 | 0 | 0 | 0 | 0 | 0 | 0 | 0 | 0 | 0 | 0 | 0 | 0 | 0 | 0 | 0 | 0
Commercial_Office_New_Food Preparation_Natural Gas_Griddle_E8_Baseline Forecast | Commercial | Office | New | Food Preparation | Natural Gas | Griddle | E8 |  | Baseline Forecast | 0 | 0 | 0 | 0 | 0 | 0 | 0 | 0 | 0 | 0 | 0 | 0 | 0 | 0 | 0 | 0 | 0 | 0 | 0 | 0 | 0 | 0 | 0 | 0 | 0 | 0 | 0 | 0 | 0 | 0 | 0 | 0 | 0
Commercial_Office_New_Food Preparation_Natural Gas_Griddle_E9_Baseline Forecast | Commercial | Office | New | Food Preparation | Natural Gas | Griddle | E9 |  | Baseline Forecast | 0 | 0 | 0 | 0 | 0 | 0 | 0 | 0 | 0 | 0 | 0 | 0 | 0 | 0 | 0 | 0 | 0 | 0 | 0 | 0 | 0 | 0 | 0 | 0 | 0 | 0 | 0 | 0 | 0 | 0 | 0 | 0 | 0
Commercial_Office_New_Food Preparation_Natural Gas_Griddle_E10_Baseline Forecast | Commercial | Office | New | Food Preparation | Natural Gas | Griddle | E10 |  | Baseline Forecast | 0 | 0 | 0 | 0 | 0 | 0 | 0 | 0 | 0 | 0 | 0 | 0 | 0 | 0 | 0 | 0 | 0 | 0 | 0 | 0 | 0 | 0 | 0 | 0 | 0 | 0 | 0 | 0 | 0 | 0 | 0 | 0 | 0
Commercial_Office_New_Food Preparation_Natural Gas_Range_E1_Baseline Forecast | Commercial | Office | New | Food Preparation | Natural Gas | Range | E1 |  | Baseline Forecast | 0 | 493.4138 | 2379.9182 | 1520.9344 | 1961.551 | 2662.0398 | 2488.1421 | 2205.2681 | 1983.3689 | 1915.0239 | 1988.7263 | 2426.1962 | 2616.8333 | 2864.8643 | 3210.6366 | 3576.0723 | 4174.7736 | 3886.7808 | 3982.8715 | 4142.0719 | 4130.1342 | 4130.2272 | 4193.3215 | 4352.7248 | 4590.0852 | 4997.2347 | 5200.7149 | 5397.8279 | 5613.0463 | 5788.0542 | 5989.2947 | 5930.5312 | 4983.5193
Commercial_Office_New_Food Preparation_Natural Gas_Range_E2_Baseline Forecast | Commercial | Office | New | Food Preparation | Natural Gas | Range | E2 |  | Baseline Forecast | 0 | 710.0345 | 3424.7603 | 2188.6617 | 2822.7197 | 3830.7402 | 3580.4972 | 3173.4345 | 2854.1163 | 2755.7661 | 2861.8257 | 3491.3555 | 3765.6869 | 4122.6096 | 4620.1844 | 5146.0553 | 6007.6011 | 5593.1723 | 5731.4492 | 5960.5425 | 5943.3639 | 5943.4977 | 6034.292 | 6263.6772 | 6605.2445 | 7191.1426 | 7483.9556 | 7767.606 | 8077.3106 | 8329.1512 | 8618.7412 | 8534.1791 | 7171.4058
Commercial_Office_New_Food Preparation_Natural Gas_Range_E3_Baseline Forecast | Commercial | Office | New | Food Preparation | Natural Gas | Range | E3 |  | Baseline Forecast | 0 | 0 | 0 | 0 | 0 | 0 | 0 | 0 | 0 | 0 | 0 | 0 | 0 | 0 | 0 | 0 | 0 | 0 | 0 | 0 | 0 | 0 | 0 | 0 | 0 | 0 | 0 | 0 | 0 | 0 | 0 | 0 | 0
Commercial_Office_New_Food Preparation_Natural Gas_Range_E4_Baseline Forecast | Commercial | Office | New | Food Preparation | Natural Gas | Range | E4 |  | Baseline Forecast | 0 | 0 | 0 | 0 | 0 | 0 | 0 | 0 | 0 | 0 | 0 | 0 | 0 | 0 | 0 | 0 | 0 | 0 | 0 | 0 | 0 | 0 | 0 | 0 | 0 | 0 | 0 | 0 | 0 | 0 | 0 | 0 | 0
Commercial_Office_New_Food Preparation_Natural Gas_Range_E5_Baseline Forecast | Commercial | Office | New | Food Preparation | Natural Gas | Range | E5 |  | Baseline Forecast | 0 | 0 | 0 | 0 | 0 | 0 | 0 | 0 | 0 | 0 | 0 | 0 | 0 | 0 | 0 | 0 | 0 | 0 | 0 | 0 | 0 | 0 | 0 | 0 | 0 | 0 | 0 | 0 | 0 | 0 | 0 | 0 | 0
Commercial_Office_New_Food Preparation_Natural Gas_Range_E6_Baseline Forecast | Commercial | Office | New | Food Preparation | Natural Gas | Range | E6 |  | Baseline Forecast | 0 | 0 | 0 | 0 | 0 | 0 | 0 | 0 | 0 | 0 | 0 | 0 | 0 | 0 | 0 | 0 | 0 | 0 | 0 | 0 | 0 | 0 | 0 | 0 | 0 | 0 | 0 | 0 | 0 | 0 | 0 | 0 | 0
Commercial_Office_New_Food Preparation_Natural Gas_Range_E7_Baseline Forecast | Commercial | Office | New | Food Preparation | Natural Gas | Range | E7 |  | Baseline Forecast | 0 | 0 | 0 | 0 | 0 | 0 | 0 | 0 | 0 | 0 | 0 | 0 | 0 | 0 | 0 | 0 | 0 | 0 | 0 | 0 | 0 | 0 | 0 | 0 | 0 | 0 | 0 | 0 | 0 | 0 | 0 | 0 | 0
Commercial_Office_New_Food Preparation_Natural Gas_Range_E8_Baseline Forecast | Commercial | Office | New | Food Preparation | Natural Gas | Range | E8 |  | Baseline Forecast | 0 | 0 | 0 | 0 | 0 | 0 | 0 | 0 | 0 | 0 | 0 | 0 | 0 | 0 | 0 | 0 | 0 | 0 | 0 | 0 | 0 | 0 | 0 | 0 | 0 | 0 | 0 | 0 | 0 | 0 | 0 | 0 | 0
Commercial_Office_New_Food Preparation_Natural Gas_Range_E9_Baseline Forecast | Commercial | Office | New | Food Preparation | Natural Gas | Range | E9 |  | Baseline Forecast | 0 | 0 | 0 | 0 | 0 | 0 | 0 | 0 | 0 | 0 | 0 | 0 | 0 | 0 | 0 | 0 | 0 | 0 | 0 | 0 | 0 | 0 | 0 | 0 | 0 | 0 | 0 | 0 | 0 | 0 | 0 | 0 | 0
Commercial_Office_New_Food Preparation_Natural Gas_Range_E10_Baseline Forecast | Commercial | Office | New | Food Preparation | Natural Gas | Range | E10 |  | Baseline Forecast | 0 | 0 | 0 | 0 | 0 | 0 | 0 | 0 | 0 | 0 | 0 | 0 | 0 | 0 | 0 | 0 | 0 | 0 | 0 | 0 | 0 | 0 | 0 | 0 | 0 | 0 | 0 | 0 | 0 | 0 | 0 | 0 | 0
Commercial_Office_New_Food Preparation_Natural Gas_Steamer_E1_Baseline Forecast | Commercial | Office | New | Food Preparation | Natural Gas | Steamer | E1 |  | Baseline Forecast | 0 | 0 | 0 | 0 | 0 | 0 | 0 | 0 | 0 | 0 | 0 | 0 | 0 | 0 | 0 | 0 | 0 | 0 | 0 | 0 | 0 | 0 | 0 | 0 | 0 | 0 | 0 | 0 | 0 | 0 | 0 | 0 | 0
Commercial_Office_New_Food Preparation_Natural Gas_Steamer_E2_Baseline Forecast | Commercial | Office | New | Food Preparation | Natural Gas | Steamer | E2 |  | Baseline Forecast | 0 | 0 | 0 | 0 | 0 | 0 | 0 | 0 | 0 | 0 | 0 | 0 | 0 | 0 | 0 | 0 | 0 | 0 | 0 | 0 | 0 | 0 | 0 | 0 | 0 | 0 | 0 | 0 | 0 | 0 | 0 | 0 | 0
Commercial_Office_New_Food Preparation_Natural Gas_Steamer_E3_Baseline Forecast | Commercial | Office | New | Food Preparation | Natural Gas | Steamer | E3 |  | Baseline Forecast | 0 | 0 | 0 | 0 | 0 | 0 | 0 | 0 | 0 | 0 | 0 | 0 | 0 | 0 | 0 | 0 | 0 | 0 | 0 | 0 | 0 | 0 | 0 | 0 | 0 | 0 | 0 | 0 | 0 | 0 | 0 | 0 | 0
Commercial_Office_New_Food Preparation_Natural Gas_Steamer_E4_Baseline Forecast | Commercial | Office | New | Food Preparation | Natural Gas | Steamer | E4 |  | Baseline Forecast | 0 | 0 | 0 | 0 | 0 | 0 | 0 | 0 | 0 | 0 | 0 | 0 | 0 | 0 | 0 | 0 | 0 | 0 | 0 | 0 | 0 | 0 | 0 | 0 | 0 | 0 | 0 | 0 | 0 | 0 | 0 | 0 | 0
Commercial_Office_New_Food Preparation_Natural Gas_Steamer_E5_Baseline Forecast | Commercial | Office | New | Food Preparation | Natural Gas | Steamer | E5 |  | Baseline Forecast | 0 | 0 | 0 | 0 | 0 | 0 | 0 | 0 | 0 | 0 | 0 | 0 | 0 | 0 | 0 | 0 | 0 | 0 | 0 | 0 | 0 | 0 | 0 | 0 | 0 | 0 | 0 | 0 | 0 | 0 | 0 | 0 | 0
Commercial_Office_New_Food Preparation_Natural Gas_Steamer_E6_Baseline Forecast | Commercial | Office | New | Food Preparation | Natural Gas | Steamer | E6 |  | Baseline Forecast | 0 | 0 | 0 | 0 | 0 | 0 | 0 | 0 | 0 | 0 | 0 | 0 | 0 | 0 | 0 | 0 | 0 | 0 | 0 | 0 | 0 | 0 | 0 | 0 | 0 | 0 | 0 | 0 | 0 | 0 | 0 | 0 | 0
Commercial_Office_New_Food Preparation_Natural Gas_Steamer_E7_Baseline Forecast | Commercial | Office | New | Food Preparation | Natural Gas | Steamer | E7 |  | Baseline Forecast | 0 | 0 | 0 | 0 | 0 | 0 | 0 | 0 | 0 | 0 | 0 | 0 | 0 | 0 | 0 | 0 | 0 | 0 | 0 | 0 | 0 | 0 | 0 | 0 | 0 | 0 | 0 | 0 | 0 | 0 | 0 | 0 | 0
Commercial_Office_New_Food Preparation_Natural Gas_Steamer_E8_Baseline Forecast | Commercial | Office | New | Food Preparation | Natural Gas | Steamer | E8 |  | Baseline Forecast | 0 | 0 | 0 | 0 | 0 | 0 | 0 | 0 | 0 | 0 | 0 | 0 | 0 | 0 | 0 | 0 | 0 | 0 | 0 | 0 | 0 | 0 | 0 | 0 | 0 | 0 | 0 | 0 | 0 | 0 | 0 | 0 | 0
Commercial_Office_New_Food Preparation_Natural Gas_Steamer_E9_Baseline Forecast | Commercial | Office | New | Food Preparation | Natural Gas | Steamer | E9 |  | Baseline Forecast | 0 | 0 | 0 | 0 | 0 | 0 | 0 | 0 | 0 | 0 | 0 | 0 | 0 | 0 | 0 | 0 | 0 | 0 | 0 | 0 | 0 | 0 | 0 | 0 | 0 | 0 | 0 | 0 | 0 | 0 | 0 | 0 | 0
Commercial_Office_New_Food Preparation_Natural Gas_Steamer_E10_Baseline Forecast | Commercial | Office | New | Food Preparation | Natural Gas | Steamer | E10 |  | Baseline Forecast | 0 | 0 | 0 | 0 | 0 | 0 | 0 | 0 | 0 | 0 | 0 | 0 | 0 | 0 | 0 | 0 | 0 | 0 | 0 | 0 | 0 | 0 | 0 | 0 | 0 | 0 | 0 | 0 | 0 | 0 | 0 | 0 | 0
Commercial_Office_New_Food Preparation_Natural Gas_Food Prep Other_E1_Baseline Forecast | Commercial | Office | New | Food Preparation | Natural Gas | Food Prep Other | E1 |  | Baseline Forecast | 0 | 0 | 0 | 0 | 0 | 0 | 0 | 0 | 0 | 0 | 0 | 0 | 0 | 0 | 0 | 0 | 0 | 0 | 0 | 0 | 0 | 0 | 0 | 0 | 0 | 0 | 0 | 0 | 0 | 0 | 0 | 0 | 0
Commercial_Office_New_Food Preparation_Natural Gas_Food Prep Other_E2_Baseline Forecast | Commercial | Office | New | Food Preparation | Natural Gas | Food Prep Other | E2 |  | Baseline Forecast | 0 | 0 | 0 | 0 | 0 | 0 | 0 | 0 | 0 | 0 | 0 | 0 | 0 | 0 | 0 | 0 | 0 | 0 | 0 | 0 | 0 | 0 | 0 | 0 | 0 | 0 | 0 | 0 | 0 | 0 | 0 | 0 | 0
Commercial_Office_New_Food Preparation_Natural Gas_Food Prep Other_E3_Baseline Forecast | Commercial | Office | New | Food Preparation | Natural Gas | Food Prep Other | E3 |  | Baseline Forecast | 0 | 0 | 0 | 0 | 0 | 0 | 0 | 0 | 0 | 0 | 0 | 0 | 0 | 0 | 0 | 0 | 0 | 0 | 0 | 0 | 0 | 0 | 0 | 0 | 0 | 0 | 0 | 0 | 0 | 0 | 0 | 0 | 0
Commercial_Office_New_Food Preparation_Natural Gas_Food Prep Other_E4_Baseline Forecast | Commercial | Office | New | Food Preparation | Natural Gas | Food Prep Other | E4 |  | Baseline Forecast | 0 | 0 | 0 | 0 | 0 | 0 | 0 | 0 | 0 | 0 | 0 | 0 | 0 | 0 | 0 | 0 | 0 | 0 | 0 | 0 | 0 | 0 | 0 | 0 | 0 | 0 | 0 | 0 | 0 | 0 | 0 | 0 | 0
Commercial_Office_New_Food Preparation_Natural Gas_Food Prep Other_E5_Baseline Forecast | Commercial | Office | New | Food Preparation | Natural Gas | Food Prep Other | E5 |  | Baseline Forecast | 0 | 0 | 0 | 0 | 0 | 0 | 0 | 0 | 0 | 0 | 0 | 0 | 0 | 0 | 0 | 0 | 0 | 0 | 0 | 0 | 0 | 0 | 0 | 0 | 0 | 0 | 0 | 0 | 0 | 0 | 0 | 0 | 0
Commercial_Office_New_Food Preparation_Natural Gas_Food Prep Other_E6_Baseline Forecast | Commercial | Office | New | Food Preparation | Natural Gas | Food Prep Other | E6 |  | Baseline Forecast | 0 | 0 | 0 | 0 | 0 | 0 | 0 | 0 | 0 | 0 | 0 | 0 | 0 | 0 | 0 | 0 | 0 | 0 | 0 | 0 | 0 | 0 | 0 | 0 | 0 | 0 | 0 | 0 | 0 | 0 | 0 | 0 | 0
Commercial_Office_New_Food Preparation_Natural Gas_Food Prep Other_E7_Baseline Forecast | Commercial | Office | New | Food Preparation | Natural Gas | Food Prep Other | E7 |  | Baseline Forecast | 0 | 0 | 0 | 0 | 0 | 0 | 0 | 0 | 0 | 0 | 0 | 0 | 0 | 0 | 0 | 0 | 0 | 0 | 0 | 0 | 0 | 0 | 0 | 0 | 0 | 0 | 0 | 0 | 0 | 0 | 0 | 0 | 0
Commercial_Office_New_Food Preparation_Natural Gas_Food Prep Other_E8_Baseline Forecast | Commercial | Office | New | Food Preparation | Natural Gas | Food Prep Other | E8 |  | Baseline Forecast | 0 | 0 | 0 | 0 | 0 | 0 | 0 | 0 | 0 | 0 | 0 | 0 | 0 | 0 | 0 | 0 | 0 | 0 | 0 | 0 | 0 | 0 | 0 | 0 | 0 | 0 | 0 | 0 | 0 | 0 | 0 | 0 | 0
Commercial_Office_New_Food Preparation_Natural Gas_Food Prep Other_E9_Baseline Forecast | Commercial | Office | New | Food Preparation | Natural Gas | Food Prep Other | E9 |  | Baseline Forecast | 0 | 0 | 0 | 0 | 0 | 0 | 0 | 0 | 0 | 0 | 0 | 0 | 0 | 0 | 0 | 0 | 0 | 0 | 0 | 0 | 0 | 0 | 0 | 0 | 0 | 0 | 0 | 0 | 0 | 0 | 0 | 0 | 0
Commercial_Office_New_Food Preparation_Natural Gas_Food Prep Other_E10_Baseline Forecast | Commercial | Office | New | Food Preparation | Natural Gas | Food Prep Other | E10 |  | Baseline Forecast | 0 | 0 | 0 | 0 | 0 | 0 | 0 | 0 | 0 | 0 | 0 | 0 | 0 | 0 | 0 | 0 | 0 | 0 | 0 | 0 | 0 | 0 | 0 | 0 | 0 | 0 | 0 | 0 | 0 | 0 | 0 | 0 | 0
Commercial_Office_New_Miscellaneous_Natural Gas_Pool Heater_E1_Baseline Forecast | Commercial | Office | New | Miscellaneous | Natural Gas | Pool Heater | E1 |  | Baseline Forecast | 0 | 0 | 0 | 0 | 0 | 0 | 0 | 0 | 0 | 0 | 0 | 0 | 0 | 0 | 0 | 0 | 0 | 0 | 0 | 0 | 0 | 0 | 0 | 0 | 0 | 0 | 0 | 0 | 0 | 0 | 0 | 0 | 0
Commercial_Office_New_Miscellaneous_Natural Gas_Pool Heater_E2_Baseline Forecast | Commercial | Office | New | Miscellaneous | Natural Gas | Pool Heater | E2 |  | Baseline Forecast | 0 | 0 | 0 | 0 | 0 | 0 | 0 | 0 | 0 | 0 | 0 | 0 | 0 | 0 | 0 | 0 | 0 | 0 | 0 | 0 | 0 | 0 | 0 | 0 | 0 | 0 | 0 | 0 | 0 | 0 | 0 | 0 | 0
Commercial_Office_New_Miscellaneous_Natural Gas_Pool Heater_E3_Baseline Forecast | Commercial | Office | New | Miscellaneous | Natural Gas | Pool Heater | E3 |  | Baseline Forecast | 0 | 0 | 0 | 0 | 0 | 0 | 0 | 0 | 0 | 0 | 0 | 0 | 0 | 0 | 0 | 0 | 0 | 0 | 0 | 0 | 0 | 0 | 0 | 0 | 0 | 0 | 0 | 0 | 0 | 0 | 0 | 0 | 0
Commercial_Office_New_Miscellaneous_Natural Gas_Pool Heater_E4_Baseline Forecast | Commercial | Office | New | Miscellaneous | Natural Gas | Pool Heater | E4 |  | Baseline Forecast | 0 | 0 | 0 | 0 | 0 | 0 | 0 | 0 | 0 | 0 | 0 | 0 | 0 | 0 | 0 | 0 | 0 | 0 | 0 | 0 | 0 | 0 | 0 | 0 | 0 | 0 | 0 | 0 | 0 | 0 | 0 | 0 | 0
Commercial_Office_New_Miscellaneous_Natural Gas_Pool Heater_E5_Baseline Forecast | Commercial | Office | New | Miscellaneous | Natural Gas | Pool Heater | E5 |  | Baseline Forecast | 0 | 0 | 0 | 0 | 0 | 0 | 0 | 0 | 0 | 0 | 0 | 0 | 0 | 0 | 0 | 0 | 0 | 0 | 0 | 0 | 0 | 0 | 0 | 0 | 0 | 0 | 0 | 0 | 0 | 0 | 0 | 0 | 0
Commercial_Office_New_Miscellaneous_Natural Gas_Pool Heater_E6_Baseline Forecast | Commercial | Office | New | Miscellaneous | Natural Gas | Pool Heater | E6 |  | Baseline Forecast | 0 | 0 | 0 | 0 | 0 | 0 | 0 | 0 | 0 | 0 | 0 | 0 | 0 | 0 | 0 | 0 | 0 | 0 | 0 | 0 | 0 | 0 | 0 | 0 | 0 | 0 | 0 | 0 | 0 | 0 | 0 | 0 | 0
Commercial_Office_New_Miscellaneous_Natural Gas_Pool Heater_E7_Baseline Forecast | Commercial | Office | New | Miscellaneous | Natural Gas | Pool Heater | E7 |  | Baseline Forecast | 0 | 0 | 0 | 0 | 0 | 0 | 0 | 0 | 0 | 0 | 0 | 0 | 0 | 0 | 0 | 0 | 0 | 0 | 0 | 0 | 0 | 0 | 0 | 0 | 0 | 0 | 0 | 0 | 0 | 0 | 0 | 0 | 0
Commercial_Office_New_Miscellaneous_Natural Gas_Pool Heater_E8_Baseline Forecast | Commercial | Office | New | Miscellaneous | Natural Gas | Pool Heater | E8 |  | Baseline Forecast | 0 | 0 | 0 | 0 | 0 | 0 | 0 | 0 | 0 | 0 | 0 | 0 | 0 | 0 | 0 | 0 | 0 | 0 | 0 | 0 | 0 | 0 | 0 | 0 | 0 | 0 | 0 | 0 | 0 | 0 | 0 | 0 | 0
Commercial_Office_New_Miscellaneous_Natural Gas_Pool Heater_E9_Baseline Forecast | Commercial | Office | New | Miscellaneous | Natural Gas | Pool Heater | E9 |  | Baseline Forecast | 0 | 0 | 0 | 0 | 0 | 0 | 0 | 0 | 0 | 0 | 0 | 0 | 0 | 0 | 0 | 0 | 0 | 0 | 0 | 0 | 0 | 0 | 0 | 0 | 0 | 0 | 0 | 0 | 0 | 0 | 0 | 0 | 0
Commercial_Office_New_Miscellaneous_Natural Gas_Pool Heater_E10_Baseline Forecast | Commercial | Office | New | Miscellaneous | Natural Gas | Pool Heater | E10 |  | Baseline Forecast | 0 | 0 | 0 | 0 | 0 | 0 | 0 | 0 | 0 | 0 | 0 | 0 | 0 | 0 | 0 | 0 | 0 | 0 | 0 | 0 | 0 | 0 | 0 | 0 | 0 | 0 | 0 | 0 | 0 | 0 | 0 | 0 | 0
Commercial_Office_New_Miscellaneous_Natural Gas_Miscellaneous_E1_Baseline Forecast | Commercial | Office | New | Miscellaneous | Natural Gas | Miscellaneous | E1 |  | Baseline Forecast | 0 | 75957.6497 | 366371.953 | 234137.3381 | 312818.3147 | 471442.4172 | 469314.5799 | 458130.3608 | 474370.2167 | 506744.7229 | 538069.2242 | 589775.1442 | 703285.8986 | 683075.4076 | 735659.4632 | 819253.0605 | 840802.3806 | 863701.6372 | 903201.9036 | 944777.9636 | 983775.2432 | 1028791.9172 | 1090925.0761 | 1110738.3547 | 1155306.4978 | 1211771.8315 | 1244931.3287 | 1280121.2036 | 1323194.5526 | 1365463.777 | 1405977.7051 | 1448618.487 | 1337233.7705
Commercial_Office_New_Miscellaneous_Natural Gas_Miscellaneous_E2_Baseline Forecast | Commercial | Office | New | Miscellaneous | Natural Gas | Miscellaneous | E2 |  | Baseline Forecast | 0 | 0 | 0 | 0 | 0 | 0 | 0 | 0 | 0 | 0 | 0 | 0 | 0 | 0 | 0 | 0 | 0 | 0 | 0 | 0 | 0 | 0 | 0 | 0 | 0 | 0 | 0 | 0 | 0 | 0 | 0 | 0 | 0
Commercial_Office_New_Miscellaneous_Natural Gas_Miscellaneous_E3_Baseline Forecast | Commercial | Office | New | Miscellaneous | Natural Gas | Miscellaneous | E3 |  | Baseline Forecast | 0 | 0 | 0 | 0 | 0 | 0 | 0 | 0 | 0 | 0 | 0 | 0 | 0 | 0 | 0 | 0 | 0 | 0 | 0 | 0 | 0 | 0 | 0 | 0 | 0 | 0 | 0 | 0 | 0 | 0 | 0 | 0 | 0
Commercial_Office_New_Miscellaneous_Natural Gas_Miscellaneous_E4_Baseline Forecast | Commercial | Office | New | Miscellaneous | Natural Gas | Miscellaneous | E4 |  | Baseline Forecast | 0 | 0 | 0 | 0 | 0 | 0 | 0 | 0 | 0 | 0 | 0 | 0 | 0 | 0 | 0 | 0 | 0 | 0 | 0 | 0 | 0 | 0 | 0 | 0 | 0 | 0 | 0 | 0 | 0 | 0 | 0 | 0 | 0
Commercial_Office_New_Miscellaneous_Natural Gas_Miscellaneous_E5_Baseline Forecast | Commercial | Office | New | Miscellaneous | Natural Gas | Miscellaneous | E5 |  | Baseline Forecast | 0 | 0 | 0 | 0 | 0 | 0 | 0 | 0 | 0 | 0 | 0 | 0 | 0 | 0 | 0 | 0 | 0 | 0 | 0 | 0 | 0 | 0 | 0 | 0 | 0 | 0 | 0 | 0 | 0 | 0 | 0 | 0 | 0
Commercial_Office_New_Miscellaneous_Natural Gas_Miscellaneous_E6_Baseline Forecast | Commercial | Office | New | Miscellaneous | Natural Gas | Miscellaneous | E6 |  | Baseline Forecast | 0 | 0 | 0 | 0 | 0 | 0 | 0 | 0 | 0 | 0 | 0 | 0 | 0 | 0 | 0 | 0 | 0 | 0 | 0 | 0 | 0 | 0 | 0 | 0 | 0 | 0 | 0 | 0 | 0 | 0 | 0 | 0 | 0
Commercial_Office_New_Miscellaneous_Natural Gas_Miscellaneous_E7_Baseline Forecast | Commercial | Office | New | Miscellaneous | Natural Gas | Miscellaneous | E7 |  | Baseline Forecast | 0 | 0 | 0 | 0 | 0 | 0 | 0 | 0 | 0 | 0 | 0 | 0 | 0 | 0 | 0 | 0 | 0 | 0 | 0 | 0 | 0 | 0 | 0 | 0 | 0 | 0 | 0 | 0 | 0 | 0 | 0 | 0 | 0
Commercial_Office_New_Miscellaneous_Natural Gas_Miscellaneous_E8_Baseline Forecast | Commercial | Office | New | Miscellaneous | Natural Gas | Miscellaneous | E8 |  | Baseline Forecast | 0 | 0 | 0 | 0 | 0 | 0 | 0 | 0 | 0 | 0 | 0 | 0 | 0 | 0 | 0 | 0 | 0 | 0 | 0 | 0 | 0 | 0 | 0 | 0 | 0 | 0 | 0 | 0 | 0 | 0 | 0 | 0 | 0
Commercial_Office_New_Miscellaneous_Natural Gas_Miscellaneous_E9_Baseline Forecast | Commercial | Office | New | Miscellaneous | Natural Gas | Miscellaneous | E9 |  | Baseline Forecast | 0 | 0 | 0 | 0 | 0 | 0 | 0 | 0 | 0 | 0 | 0 | 0 | 0 | 0 | 0 | 0 | 0 | 0 | 0 | 0 | 0 | 0 | 0 | 0 | 0 | 0 | 0 | 0 | 0 | 0 | 0 | 0 | 0
Commercial_Office_New_Miscellaneous_Natural Gas_Miscellaneous_E10_Baseline Forecast | Commercial | Office | New | Miscellaneous | Natural Gas | Miscellaneous | E10 |  | Baseline Forecast | 0 | 0 | 0 | 0 | 0 | 0 | 0 | 0 | 0 | 0 | 0 | 0 | 0 | 0 | 0 | 0 | 0 | 0 | 0 | 0 | 0 | 0 | 0 | 0 | 0 | 0 | 0 | 0 | 0 | 0 | 0 | 0 | 0
Commercial_Restaurant_Existing_Space Heating_Natural Gas_Furnace_E1_Baseline Forecast | Commercial | Restaurant | Existing | Space Heating | Natural Gas | Furnace | E1 |  | Baseline Forecast | 0 | 12940.44 | 14029.6481 | 15002.4485 | 15878.3937 | 16657.078 | 17363.2118 | 18009.8768 | 18601.5965 | 19136.8443 | 19618.4772 | 20050.7233 | 20436.8256 | 20780.0873 | 21083.5724 | 21350.9063 | 21585.1807 | 21789.2635 | 21965.63 | 21066.6432 | 20316.1387 | 19694.9704 | 19186.2708 | 18774.9266 | 18447.5399 | 18192.1052 | 17998.1381 | 17856.3829 | 17758.6817 | 17697.8581 | 17667.6112 | 17662.4212 | 21224.9259
Commercial_Restaurant_Existing_Space Heating_Natural Gas_Furnace_E2_Baseline Forecast | Commercial | Restaurant | Existing | Space Heating | Natural Gas | Furnace | E2 |  | Baseline Forecast | 0 | 0 | 0 | 0 | 0 | 0 | 0 | 0 | 0 | 0 | 0 | 0 | 0 | 0 | 0 | 0 | 0 | 0 | 0 | 0 | 0 | 0 | 0 | 0 | 0 | 0 | 0 | 0 | 0 | 0 | 0 | 0 | 0
Commercial_Restaurant_Existing_Space Heating_Natural Gas_Furnace_E3_Baseline Forecast | Commercial | Restaurant | Existing | Space Heating | Natural Gas | Furnace | E3 |  | Baseline Forecast | 0 | 0 | 0 | 0 | 0 | 0 | 0 | 0 | 0 | 0 | 0 | 0 | 0 | 0 | 0 | 0 | 0 | 0 | 0 | 0 | 0 | 0 | 0 | 0 | 0 | 0 | 0 | 0 | 0 | 0 | 0 | 0 | 0
Commercial_Restaurant_Existing_Space Heating_Natural Gas_Furnace_E4_Baseline Forecast | Commercial | Restaurant | Existing | Space Heating | Natural Gas | Furnace | E4 |  | Baseline Forecast | 0 | 0 | 0 | 0 | 0 | 0 | 0 | 0 | 0 | 0 | 0 | 0 | 0 | 0 | 0 | 0 | 0 | 0 | 0 | 0 | 0 | 0 | 0 | 0 | 0 | 0 | 0 | 0 | 0 | 0 | 0 | 0 | 0
Commercial_Restaurant_Existing_Space Heating_Natural Gas_Furnace_E5_Baseline Forecast | Commercial | Restaurant | Existing | Space Heating | Natural Gas | Furnace | E5 |  | Baseline Forecast | 0 | 0 | 0 | 0 | 0 | 0 | 0 | 0 | 0 | 0 | 0 | 0 | 0 | 0 | 0 | 0 | 0 | 0 | 0 | 0 | 0 | 0 | 0 | 0 | 0 | 0 | 0 | 0 | 0 | 0 | 0 | 0 | 0
Commercial_Restaurant_Existing_Space Heating_Natural Gas_Furnace_E6_Baseline Forecast | Commercial | Restaurant | Existing | Space Heating | Natural Gas | Furnace | E6 |  | Baseline Forecast | 0 | 0 | 0 | 0 | 0 | 0 | 0 | 0 | 0 | 0 | 0 | 0 | 0 | 0 | 0 | 0 | 0 | 0 | 0 | 0 | 0 | 0 | 0 | 0 | 0 | 0 | 0 | 0 | 0 | 0 | 0 | 0 | 0
Commercial_Restaurant_Existing_Space Heating_Natural Gas_Furnace_E7_Baseline Forecast | Commercial | Restaurant | Existing | Space Heating | Natural Gas | Furnace | E7 |  | Baseline Forecast | 0 | 0 | 0 | 0 | 0 | 0 | 0 | 0 | 0 | 0 | 0 | 0 | 0 | 0 | 0 | 0 | 0 | 0 | 0 | 0 | 0 | 0 | 0 | 0 | 0 | 0 | 0 | 0 | 0 | 0 | 0 | 0 | 0
Commercial_Restaurant_Existing_Space Heating_Natural Gas_Furnace_E8_Baseline Forecast | Commercial | Restaurant | Existing | Space Heating | Natural Gas | Furnace | E8 |  | Baseline Forecast | 0 | 0 | 0 | 0 | 0 | 0 | 0 | 0 | 0 | 0 | 0 | 0 | 0 | 0 | 0 | 0 | 0 | 0 | 0 | 0 | 0 | 0 | 0 | 0 | 0 | 0 | 0 | 0 | 0 | 0 | 0 | 0 | 0
Commercial_Restaurant_Existing_Space Heating_Natural Gas_Furnace_E9_Baseline Forecast | Commercial | Restaurant | Existing | Space Heating | Natural Gas | Furnace | E9 |  | Baseline Forecast | 0 | 0 | 0 | 0 | 0 | 0 | 0 | 0 | 0 | 0 | 0 | 0 | 0 | 0 | 0 | 0 | 0 | 0 | 0 | 0 | 0 | 0 | 0 | 0 | 0 | 0 | 0 | 0 | 0 | 0 | 0 | 0 | 0
Commercial_Restaurant_Existing_Space Heating_Natural Gas_Furnace_E10_Baseline Forecast | Commercial | Restaurant | Existing | Space Heating | Natural Gas | Furnace | E10 |  | Baseline Forecast | 0 | 0 | 0 | 0 | 0 | 0 | 0 | 0 | 0 | 0 | 0 | 0 | 0 | 0 | 0 | 0 | 0 | 0 | 0 | 0 | 0 | 0 | 0 | 0 | 0 | 0 | 0 | 0 | 0 | 0 | 0 | 0 | 0
Commercial_Restaurant_Existing_Space Heating_Natural Gas_Boiler_E1_Baseline Forecast | Commercial | Restaurant | Existing | Space Heating | Natural Gas | Boiler | E1 |  | Baseline Forecast | 0 | 46.2493 | 51.0324 | 54.0642 | 51.5298 | 54.3952 | 54.8924 | 57.1073 | 59.0983 | 60.8684 | 59.7354 | 61.0545 | 68.9098 | 70.0247 | 70.9888 | 68.6491 | 69.3249 | 69.8958 | 70.372 | 70.7626 | 71.0751 | 71.3171 | 67.6684 | 64.6966 | 62.3018 | 60.3967 | 58.9055 | 57.7627 | 56.9113 | 56.3022 | 55.8928 | 55.6466 | 55.534
Commercial_Restaurant_Existing_Space Heating_Natural Gas_Boiler_E2_Baseline Forecast | Commercial | Restaurant | Existing | Space Heating | Natural Gas | Boiler | E2 |  | Baseline Forecast | 0 | 0 | 0 | 0 | 0 | 0 | 0 | 0 | 0 | 0 | 0 | 0 | 0 | 0 | 0 | 0 | 0 | 0 | 0 | 0 | 0 | 0 | 0 | 0 | 0 | 0 | 0 | 0 | 0 | 0 | 0 | 0 | 0
Commercial_Restaurant_Existing_Space Heating_Natural Gas_Boiler_E3_Baseline Forecast | Commercial | Restaurant | Existing | Space Heating | Natural Gas | Boiler | E3 |  | Baseline Forecast | 0 | 14.7157 | 16.2376 | 18.7661 | 26.2334 | 27.6921 | 31.0502 | 32.3031 | 33.4294 | 34.4306 | 38.0134 | 38.8529 | 32.8888 | 33.4209 | 33.881 | 37.445 | 37.8136 | 38.125 | 38.3847 | 38.5978 | 38.7682 | 38.9002 | 36.91 | 35.289 | 33.9828 | 32.9436 | 32.1303 | 31.5069 | 31.0425 | 30.7103 | 30.487 | 30.3527 | 30.2913
Commercial_Restaurant_Existing_Space Heating_Natural Gas_Boiler_E4_Baseline Forecast | Commercial | Restaurant | Existing | Space Heating | Natural Gas | Boiler | E4 |  | Baseline Forecast | 0 | 0 | 0 | 0 | 0 | 0 | 0 | 0 | 0 | 0 | 0 | 0 | 0 | 0 | 0 | 0 | 0 | 0 | 0 | 0 | 0 | 0 | 0 | 0 | 0 | 0 | 0 | 0 | 0 | 0 | 0 | 0 | 0
Commercial_Restaurant_Existing_Space Heating_Natural Gas_Boiler_E5_Baseline Forecast | Commercial | Restaurant | Existing | Space Heating | Natural Gas | Boiler | E5 |  | Baseline Forecast | 0 | 0 | 0 | 0 | 0 | 0 | 0 | 0 | 0 | 0 | 0 | 0 | 0 | 0 | 0 | 0 | 0 | 0 | 0 | 0 | 0 | 0 | 0 | 0 | 0 | 0 | 0 | 0 | 0 | 0 | 0 | 0 | 0
Commercial_Restaurant_Existing_Space Heating_Natural Gas_Boiler_E6_Baseline Forecast | Commercial | Restaurant | Existing | Space Heating | Natural Gas | Boiler | E6 |  | Baseline Forecast | 0 | 0 | 0 | 0 | 0 | 0 | 0 | 0 | 0 | 0 | 0 | 0 | 0 | 0 | 0 | 0 | 0 | 0 | 0 | 0 | 0 | 0 | 0 | 0 | 0 | 0 | 0 | 0 | 0 | 0 | 0 | 0 | 0
Commercial_Restaurant_Existing_Space Heating_Natural Gas_Boiler_E7_Baseline Forecast | Commercial | Restaurant | Existing | Space Heating | Natural Gas | Boiler | E7 |  | Baseline Forecast | 0 | 0 | 0 | 0 | 0 | 0 | 0 | 0 | 0 | 0 | 0 | 0 | 0 | 0 | 0 | 0 | 0 | 0 | 0 | 0 | 0 | 0 | 0 | 0 | 0 | 0 | 0 | 0 | 0 | 0 | 0 | 0 | 0
Commercial_Restaurant_Existing_Space Heating_Natural Gas_Boiler_E8_Baseline Forecast | Commercial | Restaurant | Existing | Space Heating | Natural Gas | Boiler | E8 |  | Baseline Forecast | 0 | 0 | 0 | 0 | 0 | 0 | 0 | 0 | 0 | 0 | 0 | 0 | 0 | 0 | 0 | 0 | 0 | 0 | 0 | 0 | 0 | 0 | 0 | 0 | 0 | 0 | 0 | 0 | 0 | 0 | 0 | 0 | 0
Commercial_Restaurant_Existing_Space Heating_Natural Gas_Boiler_E9_Baseline Forecast | Commercial | Restaurant | Existing | Space Heating | Natural Gas | Boiler | E9 |  | Baseline Forecast | 0 | 0 | 0 | 0 | 0 | 0 | 0 | 0 | 0 | 0 | 0 | 0 | 0 | 0 | 0 | 0 | 0 | 0 | 0 | 0 | 0 | 0 | 0 | 0 | 0 | 0 | 0 | 0 | 0 | 0 | 0 | 0 | 0
Commercial_Restaurant_Existing_Space Heating_Natural Gas_Boiler_E10_Baseline Forecast | Commercial | Restaurant | Existing | Space Heating | Natural Gas | Boiler | E10 |  | Baseline Forecast | 0 | 0 | 0 | 0 | 0 | 0 | 0 | 0 | 0 | 0 | 0 | 0 | 0 | 0 | 0 | 0 | 0 | 0 | 0 | 0 | 0 | 0 | 0 | 0 | 0 | 0 | 0 | 0 | 0 | 0 | 0 | 0 | 0
Commercial_Restaurant_Existing_Space Heating_Natural Gas_Unit Heater_E1_Baseline Forecast | Commercial | Restaurant | Existing | Space Heating | Natural Gas | Unit Heater | E1 |  | Baseline Forecast | 0 | 268.3086 | 347.0174 | 408.5305 | 456.5197 | 493.491 | 522.1533 | 544.4614 | 561.7576 | 574.923 | 584.7599 | 591.9474 | 521.4727 | 480.1327 | 458.8268 | 450.9686 | 451.8205 | 522.2971 | 537.5367 | 548.9967 | 557.4448 | 563.4957 | 567.643 | 556.0374 | 537.721 | 518.0998 | 500.1802 | 485.4173 | 468.2513 | 464.3427 | 468.1121 | 475.8579 | 485.2075
Commercial_Restaurant_Existing_Space Heating_Natural Gas_Unit Heater_E2_Baseline Forecast | Commercial | Restaurant | Existing | Space Heating | Natural Gas | Unit Heater | E2 |  | Baseline Forecast | 0 | 0 | 0 | 0 | 0 | 0 | 0 | 0 | 0 | 0 | 0 | 0 | 0 | 0 | 0 | 0 | 0 | 0 | 0 | 0 | 0 | 0 | 0 | 0 | 0 | 0 | 0 | 0 | 0 | 0 | 0 | 0 | 0
Commercial_Restaurant_Existing_Space Heating_Natural Gas_Unit Heater_E3_Baseline Forecast | Commercial | Restaurant | Existing | Space Heating | Natural Gas | Unit Heater | E3 |  | Baseline Forecast | 0 | 0 | 0 | 0 | 0 | 0 | 0 | 0 | 0 | 0 | 0 | 0 | 0 | 0 | 0 | 0 | 0 | 0 | 0 | 0 | 0 | 0 | 0 | 0 | 0 | 0 | 0 | 0 | 0 | 0 | 0 | 0 | 0
Commercial_Restaurant_Existing_Space Heating_Natural Gas_Unit Heater_E4_Baseline Forecast | Commercial | Restaurant | Existing | Space Heating | Natural Gas | Unit Heater | E4 |  | Baseline Forecast | 0 | 0 | 0 | 0 | 0 | 0 | 0 | 0 | 0 | 0 | 0 | 0 | 0 | 0 | 0 | 0 | 0 | 0 | 0 | 0 | 0 | 0 | 0 | 0 | 0 | 0 | 0 | 0 | 0 | 0 | 0 | 0 | 0
Commercial_Restaurant_Existing_Space Heating_Natural Gas_Unit Heater_E5_Baseline Forecast | Commercial | Restaurant | Existing | Space Heating | Natural Gas | Unit Heater | E5 |  | Baseline Forecast | 0 | 0 | 0 | 0 | 0 | 0 | 0 | 0 | 0 | 0 | 0 | 0 | 0 | 0 | 0 | 0 | 0 | 0 | 0 | 0 | 0 | 0 | 0 | 0 | 0 | 0 | 0 | 0 | 0 | 0 | 0 | 0 | 0
Commercial_Restaurant_Existing_Space Heating_Natural Gas_Unit Heater_E6_Baseline Forecast | Commercial | Restaurant | Existing | Space Heating | Natural Gas | Unit Heater | E6 |  | Baseline Forecast | 0 | 0 | 0 | 0 | 0 | 0 | 0 | 0 | 0 | 0 | 0 | 0 | 0 | 0 | 0 | 0 | 0 | 0 | 0 | 0 | 0 | 0 | 0 | 0 | 0 | 0 | 0 | 0 | 0 | 0 | 0 | 0 | 0
Commercial_Restaurant_Existing_Space Heating_Natural Gas_Unit Heater_E7_Baseline Forecast | Commercial | Restaurant | Existing | Space Heating | Natural Gas | Unit Heater | E7 |  | Baseline Forecast | 0 | 0 | 0 | 0 | 0 | 0 | 0 | 0 | 0 | 0 | 0 | 0 | 0 | 0 | 0 | 0 | 0 | 0 | 0 | 0 | 0 | 0 | 0 | 0 | 0 | 0 | 0 | 0 | 0 | 0 | 0 | 0 | 0
Commercial_Restaurant_Existing_Space Heating_Natural Gas_Unit Heater_E8_Baseline Forecast | Commercial | Restaurant | Existing | Space Heating | Natural Gas | Unit Heater | E8 |  | Baseline Forecast | 0 | 0 | 0 | 0 | 0 | 0 | 0 | 0 | 0 | 0 | 0 | 0 | 0 | 0 | 0 | 0 | 0 | 0 | 0 | 0 | 0 | 0 | 0 | 0 | 0 | 0 | 0 | 0 | 0 | 0 | 0 | 0 | 0
Commercial_Restaurant_Existing_Space Heating_Natural Gas_Unit Heater_E9_Baseline Forecast | Commercial | Restaurant | Existing | Space Heating | Natural Gas | Unit Heater | E9 |  | Baseline Forecast | 0 | 0 | 0 | 0 | 0 | 0 | 0 | 0 | 0 | 0 | 0 | 0 | 0 | 0 | 0 | 0 | 0 | 0 | 0 | 0 | 0 | 0 | 0 | 0 | 0 | 0 | 0 | 0 | 0 | 0 | 0 | 0 | 0
Commercial_Restaurant_Existing_Space Heating_Natural Gas_Unit Heater_E10_Baseline Forecast | Commercial | Restaurant | Existing | Space Heating | Natural Gas | Unit Heater | E10 |  | Baseline Forecast | 0 | 0 | 0 | 0 | 0 | 0 | 0 | 0 | 0 | 0 | 0 | 0 | 0 | 0 | 0 | 0 | 0 | 0 | 0 | 0 | 0 | 0 | 0 | 0 | 0 | 0 | 0 | 0 | 0 | 0 | 0 | 0 | 0
Commercial_Restaurant_Existing_Water Heating_Natural Gas_Water Heater_E1_Baseline Forecast | Commercial | Restaurant | Existing | Water Heating | Natural Gas | Water Heater | E1 |  | Baseline Forecast | 0 | 0 | 0 | 0 | 0 | 0 | 0 | 0 | 0 | 0 | 0 | 0 | 0 | 0 | 0 | 0 | 0 | 0 | 0 | 0 | 0 | 0 | 0 | 0 | 0 | 0 | 0 | 0 | 0 | 0 | 0 | 0 | 0
Commercial_Restaurant_Existing_Water Heating_Natural Gas_Water Heater_E2_Baseline Forecast | Commercial | Restaurant | Existing | Water Heating | Natural Gas | Water Heater | E2 |  | Baseline Forecast | 0 | 22765.7379 | 29444.1142 | 34663.4394 | 38735.2812 | 41872.2624 | 44304.2323 | 46197.0588 | 47664.6261 | 48781.6996 | 43140.9174 | 39918.7182 | 38350.2332 | 37882.5279 | 38119.245 | 44293.5956 | 45704.5799 | 46770.6753 | 47562.3628 | 46900.8388 | 45587.3359 | 44105.1575 | 42726.6862 | 41587.1814 | 40211.3806 | 39963.6918 | 40364.8057 | 41097.2403 | 41721.6075 | 43406.6469 | 43313.7099 | 42892.4807 | 42273.7766
Commercial_Restaurant_Existing_Water Heating_Natural Gas_Water Heater_E3_Baseline Forecast | Commercial | Restaurant | Existing | Water Heating | Natural Gas | Water Heater | E3 |  | Baseline Forecast | 0 | 0 | 0 | 0 | 0 | 0 | 0 | 0 | 0 | 0 | 0 | 0 | 0 | 0 | 0 | 0 | 0 | 0 | 0 | 0 | 0 | 0 | 0 | 0 | 0 | 0 | 0 | 0 | 0 | 0 | 0 | 0 | 0
Commercial_Restaurant_Existing_Water Heating_Natural Gas_Water Heater_E4_Baseline Forecast | Commercial | Restaurant | Existing | Water Heating | Natural Gas | Water Heater | E4 |  | Baseline Forecast | 0 | 0 | 0 | 0 | 0 | 0 | 0 | 0 | 0 | 0 | 0 | 0 | 0 | 0 | 0 | 0 | 0 | 0 | 0 | 0 | 0 | 0 | 0 | 0 | 0 | 0 | 0 | 0 | 0 | 0 | 0 | 0 | 0
Commercial_Restaurant_Existing_Water Heating_Natural Gas_Water Heater_E5_Baseline Forecast | Commercial | Restaurant | Existing | Water Heating | Natural Gas | Water Heater | E5 |  | Baseline Forecast | 0 | 0 | 0 | 0 | 0 | 0 | 0 | 0 | 0 | 0 | 0 | 0 | 0 | 0 | 0 | 0 | 0 | 0 | 0 | 0 | 0 | 0 | 0 | 0 | 0 | 0 | 0 | 0 | 0 | 0 | 0 | 0 | 0
Commercial_Restaurant_Existing_Water Heating_Natural Gas_Water Heater_E6_Baseline Forecast | Commercial | Restaurant | Existing | Water Heating | Natural Gas | Water Heater | E6 |  | Baseline Forecast | 0 | 0 | 0 | 0 | 0 | 0 | 0 | 0 | 0 | 0 | 0 | 0 | 0 | 0 | 0 | 0 | 0 | 0 | 0 | 0 | 0 | 0 | 0 | 0 | 0 | 0 | 0 | 0 | 0 | 0 | 0 | 0 | 0
Commercial_Restaurant_Existing_Water Heating_Natural Gas_Water Heater_E7_Baseline Forecast | Commercial | Restaurant | Existing | Water Heating | Natural Gas | Water Heater | E7 |  | Baseline Forecast | 0 | 0 | 0 | 0 | 0 | 0 | 0 | 0 | 0 | 0 | 0 | 0 | 0 | 0 | 0 | 0 | 0 | 0 | 0 | 0 | 0 | 0 | 0 | 0 | 0 | 0 | 0 | 0 | 0 | 0 | 0 | 0 | 0
Commercial_Restaurant_Existing_Water Heating_Natural Gas_Water Heater_E8_Baseline Forecast | Commercial | Restaurant | Existing | Water Heating | Natural Gas | Water Heater | E8 |  | Baseline Forecast | 0 | 0 | 0 | 0 | 0 | 0 | 0 | 0 | 0 | 0 | 0 | 0 | 0 | 0 | 0 | 0 | 0 | 0 | 0 | 0 | 0 | 0 | 0 | 0 | 0 | 0 | 0 | 0 | 0 | 0 | 0 | 0 | 0
Commercial_Restaurant_Existing_Water Heating_Natural Gas_Water Heater_E9_Baseline Forecast | Commercial | Restaurant | Existing | Water Heating | Natural Gas | Water Heater | E9 |  | Baseline Forecast | 0 | 0 | 0 | 0 | 0 | 0 | 0 | 0 | 0 | 0 | 0 | 0 | 0 | 0 | 0 | 0 | 0 | 0 | 0 | 0 | 0 | 0 | 0 | 0 | 0 | 0 | 0 | 0 | 0 | 0 | 0 | 0 | 0
Commercial_Restaurant_Existing_Water Heating_Natural Gas_Water Heater_E10_Baseline Forecast | Commercial | Restaurant | Existing | Water Heating | Natural Gas | Water Heater | E10 |  | Baseline Forecast | 0 | 0 | 0 | 0 | 0 | 0 | 0 | 0 | 0 | 0 | 0 | 0 | 0 | 0 | 0 | 0 | 0 | 0 | 0 | 0 | 0 | 0 | 0 | 0 | 0 | 0 | 0 | 0 | 0 | 0 | 0 | 0 | 0
Commercial_Restaurant_Existing_Food Preparation_Natural Gas_Oven_E1_Baseline Forecast | Commercial | Restaurant | Existing | Food Preparation | Natural Gas | Oven | E1 |  | Baseline Forecast | 0 | 800.679 | 1035.5598 | 1219.1253 | 1362.3334 | 1472.6622 | 1558.1954 | 1624.7668 | 1676.3816 | 1715.6695 | 1745.0245 | 1766.4732 | 1556.1645 | 1432.7988 | 1369.2184 | 1345.7679 | 1348.3102 | 1558.6245 | 1604.1023 | 1638.3009 | 1663.5114 | 1681.5682 | 1693.9445 | 1659.3115 | 1604.6523 | 1546.0992 | 1492.6239 | 1448.569 | 1397.3427 | 1385.6787 | 1396.9273 | 1420.042 | 1447.943
Commercial_Restaurant_Existing_Food Preparation_Natural Gas_Oven_E2_Baseline Forecast | Commercial | Restaurant | Existing | Food Preparation | Natural Gas | Oven | E2 |  | Baseline Forecast | 0 | 1152.1966 | 1490.1959 | 1754.3511 | 1960.431 | 2119.1968 | 2242.2812 | 2338.079 | 2412.3541 | 2468.8903 | 2511.1328 | 2541.9981 | 2239.3586 | 2061.8325 | 1970.3386 | 1936.5928 | 1940.2513 | 2242.8987 | 2308.3423 | 2357.5549 | 2393.8335 | 2419.8177 | 2437.6275 | 2387.7898 | 2309.1338 | 2224.8745 | 2147.9221 | 2084.5262 | 2010.8102 | 1994.0254 | 2010.2124 | 2043.4751 | 2083.6253
Commercial_Restaurant_Existing_Food Preparation_Natural Gas_Oven_E3_Baseline Forecast | Commercial | Restaurant | Existing | Food Preparation | Natural Gas | Oven | E3 |  | Baseline Forecast | 0 | 0 | 0 | 0 | 0 | 0 | 0 | 0 | 0 | 0 | 0 | 0 | 0 | 0 | 0 | 0 | 0 | 0 | 0 | 0 | 0 | 0 | 0 | 0 | 0 | 0 | 0 | 0 | 0 | 0 | 0 | 0 | 0
Commercial_Restaurant_Existing_Food Preparation_Natural Gas_Oven_E4_Baseline Forecast | Commercial | Restaurant | Existing | Food Preparation | Natural Gas | Oven | E4 |  | Baseline Forecast | 0 | 0 | 0 | 0 | 0 | 0 | 0 | 0 | 0 | 0 | 0 | 0 | 0 | 0 | 0 | 0 | 0 | 0 | 0 | 0 | 0 | 0 | 0 | 0 | 0 | 0 | 0 | 0 | 0 | 0 | 0 | 0 | 0
Commercial_Restaurant_Existing_Food Preparation_Natural Gas_Oven_E5_Baseline Forecast | Commercial | Restaurant | Existing | Food Preparation | Natural Gas | Oven | E5 |  | Baseline Forecast | 0 | 0 | 0 | 0 | 0 | 0 | 0 | 0 | 0 | 0 | 0 | 0 | 0 | 0 | 0 | 0 | 0 | 0 | 0 | 0 | 0 | 0 | 0 | 0 | 0 | 0 | 0 | 0 | 0 | 0 | 0 | 0 | 0
Commercial_Restaurant_Existing_Food Preparation_Natural Gas_Oven_E6_Baseline Forecast | Commercial | Restaurant | Existing | Food Preparation | Natural Gas | Oven | E6 |  | Baseline Forecast | 0 | 0 | 0 | 0 | 0 | 0 | 0 | 0 | 0 | 0 | 0 | 0 | 0 | 0 | 0 | 0 | 0 | 0 | 0 | 0 | 0 | 0 | 0 | 0 | 0 | 0 | 0 | 0 | 0 | 0 | 0 | 0 | 0
Commercial_Restaurant_Existing_Food Preparation_Natural Gas_Oven_E7_Baseline Forecast | Commercial | Restaurant | Existing | Food Preparation | Natural Gas | Oven | E7 |  | Baseline Forecast | 0 | 0 | 0 | 0 | 0 | 0 | 0 | 0 | 0 | 0 | 0 | 0 | 0 | 0 | 0 | 0 | 0 | 0 | 0 | 0 | 0 | 0 | 0 | 0 | 0 | 0 | 0 | 0 | 0 | 0 | 0 | 0 | 0
Commercial_Restaurant_Existing_Food Preparation_Natural Gas_Oven_E8_Baseline Forecast | Commercial | Restaurant | Existing | Food Preparation | Natural Gas | Oven | E8 |  | Baseline Forecast | 0 | 0 | 0 | 0 | 0 | 0 | 0 | 0 | 0 | 0 | 0 | 0 | 0 | 0 | 0 | 0 | 0 | 0 | 0 | 0 | 0 | 0 | 0 | 0 | 0 | 0 | 0 | 0 | 0 | 0 | 0 | 0 | 0
Commercial_Restaurant_Existing_Food Preparation_Natural Gas_Oven_E9_Baseline Forecast | Commercial | Restaurant | Existing | Food Preparation | Natural Gas | Oven | E9 |  | Baseline Forecast | 0 | 0 | 0 | 0 | 0 | 0 | 0 | 0 | 0 | 0 | 0 | 0 | 0 | 0 | 0 | 0 | 0 | 0 | 0 | 0 | 0 | 0 | 0 | 0 | 0 | 0 | 0 | 0 | 0 | 0 | 0 | 0 | 0
Commercial_Restaurant_Existing_Food Preparation_Natural Gas_Oven_E10_Baseline Forecast | Commercial | Restaurant | Existing | Food Preparation | Natural Gas | Oven | E10 |  | Baseline Forecast | 0 | 0 | 0 | 0 | 0 | 0 | 0 | 0 | 0 | 0 | 0 | 0 | 0 | 0 | 0 | 0 | 0 | 0 | 0 | 0 | 0 | 0 | 0 | 0 | 0 | 0 | 0 | 0 | 0 | 0 | 0 | 0 | 0
Commercial_Restaurant_Existing_Food Preparation_Natural Gas_Conveyor Oven_E1_Baseline Forecast | Commercial | Restaurant | Existing | Food Preparation | Natural Gas | Conveyor Oven | E1 |  | Baseline Forecast | 0 | 282.5926 | 365.4917 | 430.2795 | 480.8236 | 519.7631 | 549.9513 | 573.4471 | 591.6641 | 605.5304 | 615.891 | 623.4611 | 628.7895 | 632.3202 | 634.4067 | 635.3534 | 635.397 | 557.2512 | 510.1939 | 484.6445 | 473.6344 | 472.1461 | 542.4932 | 556.5841 | 567.0946 | 574.7525 | 580.14 | 583.7209 | 585.8641 | 586.863 | 586.9515 | 586.3153 | 585.1227
Commercial_Restaurant_Existing_Food Preparation_Natural Gas_Conveyor Oven_E2_Baseline Forecast | Commercial | Restaurant | Existing | Food Preparation | Natural Gas | Conveyor Oven | E2 |  | Baseline Forecast | 0 | 406.6576 | 525.9515 | 619.1827 | 691.9168 | 747.9518 | 791.3934 | 825.2044 | 851.4191 | 871.373 | 886.2821 | 897.1758 | 904.8434 | 909.9242 | 912.9267 | 914.2891 | 914.3518 | 801.898 | 734.1814 | 697.4153 | 681.5715 | 679.4298 | 780.6609 | 800.9381 | 816.063 | 827.0828 | 834.8357 | 839.9886 | 843.0727 | 844.5102 | 844.6375 | 843.7221 | 842.0059
Commercial_Restaurant_Existing_Food Preparation_Natural Gas_Conveyor Oven_E3_Baseline Forecast | Commercial | Restaurant | Existing | Food Preparation | Natural Gas | Conveyor Oven | E3 |  | Baseline Forecast | 0 | 0 | 0 | 0 | 0 | 0 | 0 | 0 | 0 | 0 | 0 | 0 | 0 | 0 | 0 | 0 | 0 | 0 | 0 | 0 | 0 | 0 | 0 | 0 | 0 | 0 | 0 | 0 | 0 | 0 | 0 | 0 | 0
Commercial_Restaurant_Existing_Food Preparation_Natural Gas_Conveyor Oven_E4_Baseline Forecast | Commercial | Restaurant | Existing | Food Preparation | Natural Gas | Conveyor Oven | E4 |  | Baseline Forecast | 0 | 0 | 0 | 0 | 0 | 0 | 0 | 0 | 0 | 0 | 0 | 0 | 0 | 0 | 0 | 0 | 0 | 0 | 0 | 0 | 0 | 0 | 0 | 0 | 0 | 0 | 0 | 0 | 0 | 0 | 0 | 0 | 0
Commercial_Restaurant_Existing_Food Preparation_Natural Gas_Conveyor Oven_E5_Baseline Forecast | Commercial | Restaurant | Existing | Food Preparation | Natural Gas | Conveyor Oven | E5 |  | Baseline Forecast | 0 | 0 | 0 | 0 | 0 | 0 | 0 | 0 | 0 | 0 | 0 | 0 | 0 | 0 | 0 | 0 | 0 | 0 | 0 | 0 | 0 | 0 | 0 | 0 | 0 | 0 | 0 | 0 | 0 | 0 | 0 | 0 | 0
Commercial_Restaurant_Existing_Food Preparation_Natural Gas_Conveyor Oven_E6_Baseline Forecast | Commercial | Restaurant | Existing | Food Preparation | Natural Gas | Conveyor Oven | E6 |  | Baseline Forecast | 0 | 0 | 0 | 0 | 0 | 0 | 0 | 0 | 0 | 0 | 0 | 0 | 0 | 0 | 0 | 0 | 0 | 0 | 0 | 0 | 0 | 0 | 0 | 0 | 0 | 0 | 0 | 0 | 0 | 0 | 0 | 0 | 0
Commercial_Restaurant_Existing_Food Preparation_Natural Gas_Conveyor Oven_E7_Baseline Forecast | Commercial | Restaurant | Existing | Food Preparation | Natural Gas | Conveyor Oven | E7 |  | Baseline Forecast | 0 | 0 | 0 | 0 | 0 | 0 | 0 | 0 | 0 | 0 | 0 | 0 | 0 | 0 | 0 | 0 | 0 | 0 | 0 | 0 | 0 | 0 | 0 | 0 | 0 | 0 | 0 | 0 | 0 | 0 | 0 | 0 | 0
Commercial_Restaurant_Existing_Food Preparation_Natural Gas_Conveyor Oven_E8_Baseline Forecast | Commercial | Restaurant | Existing | Food Preparation | Natural Gas | Conveyor Oven | E8 |  | Baseline Forecast | 0 | 0 | 0 | 0 | 0 | 0 | 0 | 0 | 0 | 0 | 0 | 0 | 0 | 0 | 0 | 0 | 0 | 0 | 0 | 0 | 0 | 0 | 0 | 0 | 0 | 0 | 0 | 0 | 0 | 0 | 0 | 0 | 0
Commercial_Restaurant_Existing_Food Preparation_Natural Gas_Conveyor Oven_E9_Baseline Forecast | Commercial | Restaurant | Existing | Food Preparation | Natural Gas | Conveyor Oven | E9 |  | Baseline Forecast | 0 | 0 | 0 | 0 | 0 | 0 | 0 | 0 | 0 | 0 | 0 | 0 | 0 | 0 | 0 | 0 | 0 | 0 | 0 | 0 | 0 | 0 | 0 | 0 | 0 | 0 | 0 | 0 | 0 | 0 | 0 | 0 | 0
Commercial_Restaurant_Existing_Food Preparation_Natural Gas_Conveyor Oven_E10_Baseline Forecast | Commercial | Restaurant | Existing | Food Preparation | Natural Gas | Conveyor Oven | E10 |  | Baseline Forecast | 0 | 0 | 0 | 0 | 0 | 0 | 0 | 0 | 0 | 0 | 0 | 0 | 0 | 0 | 0 | 0 | 0 | 0 | 0 | 0 | 0 | 0 | 0 | 0 | 0 | 0 | 0 | 0 | 0 | 0 | 0 | 0 | 0
Commercial_Restaurant_Existing_Food Preparation_Natural Gas_Double Rack Oven_E1_Baseline Forecast | Commercial | Restaurant | Existing | Food Preparation | Natural Gas | Double Rack Oven | E1 |  | Baseline Forecast | 0 | 400.3395 | 517.7799 | 609.5627 | 681.1667 | 736.3311 | 779.0977 | 812.3834 | 838.1908 | 857.8348 | 872.5122 | 883.2366 | 778.0822 | 716.3994 | 684.6092 | 672.884 | 674.1551 | 779.3122 | 802.0512 | 819.1504 | 831.7557 | 840.7841 | 846.9723 | 829.6558 | 802.3261 | 773.0496 | 746.3119 | 724.2845 | 698.6714 | 692.8393 | 698.4636 | 710.021 | 723.9715
Commercial_Restaurant_Existing_Food Preparation_Natural Gas_Double Rack Oven_E2_Baseline Forecast | Commercial | Restaurant | Existing | Food Preparation | Natural Gas | Double Rack Oven | E2 |  | Baseline Forecast | 0 | 576.0983 | 745.0979 | 877.1755 | 980.2155 | 1059.5984 | 1121.1406 | 1169.0395 | 1206.177 | 1234.4451 | 1255.5664 | 1270.999 | 1119.6793 | 1030.9162 | 985.1693 | 968.2964 | 970.1256 | 1121.4493 | 1154.1712 | 1178.7775 | 1196.9168 | 1209.9088 | 1218.8137 | 1193.8949 | 1154.5669 | 1112.4372 | 1073.9611 | 1042.2631 | 1005.4051 | 997.0127 | 1005.1062 | 1021.7375 | 1041.8126
Commercial_Restaurant_Existing_Food Preparation_Natural Gas_Double Rack Oven_E3_Baseline Forecast | Commercial | Restaurant | Existing | Food Preparation | Natural Gas | Double Rack Oven | E3 |  | Baseline Forecast | 0 | 0 | 0 | 0 | 0 | 0 | 0 | 0 | 0 | 0 | 0 | 0 | 0 | 0 | 0 | 0 | 0 | 0 | 0 | 0 | 0 | 0 | 0 | 0 | 0 | 0 | 0 | 0 | 0 | 0 | 0 | 0 | 0
Commercial_Restaurant_Existing_Food Preparation_Natural Gas_Double Rack Oven_E4_Baseline Forecast | Commercial | Restaurant | Existing | Food Preparation | Natural Gas | Double Rack Oven | E4 |  | Baseline Forecast | 0 | 0 | 0 | 0 | 0 | 0 | 0 | 0 | 0 | 0 | 0 | 0 | 0 | 0 | 0 | 0 | 0 | 0 | 0 | 0 | 0 | 0 | 0 | 0 | 0 | 0 | 0 | 0 | 0 | 0 | 0 | 0 | 0
Commercial_Restaurant_Existing_Food Preparation_Natural Gas_Double Rack Oven_E5_Baseline Forecast | Commercial | Restaurant | Existing | Food Preparation | Natural Gas | Double Rack Oven | E5 |  | Baseline Forecast | 0 | 0 | 0 | 0 | 0 | 0 | 0 | 0 | 0 | 0 | 0 | 0 | 0 | 0 | 0 | 0 | 0 | 0 | 0 | 0 | 0 | 0 | 0 | 0 | 0 | 0 | 0 | 0 | 0 | 0 | 0 | 0 | 0
Commercial_Restaurant_Existing_Food Preparation_Natural Gas_Double Rack Oven_E6_Baseline Forecast | Commercial | Restaurant | Existing | Food Preparation | Natural Gas | Double Rack Oven | E6 |  | Baseline Forecast | 0 | 0 | 0 | 0 | 0 | 0 | 0 | 0 | 0 | 0 | 0 | 0 | 0 | 0 | 0 | 0 | 0 | 0 | 0 | 0 | 0 | 0 | 0 | 0 | 0 | 0 | 0 | 0 | 0 | 0 | 0 | 0 | 0
Commercial_Restaurant_Existing_Food Preparation_Natural Gas_Double Rack Oven_E7_Baseline Forecast | Commercial | Restaurant | Existing | Food Preparation | Natural Gas | Double Rack Oven | E7 |  | Baseline Forecast | 0 | 0 | 0 | 0 | 0 | 0 | 0 | 0 | 0 | 0 | 0 | 0 | 0 | 0 | 0 | 0 | 0 | 0 | 0 | 0 | 0 | 0 | 0 | 0 | 0 | 0 | 0 | 0 | 0 | 0 | 0 | 0 | 0
Commercial_Restaurant_Existing_Food Preparation_Natural Gas_Double Rack Oven_E8_Baseline Forecast | Commercial | Restaurant | Existing | Food Preparation | Natural Gas | Double Rack Oven | E8 |  | Baseline Forecast | 0 | 0 | 0 | 0 | 0 | 0 | 0 | 0 | 0 | 0 | 0 | 0 | 0 | 0 | 0 | 0 | 0 | 0 | 0 | 0 | 0 | 0 | 0 | 0 | 0 | 0 | 0 | 0 | 0 | 0 | 0 | 0 | 0
Commercial_Restaurant_Existing_Food Preparation_Natural Gas_Double Rack Oven_E9_Baseline Forecast | Commercial | Restaurant | Existing | Food Preparation | Natural Gas | Double Rack Oven | E9 |  | Baseline Forecast | 0 | 0 | 0 | 0 | 0 | 0 | 0 | 0 | 0 | 0 | 0 | 0 | 0 | 0 | 0 | 0 | 0 | 0 | 0 | 0 | 0 | 0 | 0 | 0 | 0 | 0 | 0 | 0 | 0 | 0 | 0 | 0 | 0
Commercial_Restaurant_Existing_Food Preparation_Natural Gas_Double Rack Oven_E10_Baseline Forecast | Commercial | Restaurant | Existing | Food Preparation | Natural Gas | Double Rack Oven | E10 |  | Baseline Forecast | 0 | 0 | 0 | 0 | 0 | 0 | 0 | 0 | 0 | 0 | 0 | 0 | 0 | 0 | 0 | 0 | 0 | 0 | 0 | 0 | 0 | 0 | 0 | 0 | 0 | 0 | 0 | 0 | 0 | 0 | 0 | 0 | 0
Commercial_Restaurant_Existing_Food Preparation_Natural Gas_Fryer_E1_Baseline Forecast | Commercial | Restaurant | Existing | Food Preparation | Natural Gas | Fryer | E1 |  | Baseline Forecast | 0 | 38595.6999 | 54397.6335 | 0 | 0 | 0 | 0 | 0 | 0 | 0 | 0 | 0 | 0 | 0 | 0 | 0 | 0 | 0 | 0 | 0 | 0 | 0 | 0 | 0 | 0 | 0 | 0 | 0 | 0 | 0 | 0 | 0 | 0
Commercial_Restaurant_Existing_Food Preparation_Natural Gas_Fryer_E2_Baseline Forecast | Commercial | Restaurant | Existing | Food Preparation | Natural Gas | Fryer | E2 |  | Baseline Forecast | 0 | 13560.6513 | 19112.682 | 89168.8686 | 100606.1239 | 108837.5284 | 93719.1156 | 87664.5742 | 86996.3798 | 89308.4289 | 104818.3393 | 105883.2482 | 103984.5152 | 101483.7856 | 99487.826 | 96493.9242 | 96524.3704 | 97278.1552 | 97896.4267 | 100855.0858 | 99077.0273 | 97084.2447 | 95639.2431 | 94819.7017 | 94696.2986 | 94846.7897 | 94632.7926 | 94086.8896 | 94004.189 | 92841.4636 | 91954.9706 | 91357.4521 | 90916.0126
Commercial_Restaurant_Existing_Food Preparation_Natural Gas_Fryer_E3_Baseline Forecast | Commercial | Restaurant | Existing | Food Preparation | Natural Gas | Fryer | E3 |  | Baseline Forecast | 0 | 0 | 0 | 0 | 0 | 0 | 0 | 0 | 0 | 0 | 0 | 0 | 0 | 0 | 0 | 0 | 0 | 0 | 0 | 0 | 0 | 0 | 0 | 0 | 0 | 0 | 0 | 0 | 0 | 0 | 0 | 0 | 0
Commercial_Restaurant_Existing_Food Preparation_Natural Gas_Fryer_E4_Baseline Forecast | Commercial | Restaurant | Existing | Food Preparation | Natural Gas | Fryer | E4 |  | Baseline Forecast | 0 | 0 | 0 | 0 | 0 | 0 | 0 | 0 | 0 | 0 | 0 | 0 | 0 | 0 | 0 | 0 | 0 | 0 | 0 | 0 | 0 | 0 | 0 | 0 | 0 | 0 | 0 | 0 | 0 | 0 | 0 | 0 | 0
Commercial_Restaurant_Existing_Food Preparation_Natural Gas_Fryer_E5_Baseline Forecast | Commercial | Restaurant | Existing | Food Preparation | Natural Gas | Fryer | E5 |  | Baseline Forecast | 0 | 0 | 0 | 0 | 0 | 0 | 0 | 0 | 0 | 0 | 0 | 0 | 0 | 0 | 0 | 0 | 0 | 0 | 0 | 0 | 0 | 0 | 0 | 0 | 0 | 0 | 0 | 0 | 0 | 0 | 0 | 0 | 0
Commercial_Restaurant_Existing_Food Preparation_Natural Gas_Fryer_E6_Baseline Forecast | Commercial | Restaurant | Existing | Food Preparation | Natural Gas | Fryer | E6 |  | Baseline Forecast | 0 | 0 | 0 | 0 | 0 | 0 | 0 | 0 | 0 | 0 | 0 | 0 | 0 | 0 | 0 | 0 | 0 | 0 | 0 | 0 | 0 | 0 | 0 | 0 | 0 | 0 | 0 | 0 | 0 | 0 | 0 | 0 | 0
Commercial_Restaurant_Existing_Food Preparation_Natural Gas_Fryer_E7_Baseline Forecast | Commercial | Restaurant | Existing | Food Preparation | Natural Gas | Fryer | E7 |  | Baseline Forecast | 0 | 0 | 0 | 0 | 0 | 0 | 0 | 0 | 0 | 0 | 0 | 0 | 0 | 0 | 0 | 0 | 0 | 0 | 0 | 0 | 0 | 0 | 0 | 0 | 0 | 0 | 0 | 0 | 0 | 0 | 0 | 0 | 0
Commercial_Restaurant_Existing_Food Preparation_Natural Gas_Fryer_E8_Baseline Forecast | Commercial | Restaurant | Existing | Food Preparation | Natural Gas | Fryer | E8 |  | Baseline Forecast | 0 | 0 | 0 | 0 | 0 | 0 | 0 | 0 | 0 | 0 | 0 | 0 | 0 | 0 | 0 | 0 | 0 | 0 | 0 | 0 | 0 | 0 | 0 | 0 | 0 | 0 | 0 | 0 | 0 | 0 | 0 | 0 | 0
Commercial_Restaurant_Existing_Food Preparation_Natural Gas_Fryer_E9_Baseline Forecast | Commercial | Restaurant | Existing | Food Preparation | Natural Gas | Fryer | E9 |  | Baseline Forecast | 0 | 0 | 0 | 0 | 0 | 0 | 0 | 0 | 0 | 0 | 0 | 0 | 0 | 0 | 0 | 0 | 0 | 0 | 0 | 0 | 0 | 0 | 0 | 0 | 0 | 0 | 0 | 0 | 0 | 0 | 0 | 0 | 0
Commercial_Restaurant_Existing_Food Preparation_Natural Gas_Fryer_E10_Baseline Forecast | Commercial | Restaurant | Existing | Food Preparation | Natural Gas | Fryer | E10 |  | Baseline Forecast | 0 | 0 | 0 | 0 | 0 | 0 | 0 | 0 | 0 | 0 | 0 | 0 | 0 | 0 | 0 | 0 | 0 | 0 | 0 | 0 | 0 | 0 | 0 | 0 | 0 | 0 | 0 | 0 | 0 | 0 | 0 | 0 | 0
Commercial_Restaurant_Existing_Food Preparation_Natural Gas_Broiler_E1_Baseline Forecast | Commercial | Restaurant | Existing | Food Preparation | Natural Gas | Broiler | E1 |  | Baseline Forecast | 0 | 17048.6582 | 22049.9174 | 25958.5318 | 29007.8263 | 31357.0284 | 33178.2663 | 34595.7539 | 35694.7763 | 36531.323 | 37156.3707 | 37613.0742 | 33135.0218 | 30508.2284 | 29154.4256 | 28655.1006 | 28709.2333 | 33187.4028 | 34155.7505 | 34883.9319 | 35420.7341 | 35805.2131 | 36068.7384 | 35331.3071 | 34167.4613 | 32920.7049 | 31782.0677 | 30844.0196 | 29753.2699 | 29504.9108 | 29744.4244 | 30236.6 | 30830.689
Commercial_Restaurant_Existing_Food Preparation_Natural Gas_Broiler_E2_Baseline Forecast | Commercial | Restaurant | Existing | Food Preparation | Natural Gas | Broiler | E2 |  | Baseline Forecast | 0 | 5990.0691 | 7747.2683 | 9120.5652 | 10191.939 | 11017.3343 | 11657.2287 | 12155.2649 | 12541.4079 | 12835.3297 | 13054.9411 | 13215.4044 | 11642.0347 | 10719.1073 | 10243.4468 | 10068.0083 | 10087.0279 | 11660.4388 | 12000.6691 | 12256.5166 | 12445.1228 | 12580.21 | 12672.8 | 12413.7025 | 12004.7837 | 11566.7342 | 11166.6724 | 10837.088 | 10453.8516 | 10366.5903 | 10450.7437 | 10623.6703 | 10832.4042
Commercial_Restaurant_Existing_Food Preparation_Natural Gas_Broiler_E3_Baseline Forecast | Commercial | Restaurant | Existing | Food Preparation | Natural Gas | Broiler | E3 |  | Baseline Forecast | 0 | 0 | 0 | 0 | 0 | 0 | 0 | 0 | 0 | 0 | 0 | 0 | 0 | 0 | 0 | 0 | 0 | 0 | 0 | 0 | 0 | 0 | 0 | 0 | 0 | 0 | 0 | 0 | 0 | 0 | 0 | 0 | 0
Commercial_Restaurant_Existing_Food Preparation_Natural Gas_Broiler_E4_Baseline Forecast | Commercial | Restaurant | Existing | Food Preparation | Natural Gas | Broiler | E4 |  | Baseline Forecast | 0 | 0 | 0 | 0 | 0 | 0 | 0 | 0 | 0 | 0 | 0 | 0 | 0 | 0 | 0 | 0 | 0 | 0 | 0 | 0 | 0 | 0 | 0 | 0 | 0 | 0 | 0 | 0 | 0 | 0 | 0 | 0 | 0
Commercial_Restaurant_Existing_Food Preparation_Natural Gas_Broiler_E5_Baseline Forecast | Commercial | Restaurant | Existing | Food Preparation | Natural Gas | Broiler | E5 |  | Baseline Forecast | 0 | 0 | 0 | 0 | 0 | 0 | 0 | 0 | 0 | 0 | 0 | 0 | 0 | 0 | 0 | 0 | 0 | 0 | 0 | 0 | 0 | 0 | 0 | 0 | 0 | 0 | 0 | 0 | 0 | 0 | 0 | 0 | 0
Commercial_Restaurant_Existing_Food Preparation_Natural Gas_Broiler_E6_Baseline Forecast | Commercial | Restaurant | Existing | Food Preparation | Natural Gas | Broiler | E6 |  | Baseline Forecast | 0 | 0 | 0 | 0 | 0 | 0 | 0 | 0 | 0 | 0 | 0 | 0 | 0 | 0 | 0 | 0 | 0 | 0 | 0 | 0 | 0 | 0 | 0 | 0 | 0 | 0 | 0 | 0 | 0 | 0 | 0 | 0 | 0
Commercial_Restaurant_Existing_Food Preparation_Natural Gas_Broiler_E7_Baseline Forecast | Commercial | Restaurant | Existing | Food Preparation | Natural Gas | Broiler | E7 |  | Baseline Forecast | 0 | 0 | 0 | 0 | 0 | 0 | 0 | 0 | 0 | 0 | 0 | 0 | 0 | 0 | 0 | 0 | 0 | 0 | 0 | 0 | 0 | 0 | 0 | 0 | 0 | 0 | 0 | 0 | 0 | 0 | 0 | 0 | 0
Commercial_Restaurant_Existing_Food Preparation_Natural Gas_Broiler_E8_Baseline Forecast | Commercial | Restaurant | Existing | Food Preparation | Natural Gas | Broiler | E8 |  | Baseline Forecast | 0 | 0 | 0 | 0 | 0 | 0 | 0 | 0 | 0 | 0 | 0 | 0 | 0 | 0 | 0 | 0 | 0 | 0 | 0 | 0 | 0 | 0 | 0 | 0 | 0 | 0 | 0 | 0 | 0 | 0 | 0 | 0 | 0
Commercial_Restaurant_Existing_Food Preparation_Natural Gas_Broiler_E9_Baseline Forecast | Commercial | Restaurant | Existing | Food Preparation | Natural Gas | Broiler | E9 |  | Baseline Forecast | 0 | 0 | 0 | 0 | 0 | 0 | 0 | 0 | 0 | 0 | 0 | 0 | 0 | 0 | 0 | 0 | 0 | 0 | 0 | 0 | 0 | 0 | 0 | 0 | 0 | 0 | 0 | 0 | 0 | 0 | 0 | 0 | 0
Commercial_Restaurant_Existing_Food Preparation_Natural Gas_Broiler_E10_Baseline Forecast | Commercial | Restaurant | Existing | Food Preparation | Natural Gas | Broiler | E10 |  | Baseline Forecast | 0 | 0 | 0 | 0 | 0 | 0 | 0 | 0 | 0 | 0 | 0 | 0 | 0 | 0 | 0 | 0 | 0 | 0 | 0 | 0 | 0 | 0 | 0 | 0 | 0 | 0 | 0 | 0 | 0 | 0 | 0 | 0 | 0
Commercial_Restaurant_Existing_Food Preparation_Natural Gas_Griddle_E1_Baseline Forecast | Commercial | Restaurant | Existing | Food Preparation | Natural Gas | Griddle | E1 |  | Baseline Forecast | 0 | 18688.922 | 24171.356 | 28456.021 | 31798.6904 | 34373.911 | 36370.3714 | 37924.2366 | 39128.9967 | 40046.0282 | 40731.2122 | 41231.8554 | 36322.9664 | 33443.4472 | 31959.3941 | 31412.0288 | 31471.3696 | 36380.387 | 37441.9001 | 38240.1404 | 38828.5888 | 39250.0587 | 39538.938 | 38730.5579 | 37454.7376 | 36088.0299 | 34839.8436 | 33811.5452 | 32615.8537 | 32343.5998 | 32606.1572 | 33145.6853 | 33796.932
Commercial_Restaurant_Existing_Food Preparation_Natural Gas_Griddle_E2_Baseline Forecast | Commercial | Restaurant | Existing | Food Preparation | Natural Gas | Griddle | E2 |  | Baseline Forecast | 0 | 7633.5034 | 9872.8074 | 11622.8818 | 12988.1975 | 14040.0482 | 14855.5038 | 15490.1812 | 15982.2663 | 16356.8284 | 16636.6923 | 16841.1804 | 14836.1412 | 13659.9996 | 13053.837 | 12830.2653 | 12854.5031 | 14859.5947 | 15293.1705 | 15619.2123 | 15859.5644 | 16031.7141 | 16149.7071 | 15819.5236 | 15298.414 | 14740.1812 | 14230.3586 | 13810.3495 | 13321.9684 | 13210.7661 | 13318.0079 | 13538.3785 | 13804.3807
Commercial_Restaurant_Existing_Food Preparation_Natural Gas_Griddle_E3_Baseline Forecast | Commercial | Restaurant | Existing | Food Preparation | Natural Gas | Griddle | E3 |  | Baseline Forecast | 0 | 0 | 0 | 0 | 0 | 0 | 0 | 0 | 0 | 0 | 0 | 0 | 0 | 0 | 0 | 0 | 0 | 0 | 0 | 0 | 0 | 0 | 0 | 0 | 0 | 0 | 0 | 0 | 0 | 0 | 0 | 0 | 0
Commercial_Restaurant_Existing_Food Preparation_Natural Gas_Griddle_E4_Baseline Forecast | Commercial | Restaurant | Existing | Food Preparation | Natural Gas | Griddle | E4 |  | Baseline Forecast | 0 | 0 | 0 | 0 | 0 | 0 | 0 | 0 | 0 | 0 | 0 | 0 | 0 | 0 | 0 | 0 | 0 | 0 | 0 | 0 | 0 | 0 | 0 | 0 | 0 | 0 | 0 | 0 | 0 | 0 | 0 | 0 | 0
Commercial_Restaurant_Existing_Food Preparation_Natural Gas_Griddle_E5_Baseline Forecast | Commercial | Restaurant | Existing | Food Preparation | Natural Gas | Griddle | E5 |  | Baseline Forecast | 0 | 0 | 0 | 0 | 0 | 0 | 0 | 0 | 0 | 0 | 0 | 0 | 0 | 0 | 0 | 0 | 0 | 0 | 0 | 0 | 0 | 0 | 0 | 0 | 0 | 0 | 0 | 0 | 0 | 0 | 0 | 0 | 0
Commercial_Restaurant_Existing_Food Preparation_Natural Gas_Griddle_E6_Baseline Forecast | Commercial | Restaurant | Existing | Food Preparation | Natural Gas | Griddle | E6 |  | Baseline Forecast | 0 | 0 | 0 | 0 | 0 | 0 | 0 | 0 | 0 | 0 | 0 | 0 | 0 | 0 | 0 | 0 | 0 | 0 | 0 | 0 | 0 | 0 | 0 | 0 | 0 | 0 | 0 | 0 | 0 | 0 | 0 | 0 | 0
Commercial_Restaurant_Existing_Food Preparation_Natural Gas_Griddle_E7_Baseline Forecast | Commercial | Restaurant | Existing | Food Preparation | Natural Gas | Griddle | E7 |  | Baseline Forecast | 0 | 0 | 0 | 0 | 0 | 0 | 0 | 0 | 0 | 0 | 0 | 0 | 0 | 0 | 0 | 0 | 0 | 0 | 0 | 0 | 0 | 0 | 0 | 0 | 0 | 0 | 0 | 0 | 0 | 0 | 0 | 0 | 0
Commercial_Restaurant_Existing_Food Preparation_Natural Gas_Griddle_E8_Baseline Forecast | Commercial | Restaurant | Existing | Food Preparation | Natural Gas | Griddle | E8 |  | Baseline Forecast | 0 | 0 | 0 | 0 | 0 | 0 | 0 | 0 | 0 | 0 | 0 | 0 | 0 | 0 | 0 | 0 | 0 | 0 | 0 | 0 | 0 | 0 | 0 | 0 | 0 | 0 | 0 | 0 | 0 | 0 | 0 | 0 | 0
Commercial_Restaurant_Existing_Food Preparation_Natural Gas_Griddle_E9_Baseline Forecast | Commercial | Restaurant | Existing | Food Preparation | Natural Gas | Griddle | E9 |  | Baseline Forecast | 0 | 0 | 0 | 0 | 0 | 0 | 0 | 0 | 0 | 0 | 0 | 0 | 0 | 0 | 0 | 0 | 0 | 0 | 0 | 0 | 0 | 0 | 0 | 0 | 0 | 0 | 0 | 0 | 0 | 0 | 0 | 0 | 0
Commercial_Restaurant_Existing_Food Preparation_Natural Gas_Griddle_E10_Baseline Forecast | Commercial | Restaurant | Existing | Food Preparation | Natural Gas | Griddle | E10 |  | Baseline Forecast | 0 | 0 | 0 | 0 | 0 | 0 | 0 | 0 | 0 | 0 | 0 | 0 | 0 | 0 | 0 | 0 | 0 | 0 | 0 | 0 | 0 | 0 | 0 | 0 | 0 | 0 | 0 | 0 | 0 | 0 | 0 | 0 | 0
Commercial_Restaurant_Existing_Food Preparation_Natural Gas_Range_E1_Baseline Forecast | Commercial | Restaurant | Existing | Food Preparation | Natural Gas | Range | E1 |  | Baseline Forecast | 0 | 12004.6401 | 15526.2262 | 18278.4374 | 20425.5673 | 22079.7342 | 23362.1404 | 24360.25 | 25134.1154 | 25723.1614 | 22748.7109 | 21049.6075 | 20222.527 | 19975.9005 | 20100.7242 | 23356.5316 | 24100.5601 | 24662.7247 | 25080.1908 | 24731.3614 | 24038.736 | 23257.1659 | 22530.2819 | 21929.4077 | 21203.9318 | 21073.3226 | 21284.8347 | 21671.056 | 22000.2921 | 22888.8331 | 22839.8264 | 22617.7073 | 22291.4573
Commercial_Restaurant_Existing_Food Preparation_Natural Gas_Range_E2_Baseline Forecast | Commercial | Restaurant | Existing | Food Preparation | Natural Gas | Range | E2 |  | Baseline Forecast | 0 | 17274.9699 | 22342.6181 | 26303.1173 | 29392.8895 | 31773.2761 | 33618.6898 | 35054.9939 | 36168.6051 | 37016.2566 | 32735.9498 | 30290.8986 | 29100.7096 | 28745.808 | 28925.4324 | 33610.6186 | 34681.2938 | 35490.2623 | 36091.0063 | 35589.0323 | 34592.3274 | 33467.629 | 32421.6252 | 31556.9525 | 30512.9751 | 30325.0252 | 30629.3962 | 31185.1781 | 31658.9569 | 32937.5892 | 32867.0672 | 32547.4324 | 32077.9508
Commercial_Restaurant_Existing_Food Preparation_Natural Gas_Range_E3_Baseline Forecast | Commercial | Restaurant | Existing | Food Preparation | Natural Gas | Range | E3 |  | Baseline Forecast | 0 | 0 | 0 | 0 | 0 | 0 | 0 | 0 | 0 | 0 | 0 | 0 | 0 | 0 | 0 | 0 | 0 | 0 | 0 | 0 | 0 | 0 | 0 | 0 | 0 | 0 | 0 | 0 | 0 | 0 | 0 | 0 | 0
Commercial_Restaurant_Existing_Food Preparation_Natural Gas_Range_E4_Baseline Forecast | Commercial | Restaurant | Existing | Food Preparation | Natural Gas | Range | E4 |  | Baseline Forecast | 0 | 0 | 0 | 0 | 0 | 0 | 0 | 0 | 0 | 0 | 0 | 0 | 0 | 0 | 0 | 0 | 0 | 0 | 0 | 0 | 0 | 0 | 0 | 0 | 0 | 0 | 0 | 0 | 0 | 0 | 0 | 0 | 0
Commercial_Restaurant_Existing_Food Preparation_Natural Gas_Range_E5_Baseline Forecast | Commercial | Restaurant | Existing | Food Preparation | Natural Gas | Range | E5 |  | Baseline Forecast | 0 | 0 | 0 | 0 | 0 | 0 | 0 | 0 | 0 | 0 | 0 | 0 | 0 | 0 | 0 | 0 | 0 | 0 | 0 | 0 | 0 | 0 | 0 | 0 | 0 | 0 | 0 | 0 | 0 | 0 | 0 | 0 | 0
Commercial_Restaurant_Existing_Food Preparation_Natural Gas_Range_E6_Baseline Forecast | Commercial | Restaurant | Existing | Food Preparation | Natural Gas | Range | E6 |  | Baseline Forecast | 0 | 0 | 0 | 0 | 0 | 0 | 0 | 0 | 0 | 0 | 0 | 0 | 0 | 0 | 0 | 0 | 0 | 0 | 0 | 0 | 0 | 0 | 0 | 0 | 0 | 0 | 0 | 0 | 0 | 0 | 0 | 0 | 0
Commercial_Restaurant_Existing_Food Preparation_Natural Gas_Range_E7_Baseline Forecast | Commercial | Restaurant | Existing | Food Preparation | Natural Gas | Range | E7 |  | Baseline Forecast | 0 | 0 | 0 | 0 | 0 | 0 | 0 | 0 | 0 | 0 | 0 | 0 | 0 | 0 | 0 | 0 | 0 | 0 | 0 | 0 | 0 | 0 | 0 | 0 | 0 | 0 | 0 | 0 | 0 | 0 | 0 | 0 | 0
Commercial_Restaurant_Existing_Food Preparation_Natural Gas_Range_E8_Baseline Forecast | Commercial | Restaurant | Existing | Food Preparation | Natural Gas | Range | E8 |  | Baseline Forecast | 0 | 0 | 0 | 0 | 0 | 0 | 0 | 0 | 0 | 0 | 0 | 0 | 0 | 0 | 0 | 0 | 0 | 0 | 0 | 0 | 0 | 0 | 0 | 0 | 0 | 0 | 0 | 0 | 0 | 0 | 0 | 0 | 0
Commercial_Restaurant_Existing_Food Preparation_Natural Gas_Range_E9_Baseline Forecast | Commercial | Restaurant | Existing | Food Preparation | Natural Gas | Range | E9 |  | Baseline Forecast | 0 | 0 | 0 | 0 | 0 | 0 | 0 | 0 | 0 | 0 | 0 | 0 | 0 | 0 | 0 | 0 | 0 | 0 | 0 | 0 | 0 | 0 | 0 | 0 | 0 | 0 | 0 | 0 | 0 | 0 | 0 | 0 | 0
Commercial_Restaurant_Existing_Food Preparation_Natural Gas_Range_E10_Baseline Forecast | Commercial | Restaurant | Existing | Food Preparation | Natural Gas | Range | E10 |  | Baseline Forecast | 0 | 0 | 0 | 0 | 0 | 0 | 0 | 0 | 0 | 0 | 0 | 0 | 0 | 0 | 0 | 0 | 0 | 0 | 0 | 0 | 0 | 0 | 0 | 0 | 0 | 0 | 0 | 0 | 0 | 0 | 0 | 0 | 0
Commercial_Restaurant_Existing_Food Preparation_Natural Gas_Steamer_E1_Baseline Forecast | Commercial | Restaurant | Existing | Food Preparation | Natural Gas | Steamer | E1 |  | Baseline Forecast | 0 | 937.4015 | 1062.1367 | 0 | 0 | 0 | 0 | 0 | 0 | 0 | 0 | 0 | 0 | 0 | 0 | 0 | 0 | 0 | 0 | 0 | 0 | 0 | 0 | 0 | 0 | 0 | 0 | 0 | 0 | 0 | 0 | 0 | 0
Commercial_Restaurant_Existing_Food Preparation_Natural Gas_Steamer_E2_Baseline Forecast | Commercial | Restaurant | Existing | Food Preparation | Natural Gas | Steamer | E2 |  | Baseline Forecast | 0 | 937.4015 | 1062.1367 | 2339.9315 | 2527.0497 | 2687.5659 | 2827.195 | 2949.6063 | 3056.845 | 3149.7522 | 2982.8363 | 2861.5755 | 2777.272 | 2722.6768 | 2691.7226 | 2679.4415 | 2681.6693 | 2694.959 | 2716.4494 | 3239.5886 | 3239.2233 | 3221.4353 | 3192.3902 | 3156.7657 | 3118.0646 | 3078.8269 | 3040.8749 | 3005.4473 | 2956.7714 | 2926.0405 | 2906.9925 | 2895.1152 | 2887.3325
Commercial_Restaurant_Existing_Food Preparation_Natural Gas_Steamer_E3_Baseline Forecast | Commercial | Restaurant | Existing | Food Preparation | Natural Gas | Steamer | E3 |  | Baseline Forecast | 0 | 0 | 0 | 0 | 0 | 0 | 0 | 0 | 0 | 0 | 0 | 0 | 0 | 0 | 0 | 0 | 0 | 0 | 0 | 0 | 0 | 0 | 0 | 0 | 0 | 0 | 0 | 0 | 0 | 0 | 0 | 0 | 0
Commercial_Restaurant_Existing_Food Preparation_Natural Gas_Steamer_E4_Baseline Forecast | Commercial | Restaurant | Existing | Food Preparation | Natural Gas | Steamer | E4 |  | Baseline Forecast | 0 | 0 | 0 | 0 | 0 | 0 | 0 | 0 | 0 | 0 | 0 | 0 | 0 | 0 | 0 | 0 | 0 | 0 | 0 | 0 | 0 | 0 | 0 | 0 | 0 | 0 | 0 | 0 | 0 | 0 | 0 | 0 | 0
Commercial_Restaurant_Existing_Food Preparation_Natural Gas_Steamer_E5_Baseline Forecast | Commercial | Restaurant | Existing | Food Preparation | Natural Gas | Steamer | E5 |  | Baseline Forecast | 0 | 0 | 0 | 0 | 0 | 0 | 0 | 0 | 0 | 0 | 0 | 0 | 0 | 0 | 0 | 0 | 0 | 0 | 0 | 0 | 0 | 0 | 0 | 0 | 0 | 0 | 0 | 0 | 0 | 0 | 0 | 0 | 0
Commercial_Restaurant_Existing_Food Preparation_Natural Gas_Steamer_E6_Baseline Forecast | Commercial | Restaurant | Existing | Food Preparation | Natural Gas | Steamer | E6 |  | Baseline Forecast | 0 | 0 | 0 | 0 | 0 | 0 | 0 | 0 | 0 | 0 | 0 | 0 | 0 | 0 | 0 | 0 | 0 | 0 | 0 | 0 | 0 | 0 | 0 | 0 | 0 | 0 | 0 | 0 | 0 | 0 | 0 | 0 | 0
Commercial_Restaurant_Existing_Food Preparation_Natural Gas_Steamer_E7_Baseline Forecast | Commercial | Restaurant | Existing | Food Preparation | Natural Gas | Steamer | E7 |  | Baseline Forecast | 0 | 0 | 0 | 0 | 0 | 0 | 0 | 0 | 0 | 0 | 0 | 0 | 0 | 0 | 0 | 0 | 0 | 0 | 0 | 0 | 0 | 0 | 0 | 0 | 0 | 0 | 0 | 0 | 0 | 0 | 0 | 0 | 0
Commercial_Restaurant_Existing_Food Preparation_Natural Gas_Steamer_E8_Baseline Forecast | Commercial | Restaurant | Existing | Food Preparation | Natural Gas | Steamer | E8 |  | Baseline Forecast | 0 | 0 | 0 | 0 | 0 | 0 | 0 | 0 | 0 | 0 | 0 | 0 | 0 | 0 | 0 | 0 | 0 | 0 | 0 | 0 | 0 | 0 | 0 | 0 | 0 | 0 | 0 | 0 | 0 | 0 | 0 | 0 | 0
Commercial_Restaurant_Existing_Food Preparation_Natural Gas_Steamer_E9_Baseline Forecast | Commercial | Restaurant | Existing | Food Preparation | Natural Gas | Steamer | E9 |  | Baseline Forecast | 0 | 0 | 0 | 0 | 0 | 0 | 0 | 0 | 0 | 0 | 0 | 0 | 0 | 0 | 0 | 0 | 0 | 0 | 0 | 0 | 0 | 0 | 0 | 0 | 0 | 0 | 0 | 0 | 0 | 0 | 0 | 0 | 0
Commercial_Restaurant_Existing_Food Preparation_Natural Gas_Steamer_E10_Baseline Forecast | Commercial | Restaurant | Existing | Food Preparation | Natural Gas | Steamer | E10 |  | Baseline Forecast | 0 | 0 | 0 | 0 | 0 | 0 | 0 | 0 | 0 | 0 | 0 | 0 | 0 | 0 | 0 | 0 | 0 | 0 | 0 | 0 | 0 | 0 | 0 | 0 | 0 | 0 | 0 | 0 | 0 | 0 | 0 | 0 | 0
Commercial_Restaurant_Existing_Food Preparation_Natural Gas_Food Prep Other_E1_Baseline Forecast | Commercial | Restaurant | Existing | Food Preparation | Natural Gas | Food Prep Other | E1 |  | Baseline Forecast | 0 | 84.3223 | 109.0584 | 128.3904 | 143.4721 | 155.0912 | 164.099 | 171.1099 | 176.5456 | 180.6832 | 159.7902 | 147.8555 | 142.0459 | 140.3136 | 141.1904 | 164.0596 | 169.2858 | 173.2345 | 176.1669 | 173.7166 | 168.8515 | 163.3617 | 158.2559 | 154.0353 | 148.9395 | 148.022 | 149.5077 | 152.2206 | 154.5332 | 160.7744 | 160.4302 | 158.87 | 156.5784
Commercial_Restaurant_Existing_Food Preparation_Natural Gas_Food Prep Other_E2_Baseline Forecast | Commercial | Restaurant | Existing | Food Preparation | Natural Gas | Food Prep Other | E2 |  | Baseline Forecast | 0 | 29.6268 | 38.3178 | 45.1101 | 50.4091 | 54.4915 | 57.6564 | 60.1197 | 62.0295 | 63.4833 | 56.1425 | 51.9492 | 49.908 | 49.2994 | 49.6074 | 57.6426 | 59.4788 | 60.8662 | 61.8965 | 61.0356 | 59.3262 | 57.3973 | 55.6034 | 54.1205 | 52.3301 | 52.0077 | 52.5297 | 53.4829 | 54.2954 | 56.4883 | 56.3674 | 55.8192 | 55.014
Commercial_Restaurant_Existing_Food Preparation_Natural Gas_Food Prep Other_E3_Baseline Forecast | Commercial | Restaurant | Existing | Food Preparation | Natural Gas | Food Prep Other | E3 |  | Baseline Forecast | 0 | 0 | 0 | 0 | 0 | 0 | 0 | 0 | 0 | 0 | 0 | 0 | 0 | 0 | 0 | 0 | 0 | 0 | 0 | 0 | 0 | 0 | 0 | 0 | 0 | 0 | 0 | 0 | 0 | 0 | 0 | 0 | 0
Commercial_Restaurant_Existing_Food Preparation_Natural Gas_Food Prep Other_E4_Baseline Forecast | Commercial | Restaurant | Existing | Food Preparation | Natural Gas | Food Prep Other | E4 |  | Baseline Forecast | 0 | 0 | 0 | 0 | 0 | 0 | 0 | 0 | 0 | 0 | 0 | 0 | 0 | 0 | 0 | 0 | 0 | 0 | 0 | 0 | 0 | 0 | 0 | 0 | 0 | 0 | 0 | 0 | 0 | 0 | 0 | 0 | 0
Commercial_Restaurant_Existing_Food Preparation_Natural Gas_Food Prep Other_E5_Baseline Forecast | Commercial | Restaurant | Existing | Food Preparation | Natural Gas | Food Prep Other | E5 |  | Baseline Forecast | 0 | 0 | 0 | 0 | 0 | 0 | 0 | 0 | 0 | 0 | 0 | 0 | 0 | 0 | 0 | 0 | 0 | 0 | 0 | 0 | 0 | 0 | 0 | 0 | 0 | 0 | 0 | 0 | 0 | 0 | 0 | 0 | 0
Commercial_Restaurant_Existing_Food Preparation_Natural Gas_Food Prep Other_E6_Baseline Forecast | Commercial | Restaurant | Existing | Food Preparation | Natural Gas | Food Prep Other | E6 |  | Baseline Forecast | 0 | 0 | 0 | 0 | 0 | 0 | 0 | 0 | 0 | 0 | 0 | 0 | 0 | 0 | 0 | 0 | 0 | 0 | 0 | 0 | 0 | 0 | 0 | 0 | 0 | 0 | 0 | 0 | 0 | 0 | 0 | 0 | 0
Commercial_Restaurant_Existing_Food Preparation_Natural Gas_Food Prep Other_E7_Baseline Forecast | Commercial | Restaurant | Existing | Food Preparation | Natural Gas | Food Prep Other | E7 |  | Baseline Forecast | 0 | 0 | 0 | 0 | 0 | 0 | 0 | 0 | 0 | 0 | 0 | 0 | 0 | 0 | 0 | 0 | 0 | 0 | 0 | 0 | 0 | 0 | 0 | 0 | 0 | 0 | 0 | 0 | 0 | 0 | 0 | 0 | 0
Commercial_Restaurant_Existing_Food Preparation_Natural Gas_Food Prep Other_E8_Baseline Forecast | Commercial | Restaurant | Existing | Food Preparation | Natural Gas | Food Prep Other | E8 |  | Baseline Forecast | 0 | 0 | 0 | 0 | 0 | 0 | 0 | 0 | 0 | 0 | 0 | 0 | 0 | 0 | 0 | 0 | 0 | 0 | 0 | 0 | 0 | 0 | 0 | 0 | 0 | 0 | 0 | 0 | 0 | 0 | 0 | 0 | 0
Commercial_Restaurant_Existing_Food Preparation_Natural Gas_Food Prep Other_E9_Baseline Forecast | Commercial | Restaurant | Existing | Food Preparation | Natural Gas | Food Prep Other | E9 |  | Baseline Forecast | 0 | 0 | 0 | 0 | 0 | 0 | 0 | 0 | 0 | 0 | 0 | 0 | 0 | 0 | 0 | 0 | 0 | 0 | 0 | 0 | 0 | 0 | 0 | 0 | 0 | 0 | 0 | 0 | 0 | 0 | 0 | 0 | 0
Commercial_Restaurant_Existing_Food Preparation_Natural Gas_Food Prep Other_E10_Baseline Forecast | Commercial | Restaurant | Existing | Food Preparation | Natural Gas | Food Prep Other | E10 |  | Baseline Forecast | 0 | 0 | 0 | 0 | 0 | 0 | 0 | 0 | 0 | 0 | 0 | 0 | 0 | 0 | 0 | 0 | 0 | 0 | 0 | 0 | 0 | 0 | 0 | 0 | 0 | 0 | 0 | 0 | 0 | 0 | 0 | 0 | 0
Commercial_Restaurant_Existing_Miscellaneous_Natural Gas_Pool Heater_E1_Baseline Forecast | Commercial | Restaurant | Existing | Miscellaneous | Natural Gas | Pool Heater | E1 |  | Baseline Forecast | 0 | 0 | 0 | 0 | 0 | 0 | 0 | 0 | 0 | 0 | 0 | 0 | 0 | 0 | 0 | 0 | 0 | 0 | 0 | 0 | 0 | 0 | 0 | 0 | 0 | 0 | 0 | 0 | 0 | 0 | 0 | 0 | 0
Commercial_Restaurant_Existing_Miscellaneous_Natural Gas_Pool Heater_E2_Baseline Forecast | Commercial | Restaurant | Existing | Miscellaneous | Natural Gas | Pool Heater | E2 |  | Baseline Forecast | 0 | 0 | 0 | 0 | 0 | 0 | 0 | 0 | 0 | 0 | 0 | 0 | 0 | 0 | 0 | 0 | 0 | 0 | 0 | 0 | 0 | 0 | 0 | 0 | 0 | 0 | 0 | 0 | 0 | 0 | 0 | 0 | 0
Commercial_Restaurant_Existing_Miscellaneous_Natural Gas_Pool Heater_E3_Baseline Forecast | Commercial | Restaurant | Existing | Miscellaneous | Natural Gas | Pool Heater | E3 |  | Baseline Forecast | 0 | 0 | 0 | 0 | 0 | 0 | 0 | 0 | 0 | 0 | 0 | 0 | 0 | 0 | 0 | 0 | 0 | 0 | 0 | 0 | 0 | 0 | 0 | 0 | 0 | 0 | 0 | 0 | 0 | 0 | 0 | 0 | 0
Commercial_Restaurant_Existing_Miscellaneous_Natural Gas_Pool Heater_E4_Baseline Forecast | Commercial | Restaurant | Existing | Miscellaneous | Natural Gas | Pool Heater | E4 |  | Baseline Forecast | 0 | 0 | 0 | 0 | 0 | 0 | 0 | 0 | 0 | 0 | 0 | 0 | 0 | 0 | 0 | 0 | 0 | 0 | 0 | 0 | 0 | 0 | 0 | 0 | 0 | 0 | 0 | 0 | 0 | 0 | 0 | 0 | 0
Commercial_Restaurant_Existing_Miscellaneous_Natural Gas_Pool Heater_E5_Baseline Forecast | Commercial | Restaurant | Existing | Miscellaneous | Natural Gas | Pool Heater | E5 |  | Baseline Forecast | 0 | 0 | 0 | 0 | 0 | 0 | 0 | 0 | 0 | 0 | 0 | 0 | 0 | 0 | 0 | 0 | 0 | 0 | 0 | 0 | 0 | 0 | 0 | 0 | 0 | 0 | 0 | 0 | 0 | 0 | 0 | 0 | 0
Commercial_Restaurant_Existing_Miscellaneous_Natural Gas_Pool Heater_E6_Baseline Forecast | Commercial | Restaurant | Existing | Miscellaneous | Natural Gas | Pool Heater | E6 |  | Baseline Forecast | 0 | 0 | 0 | 0 | 0 | 0 | 0 | 0 | 0 | 0 | 0 | 0 | 0 | 0 | 0 | 0 | 0 | 0 | 0 | 0 | 0 | 0 | 0 | 0 | 0 | 0 | 0 | 0 | 0 | 0 | 0 | 0 | 0
Commercial_Restaurant_Existing_Miscellaneous_Natural Gas_Pool Heater_E7_Baseline Forecast | Commercial | Restaurant | Existing | Miscellaneous | Natural Gas | Pool Heater | E7 |  | Baseline Forecast | 0 | 0 | 0 | 0 | 0 | 0 | 0 | 0 | 0 | 0 | 0 | 0 | 0 | 0 | 0 | 0 | 0 | 0 | 0 | 0 | 0 | 0 | 0 | 0 | 0 | 0 | 0 | 0 | 0 | 0 | 0 | 0 | 0
Commercial_Restaurant_Existing_Miscellaneous_Natural Gas_Pool Heater_E8_Baseline Forecast | Commercial | Restaurant | Existing | Miscellaneous | Natural Gas | Pool Heater | E8 |  | Baseline Forecast | 0 | 0 | 0 | 0 | 0 | 0 | 0 | 0 | 0 | 0 | 0 | 0 | 0 | 0 | 0 | 0 | 0 | 0 | 0 | 0 | 0 | 0 | 0 | 0 | 0 | 0 | 0 | 0 | 0 | 0 | 0 | 0 | 0
Commercial_Restaurant_Existing_Miscellaneous_Natural Gas_Pool Heater_E9_Baseline Forecast | Commercial | Restaurant | Existing | Miscellaneous | Natural Gas | Pool Heater | E9 |  | Baseline Forecast | 0 | 0 | 0 | 0 | 0 | 0 | 0 | 0 | 0 | 0 | 0 | 0 | 0 | 0 | 0 | 0 | 0 | 0 | 0 | 0 | 0 | 0 | 0 | 0 | 0 | 0 | 0 | 0 | 0 | 0 | 0 | 0 | 0
Commercial_Restaurant_Existing_Miscellaneous_Natural Gas_Pool Heater_E10_Baseline Forecast | Commercial | Restaurant | Existing | Miscellaneous | Natural Gas | Pool Heater | E10 |  | Baseline Forecast | 0 | 0 | 0 | 0 | 0 | 0 | 0 | 0 | 0 | 0 | 0 | 0 | 0 | 0 | 0 | 0 | 0 | 0 | 0 | 0 | 0 | 0 | 0 | 0 | 0 | 0 | 0 | 0 | 0 | 0 | 0 | 0 | 0
Commercial_Restaurant_Existing_Miscellaneous_Natural Gas_Miscellaneous_E1_Baseline Forecast | Commercial | Restaurant | Existing | Miscellaneous | Natural Gas | Miscellaneous | E1 |  | Baseline Forecast | 0 | 77065.8836 | 91275.9342 | 103149.4946 | 98662.6236 | 96754.34 | 96821.4691 | 96317.0626 | 95690.3873 | 95198.3827 | 94721.8671 | 115412.1037 | 115818.8589 | 115502.8438 | 113659.8484 | 112859.3809 | 112657.9274 | 112046.4515 | 111359.5613 | 110774.6456 | 110188.4644 | 115433.4475 | 114245.8879 | 112949.9811 | 112158.9448 | 111599.7227 | 111101.5258 | 110448.4286 | 109787.5696 | 109177.4494 | 108560.7626 | 109543.865 | 108531.8502
Commercial_Restaurant_Existing_Miscellaneous_Natural Gas_Miscellaneous_E2_Baseline Forecast | Commercial | Restaurant | Existing | Miscellaneous | Natural Gas | Miscellaneous | E2 |  | Baseline Forecast | 0 | 0 | 0 | 0 | 0 | 0 | 0 | 0 | 0 | 0 | 0 | 0 | 0 | 0 | 0 | 0 | 0 | 0 | 0 | 0 | 0 | 0 | 0 | 0 | 0 | 0 | 0 | 0 | 0 | 0 | 0 | 0 | 0
Commercial_Restaurant_Existing_Miscellaneous_Natural Gas_Miscellaneous_E3_Baseline Forecast | Commercial | Restaurant | Existing | Miscellaneous | Natural Gas | Miscellaneous | E3 |  | Baseline Forecast | 0 | 0 | 0 | 0 | 0 | 0 | 0 | 0 | 0 | 0 | 0 | 0 | 0 | 0 | 0 | 0 | 0 | 0 | 0 | 0 | 0 | 0 | 0 | 0 | 0 | 0 | 0 | 0 | 0 | 0 | 0 | 0 | 0
Commercial_Restaurant_Existing_Miscellaneous_Natural Gas_Miscellaneous_E4_Baseline Forecast | Commercial | Restaurant | Existing | Miscellaneous | Natural Gas | Miscellaneous | E4 |  | Baseline Forecast | 0 | 0 | 0 | 0 | 0 | 0 | 0 | 0 | 0 | 0 | 0 | 0 | 0 | 0 | 0 | 0 | 0 | 0 | 0 | 0 | 0 | 0 | 0 | 0 | 0 | 0 | 0 | 0 | 0 | 0 | 0 | 0 | 0
Commercial_Restaurant_Existing_Miscellaneous_Natural Gas_Miscellaneous_E5_Baseline Forecast | Commercial | Restaurant | Existing | Miscellaneous | Natural Gas | Miscellaneous | E5 |  | Baseline Forecast | 0 | 0 | 0 | 0 | 0 | 0 | 0 | 0 | 0 | 0 | 0 | 0 | 0 | 0 | 0 | 0 | 0 | 0 | 0 | 0 | 0 | 0 | 0 | 0 | 0 | 0 | 0 | 0 | 0 | 0 | 0 | 0 | 0
Commercial_Restaurant_Existing_Miscellaneous_Natural Gas_Miscellaneous_E6_Baseline Forecast | Commercial | Restaurant | Existing | Miscellaneous | Natural Gas | Miscellaneous | E6 |  | Baseline Forecast | 0 | 0 | 0 | 0 | 0 | 0 | 0 | 0 | 0 | 0 | 0 | 0 | 0 | 0 | 0 | 0 | 0 | 0 | 0 | 0 | 0 | 0 | 0 | 0 | 0 | 0 | 0 | 0 | 0 | 0 | 0 | 0 | 0
Commercial_Restaurant_Existing_Miscellaneous_Natural Gas_Miscellaneous_E7_Baseline Forecast | Commercial | Restaurant | Existing | Miscellaneous | Natural Gas | Miscellaneous | E7 |  | Baseline Forecast | 0 | 0 | 0 | 0 | 0 | 0 | 0 | 0 | 0 | 0 | 0 | 0 | 0 | 0 | 0 | 0 | 0 | 0 | 0 | 0 | 0 | 0 | 0 | 0 | 0 | 0 | 0 | 0 | 0 | 0 | 0 | 0 | 0
Commercial_Restaurant_Existing_Miscellaneous_Natural Gas_Miscellaneous_E8_Baseline Forecast | Commercial | Restaurant | Existing | Miscellaneous | Natural Gas | Miscellaneous | E8 |  | Baseline Forecast | 0 | 0 | 0 | 0 | 0 | 0 | 0 | 0 | 0 | 0 | 0 | 0 | 0 | 0 | 0 | 0 | 0 | 0 | 0 | 0 | 0 | 0 | 0 | 0 | 0 | 0 | 0 | 0 | 0 | 0 | 0 | 0 | 0
Commercial_Restaurant_Existing_Miscellaneous_Natural Gas_Miscellaneous_E9_Baseline Forecast | Commercial | Restaurant | Existing | Miscellaneous | Natural Gas | Miscellaneous | E9 |  | Baseline Forecast | 0 | 0 | 0 | 0 | 0 | 0 | 0 | 0 | 0 | 0 | 0 | 0 | 0 | 0 | 0 | 0 | 0 | 0 | 0 | 0 | 0 | 0 | 0 | 0 | 0 | 0 | 0 | 0 | 0 | 0 | 0 | 0 | 0
Commercial_Restaurant_Existing_Miscellaneous_Natural Gas_Miscellaneous_E10_Baseline Forecast | Commercial | Restaurant | Existing | Miscellaneous | Natural Gas | Miscellaneous | E10 |  | Baseline Forecast | 0 | 0 | 0 | 0 | 0 | 0 | 0 | 0 | 0 | 0 | 0 | 0 | 0 | 0 | 0 | 0 | 0 | 0 | 0 | 0 | 0 | 0 | 0 | 0 | 0 | 0 | 0 | 0 | 0 | 0 | 0 | 0 | 0
Commercial_Restaurant_New_Space Heating_Natural Gas_Furnace_E1_Baseline Forecast | Commercial | Restaurant | New | Space Heating | Natural Gas | Furnace | E1 |  | Baseline Forecast | 0 | 5132.3203 | 24755.087 | 15820.2344 | 20403.3764 | 27689.6189 | 25880.7954 | 22938.437 | 20630.319 | 19919.4172 | 19659.5806 | 19464.2668 | 19437.5985 | 19493.2158 | 19613.1187 | 19649.2519 | 19654.622 | 19629.1601 | 19603.2943 | 19971.814 | 21849.869 | 22896.5121 | 24187.9371 | 25938.3861 | 27412.9017 | 28573.0955 | 29466.7675 | 30237.2837 | 30928.8165 | 31552.4065 | 32126.2544 | 32660.5177 | 24095.6551
Commercial_Restaurant_New_Space Heating_Natural Gas_Furnace_E2_Baseline Forecast | Commercial | Restaurant | New | Space Heating | Natural Gas | Furnace | E2 |  | Baseline Forecast | 0 | 0 | 0 | 0 | 0 | 0 | 0 | 0 | 0 | 0 | 0 | 0 | 0 | 0 | 0 | 0 | 0 | 0 | 0 | 0 | 0 | 0 | 0 | 0 | 0 | 0 | 0 | 0 | 0 | 0 | 0 | 0 | 0
Commercial_Restaurant_New_Space Heating_Natural Gas_Furnace_E3_Baseline Forecast | Commercial | Restaurant | New | Space Heating | Natural Gas | Furnace | E3 |  | Baseline Forecast | 0 | 0 | 0 | 0 | 0 | 0 | 0 | 0 | 0 | 0 | 0 | 0 | 0 | 0 | 0 | 0 | 0 | 0 | 0 | 0 | 0 | 0 | 0 | 0 | 0 | 0 | 0 | 0 | 0 | 0 | 0 | 0 | 0
Commercial_Restaurant_New_Space Heating_Natural Gas_Furnace_E4_Baseline Forecast | Commercial | Restaurant | New | Space Heating | Natural Gas | Furnace | E4 |  | Baseline Forecast | 0 | 0 | 0 | 0 | 0 | 0 | 0 | 0 | 0 | 0 | 0 | 0 | 0 | 0 | 0 | 0 | 0 | 0 | 0 | 0 | 0 | 0 | 0 | 0 | 0 | 0 | 0 | 0 | 0 | 0 | 0 | 0 | 0
Commercial_Restaurant_New_Space Heating_Natural Gas_Furnace_E5_Baseline Forecast | Commercial | Restaurant | New | Space Heating | Natural Gas | Furnace | E5 |  | Baseline Forecast | 0 | 0 | 0 | 0 | 0 | 0 | 0 | 0 | 0 | 0 | 0 | 0 | 0 | 0 | 0 | 0 | 0 | 0 | 0 | 0 | 0 | 0 | 0 | 0 | 0 | 0 | 0 | 0 | 0 | 0 | 0 | 0 | 0
Commercial_Restaurant_New_Space Heating_Natural Gas_Furnace_E6_Baseline Forecast | Commercial | Restaurant | New | Space Heating | Natural Gas | Furnace | E6 |  | Baseline Forecast | 0 | 0 | 0 | 0 | 0 | 0 | 0 | 0 | 0 | 0 | 0 | 0 | 0 | 0 | 0 | 0 | 0 | 0 | 0 | 0 | 0 | 0 | 0 | 0 | 0 | 0 | 0 | 0 | 0 | 0 | 0 | 0 | 0
Commercial_Restaurant_New_Space Heating_Natural Gas_Furnace_E7_Baseline Forecast | Commercial | Restaurant | New | Space Heating | Natural Gas | Furnace | E7 |  | Baseline Forecast | 0 | 0 | 0 | 0 | 0 | 0 | 0 | 0 | 0 | 0 | 0 | 0 | 0 | 0 | 0 | 0 | 0 | 0 | 0 | 0 | 0 | 0 | 0 | 0 | 0 | 0 | 0 | 0 | 0 | 0 | 0 | 0 | 0
Commercial_Restaurant_New_Space Heating_Natural Gas_Furnace_E8_Baseline Forecast | Commercial | Restaurant | New | Space Heating | Natural Gas | Furnace | E8 |  | Baseline Forecast | 0 | 0 | 0 | 0 | 0 | 0 | 0 | 0 | 0 | 0 | 0 | 0 | 0 | 0 | 0 | 0 | 0 | 0 | 0 | 0 | 0 | 0 | 0 | 0 | 0 | 0 | 0 | 0 | 0 | 0 | 0 | 0 | 0
Commercial_Restaurant_New_Space Heating_Natural Gas_Furnace_E9_Baseline Forecast | Commercial | Restaurant | New | Space Heating | Natural Gas | Furnace | E9 |  | Baseline Forecast | 0 | 0 | 0 | 0 | 0 | 0 | 0 | 0 | 0 | 0 | 0 | 0 | 0 | 0 | 0 | 0 | 0 | 0 | 0 | 0 | 0 | 0 | 0 | 0 | 0 | 0 | 0 | 0 | 0 | 0 | 0 | 0 | 0
Commercial_Restaurant_New_Space Heating_Natural Gas_Furnace_E10_Baseline Forecast | Commercial | Restaurant | New | Space Heating | Natural Gas | Furnace | E10 |  | Baseline Forecast | 0 | 0 | 0 | 0 | 0 | 0 | 0 | 0 | 0 | 0 | 0 | 0 | 0 | 0 | 0 | 0 | 0 | 0 | 0 | 0 | 0 | 0 | 0 | 0 | 0 | 0 | 0 | 0 | 0 | 0 | 0 | 0 | 0
Commercial_Restaurant_New_Space Heating_Natural Gas_Boiler_E1_Baseline Forecast | Commercial | Restaurant | New | Space Heating | Natural Gas | Boiler | E1 |  | Baseline Forecast | 0 | 21.2717 | 102.6013 | 65.5694 | 84.5649 | 87.9856 | 82.238 | 72.8884 | 65.5542 | 63.2953 | 62.4696 | 61.849 | 61.7643 | 71.1663 | 71.604 | 71.7359 | 71.7555 | 71.6626 | 71.5681 | 71.4722 | 71.4875 | 71.5029 | 73.121 | 81.0957 | 85.371 | 90.8704 | 98.2892 | 104.4345 | 109.0457 | 112.4728 | 115.3536 | 117.8875 | 80.9135
Commercial_Restaurant_New_Space Heating_Natural Gas_Boiler_E2_Baseline Forecast | Commercial | Restaurant | New | Space Heating | Natural Gas | Boiler | E2 |  | Baseline Forecast | 0 | 0 | 0 | 0 | 0 | 0 | 0 | 0 | 0 | 0 | 0 | 0 | 0 | 0 | 0 | 0 | 0 | 0 | 0 | 0 | 0 | 0 | 0 | 0 | 0 | 0 | 0 | 0 | 0 | 0 | 0 | 0 | 0
Commercial_Restaurant_New_Space Heating_Natural Gas_Boiler_E3_Baseline Forecast | Commercial | Restaurant | New | Space Heating | Natural Gas | Boiler | E3 |  | Baseline Forecast | 0 | 5.4146 | 26.1167 | 16.6904 | 21.5256 | 55.9909 | 52.3333 | 46.3835 | 41.7163 | 40.2788 | 39.7534 | 39.3585 | 39.3045 | 30.1917 | 30.3775 | 30.4334 | 30.4417 | 30.4023 | 30.3622 | 30.3215 | 30.328 | 30.3346 | 31.021 | 34.4042 | 36.218 | 38.5511 | 41.6985 | 44.3055 | 46.2618 | 47.7157 | 48.9379 | 50.0129 | 34.327
Commercial_Restaurant_New_Space Heating_Natural Gas_Boiler_E4_Baseline Forecast | Commercial | Restaurant | New | Space Heating | Natural Gas | Boiler | E4 |  | Baseline Forecast | 0 | 0 | 0 | 0 | 0 | 0 | 0 | 0 | 0 | 0 | 0 | 0 | 0 | 0 | 0 | 0 | 0 | 0 | 0 | 0 | 0 | 0 | 0 | 0 | 0 | 0 | 0 | 0 | 0 | 0 | 0 | 0 | 0
Commercial_Restaurant_New_Space Heating_Natural Gas_Boiler_E5_Baseline Forecast | Commercial | Restaurant | New | Space Heating | Natural Gas | Boiler | E5 |  | Baseline Forecast | 0 | 0 | 0 | 0 | 0 | 0 | 0 | 0 | 0 | 0 | 0 | 0 | 0 | 0 | 0 | 0 | 0 | 0 | 0 | 0 | 0 | 0 | 0 | 0 | 0 | 0 | 0 | 0 | 0 | 0 | 0 | 0 | 0
Commercial_Restaurant_New_Space Heating_Natural Gas_Boiler_E6_Baseline Forecast | Commercial | Restaurant | New | Space Heating | Natural Gas | Boiler | E6 |  | Baseline Forecast | 0 | 0 | 0 | 0 | 0 | 0 | 0 | 0 | 0 | 0 | 0 | 0 | 0 | 0 | 0 | 0 | 0 | 0 | 0 | 0 | 0 | 0 | 0 | 0 | 0 | 0 | 0 | 0 | 0 | 0 | 0 | 0 | 0
Commercial_Restaurant_New_Space Heating_Natural Gas_Boiler_E7_Baseline Forecast | Commercial | Restaurant | New | Space Heating | Natural Gas | Boiler | E7 |  | Baseline Forecast | 0 | 0 | 0 | 0 | 0 | 0 | 0 | 0 | 0 | 0 | 0 | 0 | 0 | 0 | 0 | 0 | 0 | 0 | 0 | 0 | 0 | 0 | 0 | 0 | 0 | 0 | 0 | 0 | 0 | 0 | 0 | 0 | 0
Commercial_Restaurant_New_Space Heating_Natural Gas_Boiler_E8_Baseline Forecast | Commercial | Restaurant | New | Space Heating | Natural Gas | Boiler | E8 |  | Baseline Forecast | 0 | 0 | 0 | 0 | 0 | 0 | 0 | 0 | 0 | 0 | 0 | 0 | 0 | 0 | 0 | 0 | 0 | 0 | 0 | 0 | 0 | 0 | 0 | 0 | 0 | 0 | 0 | 0 | 0 | 0 | 0 | 0 | 0
Commercial_Restaurant_New_Space Heating_Natural Gas_Boiler_E9_Baseline Forecast | Commercial | Restaurant | New | Space Heating | Natural Gas | Boiler | E9 |  | Baseline Forecast | 0 | 0 | 0 | 0 | 0 | 0 | 0 | 0 | 0 | 0 | 0 | 0 | 0 | 0 | 0 | 0 | 0 | 0 | 0 | 0 | 0 | 0 | 0 | 0 | 0 | 0 | 0 | 0 | 0 | 0 | 0 | 0 | 0
Commercial_Restaurant_New_Space Heating_Natural Gas_Boiler_E10_Baseline Forecast | Commercial | Restaurant | New | Space Heating | Natural Gas | Boiler | E10 |  | Baseline Forecast | 0 | 0 | 0 | 0 | 0 | 0 | 0 | 0 | 0 | 0 | 0 | 0 | 0 | 0 | 0 | 0 | 0 | 0 | 0 | 0 | 0 | 0 | 0 | 0 | 0 | 0 | 0 | 0 | 0 | 0 | 0 | 0 | 0
Commercial_Restaurant_New_Space Heating_Natural Gas_Unit Heater_E1_Baseline Forecast | Commercial | Restaurant | New | Space Heating | Natural Gas | Unit Heater | E1 |  | Baseline Forecast | 0 | 64.062 | 308.9949 | 197.4694 | 254.6765 | 345.6239 | 323.046 | 286.3193 | 257.5092 | 248.6357 | 245.3924 | 242.9544 | 255.434 | 315.3647 | 341.9454 | 373.9051 | 417.3686 | 464.0458 | 541.3879 | 503.9864 | 516.8374 | 535.3251 | 519.534 | 505.6257 | 508.4973 | 521.6177 | 539.9903 | 563.6006 | 595.7434 | 649.3736 | 676.0636 | 701.4046 | 594.328
Commercial_Restaurant_New_Space Heating_Natural Gas_Unit Heater_E2_Baseline Forecast | Commercial | Restaurant | New | Space Heating | Natural Gas | Unit Heater | E2 |  | Baseline Forecast | 0 | 0 | 0 | 0 | 0 | 0 | 0 | 0 | 0 | 0 | 0 | 0 | 0 | 0 | 0 | 0 | 0 | 0 | 0 | 0 | 0 | 0 | 0 | 0 | 0 | 0 | 0 | 0 | 0 | 0 | 0 | 0 | 0
Commercial_Restaurant_New_Space Heating_Natural Gas_Unit Heater_E3_Baseline Forecast | Commercial | Restaurant | New | Space Heating | Natural Gas | Unit Heater | E3 |  | Baseline Forecast | 0 | 0 | 0 | 0 | 0 | 0 | 0 | 0 | 0 | 0 | 0 | 0 | 0 | 0 | 0 | 0 | 0 | 0 | 0 | 0 | 0 | 0 | 0 | 0 | 0 | 0 | 0 | 0 | 0 | 0 | 0 | 0 | 0
Commercial_Restaurant_New_Space Heating_Natural Gas_Unit Heater_E4_Baseline Forecast | Commercial | Restaurant | New | Space Heating | Natural Gas | Unit Heater | E4 |  | Baseline Forecast | 0 | 0 | 0 | 0 | 0 | 0 | 0 | 0 | 0 | 0 | 0 | 0 | 0 | 0 | 0 | 0 | 0 | 0 | 0 | 0 | 0 | 0 | 0 | 0 | 0 | 0 | 0 | 0 | 0 | 0 | 0 | 0 | 0
Commercial_Restaurant_New_Space Heating_Natural Gas_Unit Heater_E5_Baseline Forecast | Commercial | Restaurant | New | Space Heating | Natural Gas | Unit Heater | E5 |  | Baseline Forecast | 0 | 0 | 0 | 0 | 0 | 0 | 0 | 0 | 0 | 0 | 0 | 0 | 0 | 0 | 0 | 0 | 0 | 0 | 0 | 0 | 0 | 0 | 0 | 0 | 0 | 0 | 0 | 0 | 0 | 0 | 0 | 0 | 0
Commercial_Restaurant_New_Space Heating_Natural Gas_Unit Heater_E6_Baseline Forecast | Commercial | Restaurant | New | Space Heating | Natural Gas | Unit Heater | E6 |  | Baseline Forecast | 0 | 0 | 0 | 0 | 0 | 0 | 0 | 0 | 0 | 0 | 0 | 0 | 0 | 0 | 0 | 0 | 0 | 0 | 0 | 0 | 0 | 0 | 0 | 0 | 0 | 0 | 0 | 0 | 0 | 0 | 0 | 0 | 0
Commercial_Restaurant_New_Space Heating_Natural Gas_Unit Heater_E7_Baseline Forecast | Commercial | Restaurant | New | Space Heating | Natural Gas | Unit Heater | E7 |  | Baseline Forecast | 0 | 0 | 0 | 0 | 0 | 0 | 0 | 0 | 0 | 0 | 0 | 0 | 0 | 0 | 0 | 0 | 0 | 0 | 0 | 0 | 0 | 0 | 0 | 0 | 0 | 0 | 0 | 0 | 0 | 0 | 0 | 0 | 0
Commercial_Restaurant_New_Space Heating_Natural Gas_Unit Heater_E8_Baseline Forecast | Commercial | Restaurant | New | Space Heating | Natural Gas | Unit Heater | E8 |  | Baseline Forecast | 0 | 0 | 0 | 0 | 0 | 0 | 0 | 0 | 0 | 0 | 0 | 0 | 0 | 0 | 0 | 0 | 0 | 0 | 0 | 0 | 0 | 0 | 0 | 0 | 0 | 0 | 0 | 0 | 0 | 0 | 0 | 0 | 0
Commercial_Restaurant_New_Space Heating_Natural Gas_Unit Heater_E9_Baseline Forecast | Commercial | Restaurant | New | Space Heating | Natural Gas | Unit Heater | E9 |  | Baseline Forecast | 0 | 0 | 0 | 0 | 0 | 0 | 0 | 0 | 0 | 0 | 0 | 0 | 0 | 0 | 0 | 0 | 0 | 0 | 0 | 0 | 0 | 0 | 0 | 0 | 0 | 0 | 0 | 0 | 0 | 0 | 0 | 0 | 0
Commercial_Restaurant_New_Space Heating_Natural Gas_Unit Heater_E10_Baseline Forecast | Commercial | Restaurant | New | Space Heating | Natural Gas | Unit Heater | E10 |  | Baseline Forecast | 0 | 0 | 0 | 0 | 0 | 0 | 0 | 0 | 0 | 0 | 0 | 0 | 0 | 0 | 0 | 0 | 0 | 0 | 0 | 0 | 0 | 0 | 0 | 0 | 0 | 0 | 0 | 0 | 0 | 0 | 0 | 0 | 0
Commercial_Restaurant_New_Water Heating_Natural Gas_Water Heater_E1_Baseline Forecast | Commercial | Restaurant | New | Water Heating | Natural Gas | Water Heater | E1 |  | Baseline Forecast | 0 | 0 | 0 | 0 | 0 | 0 | 0 | 0 | 0 | 0 | 0 | 0 | 0 | 0 | 0 | 0 | 0 | 0 | 0 | 0 | 0 | 0 | 0 | 0 | 0 | 0 | 0 | 0 | 0 | 0 | 0 | 0 | 0
Commercial_Restaurant_New_Water Heating_Natural Gas_Water Heater_E2_Baseline Forecast | Commercial | Restaurant | New | Water Heating | Natural Gas | Water Heater | E2 |  | Baseline Forecast | 0 | 4529.6695 | 21848.278 | 13962.5799 | 18007.557 | 24438.2293 | 22841.8027 | 20244.944 | 18207.8515 | 17580.4256 | 18257.0337 | 22273.1229 | 24023.2215 | 26300.2119 | 29474.4929 | 32829.2896 | 38325.5261 | 35681.6753 | 36563.8135 | 38025.3153 | 37915.7247 | 37916.5784 | 38495.8006 | 39959.1649 | 42138.1959 | 45875.9362 | 47743.938 | 49553.4877 | 51529.2498 | 53135.8686 | 54983.3096 | 54443.8451 | 45750.0249
Commercial_Restaurant_New_Water Heating_Natural Gas_Water Heater_E3_Baseline Forecast | Commercial | Restaurant | New | Water Heating | Natural Gas | Water Heater | E3 |  | Baseline Forecast | 0 | 0 | 0 | 0 | 0 | 0 | 0 | 0 | 0 | 0 | 0 | 0 | 0 | 0 | 0 | 0 | 0 | 0 | 0 | 0 | 0 | 0 | 0 | 0 | 0 | 0 | 0 | 0 | 0 | 0 | 0 | 0 | 0
Commercial_Restaurant_New_Water Heating_Natural Gas_Water Heater_E4_Baseline Forecast | Commercial | Restaurant | New | Water Heating | Natural Gas | Water Heater | E4 |  | Baseline Forecast | 0 | 0 | 0 | 0 | 0 | 0 | 0 | 0 | 0 | 0 | 0 | 0 | 0 | 0 | 0 | 0 | 0 | 0 | 0 | 0 | 0 | 0 | 0 | 0 | 0 | 0 | 0 | 0 | 0 | 0 | 0 | 0 | 0
Commercial_Restaurant_New_Water Heating_Natural Gas_Water Heater_E5_Baseline Forecast | Commercial | Restaurant | New | Water Heating | Natural Gas | Water Heater | E5 |  | Baseline Forecast | 0 | 0 | 0 | 0 | 0 | 0 | 0 | 0 | 0 | 0 | 0 | 0 | 0 | 0 | 0 | 0 | 0 | 0 | 0 | 0 | 0 | 0 | 0 | 0 | 0 | 0 | 0 | 0 | 0 | 0 | 0 | 0 | 0
Commercial_Restaurant_New_Water Heating_Natural Gas_Water Heater_E6_Baseline Forecast | Commercial | Restaurant | New | Water Heating | Natural Gas | Water Heater | E6 |  | Baseline Forecast | 0 | 0 | 0 | 0 | 0 | 0 | 0 | 0 | 0 | 0 | 0 | 0 | 0 | 0 | 0 | 0 | 0 | 0 | 0 | 0 | 0 | 0 | 0 | 0 | 0 | 0 | 0 | 0 | 0 | 0 | 0 | 0 | 0
Commercial_Restaurant_New_Water Heating_Natural Gas_Water Heater_E7_Baseline Forecast | Commercial | Restaurant | New | Water Heating | Natural Gas | Water Heater | E7 |  | Baseline Forecast | 0 | 0 | 0 | 0 | 0 | 0 | 0 | 0 | 0 | 0 | 0 | 0 | 0 | 0 | 0 | 0 | 0 | 0 | 0 | 0 | 0 | 0 | 0 | 0 | 0 | 0 | 0 | 0 | 0 | 0 | 0 | 0 | 0
Commercial_Restaurant_New_Water Heating_Natural Gas_Water Heater_E8_Baseline Forecast | Commercial | Restaurant | New | Water Heating | Natural Gas | Water Heater | E8 |  | Baseline Forecast | 0 | 0 | 0 | 0 | 0 | 0 | 0 | 0 | 0 | 0 | 0 | 0 | 0 | 0 | 0 | 0 | 0 | 0 | 0 | 0 | 0 | 0 | 0 | 0 | 0 | 0 | 0 | 0 | 0 | 0 | 0 | 0 | 0
Commercial_Restaurant_New_Water Heating_Natural Gas_Water Heater_E9_Baseline Forecast | Commercial | Restaurant | New | Water Heating | Natural Gas | Water Heater | E9 |  | Baseline Forecast | 0 | 0 | 0 | 0 | 0 | 0 | 0 | 0 | 0 | 0 | 0 | 0 | 0 | 0 | 0 | 0 | 0 | 0 | 0 | 0 | 0 | 0 | 0 | 0 | 0 | 0 | 0 | 0 | 0 | 0 | 0 | 0 | 0
Commercial_Restaurant_New_Water Heating_Natural Gas_Water Heater_E10_Baseline Forecast | Commercial | Restaurant | New | Water Heating | Natural Gas | Water Heater | E10 |  | Baseline Forecast | 0 | 0 | 0 | 0 | 0 | 0 | 0 | 0 | 0 | 0 | 0 | 0 | 0 | 0 | 0 | 0 | 0 | 0 | 0 | 0 | 0 | 0 | 0 | 0 | 0 | 0 | 0 | 0 | 0 | 0 | 0 | 0 | 0
Commercial_Restaurant_New_Food Preparation_Natural Gas_Oven_E1_Baseline Forecast | Commercial | Restaurant | New | Food Preparation | Natural Gas | Oven | E1 |  | Baseline Forecast | 0 | 191.1721 | 922.0939 | 589.2826 | 759.9985 | 1031.4013 | 964.0251 | 854.4261 | 768.4518 | 741.9717 | 732.2931 | 725.0179 | 762.259 | 941.1026 | 1020.4241 | 1115.7974 | 1245.4999 | 1384.7928 | 1615.5948 | 1503.9823 | 1542.3318 | 1597.5025 | 1550.3791 | 1508.8742 | 1517.4437 | 1556.5971 | 1611.424 | 1681.8814 | 1777.801 | 1937.8428 | 2017.4905 | 2093.1123 | 1773.5772
Commercial_Restaurant_New_Food Preparation_Natural Gas_Oven_E2_Baseline Forecast | Commercial | Restaurant | New | Food Preparation | Natural Gas | Oven | E2 |  | Baseline Forecast | 0 | 275.1013 | 1326.9157 | 847.992 | 1093.6564 | 1484.2117 | 1387.2556 | 1229.5401 | 1105.8209 | 1067.7154 | 1053.7877 | 1043.3185 | 1096.9093 | 1354.2696 | 1468.4151 | 1605.6596 | 1792.3047 | 1992.7506 | 2324.8803 | 2164.2672 | 2219.4531 | 2298.845 | 2231.0333 | 2171.3068 | 2183.6385 | 2239.9812 | 2318.8785 | 2420.2683 | 2558.2989 | 2788.6031 | 2903.218 | 3012.0396 | 2552.2209
Commercial_Restaurant_New_Food Preparation_Natural Gas_Oven_E3_Baseline Forecast | Commercial | Restaurant | New | Food Preparation | Natural Gas | Oven | E3 |  | Baseline Forecast | 0 | 0 | 0 | 0 | 0 | 0 | 0 | 0 | 0 | 0 | 0 | 0 | 0 | 0 | 0 | 0 | 0 | 0 | 0 | 0 | 0 | 0 | 0 | 0 | 0 | 0 | 0 | 0 | 0 | 0 | 0 | 0 | 0
Commercial_Restaurant_New_Food Preparation_Natural Gas_Oven_E4_Baseline Forecast | Commercial | Restaurant | New | Food Preparation | Natural Gas | Oven | E4 |  | Baseline Forecast | 0 | 0 | 0 | 0 | 0 | 0 | 0 | 0 | 0 | 0 | 0 | 0 | 0 | 0 | 0 | 0 | 0 | 0 | 0 | 0 | 0 | 0 | 0 | 0 | 0 | 0 | 0 | 0 | 0 | 0 | 0 | 0 | 0
Commercial_Restaurant_New_Food Preparation_Natural Gas_Oven_E5_Baseline Forecast | Commercial | Restaurant | New | Food Preparation | Natural Gas | Oven | E5 |  | Baseline Forecast | 0 | 0 | 0 | 0 | 0 | 0 | 0 | 0 | 0 | 0 | 0 | 0 | 0 | 0 | 0 | 0 | 0 | 0 | 0 | 0 | 0 | 0 | 0 | 0 | 0 | 0 | 0 | 0 | 0 | 0 | 0 | 0 | 0
Commercial_Restaurant_New_Food Preparation_Natural Gas_Oven_E6_Baseline Forecast | Commercial | Restaurant | New | Food Preparation | Natural Gas | Oven | E6 |  | Baseline Forecast | 0 | 0 | 0 | 0 | 0 | 0 | 0 | 0 | 0 | 0 | 0 | 0 | 0 | 0 | 0 | 0 | 0 | 0 | 0 | 0 | 0 | 0 | 0 | 0 | 0 | 0 | 0 | 0 | 0 | 0 | 0 | 0 | 0
Commercial_Restaurant_New_Food Preparation_Natural Gas_Oven_E7_Baseline Forecast | Commercial | Restaurant | New | Food Preparation | Natural Gas | Oven | E7 |  | Baseline Forecast | 0 | 0 | 0 | 0 | 0 | 0 | 0 | 0 | 0 | 0 | 0 | 0 | 0 | 0 | 0 | 0 | 0 | 0 | 0 | 0 | 0 | 0 | 0 | 0 | 0 | 0 | 0 | 0 | 0 | 0 | 0 | 0 | 0
Commercial_Restaurant_New_Food Preparation_Natural Gas_Oven_E8_Baseline Forecast | Commercial | Restaurant | New | Food Preparation | Natural Gas | Oven | E8 |  | Baseline Forecast | 0 | 0 | 0 | 0 | 0 | 0 | 0 | 0 | 0 | 0 | 0 | 0 | 0 | 0 | 0 | 0 | 0 | 0 | 0 | 0 | 0 | 0 | 0 | 0 | 0 | 0 | 0 | 0 | 0 | 0 | 0 | 0 | 0
Commercial_Restaurant_New_Food Preparation_Natural Gas_Oven_E9_Baseline Forecast | Commercial | Restaurant | New | Food Preparation | Natural Gas | Oven | E9 |  | Baseline Forecast | 0 | 0 | 0 | 0 | 0 | 0 | 0 | 0 | 0 | 0 | 0 | 0 | 0 | 0 | 0 | 0 | 0 | 0 | 0 | 0 | 0 | 0 | 0 | 0 | 0 | 0 | 0 | 0 | 0 | 0 | 0 | 0 | 0
Commercial_Restaurant_New_Food Preparation_Natural Gas_Oven_E10_Baseline Forecast | Commercial | Restaurant | New | Food Preparation | Natural Gas | Oven | E10 |  | Baseline Forecast | 0 | 0 | 0 | 0 | 0 | 0 | 0 | 0 | 0 | 0 | 0 | 0 | 0 | 0 | 0 | 0 | 0 | 0 | 0 | 0 | 0 | 0 | 0 | 0 | 0 | 0 | 0 | 0 | 0 | 0 | 0 | 0 | 0
Commercial_Restaurant_New_Food Preparation_Natural Gas_Conveyor Oven_E1_Baseline Forecast | Commercial | Restaurant | New | Food Preparation | Natural Gas | Conveyor Oven | E1 |  | Baseline Forecast | 0 | 95.586 | 461.047 | 294.6413 | 379.9993 | 515.7007 | 482.0125 | 427.2131 | 384.2259 | 370.9858 | 366.1466 | 362.509 | 362.0123 | 363.0481 | 365.2812 | 365.9542 | 366.0542 | 384.6972 | 472.6014 | 509.5397 | 556.6314 | 621.4611 | 691.1466 | 806.5882 | 750.8242 | 769.9821 | 797.5503 | 774.4856 | 750.413 | 734.4714 | 729.9756 | 728.7287 | 528.0333
Commercial_Restaurant_New_Food Preparation_Natural Gas_Conveyor Oven_E2_Baseline Forecast | Commercial | Restaurant | New | Food Preparation | Natural Gas | Conveyor Oven | E2 |  | Baseline Forecast | 0 | 137.5506 | 663.4578 | 423.996 | 546.8282 | 742.1058 | 693.6278 | 614.77 | 552.9105 | 533.8577 | 526.8938 | 521.6593 | 520.9445 | 522.4351 | 525.6486 | 526.617 | 526.7609 | 553.5887 | 680.085 | 733.2401 | 801.0061 | 894.2977 | 994.5768 | 1160.7001 | 1080.4544 | 1108.023 | 1147.6944 | 1114.5036 | 1079.8626 | 1056.9222 | 1050.4526 | 1048.6584 | 759.8528
Commercial_Restaurant_New_Food Preparation_Natural Gas_Conveyor Oven_E3_Baseline Forecast | Commercial | Restaurant | New | Food Preparation | Natural Gas | Conveyor Oven | E3 |  | Baseline Forecast | 0 | 0 | 0 | 0 | 0 | 0 | 0 | 0 | 0 | 0 | 0 | 0 | 0 | 0 | 0 | 0 | 0 | 0 | 0 | 0 | 0 | 0 | 0 | 0 | 0 | 0 | 0 | 0 | 0 | 0 | 0 | 0 | 0
Commercial_Restaurant_New_Food Preparation_Natural Gas_Conveyor Oven_E4_Baseline Forecast | Commercial | Restaurant | New | Food Preparation | Natural Gas | Conveyor Oven | E4 |  | Baseline Forecast | 0 | 0 | 0 | 0 | 0 | 0 | 0 | 0 | 0 | 0 | 0 | 0 | 0 | 0 | 0 | 0 | 0 | 0 | 0 | 0 | 0 | 0 | 0 | 0 | 0 | 0 | 0 | 0 | 0 | 0 | 0 | 0 | 0
Commercial_Restaurant_New_Food Preparation_Natural Gas_Conveyor Oven_E5_Baseline Forecast | Commercial | Restaurant | New | Food Preparation | Natural Gas | Conveyor Oven | E5 |  | Baseline Forecast | 0 | 0 | 0 | 0 | 0 | 0 | 0 | 0 | 0 | 0 | 0 | 0 | 0 | 0 | 0 | 0 | 0 | 0 | 0 | 0 | 0 | 0 | 0 | 0 | 0 | 0 | 0 | 0 | 0 | 0 | 0 | 0 | 0
Commercial_Restaurant_New_Food Preparation_Natural Gas_Conveyor Oven_E6_Baseline Forecast | Commercial | Restaurant | New | Food Preparation | Natural Gas | Conveyor Oven | E6 |  | Baseline Forecast | 0 | 0 | 0 | 0 | 0 | 0 | 0 | 0 | 0 | 0 | 0 | 0 | 0 | 0 | 0 | 0 | 0 | 0 | 0 | 0 | 0 | 0 | 0 | 0 | 0 | 0 | 0 | 0 | 0 | 0 | 0 | 0 | 0
Commercial_Restaurant_New_Food Preparation_Natural Gas_Conveyor Oven_E7_Baseline Forecast | Commercial | Restaurant | New | Food Preparation | Natural Gas | Conveyor Oven | E7 |  | Baseline Forecast | 0 | 0 | 0 | 0 | 0 | 0 | 0 | 0 | 0 | 0 | 0 | 0 | 0 | 0 | 0 | 0 | 0 | 0 | 0 | 0 | 0 | 0 | 0 | 0 | 0 | 0 | 0 | 0 | 0 | 0 | 0 | 0 | 0
Commercial_Restaurant_New_Food Preparation_Natural Gas_Conveyor Oven_E8_Baseline Forecast | Commercial | Restaurant | New | Food Preparation | Natural Gas | Conveyor Oven | E8 |  | Baseline Forecast | 0 | 0 | 0 | 0 | 0 | 0 | 0 | 0 | 0 | 0 | 0 | 0 | 0 | 0 | 0 | 0 | 0 | 0 | 0 | 0 | 0 | 0 | 0 | 0 | 0 | 0 | 0 | 0 | 0 | 0 | 0 | 0 | 0
Commercial_Restaurant_New_Food Preparation_Natural Gas_Conveyor Oven_E9_Baseline Forecast | Commercial | Restaurant | New | Food Preparation | Natural Gas | Conveyor Oven | E9 |  | Baseline Forecast | 0 | 0 | 0 | 0 | 0 | 0 | 0 | 0 | 0 | 0 | 0 | 0 | 0 | 0 | 0 | 0 | 0 | 0 | 0 | 0 | 0 | 0 | 0 | 0 | 0 | 0 | 0 | 0 | 0 | 0 | 0 | 0 | 0
Commercial_Restaurant_New_Food Preparation_Natural Gas_Conveyor Oven_E10_Baseline Forecast | Commercial | Restaurant | New | Food Preparation | Natural Gas | Conveyor Oven | E10 |  | Baseline Forecast | 0 | 0 | 0 | 0 | 0 | 0 | 0 | 0 | 0 | 0 | 0 | 0 | 0 | 0 | 0 | 0 | 0 | 0 | 0 | 0 | 0 | 0 | 0 | 0 | 0 | 0 | 0 | 0 | 0 | 0 | 0 | 0 | 0
Commercial_Restaurant_New_Food Preparation_Natural Gas_Double Rack Oven_E1_Baseline Forecast | Commercial | Restaurant | New | Food Preparation | Natural Gas | Double Rack Oven | E1 |  | Baseline Forecast | 0 | 95.586 | 461.047 | 294.6413 | 379.9993 | 515.7007 | 482.0125 | 427.2131 | 384.2259 | 370.9858 | 366.1466 | 362.509 | 381.1295 | 470.5513 | 510.212 | 557.8987 | 622.7499 | 692.3964 | 807.7974 | 751.9912 | 771.1659 | 798.7512 | 775.1895 | 754.4371 | 758.7218 | 778.2985 | 805.712 | 840.9407 | 888.9005 | 968.9214 | 1008.7452 | 1046.5561 | 886.7886
Commercial_Restaurant_New_Food Preparation_Natural Gas_Double Rack Oven_E2_Baseline Forecast | Commercial | Restaurant | New | Food Preparation | Natural Gas | Double Rack Oven | E2 |  | Baseline Forecast | 0 | 137.5506 | 663.4578 | 423.996 | 546.8282 | 742.1058 | 693.6278 | 614.77 | 552.9105 | 533.8577 | 526.8938 | 521.6593 | 548.4546 | 677.1348 | 734.2076 | 802.8298 | 896.1523 | 996.3753 | 1162.4401 | 1082.1336 | 1109.7266 | 1149.4225 | 1115.5166 | 1085.6534 | 1091.8192 | 1119.9906 | 1159.4392 | 1210.1342 | 1279.1495 | 1394.3016 | 1451.609 | 1506.0198 | 1276.1104
Commercial_Restaurant_New_Food Preparation_Natural Gas_Double Rack Oven_E3_Baseline Forecast | Commercial | Restaurant | New | Food Preparation | Natural Gas | Double Rack Oven | E3 |  | Baseline Forecast | 0 | 0 | 0 | 0 | 0 | 0 | 0 | 0 | 0 | 0 | 0 | 0 | 0 | 0 | 0 | 0 | 0 | 0 | 0 | 0 | 0 | 0 | 0 | 0 | 0 | 0 | 0 | 0 | 0 | 0 | 0 | 0 | 0
Commercial_Restaurant_New_Food Preparation_Natural Gas_Double Rack Oven_E4_Baseline Forecast | Commercial | Restaurant | New | Food Preparation | Natural Gas | Double Rack Oven | E4 |  | Baseline Forecast | 0 | 0 | 0 | 0 | 0 | 0 | 0 | 0 | 0 | 0 | 0 | 0 | 0 | 0 | 0 | 0 | 0 | 0 | 0 | 0 | 0 | 0 | 0 | 0 | 0 | 0 | 0 | 0 | 0 | 0 | 0 | 0 | 0
Commercial_Restaurant_New_Food Preparation_Natural Gas_Double Rack Oven_E5_Baseline Forecast | Commercial | Restaurant | New | Food Preparation | Natural Gas | Double Rack Oven | E5 |  | Baseline Forecast | 0 | 0 | 0 | 0 | 0 | 0 | 0 | 0 | 0 | 0 | 0 | 0 | 0 | 0 | 0 | 0 | 0 | 0 | 0 | 0 | 0 | 0 | 0 | 0 | 0 | 0 | 0 | 0 | 0 | 0 | 0 | 0 | 0
Commercial_Restaurant_New_Food Preparation_Natural Gas_Double Rack Oven_E6_Baseline Forecast | Commercial | Restaurant | New | Food Preparation | Natural Gas | Double Rack Oven | E6 |  | Baseline Forecast | 0 | 0 | 0 | 0 | 0 | 0 | 0 | 0 | 0 | 0 | 0 | 0 | 0 | 0 | 0 | 0 | 0 | 0 | 0 | 0 | 0 | 0 | 0 | 0 | 0 | 0 | 0 | 0 | 0 | 0 | 0 | 0 | 0
Commercial_Restaurant_New_Food Preparation_Natural Gas_Double Rack Oven_E7_Baseline Forecast | Commercial | Restaurant | New | Food Preparation | Natural Gas | Double Rack Oven | E7 |  | Baseline Forecast | 0 | 0 | 0 | 0 | 0 | 0 | 0 | 0 | 0 | 0 | 0 | 0 | 0 | 0 | 0 | 0 | 0 | 0 | 0 | 0 | 0 | 0 | 0 | 0 | 0 | 0 | 0 | 0 | 0 | 0 | 0 | 0 | 0
Commercial_Restaurant_New_Food Preparation_Natural Gas_Double Rack Oven_E8_Baseline Forecast | Commercial | Restaurant | New | Food Preparation | Natural Gas | Double Rack Oven | E8 |  | Baseline Forecast | 0 | 0 | 0 | 0 | 0 | 0 | 0 | 0 | 0 | 0 | 0 | 0 | 0 | 0 | 0 | 0 | 0 | 0 | 0 | 0 | 0 | 0 | 0 | 0 | 0 | 0 | 0 | 0 | 0 | 0 | 0 | 0 | 0
Commercial_Restaurant_New_Food Preparation_Natural Gas_Double Rack Oven_E9_Baseline Forecast | Commercial | Restaurant | New | Food Preparation | Natural Gas | Double Rack Oven | E9 |  | Baseline Forecast | 0 | 0 | 0 | 0 | 0 | 0 | 0 | 0 | 0 | 0 | 0 | 0 | 0 | 0 | 0 | 0 | 0 | 0 | 0 | 0 | 0 | 0 | 0 | 0 | 0 | 0 | 0 | 0 | 0 | 0 | 0 | 0 | 0
Commercial_Restaurant_New_Food Preparation_Natural Gas_Double Rack Oven_E10_Baseline Forecast | Commercial | Restaurant | New | Food Preparation | Natural Gas | Double Rack Oven | E10 |  | Baseline Forecast | 0 | 0 | 0 | 0 | 0 | 0 | 0 | 0 | 0 | 0 | 0 | 0 | 0 | 0 | 0 | 0 | 0 | 0 | 0 | 0 | 0 | 0 | 0 | 0 | 0 | 0 | 0 | 0 | 0 | 0 | 0 | 0 | 0
Commercial_Restaurant_New_Food Preparation_Natural Gas_Fryer_E1_Baseline Forecast | Commercial | Restaurant | New | Food Preparation | Natural Gas | Fryer | E1 |  | Baseline Forecast | 0 | 4505.2108 | 21730.3047 | 0 | 0 | 0 | 0 | 0 | 0 | 0 | 0 | 0 | 0 | 0 | 0 | 0 | 0 | 0 | 0 | 0 | 0 | 0 | 0 | 0 | 0 | 0 | 0 | 0 | 0 | 0 | 0 | 0 | 0
Commercial_Restaurant_New_Food Preparation_Natural Gas_Fryer_E2_Baseline Forecast | Commercial | Restaurant | New | Food Preparation | Natural Gas | Fryer | E2 |  | Baseline Forecast | 0 | 1582.9119 | 7634.9719 | 18766.4685 | 24203.1382 | 32846.3124 | 32222.6587 | 35693.1505 | 35526.0937 | 37970.1465 | 43732.9642 | 51977.684 | 51132.053 | 54351.0609 | 58229.9998 | 60317.0346 | 64889.274 | 67208.8571 | 70364.895 | 74481.0614 | 78707.2533 | 80864.0491 | 83994.6323 | 87280.8769 | 90341.9696 | 94309.3343 | 97290.4859 | 100508.4909 | 103972.4054 | 107362.7366 | 110407.2672 | 113668.0619 | 104214.6866
Commercial_Restaurant_New_Food Preparation_Natural Gas_Fryer_E3_Baseline Forecast | Commercial | Restaurant | New | Food Preparation | Natural Gas | Fryer | E3 |  | Baseline Forecast | 0 | 0 | 0 | 0 | 0 | 0 | 0 | 0 | 0 | 0 | 0 | 0 | 0 | 0 | 0 | 0 | 0 | 0 | 0 | 0 | 0 | 0 | 0 | 0 | 0 | 0 | 0 | 0 | 0 | 0 | 0 | 0 | 0
Commercial_Restaurant_New_Food Preparation_Natural Gas_Fryer_E4_Baseline Forecast | Commercial | Restaurant | New | Food Preparation | Natural Gas | Fryer | E4 |  | Baseline Forecast | 0 | 0 | 0 | 0 | 0 | 0 | 0 | 0 | 0 | 0 | 0 | 0 | 0 | 0 | 0 | 0 | 0 | 0 | 0 | 0 | 0 | 0 | 0 | 0 | 0 | 0 | 0 | 0 | 0 | 0 | 0 | 0 | 0
Commercial_Restaurant_New_Food Preparation_Natural Gas_Fryer_E5_Baseline Forecast | Commercial | Restaurant | New | Food Preparation | Natural Gas | Fryer | E5 |  | Baseline Forecast | 0 | 0 | 0 | 0 | 0 | 0 | 0 | 0 | 0 | 0 | 0 | 0 | 0 | 0 | 0 | 0 | 0 | 0 | 0 | 0 | 0 | 0 | 0 | 0 | 0 | 0 | 0 | 0 | 0 | 0 | 0 | 0 | 0
Commercial_Restaurant_New_Food Preparation_Natural Gas_Fryer_E6_Baseline Forecast | Commercial | Restaurant | New | Food Preparation | Natural Gas | Fryer | E6 |  | Baseline Forecast | 0 | 0 | 0 | 0 | 0 | 0 | 0 | 0 | 0 | 0 | 0 | 0 | 0 | 0 | 0 | 0 | 0 | 0 | 0 | 0 | 0 | 0 | 0 | 0 | 0 | 0 | 0 | 0 | 0 | 0 | 0 | 0 | 0
Commercial_Restaurant_New_Food Preparation_Natural Gas_Fryer_E7_Baseline Forecast | Commercial | Restaurant | New | Food Preparation | Natural Gas | Fryer | E7 |  | Baseline Forecast | 0 | 0 | 0 | 0 | 0 | 0 | 0 | 0 | 0 | 0 | 0 | 0 | 0 | 0 | 0 | 0 | 0 | 0 | 0 | 0 | 0 | 0 | 0 | 0 | 0 | 0 | 0 | 0 | 0 | 0 | 0 | 0 | 0
Commercial_Restaurant_New_Food Preparation_Natural Gas_Fryer_E8_Baseline Forecast | Commercial | Restaurant | New | Food Preparation | Natural Gas | Fryer | E8 |  | Baseline Forecast | 0 | 0 | 0 | 0 | 0 | 0 | 0 | 0 | 0 | 0 | 0 | 0 | 0 | 0 | 0 | 0 | 0 | 0 | 0 | 0 | 0 | 0 | 0 | 0 | 0 | 0 | 0 | 0 | 0 | 0 | 0 | 0 | 0
Commercial_Restaurant_New_Food Preparation_Natural Gas_Fryer_E9_Baseline Forecast | Commercial | Restaurant | New | Food Preparation | Natural Gas | Fryer | E9 |  | Baseline Forecast | 0 | 0 | 0 | 0 | 0 | 0 | 0 | 0 | 0 | 0 | 0 | 0 | 0 | 0 | 0 | 0 | 0 | 0 | 0 | 0 | 0 | 0 | 0 | 0 | 0 | 0 | 0 | 0 | 0 | 0 | 0 | 0 | 0
Commercial_Restaurant_New_Food Preparation_Natural Gas_Fryer_E10_Baseline Forecast | Commercial | Restaurant | New | Food Preparation | Natural Gas | Fryer | E10 |  | Baseline Forecast | 0 | 0 | 0 | 0 | 0 | 0 | 0 | 0 | 0 | 0 | 0 | 0 | 0 | 0 | 0 | 0 | 0 | 0 | 0 | 0 | 0 | 0 | 0 | 0 | 0 | 0 | 0 | 0 | 0 | 0 | 0 | 0 | 0
Commercial_Restaurant_New_Food Preparation_Natural Gas_Broiler_E1_Baseline Forecast | Commercial | Restaurant | New | Food Preparation | Natural Gas | Broiler | E1 |  | Baseline Forecast | 0 | 4070.5794 | 19633.9162 | 12547.4476 | 16182.4591 | 21961.3713 | 20526.7454 | 18193.0829 | 16362.4533 | 15798.6182 | 15592.535 | 15437.6264 | 16230.5909 | 20038.6625 | 21727.635 | 23758.395 | 26520.118 | 29486.0474 | 34400.4565 | 32023.9204 | 32840.4875 | 34015.2216 | 33011.835 | 32128.0827 | 32310.5503 | 33144.2335 | 34311.6498 | 35811.881 | 37854.2726 | 41262.0046 | 42957.9218 | 44568.1175 | 37764.3379
Commercial_Restaurant_New_Food Preparation_Natural Gas_Broiler_E2_Baseline Forecast | Commercial | Restaurant | New | Food Preparation | Natural Gas | Broiler | E2 |  | Baseline Forecast | 0 | 1430.2036 | 6898.403 | 4408.5627 | 5685.7289 | 7716.1575 | 7212.0997 | 6392.1643 | 5748.9701 | 5550.8659 | 5478.4582 | 5424.0309 | 5702.64 | 7040.6112 | 7634.0339 | 8347.5442 | 9317.8793 | 10359.9626 | 12086.6469 | 11251.6477 | 11538.5497 | 11951.2941 | 11598.7529 | 11288.2453 | 11352.3555 | 11645.2712 | 12055.4445 | 12582.5528 | 13300.1498 | 14497.4611 | 15093.3239 | 15659.0683 | 13268.5511
Commercial_Restaurant_New_Food Preparation_Natural Gas_Broiler_E3_Baseline Forecast | Commercial | Restaurant | New | Food Preparation | Natural Gas | Broiler | E3 |  | Baseline Forecast | 0 | 0 | 0 | 0 | 0 | 0 | 0 | 0 | 0 | 0 | 0 | 0 | 0 | 0 | 0 | 0 | 0 | 0 | 0 | 0 | 0 | 0 | 0 | 0 | 0 | 0 | 0 | 0 | 0 | 0 | 0 | 0 | 0
Commercial_Restaurant_New_Food Preparation_Natural Gas_Broiler_E4_Baseline Forecast | Commercial | Restaurant | New | Food Preparation | Natural Gas | Broiler | E4 |  | Baseline Forecast | 0 | 0 | 0 | 0 | 0 | 0 | 0 | 0 | 0 | 0 | 0 | 0 | 0 | 0 | 0 | 0 | 0 | 0 | 0 | 0 | 0 | 0 | 0 | 0 | 0 | 0 | 0 | 0 | 0 | 0 | 0 | 0 | 0
Commercial_Restaurant_New_Food Preparation_Natural Gas_Broiler_E5_Baseline Forecast | Commercial | Restaurant | New | Food Preparation | Natural Gas | Broiler | E5 |  | Baseline Forecast | 0 | 0 | 0 | 0 | 0 | 0 | 0 | 0 | 0 | 0 | 0 | 0 | 0 | 0 | 0 | 0 | 0 | 0 | 0 | 0 | 0 | 0 | 0 | 0 | 0 | 0 | 0 | 0 | 0 | 0 | 0 | 0 | 0
Commercial_Restaurant_New_Food Preparation_Natural Gas_Broiler_E6_Baseline Forecast | Commercial | Restaurant | New | Food Preparation | Natural Gas | Broiler | E6 |  | Baseline Forecast | 0 | 0 | 0 | 0 | 0 | 0 | 0 | 0 | 0 | 0 | 0 | 0 | 0 | 0 | 0 | 0 | 0 | 0 | 0 | 0 | 0 | 0 | 0 | 0 | 0 | 0 | 0 | 0 | 0 | 0 | 0 | 0 | 0
Commercial_Restaurant_New_Food Preparation_Natural Gas_Broiler_E7_Baseline Forecast | Commercial | Restaurant | New | Food Preparation | Natural Gas | Broiler | E7 |  | Baseline Forecast | 0 | 0 | 0 | 0 | 0 | 0 | 0 | 0 | 0 | 0 | 0 | 0 | 0 | 0 | 0 | 0 | 0 | 0 | 0 | 0 | 0 | 0 | 0 | 0 | 0 | 0 | 0 | 0 | 0 | 0 | 0 | 0 | 0
Commercial_Restaurant_New_Food Preparation_Natural Gas_Broiler_E8_Baseline Forecast | Commercial | Restaurant | New | Food Preparation | Natural Gas | Broiler | E8 |  | Baseline Forecast | 0 | 0 | 0 | 0 | 0 | 0 | 0 | 0 | 0 | 0 | 0 | 0 | 0 | 0 | 0 | 0 | 0 | 0 | 0 | 0 | 0 | 0 | 0 | 0 | 0 | 0 | 0 | 0 | 0 | 0 | 0 | 0 | 0
Commercial_Restaurant_New_Food Preparation_Natural Gas_Broiler_E9_Baseline Forecast | Commercial | Restaurant | New | Food Preparation | Natural Gas | Broiler | E9 |  | Baseline Forecast | 0 | 0 | 0 | 0 | 0 | 0 | 0 | 0 | 0 | 0 | 0 | 0 | 0 | 0 | 0 | 0 | 0 | 0 | 0 | 0 | 0 | 0 | 0 | 0 | 0 | 0 | 0 | 0 | 0 | 0 | 0 | 0 | 0
Commercial_Restaurant_New_Food Preparation_Natural Gas_Broiler_E10_Baseline Forecast | Commercial | Restaurant | New | Food Preparation | Natural Gas | Broiler | E10 |  | Baseline Forecast | 0 | 0 | 0 | 0 | 0 | 0 | 0 | 0 | 0 | 0 | 0 | 0 | 0 | 0 | 0 | 0 | 0 | 0 | 0 | 0 | 0 | 0 | 0 | 0 | 0 | 0 | 0 | 0 | 0 | 0 | 0 | 0 | 0
Commercial_Restaurant_New_Food Preparation_Natural Gas_Griddle_E1_Baseline Forecast | Commercial | Restaurant | New | Food Preparation | Natural Gas | Griddle | E1 |  | Baseline Forecast | 0 | 4462.2128 | 21522.9096 | 13754.6467 | 17739.3852 | 24074.2909 | 22501.6385 | 19943.4527 | 17936.6969 | 17318.6148 | 17092.7041 | 16922.8916 | 17792.1479 | 21966.5969 | 23818.0666 | 26044.2075 | 29071.6379 | 32322.9215 | 37710.1495 | 35104.9652 | 36000.0948 | 37287.8509 | 36187.9277 | 35219.1489 | 35419.1719 | 36333.0643 | 37612.7986 | 39257.3681 | 41496.2597 | 45231.8521 | 47090.9347 | 48856.0486 | 41397.6723
Commercial_Restaurant_New_Food Preparation_Natural Gas_Griddle_E2_Baseline Forecast | Commercial | Restaurant | New | Food Preparation | Natural Gas | Griddle | E2 |  | Baseline Forecast | 0 | 1822.594 | 8791.0476 | 5618.0951 | 7245.6644 | 9833.1611 | 9190.8101 | 8145.9173 | 7326.2565 | 7073.8004 | 6981.527 | 6912.167 | 7267.2153 | 8972.272 | 9728.5061 | 10637.7749 | 11874.331 | 13202.32 | 15402.7371 | 14338.6477 | 14704.2641 | 15230.249 | 14780.9846 | 14385.2862 | 14466.9857 | 14840.2657 | 15362.9741 | 16034.6997 | 16949.1765 | 18474.9819 | 19234.3255 | 19955.2875 | 16908.9084
Commercial_Restaurant_New_Food Preparation_Natural Gas_Griddle_E3_Baseline Forecast | Commercial | Restaurant | New | Food Preparation | Natural Gas | Griddle | E3 |  | Baseline Forecast | 0 | 0 | 0 | 0 | 0 | 0 | 0 | 0 | 0 | 0 | 0 | 0 | 0 | 0 | 0 | 0 | 0 | 0 | 0 | 0 | 0 | 0 | 0 | 0 | 0 | 0 | 0 | 0 | 0 | 0 | 0 | 0 | 0
Commercial_Restaurant_New_Food Preparation_Natural Gas_Griddle_E4_Baseline Forecast | Commercial | Restaurant | New | Food Preparation | Natural Gas | Griddle | E4 |  | Baseline Forecast | 0 | 0 | 0 | 0 | 0 | 0 | 0 | 0 | 0 | 0 | 0 | 0 | 0 | 0 | 0 | 0 | 0 | 0 | 0 | 0 | 0 | 0 | 0 | 0 | 0 | 0 | 0 | 0 | 0 | 0 | 0 | 0 | 0
Commercial_Restaurant_New_Food Preparation_Natural Gas_Griddle_E5_Baseline Forecast | Commercial | Restaurant | New | Food Preparation | Natural Gas | Griddle | E5 |  | Baseline Forecast | 0 | 0 | 0 | 0 | 0 | 0 | 0 | 0 | 0 | 0 | 0 | 0 | 0 | 0 | 0 | 0 | 0 | 0 | 0 | 0 | 0 | 0 | 0 | 0 | 0 | 0 | 0 | 0 | 0 | 0 | 0 | 0 | 0
Commercial_Restaurant_New_Food Preparation_Natural Gas_Griddle_E6_Baseline Forecast | Commercial | Restaurant | New | Food Preparation | Natural Gas | Griddle | E6 |  | Baseline Forecast | 0 | 0 | 0 | 0 | 0 | 0 | 0 | 0 | 0 | 0 | 0 | 0 | 0 | 0 | 0 | 0 | 0 | 0 | 0 | 0 | 0 | 0 | 0 | 0 | 0 | 0 | 0 | 0 | 0 | 0 | 0 | 0 | 0
Commercial_Restaurant_New_Food Preparation_Natural Gas_Griddle_E7_Baseline Forecast | Commercial | Restaurant | New | Food Preparation | Natural Gas | Griddle | E7 |  | Baseline Forecast | 0 | 0 | 0 | 0 | 0 | 0 | 0 | 0 | 0 | 0 | 0 | 0 | 0 | 0 | 0 | 0 | 0 | 0 | 0 | 0 | 0 | 0 | 0 | 0 | 0 | 0 | 0 | 0 | 0 | 0 | 0 | 0 | 0
Commercial_Restaurant_New_Food Preparation_Natural Gas_Griddle_E8_Baseline Forecast | Commercial | Restaurant | New | Food Preparation | Natural Gas | Griddle | E8 |  | Baseline Forecast | 0 | 0 | 0 | 0 | 0 | 0 | 0 | 0 | 0 | 0 | 0 | 0 | 0 | 0 | 0 | 0 | 0 | 0 | 0 | 0 | 0 | 0 | 0 | 0 | 0 | 0 | 0 | 0 | 0 | 0 | 0 | 0 | 0
Commercial_Restaurant_New_Food Preparation_Natural Gas_Griddle_E9_Baseline Forecast | Commercial | Restaurant | New | Food Preparation | Natural Gas | Griddle | E9 |  | Baseline Forecast | 0 | 0 | 0 | 0 | 0 | 0 | 0 | 0 | 0 | 0 | 0 | 0 | 0 | 0 | 0 | 0 | 0 | 0 | 0 | 0 | 0 | 0 | 0 | 0 | 0 | 0 | 0 | 0 | 0 | 0 | 0 | 0 | 0
Commercial_Restaurant_New_Food Preparation_Natural Gas_Griddle_E10_Baseline Forecast | Commercial | Restaurant | New | Food Preparation | Natural Gas | Griddle | E10 |  | Baseline Forecast | 0 | 0 | 0 | 0 | 0 | 0 | 0 | 0 | 0 | 0 | 0 | 0 | 0 | 0 | 0 | 0 | 0 | 0 | 0 | 0 | 0 | 0 | 0 | 0 | 0 | 0 | 0 | 0 | 0 | 0 | 0 | 0 | 0
Commercial_Restaurant_New_Food Preparation_Natural Gas_Range_E1_Baseline Forecast | Commercial | Restaurant | New | Food Preparation | Natural Gas | Range | E1 |  | Baseline Forecast | 0 | 2388.5477 | 11520.8528 | 7362.6319 | 9495.5956 | 12886.5645 | 12044.75 | 10675.396 | 9601.2133 | 9270.3643 | 9627.1476 | 11744.8785 | 12667.726 | 13868.4096 | 15542.2452 | 17311.2688 | 20209.4986 | 18815.3651 | 19280.527 | 20051.194 | 19993.4055 | 19993.8557 | 20299.2864 | 21070.9355 | 22219.9641 | 24190.9183 | 25175.9375 | 26130.1343 | 27171.9768 | 28019.1656 | 28993.3429 | 28708.877 | 24124.5238
Commercial_Restaurant_New_Food Preparation_Natural Gas_Range_E2_Baseline Forecast | Commercial | Restaurant | New | Food Preparation | Natural Gas | Range | E2 |  | Baseline Forecast | 0 | 3437.1785 | 16578.7882 | 10595.0068 | 13664.3937 | 18544.0806 | 17332.689 | 15362.1552 | 13816.3801 | 13340.2803 | 13853.7002 | 16901.1666 | 18229.1666 | 19956.9797 | 22365.6699 | 24911.338 | 29081.9614 | 27075.7694 | 27745.1486 | 28854.1572 | 28770.9982 | 28771.646 | 29211.1682 | 30321.5901 | 31975.0702 | 34811.3214 | 36228.7881 | 37601.9005 | 39101.1373 | 40320.2628 | 41722.1276 | 41312.7742 | 34715.7781
Commercial_Restaurant_New_Food Preparation_Natural Gas_Range_E3_Baseline Forecast | Commercial | Restaurant | New | Food Preparation | Natural Gas | Range | E3 |  | Baseline Forecast | 0 | 0 | 0 | 0 | 0 | 0 | 0 | 0 | 0 | 0 | 0 | 0 | 0 | 0 | 0 | 0 | 0 | 0 | 0 | 0 | 0 | 0 | 0 | 0 | 0 | 0 | 0 | 0 | 0 | 0 | 0 | 0 | 0
Commercial_Restaurant_New_Food Preparation_Natural Gas_Range_E4_Baseline Forecast | Commercial | Restaurant | New | Food Preparation | Natural Gas | Range | E4 |  | Baseline Forecast | 0 | 0 | 0 | 0 | 0 | 0 | 0 | 0 | 0 | 0 | 0 | 0 | 0 | 0 | 0 | 0 | 0 | 0 | 0 | 0 | 0 | 0 | 0 | 0 | 0 | 0 | 0 | 0 | 0 | 0 | 0 | 0 | 0
Commercial_Restaurant_New_Food Preparation_Natural Gas_Range_E5_Baseline Forecast | Commercial | Restaurant | New | Food Preparation | Natural Gas | Range | E5 |  | Baseline Forecast | 0 | 0 | 0 | 0 | 0 | 0 | 0 | 0 | 0 | 0 | 0 | 0 | 0 | 0 | 0 | 0 | 0 | 0 | 0 | 0 | 0 | 0 | 0 | 0 | 0 | 0 | 0 | 0 | 0 | 0 | 0 | 0 | 0
Commercial_Restaurant_New_Food Preparation_Natural Gas_Range_E6_Baseline Forecast | Commercial | Restaurant | New | Food Preparation | Natural Gas | Range | E6 |  | Baseline Forecast | 0 | 0 | 0 | 0 | 0 | 0 | 0 | 0 | 0 | 0 | 0 | 0 | 0 | 0 | 0 | 0 | 0 | 0 | 0 | 0 | 0 | 0 | 0 | 0 | 0 | 0 | 0 | 0 | 0 | 0 | 0 | 0 | 0
Commercial_Restaurant_New_Food Preparation_Natural Gas_Range_E7_Baseline Forecast | Commercial | Restaurant | New | Food Preparation | Natural Gas | Range | E7 |  | Baseline Forecast | 0 | 0 | 0 | 0 | 0 | 0 | 0 | 0 | 0 | 0 | 0 | 0 | 0 | 0 | 0 | 0 | 0 | 0 | 0 | 0 | 0 | 0 | 0 | 0 | 0 | 0 | 0 | 0 | 0 | 0 | 0 | 0 | 0
Commercial_Restaurant_New_Food Preparation_Natural Gas_Range_E8_Baseline Forecast | Commercial | Restaurant | New | Food Preparation | Natural Gas | Range | E8 |  | Baseline Forecast | 0 | 0 | 0 | 0 | 0 | 0 | 0 | 0 | 0 | 0 | 0 | 0 | 0 | 0 | 0 | 0 | 0 | 0 | 0 | 0 | 0 | 0 | 0 | 0 | 0 | 0 | 0 | 0 | 0 | 0 | 0 | 0 | 0
Commercial_Restaurant_New_Food Preparation_Natural Gas_Range_E9_Baseline Forecast | Commercial | Restaurant | New | Food Preparation | Natural Gas | Range | E9 |  | Baseline Forecast | 0 | 0 | 0 | 0 | 0 | 0 | 0 | 0 | 0 | 0 | 0 | 0 | 0 | 0 | 0 | 0 | 0 | 0 | 0 | 0 | 0 | 0 | 0 | 0 | 0 | 0 | 0 | 0 | 0 | 0 | 0 | 0 | 0
Commercial_Restaurant_New_Food Preparation_Natural Gas_Range_E10_Baseline Forecast | Commercial | Restaurant | New | Food Preparation | Natural Gas | Range | E10 |  | Baseline Forecast | 0 | 0 | 0 | 0 | 0 | 0 | 0 | 0 | 0 | 0 | 0 | 0 | 0 | 0 | 0 | 0 | 0 | 0 | 0 | 0 | 0 | 0 | 0 | 0 | 0 | 0 | 0 | 0 | 0 | 0 | 0 | 0 | 0
Commercial_Restaurant_New_Food Preparation_Natural Gas_Steamer_E1_Baseline Forecast | Commercial | Restaurant | New | Food Preparation | Natural Gas | Steamer | E1 |  | Baseline Forecast | 0 | 201.4347 | 971.5942 | 0 | 0 | 0 | 0 | 0 | 0 | 0 | 0 | 0 | 0 | 0 | 0 | 0 | 0 | 0 | 0 | 0 | 0 | 0 | 0 | 0 | 0 | 0 | 0 | 0 | 0 | 0 | 0 | 0 | 0
Commercial_Restaurant_New_Food Preparation_Natural Gas_Steamer_E2_Baseline Forecast | Commercial | Restaurant | New | Food Preparation | Natural Gas | Steamer | E2 |  | Baseline Forecast | 0 | 201.4347 | 971.5942 | 1241.8334 | 1601.5941 | 2173.5389 | 2031.5525 | 1800.5876 | 1619.4084 | 1563.605 | 1587.972 | 1783.5767 | 1891.0538 | 2032.7889 | 2227.8564 | 2379.9436 | 2487.3698 | 2560.3553 | 2618.7773 | 2797.2197 | 3330.0042 | 3125.2561 | 3283.6445 | 3511.2208 | 3510.3252 | 3495.9972 | 3506.7321 | 3561.4048 | 3654.5483 | 3849.3035 | 3972.5616 | 4110.3038 | 3431.3427
Commercial_Restaurant_New_Food Preparation_Natural Gas_Steamer_E3_Baseline Forecast | Commercial | Restaurant | New | Food Preparation | Natural Gas | Steamer | E3 |  | Baseline Forecast | 0 | 0 | 0 | 0 | 0 | 0 | 0 | 0 | 0 | 0 | 0 | 0 | 0 | 0 | 0 | 0 | 0 | 0 | 0 | 0 | 0 | 0 | 0 | 0 | 0 | 0 | 0 | 0 | 0 | 0 | 0 | 0 | 0
Commercial_Restaurant_New_Food Preparation_Natural Gas_Steamer_E4_Baseline Forecast | Commercial | Restaurant | New | Food Preparation | Natural Gas | Steamer | E4 |  | Baseline Forecast | 0 | 0 | 0 | 0 | 0 | 0 | 0 | 0 | 0 | 0 | 0 | 0 | 0 | 0 | 0 | 0 | 0 | 0 | 0 | 0 | 0 | 0 | 0 | 0 | 0 | 0 | 0 | 0 | 0 | 0 | 0 | 0 | 0
Commercial_Restaurant_New_Food Preparation_Natural Gas_Steamer_E5_Baseline Forecast | Commercial | Restaurant | New | Food Preparation | Natural Gas | Steamer | E5 |  | Baseline Forecast | 0 | 0 | 0 | 0 | 0 | 0 | 0 | 0 | 0 | 0 | 0 | 0 | 0 | 0 | 0 | 0 | 0 | 0 | 0 | 0 | 0 | 0 | 0 | 0 | 0 | 0 | 0 | 0 | 0 | 0 | 0 | 0 | 0
Commercial_Restaurant_New_Food Preparation_Natural Gas_Steamer_E6_Baseline Forecast | Commercial | Restaurant | New | Food Preparation | Natural Gas | Steamer | E6 |  | Baseline Forecast | 0 | 0 | 0 | 0 | 0 | 0 | 0 | 0 | 0 | 0 | 0 | 0 | 0 | 0 | 0 | 0 | 0 | 0 | 0 | 0 | 0 | 0 | 0 | 0 | 0 | 0 | 0 | 0 | 0 | 0 | 0 | 0 | 0
Commercial_Restaurant_New_Food Preparation_Natural Gas_Steamer_E7_Baseline Forecast | Commercial | Restaurant | New | Food Preparation | Natural Gas | Steamer | E7 |  | Baseline Forecast | 0 | 0 | 0 | 0 | 0 | 0 | 0 | 0 | 0 | 0 | 0 | 0 | 0 | 0 | 0 | 0 | 0 | 0 | 0 | 0 | 0 | 0 | 0 | 0 | 0 | 0 | 0 | 0 | 0 | 0 | 0 | 0 | 0
Commercial_Restaurant_New_Food Preparation_Natural Gas_Steamer_E8_Baseline Forecast | Commercial | Restaurant | New | Food Preparation | Natural Gas | Steamer | E8 |  | Baseline Forecast | 0 | 0 | 0 | 0 | 0 | 0 | 0 | 0 | 0 | 0 | 0 | 0 | 0 | 0 | 0 | 0 | 0 | 0 | 0 | 0 | 0 | 0 | 0 | 0 | 0 | 0 | 0 | 0 | 0 | 0 | 0 | 0 | 0
Commercial_Restaurant_New_Food Preparation_Natural Gas_Steamer_E9_Baseline Forecast | Commercial | Restaurant | New | Food Preparation | Natural Gas | Steamer | E9 |  | Baseline Forecast | 0 | 0 | 0 | 0 | 0 | 0 | 0 | 0 | 0 | 0 | 0 | 0 | 0 | 0 | 0 | 0 | 0 | 0 | 0 | 0 | 0 | 0 | 0 | 0 | 0 | 0 | 0 | 0 | 0 | 0 | 0 | 0 | 0
Commercial_Restaurant_New_Food Preparation_Natural Gas_Steamer_E10_Baseline Forecast | Commercial | Restaurant | New | Food Preparation | Natural Gas | Steamer | E10 |  | Baseline Forecast | 0 | 0 | 0 | 0 | 0 | 0 | 0 | 0 | 0 | 0 | 0 | 0 | 0 | 0 | 0 | 0 | 0 | 0 | 0 | 0 | 0 | 0 | 0 | 0 | 0 | 0 | 0 | 0 | 0 | 0 | 0 | 0 | 0
Commercial_Restaurant_New_Food Preparation_Natural Gas_Food Prep Other_E1_Baseline Forecast | Commercial | Restaurant | New | Food Preparation | Natural Gas | Food Prep Other | E1 |  | Baseline Forecast | 0 | 16.7775 | 80.9241 | 51.7162 | 66.6984 | 90.5171 | 84.604 | 74.9855 | 67.4403 | 65.1164 | 67.6225 | 82.4977 | 88.9799 | 97.4137 | 109.171 | 121.5968 | 141.9544 | 132.1618 | 135.4292 | 140.8425 | 140.4365 | 140.4397 | 142.5851 | 148.0053 | 156.0762 | 169.9205 | 176.8394 | 183.5418 | 190.8599 | 196.8106 | 203.6534 | 201.6553 | 169.4541
Commercial_Restaurant_New_Food Preparation_Natural Gas_Food Prep Other_E2_Baseline Forecast | Commercial | Restaurant | New | Food Preparation | Natural Gas | Food Prep Other | E2 |  | Baseline Forecast | 0 | 5.8948 | 28.4328 | 18.1705 | 23.4346 | 31.8033 | 29.7257 | 26.3463 | 23.6952 | 22.8787 | 23.7592 | 28.9857 | 31.2632 | 34.2264 | 38.3574 | 42.7232 | 49.8759 | 46.4352 | 47.5832 | 49.4852 | 49.3426 | 49.3437 | 50.0975 | 52.0019 | 54.8376 | 59.7018 | 62.1328 | 64.4877 | 67.0589 | 69.1497 | 71.5539 | 70.8518 | 59.5379
Commercial_Restaurant_New_Food Preparation_Natural Gas_Food Prep Other_E3_Baseline Forecast | Commercial | Restaurant | New | Food Preparation | Natural Gas | Food Prep Other | E3 |  | Baseline Forecast | 0 | 0 | 0 | 0 | 0 | 0 | 0 | 0 | 0 | 0 | 0 | 0 | 0 | 0 | 0 | 0 | 0 | 0 | 0 | 0 | 0 | 0 | 0 | 0 | 0 | 0 | 0 | 0 | 0 | 0 | 0 | 0 | 0
Commercial_Restaurant_New_Food Preparation_Natural Gas_Food Prep Other_E4_Baseline Forecast | Commercial | Restaurant | New | Food Preparation | Natural Gas | Food Prep Other | E4 |  | Baseline Forecast | 0 | 0 | 0 | 0 | 0 | 0 | 0 | 0 | 0 | 0 | 0 | 0 | 0 | 0 | 0 | 0 | 0 | 0 | 0 | 0 | 0 | 0 | 0 | 0 | 0 | 0 | 0 | 0 | 0 | 0 | 0 | 0 | 0
Commercial_Restaurant_New_Food Preparation_Natural Gas_Food Prep Other_E5_Baseline Forecast | Commercial | Restaurant | New | Food Preparation | Natural Gas | Food Prep Other | E5 |  | Baseline Forecast | 0 | 0 | 0 | 0 | 0 | 0 | 0 | 0 | 0 | 0 | 0 | 0 | 0 | 0 | 0 | 0 | 0 | 0 | 0 | 0 | 0 | 0 | 0 | 0 | 0 | 0 | 0 | 0 | 0 | 0 | 0 | 0 | 0
Commercial_Restaurant_New_Food Preparation_Natural Gas_Food Prep Other_E6_Baseline Forecast | Commercial | Restaurant | New | Food Preparation | Natural Gas | Food Prep Other | E6 |  | Baseline Forecast | 0 | 0 | 0 | 0 | 0 | 0 | 0 | 0 | 0 | 0 | 0 | 0 | 0 | 0 | 0 | 0 | 0 | 0 | 0 | 0 | 0 | 0 | 0 | 0 | 0 | 0 | 0 | 0 | 0 | 0 | 0 | 0 | 0
Commercial_Restaurant_New_Food Preparation_Natural Gas_Food Prep Other_E7_Baseline Forecast | Commercial | Restaurant | New | Food Preparation | Natural Gas | Food Prep Other | E7 |  | Baseline Forecast | 0 | 0 | 0 | 0 | 0 | 0 | 0 | 0 | 0 | 0 | 0 | 0 | 0 | 0 | 0 | 0 | 0 | 0 | 0 | 0 | 0 | 0 | 0 | 0 | 0 | 0 | 0 | 0 | 0 | 0 | 0 | 0 | 0
Commercial_Restaurant_New_Food Preparation_Natural Gas_Food Prep Other_E8_Baseline Forecast | Commercial | Restaurant | New | Food Preparation | Natural Gas | Food Prep Other | E8 |  | Baseline Forecast | 0 | 0 | 0 | 0 | 0 | 0 | 0 | 0 | 0 | 0 | 0 | 0 | 0 | 0 | 0 | 0 | 0 | 0 | 0 | 0 | 0 | 0 | 0 | 0 | 0 | 0 | 0 | 0 | 0 | 0 | 0 | 0 | 0
Commercial_Restaurant_New_Food Preparation_Natural Gas_Food Prep Other_E9_Baseline Forecast | Commercial | Restaurant | New | Food Preparation | Natural Gas | Food Prep Other | E9 |  | Baseline Forecast | 0 | 0 | 0 | 0 | 0 | 0 | 0 | 0 | 0 | 0 | 0 | 0 | 0 | 0 | 0 | 0 | 0 | 0 | 0 | 0 | 0 | 0 | 0 | 0 | 0 | 0 | 0 | 0 | 0 | 0 | 0 | 0 | 0
Commercial_Restaurant_New_Food Preparation_Natural Gas_Food Prep Other_E10_Baseline Forecast | Commercial | Restaurant | New | Food Preparation | Natural Gas | Food Prep Other | E10 |  | Baseline Forecast | 0 | 0 | 0 | 0 | 0 | 0 | 0 | 0 | 0 | 0 | 0 | 0 | 0 | 0 | 0 | 0 | 0 | 0 | 0 | 0 | 0 | 0 | 0 | 0 | 0 | 0 | 0 | 0 | 0 | 0 | 0 | 0 | 0
Commercial_Restaurant_New_Miscellaneous_Natural Gas_Pool Heater_E1_Baseline Forecast | Commercial | Restaurant | New | Miscellaneous | Natural Gas | Pool Heater | E1 |  | Baseline Forecast | 0 | 0 | 0 | 0 | 0 | 0 | 0 | 0 | 0 | 0 | 0 | 0 | 0 | 0 | 0 | 0 | 0 | 0 | 0 | 0 | 0 | 0 | 0 | 0 | 0 | 0 | 0 | 0 | 0 | 0 | 0 | 0 | 0
Commercial_Restaurant_New_Miscellaneous_Natural Gas_Pool Heater_E2_Baseline Forecast | Commercial | Restaurant | New | Miscellaneous | Natural Gas | Pool Heater | E2 |  | Baseline Forecast | 0 | 0 | 0 | 0 | 0 | 0 | 0 | 0 | 0 | 0 | 0 | 0 | 0 | 0 | 0 | 0 | 0 | 0 | 0 | 0 | 0 | 0 | 0 | 0 | 0 | 0 | 0 | 0 | 0 | 0 | 0 | 0 | 0
Commercial_Restaurant_New_Miscellaneous_Natural Gas_Pool Heater_E3_Baseline Forecast | Commercial | Restaurant | New | Miscellaneous | Natural Gas | Pool Heater | E3 |  | Baseline Forecast | 0 | 0 | 0 | 0 | 0 | 0 | 0 | 0 | 0 | 0 | 0 | 0 | 0 | 0 | 0 | 0 | 0 | 0 | 0 | 0 | 0 | 0 | 0 | 0 | 0 | 0 | 0 | 0 | 0 | 0 | 0 | 0 | 0
Commercial_Restaurant_New_Miscellaneous_Natural Gas_Pool Heater_E4_Baseline Forecast | Commercial | Restaurant | New | Miscellaneous | Natural Gas | Pool Heater | E4 |  | Baseline Forecast | 0 | 0 | 0 | 0 | 0 | 0 | 0 | 0 | 0 | 0 | 0 | 0 | 0 | 0 | 0 | 0 | 0 | 0 | 0 | 0 | 0 | 0 | 0 | 0 | 0 | 0 | 0 | 0 | 0 | 0 | 0 | 0 | 0
Commercial_Restaurant_New_Miscellaneous_Natural Gas_Pool Heater_E5_Baseline Forecast | Commercial | Restaurant | New | Miscellaneous | Natural Gas | Pool Heater | E5 |  | Baseline Forecast | 0 | 0 | 0 | 0 | 0 | 0 | 0 | 0 | 0 | 0 | 0 | 0 | 0 | 0 | 0 | 0 | 0 | 0 | 0 | 0 | 0 | 0 | 0 | 0 | 0 | 0 | 0 | 0 | 0 | 0 | 0 | 0 | 0
Commercial_Restaurant_New_Miscellaneous_Natural Gas_Pool Heater_E6_Baseline Forecast | Commercial | Restaurant | New | Miscellaneous | Natural Gas | Pool Heater | E6 |  | Baseline Forecast | 0 | 0 | 0 | 0 | 0 | 0 | 0 | 0 | 0 | 0 | 0 | 0 | 0 | 0 | 0 | 0 | 0 | 0 | 0 | 0 | 0 | 0 | 0 | 0 | 0 | 0 | 0 | 0 | 0 | 0 | 0 | 0 | 0
Commercial_Restaurant_New_Miscellaneous_Natural Gas_Pool Heater_E7_Baseline Forecast | Commercial | Restaurant | New | Miscellaneous | Natural Gas | Pool Heater | E7 |  | Baseline Forecast | 0 | 0 | 0 | 0 | 0 | 0 | 0 | 0 | 0 | 0 | 0 | 0 | 0 | 0 | 0 | 0 | 0 | 0 | 0 | 0 | 0 | 0 | 0 | 0 | 0 | 0 | 0 | 0 | 0 | 0 | 0 | 0 | 0
Commercial_Restaurant_New_Miscellaneous_Natural Gas_Pool Heater_E8_Baseline Forecast | Commercial | Restaurant | New | Miscellaneous | Natural Gas | Pool Heater | E8 |  | Baseline Forecast | 0 | 0 | 0 | 0 | 0 | 0 | 0 | 0 | 0 | 0 | 0 | 0 | 0 | 0 | 0 | 0 | 0 | 0 | 0 | 0 | 0 | 0 | 0 | 0 | 0 | 0 | 0 | 0 | 0 | 0 | 0 | 0 | 0
Commercial_Restaurant_New_Miscellaneous_Natural Gas_Pool Heater_E9_Baseline Forecast | Commercial | Restaurant | New | Miscellaneous | Natural Gas | Pool Heater | E9 |  | Baseline Forecast | 0 | 0 | 0 | 0 | 0 | 0 | 0 | 0 | 0 | 0 | 0 | 0 | 0 | 0 | 0 | 0 | 0 | 0 | 0 | 0 | 0 | 0 | 0 | 0 | 0 | 0 | 0 | 0 | 0 | 0 | 0 | 0 | 0
Commercial_Restaurant_New_Miscellaneous_Natural Gas_Pool Heater_E10_Baseline Forecast | Commercial | Restaurant | New | Miscellaneous | Natural Gas | Pool Heater | E10 |  | Baseline Forecast | 0 | 0 | 0 | 0 | 0 | 0 | 0 | 0 | 0 | 0 | 0 | 0 | 0 | 0 | 0 | 0 | 0 | 0 | 0 | 0 | 0 | 0 | 0 | 0 | 0 | 0 | 0 | 0 | 0 | 0 | 0 | 0 | 0
Commercial_Restaurant_New_Miscellaneous_Natural Gas_Miscellaneous_E1_Baseline Forecast | Commercial | Restaurant | New | Miscellaneous | Natural Gas | Miscellaneous | E1 |  | Baseline Forecast | 0 | 7155.7264 | 34514.7257 | 22057.3271 | 29469.6093 | 44413.0769 | 44212.6202 | 43158.9908 | 44688.8955 | 47738.7938 | 50689.7745 | 55560.8233 | 66254.3071 | 64350.3416 | 69304.1167 | 77179.2012 | 79209.2934 | 81366.5589 | 85087.7522 | 89004.4994 | 92678.3079 | 96919.1843 | 102772.5497 | 104639.0951 | 108837.7168 | 114157.1347 | 117280.9845 | 120596.1096 | 124653.9116 | 128635.9595 | 132452.6466 | 136469.6978 | 125976.5012
Commercial_Restaurant_New_Miscellaneous_Natural Gas_Miscellaneous_E2_Baseline Forecast | Commercial | Restaurant | New | Miscellaneous | Natural Gas | Miscellaneous | E2 |  | Baseline Forecast | 0 | 0 | 0 | 0 | 0 | 0 | 0 | 0 | 0 | 0 | 0 | 0 | 0 | 0 | 0 | 0 | 0 | 0 | 0 | 0 | 0 | 0 | 0 | 0 | 0 | 0 | 0 | 0 | 0 | 0 | 0 | 0 | 0
Commercial_Restaurant_New_Miscellaneous_Natural Gas_Miscellaneous_E3_Baseline Forecast | Commercial | Restaurant | New | Miscellaneous | Natural Gas | Miscellaneous | E3 |  | Baseline Forecast | 0 | 0 | 0 | 0 | 0 | 0 | 0 | 0 | 0 | 0 | 0 | 0 | 0 | 0 | 0 | 0 | 0 | 0 | 0 | 0 | 0 | 0 | 0 | 0 | 0 | 0 | 0 | 0 | 0 | 0 | 0 | 0 | 0
Commercial_Restaurant_New_Miscellaneous_Natural Gas_Miscellaneous_E4_Baseline Forecast | Commercial | Restaurant | New | Miscellaneous | Natural Gas | Miscellaneous | E4 |  | Baseline Forecast | 0 | 0 | 0 | 0 | 0 | 0 | 0 | 0 | 0 | 0 | 0 | 0 | 0 | 0 | 0 | 0 | 0 | 0 | 0 | 0 | 0 | 0 | 0 | 0 | 0 | 0 | 0 | 0 | 0 | 0 | 0 | 0 | 0
Commercial_Restaurant_New_Miscellaneous_Natural Gas_Miscellaneous_E5_Baseline Forecast | Commercial | Restaurant | New | Miscellaneous | Natural Gas | Miscellaneous | E5 |  | Baseline Forecast | 0 | 0 | 0 | 0 | 0 | 0 | 0 | 0 | 0 | 0 | 0 | 0 | 0 | 0 | 0 | 0 | 0 | 0 | 0 | 0 | 0 | 0 | 0 | 0 | 0 | 0 | 0 | 0 | 0 | 0 | 0 | 0 | 0
Commercial_Restaurant_New_Miscellaneous_Natural Gas_Miscellaneous_E6_Baseline Forecast | Commercial | Restaurant | New | Miscellaneous | Natural Gas | Miscellaneous | E6 |  | Baseline Forecast | 0 | 0 | 0 | 0 | 0 | 0 | 0 | 0 | 0 | 0 | 0 | 0 | 0 | 0 | 0 | 0 | 0 | 0 | 0 | 0 | 0 | 0 | 0 | 0 | 0 | 0 | 0 | 0 | 0 | 0 | 0 | 0 | 0
Commercial_Restaurant_New_Miscellaneous_Natural Gas_Miscellaneous_E7_Baseline Forecast | Commercial | Restaurant | New | Miscellaneous | Natural Gas | Miscellaneous | E7 |  | Baseline Forecast | 0 | 0 | 0 | 0 | 0 | 0 | 0 | 0 | 0 | 0 | 0 | 0 | 0 | 0 | 0 | 0 | 0 | 0 | 0 | 0 | 0 | 0 | 0 | 0 | 0 | 0 | 0 | 0 | 0 | 0 | 0 | 0 | 0
Commercial_Restaurant_New_Miscellaneous_Natural Gas_Miscellaneous_E8_Baseline Forecast | Commercial | Restaurant | New | Miscellaneous | Natural Gas | Miscellaneous | E8 |  | Baseline Forecast | 0 | 0 | 0 | 0 | 0 | 0 | 0 | 0 | 0 | 0 | 0 | 0 | 0 | 0 | 0 | 0 | 0 | 0 | 0 | 0 | 0 | 0 | 0 | 0 | 0 | 0 | 0 | 0 | 0 | 0 | 0 | 0 | 0
Commercial_Restaurant_New_Miscellaneous_Natural Gas_Miscellaneous_E9_Baseline Forecast | Commercial | Restaurant | New | Miscellaneous | Natural Gas | Miscellaneous | E9 |  | Baseline Forecast | 0 | 0 | 0 | 0 | 0 | 0 | 0 | 0 | 0 | 0 | 0 | 0 | 0 | 0 | 0 | 0 | 0 | 0 | 0 | 0 | 0 | 0 | 0 | 0 | 0 | 0 | 0 | 0 | 0 | 0 | 0 | 0 | 0
Commercial_Restaurant_New_Miscellaneous_Natural Gas_Miscellaneous_E10_Baseline Forecast | Commercial | Restaurant | New | Miscellaneous | Natural Gas | Miscellaneous | E10 |  | Baseline Forecast | 0 | 0 | 0 | 0 | 0 | 0 | 0 | 0 | 0 | 0 | 0 | 0 | 0 | 0 | 0 | 0 | 0 | 0 | 0 | 0 | 0 | 0 | 0 | 0 | 0 | 0 | 0 | 0 | 0 | 0 | 0 | 0 | 0
Commercial_Retail_Existing_Space Heating_Natural Gas_Furnace_E1_Baseline Forecast | Commercial | Retail | Existing | Space Heating | Natural Gas | Furnace | E1 |  | Baseline Forecast | 0 | 310142.4972 | 336247.4603 | 359562.4901 | 380556.2 | 399218.864 | 416142.7156 | 431641.2861 | 445822.9836 | 458651.2249 | 470194.482 | 480554.0914 | 489807.7748 | 498034.7003 | 505308.3035 | 511715.4736 | 517330.3083 | 522221.5461 | 526448.5081 | 504902.5626 | 486915.2815 | 472027.7891 | 459835.8278 | 449977.1726 | 442130.7222 | 436008.7384 | 431359.9456 | 427962.5083 | 425620.9122 | 424163.1573 | 423438.2327 | 423313.8455 | 508696.112
Commercial_Retail_Existing_Space Heating_Natural Gas_Furnace_E2_Baseline Forecast | Commercial | Retail | Existing | Space Heating | Natural Gas | Furnace | E2 |  | Baseline Forecast | 0 | 0 | 0 | 0 | 0 | 0 | 0 | 0 | 0 | 0 | 0 | 0 | 0 | 0 | 0 | 0 | 0 | 0 | 0 | 0 | 0 | 0 | 0 | 0 | 0 | 0 | 0 | 0 | 0 | 0 | 0 | 0 | 0
Commercial_Retail_Existing_Space Heating_Natural Gas_Furnace_E3_Baseline Forecast | Commercial | Retail | Existing | Space Heating | Natural Gas | Furnace | E3 |  | Baseline Forecast | 0 | 0 | 0 | 0 | 0 | 0 | 0 | 0 | 0 | 0 | 0 | 0 | 0 | 0 | 0 | 0 | 0 | 0 | 0 | 0 | 0 | 0 | 0 | 0 | 0 | 0 | 0 | 0 | 0 | 0 | 0 | 0 | 0
Commercial_Retail_Existing_Space Heating_Natural Gas_Furnace_E4_Baseline Forecast | Commercial | Retail | Existing | Space Heating | Natural Gas | Furnace | E4 |  | Baseline Forecast | 0 | 0 | 0 | 0 | 0 | 0 | 0 | 0 | 0 | 0 | 0 | 0 | 0 | 0 | 0 | 0 | 0 | 0 | 0 | 0 | 0 | 0 | 0 | 0 | 0 | 0 | 0 | 0 | 0 | 0 | 0 | 0 | 0
Commercial_Retail_Existing_Space Heating_Natural Gas_Furnace_E5_Baseline Forecast | Commercial | Retail | Existing | Space Heating | Natural Gas | Furnace | E5 |  | Baseline Forecast | 0 | 0 | 0 | 0 | 0 | 0 | 0 | 0 | 0 | 0 | 0 | 0 | 0 | 0 | 0 | 0 | 0 | 0 | 0 | 0 | 0 | 0 | 0 | 0 | 0 | 0 | 0 | 0 | 0 | 0 | 0 | 0 | 0
Commercial_Retail_Existing_Space Heating_Natural Gas_Furnace_E6_Baseline Forecast | Commercial | Retail | Existing | Space Heating | Natural Gas | Furnace | E6 |  | Baseline Forecast | 0 | 0 | 0 | 0 | 0 | 0 | 0 | 0 | 0 | 0 | 0 | 0 | 0 | 0 | 0 | 0 | 0 | 0 | 0 | 0 | 0 | 0 | 0 | 0 | 0 | 0 | 0 | 0 | 0 | 0 | 0 | 0 | 0
Commercial_Retail_Existing_Space Heating_Natural Gas_Furnace_E7_Baseline Forecast | Commercial | Retail | Existing | Space Heating | Natural Gas | Furnace | E7 |  | Baseline Forecast | 0 | 0 | 0 | 0 | 0 | 0 | 0 | 0 | 0 | 0 | 0 | 0 | 0 | 0 | 0 | 0 | 0 | 0 | 0 | 0 | 0 | 0 | 0 | 0 | 0 | 0 | 0 | 0 | 0 | 0 | 0 | 0 | 0
Commercial_Retail_Existing_Space Heating_Natural Gas_Furnace_E8_Baseline Forecast | Commercial | Retail | Existing | Space Heating | Natural Gas | Furnace | E8 |  | Baseline Forecast | 0 | 0 | 0 | 0 | 0 | 0 | 0 | 0 | 0 | 0 | 0 | 0 | 0 | 0 | 0 | 0 | 0 | 0 | 0 | 0 | 0 | 0 | 0 | 0 | 0 | 0 | 0 | 0 | 0 | 0 | 0 | 0 | 0
Commercial_Retail_Existing_Space Heating_Natural Gas_Furnace_E9_Baseline Forecast | Commercial | Retail | Existing | Space Heating | Natural Gas | Furnace | E9 |  | Baseline Forecast | 0 | 0 | 0 | 0 | 0 | 0 | 0 | 0 | 0 | 0 | 0 | 0 | 0 | 0 | 0 | 0 | 0 | 0 | 0 | 0 | 0 | 0 | 0 | 0 | 0 | 0 | 0 | 0 | 0 | 0 | 0 | 0 | 0
Commercial_Retail_Existing_Space Heating_Natural Gas_Furnace_E10_Baseline Forecast | Commercial | Retail | Existing | Space Heating | Natural Gas | Furnace | E10 |  | Baseline Forecast | 0 | 0 | 0 | 0 | 0 | 0 | 0 | 0 | 0 | 0 | 0 | 0 | 0 | 0 | 0 | 0 | 0 | 0 | 0 | 0 | 0 | 0 | 0 | 0 | 0 | 0 | 0 | 0 | 0 | 0 | 0 | 0 | 0
Commercial_Retail_Existing_Space Heating_Natural Gas_Boiler_E1_Baseline Forecast | Commercial | Retail | Existing | Space Heating | Natural Gas | Boiler | E1 |  | Baseline Forecast | 0 | 9831.6952 | 10794.06 | 11746.4386 | 12476.3897 | 13241.0005 | 13787.0236 | 14424.0998 | 14841.4422 | 15376.2277 | 15676.6082 | 16122.2822 | 16375.9692 | 16750.2028 | 16870.0233 | 16950.0809 | 17295.4793 | 17437.9208 | 17556.726 | 17654.1657 | 17732.1408 | 17792.5041 | 16882.2086 | 16140.7926 | 15543.3406 | 15068.0344 | 14696.0118 | 14410.8955 | 14198.4909 | 14046.5195 | 13944.3829 | 13882.9543 | 13854.8718
Commercial_Retail_Existing_Space Heating_Natural Gas_Boiler_E2_Baseline Forecast | Commercial | Retail | Existing | Space Heating | Natural Gas | Boiler | E2 |  | Baseline Forecast | 0 | 0 | 0 | 0 | 0 | 0 | 0 | 0 | 0 | 0 | 0 | 0 | 0 | 0 | 0 | 0 | 0 | 0 | 0 | 0 | 0 | 0 | 0 | 0 | 0 | 0 | 0 | 0 | 0 | 0 | 0 | 0 | 0
Commercial_Retail_Existing_Space Heating_Natural Gas_Boiler_E3_Baseline Forecast | Commercial | Retail | Existing | Space Heating | Natural Gas | Boiler | E3 |  | Baseline Forecast | 0 | 3096.0165 | 3470.626 | 3697.315 | 4013.3841 | 4165.708 | 4437.203 | 4535.4924 | 4779.172 | 4832.0356 | 5051.1511 | 5063.1961 | 5210.5357 | 5185.5665 | 5367.7347 | 5547.2992 | 5423.3519 | 5468.0173 | 5505.2711 | 5535.8254 | 5560.276 | 5579.2042 | 5293.7624 | 5061.2762 | 4873.9329 | 4724.8909 | 4608.2356 | 4518.8315 | 4452.2277 | 4404.574 | 4372.5469 | 4353.2847 | 4344.4789
Commercial_Retail_Existing_Space Heating_Natural Gas_Boiler_E4_Baseline Forecast | Commercial | Retail | Existing | Space Heating | Natural Gas | Boiler | E4 |  | Baseline Forecast | 0 | 0 | 0 | 0 | 0 | 0 | 0 | 0 | 0 | 0 | 0 | 0 | 0 | 0 | 0 | 0 | 0 | 0 | 0 | 0 | 0 | 0 | 0 | 0 | 0 | 0 | 0 | 0 | 0 | 0 | 0 | 0 | 0
Commercial_Retail_Existing_Space Heating_Natural Gas_Boiler_E5_Baseline Forecast | Commercial | Retail | Existing | Space Heating | Natural Gas | Boiler | E5 |  | Baseline Forecast | 0 | 0 | 0 | 0 | 0 | 0 | 0 | 0 | 0 | 0 | 0 | 0 | 0 | 0 | 0 | 0 | 0 | 0 | 0 | 0 | 0 | 0 | 0 | 0 | 0 | 0 | 0 | 0 | 0 | 0 | 0 | 0 | 0
Commercial_Retail_Existing_Space Heating_Natural Gas_Boiler_E6_Baseline Forecast | Commercial | Retail | Existing | Space Heating | Natural Gas | Boiler | E6 |  | Baseline Forecast | 0 | 0 | 0 | 0 | 0 | 0 | 0 | 0 | 0 | 0 | 0 | 0 | 0 | 0 | 0 | 0 | 0 | 0 | 0 | 0 | 0 | 0 | 0 | 0 | 0 | 0 | 0 | 0 | 0 | 0 | 0 | 0 | 0
Commercial_Retail_Existing_Space Heating_Natural Gas_Boiler_E7_Baseline Forecast | Commercial | Retail | Existing | Space Heating | Natural Gas | Boiler | E7 |  | Baseline Forecast | 0 | 0 | 0 | 0 | 0 | 0 | 0 | 0 | 0 | 0 | 0 | 0 | 0 | 0 | 0 | 0 | 0 | 0 | 0 | 0 | 0 | 0 | 0 | 0 | 0 | 0 | 0 | 0 | 0 | 0 | 0 | 0 | 0
Commercial_Retail_Existing_Space Heating_Natural Gas_Boiler_E8_Baseline Forecast | Commercial | Retail | Existing | Space Heating | Natural Gas | Boiler | E8 |  | Baseline Forecast | 0 | 0 | 0 | 0 | 0 | 0 | 0 | 0 | 0 | 0 | 0 | 0 | 0 | 0 | 0 | 0 | 0 | 0 | 0 | 0 | 0 | 0 | 0 | 0 | 0 | 0 | 0 | 0 | 0 | 0 | 0 | 0 | 0
Commercial_Retail_Existing_Space Heating_Natural Gas_Boiler_E9_Baseline Forecast | Commercial | Retail | Existing | Space Heating | Natural Gas | Boiler | E9 |  | Baseline Forecast | 0 | 0 | 0 | 0 | 0 | 0 | 0 | 0 | 0 | 0 | 0 | 0 | 0 | 0 | 0 | 0 | 0 | 0 | 0 | 0 | 0 | 0 | 0 | 0 | 0 | 0 | 0 | 0 | 0 | 0 | 0 | 0 | 0
Commercial_Retail_Existing_Space Heating_Natural Gas_Boiler_E10_Baseline Forecast | Commercial | Retail | Existing | Space Heating | Natural Gas | Boiler | E10 |  | Baseline Forecast | 0 | 0 | 0 | 0 | 0 | 0 | 0 | 0 | 0 | 0 | 0 | 0 | 0 | 0 | 0 | 0 | 0 | 0 | 0 | 0 | 0 | 0 | 0 | 0 | 0 | 0 | 0 | 0 | 0 | 0 | 0 | 0 | 0
Commercial_Retail_Existing_Space Heating_Natural Gas_Unit Heater_E1_Baseline Forecast | Commercial | Retail | Existing | Space Heating | Natural Gas | Unit Heater | E1 |  | Baseline Forecast | 0 | 51418.202 | 66501.838 | 78290.0927 | 87486.6664 | 94571.784 | 100064.5784 | 104339.6754 | 107654.2912 | 110177.2891 | 112062.4127 | 113439.8157 | 99934.1545 | 92011.8304 | 87928.8049 | 86422.8571 | 86586.1195 | 100092.134 | 103012.6392 | 105208.8108 | 106827.789 | 107987.365 | 108782.1488 | 106558.08 | 103047.9587 | 99287.7818 | 95853.6886 | 93024.566 | 89734.9001 | 88985.8571 | 89708.2224 | 91192.608 | 92984.3612
Commercial_Retail_Existing_Space Heating_Natural Gas_Unit Heater_E2_Baseline Forecast | Commercial | Retail | Existing | Space Heating | Natural Gas | Unit Heater | E2 |  | Baseline Forecast | 0 | 0 | 0 | 0 | 0 | 0 | 0 | 0 | 0 | 0 | 0 | 0 | 0 | 0 | 0 | 0 | 0 | 0 | 0 | 0 | 0 | 0 | 0 | 0 | 0 | 0 | 0 | 0 | 0 | 0 | 0 | 0 | 0
Commercial_Retail_Existing_Space Heating_Natural Gas_Unit Heater_E3_Baseline Forecast | Commercial | Retail | Existing | Space Heating | Natural Gas | Unit Heater | E3 |  | Baseline Forecast | 0 | 0 | 0 | 0 | 0 | 0 | 0 | 0 | 0 | 0 | 0 | 0 | 0 | 0 | 0 | 0 | 0 | 0 | 0 | 0 | 0 | 0 | 0 | 0 | 0 | 0 | 0 | 0 | 0 | 0 | 0 | 0 | 0
Commercial_Retail_Existing_Space Heating_Natural Gas_Unit Heater_E4_Baseline Forecast | Commercial | Retail | Existing | Space Heating | Natural Gas | Unit Heater | E4 |  | Baseline Forecast | 0 | 0 | 0 | 0 | 0 | 0 | 0 | 0 | 0 | 0 | 0 | 0 | 0 | 0 | 0 | 0 | 0 | 0 | 0 | 0 | 0 | 0 | 0 | 0 | 0 | 0 | 0 | 0 | 0 | 0 | 0 | 0 | 0
Commercial_Retail_Existing_Space Heating_Natural Gas_Unit Heater_E5_Baseline Forecast | Commercial | Retail | Existing | Space Heating | Natural Gas | Unit Heater | E5 |  | Baseline Forecast | 0 | 0 | 0 | 0 | 0 | 0 | 0 | 0 | 0 | 0 | 0 | 0 | 0 | 0 | 0 | 0 | 0 | 0 | 0 | 0 | 0 | 0 | 0 | 0 | 0 | 0 | 0 | 0 | 0 | 0 | 0 | 0 | 0
Commercial_Retail_Existing_Space Heating_Natural Gas_Unit Heater_E6_Baseline Forecast | Commercial | Retail | Existing | Space Heating | Natural Gas | Unit Heater | E6 |  | Baseline Forecast | 0 | 0 | 0 | 0 | 0 | 0 | 0 | 0 | 0 | 0 | 0 | 0 | 0 | 0 | 0 | 0 | 0 | 0 | 0 | 0 | 0 | 0 | 0 | 0 | 0 | 0 | 0 | 0 | 0 | 0 | 0 | 0 | 0
Commercial_Retail_Existing_Space Heating_Natural Gas_Unit Heater_E7_Baseline Forecast | Commercial | Retail | Existing | Space Heating | Natural Gas | Unit Heater | E7 |  | Baseline Forecast | 0 | 0 | 0 | 0 | 0 | 0 | 0 | 0 | 0 | 0 | 0 | 0 | 0 | 0 | 0 | 0 | 0 | 0 | 0 | 0 | 0 | 0 | 0 | 0 | 0 | 0 | 0 | 0 | 0 | 0 | 0 | 0 | 0
Commercial_Retail_Existing_Space Heating_Natural Gas_Unit Heater_E8_Baseline Forecast | Commercial | Retail | Existing | Space Heating | Natural Gas | Unit Heater | E8 |  | Baseline Forecast | 0 | 0 | 0 | 0 | 0 | 0 | 0 | 0 | 0 | 0 | 0 | 0 | 0 | 0 | 0 | 0 | 0 | 0 | 0 | 0 | 0 | 0 | 0 | 0 | 0 | 0 | 0 | 0 | 0 | 0 | 0 | 0 | 0
Commercial_Retail_Existing_Space Heating_Natural Gas_Unit Heater_E9_Baseline Forecast | Commercial | Retail | Existing | Space Heating | Natural Gas | Unit Heater | E9 |  | Baseline Forecast | 0 | 0 | 0 | 0 | 0 | 0 | 0 | 0 | 0 | 0 | 0 | 0 | 0 | 0 | 0 | 0 | 0 | 0 | 0 | 0 | 0 | 0 | 0 | 0 | 0 | 0 | 0 | 0 | 0 | 0 | 0 | 0 | 0
Commercial_Retail_Existing_Space Heating_Natural Gas_Unit Heater_E10_Baseline Forecast | Commercial | Retail | Existing | Space Heating | Natural Gas | Unit Heater | E10 |  | Baseline Forecast | 0 | 0 | 0 | 0 | 0 | 0 | 0 | 0 | 0 | 0 | 0 | 0 | 0 | 0 | 0 | 0 | 0 | 0 | 0 | 0 | 0 | 0 | 0 | 0 | 0 | 0 | 0 | 0 | 0 | 0 | 0 | 0 | 0
Commercial_Retail_Existing_Water Heating_Natural Gas_Water Heater_E1_Baseline Forecast | Commercial | Retail | Existing | Water Heating | Natural Gas | Water Heater | E1 |  | Baseline Forecast | 0 | 0 | 0 | 0 | 0 | 0 | 0 | 0 | 0 | 0 | 0 | 0 | 0 | 0 | 0 | 0 | 0 | 0 | 0 | 0 | 0 | 0 | 0 | 0 | 0 | 0 | 0 | 0 | 0 | 0 | 0 | 0 | 0
Commercial_Retail_Existing_Water Heating_Natural Gas_Water Heater_E2_Baseline Forecast | Commercial | Retail | Existing | Water Heating | Natural Gas | Water Heater | E2 |  | Baseline Forecast | 0 | 341186.4126 | 441274.1531 | 519495.331 | 580519.3627 | 627532.7897 | 663980.3266 | 692347.8102 | 714342.0035 | 731083.4019 | 646545.9161 | 598255.3404 | 574748.7112 | 567739.2872 | 571286.9274 | 663820.9169 | 684967.1093 | 700944.5069 | 712809.4 | 702895.2472 | 683209.9926 | 660996.8255 | 640337.9006 | 623260.3271 | 602641.4248 | 598929.3525 | 604940.7814 | 615917.6595 | 625274.9488 | 650528.3613 | 649135.5295 | 642822.6353 | 633550.2171
Commercial_Retail_Existing_Water Heating_Natural Gas_Water Heater_E3_Baseline Forecast | Commercial | Retail | Existing | Water Heating | Natural Gas | Water Heater | E3 |  | Baseline Forecast | 0 | 0 | 0 | 0 | 0 | 0 | 0 | 0 | 0 | 0 | 0 | 0 | 0 | 0 | 0 | 0 | 0 | 0 | 0 | 0 | 0 | 0 | 0 | 0 | 0 | 0 | 0 | 0 | 0 | 0 | 0 | 0 | 0
Commercial_Retail_Existing_Water Heating_Natural Gas_Water Heater_E4_Baseline Forecast | Commercial | Retail | Existing | Water Heating | Natural Gas | Water Heater | E4 |  | Baseline Forecast | 0 | 0 | 0 | 0 | 0 | 0 | 0 | 0 | 0 | 0 | 0 | 0 | 0 | 0 | 0 | 0 | 0 | 0 | 0 | 0 | 0 | 0 | 0 | 0 | 0 | 0 | 0 | 0 | 0 | 0 | 0 | 0 | 0
Commercial_Retail_Existing_Water Heating_Natural Gas_Water Heater_E5_Baseline Forecast | Commercial | Retail | Existing | Water Heating | Natural Gas | Water Heater | E5 |  | Baseline Forecast | 0 | 0 | 0 | 0 | 0 | 0 | 0 | 0 | 0 | 0 | 0 | 0 | 0 | 0 | 0 | 0 | 0 | 0 | 0 | 0 | 0 | 0 | 0 | 0 | 0 | 0 | 0 | 0 | 0 | 0 | 0 | 0 | 0
Commercial_Retail_Existing_Water Heating_Natural Gas_Water Heater_E6_Baseline Forecast | Commercial | Retail | Existing | Water Heating | Natural Gas | Water Heater | E6 |  | Baseline Forecast | 0 | 0 | 0 | 0 | 0 | 0 | 0 | 0 | 0 | 0 | 0 | 0 | 0 | 0 | 0 | 0 | 0 | 0 | 0 | 0 | 0 | 0 | 0 | 0 | 0 | 0 | 0 | 0 | 0 | 0 | 0 | 0 | 0
Commercial_Retail_Existing_Water Heating_Natural Gas_Water Heater_E7_Baseline Forecast | Commercial | Retail | Existing | Water Heating | Natural Gas | Water Heater | E7 |  | Baseline Forecast | 0 | 0 | 0 | 0 | 0 | 0 | 0 | 0 | 0 | 0 | 0 | 0 | 0 | 0 | 0 | 0 | 0 | 0 | 0 | 0 | 0 | 0 | 0 | 0 | 0 | 0 | 0 | 0 | 0 | 0 | 0 | 0 | 0
Commercial_Retail_Existing_Water Heating_Natural Gas_Water Heater_E8_Baseline Forecast | Commercial | Retail | Existing | Water Heating | Natural Gas | Water Heater | E8 |  | Baseline Forecast | 0 | 0 | 0 | 0 | 0 | 0 | 0 | 0 | 0 | 0 | 0 | 0 | 0 | 0 | 0 | 0 | 0 | 0 | 0 | 0 | 0 | 0 | 0 | 0 | 0 | 0 | 0 | 0 | 0 | 0 | 0 | 0 | 0
Commercial_Retail_Existing_Water Heating_Natural Gas_Water Heater_E9_Baseline Forecast | Commercial | Retail | Existing | Water Heating | Natural Gas | Water Heater | E9 |  | Baseline Forecast | 0 | 0 | 0 | 0 | 0 | 0 | 0 | 0 | 0 | 0 | 0 | 0 | 0 | 0 | 0 | 0 | 0 | 0 | 0 | 0 | 0 | 0 | 0 | 0 | 0 | 0 | 0 | 0 | 0 | 0 | 0 | 0 | 0
Commercial_Retail_Existing_Water Heating_Natural Gas_Water Heater_E10_Baseline Forecast | Commercial | Retail | Existing | Water Heating | Natural Gas | Water Heater | E10 |  | Baseline Forecast | 0 | 0 | 0 | 0 | 0 | 0 | 0 | 0 | 0 | 0 | 0 | 0 | 0 | 0 | 0 | 0 | 0 | 0 | 0 | 0 | 0 | 0 | 0 | 0 | 0 | 0 | 0 | 0 | 0 | 0 | 0 | 0 | 0
Commercial_Retail_Existing_Food Preparation_Natural Gas_Oven_E1_Baseline Forecast | Commercial | Retail | Existing | Food Preparation | Natural Gas | Oven | E1 |  | Baseline Forecast | 0 | 4486.243 | 5802.2917 | 6830.818 | 7633.2199 | 8251.3971 | 8730.644 | 9103.6466 | 9392.8471 | 9612.9789 | 9777.4561 | 9897.6347 | 8719.2645 | 8028.0409 | 7671.7966 | 7540.4025 | 7554.6471 | 8733.0482 | 8987.8625 | 9179.4787 | 9320.7347 | 9421.9078 | 9491.2528 | 9297.2026 | 8990.9442 | 8662.8684 | 8363.2434 | 8116.4022 | 7829.3785 | 7764.0245 | 7827.0509 | 7956.5637 | 8112.8943
Commercial_Retail_Existing_Food Preparation_Natural Gas_Oven_E2_Baseline Forecast | Commercial | Retail | Existing | Food Preparation | Natural Gas | Oven | E2 |  | Baseline Forecast | 0 | 6455.8131 | 8349.6392 | 9829.7137 | 10984.3897 | 11873.9617 | 12563.6096 | 13100.3695 | 13516.5361 | 13833.3111 | 14069.9979 | 14242.9377 | 12547.2342 | 11552.5467 | 11039.9024 | 10850.8231 | 10871.3215 | 12567.0693 | 12933.7534 | 13209.4938 | 13412.7646 | 13558.3552 | 13658.1443 | 13378.9013 | 12938.1879 | 12466.0789 | 12034.9113 | 11679.7007 | 11266.6667 | 11172.6206 | 11263.3172 | 11449.6892 | 11674.6528
Commercial_Retail_Existing_Food Preparation_Natural Gas_Oven_E3_Baseline Forecast | Commercial | Retail | Existing | Food Preparation | Natural Gas | Oven | E3 |  | Baseline Forecast | 0 | 0 | 0 | 0 | 0 | 0 | 0 | 0 | 0 | 0 | 0 | 0 | 0 | 0 | 0 | 0 | 0 | 0 | 0 | 0 | 0 | 0 | 0 | 0 | 0 | 0 | 0 | 0 | 0 | 0 | 0 | 0 | 0
Commercial_Retail_Existing_Food Preparation_Natural Gas_Oven_E4_Baseline Forecast | Commercial | Retail | Existing | Food Preparation | Natural Gas | Oven | E4 |  | Baseline Forecast | 0 | 0 | 0 | 0 | 0 | 0 | 0 | 0 | 0 | 0 | 0 | 0 | 0 | 0 | 0 | 0 | 0 | 0 | 0 | 0 | 0 | 0 | 0 | 0 | 0 | 0 | 0 | 0 | 0 | 0 | 0 | 0 | 0
Commercial_Retail_Existing_Food Preparation_Natural Gas_Oven_E5_Baseline Forecast | Commercial | Retail | Existing | Food Preparation | Natural Gas | Oven | E5 |  | Baseline Forecast | 0 | 0 | 0 | 0 | 0 | 0 | 0 | 0 | 0 | 0 | 0 | 0 | 0 | 0 | 0 | 0 | 0 | 0 | 0 | 0 | 0 | 0 | 0 | 0 | 0 | 0 | 0 | 0 | 0 | 0 | 0 | 0 | 0
Commercial_Retail_Existing_Food Preparation_Natural Gas_Oven_E6_Baseline Forecast | Commercial | Retail | Existing | Food Preparation | Natural Gas | Oven | E6 |  | Baseline Forecast | 0 | 0 | 0 | 0 | 0 | 0 | 0 | 0 | 0 | 0 | 0 | 0 | 0 | 0 | 0 | 0 | 0 | 0 | 0 | 0 | 0 | 0 | 0 | 0 | 0 | 0 | 0 | 0 | 0 | 0 | 0 | 0 | 0
Commercial_Retail_Existing_Food Preparation_Natural Gas_Oven_E7_Baseline Forecast | Commercial | Retail | Existing | Food Preparation | Natural Gas | Oven | E7 |  | Baseline Forecast | 0 | 0 | 0 | 0 | 0 | 0 | 0 | 0 | 0 | 0 | 0 | 0 | 0 | 0 | 0 | 0 | 0 | 0 | 0 | 0 | 0 | 0 | 0 | 0 | 0 | 0 | 0 | 0 | 0 | 0 | 0 | 0 | 0
Commercial_Retail_Existing_Food Preparation_Natural Gas_Oven_E8_Baseline Forecast | Commercial | Retail | Existing | Food Preparation | Natural Gas | Oven | E8 |  | Baseline Forecast | 0 | 0 | 0 | 0 | 0 | 0 | 0 | 0 | 0 | 0 | 0 | 0 | 0 | 0 | 0 | 0 | 0 | 0 | 0 | 0 | 0 | 0 | 0 | 0 | 0 | 0 | 0 | 0 | 0 | 0 | 0 | 0 | 0
Commercial_Retail_Existing_Food Preparation_Natural Gas_Oven_E9_Baseline Forecast | Commercial | Retail | Existing | Food Preparation | Natural Gas | Oven | E9 |  | Baseline Forecast | 0 | 0 | 0 | 0 | 0 | 0 | 0 | 0 | 0 | 0 | 0 | 0 | 0 | 0 | 0 | 0 | 0 | 0 | 0 | 0 | 0 | 0 | 0 | 0 | 0 | 0 | 0 | 0 | 0 | 0 | 0 | 0 | 0
Commercial_Retail_Existing_Food Preparation_Natural Gas_Oven_E10_Baseline Forecast | Commercial | Retail | Existing | Food Preparation | Natural Gas | Oven | E10 |  | Baseline Forecast | 0 | 0 | 0 | 0 | 0 | 0 | 0 | 0 | 0 | 0 | 0 | 0 | 0 | 0 | 0 | 0 | 0 | 0 | 0 | 0 | 0 | 0 | 0 | 0 | 0 | 0 | 0 | 0 | 0 | 0 | 0 | 0 | 0
Commercial_Retail_Existing_Food Preparation_Natural Gas_Conveyor Oven_E1_Baseline Forecast | Commercial | Retail | Existing | Food Preparation | Natural Gas | Conveyor Oven | E1 |  | Baseline Forecast | 0 | 1583.3799 | 2047.8676 | 2410.8769 | 2694.0776 | 2912.2578 | 3081.4037 | 3213.0517 | 3315.1225 | 3392.8161 | 3450.8669 | 3493.2828 | 3523.1378 | 3542.9206 | 3554.6112 | 3559.9159 | 3560.1599 | 3122.3053 | 2858.6409 | 2715.4866 | 2653.7964 | 2645.4576 | 3039.6155 | 3118.5675 | 3177.4586 | 3220.3658 | 3250.5526 | 3270.6165 | 3282.6245 | 3288.2218 | 3288.7174 | 3285.1531 | 3278.4709
Commercial_Retail_Existing_Food Preparation_Natural Gas_Conveyor Oven_E2_Baseline Forecast | Commercial | Retail | Existing | Food Preparation | Natural Gas | Conveyor Oven | E2 |  | Baseline Forecast | 0 | 2278.5223 | 2946.9315 | 3469.3107 | 3876.8434 | 4190.81 | 4434.2152 | 4623.6598 | 4770.5421 | 4882.3451 | 4965.8816 | 5026.9192 | 5069.8812 | 5098.3492 | 5115.1723 | 5122.8058 | 5123.157 | 4493.0734 | 4113.654 | 3907.6515 | 3818.8778 | 3806.878 | 4374.0808 | 4487.6947 | 4572.4404 | 4634.1849 | 4677.6245 | 4706.4969 | 4723.7767 | 4731.8314 | 4732.5446 | 4727.4155 | 4717.7996
Commercial_Retail_Existing_Food Preparation_Natural Gas_Conveyor Oven_E3_Baseline Forecast | Commercial | Retail | Existing | Food Preparation | Natural Gas | Conveyor Oven | E3 |  | Baseline Forecast | 0 | 0 | 0 | 0 | 0 | 0 | 0 | 0 | 0 | 0 | 0 | 0 | 0 | 0 | 0 | 0 | 0 | 0 | 0 | 0 | 0 | 0 | 0 | 0 | 0 | 0 | 0 | 0 | 0 | 0 | 0 | 0 | 0
Commercial_Retail_Existing_Food Preparation_Natural Gas_Conveyor Oven_E4_Baseline Forecast | Commercial | Retail | Existing | Food Preparation | Natural Gas | Conveyor Oven | E4 |  | Baseline Forecast | 0 | 0 | 0 | 0 | 0 | 0 | 0 | 0 | 0 | 0 | 0 | 0 | 0 | 0 | 0 | 0 | 0 | 0 | 0 | 0 | 0 | 0 | 0 | 0 | 0 | 0 | 0 | 0 | 0 | 0 | 0 | 0 | 0
Commercial_Retail_Existing_Food Preparation_Natural Gas_Conveyor Oven_E5_Baseline Forecast | Commercial | Retail | Existing | Food Preparation | Natural Gas | Conveyor Oven | E5 |  | Baseline Forecast | 0 | 0 | 0 | 0 | 0 | 0 | 0 | 0 | 0 | 0 | 0 | 0 | 0 | 0 | 0 | 0 | 0 | 0 | 0 | 0 | 0 | 0 | 0 | 0 | 0 | 0 | 0 | 0 | 0 | 0 | 0 | 0 | 0
Commercial_Retail_Existing_Food Preparation_Natural Gas_Conveyor Oven_E6_Baseline Forecast | Commercial | Retail | Existing | Food Preparation | Natural Gas | Conveyor Oven | E6 |  | Baseline Forecast | 0 | 0 | 0 | 0 | 0 | 0 | 0 | 0 | 0 | 0 | 0 | 0 | 0 | 0 | 0 | 0 | 0 | 0 | 0 | 0 | 0 | 0 | 0 | 0 | 0 | 0 | 0 | 0 | 0 | 0 | 0 | 0 | 0
Commercial_Retail_Existing_Food Preparation_Natural Gas_Conveyor Oven_E7_Baseline Forecast | Commercial | Retail | Existing | Food Preparation | Natural Gas | Conveyor Oven | E7 |  | Baseline Forecast | 0 | 0 | 0 | 0 | 0 | 0 | 0 | 0 | 0 | 0 | 0 | 0 | 0 | 0 | 0 | 0 | 0 | 0 | 0 | 0 | 0 | 0 | 0 | 0 | 0 | 0 | 0 | 0 | 0 | 0 | 0 | 0 | 0
Commercial_Retail_Existing_Food Preparation_Natural Gas_Conveyor Oven_E8_Baseline Forecast | Commercial | Retail | Existing | Food Preparation | Natural Gas | Conveyor Oven | E8 |  | Baseline Forecast | 0 | 0 | 0 | 0 | 0 | 0 | 0 | 0 | 0 | 0 | 0 | 0 | 0 | 0 | 0 | 0 | 0 | 0 | 0 | 0 | 0 | 0 | 0 | 0 | 0 | 0 | 0 | 0 | 0 | 0 | 0 | 0 | 0
Commercial_Retail_Existing_Food Preparation_Natural Gas_Conveyor Oven_E9_Baseline Forecast | Commercial | Retail | Existing | Food Preparation | Natural Gas | Conveyor Oven | E9 |  | Baseline Forecast | 0 | 0 | 0 | 0 | 0 | 0 | 0 | 0 | 0 | 0 | 0 | 0 | 0 | 0 | 0 | 0 | 0 | 0 | 0 | 0 | 0 | 0 | 0 | 0 | 0 | 0 | 0 | 0 | 0 | 0 | 0 | 0 | 0
Commercial_Retail_Existing_Food Preparation_Natural Gas_Conveyor Oven_E10_Baseline Forecast | Commercial | Retail | Existing | Food Preparation | Natural Gas | Conveyor Oven | E10 |  | Baseline Forecast | 0 | 0 | 0 | 0 | 0 | 0 | 0 | 0 | 0 | 0 | 0 | 0 | 0 | 0 | 0 | 0 | 0 | 0 | 0 | 0 | 0 | 0 | 0 | 0 | 0 | 0 | 0 | 0 | 0 | 0 | 0 | 0 | 0
Commercial_Retail_Existing_Food Preparation_Natural Gas_Double Rack Oven_E1_Baseline Forecast | Commercial | Retail | Existing | Food Preparation | Natural Gas | Double Rack Oven | E1 |  | Baseline Forecast | 0 | 2243.1215 | 2901.1458 | 3415.409 | 3816.61 | 4125.6986 | 4365.322 | 4551.8233 | 4696.4236 | 4806.4895 | 4888.7281 | 4948.8173 | 4359.6322 | 4014.0205 | 3835.8983 | 3770.2012 | 3777.3236 | 4366.5241 | 4493.9313 | 4589.7394 | 4660.3674 | 4710.9539 | 4745.6264 | 4648.6013 | 4495.4721 | 4331.4342 | 4181.6217 | 4058.2011 | 3914.6893 | 3882.0122 | 3913.5255 | 3978.2818 | 4056.4472
Commercial_Retail_Existing_Food Preparation_Natural Gas_Double Rack Oven_E2_Baseline Forecast | Commercial | Retail | Existing | Food Preparation | Natural Gas | Double Rack Oven | E2 |  | Baseline Forecast | 0 | 3227.9065 | 4174.8196 | 4914.8569 | 5492.1948 | 5936.9809 | 6281.8048 | 6550.1847 | 6758.268 | 6916.6556 | 7034.9989 | 7121.4689 | 6273.6171 | 5776.2734 | 5519.9512 | 5425.4115 | 5435.6607 | 6283.5347 | 6466.8767 | 6604.7469 | 6706.3823 | 6779.1776 | 6829.0721 | 6689.4506 | 6469.094 | 6233.0394 | 6017.4556 | 5839.8504 | 5633.3333 | 5586.3103 | 5631.6586 | 5724.8446 | 5837.3264
Commercial_Retail_Existing_Food Preparation_Natural Gas_Double Rack Oven_E3_Baseline Forecast | Commercial | Retail | Existing | Food Preparation | Natural Gas | Double Rack Oven | E3 |  | Baseline Forecast | 0 | 0 | 0 | 0 | 0 | 0 | 0 | 0 | 0 | 0 | 0 | 0 | 0 | 0 | 0 | 0 | 0 | 0 | 0 | 0 | 0 | 0 | 0 | 0 | 0 | 0 | 0 | 0 | 0 | 0 | 0 | 0 | 0
Commercial_Retail_Existing_Food Preparation_Natural Gas_Double Rack Oven_E4_Baseline Forecast | Commercial | Retail | Existing | Food Preparation | Natural Gas | Double Rack Oven | E4 |  | Baseline Forecast | 0 | 0 | 0 | 0 | 0 | 0 | 0 | 0 | 0 | 0 | 0 | 0 | 0 | 0 | 0 | 0 | 0 | 0 | 0 | 0 | 0 | 0 | 0 | 0 | 0 | 0 | 0 | 0 | 0 | 0 | 0 | 0 | 0
Commercial_Retail_Existing_Food Preparation_Natural Gas_Double Rack Oven_E5_Baseline Forecast | Commercial | Retail | Existing | Food Preparation | Natural Gas | Double Rack Oven | E5 |  | Baseline Forecast | 0 | 0 | 0 | 0 | 0 | 0 | 0 | 0 | 0 | 0 | 0 | 0 | 0 | 0 | 0 | 0 | 0 | 0 | 0 | 0 | 0 | 0 | 0 | 0 | 0 | 0 | 0 | 0 | 0 | 0 | 0 | 0 | 0
Commercial_Retail_Existing_Food Preparation_Natural Gas_Double Rack Oven_E6_Baseline Forecast | Commercial | Retail | Existing | Food Preparation | Natural Gas | Double Rack Oven | E6 |  | Baseline Forecast | 0 | 0 | 0 | 0 | 0 | 0 | 0 | 0 | 0 | 0 | 0 | 0 | 0 | 0 | 0 | 0 | 0 | 0 | 0 | 0 | 0 | 0 | 0 | 0 | 0 | 0 | 0 | 0 | 0 | 0 | 0 | 0 | 0
Commercial_Retail_Existing_Food Preparation_Natural Gas_Double Rack Oven_E7_Baseline Forecast | Commercial | Retail | Existing | Food Preparation | Natural Gas | Double Rack Oven | E7 |  | Baseline Forecast | 0 | 0 | 0 | 0 | 0 | 0 | 0 | 0 | 0 | 0 | 0 | 0 | 0 | 0 | 0 | 0 | 0 | 0 | 0 | 0 | 0 | 0 | 0 | 0 | 0 | 0 | 0 | 0 | 0 | 0 | 0 | 0 | 0
Commercial_Retail_Existing_Food Preparation_Natural Gas_Double Rack Oven_E8_Baseline Forecast | Commercial | Retail | Existing | Food Preparation | Natural Gas | Double Rack Oven | E8 |  | Baseline Forecast | 0 | 0 | 0 | 0 | 0 | 0 | 0 | 0 | 0 | 0 | 0 | 0 | 0 | 0 | 0 | 0 | 0 | 0 | 0 | 0 | 0 | 0 | 0 | 0 | 0 | 0 | 0 | 0 | 0 | 0 | 0 | 0 | 0
Commercial_Retail_Existing_Food Preparation_Natural Gas_Double Rack Oven_E9_Baseline Forecast | Commercial | Retail | Existing | Food Preparation | Natural Gas | Double Rack Oven | E9 |  | Baseline Forecast | 0 | 0 | 0 | 0 | 0 | 0 | 0 | 0 | 0 | 0 | 0 | 0 | 0 | 0 | 0 | 0 | 0 | 0 | 0 | 0 | 0 | 0 | 0 | 0 | 0 | 0 | 0 | 0 | 0 | 0 | 0 | 0 | 0
Commercial_Retail_Existing_Food Preparation_Natural Gas_Double Rack Oven_E10_Baseline Forecast | Commercial | Retail | Existing | Food Preparation | Natural Gas | Double Rack Oven | E10 |  | Baseline Forecast | 0 | 0 | 0 | 0 | 0 | 0 | 0 | 0 | 0 | 0 | 0 | 0 | 0 | 0 | 0 | 0 | 0 | 0 | 0 | 0 | 0 | 0 | 0 | 0 | 0 | 0 | 0 | 0 | 0 | 0 | 0 | 0 | 0
Commercial_Retail_Existing_Food Preparation_Natural Gas_Fryer_E1_Baseline Forecast | Commercial | Retail | Existing | Food Preparation | Natural Gas | Fryer | E1 |  | Baseline Forecast | 0 | 33124.588 | 46686.5273 | 0 | 0 | 0 | 0 | 0 | 0 | 0 | 0 | 0 | 0 | 0 | 0 | 0 | 0 | 0 | 0 | 0 | 0 | 0 | 0 | 0 | 0 | 0 | 0 | 0 | 0 | 0 | 0 | 0 | 0
Commercial_Retail_Existing_Food Preparation_Natural Gas_Fryer_E2_Baseline Forecast | Commercial | Retail | Existing | Food Preparation | Natural Gas | Fryer | E2 |  | Baseline Forecast | 0 | 11638.3688 | 16403.3744 | 76528.7854 | 86344.759 | 93409.3253 | 80434.0147 | 75237.7314 | 74664.2565 | 76648.5624 | 89959.8741 | 90873.8275 | 89244.2483 | 87098.0082 | 85384.9848 | 82815.4818 | 82841.6121 | 83488.5446 | 84019.1734 | 86558.4294 | 85032.4186 | 83322.1218 | 82081.9556 | 81378.5878 | 81272.6776 | 81401.8359 | 81218.1739 | 80749.655 | 80678.6776 | 79680.7738 | 78919.9451 | 78407.1274 | 78028.264
Commercial_Retail_Existing_Food Preparation_Natural Gas_Fryer_E3_Baseline Forecast | Commercial | Retail | Existing | Food Preparation | Natural Gas | Fryer | E3 |  | Baseline Forecast | 0 | 0 | 0 | 0 | 0 | 0 | 0 | 0 | 0 | 0 | 0 | 0 | 0 | 0 | 0 | 0 | 0 | 0 | 0 | 0 | 0 | 0 | 0 | 0 | 0 | 0 | 0 | 0 | 0 | 0 | 0 | 0 | 0
Commercial_Retail_Existing_Food Preparation_Natural Gas_Fryer_E4_Baseline Forecast | Commercial | Retail | Existing | Food Preparation | Natural Gas | Fryer | E4 |  | Baseline Forecast | 0 | 0 | 0 | 0 | 0 | 0 | 0 | 0 | 0 | 0 | 0 | 0 | 0 | 0 | 0 | 0 | 0 | 0 | 0 | 0 | 0 | 0 | 0 | 0 | 0 | 0 | 0 | 0 | 0 | 0 | 0 | 0 | 0
Commercial_Retail_Existing_Food Preparation_Natural Gas_Fryer_E5_Baseline Forecast | Commercial | Retail | Existing | Food Preparation | Natural Gas | Fryer | E5 |  | Baseline Forecast | 0 | 0 | 0 | 0 | 0 | 0 | 0 | 0 | 0 | 0 | 0 | 0 | 0 | 0 | 0 | 0 | 0 | 0 | 0 | 0 | 0 | 0 | 0 | 0 | 0 | 0 | 0 | 0 | 0 | 0 | 0 | 0 | 0
Commercial_Retail_Existing_Food Preparation_Natural Gas_Fryer_E6_Baseline Forecast | Commercial | Retail | Existing | Food Preparation | Natural Gas | Fryer | E6 |  | Baseline Forecast | 0 | 0 | 0 | 0 | 0 | 0 | 0 | 0 | 0 | 0 | 0 | 0 | 0 | 0 | 0 | 0 | 0 | 0 | 0 | 0 | 0 | 0 | 0 | 0 | 0 | 0 | 0 | 0 | 0 | 0 | 0 | 0 | 0
Commercial_Retail_Existing_Food Preparation_Natural Gas_Fryer_E7_Baseline Forecast | Commercial | Retail | Existing | Food Preparation | Natural Gas | Fryer | E7 |  | Baseline Forecast | 0 | 0 | 0 | 0 | 0 | 0 | 0 | 0 | 0 | 0 | 0 | 0 | 0 | 0 | 0 | 0 | 0 | 0 | 0 | 0 | 0 | 0 | 0 | 0 | 0 | 0 | 0 | 0 | 0 | 0 | 0 | 0 | 0
Commercial_Retail_Existing_Food Preparation_Natural Gas_Fryer_E8_Baseline Forecast | Commercial | Retail | Existing | Food Preparation | Natural Gas | Fryer | E8 |  | Baseline Forecast | 0 | 0 | 0 | 0 | 0 | 0 | 0 | 0 | 0 | 0 | 0 | 0 | 0 | 0 | 0 | 0 | 0 | 0 | 0 | 0 | 0 | 0 | 0 | 0 | 0 | 0 | 0 | 0 | 0 | 0 | 0 | 0 | 0
Commercial_Retail_Existing_Food Preparation_Natural Gas_Fryer_E9_Baseline Forecast | Commercial | Retail | Existing | Food Preparation | Natural Gas | Fryer | E9 |  | Baseline Forecast | 0 | 0 | 0 | 0 | 0 | 0 | 0 | 0 | 0 | 0 | 0 | 0 | 0 | 0 | 0 | 0 | 0 | 0 | 0 | 0 | 0 | 0 | 0 | 0 | 0 | 0 | 0 | 0 | 0 | 0 | 0 | 0 | 0
Commercial_Retail_Existing_Food Preparation_Natural Gas_Fryer_E10_Baseline Forecast | Commercial | Retail | Existing | Food Preparation | Natural Gas | Fryer | E10 |  | Baseline Forecast | 0 | 0 | 0 | 0 | 0 | 0 | 0 | 0 | 0 | 0 | 0 | 0 | 0 | 0 | 0 | 0 | 0 | 0 | 0 | 0 | 0 | 0 | 0 | 0 | 0 | 0 | 0 | 0 | 0 | 0 | 0 | 0 | 0
Commercial_Retail_Existing_Food Preparation_Natural Gas_Broiler_E1_Baseline Forecast | Commercial | Retail | Existing | Food Preparation | Natural Gas | Broiler | E1 |  | Baseline Forecast | 0 | 0 | 0 | 0 | 0 | 0 | 0 | 0 | 0 | 0 | 0 | 0 | 0 | 0 | 0 | 0 | 0 | 0 | 0 | 0 | 0 | 0 | 0 | 0 | 0 | 0 | 0 | 0 | 0 | 0 | 0 | 0 | 0
Commercial_Retail_Existing_Food Preparation_Natural Gas_Broiler_E2_Baseline Forecast | Commercial | Retail | Existing | Food Preparation | Natural Gas | Broiler | E2 |  | Baseline Forecast | 0 | 0 | 0 | 0 | 0 | 0 | 0 | 0 | 0 | 0 | 0 | 0 | 0 | 0 | 0 | 0 | 0 | 0 | 0 | 0 | 0 | 0 | 0 | 0 | 0 | 0 | 0 | 0 | 0 | 0 | 0 | 0 | 0
Commercial_Retail_Existing_Food Preparation_Natural Gas_Broiler_E3_Baseline Forecast | Commercial | Retail | Existing | Food Preparation | Natural Gas | Broiler | E3 |  | Baseline Forecast | 0 | 0 | 0 | 0 | 0 | 0 | 0 | 0 | 0 | 0 | 0 | 0 | 0 | 0 | 0 | 0 | 0 | 0 | 0 | 0 | 0 | 0 | 0 | 0 | 0 | 0 | 0 | 0 | 0 | 0 | 0 | 0 | 0
Commercial_Retail_Existing_Food Preparation_Natural Gas_Broiler_E4_Baseline Forecast | Commercial | Retail | Existing | Food Preparation | Natural Gas | Broiler | E4 |  | Baseline Forecast | 0 | 0 | 0 | 0 | 0 | 0 | 0 | 0 | 0 | 0 | 0 | 0 | 0 | 0 | 0 | 0 | 0 | 0 | 0 | 0 | 0 | 0 | 0 | 0 | 0 | 0 | 0 | 0 | 0 | 0 | 0 | 0 | 0
Commercial_Retail_Existing_Food Preparation_Natural Gas_Broiler_E5_Baseline Forecast | Commercial | Retail | Existing | Food Preparation | Natural Gas | Broiler | E5 |  | Baseline Forecast | 0 | 0 | 0 | 0 | 0 | 0 | 0 | 0 | 0 | 0 | 0 | 0 | 0 | 0 | 0 | 0 | 0 | 0 | 0 | 0 | 0 | 0 | 0 | 0 | 0 | 0 | 0 | 0 | 0 | 0 | 0 | 0 | 0
Commercial_Retail_Existing_Food Preparation_Natural Gas_Broiler_E6_Baseline Forecast | Commercial | Retail | Existing | Food Preparation | Natural Gas | Broiler | E6 |  | Baseline Forecast | 0 | 0 | 0 | 0 | 0 | 0 | 0 | 0 | 0 | 0 | 0 | 0 | 0 | 0 | 0 | 0 | 0 | 0 | 0 | 0 | 0 | 0 | 0 | 0 | 0 | 0 | 0 | 0 | 0 | 0 | 0 | 0 | 0
Commercial_Retail_Existing_Food Preparation_Natural Gas_Broiler_E7_Baseline Forecast | Commercial | Retail | Existing | Food Preparation | Natural Gas | Broiler | E7 |  | Baseline Forecast | 0 | 0 | 0 | 0 | 0 | 0 | 0 | 0 | 0 | 0 | 0 | 0 | 0 | 0 | 0 | 0 | 0 | 0 | 0 | 0 | 0 | 0 | 0 | 0 | 0 | 0 | 0 | 0 | 0 | 0 | 0 | 0 | 0
Commercial_Retail_Existing_Food Preparation_Natural Gas_Broiler_E8_Baseline Forecast | Commercial | Retail | Existing | Food Preparation | Natural Gas | Broiler | E8 |  | Baseline Forecast | 0 | 0 | 0 | 0 | 0 | 0 | 0 | 0 | 0 | 0 | 0 | 0 | 0 | 0 | 0 | 0 | 0 | 0 | 0 | 0 | 0 | 0 | 0 | 0 | 0 | 0 | 0 | 0 | 0 | 0 | 0 | 0 | 0
Commercial_Retail_Existing_Food Preparation_Natural Gas_Broiler_E9_Baseline Forecast | Commercial | Retail | Existing | Food Preparation | Natural Gas | Broiler | E9 |  | Baseline Forecast | 0 | 0 | 0 | 0 | 0 | 0 | 0 | 0 | 0 | 0 | 0 | 0 | 0 | 0 | 0 | 0 | 0 | 0 | 0 | 0 | 0 | 0 | 0 | 0 | 0 | 0 | 0 | 0 | 0 | 0 | 0 | 0 | 0
Commercial_Retail_Existing_Food Preparation_Natural Gas_Broiler_E10_Baseline Forecast | Commercial | Retail | Existing | Food Preparation | Natural Gas | Broiler | E10 |  | Baseline Forecast | 0 | 0 | 0 | 0 | 0 | 0 | 0 | 0 | 0 | 0 | 0 | 0 | 0 | 0 | 0 | 0 | 0 | 0 | 0 | 0 | 0 | 0 | 0 | 0 | 0 | 0 | 0 | 0 | 0 | 0 | 0 | 0 | 0
Commercial_Retail_Existing_Food Preparation_Natural Gas_Griddle_E1_Baseline Forecast | Commercial | Retail | Existing | Food Preparation | Natural Gas | Griddle | E1 |  | Baseline Forecast | 0 | 0 | 0 | 0 | 0 | 0 | 0 | 0 | 0 | 0 | 0 | 0 | 0 | 0 | 0 | 0 | 0 | 0 | 0 | 0 | 0 | 0 | 0 | 0 | 0 | 0 | 0 | 0 | 0 | 0 | 0 | 0 | 0
Commercial_Retail_Existing_Food Preparation_Natural Gas_Griddle_E2_Baseline Forecast | Commercial | Retail | Existing | Food Preparation | Natural Gas | Griddle | E2 |  | Baseline Forecast | 0 | 0 | 0 | 0 | 0 | 0 | 0 | 0 | 0 | 0 | 0 | 0 | 0 | 0 | 0 | 0 | 0 | 0 | 0 | 0 | 0 | 0 | 0 | 0 | 0 | 0 | 0 | 0 | 0 | 0 | 0 | 0 | 0
Commercial_Retail_Existing_Food Preparation_Natural Gas_Griddle_E3_Baseline Forecast | Commercial | Retail | Existing | Food Preparation | Natural Gas | Griddle | E3 |  | Baseline Forecast | 0 | 0 | 0 | 0 | 0 | 0 | 0 | 0 | 0 | 0 | 0 | 0 | 0 | 0 | 0 | 0 | 0 | 0 | 0 | 0 | 0 | 0 | 0 | 0 | 0 | 0 | 0 | 0 | 0 | 0 | 0 | 0 | 0
Commercial_Retail_Existing_Food Preparation_Natural Gas_Griddle_E4_Baseline Forecast | Commercial | Retail | Existing | Food Preparation | Natural Gas | Griddle | E4 |  | Baseline Forecast | 0 | 0 | 0 | 0 | 0 | 0 | 0 | 0 | 0 | 0 | 0 | 0 | 0 | 0 | 0 | 0 | 0 | 0 | 0 | 0 | 0 | 0 | 0 | 0 | 0 | 0 | 0 | 0 | 0 | 0 | 0 | 0 | 0
Commercial_Retail_Existing_Food Preparation_Natural Gas_Griddle_E5_Baseline Forecast | Commercial | Retail | Existing | Food Preparation | Natural Gas | Griddle | E5 |  | Baseline Forecast | 0 | 0 | 0 | 0 | 0 | 0 | 0 | 0 | 0 | 0 | 0 | 0 | 0 | 0 | 0 | 0 | 0 | 0 | 0 | 0 | 0 | 0 | 0 | 0 | 0 | 0 | 0 | 0 | 0 | 0 | 0 | 0 | 0
Commercial_Retail_Existing_Food Preparation_Natural Gas_Griddle_E6_Baseline Forecast | Commercial | Retail | Existing | Food Preparation | Natural Gas | Griddle | E6 |  | Baseline Forecast | 0 | 0 | 0 | 0 | 0 | 0 | 0 | 0 | 0 | 0 | 0 | 0 | 0 | 0 | 0 | 0 | 0 | 0 | 0 | 0 | 0 | 0 | 0 | 0 | 0 | 0 | 0 | 0 | 0 | 0 | 0 | 0 | 0
Commercial_Retail_Existing_Food Preparation_Natural Gas_Griddle_E7_Baseline Forecast | Commercial | Retail | Existing | Food Preparation | Natural Gas | Griddle | E7 |  | Baseline Forecast | 0 | 0 | 0 | 0 | 0 | 0 | 0 | 0 | 0 | 0 | 0 | 0 | 0 | 0 | 0 | 0 | 0 | 0 | 0 | 0 | 0 | 0 | 0 | 0 | 0 | 0 | 0 | 0 | 0 | 0 | 0 | 0 | 0
Commercial_Retail_Existing_Food Preparation_Natural Gas_Griddle_E8_Baseline Forecast | Commercial | Retail | Existing | Food Preparation | Natural Gas | Griddle | E8 |  | Baseline Forecast | 0 | 0 | 0 | 0 | 0 | 0 | 0 | 0 | 0 | 0 | 0 | 0 | 0 | 0 | 0 | 0 | 0 | 0 | 0 | 0 | 0 | 0 | 0 | 0 | 0 | 0 | 0 | 0 | 0 | 0 | 0 | 0 | 0
Commercial_Retail_Existing_Food Preparation_Natural Gas_Griddle_E9_Baseline Forecast | Commercial | Retail | Existing | Food Preparation | Natural Gas | Griddle | E9 |  | Baseline Forecast | 0 | 0 | 0 | 0 | 0 | 0 | 0 | 0 | 0 | 0 | 0 | 0 | 0 | 0 | 0 | 0 | 0 | 0 | 0 | 0 | 0 | 0 | 0 | 0 | 0 | 0 | 0 | 0 | 0 | 0 | 0 | 0 | 0
Commercial_Retail_Existing_Food Preparation_Natural Gas_Griddle_E10_Baseline Forecast | Commercial | Retail | Existing | Food Preparation | Natural Gas | Griddle | E10 |  | Baseline Forecast | 0 | 0 | 0 | 0 | 0 | 0 | 0 | 0 | 0 | 0 | 0 | 0 | 0 | 0 | 0 | 0 | 0 | 0 | 0 | 0 | 0 | 0 | 0 | 0 | 0 | 0 | 0 | 0 | 0 | 0 | 0 | 0 | 0
Commercial_Retail_Existing_Food Preparation_Natural Gas_Range_E1_Baseline Forecast | Commercial | Retail | Existing | Food Preparation | Natural Gas | Range | E1 |  | Baseline Forecast | 0 | 0 | 0 | 0 | 0 | 0 | 0 | 0 | 0 | 0 | 0 | 0 | 0 | 0 | 0 | 0 | 0 | 0 | 0 | 0 | 0 | 0 | 0 | 0 | 0 | 0 | 0 | 0 | 0 | 0 | 0 | 0 | 0
Commercial_Retail_Existing_Food Preparation_Natural Gas_Range_E2_Baseline Forecast | Commercial | Retail | Existing | Food Preparation | Natural Gas | Range | E2 |  | Baseline Forecast | 0 | 0 | 0 | 0 | 0 | 0 | 0 | 0 | 0 | 0 | 0 | 0 | 0 | 0 | 0 | 0 | 0 | 0 | 0 | 0 | 0 | 0 | 0 | 0 | 0 | 0 | 0 | 0 | 0 | 0 | 0 | 0 | 0
Commercial_Retail_Existing_Food Preparation_Natural Gas_Range_E3_Baseline Forecast | Commercial | Retail | Existing | Food Preparation | Natural Gas | Range | E3 |  | Baseline Forecast | 0 | 0 | 0 | 0 | 0 | 0 | 0 | 0 | 0 | 0 | 0 | 0 | 0 | 0 | 0 | 0 | 0 | 0 | 0 | 0 | 0 | 0 | 0 | 0 | 0 | 0 | 0 | 0 | 0 | 0 | 0 | 0 | 0
Commercial_Retail_Existing_Food Preparation_Natural Gas_Range_E4_Baseline Forecast | Commercial | Retail | Existing | Food Preparation | Natural Gas | Range | E4 |  | Baseline Forecast | 0 | 0 | 0 | 0 | 0 | 0 | 0 | 0 | 0 | 0 | 0 | 0 | 0 | 0 | 0 | 0 | 0 | 0 | 0 | 0 | 0 | 0 | 0 | 0 | 0 | 0 | 0 | 0 | 0 | 0 | 0 | 0 | 0
Commercial_Retail_Existing_Food Preparation_Natural Gas_Range_E5_Baseline Forecast | Commercial | Retail | Existing | Food Preparation | Natural Gas | Range | E5 |  | Baseline Forecast | 0 | 0 | 0 | 0 | 0 | 0 | 0 | 0 | 0 | 0 | 0 | 0 | 0 | 0 | 0 | 0 | 0 | 0 | 0 | 0 | 0 | 0 | 0 | 0 | 0 | 0 | 0 | 0 | 0 | 0 | 0 | 0 | 0
Commercial_Retail_Existing_Food Preparation_Natural Gas_Range_E6_Baseline Forecast | Commercial | Retail | Existing | Food Preparation | Natural Gas | Range | E6 |  | Baseline Forecast | 0 | 0 | 0 | 0 | 0 | 0 | 0 | 0 | 0 | 0 | 0 | 0 | 0 | 0 | 0 | 0 | 0 | 0 | 0 | 0 | 0 | 0 | 0 | 0 | 0 | 0 | 0 | 0 | 0 | 0 | 0 | 0 | 0
Commercial_Retail_Existing_Food Preparation_Natural Gas_Range_E7_Baseline Forecast | Commercial | Retail | Existing | Food Preparation | Natural Gas | Range | E7 |  | Baseline Forecast | 0 | 0 | 0 | 0 | 0 | 0 | 0 | 0 | 0 | 0 | 0 | 0 | 0 | 0 | 0 | 0 | 0 | 0 | 0 | 0 | 0 | 0 | 0 | 0 | 0 | 0 | 0 | 0 | 0 | 0 | 0 | 0 | 0
Commercial_Retail_Existing_Food Preparation_Natural Gas_Range_E8_Baseline Forecast | Commercial | Retail | Existing | Food Preparation | Natural Gas | Range | E8 |  | Baseline Forecast | 0 | 0 | 0 | 0 | 0 | 0 | 0 | 0 | 0 | 0 | 0 | 0 | 0 | 0 | 0 | 0 | 0 | 0 | 0 | 0 | 0 | 0 | 0 | 0 | 0 | 0 | 0 | 0 | 0 | 0 | 0 | 0 | 0
Commercial_Retail_Existing_Food Preparation_Natural Gas_Range_E9_Baseline Forecast | Commercial | Retail | Existing | Food Preparation | Natural Gas | Range | E9 |  | Baseline Forecast | 0 | 0 | 0 | 0 | 0 | 0 | 0 | 0 | 0 | 0 | 0 | 0 | 0 | 0 | 0 | 0 | 0 | 0 | 0 | 0 | 0 | 0 | 0 | 0 | 0 | 0 | 0 | 0 | 0 | 0 | 0 | 0 | 0
Commercial_Retail_Existing_Food Preparation_Natural Gas_Range_E10_Baseline Forecast | Commercial | Retail | Existing | Food Preparation | Natural Gas | Range | E10 |  | Baseline Forecast | 0 | 0 | 0 | 0 | 0 | 0 | 0 | 0 | 0 | 0 | 0 | 0 | 0 | 0 | 0 | 0 | 0 | 0 | 0 | 0 | 0 | 0 | 0 | 0 | 0 | 0 | 0 | 0 | 0 | 0 | 0 | 0 | 0
Commercial_Retail_Existing_Food Preparation_Natural Gas_Steamer_E1_Baseline Forecast | Commercial | Retail | Existing | Food Preparation | Natural Gas | Steamer | E1 |  | Baseline Forecast | 0 | 0 | 0 | 0 | 0 | 0 | 0 | 0 | 0 | 0 | 0 | 0 | 0 | 0 | 0 | 0 | 0 | 0 | 0 | 0 | 0 | 0 | 0 | 0 | 0 | 0 | 0 | 0 | 0 | 0 | 0 | 0 | 0
Commercial_Retail_Existing_Food Preparation_Natural Gas_Steamer_E2_Baseline Forecast | Commercial | Retail | Existing | Food Preparation | Natural Gas | Steamer | E2 |  | Baseline Forecast | 0 | 0 | 0 | 0 | 0 | 0 | 0 | 0 | 0 | 0 | 0 | 0 | 0 | 0 | 0 | 0 | 0 | 0 | 0 | 0 | 0 | 0 | 0 | 0 | 0 | 0 | 0 | 0 | 0 | 0 | 0 | 0 | 0
Commercial_Retail_Existing_Food Preparation_Natural Gas_Steamer_E3_Baseline Forecast | Commercial | Retail | Existing | Food Preparation | Natural Gas | Steamer | E3 |  | Baseline Forecast | 0 | 0 | 0 | 0 | 0 | 0 | 0 | 0 | 0 | 0 | 0 | 0 | 0 | 0 | 0 | 0 | 0 | 0 | 0 | 0 | 0 | 0 | 0 | 0 | 0 | 0 | 0 | 0 | 0 | 0 | 0 | 0 | 0
Commercial_Retail_Existing_Food Preparation_Natural Gas_Steamer_E4_Baseline Forecast | Commercial | Retail | Existing | Food Preparation | Natural Gas | Steamer | E4 |  | Baseline Forecast | 0 | 0 | 0 | 0 | 0 | 0 | 0 | 0 | 0 | 0 | 0 | 0 | 0 | 0 | 0 | 0 | 0 | 0 | 0 | 0 | 0 | 0 | 0 | 0 | 0 | 0 | 0 | 0 | 0 | 0 | 0 | 0 | 0
Commercial_Retail_Existing_Food Preparation_Natural Gas_Steamer_E5_Baseline Forecast | Commercial | Retail | Existing | Food Preparation | Natural Gas | Steamer | E5 |  | Baseline Forecast | 0 | 0 | 0 | 0 | 0 | 0 | 0 | 0 | 0 | 0 | 0 | 0 | 0 | 0 | 0 | 0 | 0 | 0 | 0 | 0 | 0 | 0 | 0 | 0 | 0 | 0 | 0 | 0 | 0 | 0 | 0 | 0 | 0
Commercial_Retail_Existing_Food Preparation_Natural Gas_Steamer_E6_Baseline Forecast | Commercial | Retail | Existing | Food Preparation | Natural Gas | Steamer | E6 |  | Baseline Forecast | 0 | 0 | 0 | 0 | 0 | 0 | 0 | 0 | 0 | 0 | 0 | 0 | 0 | 0 | 0 | 0 | 0 | 0 | 0 | 0 | 0 | 0 | 0 | 0 | 0 | 0 | 0 | 0 | 0 | 0 | 0 | 0 | 0
Commercial_Retail_Existing_Food Preparation_Natural Gas_Steamer_E7_Baseline Forecast | Commercial | Retail | Existing | Food Preparation | Natural Gas | Steamer | E7 |  | Baseline Forecast | 0 | 0 | 0 | 0 | 0 | 0 | 0 | 0 | 0 | 0 | 0 | 0 | 0 | 0 | 0 | 0 | 0 | 0 | 0 | 0 | 0 | 0 | 0 | 0 | 0 | 0 | 0 | 0 | 0 | 0 | 0 | 0 | 0
Commercial_Retail_Existing_Food Preparation_Natural Gas_Steamer_E8_Baseline Forecast | Commercial | Retail | Existing | Food Preparation | Natural Gas | Steamer | E8 |  | Baseline Forecast | 0 | 0 | 0 | 0 | 0 | 0 | 0 | 0 | 0 | 0 | 0 | 0 | 0 | 0 | 0 | 0 | 0 | 0 | 0 | 0 | 0 | 0 | 0 | 0 | 0 | 0 | 0 | 0 | 0 | 0 | 0 | 0 | 0
Commercial_Retail_Existing_Food Preparation_Natural Gas_Steamer_E9_Baseline Forecast | Commercial | Retail | Existing | Food Preparation | Natural Gas | Steamer | E9 |  | Baseline Forecast | 0 | 0 | 0 | 0 | 0 | 0 | 0 | 0 | 0 | 0 | 0 | 0 | 0 | 0 | 0 | 0 | 0 | 0 | 0 | 0 | 0 | 0 | 0 | 0 | 0 | 0 | 0 | 0 | 0 | 0 | 0 | 0 | 0
Commercial_Retail_Existing_Food Preparation_Natural Gas_Steamer_E10_Baseline Forecast | Commercial | Retail | Existing | Food Preparation | Natural Gas | Steamer | E10 |  | Baseline Forecast | 0 | 0 | 0 | 0 | 0 | 0 | 0 | 0 | 0 | 0 | 0 | 0 | 0 | 0 | 0 | 0 | 0 | 0 | 0 | 0 | 0 | 0 | 0 | 0 | 0 | 0 | 0 | 0 | 0 | 0 | 0 | 0 | 0
Commercial_Retail_Existing_Food Preparation_Natural Gas_Food Prep Other_E1_Baseline Forecast | Commercial | Retail | Existing | Food Preparation | Natural Gas | Food Prep Other | E1 |  | Baseline Forecast | 0 | 0 | 0 | 0 | 0 | 0 | 0 | 0 | 0 | 0 | 0 | 0 | 0 | 0 | 0 | 0 | 0 | 0 | 0 | 0 | 0 | 0 | 0 | 0 | 0 | 0 | 0 | 0 | 0 | 0 | 0 | 0 | 0
Commercial_Retail_Existing_Food Preparation_Natural Gas_Food Prep Other_E2_Baseline Forecast | Commercial | Retail | Existing | Food Preparation | Natural Gas | Food Prep Other | E2 |  | Baseline Forecast | 0 | 0 | 0 | 0 | 0 | 0 | 0 | 0 | 0 | 0 | 0 | 0 | 0 | 0 | 0 | 0 | 0 | 0 | 0 | 0 | 0 | 0 | 0 | 0 | 0 | 0 | 0 | 0 | 0 | 0 | 0 | 0 | 0
Commercial_Retail_Existing_Food Preparation_Natural Gas_Food Prep Other_E3_Baseline Forecast | Commercial | Retail | Existing | Food Preparation | Natural Gas | Food Prep Other | E3 |  | Baseline Forecast | 0 | 0 | 0 | 0 | 0 | 0 | 0 | 0 | 0 | 0 | 0 | 0 | 0 | 0 | 0 | 0 | 0 | 0 | 0 | 0 | 0 | 0 | 0 | 0 | 0 | 0 | 0 | 0 | 0 | 0 | 0 | 0 | 0
Commercial_Retail_Existing_Food Preparation_Natural Gas_Food Prep Other_E4_Baseline Forecast | Commercial | Retail | Existing | Food Preparation | Natural Gas | Food Prep Other | E4 |  | Baseline Forecast | 0 | 0 | 0 | 0 | 0 | 0 | 0 | 0 | 0 | 0 | 0 | 0 | 0 | 0 | 0 | 0 | 0 | 0 | 0 | 0 | 0 | 0 | 0 | 0 | 0 | 0 | 0 | 0 | 0 | 0 | 0 | 0 | 0
Commercial_Retail_Existing_Food Preparation_Natural Gas_Food Prep Other_E5_Baseline Forecast | Commercial | Retail | Existing | Food Preparation | Natural Gas | Food Prep Other | E5 |  | Baseline Forecast | 0 | 0 | 0 | 0 | 0 | 0 | 0 | 0 | 0 | 0 | 0 | 0 | 0 | 0 | 0 | 0 | 0 | 0 | 0 | 0 | 0 | 0 | 0 | 0 | 0 | 0 | 0 | 0 | 0 | 0 | 0 | 0 | 0
Commercial_Retail_Existing_Food Preparation_Natural Gas_Food Prep Other_E6_Baseline Forecast | Commercial | Retail | Existing | Food Preparation | Natural Gas | Food Prep Other | E6 |  | Baseline Forecast | 0 | 0 | 0 | 0 | 0 | 0 | 0 | 0 | 0 | 0 | 0 | 0 | 0 | 0 | 0 | 0 | 0 | 0 | 0 | 0 | 0 | 0 | 0 | 0 | 0 | 0 | 0 | 0 | 0 | 0 | 0 | 0 | 0
Commercial_Retail_Existing_Food Preparation_Natural Gas_Food Prep Other_E7_Baseline Forecast | Commercial | Retail | Existing | Food Preparation | Natural Gas | Food Prep Other | E7 |  | Baseline Forecast | 0 | 0 | 0 | 0 | 0 | 0 | 0 | 0 | 0 | 0 | 0 | 0 | 0 | 0 | 0 | 0 | 0 | 0 | 0 | 0 | 0 | 0 | 0 | 0 | 0 | 0 | 0 | 0 | 0 | 0 | 0 | 0 | 0
Commercial_Retail_Existing_Food Preparation_Natural Gas_Food Prep Other_E8_Baseline Forecast | Commercial | Retail | Existing | Food Preparation | Natural Gas | Food Prep Other | E8 |  | Baseline Forecast | 0 | 0 | 0 | 0 | 0 | 0 | 0 | 0 | 0 | 0 | 0 | 0 | 0 | 0 | 0 | 0 | 0 | 0 | 0 | 0 | 0 | 0 | 0 | 0 | 0 | 0 | 0 | 0 | 0 | 0 | 0 | 0 | 0
Commercial_Retail_Existing_Food Preparation_Natural Gas_Food Prep Other_E9_Baseline Forecast | Commercial | Retail | Existing | Food Preparation | Natural Gas | Food Prep Other | E9 |  | Baseline Forecast | 0 | 0 | 0 | 0 | 0 | 0 | 0 | 0 | 0 | 0 | 0 | 0 | 0 | 0 | 0 | 0 | 0 | 0 | 0 | 0 | 0 | 0 | 0 | 0 | 0 | 0 | 0 | 0 | 0 | 0 | 0 | 0 | 0
Commercial_Retail_Existing_Food Preparation_Natural Gas_Food Prep Other_E10_Baseline Forecast | Commercial | Retail | Existing | Food Preparation | Natural Gas | Food Prep Other | E10 |  | Baseline Forecast | 0 | 0 | 0 | 0 | 0 | 0 | 0 | 0 | 0 | 0 | 0 | 0 | 0 | 0 | 0 | 0 | 0 | 0 | 0 | 0 | 0 | 0 | 0 | 0 | 0 | 0 | 0 | 0 | 0 | 0 | 0 | 0 | 0
Commercial_Retail_Existing_Miscellaneous_Natural Gas_Pool Heater_E1_Baseline Forecast | Commercial | Retail | Existing | Miscellaneous | Natural Gas | Pool Heater | E1 |  | Baseline Forecast | 0 | 0 | 0 | 0 | 0 | 0 | 0 | 0 | 0 | 0 | 0 | 0 | 0 | 0 | 0 | 0 | 0 | 0 | 0 | 0 | 0 | 0 | 0 | 0 | 0 | 0 | 0 | 0 | 0 | 0 | 0 | 0 | 0
Commercial_Retail_Existing_Miscellaneous_Natural Gas_Pool Heater_E2_Baseline Forecast | Commercial | Retail | Existing | Miscellaneous | Natural Gas | Pool Heater | E2 |  | Baseline Forecast | 0 | 0 | 0 | 0 | 0 | 0 | 0 | 0 | 0 | 0 | 0 | 0 | 0 | 0 | 0 | 0 | 0 | 0 | 0 | 0 | 0 | 0 | 0 | 0 | 0 | 0 | 0 | 0 | 0 | 0 | 0 | 0 | 0
Commercial_Retail_Existing_Miscellaneous_Natural Gas_Pool Heater_E3_Baseline Forecast | Commercial | Retail | Existing | Miscellaneous | Natural Gas | Pool Heater | E3 |  | Baseline Forecast | 0 | 0 | 0 | 0 | 0 | 0 | 0 | 0 | 0 | 0 | 0 | 0 | 0 | 0 | 0 | 0 | 0 | 0 | 0 | 0 | 0 | 0 | 0 | 0 | 0 | 0 | 0 | 0 | 0 | 0 | 0 | 0 | 0
Commercial_Retail_Existing_Miscellaneous_Natural Gas_Pool Heater_E4_Baseline Forecast | Commercial | Retail | Existing | Miscellaneous | Natural Gas | Pool Heater | E4 |  | Baseline Forecast | 0 | 0 | 0 | 0 | 0 | 0 | 0 | 0 | 0 | 0 | 0 | 0 | 0 | 0 | 0 | 0 | 0 | 0 | 0 | 0 | 0 | 0 | 0 | 0 | 0 | 0 | 0 | 0 | 0 | 0 | 0 | 0 | 0
Commercial_Retail_Existing_Miscellaneous_Natural Gas_Pool Heater_E5_Baseline Forecast | Commercial | Retail | Existing | Miscellaneous | Natural Gas | Pool Heater | E5 |  | Baseline Forecast | 0 | 0 | 0 | 0 | 0 | 0 | 0 | 0 | 0 | 0 | 0 | 0 | 0 | 0 | 0 | 0 | 0 | 0 | 0 | 0 | 0 | 0 | 0 | 0 | 0 | 0 | 0 | 0 | 0 | 0 | 0 | 0 | 0
Commercial_Retail_Existing_Miscellaneous_Natural Gas_Pool Heater_E6_Baseline Forecast | Commercial | Retail | Existing | Miscellaneous | Natural Gas | Pool Heater | E6 |  | Baseline Forecast | 0 | 0 | 0 | 0 | 0 | 0 | 0 | 0 | 0 | 0 | 0 | 0 | 0 | 0 | 0 | 0 | 0 | 0 | 0 | 0 | 0 | 0 | 0 | 0 | 0 | 0 | 0 | 0 | 0 | 0 | 0 | 0 | 0
Commercial_Retail_Existing_Miscellaneous_Natural Gas_Pool Heater_E7_Baseline Forecast | Commercial | Retail | Existing | Miscellaneous | Natural Gas | Pool Heater | E7 |  | Baseline Forecast | 0 | 0 | 0 | 0 | 0 | 0 | 0 | 0 | 0 | 0 | 0 | 0 | 0 | 0 | 0 | 0 | 0 | 0 | 0 | 0 | 0 | 0 | 0 | 0 | 0 | 0 | 0 | 0 | 0 | 0 | 0 | 0 | 0
Commercial_Retail_Existing_Miscellaneous_Natural Gas_Pool Heater_E8_Baseline Forecast | Commercial | Retail | Existing | Miscellaneous | Natural Gas | Pool Heater | E8 |  | Baseline Forecast | 0 | 0 | 0 | 0 | 0 | 0 | 0 | 0 | 0 | 0 | 0 | 0 | 0 | 0 | 0 | 0 | 0 | 0 | 0 | 0 | 0 | 0 | 0 | 0 | 0 | 0 | 0 | 0 | 0 | 0 | 0 | 0 | 0
Commercial_Retail_Existing_Miscellaneous_Natural Gas_Pool Heater_E9_Baseline Forecast | Commercial | Retail | Existing | Miscellaneous | Natural Gas | Pool Heater | E9 |  | Baseline Forecast | 0 | 0 | 0 | 0 | 0 | 0 | 0 | 0 | 0 | 0 | 0 | 0 | 0 | 0 | 0 | 0 | 0 | 0 | 0 | 0 | 0 | 0 | 0 | 0 | 0 | 0 | 0 | 0 | 0 | 0 | 0 | 0 | 0
Commercial_Retail_Existing_Miscellaneous_Natural Gas_Pool Heater_E10_Baseline Forecast | Commercial | Retail | Existing | Miscellaneous | Natural Gas | Pool Heater | E10 |  | Baseline Forecast | 0 | 0 | 0 | 0 | 0 | 0 | 0 | 0 | 0 | 0 | 0 | 0 | 0 | 0 | 0 | 0 | 0 | 0 | 0 | 0 | 0 | 0 | 0 | 0 | 0 | 0 | 0 | 0 | 0 | 0 | 0 | 0 | 0
Commercial_Retail_Existing_Miscellaneous_Natural Gas_Miscellaneous_E1_Baseline Forecast | Commercial | Retail | Existing | Miscellaneous | Natural Gas | Miscellaneous | E1 |  | Baseline Forecast | 0 | 1708836.5312 | 2023926.0672 | 2287206.9484 | 2187716.3748 | 2145402.6486 | 2146891.1489 | 2135706.5865 | 2121810.8684 | 2110901.3027 | 2100335.1836 | 2559114.4832 | 2568133.7552 | 2561126.5293 | 2520260.4829 | 2502511.1486 | 2498044.1785 | 2484485.4893 | 2469254.5852 | 2456284.8348 | 2443287.0216 | 2559587.7542 | 2533255.1529 | 2504520.0923 | 2486979.8833 | 2474579.8535 | 2463532.9816 | 2449051.3936 | 2434397.6971 | 2420869.068 | 2407194.8341 | 2428993.8612 | 2406553.739
Commercial_Retail_Existing_Miscellaneous_Natural Gas_Miscellaneous_E2_Baseline Forecast | Commercial | Retail | Existing | Miscellaneous | Natural Gas | Miscellaneous | E2 |  | Baseline Forecast | 0 | 0 | 0 | 0 | 0 | 0 | 0 | 0 | 0 | 0 | 0 | 0 | 0 | 0 | 0 | 0 | 0 | 0 | 0 | 0 | 0 | 0 | 0 | 0 | 0 | 0 | 0 | 0 | 0 | 0 | 0 | 0 | 0
Commercial_Retail_Existing_Miscellaneous_Natural Gas_Miscellaneous_E3_Baseline Forecast | Commercial | Retail | Existing | Miscellaneous | Natural Gas | Miscellaneous | E3 |  | Baseline Forecast | 0 | 0 | 0 | 0 | 0 | 0 | 0 | 0 | 0 | 0 | 0 | 0 | 0 | 0 | 0 | 0 | 0 | 0 | 0 | 0 | 0 | 0 | 0 | 0 | 0 | 0 | 0 | 0 | 0 | 0 | 0 | 0 | 0
Commercial_Retail_Existing_Miscellaneous_Natural Gas_Miscellaneous_E4_Baseline Forecast | Commercial | Retail | Existing | Miscellaneous | Natural Gas | Miscellaneous | E4 |  | Baseline Forecast | 0 | 0 | 0 | 0 | 0 | 0 | 0 | 0 | 0 | 0 | 0 | 0 | 0 | 0 | 0 | 0 | 0 | 0 | 0 | 0 | 0 | 0 | 0 | 0 | 0 | 0 | 0 | 0 | 0 | 0 | 0 | 0 | 0
Commercial_Retail_Existing_Miscellaneous_Natural Gas_Miscellaneous_E5_Baseline Forecast | Commercial | Retail | Existing | Miscellaneous | Natural Gas | Miscellaneous | E5 |  | Baseline Forecast | 0 | 0 | 0 | 0 | 0 | 0 | 0 | 0 | 0 | 0 | 0 | 0 | 0 | 0 | 0 | 0 | 0 | 0 | 0 | 0 | 0 | 0 | 0 | 0 | 0 | 0 | 0 | 0 | 0 | 0 | 0 | 0 | 0
Commercial_Retail_Existing_Miscellaneous_Natural Gas_Miscellaneous_E6_Baseline Forecast | Commercial | Retail | Existing | Miscellaneous | Natural Gas | Miscellaneous | E6 |  | Baseline Forecast | 0 | 0 | 0 | 0 | 0 | 0 | 0 | 0 | 0 | 0 | 0 | 0 | 0 | 0 | 0 | 0 | 0 | 0 | 0 | 0 | 0 | 0 | 0 | 0 | 0 | 0 | 0 | 0 | 0 | 0 | 0 | 0 | 0
Commercial_Retail_Existing_Miscellaneous_Natural Gas_Miscellaneous_E7_Baseline Forecast | Commercial | Retail | Existing | Miscellaneous | Natural Gas | Miscellaneous | E7 |  | Baseline Forecast | 0 | 0 | 0 | 0 | 0 | 0 | 0 | 0 | 0 | 0 | 0 | 0 | 0 | 0 | 0 | 0 | 0 | 0 | 0 | 0 | 0 | 0 | 0 | 0 | 0 | 0 | 0 | 0 | 0 | 0 | 0 | 0 | 0
Commercial_Retail_Existing_Miscellaneous_Natural Gas_Miscellaneous_E8_Baseline Forecast | Commercial | Retail | Existing | Miscellaneous | Natural Gas | Miscellaneous | E8 |  | Baseline Forecast | 0 | 0 | 0 | 0 | 0 | 0 | 0 | 0 | 0 | 0 | 0 | 0 | 0 | 0 | 0 | 0 | 0 | 0 | 0 | 0 | 0 | 0 | 0 | 0 | 0 | 0 | 0 | 0 | 0 | 0 | 0 | 0 | 0
Commercial_Retail_Existing_Miscellaneous_Natural Gas_Miscellaneous_E9_Baseline Forecast | Commercial | Retail | Existing | Miscellaneous | Natural Gas | Miscellaneous | E9 |  | Baseline Forecast | 0 | 0 | 0 | 0 | 0 | 0 | 0 | 0 | 0 | 0 | 0 | 0 | 0 | 0 | 0 | 0 | 0 | 0 | 0 | 0 | 0 | 0 | 0 | 0 | 0 | 0 | 0 | 0 | 0 | 0 | 0 | 0 | 0
Commercial_Retail_Existing_Miscellaneous_Natural Gas_Miscellaneous_E10_Baseline Forecast | Commercial | Retail | Existing | Miscellaneous | Natural Gas | Miscellaneous | E10 |  | Baseline Forecast | 0 | 0 | 0 | 0 | 0 | 0 | 0 | 0 | 0 | 0 | 0 | 0 | 0 | 0 | 0 | 0 | 0 | 0 | 0 | 0 | 0 | 0 | 0 | 0 | 0 | 0 | 0 | 0 | 0 | 0 | 0 | 0 | 0
Commercial_Retail_New_Space Heating_Natural Gas_Furnace_E1_Baseline Forecast | Commercial | Retail | New | Space Heating | Natural Gas | Furnace | E1 |  | Baseline Forecast | 0 | 123005.9134 | 593303.2015 | 379162.2997 | 489006.0988 | 663634.8945 | 620282.9648 | 549763.6955 | 494445.2162 | 477407.0877 | 471179.6062 | 466498.535 | 465859.3769 | 467192.3534 | 470066.0566 | 470932.0576 | 471060.7623 | 470450.519 | 469830.5958 | 478662.8781 | 523674.0738 | 548758.8845 | 579710.3641 | 621663.2374 | 657002.8346 | 684809.1081 | 706227.6735 | 724694.5734 | 741268.4854 | 756214.0171 | 769967.3835 | 782772.0314 | 577498.6505
Commercial_Retail_New_Space Heating_Natural Gas_Furnace_E2_Baseline Forecast | Commercial | Retail | New | Space Heating | Natural Gas | Furnace | E2 |  | Baseline Forecast | 0 | 0 | 0 | 0 | 0 | 0 | 0 | 0 | 0 | 0 | 0 | 0 | 0 | 0 | 0 | 0 | 0 | 0 | 0 | 0 | 0 | 0 | 0 | 0 | 0 | 0 | 0 | 0 | 0 | 0 | 0 | 0 | 0
Commercial_Retail_New_Space Heating_Natural Gas_Furnace_E3_Baseline Forecast | Commercial | Retail | New | Space Heating | Natural Gas | Furnace | E3 |  | Baseline Forecast | 0 | 0 | 0 | 0 | 0 | 0 | 0 | 0 | 0 | 0 | 0 | 0 | 0 | 0 | 0 | 0 | 0 | 0 | 0 | 0 | 0 | 0 | 0 | 0 | 0 | 0 | 0 | 0 | 0 | 0 | 0 | 0 | 0
Commercial_Retail_New_Space Heating_Natural Gas_Furnace_E4_Baseline Forecast | Commercial | Retail | New | Space Heating | Natural Gas | Furnace | E4 |  | Baseline Forecast | 0 | 0 | 0 | 0 | 0 | 0 | 0 | 0 | 0 | 0 | 0 | 0 | 0 | 0 | 0 | 0 | 0 | 0 | 0 | 0 | 0 | 0 | 0 | 0 | 0 | 0 | 0 | 0 | 0 | 0 | 0 | 0 | 0
Commercial_Retail_New_Space Heating_Natural Gas_Furnace_E5_Baseline Forecast | Commercial | Retail | New | Space Heating | Natural Gas | Furnace | E5 |  | Baseline Forecast | 0 | 0 | 0 | 0 | 0 | 0 | 0 | 0 | 0 | 0 | 0 | 0 | 0 | 0 | 0 | 0 | 0 | 0 | 0 | 0 | 0 | 0 | 0 | 0 | 0 | 0 | 0 | 0 | 0 | 0 | 0 | 0 | 0
Commercial_Retail_New_Space Heating_Natural Gas_Furnace_E6_Baseline Forecast | Commercial | Retail | New | Space Heating | Natural Gas | Furnace | E6 |  | Baseline Forecast | 0 | 0 | 0 | 0 | 0 | 0 | 0 | 0 | 0 | 0 | 0 | 0 | 0 | 0 | 0 | 0 | 0 | 0 | 0 | 0 | 0 | 0 | 0 | 0 | 0 | 0 | 0 | 0 | 0 | 0 | 0 | 0 | 0
Commercial_Retail_New_Space Heating_Natural Gas_Furnace_E7_Baseline Forecast | Commercial | Retail | New | Space Heating | Natural Gas | Furnace | E7 |  | Baseline Forecast | 0 | 0 | 0 | 0 | 0 | 0 | 0 | 0 | 0 | 0 | 0 | 0 | 0 | 0 | 0 | 0 | 0 | 0 | 0 | 0 | 0 | 0 | 0 | 0 | 0 | 0 | 0 | 0 | 0 | 0 | 0 | 0 | 0
Commercial_Retail_New_Space Heating_Natural Gas_Furnace_E8_Baseline Forecast | Commercial | Retail | New | Space Heating | Natural Gas | Furnace | E8 |  | Baseline Forecast | 0 | 0 | 0 | 0 | 0 | 0 | 0 | 0 | 0 | 0 | 0 | 0 | 0 | 0 | 0 | 0 | 0 | 0 | 0 | 0 | 0 | 0 | 0 | 0 | 0 | 0 | 0 | 0 | 0 | 0 | 0 | 0 | 0
Commercial_Retail_New_Space Heating_Natural Gas_Furnace_E9_Baseline Forecast | Commercial | Retail | New | Space Heating | Natural Gas | Furnace | E9 |  | Baseline Forecast | 0 | 0 | 0 | 0 | 0 | 0 | 0 | 0 | 0 | 0 | 0 | 0 | 0 | 0 | 0 | 0 | 0 | 0 | 0 | 0 | 0 | 0 | 0 | 0 | 0 | 0 | 0 | 0 | 0 | 0 | 0 | 0 | 0
Commercial_Retail_New_Space Heating_Natural Gas_Furnace_E10_Baseline Forecast | Commercial | Retail | New | Space Heating | Natural Gas | Furnace | E10 |  | Baseline Forecast | 0 | 0 | 0 | 0 | 0 | 0 | 0 | 0 | 0 | 0 | 0 | 0 | 0 | 0 | 0 | 0 | 0 | 0 | 0 | 0 | 0 | 0 | 0 | 0 | 0 | 0 | 0 | 0 | 0 | 0 | 0 | 0 | 0
Commercial_Retail_New_Space Heating_Natural Gas_Boiler_E1_Baseline Forecast | Commercial | Retail | New | Space Heating | Natural Gas | Boiler | E1 |  | Baseline Forecast | 0 | 4990.3047 | 23993.4799 | 15282.1702 | 19639.9124 | 26653.5146 | 24819.6774 | 21997.9563 | 19706.7003 | 19027.6255 | 18701.3138 | 18515.5201 | 18490.1517 | 19136.1454 | 19183.7287 | 19219.0708 | 19149.7692 | 19124.9613 | 19099.7599 | 19074.1606 | 19078.2394 | 19082.3456 | 19514.1696 | 21642.4237 | 22783.3937 | 24251.0435 | 26230.9512 | 27870.9635 | 29101.58 | 30016.1977 | 30785.0172 | 31461.2475 | 21593.8163
Commercial_Retail_New_Space Heating_Natural Gas_Boiler_E2_Baseline Forecast | Commercial | Retail | New | Space Heating | Natural Gas | Boiler | E2 |  | Baseline Forecast | 0 | 0 | 0 | 0 | 0 | 0 | 0 | 0 | 0 | 0 | 0 | 0 | 0 | 0 | 0 | 0 | 0 | 0 | 0 | 0 | 0 | 0 | 0 | 0 | 0 | 0 | 0 | 0 | 0 | 0 | 0 | 0 | 0
Commercial_Retail_New_Space Heating_Natural Gas_Boiler_E3_Baseline Forecast | Commercial | Retail | New | Space Heating | Natural Gas | Boiler | E3 |  | Baseline Forecast | 0 | 668.5576 | 3301.3142 | 2161.115 | 2856.7145 | 3876.8749 | 3716.3153 | 3293.8116 | 3040.1521 | 2935.3913 | 2975.209 | 2945.6509 | 2941.615 | 2356.9446 | 2441.5655 | 2446.0636 | 2521.2862 | 2518.02 | 2514.7019 | 2511.3315 | 2511.8685 | 2512.4091 | 2569.2637 | 2849.4727 | 2999.6945 | 3192.9274 | 3453.6049 | 3669.5312 | 3831.556 | 3951.9759 | 4053.1998 | 4142.2332 | 2843.073
Commercial_Retail_New_Space Heating_Natural Gas_Boiler_E4_Baseline Forecast | Commercial | Retail | New | Space Heating | Natural Gas | Boiler | E4 |  | Baseline Forecast | 0 | 0 | 0 | 0 | 0 | 0 | 0 | 0 | 0 | 0 | 0 | 0 | 0 | 0 | 0 | 0 | 0 | 0 | 0 | 0 | 0 | 0 | 0 | 0 | 0 | 0 | 0 | 0 | 0 | 0 | 0 | 0 | 0
Commercial_Retail_New_Space Heating_Natural Gas_Boiler_E5_Baseline Forecast | Commercial | Retail | New | Space Heating | Natural Gas | Boiler | E5 |  | Baseline Forecast | 0 | 0 | 0 | 0 | 0 | 0 | 0 | 0 | 0 | 0 | 0 | 0 | 0 | 0 | 0 | 0 | 0 | 0 | 0 | 0 | 0 | 0 | 0 | 0 | 0 | 0 | 0 | 0 | 0 | 0 | 0 | 0 | 0
Commercial_Retail_New_Space Heating_Natural Gas_Boiler_E6_Baseline Forecast | Commercial | Retail | New | Space Heating | Natural Gas | Boiler | E6 |  | Baseline Forecast | 0 | 0 | 0 | 0 | 0 | 0 | 0 | 0 | 0 | 0 | 0 | 0 | 0 | 0 | 0 | 0 | 0 | 0 | 0 | 0 | 0 | 0 | 0 | 0 | 0 | 0 | 0 | 0 | 0 | 0 | 0 | 0 | 0
Commercial_Retail_New_Space Heating_Natural Gas_Boiler_E7_Baseline Forecast | Commercial | Retail | New | Space Heating | Natural Gas | Boiler | E7 |  | Baseline Forecast | 0 | 0 | 0 | 0 | 0 | 0 | 0 | 0 | 0 | 0 | 0 | 0 | 0 | 0 | 0 | 0 | 0 | 0 | 0 | 0 | 0 | 0 | 0 | 0 | 0 | 0 | 0 | 0 | 0 | 0 | 0 | 0 | 0
Commercial_Retail_New_Space Heating_Natural Gas_Boiler_E8_Baseline Forecast | Commercial | Retail | New | Space Heating | Natural Gas | Boiler | E8 |  | Baseline Forecast | 0 | 0 | 0 | 0 | 0 | 0 | 0 | 0 | 0 | 0 | 0 | 0 | 0 | 0 | 0 | 0 | 0 | 0 | 0 | 0 | 0 | 0 | 0 | 0 | 0 | 0 | 0 | 0 | 0 | 0 | 0 | 0 | 0
Commercial_Retail_New_Space Heating_Natural Gas_Boiler_E9_Baseline Forecast | Commercial | Retail | New | Space Heating | Natural Gas | Boiler | E9 |  | Baseline Forecast | 0 | 0 | 0 | 0 | 0 | 0 | 0 | 0 | 0 | 0 | 0 | 0 | 0 | 0 | 0 | 0 | 0 | 0 | 0 | 0 | 0 | 0 | 0 | 0 | 0 | 0 | 0 | 0 | 0 | 0 | 0 | 0 | 0
Commercial_Retail_New_Space Heating_Natural Gas_Boiler_E10_Baseline Forecast | Commercial | Retail | New | Space Heating | Natural Gas | Boiler | E10 |  | Baseline Forecast | 0 | 0 | 0 | 0 | 0 | 0 | 0 | 0 | 0 | 0 | 0 | 0 | 0 | 0 | 0 | 0 | 0 | 0 | 0 | 0 | 0 | 0 | 0 | 0 | 0 | 0 | 0 | 0 | 0 | 0 | 0 | 0 | 0
Commercial_Retail_New_Space Heating_Natural Gas_Unit Heater_E1_Baseline Forecast | Commercial | Retail | New | Space Heating | Natural Gas | Unit Heater | E1 |  | Baseline Forecast | 0 | 12276.7359 | 59215.2565 | 37842.6963 | 48805.7734 | 66234.7859 | 61908.0005 | 54869.7499 | 49348.6303 | 47648.1217 | 47026.5813 | 46559.382 | 48950.9374 | 60435.9584 | 65529.8448 | 71654.5511 | 79983.8185 | 88928.9656 | 103750.6647 | 96583.1088 | 99045.8487 | 102588.8088 | 99562.6272 | 96897.2587 | 97447.5751 | 99961.9367 | 103482.8265 | 108007.4752 | 114167.2622 | 124444.8719 | 129559.7033 | 134416.0017 | 113896.0221
Commercial_Retail_New_Space Heating_Natural Gas_Unit Heater_E2_Baseline Forecast | Commercial | Retail | New | Space Heating | Natural Gas | Unit Heater | E2 |  | Baseline Forecast | 0 | 0 | 0 | 0 | 0 | 0 | 0 | 0 | 0 | 0 | 0 | 0 | 0 | 0 | 0 | 0 | 0 | 0 | 0 | 0 | 0 | 0 | 0 | 0 | 0 | 0 | 0 | 0 | 0 | 0 | 0 | 0 | 0
Commercial_Retail_New_Space Heating_Natural Gas_Unit Heater_E3_Baseline Forecast | Commercial | Retail | New | Space Heating | Natural Gas | Unit Heater | E3 |  | Baseline Forecast | 0 | 0 | 0 | 0 | 0 | 0 | 0 | 0 | 0 | 0 | 0 | 0 | 0 | 0 | 0 | 0 | 0 | 0 | 0 | 0 | 0 | 0 | 0 | 0 | 0 | 0 | 0 | 0 | 0 | 0 | 0 | 0 | 0
Commercial_Retail_New_Space Heating_Natural Gas_Unit Heater_E4_Baseline Forecast | Commercial | Retail | New | Space Heating | Natural Gas | Unit Heater | E4 |  | Baseline Forecast | 0 | 0 | 0 | 0 | 0 | 0 | 0 | 0 | 0 | 0 | 0 | 0 | 0 | 0 | 0 | 0 | 0 | 0 | 0 | 0 | 0 | 0 | 0 | 0 | 0 | 0 | 0 | 0 | 0 | 0 | 0 | 0 | 0
Commercial_Retail_New_Space Heating_Natural Gas_Unit Heater_E5_Baseline Forecast | Commercial | Retail | New | Space Heating | Natural Gas | Unit Heater | E5 |  | Baseline Forecast | 0 | 0 | 0 | 0 | 0 | 0 | 0 | 0 | 0 | 0 | 0 | 0 | 0 | 0 | 0 | 0 | 0 | 0 | 0 | 0 | 0 | 0 | 0 | 0 | 0 | 0 | 0 | 0 | 0 | 0 | 0 | 0 | 0
Commercial_Retail_New_Space Heating_Natural Gas_Unit Heater_E6_Baseline Forecast | Commercial | Retail | New | Space Heating | Natural Gas | Unit Heater | E6 |  | Baseline Forecast | 0 | 0 | 0 | 0 | 0 | 0 | 0 | 0 | 0 | 0 | 0 | 0 | 0 | 0 | 0 | 0 | 0 | 0 | 0 | 0 | 0 | 0 | 0 | 0 | 0 | 0 | 0 | 0 | 0 | 0 | 0 | 0 | 0
Commercial_Retail_New_Space Heating_Natural Gas_Unit Heater_E7_Baseline Forecast | Commercial | Retail | New | Space Heating | Natural Gas | Unit Heater | E7 |  | Baseline Forecast | 0 | 0 | 0 | 0 | 0 | 0 | 0 | 0 | 0 | 0 | 0 | 0 | 0 | 0 | 0 | 0 | 0 | 0 | 0 | 0 | 0 | 0 | 0 | 0 | 0 | 0 | 0 | 0 | 0 | 0 | 0 | 0 | 0
Commercial_Retail_New_Space Heating_Natural Gas_Unit Heater_E8_Baseline Forecast | Commercial | Retail | New | Space Heating | Natural Gas | Unit Heater | E8 |  | Baseline Forecast | 0 | 0 | 0 | 0 | 0 | 0 | 0 | 0 | 0 | 0 | 0 | 0 | 0 | 0 | 0 | 0 | 0 | 0 | 0 | 0 | 0 | 0 | 0 | 0 | 0 | 0 | 0 | 0 | 0 | 0 | 0 | 0 | 0
Commercial_Retail_New_Space Heating_Natural Gas_Unit Heater_E9_Baseline Forecast | Commercial | Retail | New | Space Heating | Natural Gas | Unit Heater | E9 |  | Baseline Forecast | 0 | 0 | 0 | 0 | 0 | 0 | 0 | 0 | 0 | 0 | 0 | 0 | 0 | 0 | 0 | 0 | 0 | 0 | 0 | 0 | 0 | 0 | 0 | 0 | 0 | 0 | 0 | 0 | 0 | 0 | 0 | 0 | 0
Commercial_Retail_New_Space Heating_Natural Gas_Unit Heater_E10_Baseline Forecast | Commercial | Retail | New | Space Heating | Natural Gas | Unit Heater | E10 |  | Baseline Forecast | 0 | 0 | 0 | 0 | 0 | 0 | 0 | 0 | 0 | 0 | 0 | 0 | 0 | 0 | 0 | 0 | 0 | 0 | 0 | 0 | 0 | 0 | 0 | 0 | 0 | 0 | 0 | 0 | 0 | 0 | 0 | 0 | 0
Commercial_Retail_New_Water Heating_Natural Gas_Water Heater_E1_Baseline Forecast | Commercial | Retail | New | Water Heating | Natural Gas | Water Heater | E1 |  | Baseline Forecast | 0 | 0 | 0 | 0 | 0 | 0 | 0 | 0 | 0 | 0 | 0 | 0 | 0 | 0 | 0 | 0 | 0 | 0 | 0 | 0 | 0 | 0 | 0 | 0 | 0 | 0 | 0 | 0 | 0 | 0 | 0 | 0 | 0
Commercial_Retail_New_Water Heating_Natural Gas_Water Heater_E2_Baseline Forecast | Commercial | Retail | New | Water Heating | Natural Gas | Water Heater | E2 |  | Baseline Forecast | 0 | 67885.4199 | 327436.5914 | 209254.915 | 269876.3292 | 366251.7701 | 342326.3841 | 303407.6844 | 272878.1099 | 263474.9806 | 273615.1956 | 333803.6727 | 360032.1153 | 394156.9998 | 441729.434 | 492007.2262 | 574378.4291 | 534755.4669 | 547975.9294 | 569879.2185 | 568236.8018 | 568249.5961 | 576930.3059 | 598861.5078 | 631518.2916 | 687535.1975 | 715530.6371 | 742650.0648 | 772260.4904 | 796338.6248 | 824025.9234 | 815941.0563 | 685648.1853
Commercial_Retail_New_Water Heating_Natural Gas_Water Heater_E3_Baseline Forecast | Commercial | Retail | New | Water Heating | Natural Gas | Water Heater | E3 |  | Baseline Forecast | 0 | 0 | 0 | 0 | 0 | 0 | 0 | 0 | 0 | 0 | 0 | 0 | 0 | 0 | 0 | 0 | 0 | 0 | 0 | 0 | 0 | 0 | 0 | 0 | 0 | 0 | 0 | 0 | 0 | 0 | 0 | 0 | 0
Commercial_Retail_New_Water Heating_Natural Gas_Water Heater_E4_Baseline Forecast | Commercial | Retail | New | Water Heating | Natural Gas | Water Heater | E4 |  | Baseline Forecast | 0 | 0 | 0 | 0 | 0 | 0 | 0 | 0 | 0 | 0 | 0 | 0 | 0 | 0 | 0 | 0 | 0 | 0 | 0 | 0 | 0 | 0 | 0 | 0 | 0 | 0 | 0 | 0 | 0 | 0 | 0 | 0 | 0
Commercial_Retail_New_Water Heating_Natural Gas_Water Heater_E5_Baseline Forecast | Commercial | Retail | New | Water Heating | Natural Gas | Water Heater | E5 |  | Baseline Forecast | 0 | 0 | 0 | 0 | 0 | 0 | 0 | 0 | 0 | 0 | 0 | 0 | 0 | 0 | 0 | 0 | 0 | 0 | 0 | 0 | 0 | 0 | 0 | 0 | 0 | 0 | 0 | 0 | 0 | 0 | 0 | 0 | 0
Commercial_Retail_New_Water Heating_Natural Gas_Water Heater_E6_Baseline Forecast | Commercial | Retail | New | Water Heating | Natural Gas | Water Heater | E6 |  | Baseline Forecast | 0 | 0 | 0 | 0 | 0 | 0 | 0 | 0 | 0 | 0 | 0 | 0 | 0 | 0 | 0 | 0 | 0 | 0 | 0 | 0 | 0 | 0 | 0 | 0 | 0 | 0 | 0 | 0 | 0 | 0 | 0 | 0 | 0
Commercial_Retail_New_Water Heating_Natural Gas_Water Heater_E7_Baseline Forecast | Commercial | Retail | New | Water Heating | Natural Gas | Water Heater | E7 |  | Baseline Forecast | 0 | 0 | 0 | 0 | 0 | 0 | 0 | 0 | 0 | 0 | 0 | 0 | 0 | 0 | 0 | 0 | 0 | 0 | 0 | 0 | 0 | 0 | 0 | 0 | 0 | 0 | 0 | 0 | 0 | 0 | 0 | 0 | 0
Commercial_Retail_New_Water Heating_Natural Gas_Water Heater_E8_Baseline Forecast | Commercial | Retail | New | Water Heating | Natural Gas | Water Heater | E8 |  | Baseline Forecast | 0 | 0 | 0 | 0 | 0 | 0 | 0 | 0 | 0 | 0 | 0 | 0 | 0 | 0 | 0 | 0 | 0 | 0 | 0 | 0 | 0 | 0 | 0 | 0 | 0 | 0 | 0 | 0 | 0 | 0 | 0 | 0 | 0
Commercial_Retail_New_Water Heating_Natural Gas_Water Heater_E9_Baseline Forecast | Commercial | Retail | New | Water Heating | Natural Gas | Water Heater | E9 |  | Baseline Forecast | 0 | 0 | 0 | 0 | 0 | 0 | 0 | 0 | 0 | 0 | 0 | 0 | 0 | 0 | 0 | 0 | 0 | 0 | 0 | 0 | 0 | 0 | 0 | 0 | 0 | 0 | 0 | 0 | 0 | 0 | 0 | 0 | 0
Commercial_Retail_New_Water Heating_Natural Gas_Water Heater_E10_Baseline Forecast | Commercial | Retail | New | Water Heating | Natural Gas | Water Heater | E10 |  | Baseline Forecast | 0 | 0 | 0 | 0 | 0 | 0 | 0 | 0 | 0 | 0 | 0 | 0 | 0 | 0 | 0 | 0 | 0 | 0 | 0 | 0 | 0 | 0 | 0 | 0 | 0 | 0 | 0 | 0 | 0 | 0 | 0 | 0 | 0
Commercial_Retail_New_Food Preparation_Natural Gas_Oven_E1_Baseline Forecast | Commercial | Retail | New | Food Preparation | Natural Gas | Oven | E1 |  | Baseline Forecast | 0 | 1071.1464 | 5166.5367 | 3301.7788 | 4258.3084 | 5778.9913 | 5401.4789 | 4787.3909 | 4305.6727 | 4157.3031 | 4103.0737 | 4062.3105 | 4270.9739 | 5273.0431 | 5717.4852 | 6251.8664 | 6978.5957 | 7759.0607 | 9052.2553 | 8426.8854 | 8641.7597 | 8950.8833 | 8686.8487 | 8454.295 | 8502.3102 | 8721.6885 | 9028.8864 | 9423.6625 | 9961.1045 | 10857.8269 | 11304.0964 | 11727.8089 | 9937.4387
Commercial_Retail_New_Food Preparation_Natural Gas_Oven_E2_Baseline Forecast | Commercial | Retail | New | Food Preparation | Natural Gas | Oven | E2 |  | Baseline Forecast | 0 | 1541.4058 | 7434.7724 | 4751.3403 | 6127.8096 | 8316.1095 | 7772.8599 | 6889.1722 | 6195.968 | 5982.4606 | 5904.4231 | 5845.7639 | 6146.0356 | 7588.0376 | 8227.6006 | 8996.5882 | 10042.3695 | 11165.4776 | 13026.4162 | 12126.4936 | 12435.703 | 12880.5394 | 12500.5871 | 12165.9367 | 12235.0317 | 12550.7224 | 12992.7878 | 13560.8801 | 14334.2723 | 15624.6777 | 16266.8704 | 16876.603 | 14300.2167
Commercial_Retail_New_Food Preparation_Natural Gas_Oven_E3_Baseline Forecast | Commercial | Retail | New | Food Preparation | Natural Gas | Oven | E3 |  | Baseline Forecast | 0 | 0 | 0 | 0 | 0 | 0 | 0 | 0 | 0 | 0 | 0 | 0 | 0 | 0 | 0 | 0 | 0 | 0 | 0 | 0 | 0 | 0 | 0 | 0 | 0 | 0 | 0 | 0 | 0 | 0 | 0 | 0 | 0
Commercial_Retail_New_Food Preparation_Natural Gas_Oven_E4_Baseline Forecast | Commercial | Retail | New | Food Preparation | Natural Gas | Oven | E4 |  | Baseline Forecast | 0 | 0 | 0 | 0 | 0 | 0 | 0 | 0 | 0 | 0 | 0 | 0 | 0 | 0 | 0 | 0 | 0 | 0 | 0 | 0 | 0 | 0 | 0 | 0 | 0 | 0 | 0 | 0 | 0 | 0 | 0 | 0 | 0
Commercial_Retail_New_Food Preparation_Natural Gas_Oven_E5_Baseline Forecast | Commercial | Retail | New | Food Preparation | Natural Gas | Oven | E5 |  | Baseline Forecast | 0 | 0 | 0 | 0 | 0 | 0 | 0 | 0 | 0 | 0 | 0 | 0 | 0 | 0 | 0 | 0 | 0 | 0 | 0 | 0 | 0 | 0 | 0 | 0 | 0 | 0 | 0 | 0 | 0 | 0 | 0 | 0 | 0
Commercial_Retail_New_Food Preparation_Natural Gas_Oven_E6_Baseline Forecast | Commercial | Retail | New | Food Preparation | Natural Gas | Oven | E6 |  | Baseline Forecast | 0 | 0 | 0 | 0 | 0 | 0 | 0 | 0 | 0 | 0 | 0 | 0 | 0 | 0 | 0 | 0 | 0 | 0 | 0 | 0 | 0 | 0 | 0 | 0 | 0 | 0 | 0 | 0 | 0 | 0 | 0 | 0 | 0
Commercial_Retail_New_Food Preparation_Natural Gas_Oven_E7_Baseline Forecast | Commercial | Retail | New | Food Preparation | Natural Gas | Oven | E7 |  | Baseline Forecast | 0 | 0 | 0 | 0 | 0 | 0 | 0 | 0 | 0 | 0 | 0 | 0 | 0 | 0 | 0 | 0 | 0 | 0 | 0 | 0 | 0 | 0 | 0 | 0 | 0 | 0 | 0 | 0 | 0 | 0 | 0 | 0 | 0
Commercial_Retail_New_Food Preparation_Natural Gas_Oven_E8_Baseline Forecast | Commercial | Retail | New | Food Preparation | Natural Gas | Oven | E8 |  | Baseline Forecast | 0 | 0 | 0 | 0 | 0 | 0 | 0 | 0 | 0 | 0 | 0 | 0 | 0 | 0 | 0 | 0 | 0 | 0 | 0 | 0 | 0 | 0 | 0 | 0 | 0 | 0 | 0 | 0 | 0 | 0 | 0 | 0 | 0
Commercial_Retail_New_Food Preparation_Natural Gas_Oven_E9_Baseline Forecast | Commercial | Retail | New | Food Preparation | Natural Gas | Oven | E9 |  | Baseline Forecast | 0 | 0 | 0 | 0 | 0 | 0 | 0 | 0 | 0 | 0 | 0 | 0 | 0 | 0 | 0 | 0 | 0 | 0 | 0 | 0 | 0 | 0 | 0 | 0 | 0 | 0 | 0 | 0 | 0 | 0 | 0 | 0 | 0
Commercial_Retail_New_Food Preparation_Natural Gas_Oven_E10_Baseline Forecast | Commercial | Retail | New | Food Preparation | Natural Gas | Oven | E10 |  | Baseline Forecast | 0 | 0 | 0 | 0 | 0 | 0 | 0 | 0 | 0 | 0 | 0 | 0 | 0 | 0 | 0 | 0 | 0 | 0 | 0 | 0 | 0 | 0 | 0 | 0 | 0 | 0 | 0 | 0 | 0 | 0 | 0 | 0 | 0
Commercial_Retail_New_Food Preparation_Natural Gas_Conveyor Oven_E1_Baseline Forecast | Commercial | Retail | New | Food Preparation | Natural Gas | Conveyor Oven | E1 |  | Baseline Forecast | 0 | 535.5732 | 2583.2684 | 1650.8894 | 2129.1542 | 2889.4957 | 2700.7395 | 2393.6954 | 2152.8363 | 2078.6516 | 2051.5368 | 2031.1552 | 2028.3723 | 2034.1762 | 2046.6884 | 2050.459 | 2051.0194 | 2155.477 | 2648.0086 | 2854.9756 | 3118.8324 | 3482.0765 | 3872.5277 | 4519.3526 | 4206.9044 | 4314.2468 | 4468.7129 | 4339.4801 | 4204.6 | 4115.2784 | 4090.0883 | 4083.102 | 2958.5962
Commercial_Retail_New_Food Preparation_Natural Gas_Conveyor Oven_E2_Baseline Forecast | Commercial | Retail | New | Food Preparation | Natural Gas | Conveyor Oven | E2 |  | Baseline Forecast | 0 | 770.7029 | 3717.3862 | 2375.6701 | 3063.9048 | 4158.0548 | 3886.4299 | 3444.5861 | 3097.984 | 2991.2303 | 2952.2115 | 2922.8819 | 2918.8772 | 2927.2291 | 2945.2345 | 2950.6605 | 2951.4669 | 3101.784 | 3810.5489 | 4108.3795 | 4488.076 | 5010.7931 | 5572.6618 | 6503.4587 | 6053.838 | 6208.3063 | 6430.5869 | 6244.6176 | 6050.522 | 5921.986 | 5885.7368 | 5875.6833 | 4257.492
Commercial_Retail_New_Food Preparation_Natural Gas_Conveyor Oven_E3_Baseline Forecast | Commercial | Retail | New | Food Preparation | Natural Gas | Conveyor Oven | E3 |  | Baseline Forecast | 0 | 0 | 0 | 0 | 0 | 0 | 0 | 0 | 0 | 0 | 0 | 0 | 0 | 0 | 0 | 0 | 0 | 0 | 0 | 0 | 0 | 0 | 0 | 0 | 0 | 0 | 0 | 0 | 0 | 0 | 0 | 0 | 0
Commercial_Retail_New_Food Preparation_Natural Gas_Conveyor Oven_E4_Baseline Forecast | Commercial | Retail | New | Food Preparation | Natural Gas | Conveyor Oven | E4 |  | Baseline Forecast | 0 | 0 | 0 | 0 | 0 | 0 | 0 | 0 | 0 | 0 | 0 | 0 | 0 | 0 | 0 | 0 | 0 | 0 | 0 | 0 | 0 | 0 | 0 | 0 | 0 | 0 | 0 | 0 | 0 | 0 | 0 | 0 | 0
Commercial_Retail_New_Food Preparation_Natural Gas_Conveyor Oven_E5_Baseline Forecast | Commercial | Retail | New | Food Preparation | Natural Gas | Conveyor Oven | E5 |  | Baseline Forecast | 0 | 0 | 0 | 0 | 0 | 0 | 0 | 0 | 0 | 0 | 0 | 0 | 0 | 0 | 0 | 0 | 0 | 0 | 0 | 0 | 0 | 0 | 0 | 0 | 0 | 0 | 0 | 0 | 0 | 0 | 0 | 0 | 0
Commercial_Retail_New_Food Preparation_Natural Gas_Conveyor Oven_E6_Baseline Forecast | Commercial | Retail | New | Food Preparation | Natural Gas | Conveyor Oven | E6 |  | Baseline Forecast | 0 | 0 | 0 | 0 | 0 | 0 | 0 | 0 | 0 | 0 | 0 | 0 | 0 | 0 | 0 | 0 | 0 | 0 | 0 | 0 | 0 | 0 | 0 | 0 | 0 | 0 | 0 | 0 | 0 | 0 | 0 | 0 | 0
Commercial_Retail_New_Food Preparation_Natural Gas_Conveyor Oven_E7_Baseline Forecast | Commercial | Retail | New | Food Preparation | Natural Gas | Conveyor Oven | E7 |  | Baseline Forecast | 0 | 0 | 0 | 0 | 0 | 0 | 0 | 0 | 0 | 0 | 0 | 0 | 0 | 0 | 0 | 0 | 0 | 0 | 0 | 0 | 0 | 0 | 0 | 0 | 0 | 0 | 0 | 0 | 0 | 0 | 0 | 0 | 0
Commercial_Retail_New_Food Preparation_Natural Gas_Conveyor Oven_E8_Baseline Forecast | Commercial | Retail | New | Food Preparation | Natural Gas | Conveyor Oven | E8 |  | Baseline Forecast | 0 | 0 | 0 | 0 | 0 | 0 | 0 | 0 | 0 | 0 | 0 | 0 | 0 | 0 | 0 | 0 | 0 | 0 | 0 | 0 | 0 | 0 | 0 | 0 | 0 | 0 | 0 | 0 | 0 | 0 | 0 | 0 | 0
Commercial_Retail_New_Food Preparation_Natural Gas_Conveyor Oven_E9_Baseline Forecast | Commercial | Retail | New | Food Preparation | Natural Gas | Conveyor Oven | E9 |  | Baseline Forecast | 0 | 0 | 0 | 0 | 0 | 0 | 0 | 0 | 0 | 0 | 0 | 0 | 0 | 0 | 0 | 0 | 0 | 0 | 0 | 0 | 0 | 0 | 0 | 0 | 0 | 0 | 0 | 0 | 0 | 0 | 0 | 0 | 0
Commercial_Retail_New_Food Preparation_Natural Gas_Conveyor Oven_E10_Baseline Forecast | Commercial | Retail | New | Food Preparation | Natural Gas | Conveyor Oven | E10 |  | Baseline Forecast | 0 | 0 | 0 | 0 | 0 | 0 | 0 | 0 | 0 | 0 | 0 | 0 | 0 | 0 | 0 | 0 | 0 | 0 | 0 | 0 | 0 | 0 | 0 | 0 | 0 | 0 | 0 | 0 | 0 | 0 | 0 | 0 | 0
Commercial_Retail_New_Food Preparation_Natural Gas_Double Rack Oven_E1_Baseline Forecast | Commercial | Retail | New | Food Preparation | Natural Gas | Double Rack Oven | E1 |  | Baseline Forecast | 0 | 535.5732 | 2583.2684 | 1650.8894 | 2129.1542 | 2889.4957 | 2700.7395 | 2393.6954 | 2152.8363 | 2078.6516 | 2051.5368 | 2031.1552 | 2135.487 | 2636.5215 | 2858.7426 | 3125.9332 | 3489.2979 | 3879.5303 | 4526.1277 | 4213.4427 | 4320.8798 | 4475.4416 | 4343.4243 | 4227.1475 | 4251.1551 | 4360.8442 | 4514.4432 | 4711.8312 | 4980.5522 | 5428.9134 | 5652.0482 | 5863.9044 | 4968.7194
Commercial_Retail_New_Food Preparation_Natural Gas_Double Rack Oven_E2_Baseline Forecast | Commercial | Retail | New | Food Preparation | Natural Gas | Double Rack Oven | E2 |  | Baseline Forecast | 0 | 770.7029 | 3717.3862 | 2375.6701 | 3063.9048 | 4158.0548 | 3886.4299 | 3444.5861 | 3097.984 | 2991.2303 | 2952.2115 | 2922.8819 | 3073.0178 | 3794.0188 | 4113.8003 | 4498.2941 | 5021.1847 | 5582.7388 | 6513.2081 | 6063.2468 | 6217.8515 | 6440.2697 | 6250.2936 | 6082.9684 | 6117.5158 | 6275.3612 | 6496.3939 | 6780.4401 | 7167.1361 | 7812.3388 | 8133.4352 | 8438.3015 | 7150.1084
Commercial_Retail_New_Food Preparation_Natural Gas_Double Rack Oven_E3_Baseline Forecast | Commercial | Retail | New | Food Preparation | Natural Gas | Double Rack Oven | E3 |  | Baseline Forecast | 0 | 0 | 0 | 0 | 0 | 0 | 0 | 0 | 0 | 0 | 0 | 0 | 0 | 0 | 0 | 0 | 0 | 0 | 0 | 0 | 0 | 0 | 0 | 0 | 0 | 0 | 0 | 0 | 0 | 0 | 0 | 0 | 0
Commercial_Retail_New_Food Preparation_Natural Gas_Double Rack Oven_E4_Baseline Forecast | Commercial | Retail | New | Food Preparation | Natural Gas | Double Rack Oven | E4 |  | Baseline Forecast | 0 | 0 | 0 | 0 | 0 | 0 | 0 | 0 | 0 | 0 | 0 | 0 | 0 | 0 | 0 | 0 | 0 | 0 | 0 | 0 | 0 | 0 | 0 | 0 | 0 | 0 | 0 | 0 | 0 | 0 | 0 | 0 | 0
Commercial_Retail_New_Food Preparation_Natural Gas_Double Rack Oven_E5_Baseline Forecast | Commercial | Retail | New | Food Preparation | Natural Gas | Double Rack Oven | E5 |  | Baseline Forecast | 0 | 0 | 0 | 0 | 0 | 0 | 0 | 0 | 0 | 0 | 0 | 0 | 0 | 0 | 0 | 0 | 0 | 0 | 0 | 0 | 0 | 0 | 0 | 0 | 0 | 0 | 0 | 0 | 0 | 0 | 0 | 0 | 0
Commercial_Retail_New_Food Preparation_Natural Gas_Double Rack Oven_E6_Baseline Forecast | Commercial | Retail | New | Food Preparation | Natural Gas | Double Rack Oven | E6 |  | Baseline Forecast | 0 | 0 | 0 | 0 | 0 | 0 | 0 | 0 | 0 | 0 | 0 | 0 | 0 | 0 | 0 | 0 | 0 | 0 | 0 | 0 | 0 | 0 | 0 | 0 | 0 | 0 | 0 | 0 | 0 | 0 | 0 | 0 | 0
Commercial_Retail_New_Food Preparation_Natural Gas_Double Rack Oven_E7_Baseline Forecast | Commercial | Retail | New | Food Preparation | Natural Gas | Double Rack Oven | E7 |  | Baseline Forecast | 0 | 0 | 0 | 0 | 0 | 0 | 0 | 0 | 0 | 0 | 0 | 0 | 0 | 0 | 0 | 0 | 0 | 0 | 0 | 0 | 0 | 0 | 0 | 0 | 0 | 0 | 0 | 0 | 0 | 0 | 0 | 0 | 0
Commercial_Retail_New_Food Preparation_Natural Gas_Double Rack Oven_E8_Baseline Forecast | Commercial | Retail | New | Food Preparation | Natural Gas | Double Rack Oven | E8 |  | Baseline Forecast | 0 | 0 | 0 | 0 | 0 | 0 | 0 | 0 | 0 | 0 | 0 | 0 | 0 | 0 | 0 | 0 | 0 | 0 | 0 | 0 | 0 | 0 | 0 | 0 | 0 | 0 | 0 | 0 | 0 | 0 | 0 | 0 | 0
Commercial_Retail_New_Food Preparation_Natural Gas_Double Rack Oven_E9_Baseline Forecast | Commercial | Retail | New | Food Preparation | Natural Gas | Double Rack Oven | E9 |  | Baseline Forecast | 0 | 0 | 0 | 0 | 0 | 0 | 0 | 0 | 0 | 0 | 0 | 0 | 0 | 0 | 0 | 0 | 0 | 0 | 0 | 0 | 0 | 0 | 0 | 0 | 0 | 0 | 0 | 0 | 0 | 0 | 0 | 0 | 0
Commercial_Retail_New_Food Preparation_Natural Gas_Double Rack Oven_E10_Baseline Forecast | Commercial | Retail | New | Food Preparation | Natural Gas | Double Rack Oven | E10 |  | Baseline Forecast | 0 | 0 | 0 | 0 | 0 | 0 | 0 | 0 | 0 | 0 | 0 | 0 | 0 | 0 | 0 | 0 | 0 | 0 | 0 | 0 | 0 | 0 | 0 | 0 | 0 | 0 | 0 | 0 | 0 | 0 | 0 | 0 | 0
Commercial_Retail_New_Food Preparation_Natural Gas_Fryer_E1_Baseline Forecast | Commercial | Retail | New | Food Preparation | Natural Gas | Fryer | E1 |  | Baseline Forecast | 0 | 3866.5771 | 18649.9375 | 0 | 0 | 0 | 0 | 0 | 0 | 0 | 0 | 0 | 0 | 0 | 0 | 0 | 0 | 0 | 0 | 0 | 0 | 0 | 0 | 0 | 0 | 0 | 0 | 0 | 0 | 0 | 0 | 0 | 0
Commercial_Retail_New_Food Preparation_Natural Gas_Fryer_E2_Baseline Forecast | Commercial | Retail | New | Food Preparation | Natural Gas | Fryer | E2 |  | Baseline Forecast | 0 | 1358.5271 | 6552.6808 | 16106.2382 | 20772.2359 | 28190.2017 | 27654.9537 | 30633.4878 | 30490.1121 | 32587.7095 | 37533.6222 | 44609.6164 | 43883.8574 | 46646.5566 | 49975.6387 | 51766.827 | 55690.9312 | 57681.7031 | 60390.3585 | 63923.0401 | 67550.1505 | 69401.2109 | 72088.0201 | 74908.4249 | 77535.5941 | 80940.5673 | 83499.1274 | 86260.9658 | 89233.8551 | 92143.5918 | 94756.5467 | 97555.1092 | 89441.7918
Commercial_Retail_New_Food Preparation_Natural Gas_Fryer_E3_Baseline Forecast | Commercial | Retail | New | Food Preparation | Natural Gas | Fryer | E3 |  | Baseline Forecast | 0 | 0 | 0 | 0 | 0 | 0 | 0 | 0 | 0 | 0 | 0 | 0 | 0 | 0 | 0 | 0 | 0 | 0 | 0 | 0 | 0 | 0 | 0 | 0 | 0 | 0 | 0 | 0 | 0 | 0 | 0 | 0 | 0
Commercial_Retail_New_Food Preparation_Natural Gas_Fryer_E4_Baseline Forecast | Commercial | Retail | New | Food Preparation | Natural Gas | Fryer | E4 |  | Baseline Forecast | 0 | 0 | 0 | 0 | 0 | 0 | 0 | 0 | 0 | 0 | 0 | 0 | 0 | 0 | 0 | 0 | 0 | 0 | 0 | 0 | 0 | 0 | 0 | 0 | 0 | 0 | 0 | 0 | 0 | 0 | 0 | 0 | 0
Commercial_Retail_New_Food Preparation_Natural Gas_Fryer_E5_Baseline Forecast | Commercial | Retail | New | Food Preparation | Natural Gas | Fryer | E5 |  | Baseline Forecast | 0 | 0 | 0 | 0 | 0 | 0 | 0 | 0 | 0 | 0 | 0 | 0 | 0 | 0 | 0 | 0 | 0 | 0 | 0 | 0 | 0 | 0 | 0 | 0 | 0 | 0 | 0 | 0 | 0 | 0 | 0 | 0 | 0
Commercial_Retail_New_Food Preparation_Natural Gas_Fryer_E6_Baseline Forecast | Commercial | Retail | New | Food Preparation | Natural Gas | Fryer | E6 |  | Baseline Forecast | 0 | 0 | 0 | 0 | 0 | 0 | 0 | 0 | 0 | 0 | 0 | 0 | 0 | 0 | 0 | 0 | 0 | 0 | 0 | 0 | 0 | 0 | 0 | 0 | 0 | 0 | 0 | 0 | 0 | 0 | 0 | 0 | 0
Commercial_Retail_New_Food Preparation_Natural Gas_Fryer_E7_Baseline Forecast | Commercial | Retail | New | Food Preparation | Natural Gas | Fryer | E7 |  | Baseline Forecast | 0 | 0 | 0 | 0 | 0 | 0 | 0 | 0 | 0 | 0 | 0 | 0 | 0 | 0 | 0 | 0 | 0 | 0 | 0 | 0 | 0 | 0 | 0 | 0 | 0 | 0 | 0 | 0 | 0 | 0 | 0 | 0 | 0
Commercial_Retail_New_Food Preparation_Natural Gas_Fryer_E8_Baseline Forecast | Commercial | Retail | New | Food Preparation | Natural Gas | Fryer | E8 |  | Baseline Forecast | 0 | 0 | 0 | 0 | 0 | 0 | 0 | 0 | 0 | 0 | 0 | 0 | 0 | 0 | 0 | 0 | 0 | 0 | 0 | 0 | 0 | 0 | 0 | 0 | 0 | 0 | 0 | 0 | 0 | 0 | 0 | 0 | 0
Commercial_Retail_New_Food Preparation_Natural Gas_Fryer_E9_Baseline Forecast | Commercial | Retail | New | Food Preparation | Natural Gas | Fryer | E9 |  | Baseline Forecast | 0 | 0 | 0 | 0 | 0 | 0 | 0 | 0 | 0 | 0 | 0 | 0 | 0 | 0 | 0 | 0 | 0 | 0 | 0 | 0 | 0 | 0 | 0 | 0 | 0 | 0 | 0 | 0 | 0 | 0 | 0 | 0 | 0
Commercial_Retail_New_Food Preparation_Natural Gas_Fryer_E10_Baseline Forecast | Commercial | Retail | New | Food Preparation | Natural Gas | Fryer | E10 |  | Baseline Forecast | 0 | 0 | 0 | 0 | 0 | 0 | 0 | 0 | 0 | 0 | 0 | 0 | 0 | 0 | 0 | 0 | 0 | 0 | 0 | 0 | 0 | 0 | 0 | 0 | 0 | 0 | 0 | 0 | 0 | 0 | 0 | 0 | 0
Commercial_Retail_New_Food Preparation_Natural Gas_Broiler_E1_Baseline Forecast | Commercial | Retail | New | Food Preparation | Natural Gas | Broiler | E1 |  | Baseline Forecast | 0 | 0 | 0 | 0 | 0 | 0 | 0 | 0 | 0 | 0 | 0 | 0 | 0 | 0 | 0 | 0 | 0 | 0 | 0 | 0 | 0 | 0 | 0 | 0 | 0 | 0 | 0 | 0 | 0 | 0 | 0 | 0 | 0
Commercial_Retail_New_Food Preparation_Natural Gas_Broiler_E2_Baseline Forecast | Commercial | Retail | New | Food Preparation | Natural Gas | Broiler | E2 |  | Baseline Forecast | 0 | 0 | 0 | 0 | 0 | 0 | 0 | 0 | 0 | 0 | 0 | 0 | 0 | 0 | 0 | 0 | 0 | 0 | 0 | 0 | 0 | 0 | 0 | 0 | 0 | 0 | 0 | 0 | 0 | 0 | 0 | 0 | 0
Commercial_Retail_New_Food Preparation_Natural Gas_Broiler_E3_Baseline Forecast | Commercial | Retail | New | Food Preparation | Natural Gas | Broiler | E3 |  | Baseline Forecast | 0 | 0 | 0 | 0 | 0 | 0 | 0 | 0 | 0 | 0 | 0 | 0 | 0 | 0 | 0 | 0 | 0 | 0 | 0 | 0 | 0 | 0 | 0 | 0 | 0 | 0 | 0 | 0 | 0 | 0 | 0 | 0 | 0
Commercial_Retail_New_Food Preparation_Natural Gas_Broiler_E4_Baseline Forecast | Commercial | Retail | New | Food Preparation | Natural Gas | Broiler | E4 |  | Baseline Forecast | 0 | 0 | 0 | 0 | 0 | 0 | 0 | 0 | 0 | 0 | 0 | 0 | 0 | 0 | 0 | 0 | 0 | 0 | 0 | 0 | 0 | 0 | 0 | 0 | 0 | 0 | 0 | 0 | 0 | 0 | 0 | 0 | 0
Commercial_Retail_New_Food Preparation_Natural Gas_Broiler_E5_Baseline Forecast | Commercial | Retail | New | Food Preparation | Natural Gas | Broiler | E5 |  | Baseline Forecast | 0 | 0 | 0 | 0 | 0 | 0 | 0 | 0 | 0 | 0 | 0 | 0 | 0 | 0 | 0 | 0 | 0 | 0 | 0 | 0 | 0 | 0 | 0 | 0 | 0 | 0 | 0 | 0 | 0 | 0 | 0 | 0 | 0
Commercial_Retail_New_Food Preparation_Natural Gas_Broiler_E6_Baseline Forecast | Commercial | Retail | New | Food Preparation | Natural Gas | Broiler | E6 |  | Baseline Forecast | 0 | 0 | 0 | 0 | 0 | 0 | 0 | 0 | 0 | 0 | 0 | 0 | 0 | 0 | 0 | 0 | 0 | 0 | 0 | 0 | 0 | 0 | 0 | 0 | 0 | 0 | 0 | 0 | 0 | 0 | 0 | 0 | 0
Commercial_Retail_New_Food Preparation_Natural Gas_Broiler_E7_Baseline Forecast | Commercial | Retail | New | Food Preparation | Natural Gas | Broiler | E7 |  | Baseline Forecast | 0 | 0 | 0 | 0 | 0 | 0 | 0 | 0 | 0 | 0 | 0 | 0 | 0 | 0 | 0 | 0 | 0 | 0 | 0 | 0 | 0 | 0 | 0 | 0 | 0 | 0 | 0 | 0 | 0 | 0 | 0 | 0 | 0
Commercial_Retail_New_Food Preparation_Natural Gas_Broiler_E8_Baseline Forecast | Commercial | Retail | New | Food Preparation | Natural Gas | Broiler | E8 |  | Baseline Forecast | 0 | 0 | 0 | 0 | 0 | 0 | 0 | 0 | 0 | 0 | 0 | 0 | 0 | 0 | 0 | 0 | 0 | 0 | 0 | 0 | 0 | 0 | 0 | 0 | 0 | 0 | 0 | 0 | 0 | 0 | 0 | 0 | 0
Commercial_Retail_New_Food Preparation_Natural Gas_Broiler_E9_Baseline Forecast | Commercial | Retail | New | Food Preparation | Natural Gas | Broiler | E9 |  | Baseline Forecast | 0 | 0 | 0 | 0 | 0 | 0 | 0 | 0 | 0 | 0 | 0 | 0 | 0 | 0 | 0 | 0 | 0 | 0 | 0 | 0 | 0 | 0 | 0 | 0 | 0 | 0 | 0 | 0 | 0 | 0 | 0 | 0 | 0
Commercial_Retail_New_Food Preparation_Natural Gas_Broiler_E10_Baseline Forecast | Commercial | Retail | New | Food Preparation | Natural Gas | Broiler | E10 |  | Baseline Forecast | 0 | 0 | 0 | 0 | 0 | 0 | 0 | 0 | 0 | 0 | 0 | 0 | 0 | 0 | 0 | 0 | 0 | 0 | 0 | 0 | 0 | 0 | 0 | 0 | 0 | 0 | 0 | 0 | 0 | 0 | 0 | 0 | 0
Commercial_Retail_New_Food Preparation_Natural Gas_Griddle_E1_Baseline Forecast | Commercial | Retail | New | Food Preparation | Natural Gas | Griddle | E1 |  | Baseline Forecast | 0 | 0 | 0 | 0 | 0 | 0 | 0 | 0 | 0 | 0 | 0 | 0 | 0 | 0 | 0 | 0 | 0 | 0 | 0 | 0 | 0 | 0 | 0 | 0 | 0 | 0 | 0 | 0 | 0 | 0 | 0 | 0 | 0
Commercial_Retail_New_Food Preparation_Natural Gas_Griddle_E2_Baseline Forecast | Commercial | Retail | New | Food Preparation | Natural Gas | Griddle | E2 |  | Baseline Forecast | 0 | 0 | 0 | 0 | 0 | 0 | 0 | 0 | 0 | 0 | 0 | 0 | 0 | 0 | 0 | 0 | 0 | 0 | 0 | 0 | 0 | 0 | 0 | 0 | 0 | 0 | 0 | 0 | 0 | 0 | 0 | 0 | 0
Commercial_Retail_New_Food Preparation_Natural Gas_Griddle_E3_Baseline Forecast | Commercial | Retail | New | Food Preparation | Natural Gas | Griddle | E3 |  | Baseline Forecast | 0 | 0 | 0 | 0 | 0 | 0 | 0 | 0 | 0 | 0 | 0 | 0 | 0 | 0 | 0 | 0 | 0 | 0 | 0 | 0 | 0 | 0 | 0 | 0 | 0 | 0 | 0 | 0 | 0 | 0 | 0 | 0 | 0
Commercial_Retail_New_Food Preparation_Natural Gas_Griddle_E4_Baseline Forecast | Commercial | Retail | New | Food Preparation | Natural Gas | Griddle | E4 |  | Baseline Forecast | 0 | 0 | 0 | 0 | 0 | 0 | 0 | 0 | 0 | 0 | 0 | 0 | 0 | 0 | 0 | 0 | 0 | 0 | 0 | 0 | 0 | 0 | 0 | 0 | 0 | 0 | 0 | 0 | 0 | 0 | 0 | 0 | 0
Commercial_Retail_New_Food Preparation_Natural Gas_Griddle_E5_Baseline Forecast | Commercial | Retail | New | Food Preparation | Natural Gas | Griddle | E5 |  | Baseline Forecast | 0 | 0 | 0 | 0 | 0 | 0 | 0 | 0 | 0 | 0 | 0 | 0 | 0 | 0 | 0 | 0 | 0 | 0 | 0 | 0 | 0 | 0 | 0 | 0 | 0 | 0 | 0 | 0 | 0 | 0 | 0 | 0 | 0
Commercial_Retail_New_Food Preparation_Natural Gas_Griddle_E6_Baseline Forecast | Commercial | Retail | New | Food Preparation | Natural Gas | Griddle | E6 |  | Baseline Forecast | 0 | 0 | 0 | 0 | 0 | 0 | 0 | 0 | 0 | 0 | 0 | 0 | 0 | 0 | 0 | 0 | 0 | 0 | 0 | 0 | 0 | 0 | 0 | 0 | 0 | 0 | 0 | 0 | 0 | 0 | 0 | 0 | 0
Commercial_Retail_New_Food Preparation_Natural Gas_Griddle_E7_Baseline Forecast | Commercial | Retail | New | Food Preparation | Natural Gas | Griddle | E7 |  | Baseline Forecast | 0 | 0 | 0 | 0 | 0 | 0 | 0 | 0 | 0 | 0 | 0 | 0 | 0 | 0 | 0 | 0 | 0 | 0 | 0 | 0 | 0 | 0 | 0 | 0 | 0 | 0 | 0 | 0 | 0 | 0 | 0 | 0 | 0
Commercial_Retail_New_Food Preparation_Natural Gas_Griddle_E8_Baseline Forecast | Commercial | Retail | New | Food Preparation | Natural Gas | Griddle | E8 |  | Baseline Forecast | 0 | 0 | 0 | 0 | 0 | 0 | 0 | 0 | 0 | 0 | 0 | 0 | 0 | 0 | 0 | 0 | 0 | 0 | 0 | 0 | 0 | 0 | 0 | 0 | 0 | 0 | 0 | 0 | 0 | 0 | 0 | 0 | 0
Commercial_Retail_New_Food Preparation_Natural Gas_Griddle_E9_Baseline Forecast | Commercial | Retail | New | Food Preparation | Natural Gas | Griddle | E9 |  | Baseline Forecast | 0 | 0 | 0 | 0 | 0 | 0 | 0 | 0 | 0 | 0 | 0 | 0 | 0 | 0 | 0 | 0 | 0 | 0 | 0 | 0 | 0 | 0 | 0 | 0 | 0 | 0 | 0 | 0 | 0 | 0 | 0 | 0 | 0
Commercial_Retail_New_Food Preparation_Natural Gas_Griddle_E10_Baseline Forecast | Commercial | Retail | New | Food Preparation | Natural Gas | Griddle | E10 |  | Baseline Forecast | 0 | 0 | 0 | 0 | 0 | 0 | 0 | 0 | 0 | 0 | 0 | 0 | 0 | 0 | 0 | 0 | 0 | 0 | 0 | 0 | 0 | 0 | 0 | 0 | 0 | 0 | 0 | 0 | 0 | 0 | 0 | 0 | 0
Commercial_Retail_New_Food Preparation_Natural Gas_Range_E1_Baseline Forecast | Commercial | Retail | New | Food Preparation | Natural Gas | Range | E1 |  | Baseline Forecast | 0 | 0 | 0 | 0 | 0 | 0 | 0 | 0 | 0 | 0 | 0 | 0 | 0 | 0 | 0 | 0 | 0 | 0 | 0 | 0 | 0 | 0 | 0 | 0 | 0 | 0 | 0 | 0 | 0 | 0 | 0 | 0 | 0
Commercial_Retail_New_Food Preparation_Natural Gas_Range_E2_Baseline Forecast | Commercial | Retail | New | Food Preparation | Natural Gas | Range | E2 |  | Baseline Forecast | 0 | 0 | 0 | 0 | 0 | 0 | 0 | 0 | 0 | 0 | 0 | 0 | 0 | 0 | 0 | 0 | 0 | 0 | 0 | 0 | 0 | 0 | 0 | 0 | 0 | 0 | 0 | 0 | 0 | 0 | 0 | 0 | 0
Commercial_Retail_New_Food Preparation_Natural Gas_Range_E3_Baseline Forecast | Commercial | Retail | New | Food Preparation | Natural Gas | Range | E3 |  | Baseline Forecast | 0 | 0 | 0 | 0 | 0 | 0 | 0 | 0 | 0 | 0 | 0 | 0 | 0 | 0 | 0 | 0 | 0 | 0 | 0 | 0 | 0 | 0 | 0 | 0 | 0 | 0 | 0 | 0 | 0 | 0 | 0 | 0 | 0
Commercial_Retail_New_Food Preparation_Natural Gas_Range_E4_Baseline Forecast | Commercial | Retail | New | Food Preparation | Natural Gas | Range | E4 |  | Baseline Forecast | 0 | 0 | 0 | 0 | 0 | 0 | 0 | 0 | 0 | 0 | 0 | 0 | 0 | 0 | 0 | 0 | 0 | 0 | 0 | 0 | 0 | 0 | 0 | 0 | 0 | 0 | 0 | 0 | 0 | 0 | 0 | 0 | 0
Commercial_Retail_New_Food Preparation_Natural Gas_Range_E5_Baseline Forecast | Commercial | Retail | New | Food Preparation | Natural Gas | Range | E5 |  | Baseline Forecast | 0 | 0 | 0 | 0 | 0 | 0 | 0 | 0 | 0 | 0 | 0 | 0 | 0 | 0 | 0 | 0 | 0 | 0 | 0 | 0 | 0 | 0 | 0 | 0 | 0 | 0 | 0 | 0 | 0 | 0 | 0 | 0 | 0
Commercial_Retail_New_Food Preparation_Natural Gas_Range_E6_Baseline Forecast | Commercial | Retail | New | Food Preparation | Natural Gas | Range | E6 |  | Baseline Forecast | 0 | 0 | 0 | 0 | 0 | 0 | 0 | 0 | 0 | 0 | 0 | 0 | 0 | 0 | 0 | 0 | 0 | 0 | 0 | 0 | 0 | 0 | 0 | 0 | 0 | 0 | 0 | 0 | 0 | 0 | 0 | 0 | 0
Commercial_Retail_New_Food Preparation_Natural Gas_Range_E7_Baseline Forecast | Commercial | Retail | New | Food Preparation | Natural Gas | Range | E7 |  | Baseline Forecast | 0 | 0 | 0 | 0 | 0 | 0 | 0 | 0 | 0 | 0 | 0 | 0 | 0 | 0 | 0 | 0 | 0 | 0 | 0 | 0 | 0 | 0 | 0 | 0 | 0 | 0 | 0 | 0 | 0 | 0 | 0 | 0 | 0
Commercial_Retail_New_Food Preparation_Natural Gas_Range_E8_Baseline Forecast | Commercial | Retail | New | Food Preparation | Natural Gas | Range | E8 |  | Baseline Forecast | 0 | 0 | 0 | 0 | 0 | 0 | 0 | 0 | 0 | 0 | 0 | 0 | 0 | 0 | 0 | 0 | 0 | 0 | 0 | 0 | 0 | 0 | 0 | 0 | 0 | 0 | 0 | 0 | 0 | 0 | 0 | 0 | 0
Commercial_Retail_New_Food Preparation_Natural Gas_Range_E9_Baseline Forecast | Commercial | Retail | New | Food Preparation | Natural Gas | Range | E9 |  | Baseline Forecast | 0 | 0 | 0 | 0 | 0 | 0 | 0 | 0 | 0 | 0 | 0 | 0 | 0 | 0 | 0 | 0 | 0 | 0 | 0 | 0 | 0 | 0 | 0 | 0 | 0 | 0 | 0 | 0 | 0 | 0 | 0 | 0 | 0
Commercial_Retail_New_Food Preparation_Natural Gas_Range_E10_Baseline Forecast | Commercial | Retail | New | Food Preparation | Natural Gas | Range | E10 |  | Baseline Forecast | 0 | 0 | 0 | 0 | 0 | 0 | 0 | 0 | 0 | 0 | 0 | 0 | 0 | 0 | 0 | 0 | 0 | 0 | 0 | 0 | 0 | 0 | 0 | 0 | 0 | 0 | 0 | 0 | 0 | 0 | 0 | 0 | 0
Commercial_Retail_New_Food Preparation_Natural Gas_Steamer_E1_Baseline Forecast | Commercial | Retail | New | Food Preparation | Natural Gas | Steamer | E1 |  | Baseline Forecast | 0 | 0 | 0 | 0 | 0 | 0 | 0 | 0 | 0 | 0 | 0 | 0 | 0 | 0 | 0 | 0 | 0 | 0 | 0 | 0 | 0 | 0 | 0 | 0 | 0 | 0 | 0 | 0 | 0 | 0 | 0 | 0 | 0
Commercial_Retail_New_Food Preparation_Natural Gas_Steamer_E2_Baseline Forecast | Commercial | Retail | New | Food Preparation | Natural Gas | Steamer | E2 |  | Baseline Forecast | 0 | 0 | 0 | 0 | 0 | 0 | 0 | 0 | 0 | 0 | 0 | 0 | 0 | 0 | 0 | 0 | 0 | 0 | 0 | 0 | 0 | 0 | 0 | 0 | 0 | 0 | 0 | 0 | 0 | 0 | 0 | 0 | 0
Commercial_Retail_New_Food Preparation_Natural Gas_Steamer_E3_Baseline Forecast | Commercial | Retail | New | Food Preparation | Natural Gas | Steamer | E3 |  | Baseline Forecast | 0 | 0 | 0 | 0 | 0 | 0 | 0 | 0 | 0 | 0 | 0 | 0 | 0 | 0 | 0 | 0 | 0 | 0 | 0 | 0 | 0 | 0 | 0 | 0 | 0 | 0 | 0 | 0 | 0 | 0 | 0 | 0 | 0
Commercial_Retail_New_Food Preparation_Natural Gas_Steamer_E4_Baseline Forecast | Commercial | Retail | New | Food Preparation | Natural Gas | Steamer | E4 |  | Baseline Forecast | 0 | 0 | 0 | 0 | 0 | 0 | 0 | 0 | 0 | 0 | 0 | 0 | 0 | 0 | 0 | 0 | 0 | 0 | 0 | 0 | 0 | 0 | 0 | 0 | 0 | 0 | 0 | 0 | 0 | 0 | 0 | 0 | 0
Commercial_Retail_New_Food Preparation_Natural Gas_Steamer_E5_Baseline Forecast | Commercial | Retail | New | Food Preparation | Natural Gas | Steamer | E5 |  | Baseline Forecast | 0 | 0 | 0 | 0 | 0 | 0 | 0 | 0 | 0 | 0 | 0 | 0 | 0 | 0 | 0 | 0 | 0 | 0 | 0 | 0 | 0 | 0 | 0 | 0 | 0 | 0 | 0 | 0 | 0 | 0 | 0 | 0 | 0
Commercial_Retail_New_Food Preparation_Natural Gas_Steamer_E6_Baseline Forecast | Commercial | Retail | New | Food Preparation | Natural Gas | Steamer | E6 |  | Baseline Forecast | 0 | 0 | 0 | 0 | 0 | 0 | 0 | 0 | 0 | 0 | 0 | 0 | 0 | 0 | 0 | 0 | 0 | 0 | 0 | 0 | 0 | 0 | 0 | 0 | 0 | 0 | 0 | 0 | 0 | 0 | 0 | 0 | 0
Commercial_Retail_New_Food Preparation_Natural Gas_Steamer_E7_Baseline Forecast | Commercial | Retail | New | Food Preparation | Natural Gas | Steamer | E7 |  | Baseline Forecast | 0 | 0 | 0 | 0 | 0 | 0 | 0 | 0 | 0 | 0 | 0 | 0 | 0 | 0 | 0 | 0 | 0 | 0 | 0 | 0 | 0 | 0 | 0 | 0 | 0 | 0 | 0 | 0 | 0 | 0 | 0 | 0 | 0
Commercial_Retail_New_Food Preparation_Natural Gas_Steamer_E8_Baseline Forecast | Commercial | Retail | New | Food Preparation | Natural Gas | Steamer | E8 |  | Baseline Forecast | 0 | 0 | 0 | 0 | 0 | 0 | 0 | 0 | 0 | 0 | 0 | 0 | 0 | 0 | 0 | 0 | 0 | 0 | 0 | 0 | 0 | 0 | 0 | 0 | 0 | 0 | 0 | 0 | 0 | 0 | 0 | 0 | 0
Commercial_Retail_New_Food Preparation_Natural Gas_Steamer_E9_Baseline Forecast | Commercial | Retail | New | Food Preparation | Natural Gas | Steamer | E9 |  | Baseline Forecast | 0 | 0 | 0 | 0 | 0 | 0 | 0 | 0 | 0 | 0 | 0 | 0 | 0 | 0 | 0 | 0 | 0 | 0 | 0 | 0 | 0 | 0 | 0 | 0 | 0 | 0 | 0 | 0 | 0 | 0 | 0 | 0 | 0
Commercial_Retail_New_Food Preparation_Natural Gas_Steamer_E10_Baseline Forecast | Commercial | Retail | New | Food Preparation | Natural Gas | Steamer | E10 |  | Baseline Forecast | 0 | 0 | 0 | 0 | 0 | 0 | 0 | 0 | 0 | 0 | 0 | 0 | 0 | 0 | 0 | 0 | 0 | 0 | 0 | 0 | 0 | 0 | 0 | 0 | 0 | 0 | 0 | 0 | 0 | 0 | 0 | 0 | 0
Commercial_Retail_New_Food Preparation_Natural Gas_Food Prep Other_E1_Baseline Forecast | Commercial | Retail | New | Food Preparation | Natural Gas | Food Prep Other | E1 |  | Baseline Forecast | 0 | 0 | 0 | 0 | 0 | 0 | 0 | 0 | 0 | 0 | 0 | 0 | 0 | 0 | 0 | 0 | 0 | 0 | 0 | 0 | 0 | 0 | 0 | 0 | 0 | 0 | 0 | 0 | 0 | 0 | 0 | 0 | 0
Commercial_Retail_New_Food Preparation_Natural Gas_Food Prep Other_E2_Baseline Forecast | Commercial | Retail | New | Food Preparation | Natural Gas | Food Prep Other | E2 |  | Baseline Forecast | 0 | 0 | 0 | 0 | 0 | 0 | 0 | 0 | 0 | 0 | 0 | 0 | 0 | 0 | 0 | 0 | 0 | 0 | 0 | 0 | 0 | 0 | 0 | 0 | 0 | 0 | 0 | 0 | 0 | 0 | 0 | 0 | 0
Commercial_Retail_New_Food Preparation_Natural Gas_Food Prep Other_E3_Baseline Forecast | Commercial | Retail | New | Food Preparation | Natural Gas | Food Prep Other | E3 |  | Baseline Forecast | 0 | 0 | 0 | 0 | 0 | 0 | 0 | 0 | 0 | 0 | 0 | 0 | 0 | 0 | 0 | 0 | 0 | 0 | 0 | 0 | 0 | 0 | 0 | 0 | 0 | 0 | 0 | 0 | 0 | 0 | 0 | 0 | 0
Commercial_Retail_New_Food Preparation_Natural Gas_Food Prep Other_E4_Baseline Forecast | Commercial | Retail | New | Food Preparation | Natural Gas | Food Prep Other | E4 |  | Baseline Forecast | 0 | 0 | 0 | 0 | 0 | 0 | 0 | 0 | 0 | 0 | 0 | 0 | 0 | 0 | 0 | 0 | 0 | 0 | 0 | 0 | 0 | 0 | 0 | 0 | 0 | 0 | 0 | 0 | 0 | 0 | 0 | 0 | 0
Commercial_Retail_New_Food Preparation_Natural Gas_Food Prep Other_E5_Baseline Forecast | Commercial | Retail | New | Food Preparation | Natural Gas | Food Prep Other | E5 |  | Baseline Forecast | 0 | 0 | 0 | 0 | 0 | 0 | 0 | 0 | 0 | 0 | 0 | 0 | 0 | 0 | 0 | 0 | 0 | 0 | 0 | 0 | 0 | 0 | 0 | 0 | 0 | 0 | 0 | 0 | 0 | 0 | 0 | 0 | 0
Commercial_Retail_New_Food Preparation_Natural Gas_Food Prep Other_E6_Baseline Forecast | Commercial | Retail | New | Food Preparation | Natural Gas | Food Prep Other | E6 |  | Baseline Forecast | 0 | 0 | 0 | 0 | 0 | 0 | 0 | 0 | 0 | 0 | 0 | 0 | 0 | 0 | 0 | 0 | 0 | 0 | 0 | 0 | 0 | 0 | 0 | 0 | 0 | 0 | 0 | 0 | 0 | 0 | 0 | 0 | 0
Commercial_Retail_New_Food Preparation_Natural Gas_Food Prep Other_E7_Baseline Forecast | Commercial | Retail | New | Food Preparation | Natural Gas | Food Prep Other | E7 |  | Baseline Forecast | 0 | 0 | 0 | 0 | 0 | 0 | 0 | 0 | 0 | 0 | 0 | 0 | 0 | 0 | 0 | 0 | 0 | 0 | 0 | 0 | 0 | 0 | 0 | 0 | 0 | 0 | 0 | 0 | 0 | 0 | 0 | 0 | 0
Commercial_Retail_New_Food Preparation_Natural Gas_Food Prep Other_E8_Baseline Forecast | Commercial | Retail | New | Food Preparation | Natural Gas | Food Prep Other | E8 |  | Baseline Forecast | 0 | 0 | 0 | 0 | 0 | 0 | 0 | 0 | 0 | 0 | 0 | 0 | 0 | 0 | 0 | 0 | 0 | 0 | 0 | 0 | 0 | 0 | 0 | 0 | 0 | 0 | 0 | 0 | 0 | 0 | 0 | 0 | 0
Commercial_Retail_New_Food Preparation_Natural Gas_Food Prep Other_E9_Baseline Forecast | Commercial | Retail | New | Food Preparation | Natural Gas | Food Prep Other | E9 |  | Baseline Forecast | 0 | 0 | 0 | 0 | 0 | 0 | 0 | 0 | 0 | 0 | 0 | 0 | 0 | 0 | 0 | 0 | 0 | 0 | 0 | 0 | 0 | 0 | 0 | 0 | 0 | 0 | 0 | 0 | 0 | 0 | 0 | 0 | 0
Commercial_Retail_New_Food Preparation_Natural Gas_Food Prep Other_E10_Baseline Forecast | Commercial | Retail | New | Food Preparation | Natural Gas | Food Prep Other | E10 |  | Baseline Forecast | 0 | 0 | 0 | 0 | 0 | 0 | 0 | 0 | 0 | 0 | 0 | 0 | 0 | 0 | 0 | 0 | 0 | 0 | 0 | 0 | 0 | 0 | 0 | 0 | 0 | 0 | 0 | 0 | 0 | 0 | 0 | 0 | 0
Commercial_Retail_New_Miscellaneous_Natural Gas_Pool Heater_E1_Baseline Forecast | Commercial | Retail | New | Miscellaneous | Natural Gas | Pool Heater | E1 |  | Baseline Forecast | 0 | 0 | 0 | 0 | 0 | 0 | 0 | 0 | 0 | 0 | 0 | 0 | 0 | 0 | 0 | 0 | 0 | 0 | 0 | 0 | 0 | 0 | 0 | 0 | 0 | 0 | 0 | 0 | 0 | 0 | 0 | 0 | 0
Commercial_Retail_New_Miscellaneous_Natural Gas_Pool Heater_E2_Baseline Forecast | Commercial | Retail | New | Miscellaneous | Natural Gas | Pool Heater | E2 |  | Baseline Forecast | 0 | 0 | 0 | 0 | 0 | 0 | 0 | 0 | 0 | 0 | 0 | 0 | 0 | 0 | 0 | 0 | 0 | 0 | 0 | 0 | 0 | 0 | 0 | 0 | 0 | 0 | 0 | 0 | 0 | 0 | 0 | 0 | 0
Commercial_Retail_New_Miscellaneous_Natural Gas_Pool Heater_E3_Baseline Forecast | Commercial | Retail | New | Miscellaneous | Natural Gas | Pool Heater | E3 |  | Baseline Forecast | 0 | 0 | 0 | 0 | 0 | 0 | 0 | 0 | 0 | 0 | 0 | 0 | 0 | 0 | 0 | 0 | 0 | 0 | 0 | 0 | 0 | 0 | 0 | 0 | 0 | 0 | 0 | 0 | 0 | 0 | 0 | 0 | 0
Commercial_Retail_New_Miscellaneous_Natural Gas_Pool Heater_E4_Baseline Forecast | Commercial | Retail | New | Miscellaneous | Natural Gas | Pool Heater | E4 |  | Baseline Forecast | 0 | 0 | 0 | 0 | 0 | 0 | 0 | 0 | 0 | 0 | 0 | 0 | 0 | 0 | 0 | 0 | 0 | 0 | 0 | 0 | 0 | 0 | 0 | 0 | 0 | 0 | 0 | 0 | 0 | 0 | 0 | 0 | 0
Commercial_Retail_New_Miscellaneous_Natural Gas_Pool Heater_E5_Baseline Forecast | Commercial | Retail | New | Miscellaneous | Natural Gas | Pool Heater | E5 |  | Baseline Forecast | 0 | 0 | 0 | 0 | 0 | 0 | 0 | 0 | 0 | 0 | 0 | 0 | 0 | 0 | 0 | 0 | 0 | 0 | 0 | 0 | 0 | 0 | 0 | 0 | 0 | 0 | 0 | 0 | 0 | 0 | 0 | 0 | 0
Commercial_Retail_New_Miscellaneous_Natural Gas_Pool Heater_E6_Baseline Forecast | Commercial | Retail | New | Miscellaneous | Natural Gas | Pool Heater | E6 |  | Baseline Forecast | 0 | 0 | 0 | 0 | 0 | 0 | 0 | 0 | 0 | 0 | 0 | 0 | 0 | 0 | 0 | 0 | 0 | 0 | 0 | 0 | 0 | 0 | 0 | 0 | 0 | 0 | 0 | 0 | 0 | 0 | 0 | 0 | 0
Commercial_Retail_New_Miscellaneous_Natural Gas_Pool Heater_E7_Baseline Forecast | Commercial | Retail | New | Miscellaneous | Natural Gas | Pool Heater | E7 |  | Baseline Forecast | 0 | 0 | 0 | 0 | 0 | 0 | 0 | 0 | 0 | 0 | 0 | 0 | 0 | 0 | 0 | 0 | 0 | 0 | 0 | 0 | 0 | 0 | 0 | 0 | 0 | 0 | 0 | 0 | 0 | 0 | 0 | 0 | 0
Commercial_Retail_New_Miscellaneous_Natural Gas_Pool Heater_E8_Baseline Forecast | Commercial | Retail | New | Miscellaneous | Natural Gas | Pool Heater | E8 |  | Baseline Forecast | 0 | 0 | 0 | 0 | 0 | 0 | 0 | 0 | 0 | 0 | 0 | 0 | 0 | 0 | 0 | 0 | 0 | 0 | 0 | 0 | 0 | 0 | 0 | 0 | 0 | 0 | 0 | 0 | 0 | 0 | 0 | 0 | 0
Commercial_Retail_New_Miscellaneous_Natural Gas_Pool Heater_E9_Baseline Forecast | Commercial | Retail | New | Miscellaneous | Natural Gas | Pool Heater | E9 |  | Baseline Forecast | 0 | 0 | 0 | 0 | 0 | 0 | 0 | 0 | 0 | 0 | 0 | 0 | 0 | 0 | 0 | 0 | 0 | 0 | 0 | 0 | 0 | 0 | 0 | 0 | 0 | 0 | 0 | 0 | 0 | 0 | 0 | 0 | 0
Commercial_Retail_New_Miscellaneous_Natural Gas_Pool Heater_E10_Baseline Forecast | Commercial | Retail | New | Miscellaneous | Natural Gas | Pool Heater | E10 |  | Baseline Forecast | 0 | 0 | 0 | 0 | 0 | 0 | 0 | 0 | 0 | 0 | 0 | 0 | 0 | 0 | 0 | 0 | 0 | 0 | 0 | 0 | 0 | 0 | 0 | 0 | 0 | 0 | 0 | 0 | 0 | 0 | 0 | 0 | 0
Commercial_Retail_New_Miscellaneous_Natural Gas_Miscellaneous_E1_Baseline Forecast | Commercial | Retail | New | Miscellaneous | Natural Gas | Miscellaneous | E1 |  | Baseline Forecast | 0 | 158668.9991 | 765319.5083 | 489092.7674 | 653450.5624 | 984802.6737 | 980357.8044 | 956994.9325 | 990918.595 | 1058546.1548 | 1123980.3447 | 1231989.5658 | 1469103.7717 | 1426885.7939 | 1536729.3647 | 1711349.2017 | 1756363.8786 | 1804198.4567 | 1886711.1169 | 1973559.9314 | 2055021.8954 | 2149057.8568 | 2278848.6834 | 2320236.9187 | 2413335.9375 | 2531287.1646 | 2600554.5032 | 2674063.1261 | 2764039.6486 | 2852336.4238 | 2936966.5361 | 3026039.4633 | 2793366.3675
Commercial_Retail_New_Miscellaneous_Natural Gas_Miscellaneous_E2_Baseline Forecast | Commercial | Retail | New | Miscellaneous | Natural Gas | Miscellaneous | E2 |  | Baseline Forecast | 0 | 0 | 0 | 0 | 0 | 0 | 0 | 0 | 0 | 0 | 0 | 0 | 0 | 0 | 0 | 0 | 0 | 0 | 0 | 0 | 0 | 0 | 0 | 0 | 0 | 0 | 0 | 0 | 0 | 0 | 0 | 0 | 0
Commercial_Retail_New_Miscellaneous_Natural Gas_Miscellaneous_E3_Baseline Forecast | Commercial | Retail | New | Miscellaneous | Natural Gas | Miscellaneous | E3 |  | Baseline Forecast | 0 | 0 | 0 | 0 | 0 | 0 | 0 | 0 | 0 | 0 | 0 | 0 | 0 | 0 | 0 | 0 | 0 | 0 | 0 | 0 | 0 | 0 | 0 | 0 | 0 | 0 | 0 | 0 | 0 | 0 | 0 | 0 | 0
Commercial_Retail_New_Miscellaneous_Natural Gas_Miscellaneous_E4_Baseline Forecast | Commercial | Retail | New | Miscellaneous | Natural Gas | Miscellaneous | E4 |  | Baseline Forecast | 0 | 0 | 0 | 0 | 0 | 0 | 0 | 0 | 0 | 0 | 0 | 0 | 0 | 0 | 0 | 0 | 0 | 0 | 0 | 0 | 0 | 0 | 0 | 0 | 0 | 0 | 0 | 0 | 0 | 0 | 0 | 0 | 0
Commercial_Retail_New_Miscellaneous_Natural Gas_Miscellaneous_E5_Baseline Forecast | Commercial | Retail | New | Miscellaneous | Natural Gas | Miscellaneous | E5 |  | Baseline Forecast | 0 | 0 | 0 | 0 | 0 | 0 | 0 | 0 | 0 | 0 | 0 | 0 | 0 | 0 | 0 | 0 | 0 | 0 | 0 | 0 | 0 | 0 | 0 | 0 | 0 | 0 | 0 | 0 | 0 | 0 | 0 | 0 | 0
Commercial_Retail_New_Miscellaneous_Natural Gas_Miscellaneous_E6_Baseline Forecast | Commercial | Retail | New | Miscellaneous | Natural Gas | Miscellaneous | E6 |  | Baseline Forecast | 0 | 0 | 0 | 0 | 0 | 0 | 0 | 0 | 0 | 0 | 0 | 0 | 0 | 0 | 0 | 0 | 0 | 0 | 0 | 0 | 0 | 0 | 0 | 0 | 0 | 0 | 0 | 0 | 0 | 0 | 0 | 0 | 0
Commercial_Retail_New_Miscellaneous_Natural Gas_Miscellaneous_E7_Baseline Forecast | Commercial | Retail | New | Miscellaneous | Natural Gas | Miscellaneous | E7 |  | Baseline Forecast | 0 | 0 | 0 | 0 | 0 | 0 | 0 | 0 | 0 | 0 | 0 | 0 | 0 | 0 | 0 | 0 | 0 | 0 | 0 | 0 | 0 | 0 | 0 | 0 | 0 | 0 | 0 | 0 | 0 | 0 | 0 | 0 | 0
Commercial_Retail_New_Miscellaneous_Natural Gas_Miscellaneous_E8_Baseline Forecast | Commercial | Retail | New | Miscellaneous | Natural Gas | Miscellaneous | E8 |  | Baseline Forecast | 0 | 0 | 0 | 0 | 0 | 0 | 0 | 0 | 0 | 0 | 0 | 0 | 0 | 0 | 0 | 0 | 0 | 0 | 0 | 0 | 0 | 0 | 0 | 0 | 0 | 0 | 0 | 0 | 0 | 0 | 0 | 0 | 0
Commercial_Retail_New_Miscellaneous_Natural Gas_Miscellaneous_E9_Baseline Forecast | Commercial | Retail | New | Miscellaneous | Natural Gas | Miscellaneous | E9 |  | Baseline Forecast | 0 | 0 | 0 | 0 | 0 | 0 | 0 | 0 | 0 | 0 | 0 | 0 | 0 | 0 | 0 | 0 | 0 | 0 | 0 | 0 | 0 | 0 | 0 | 0 | 0 | 0 | 0 | 0 | 0 | 0 | 0 | 0 | 0
Commercial_Retail_New_Miscellaneous_Natural Gas_Miscellaneous_E10_Baseline Forecast | Commercial | Retail | New | Miscellaneous | Natural Gas | Miscellaneous | E10 |  | Baseline Forecast | 0 | 0 | 0 | 0 | 0 | 0 | 0 | 0 | 0 | 0 | 0 | 0 | 0 | 0 | 0 | 0 | 0 | 0 | 0 | 0 | 0 | 0 | 0 | 0 | 0 | 0 | 0 | 0 | 0 | 0 | 0 | 0 | 0
Commercial_Grocery_Existing_Space Heating_Natural Gas_Furnace_E1_Baseline Forecast | Commercial | Grocery | Existing | Space Heating | Natural Gas | Furnace | E1 |  | Baseline Forecast | 0 | 36542.8798 | 39618.7257 | 42365.8446 | 44839.4515 | 47038.4004 | 49032.4717 | 50858.6078 | 42017.76 | 43226.7913 | 44314.7159 | 45291.0846 | 46163.2223 | 46938.5906 | 47624.1104 | 48227.971 | 48757.1559 | 49218.1435 | 49616.5246 | 47585.8703 | 45890.6117 | 44487.5008 | 43338.4373 | 42409.2824 | 41669.7731 | 41092.7906 | 40654.6529 | 40334.4525 | 40113.7626 | 39976.3727 | 39908.0502 | 39896.327 | 47943.4034
Commercial_Grocery_Existing_Space Heating_Natural Gas_Furnace_E2_Baseline Forecast | Commercial | Grocery | Existing | Space Heating | Natural Gas | Furnace | E2 |  | Baseline Forecast | 0 | 0 | 0 | 0 | 0 | 0 | 0 | 0 | 10511.8219 | 10814.2921 | 11086.4644 | 11330.7281 | 11548.9158 | 11742.8941 | 11914.3945 | 12065.4657 | 12197.8549 | 12313.1828 | 12412.848 | 11904.8277 | 11480.7152 | 11129.691 | 10842.2233 | 10609.7713 | 10424.764 | 10280.417 | 10170.8056 | 10090.6993 | 10035.488 | 10001.1164 | 9984.0238 | 9981.0909 | 11994.2738
Commercial_Grocery_Existing_Space Heating_Natural Gas_Furnace_E3_Baseline Forecast | Commercial | Grocery | Existing | Space Heating | Natural Gas | Furnace | E3 |  | Baseline Forecast | 0 | 0 | 0 | 0 | 0 | 0 | 0 | 0 | 0 | 0 | 0 | 0 | 0 | 0 | 0 | 0 | 0 | 0 | 0 | 0 | 0 | 0 | 0 | 0 | 0 | 0 | 0 | 0 | 0 | 0 | 0 | 0 | 0
Commercial_Grocery_Existing_Space Heating_Natural Gas_Furnace_E4_Baseline Forecast | Commercial | Grocery | Existing | Space Heating | Natural Gas | Furnace | E4 |  | Baseline Forecast | 0 | 0 | 0 | 0 | 0 | 0 | 0 | 0 | 0 | 0 | 0 | 0 | 0 | 0 | 0 | 0 | 0 | 0 | 0 | 0 | 0 | 0 | 0 | 0 | 0 | 0 | 0 | 0 | 0 | 0 | 0 | 0 | 0
Commercial_Grocery_Existing_Space Heating_Natural Gas_Furnace_E5_Baseline Forecast | Commercial | Grocery | Existing | Space Heating | Natural Gas | Furnace | E5 |  | Baseline Forecast | 0 | 0 | 0 | 0 | 0 | 0 | 0 | 0 | 0 | 0 | 0 | 0 | 0 | 0 | 0 | 0 | 0 | 0 | 0 | 0 | 0 | 0 | 0 | 0 | 0 | 0 | 0 | 0 | 0 | 0 | 0 | 0 | 0
Commercial_Grocery_Existing_Space Heating_Natural Gas_Furnace_E6_Baseline Forecast | Commercial | Grocery | Existing | Space Heating | Natural Gas | Furnace | E6 |  | Baseline Forecast | 0 | 0 | 0 | 0 | 0 | 0 | 0 | 0 | 0 | 0 | 0 | 0 | 0 | 0 | 0 | 0 | 0 | 0 | 0 | 0 | 0 | 0 | 0 | 0 | 0 | 0 | 0 | 0 | 0 | 0 | 0 | 0 | 0
Commercial_Grocery_Existing_Space Heating_Natural Gas_Furnace_E7_Baseline Forecast | Commercial | Grocery | Existing | Space Heating | Natural Gas | Furnace | E7 |  | Baseline Forecast | 0 | 0 | 0 | 0 | 0 | 0 | 0 | 0 | 0 | 0 | 0 | 0 | 0 | 0 | 0 | 0 | 0 | 0 | 0 | 0 | 0 | 0 | 0 | 0 | 0 | 0 | 0 | 0 | 0 | 0 | 0 | 0 | 0
Commercial_Grocery_Existing_Space Heating_Natural Gas_Furnace_E8_Baseline Forecast | Commercial | Grocery | Existing | Space Heating | Natural Gas | Furnace | E8 |  | Baseline Forecast | 0 | 0 | 0 | 0 | 0 | 0 | 0 | 0 | 0 | 0 | 0 | 0 | 0 | 0 | 0 | 0 | 0 | 0 | 0 | 0 | 0 | 0 | 0 | 0 | 0 | 0 | 0 | 0 | 0 | 0 | 0 | 0 | 0
Commercial_Grocery_Existing_Space Heating_Natural Gas_Furnace_E9_Baseline Forecast | Commercial | Grocery | Existing | Space Heating | Natural Gas | Furnace | E9 |  | Baseline Forecast | 0 | 0 | 0 | 0 | 0 | 0 | 0 | 0 | 0 | 0 | 0 | 0 | 0 | 0 | 0 | 0 | 0 | 0 | 0 | 0 | 0 | 0 | 0 | 0 | 0 | 0 | 0 | 0 | 0 | 0 | 0 | 0 | 0
Commercial_Grocery_Existing_Space Heating_Natural Gas_Furnace_E10_Baseline Forecast | Commercial | Grocery | Existing | Space Heating | Natural Gas | Furnace | E10 |  | Baseline Forecast | 0 | 0 | 0 | 0 | 0 | 0 | 0 | 0 | 0 | 0 | 0 | 0 | 0 | 0 | 0 | 0 | 0 | 0 | 0 | 0 | 0 | 0 | 0 | 0 | 0 | 0 | 0 | 0 | 0 | 0 | 0 | 0 | 0
Commercial_Grocery_Existing_Space Heating_Natural Gas_Boiler_E1_Baseline Forecast | Commercial | Grocery | Existing | Space Heating | Natural Gas | Boiler | E1 |  | Baseline Forecast | 0 | 97.2474 | 107.3047 | 116.1741 | 124.0427 | 130.9403 | 137.09 | 142.6217 | 147.5941 | 152.0147 | 155.9225 | 159.3657 | 162.3824 | 165.0097 | 167.2813 | 169.2343 | 170.9002 | 172.3077 | 173.4816 | 174.4444 | 175.2149 | 175.8114 | 166.8166 | 159.4905 | 153.5869 | 148.8903 | 145.2143 | 142.397 | 140.2982 | 138.7965 | 137.7873 | 137.1803 | 136.9028
Commercial_Grocery_Existing_Space Heating_Natural Gas_Boiler_E2_Baseline Forecast | Commercial | Grocery | Existing | Space Heating | Natural Gas | Boiler | E2 |  | Baseline Forecast | 0 | 0 | 0 | 0 | 0 | 0 | 0 | 0 | 0 | 0 | 0 | 0 | 0 | 0 | 0 | 0 | 0 | 0 | 0 | 0 | 0 | 0 | 0 | 0 | 0 | 0 | 0 | 0 | 0 | 0 | 0 | 0 | 0
Commercial_Grocery_Existing_Space Heating_Natural Gas_Boiler_E3_Baseline Forecast | Commercial | Grocery | Existing | Space Heating | Natural Gas | Boiler | E3 |  | Baseline Forecast | 0 | 123.7695 | 136.5696 | 147.858 | 157.8725 | 166.6512 | 174.4781 | 181.5185 | 187.8471 | 193.4732 | 198.4469 | 202.829 | 206.6685 | 210.0123 | 212.9035 | 215.3891 | 217.5093 | 219.3007 | 220.7948 | 222.0202 | 223.0008 | 223.7599 | 212.312 | 202.9879 | 195.4743 | 189.4968 | 184.8182 | 181.2326 | 178.5613 | 176.6501 | 175.3657 | 174.5931 | 174.24
Commercial_Grocery_Existing_Space Heating_Natural Gas_Boiler_E4_Baseline Forecast | Commercial | Grocery | Existing | Space Heating | Natural Gas | Boiler | E4 |  | Baseline Forecast | 0 | 0 | 0 | 0 | 0 | 0 | 0 | 0 | 0 | 0 | 0 | 0 | 0 | 0 | 0 | 0 | 0 | 0 | 0 | 0 | 0 | 0 | 0 | 0 | 0 | 0 | 0 | 0 | 0 | 0 | 0 | 0 | 0
Commercial_Grocery_Existing_Space Heating_Natural Gas_Boiler_E5_Baseline Forecast | Commercial | Grocery | Existing | Space Heating | Natural Gas | Boiler | E5 |  | Baseline Forecast | 0 | 0 | 0 | 0 | 0 | 0 | 0 | 0 | 0 | 0 | 0 | 0 | 0 | 0 | 0 | 0 | 0 | 0 | 0 | 0 | 0 | 0 | 0 | 0 | 0 | 0 | 0 | 0 | 0 | 0 | 0 | 0 | 0
Commercial_Grocery_Existing_Space Heating_Natural Gas_Boiler_E6_Baseline Forecast | Commercial | Grocery | Existing | Space Heating | Natural Gas | Boiler | E6 |  | Baseline Forecast | 0 | 0 | 0 | 0 | 0 | 0 | 0 | 0 | 0 | 0 | 0 | 0 | 0 | 0 | 0 | 0 | 0 | 0 | 0 | 0 | 0 | 0 | 0 | 0 | 0 | 0 | 0 | 0 | 0 | 0 | 0 | 0 | 0
Commercial_Grocery_Existing_Space Heating_Natural Gas_Boiler_E7_Baseline Forecast | Commercial | Grocery | Existing | Space Heating | Natural Gas | Boiler | E7 |  | Baseline Forecast | 0 | 0 | 0 | 0 | 0 | 0 | 0 | 0 | 0 | 0 | 0 | 0 | 0 | 0 | 0 | 0 | 0 | 0 | 0 | 0 | 0 | 0 | 0 | 0 | 0 | 0 | 0 | 0 | 0 | 0 | 0 | 0 | 0
Commercial_Grocery_Existing_Space Heating_Natural Gas_Boiler_E8_Baseline Forecast | Commercial | Grocery | Existing | Space Heating | Natural Gas | Boiler | E8 |  | Baseline Forecast | 0 | 0 | 0 | 0 | 0 | 0 | 0 | 0 | 0 | 0 | 0 | 0 | 0 | 0 | 0 | 0 | 0 | 0 | 0 | 0 | 0 | 0 | 0 | 0 | 0 | 0 | 0 | 0 | 0 | 0 | 0 | 0 | 0
Commercial_Grocery_Existing_Space Heating_Natural Gas_Boiler_E9_Baseline Forecast | Commercial | Grocery | Existing | Space Heating | Natural Gas | Boiler | E9 |  | Baseline Forecast | 0 | 0 | 0 | 0 | 0 | 0 | 0 | 0 | 0 | 0 | 0 | 0 | 0 | 0 | 0 | 0 | 0 | 0 | 0 | 0 | 0 | 0 | 0 | 0 | 0 | 0 | 0 | 0 | 0 | 0 | 0 | 0 | 0
Commercial_Grocery_Existing_Space Heating_Natural Gas_Boiler_E10_Baseline Forecast | Commercial | Grocery | Existing | Space Heating | Natural Gas | Boiler | E10 |  | Baseline Forecast | 0 | 0 | 0 | 0 | 0 | 0 | 0 | 0 | 0 | 0 | 0 | 0 | 0 | 0 | 0 | 0 | 0 | 0 | 0 | 0 | 0 | 0 | 0 | 0 | 0 | 0 | 0 | 0 | 0 | 0 | 0 | 0 | 0
Commercial_Grocery_Existing_Space Heating_Natural Gas_Unit Heater_E1_Baseline Forecast | Commercial | Grocery | Existing | Space Heating | Natural Gas | Unit Heater | E1 |  | Baseline Forecast | 0 | 0 | 0 | 0 | 0 | 0 | 0 | 0 | 0 | 0 | 0 | 0 | 0 | 0 | 0 | 0 | 0 | 0 | 0 | 0 | 0 | 0 | 0 | 0 | 0 | 0 | 0 | 0 | 0 | 0 | 0 | 0 | 0
Commercial_Grocery_Existing_Space Heating_Natural Gas_Unit Heater_E2_Baseline Forecast | Commercial | Grocery | Existing | Space Heating | Natural Gas | Unit Heater | E2 |  | Baseline Forecast | 0 | 0 | 0 | 0 | 0 | 0 | 0 | 0 | 0 | 0 | 0 | 0 | 0 | 0 | 0 | 0 | 0 | 0 | 0 | 0 | 0 | 0 | 0 | 0 | 0 | 0 | 0 | 0 | 0 | 0 | 0 | 0 | 0
Commercial_Grocery_Existing_Space Heating_Natural Gas_Unit Heater_E3_Baseline Forecast | Commercial | Grocery | Existing | Space Heating | Natural Gas | Unit Heater | E3 |  | Baseline Forecast | 0 | 0 | 0 | 0 | 0 | 0 | 0 | 0 | 0 | 0 | 0 | 0 | 0 | 0 | 0 | 0 | 0 | 0 | 0 | 0 | 0 | 0 | 0 | 0 | 0 | 0 | 0 | 0 | 0 | 0 | 0 | 0 | 0
Commercial_Grocery_Existing_Space Heating_Natural Gas_Unit Heater_E4_Baseline Forecast | Commercial | Grocery | Existing | Space Heating | Natural Gas | Unit Heater | E4 |  | Baseline Forecast | 0 | 0 | 0 | 0 | 0 | 0 | 0 | 0 | 0 | 0 | 0 | 0 | 0 | 0 | 0 | 0 | 0 | 0 | 0 | 0 | 0 | 0 | 0 | 0 | 0 | 0 | 0 | 0 | 0 | 0 | 0 | 0 | 0
Commercial_Grocery_Existing_Space Heating_Natural Gas_Unit Heater_E5_Baseline Forecast | Commercial | Grocery | Existing | Space Heating | Natural Gas | Unit Heater | E5 |  | Baseline Forecast | 0 | 0 | 0 | 0 | 0 | 0 | 0 | 0 | 0 | 0 | 0 | 0 | 0 | 0 | 0 | 0 | 0 | 0 | 0 | 0 | 0 | 0 | 0 | 0 | 0 | 0 | 0 | 0 | 0 | 0 | 0 | 0 | 0
Commercial_Grocery_Existing_Space Heating_Natural Gas_Unit Heater_E6_Baseline Forecast | Commercial | Grocery | Existing | Space Heating | Natural Gas | Unit Heater | E6 |  | Baseline Forecast | 0 | 0 | 0 | 0 | 0 | 0 | 0 | 0 | 0 | 0 | 0 | 0 | 0 | 0 | 0 | 0 | 0 | 0 | 0 | 0 | 0 | 0 | 0 | 0 | 0 | 0 | 0 | 0 | 0 | 0 | 0 | 0 | 0
Commercial_Grocery_Existing_Space Heating_Natural Gas_Unit Heater_E7_Baseline Forecast | Commercial | Grocery | Existing | Space Heating | Natural Gas | Unit Heater | E7 |  | Baseline Forecast | 0 | 0 | 0 | 0 | 0 | 0 | 0 | 0 | 0 | 0 | 0 | 0 | 0 | 0 | 0 | 0 | 0 | 0 | 0 | 0 | 0 | 0 | 0 | 0 | 0 | 0 | 0 | 0 | 0 | 0 | 0 | 0 | 0
Commercial_Grocery_Existing_Space Heating_Natural Gas_Unit Heater_E8_Baseline Forecast | Commercial | Grocery | Existing | Space Heating | Natural Gas | Unit Heater | E8 |  | Baseline Forecast | 0 | 0 | 0 | 0 | 0 | 0 | 0 | 0 | 0 | 0 | 0 | 0 | 0 | 0 | 0 | 0 | 0 | 0 | 0 | 0 | 0 | 0 | 0 | 0 | 0 | 0 | 0 | 0 | 0 | 0 | 0 | 0 | 0
Commercial_Grocery_Existing_Space Heating_Natural Gas_Unit Heater_E9_Baseline Forecast | Commercial | Grocery | Existing | Space Heating | Natural Gas | Unit Heater | E9 |  | Baseline Forecast | 0 | 0 | 0 | 0 | 0 | 0 | 0 | 0 | 0 | 0 | 0 | 0 | 0 | 0 | 0 | 0 | 0 | 0 | 0 | 0 | 0 | 0 | 0 | 0 | 0 | 0 | 0 | 0 | 0 | 0 | 0 | 0 | 0
Commercial_Grocery_Existing_Space Heating_Natural Gas_Unit Heater_E10_Baseline Forecast | Commercial | Grocery | Existing | Space Heating | Natural Gas | Unit Heater | E10 |  | Baseline Forecast | 0 | 0 | 0 | 0 | 0 | 0 | 0 | 0 | 0 | 0 | 0 | 0 | 0 | 0 | 0 | 0 | 0 | 0 | 0 | 0 | 0 | 0 | 0 | 0 | 0 | 0 | 0 | 0 | 0 | 0 | 0 | 0 | 0
Commercial_Grocery_Existing_Water Heating_Natural Gas_Water Heater_E1_Baseline Forecast | Commercial | Grocery | Existing | Water Heating | Natural Gas | Water Heater | E1 |  | Baseline Forecast | 0 | 0 | 0 | 0 | 0 | 0 | 0 | 0 | 0 | 0 | 0 | 0 | 0 | 0 | 0 | 0 | 0 | 0 | 0 | 0 | 0 | 0 | 0 | 0 | 0 | 0 | 0 | 0 | 0 | 0 | 0 | 0 | 0
Commercial_Grocery_Existing_Water Heating_Natural Gas_Water Heater_E2_Baseline Forecast | Commercial | Grocery | Existing | Water Heating | Natural Gas | Water Heater | E2 |  | Baseline Forecast | 0 | 55285.2203 | 71503.2541 | 84178.0703 | 94066.2924 | 101684.2619 | 107590.1539 | 112186.7689 | 115750.6676 | 118463.4131 | 104765.114 | 96940.1977 | 93131.2266 | 91995.4324 | 92570.2855 | 107564.3234 | 110990.8136 | 113579.7618 | 115502.3273 | 113895.8562 | 110706.0937 | 107106.7128 | 103759.1785 | 100991.9599 | 97650.9108 | 97049.4134 | 98023.4943 | 99802.1675 | 101318.4055 | 105410.4221 | 105184.7302 | 104161.8004 | 102659.3148
Commercial_Grocery_Existing_Water Heating_Natural Gas_Water Heater_E3_Baseline Forecast | Commercial | Grocery | Existing | Water Heating | Natural Gas | Water Heater | E3 |  | Baseline Forecast | 0 | 0 | 0 | 0 | 0 | 0 | 0 | 0 | 0 | 0 | 0 | 0 | 0 | 0 | 0 | 0 | 0 | 0 | 0 | 0 | 0 | 0 | 0 | 0 | 0 | 0 | 0 | 0 | 0 | 0 | 0 | 0 | 0
Commercial_Grocery_Existing_Water Heating_Natural Gas_Water Heater_E4_Baseline Forecast | Commercial | Grocery | Existing | Water Heating | Natural Gas | Water Heater | E4 |  | Baseline Forecast | 0 | 0 | 0 | 0 | 0 | 0 | 0 | 0 | 0 | 0 | 0 | 0 | 0 | 0 | 0 | 0 | 0 | 0 | 0 | 0 | 0 | 0 | 0 | 0 | 0 | 0 | 0 | 0 | 0 | 0 | 0 | 0 | 0
Commercial_Grocery_Existing_Water Heating_Natural Gas_Water Heater_E5_Baseline Forecast | Commercial | Grocery | Existing | Water Heating | Natural Gas | Water Heater | E5 |  | Baseline Forecast | 0 | 0 | 0 | 0 | 0 | 0 | 0 | 0 | 0 | 0 | 0 | 0 | 0 | 0 | 0 | 0 | 0 | 0 | 0 | 0 | 0 | 0 | 0 | 0 | 0 | 0 | 0 | 0 | 0 | 0 | 0 | 0 | 0
Commercial_Grocery_Existing_Water Heating_Natural Gas_Water Heater_E6_Baseline Forecast | Commercial | Grocery | Existing | Water Heating | Natural Gas | Water Heater | E6 |  | Baseline Forecast | 0 | 0 | 0 | 0 | 0 | 0 | 0 | 0 | 0 | 0 | 0 | 0 | 0 | 0 | 0 | 0 | 0 | 0 | 0 | 0 | 0 | 0 | 0 | 0 | 0 | 0 | 0 | 0 | 0 | 0 | 0 | 0 | 0
Commercial_Grocery_Existing_Water Heating_Natural Gas_Water Heater_E7_Baseline Forecast | Commercial | Grocery | Existing | Water Heating | Natural Gas | Water Heater | E7 |  | Baseline Forecast | 0 | 0 | 0 | 0 | 0 | 0 | 0 | 0 | 0 | 0 | 0 | 0 | 0 | 0 | 0 | 0 | 0 | 0 | 0 | 0 | 0 | 0 | 0 | 0 | 0 | 0 | 0 | 0 | 0 | 0 | 0 | 0 | 0
Commercial_Grocery_Existing_Water Heating_Natural Gas_Water Heater_E8_Baseline Forecast | Commercial | Grocery | Existing | Water Heating | Natural Gas | Water Heater | E8 |  | Baseline Forecast | 0 | 0 | 0 | 0 | 0 | 0 | 0 | 0 | 0 | 0 | 0 | 0 | 0 | 0 | 0 | 0 | 0 | 0 | 0 | 0 | 0 | 0 | 0 | 0 | 0 | 0 | 0 | 0 | 0 | 0 | 0 | 0 | 0
Commercial_Grocery_Existing_Water Heating_Natural Gas_Water Heater_E9_Baseline Forecast | Commercial | Grocery | Existing | Water Heating | Natural Gas | Water Heater | E9 |  | Baseline Forecast | 0 | 0 | 0 | 0 | 0 | 0 | 0 | 0 | 0 | 0 | 0 | 0 | 0 | 0 | 0 | 0 | 0 | 0 | 0 | 0 | 0 | 0 | 0 | 0 | 0 | 0 | 0 | 0 | 0 | 0 | 0 | 0 | 0
Commercial_Grocery_Existing_Water Heating_Natural Gas_Water Heater_E10_Baseline Forecast | Commercial | Grocery | Existing | Water Heating | Natural Gas | Water Heater | E10 |  | Baseline Forecast | 0 | 0 | 0 | 0 | 0 | 0 | 0 | 0 | 0 | 0 | 0 | 0 | 0 | 0 | 0 | 0 | 0 | 0 | 0 | 0 | 0 | 0 | 0 | 0 | 0 | 0 | 0 | 0 | 0 | 0 | 0 | 0 | 0
Commercial_Grocery_Existing_Food Preparation_Natural Gas_Oven_E1_Baseline Forecast | Commercial | Grocery | Existing | Food Preparation | Natural Gas | Oven | E1 |  | Baseline Forecast | 0 | 4330.4848 | 5600.8415 | 6593.6583 | 7368.2016 | 7964.9162 | 8427.5241 | 8787.5764 | 9066.7361 | 9279.2252 | 9437.9919 | 9553.9979 | 8416.5396 | 7749.3148 | 7405.4389 | 7278.6067 | 7292.3568 | 8429.8448 | 8675.8122 | 8860.7757 | 8997.1274 | 9094.7879 | 9161.7253 | 8974.4123 | 8678.7869 | 8362.1016 | 8072.8793 | 7834.6082 | 7557.5497 | 7494.4647 | 7555.3029 | 7680.3191 | 7831.2221
Commercial_Grocery_Existing_Food Preparation_Natural Gas_Oven_E2_Baseline Forecast | Commercial | Grocery | Existing | Food Preparation | Natural Gas | Oven | E2 |  | Baseline Forecast | 0 | 6231.6732 | 8059.7475 | 9488.4351 | 10603.0218 | 11461.7087 | 12127.4127 | 12645.5367 | 13047.2544 | 13353.0313 | 13581.5005 | 13748.4361 | 12111.6058 | 11151.4529 | 10656.6072 | 10474.0925 | 10493.8792 | 12130.7523 | 12484.7054 | 12750.8723 | 12947.0858 | 13087.6216 | 13183.9461 | 12914.3982 | 12488.986 | 12033.2681 | 11617.0703 | 11274.1923 | 10875.4984 | 10784.7175 | 10872.2652 | 11052.1666 | 11269.3197
Commercial_Grocery_Existing_Food Preparation_Natural Gas_Oven_E3_Baseline Forecast | Commercial | Grocery | Existing | Food Preparation | Natural Gas | Oven | E3 |  | Baseline Forecast | 0 | 0 | 0 | 0 | 0 | 0 | 0 | 0 | 0 | 0 | 0 | 0 | 0 | 0 | 0 | 0 | 0 | 0 | 0 | 0 | 0 | 0 | 0 | 0 | 0 | 0 | 0 | 0 | 0 | 0 | 0 | 0 | 0
Commercial_Grocery_Existing_Food Preparation_Natural Gas_Oven_E4_Baseline Forecast | Commercial | Grocery | Existing | Food Preparation | Natural Gas | Oven | E4 |  | Baseline Forecast | 0 | 0 | 0 | 0 | 0 | 0 | 0 | 0 | 0 | 0 | 0 | 0 | 0 | 0 | 0 | 0 | 0 | 0 | 0 | 0 | 0 | 0 | 0 | 0 | 0 | 0 | 0 | 0 | 0 | 0 | 0 | 0 | 0
Commercial_Grocery_Existing_Food Preparation_Natural Gas_Oven_E5_Baseline Forecast | Commercial | Grocery | Existing | Food Preparation | Natural Gas | Oven | E5 |  | Baseline Forecast | 0 | 0 | 0 | 0 | 0 | 0 | 0 | 0 | 0 | 0 | 0 | 0 | 0 | 0 | 0 | 0 | 0 | 0 | 0 | 0 | 0 | 0 | 0 | 0 | 0 | 0 | 0 | 0 | 0 | 0 | 0 | 0 | 0
Commercial_Grocery_Existing_Food Preparation_Natural Gas_Oven_E6_Baseline Forecast | Commercial | Grocery | Existing | Food Preparation | Natural Gas | Oven | E6 |  | Baseline Forecast | 0 | 0 | 0 | 0 | 0 | 0 | 0 | 0 | 0 | 0 | 0 | 0 | 0 | 0 | 0 | 0 | 0 | 0 | 0 | 0 | 0 | 0 | 0 | 0 | 0 | 0 | 0 | 0 | 0 | 0 | 0 | 0 | 0
Commercial_Grocery_Existing_Food Preparation_Natural Gas_Oven_E7_Baseline Forecast | Commercial | Grocery | Existing | Food Preparation | Natural Gas | Oven | E7 |  | Baseline Forecast | 0 | 0 | 0 | 0 | 0 | 0 | 0 | 0 | 0 | 0 | 0 | 0 | 0 | 0 | 0 | 0 | 0 | 0 | 0 | 0 | 0 | 0 | 0 | 0 | 0 | 0 | 0 | 0 | 0 | 0 | 0 | 0 | 0
Commercial_Grocery_Existing_Food Preparation_Natural Gas_Oven_E8_Baseline Forecast | Commercial | Grocery | Existing | Food Preparation | Natural Gas | Oven | E8 |  | Baseline Forecast | 0 | 0 | 0 | 0 | 0 | 0 | 0 | 0 | 0 | 0 | 0 | 0 | 0 | 0 | 0 | 0 | 0 | 0 | 0 | 0 | 0 | 0 | 0 | 0 | 0 | 0 | 0 | 0 | 0 | 0 | 0 | 0 | 0
Commercial_Grocery_Existing_Food Preparation_Natural Gas_Oven_E9_Baseline Forecast | Commercial | Grocery | Existing | Food Preparation | Natural Gas | Oven | E9 |  | Baseline Forecast | 0 | 0 | 0 | 0 | 0 | 0 | 0 | 0 | 0 | 0 | 0 | 0 | 0 | 0 | 0 | 0 | 0 | 0 | 0 | 0 | 0 | 0 | 0 | 0 | 0 | 0 | 0 | 0 | 0 | 0 | 0 | 0 | 0
Commercial_Grocery_Existing_Food Preparation_Natural Gas_Oven_E10_Baseline Forecast | Commercial | Grocery | Existing | Food Preparation | Natural Gas | Oven | E10 |  | Baseline Forecast | 0 | 0 | 0 | 0 | 0 | 0 | 0 | 0 | 0 | 0 | 0 | 0 | 0 | 0 | 0 | 0 | 0 | 0 | 0 | 0 | 0 | 0 | 0 | 0 | 0 | 0 | 0 | 0 | 0 | 0 | 0 | 0 | 0
Commercial_Grocery_Existing_Food Preparation_Natural Gas_Conveyor Oven_E1_Baseline Forecast | Commercial | Grocery | Existing | Food Preparation | Natural Gas | Conveyor Oven | E1 |  | Baseline Forecast | 0 | 1528.4064 | 1976.7676 | 2327.1735 | 2600.5417 | 2811.1469 | 2974.4203 | 3101.4975 | 3200.0245 | 3275.0206 | 3331.056 | 3371.9993 | 3400.8177 | 3419.9137 | 3431.1984 | 3436.3189 | 3436.5545 | 3013.9017 | 2759.3915 | 2621.2075 | 2561.6591 | 2553.6097 | 2934.0829 | 3010.2938 | 3067.1402 | 3108.5576 | 3137.6964 | 3157.0637 | 3168.6548 | 3174.0578 | 3174.5362 | 3171.0957 | 3164.6454
Commercial_Grocery_Existing_Food Preparation_Natural Gas_Conveyor Oven_E2_Baseline Forecast | Commercial | Grocery | Existing | Food Preparation | Natural Gas | Conveyor Oven | E2 |  | Baseline Forecast | 0 | 2199.4141 | 2844.6168 | 3348.8595 | 3742.243 | 4045.309 | 4280.2633 | 4463.1306 | 4604.9133 | 4712.8346 | 4793.4708 | 4852.3892 | 4893.8596 | 4921.3392 | 4937.5782 | 4944.9467 | 4945.2857 | 4337.078 | 3970.8317 | 3771.9815 | 3686.2899 | 3674.7067 | 4222.2168 | 4331.8861 | 4413.6895 | 4473.2903 | 4515.2217 | 4543.0916 | 4559.7716 | 4567.5465 | 4568.235 | 4563.284 | 4554.002
Commercial_Grocery_Existing_Food Preparation_Natural Gas_Conveyor Oven_E3_Baseline Forecast | Commercial | Grocery | Existing | Food Preparation | Natural Gas | Conveyor Oven | E3 |  | Baseline Forecast | 0 | 0 | 0 | 0 | 0 | 0 | 0 | 0 | 0 | 0 | 0 | 0 | 0 | 0 | 0 | 0 | 0 | 0 | 0 | 0 | 0 | 0 | 0 | 0 | 0 | 0 | 0 | 0 | 0 | 0 | 0 | 0 | 0
Commercial_Grocery_Existing_Food Preparation_Natural Gas_Conveyor Oven_E4_Baseline Forecast | Commercial | Grocery | Existing | Food Preparation | Natural Gas | Conveyor Oven | E4 |  | Baseline Forecast | 0 | 0 | 0 | 0 | 0 | 0 | 0 | 0 | 0 | 0 | 0 | 0 | 0 | 0 | 0 | 0 | 0 | 0 | 0 | 0 | 0 | 0 | 0 | 0 | 0 | 0 | 0 | 0 | 0 | 0 | 0 | 0 | 0
Commercial_Grocery_Existing_Food Preparation_Natural Gas_Conveyor Oven_E5_Baseline Forecast | Commercial | Grocery | Existing | Food Preparation | Natural Gas | Conveyor Oven | E5 |  | Baseline Forecast | 0 | 0 | 0 | 0 | 0 | 0 | 0 | 0 | 0 | 0 | 0 | 0 | 0 | 0 | 0 | 0 | 0 | 0 | 0 | 0 | 0 | 0 | 0 | 0 | 0 | 0 | 0 | 0 | 0 | 0 | 0 | 0 | 0
Commercial_Grocery_Existing_Food Preparation_Natural Gas_Conveyor Oven_E6_Baseline Forecast | Commercial | Grocery | Existing | Food Preparation | Natural Gas | Conveyor Oven | E6 |  | Baseline Forecast | 0 | 0 | 0 | 0 | 0 | 0 | 0 | 0 | 0 | 0 | 0 | 0 | 0 | 0 | 0 | 0 | 0 | 0 | 0 | 0 | 0 | 0 | 0 | 0 | 0 | 0 | 0 | 0 | 0 | 0 | 0 | 0 | 0
Commercial_Grocery_Existing_Food Preparation_Natural Gas_Conveyor Oven_E7_Baseline Forecast | Commercial | Grocery | Existing | Food Preparation | Natural Gas | Conveyor Oven | E7 |  | Baseline Forecast | 0 | 0 | 0 | 0 | 0 | 0 | 0 | 0 | 0 | 0 | 0 | 0 | 0 | 0 | 0 | 0 | 0 | 0 | 0 | 0 | 0 | 0 | 0 | 0 | 0 | 0 | 0 | 0 | 0 | 0 | 0 | 0 | 0
Commercial_Grocery_Existing_Food Preparation_Natural Gas_Conveyor Oven_E8_Baseline Forecast | Commercial | Grocery | Existing | Food Preparation | Natural Gas | Conveyor Oven | E8 |  | Baseline Forecast | 0 | 0 | 0 | 0 | 0 | 0 | 0 | 0 | 0 | 0 | 0 | 0 | 0 | 0 | 0 | 0 | 0 | 0 | 0 | 0 | 0 | 0 | 0 | 0 | 0 | 0 | 0 | 0 | 0 | 0 | 0 | 0 | 0
Commercial_Grocery_Existing_Food Preparation_Natural Gas_Conveyor Oven_E9_Baseline Forecast | Commercial | Grocery | Existing | Food Preparation | Natural Gas | Conveyor Oven | E9 |  | Baseline Forecast | 0 | 0 | 0 | 0 | 0 | 0 | 0 | 0 | 0 | 0 | 0 | 0 | 0 | 0 | 0 | 0 | 0 | 0 | 0 | 0 | 0 | 0 | 0 | 0 | 0 | 0 | 0 | 0 | 0 | 0 | 0 | 0 | 0
Commercial_Grocery_Existing_Food Preparation_Natural Gas_Conveyor Oven_E10_Baseline Forecast | Commercial | Grocery | Existing | Food Preparation | Natural Gas | Conveyor Oven | E10 |  | Baseline Forecast | 0 | 0 | 0 | 0 | 0 | 0 | 0 | 0 | 0 | 0 | 0 | 0 | 0 | 0 | 0 | 0 | 0 | 0 | 0 | 0 | 0 | 0 | 0 | 0 | 0 | 0 | 0 | 0 | 0 | 0 | 0 | 0 | 0
Commercial_Grocery_Existing_Food Preparation_Natural Gas_Double Rack Oven_E1_Baseline Forecast | Commercial | Grocery | Existing | Food Preparation | Natural Gas | Double Rack Oven | E1 |  | Baseline Forecast | 0 | 2165.2424 | 2800.4207 | 3296.8292 | 3684.1008 | 3982.4581 | 4213.762 | 4393.7882 | 4533.3681 | 4639.6126 | 4718.9959 | 4776.999 | 4208.2698 | 3874.6574 | 3702.7194 | 3639.3033 | 3646.1784 | 4214.9224 | 4337.9061 | 4430.3878 | 4498.5637 | 4547.3939 | 4580.8626 | 4487.2061 | 4339.3934 | 4181.0508 | 4036.4397 | 3917.3041 | 3778.7749 | 3747.2324 | 3777.6515 | 3840.1596 | 3915.6111
Commercial_Grocery_Existing_Food Preparation_Natural Gas_Double Rack Oven_E2_Baseline Forecast | Commercial | Grocery | Existing | Food Preparation | Natural Gas | Double Rack Oven | E2 |  | Baseline Forecast | 0 | 3115.8366 | 4029.8737 | 4744.2176 | 5301.5109 | 5730.8544 | 6063.7063 | 6322.7684 | 6523.6272 | 6676.5157 | 6790.7503 | 6874.218 | 6055.8029 | 5575.7265 | 5328.3036 | 5237.0463 | 5246.9396 | 6065.3761 | 6242.3527 | 6375.4362 | 6473.5429 | 6543.8108 | 6591.9731 | 6457.1991 | 6244.493 | 6016.6341 | 5808.5351 | 5637.0962 | 5437.7492 | 5392.3588 | 5436.1326 | 5526.0833 | 5634.6598
Commercial_Grocery_Existing_Food Preparation_Natural Gas_Double Rack Oven_E3_Baseline Forecast | Commercial | Grocery | Existing | Food Preparation | Natural Gas | Double Rack Oven | E3 |  | Baseline Forecast | 0 | 0 | 0 | 0 | 0 | 0 | 0 | 0 | 0 | 0 | 0 | 0 | 0 | 0 | 0 | 0 | 0 | 0 | 0 | 0 | 0 | 0 | 0 | 0 | 0 | 0 | 0 | 0 | 0 | 0 | 0 | 0 | 0
Commercial_Grocery_Existing_Food Preparation_Natural Gas_Double Rack Oven_E4_Baseline Forecast | Commercial | Grocery | Existing | Food Preparation | Natural Gas | Double Rack Oven | E4 |  | Baseline Forecast | 0 | 0 | 0 | 0 | 0 | 0 | 0 | 0 | 0 | 0 | 0 | 0 | 0 | 0 | 0 | 0 | 0 | 0 | 0 | 0 | 0 | 0 | 0 | 0 | 0 | 0 | 0 | 0 | 0 | 0 | 0 | 0 | 0
Commercial_Grocery_Existing_Food Preparation_Natural Gas_Double Rack Oven_E5_Baseline Forecast | Commercial | Grocery | Existing | Food Preparation | Natural Gas | Double Rack Oven | E5 |  | Baseline Forecast | 0 | 0 | 0 | 0 | 0 | 0 | 0 | 0 | 0 | 0 | 0 | 0 | 0 | 0 | 0 | 0 | 0 | 0 | 0 | 0 | 0 | 0 | 0 | 0 | 0 | 0 | 0 | 0 | 0 | 0 | 0 | 0 | 0
Commercial_Grocery_Existing_Food Preparation_Natural Gas_Double Rack Oven_E6_Baseline Forecast | Commercial | Grocery | Existing | Food Preparation | Natural Gas | Double Rack Oven | E6 |  | Baseline Forecast | 0 | 0 | 0 | 0 | 0 | 0 | 0 | 0 | 0 | 0 | 0 | 0 | 0 | 0 | 0 | 0 | 0 | 0 | 0 | 0 | 0 | 0 | 0 | 0 | 0 | 0 | 0 | 0 | 0 | 0 | 0 | 0 | 0
Commercial_Grocery_Existing_Food Preparation_Natural Gas_Double Rack Oven_E7_Baseline Forecast | Commercial | Grocery | Existing | Food Preparation | Natural Gas | Double Rack Oven | E7 |  | Baseline Forecast | 0 | 0 | 0 | 0 | 0 | 0 | 0 | 0 | 0 | 0 | 0 | 0 | 0 | 0 | 0 | 0 | 0 | 0 | 0 | 0 | 0 | 0 | 0 | 0 | 0 | 0 | 0 | 0 | 0 | 0 | 0 | 0 | 0
Commercial_Grocery_Existing_Food Preparation_Natural Gas_Double Rack Oven_E8_Baseline Forecast | Commercial | Grocery | Existing | Food Preparation | Natural Gas | Double Rack Oven | E8 |  | Baseline Forecast | 0 | 0 | 0 | 0 | 0 | 0 | 0 | 0 | 0 | 0 | 0 | 0 | 0 | 0 | 0 | 0 | 0 | 0 | 0 | 0 | 0 | 0 | 0 | 0 | 0 | 0 | 0 | 0 | 0 | 0 | 0 | 0 | 0
Commercial_Grocery_Existing_Food Preparation_Natural Gas_Double Rack Oven_E9_Baseline Forecast | Commercial | Grocery | Existing | Food Preparation | Natural Gas | Double Rack Oven | E9 |  | Baseline Forecast | 0 | 0 | 0 | 0 | 0 | 0 | 0 | 0 | 0 | 0 | 0 | 0 | 0 | 0 | 0 | 0 | 0 | 0 | 0 | 0 | 0 | 0 | 0 | 0 | 0 | 0 | 0 | 0 | 0 | 0 | 0 | 0 | 0
Commercial_Grocery_Existing_Food Preparation_Natural Gas_Double Rack Oven_E10_Baseline Forecast | Commercial | Grocery | Existing | Food Preparation | Natural Gas | Double Rack Oven | E10 |  | Baseline Forecast | 0 | 0 | 0 | 0 | 0 | 0 | 0 | 0 | 0 | 0 | 0 | 0 | 0 | 0 | 0 | 0 | 0 | 0 | 0 | 0 | 0 | 0 | 0 | 0 | 0 | 0 | 0 | 0 | 0 | 0 | 0 | 0 | 0
Commercial_Grocery_Existing_Food Preparation_Natural Gas_Fryer_E1_Baseline Forecast | Commercial | Grocery | Existing | Food Preparation | Natural Gas | Fryer | E1 |  | Baseline Forecast | 0 | 31974.5329 | 45065.6142 | 0 | 0 | 0 | 0 | 0 | 0 | 0 | 0 | 0 | 0 | 0 | 0 | 0 | 0 | 0 | 0 | 0 | 0 | 0 | 0 | 0 | 0 | 0 | 0 | 0 | 0 | 0 | 0 | 0 | 0
Commercial_Grocery_Existing_Food Preparation_Natural Gas_Fryer_E2_Baseline Forecast | Commercial | Grocery | Existing | Food Preparation | Natural Gas | Fryer | E2 |  | Baseline Forecast | 0 | 11234.2953 | 15833.8644 | 73871.7766 | 83346.9487 | 90166.2398 | 77641.42 | 72625.5469 | 72071.9825 | 73987.3951 | 86836.5503 | 87718.7721 | 86145.7704 | 84074.0458 | 82420.4969 | 79940.2048 | 79965.4278 | 80589.8994 | 81102.1053 | 83553.2006 | 82080.1716 | 80429.2547 | 79232.1459 | 78553.1984 | 78450.9653 | 78575.6393 | 78398.3538 | 77946.1016 | 77877.5884 | 76914.3309 | 76179.9174 | 75684.9044 | 75319.1947
Commercial_Grocery_Existing_Food Preparation_Natural Gas_Fryer_E3_Baseline Forecast | Commercial | Grocery | Existing | Food Preparation | Natural Gas | Fryer | E3 |  | Baseline Forecast | 0 | 0 | 0 | 0 | 0 | 0 | 0 | 0 | 0 | 0 | 0 | 0 | 0 | 0 | 0 | 0 | 0 | 0 | 0 | 0 | 0 | 0 | 0 | 0 | 0 | 0 | 0 | 0 | 0 | 0 | 0 | 0 | 0
Commercial_Grocery_Existing_Food Preparation_Natural Gas_Fryer_E4_Baseline Forecast | Commercial | Grocery | Existing | Food Preparation | Natural Gas | Fryer | E4 |  | Baseline Forecast | 0 | 0 | 0 | 0 | 0 | 0 | 0 | 0 | 0 | 0 | 0 | 0 | 0 | 0 | 0 | 0 | 0 | 0 | 0 | 0 | 0 | 0 | 0 | 0 | 0 | 0 | 0 | 0 | 0 | 0 | 0 | 0 | 0
Commercial_Grocery_Existing_Food Preparation_Natural Gas_Fryer_E5_Baseline Forecast | Commercial | Grocery | Existing | Food Preparation | Natural Gas | Fryer | E5 |  | Baseline Forecast | 0 | 0 | 0 | 0 | 0 | 0 | 0 | 0 | 0 | 0 | 0 | 0 | 0 | 0 | 0 | 0 | 0 | 0 | 0 | 0 | 0 | 0 | 0 | 0 | 0 | 0 | 0 | 0 | 0 | 0 | 0 | 0 | 0
Commercial_Grocery_Existing_Food Preparation_Natural Gas_Fryer_E6_Baseline Forecast | Commercial | Grocery | Existing | Food Preparation | Natural Gas | Fryer | E6 |  | Baseline Forecast | 0 | 0 | 0 | 0 | 0 | 0 | 0 | 0 | 0 | 0 | 0 | 0 | 0 | 0 | 0 | 0 | 0 | 0 | 0 | 0 | 0 | 0 | 0 | 0 | 0 | 0 | 0 | 0 | 0 | 0 | 0 | 0 | 0
Commercial_Grocery_Existing_Food Preparation_Natural Gas_Fryer_E7_Baseline Forecast | Commercial | Grocery | Existing | Food Preparation | Natural Gas | Fryer | E7 |  | Baseline Forecast | 0 | 0 | 0 | 0 | 0 | 0 | 0 | 0 | 0 | 0 | 0 | 0 | 0 | 0 | 0 | 0 | 0 | 0 | 0 | 0 | 0 | 0 | 0 | 0 | 0 | 0 | 0 | 0 | 0 | 0 | 0 | 0 | 0
Commercial_Grocery_Existing_Food Preparation_Natural Gas_Fryer_E8_Baseline Forecast | Commercial | Grocery | Existing | Food Preparation | Natural Gas | Fryer | E8 |  | Baseline Forecast | 0 | 0 | 0 | 0 | 0 | 0 | 0 | 0 | 0 | 0 | 0 | 0 | 0 | 0 | 0 | 0 | 0 | 0 | 0 | 0 | 0 | 0 | 0 | 0 | 0 | 0 | 0 | 0 | 0 | 0 | 0 | 0 | 0
Commercial_Grocery_Existing_Food Preparation_Natural Gas_Fryer_E9_Baseline Forecast | Commercial | Grocery | Existing | Food Preparation | Natural Gas | Fryer | E9 |  | Baseline Forecast | 0 | 0 | 0 | 0 | 0 | 0 | 0 | 0 | 0 | 0 | 0 | 0 | 0 | 0 | 0 | 0 | 0 | 0 | 0 | 0 | 0 | 0 | 0 | 0 | 0 | 0 | 0 | 0 | 0 | 0 | 0 | 0 | 0
Commercial_Grocery_Existing_Food Preparation_Natural Gas_Fryer_E10_Baseline Forecast | Commercial | Grocery | Existing | Food Preparation | Natural Gas | Fryer | E10 |  | Baseline Forecast | 0 | 0 | 0 | 0 | 0 | 0 | 0 | 0 | 0 | 0 | 0 | 0 | 0 | 0 | 0 | 0 | 0 | 0 | 0 | 0 | 0 | 0 | 0 | 0 | 0 | 0 | 0 | 0 | 0 | 0 | 0 | 0 | 0
Commercial_Grocery_Existing_Food Preparation_Natural Gas_Broiler_E1_Baseline Forecast | Commercial | Grocery | Existing | Food Preparation | Natural Gas | Broiler | E1 |  | Baseline Forecast | 0 | 0 | 0 | 0 | 0 | 0 | 0 | 0 | 0 | 0 | 0 | 0 | 0 | 0 | 0 | 0 | 0 | 0 | 0 | 0 | 0 | 0 | 0 | 0 | 0 | 0 | 0 | 0 | 0 | 0 | 0 | 0 | 0
Commercial_Grocery_Existing_Food Preparation_Natural Gas_Broiler_E2_Baseline Forecast | Commercial | Grocery | Existing | Food Preparation | Natural Gas | Broiler | E2 |  | Baseline Forecast | 0 | 0 | 0 | 0 | 0 | 0 | 0 | 0 | 0 | 0 | 0 | 0 | 0 | 0 | 0 | 0 | 0 | 0 | 0 | 0 | 0 | 0 | 0 | 0 | 0 | 0 | 0 | 0 | 0 | 0 | 0 | 0 | 0
Commercial_Grocery_Existing_Food Preparation_Natural Gas_Broiler_E3_Baseline Forecast | Commercial | Grocery | Existing | Food Preparation | Natural Gas | Broiler | E3 |  | Baseline Forecast | 0 | 0 | 0 | 0 | 0 | 0 | 0 | 0 | 0 | 0 | 0 | 0 | 0 | 0 | 0 | 0 | 0 | 0 | 0 | 0 | 0 | 0 | 0 | 0 | 0 | 0 | 0 | 0 | 0 | 0 | 0 | 0 | 0
Commercial_Grocery_Existing_Food Preparation_Natural Gas_Broiler_E4_Baseline Forecast | Commercial | Grocery | Existing | Food Preparation | Natural Gas | Broiler | E4 |  | Baseline Forecast | 0 | 0 | 0 | 0 | 0 | 0 | 0 | 0 | 0 | 0 | 0 | 0 | 0 | 0 | 0 | 0 | 0 | 0 | 0 | 0 | 0 | 0 | 0 | 0 | 0 | 0 | 0 | 0 | 0 | 0 | 0 | 0 | 0
Commercial_Grocery_Existing_Food Preparation_Natural Gas_Broiler_E5_Baseline Forecast | Commercial | Grocery | Existing | Food Preparation | Natural Gas | Broiler | E5 |  | Baseline Forecast | 0 | 0 | 0 | 0 | 0 | 0 | 0 | 0 | 0 | 0 | 0 | 0 | 0 | 0 | 0 | 0 | 0 | 0 | 0 | 0 | 0 | 0 | 0 | 0 | 0 | 0 | 0 | 0 | 0 | 0 | 0 | 0 | 0
Commercial_Grocery_Existing_Food Preparation_Natural Gas_Broiler_E6_Baseline Forecast | Commercial | Grocery | Existing | Food Preparation | Natural Gas | Broiler | E6 |  | Baseline Forecast | 0 | 0 | 0 | 0 | 0 | 0 | 0 | 0 | 0 | 0 | 0 | 0 | 0 | 0 | 0 | 0 | 0 | 0 | 0 | 0 | 0 | 0 | 0 | 0 | 0 | 0 | 0 | 0 | 0 | 0 | 0 | 0 | 0
Commercial_Grocery_Existing_Food Preparation_Natural Gas_Broiler_E7_Baseline Forecast | Commercial | Grocery | Existing | Food Preparation | Natural Gas | Broiler | E7 |  | Baseline Forecast | 0 | 0 | 0 | 0 | 0 | 0 | 0 | 0 | 0 | 0 | 0 | 0 | 0 | 0 | 0 | 0 | 0 | 0 | 0 | 0 | 0 | 0 | 0 | 0 | 0 | 0 | 0 | 0 | 0 | 0 | 0 | 0 | 0
Commercial_Grocery_Existing_Food Preparation_Natural Gas_Broiler_E8_Baseline Forecast | Commercial | Grocery | Existing | Food Preparation | Natural Gas | Broiler | E8 |  | Baseline Forecast | 0 | 0 | 0 | 0 | 0 | 0 | 0 | 0 | 0 | 0 | 0 | 0 | 0 | 0 | 0 | 0 | 0 | 0 | 0 | 0 | 0 | 0 | 0 | 0 | 0 | 0 | 0 | 0 | 0 | 0 | 0 | 0 | 0
Commercial_Grocery_Existing_Food Preparation_Natural Gas_Broiler_E9_Baseline Forecast | Commercial | Grocery | Existing | Food Preparation | Natural Gas | Broiler | E9 |  | Baseline Forecast | 0 | 0 | 0 | 0 | 0 | 0 | 0 | 0 | 0 | 0 | 0 | 0 | 0 | 0 | 0 | 0 | 0 | 0 | 0 | 0 | 0 | 0 | 0 | 0 | 0 | 0 | 0 | 0 | 0 | 0 | 0 | 0 | 0
Commercial_Grocery_Existing_Food Preparation_Natural Gas_Broiler_E10_Baseline Forecast | Commercial | Grocery | Existing | Food Preparation | Natural Gas | Broiler | E10 |  | Baseline Forecast | 0 | 0 | 0 | 0 | 0 | 0 | 0 | 0 | 0 | 0 | 0 | 0 | 0 | 0 | 0 | 0 | 0 | 0 | 0 | 0 | 0 | 0 | 0 | 0 | 0 | 0 | 0 | 0 | 0 | 0 | 0 | 0 | 0
Commercial_Grocery_Existing_Food Preparation_Natural Gas_Griddle_E1_Baseline Forecast | Commercial | Grocery | Existing | Food Preparation | Natural Gas | Griddle | E1 |  | Baseline Forecast | 0 | 14998.2644 | 19398.0363 | 22836.5727 | 25519.1372 | 27585.8074 | 29188.0101 | 30435.0206 | 31401.8666 | 32137.8042 | 32687.6792 | 33089.4563 | 29149.9666 | 26839.0901 | 25648.1054 | 25208.8328 | 25256.4551 | 29196.0479 | 30047.9351 | 30688.5402 | 31160.7828 | 31499.0215 | 31730.8534 | 31082.1109 | 30058.2375 | 28961.425 | 27959.7284 | 27134.4967 | 26174.9284 | 25956.4387 | 26167.1467 | 26600.1297 | 27122.7693
Commercial_Grocery_Existing_Food Preparation_Natural Gas_Griddle_E2_Baseline Forecast | Commercial | Grocery | Existing | Food Preparation | Natural Gas | Griddle | E2 |  | Baseline Forecast | 0 | 6126.0516 | 7923.1416 | 9327.6142 | 10423.3096 | 11267.4425 | 11921.8633 | 12431.2056 | 12826.1145 | 13126.7088 | 13351.3056 | 13515.4117 | 11906.3244 | 10962.4453 | 10475.9867 | 10296.5655 | 10316.0169 | 11925.1463 | 12273.1003 | 12534.7559 | 12727.6437 | 12865.7975 | 12960.4894 | 12695.5101 | 12277.3083 | 11829.3144 | 11420.1708 | 11083.1043 | 10691.1679 | 10601.9257 | 10687.9895 | 10864.8417 | 11078.3142
Commercial_Grocery_Existing_Food Preparation_Natural Gas_Griddle_E3_Baseline Forecast | Commercial | Grocery | Existing | Food Preparation | Natural Gas | Griddle | E3 |  | Baseline Forecast | 0 | 0 | 0 | 0 | 0 | 0 | 0 | 0 | 0 | 0 | 0 | 0 | 0 | 0 | 0 | 0 | 0 | 0 | 0 | 0 | 0 | 0 | 0 | 0 | 0 | 0 | 0 | 0 | 0 | 0 | 0 | 0 | 0
Commercial_Grocery_Existing_Food Preparation_Natural Gas_Griddle_E4_Baseline Forecast | Commercial | Grocery | Existing | Food Preparation | Natural Gas | Griddle | E4 |  | Baseline Forecast | 0 | 0 | 0 | 0 | 0 | 0 | 0 | 0 | 0 | 0 | 0 | 0 | 0 | 0 | 0 | 0 | 0 | 0 | 0 | 0 | 0 | 0 | 0 | 0 | 0 | 0 | 0 | 0 | 0 | 0 | 0 | 0 | 0
Commercial_Grocery_Existing_Food Preparation_Natural Gas_Griddle_E5_Baseline Forecast | Commercial | Grocery | Existing | Food Preparation | Natural Gas | Griddle | E5 |  | Baseline Forecast | 0 | 0 | 0 | 0 | 0 | 0 | 0 | 0 | 0 | 0 | 0 | 0 | 0 | 0 | 0 | 0 | 0 | 0 | 0 | 0 | 0 | 0 | 0 | 0 | 0 | 0 | 0 | 0 | 0 | 0 | 0 | 0 | 0
Commercial_Grocery_Existing_Food Preparation_Natural Gas_Griddle_E6_Baseline Forecast | Commercial | Grocery | Existing | Food Preparation | Natural Gas | Griddle | E6 |  | Baseline Forecast | 0 | 0 | 0 | 0 | 0 | 0 | 0 | 0 | 0 | 0 | 0 | 0 | 0 | 0 | 0 | 0 | 0 | 0 | 0 | 0 | 0 | 0 | 0 | 0 | 0 | 0 | 0 | 0 | 0 | 0 | 0 | 0 | 0
Commercial_Grocery_Existing_Food Preparation_Natural Gas_Griddle_E7_Baseline Forecast | Commercial | Grocery | Existing | Food Preparation | Natural Gas | Griddle | E7 |  | Baseline Forecast | 0 | 0 | 0 | 0 | 0 | 0 | 0 | 0 | 0 | 0 | 0 | 0 | 0 | 0 | 0 | 0 | 0 | 0 | 0 | 0 | 0 | 0 | 0 | 0 | 0 | 0 | 0 | 0 | 0 | 0 | 0 | 0 | 0
Commercial_Grocery_Existing_Food Preparation_Natural Gas_Griddle_E8_Baseline Forecast | Commercial | Grocery | Existing | Food Preparation | Natural Gas | Griddle | E8 |  | Baseline Forecast | 0 | 0 | 0 | 0 | 0 | 0 | 0 | 0 | 0 | 0 | 0 | 0 | 0 | 0 | 0 | 0 | 0 | 0 | 0 | 0 | 0 | 0 | 0 | 0 | 0 | 0 | 0 | 0 | 0 | 0 | 0 | 0 | 0
Commercial_Grocery_Existing_Food Preparation_Natural Gas_Griddle_E9_Baseline Forecast | Commercial | Grocery | Existing | Food Preparation | Natural Gas | Griddle | E9 |  | Baseline Forecast | 0 | 0 | 0 | 0 | 0 | 0 | 0 | 0 | 0 | 0 | 0 | 0 | 0 | 0 | 0 | 0 | 0 | 0 | 0 | 0 | 0 | 0 | 0 | 0 | 0 | 0 | 0 | 0 | 0 | 0 | 0 | 0 | 0
Commercial_Grocery_Existing_Food Preparation_Natural Gas_Griddle_E10_Baseline Forecast | Commercial | Grocery | Existing | Food Preparation | Natural Gas | Griddle | E10 |  | Baseline Forecast | 0 | 0 | 0 | 0 | 0 | 0 | 0 | 0 | 0 | 0 | 0 | 0 | 0 | 0 | 0 | 0 | 0 | 0 | 0 | 0 | 0 | 0 | 0 | 0 | 0 | 0 | 0 | 0 | 0 | 0 | 0 | 0 | 0
Commercial_Grocery_Existing_Food Preparation_Natural Gas_Range_E1_Baseline Forecast | Commercial | Grocery | Existing | Food Preparation | Natural Gas | Range | E1 |  | Baseline Forecast | 0 | 10393.1635 | 13442.0195 | 15824.7799 | 17683.6838 | 19115.799 | 20226.0577 | 21090.1833 | 21760.1667 | 22270.1404 | 19694.9736 | 18223.9542 | 17507.8992 | 17294.3793 | 17402.4469 | 20221.2018 | 20865.3536 | 21352.0544 | 21713.4808 | 21411.4775 | 20811.8286 | 20135.1748 | 19505.8661 | 18985.6519 | 18357.5624 | 18244.4858 | 18427.605 | 18761.9808 | 19047.021 | 19816.2862 | 19773.858 | 19581.5557 | 19299.1008
Commercial_Grocery_Existing_Food Preparation_Natural Gas_Range_E2_Baseline Forecast | Commercial | Grocery | Existing | Food Preparation | Natural Gas | Range | E2 |  | Baseline Forecast | 0 | 14956.0157 | 19343.3939 | 22772.2443 | 25447.2523 | 27508.1009 | 29105.7904 | 30349.2881 | 31313.4107 | 32047.2752 | 28341.5474 | 26224.7146 | 25194.2939 | 24887.0336 | 25042.5455 | 29098.8026 | 30025.7528 | 30726.1271 | 31246.2285 | 30811.6384 | 29948.729 | 28975.0077 | 28069.4171 | 27320.8162 | 26416.98 | 26254.2601 | 26517.773 | 26998.948 | 27409.1278 | 28516.1192 | 28455.064 | 28178.3362 | 27771.8768
Commercial_Grocery_Existing_Food Preparation_Natural Gas_Range_E3_Baseline Forecast | Commercial | Grocery | Existing | Food Preparation | Natural Gas | Range | E3 |  | Baseline Forecast | 0 | 0 | 0 | 0 | 0 | 0 | 0 | 0 | 0 | 0 | 0 | 0 | 0 | 0 | 0 | 0 | 0 | 0 | 0 | 0 | 0 | 0 | 0 | 0 | 0 | 0 | 0 | 0 | 0 | 0 | 0 | 0 | 0
Commercial_Grocery_Existing_Food Preparation_Natural Gas_Range_E4_Baseline Forecast | Commercial | Grocery | Existing | Food Preparation | Natural Gas | Range | E4 |  | Baseline Forecast | 0 | 0 | 0 | 0 | 0 | 0 | 0 | 0 | 0 | 0 | 0 | 0 | 0 | 0 | 0 | 0 | 0 | 0 | 0 | 0 | 0 | 0 | 0 | 0 | 0 | 0 | 0 | 0 | 0 | 0 | 0 | 0 | 0
Commercial_Grocery_Existing_Food Preparation_Natural Gas_Range_E5_Baseline Forecast | Commercial | Grocery | Existing | Food Preparation | Natural Gas | Range | E5 |  | Baseline Forecast | 0 | 0 | 0 | 0 | 0 | 0 | 0 | 0 | 0 | 0 | 0 | 0 | 0 | 0 | 0 | 0 | 0 | 0 | 0 | 0 | 0 | 0 | 0 | 0 | 0 | 0 | 0 | 0 | 0 | 0 | 0 | 0 | 0
Commercial_Grocery_Existing_Food Preparation_Natural Gas_Range_E6_Baseline Forecast | Commercial | Grocery | Existing | Food Preparation | Natural Gas | Range | E6 |  | Baseline Forecast | 0 | 0 | 0 | 0 | 0 | 0 | 0 | 0 | 0 | 0 | 0 | 0 | 0 | 0 | 0 | 0 | 0 | 0 | 0 | 0 | 0 | 0 | 0 | 0 | 0 | 0 | 0 | 0 | 0 | 0 | 0 | 0 | 0
Commercial_Grocery_Existing_Food Preparation_Natural Gas_Range_E7_Baseline Forecast | Commercial | Grocery | Existing | Food Preparation | Natural Gas | Range | E7 |  | Baseline Forecast | 0 | 0 | 0 | 0 | 0 | 0 | 0 | 0 | 0 | 0 | 0 | 0 | 0 | 0 | 0 | 0 | 0 | 0 | 0 | 0 | 0 | 0 | 0 | 0 | 0 | 0 | 0 | 0 | 0 | 0 | 0 | 0 | 0
Commercial_Grocery_Existing_Food Preparation_Natural Gas_Range_E8_Baseline Forecast | Commercial | Grocery | Existing | Food Preparation | Natural Gas | Range | E8 |  | Baseline Forecast | 0 | 0 | 0 | 0 | 0 | 0 | 0 | 0 | 0 | 0 | 0 | 0 | 0 | 0 | 0 | 0 | 0 | 0 | 0 | 0 | 0 | 0 | 0 | 0 | 0 | 0 | 0 | 0 | 0 | 0 | 0 | 0 | 0
Commercial_Grocery_Existing_Food Preparation_Natural Gas_Range_E9_Baseline Forecast | Commercial | Grocery | Existing | Food Preparation | Natural Gas | Range | E9 |  | Baseline Forecast | 0 | 0 | 0 | 0 | 0 | 0 | 0 | 0 | 0 | 0 | 0 | 0 | 0 | 0 | 0 | 0 | 0 | 0 | 0 | 0 | 0 | 0 | 0 | 0 | 0 | 0 | 0 | 0 | 0 | 0 | 0 | 0 | 0
Commercial_Grocery_Existing_Food Preparation_Natural Gas_Range_E10_Baseline Forecast | Commercial | Grocery | Existing | Food Preparation | Natural Gas | Range | E10 |  | Baseline Forecast | 0 | 0 | 0 | 0 | 0 | 0 | 0 | 0 | 0 | 0 | 0 | 0 | 0 | 0 | 0 | 0 | 0 | 0 | 0 | 0 | 0 | 0 | 0 | 0 | 0 | 0 | 0 | 0 | 0 | 0 | 0 | 0 | 0
Commercial_Grocery_Existing_Food Preparation_Natural Gas_Steamer_E1_Baseline Forecast | Commercial | Grocery | Existing | Food Preparation | Natural Gas | Steamer | E1 |  | Baseline Forecast | 0 | 576.6852 | 653.4218 | 0 | 0 | 0 | 0 | 0 | 0 | 0 | 0 | 0 | 0 | 0 | 0 | 0 | 0 | 0 | 0 | 0 | 0 | 0 | 0 | 0 | 0 | 0 | 0 | 0 | 0 | 0 | 0 | 0 | 0
Commercial_Grocery_Existing_Food Preparation_Natural Gas_Steamer_E2_Baseline Forecast | Commercial | Grocery | Existing | Food Preparation | Natural Gas | Steamer | E2 |  | Baseline Forecast | 0 | 576.6852 | 653.4218 | 1439.5155 | 1554.6297 | 1653.3786 | 1739.2778 | 1814.5847 | 1880.5575 | 1937.7135 | 1835.0276 | 1760.4285 | 1708.5654 | 1674.9787 | 1655.9358 | 1648.3805 | 1649.751 | 1657.9268 | 1671.1476 | 1992.9805 | 1992.7558 | 1981.8127 | 1963.9442 | 1942.0282 | 1918.2195 | 1894.0806 | 1870.7327 | 1848.9378 | 1818.9926 | 1800.0871 | 1788.3689 | 1781.062 | 1776.2741
Commercial_Grocery_Existing_Food Preparation_Natural Gas_Steamer_E3_Baseline Forecast | Commercial | Grocery | Existing | Food Preparation | Natural Gas | Steamer | E3 |  | Baseline Forecast | 0 | 0 | 0 | 0 | 0 | 0 | 0 | 0 | 0 | 0 | 0 | 0 | 0 | 0 | 0 | 0 | 0 | 0 | 0 | 0 | 0 | 0 | 0 | 0 | 0 | 0 | 0 | 0 | 0 | 0 | 0 | 0 | 0
Commercial_Grocery_Existing_Food Preparation_Natural Gas_Steamer_E4_Baseline Forecast | Commercial | Grocery | Existing | Food Preparation | Natural Gas | Steamer | E4 |  | Baseline Forecast | 0 | 0 | 0 | 0 | 0 | 0 | 0 | 0 | 0 | 0 | 0 | 0 | 0 | 0 | 0 | 0 | 0 | 0 | 0 | 0 | 0 | 0 | 0 | 0 | 0 | 0 | 0 | 0 | 0 | 0 | 0 | 0 | 0
Commercial_Grocery_Existing_Food Preparation_Natural Gas_Steamer_E5_Baseline Forecast | Commercial | Grocery | Existing | Food Preparation | Natural Gas | Steamer | E5 |  | Baseline Forecast | 0 | 0 | 0 | 0 | 0 | 0 | 0 | 0 | 0 | 0 | 0 | 0 | 0 | 0 | 0 | 0 | 0 | 0 | 0 | 0 | 0 | 0 | 0 | 0 | 0 | 0 | 0 | 0 | 0 | 0 | 0 | 0 | 0
Commercial_Grocery_Existing_Food Preparation_Natural Gas_Steamer_E6_Baseline Forecast | Commercial | Grocery | Existing | Food Preparation | Natural Gas | Steamer | E6 |  | Baseline Forecast | 0 | 0 | 0 | 0 | 0 | 0 | 0 | 0 | 0 | 0 | 0 | 0 | 0 | 0 | 0 | 0 | 0 | 0 | 0 | 0 | 0 | 0 | 0 | 0 | 0 | 0 | 0 | 0 | 0 | 0 | 0 | 0 | 0
Commercial_Grocery_Existing_Food Preparation_Natural Gas_Steamer_E7_Baseline Forecast | Commercial | Grocery | Existing | Food Preparation | Natural Gas | Steamer | E7 |  | Baseline Forecast | 0 | 0 | 0 | 0 | 0 | 0 | 0 | 0 | 0 | 0 | 0 | 0 | 0 | 0 | 0 | 0 | 0 | 0 | 0 | 0 | 0 | 0 | 0 | 0 | 0 | 0 | 0 | 0 | 0 | 0 | 0 | 0 | 0
Commercial_Grocery_Existing_Food Preparation_Natural Gas_Steamer_E8_Baseline Forecast | Commercial | Grocery | Existing | Food Preparation | Natural Gas | Steamer | E8 |  | Baseline Forecast | 0 | 0 | 0 | 0 | 0 | 0 | 0 | 0 | 0 | 0 | 0 | 0 | 0 | 0 | 0 | 0 | 0 | 0 | 0 | 0 | 0 | 0 | 0 | 0 | 0 | 0 | 0 | 0 | 0 | 0 | 0 | 0 | 0
Commercial_Grocery_Existing_Food Preparation_Natural Gas_Steamer_E9_Baseline Forecast | Commercial | Grocery | Existing | Food Preparation | Natural Gas | Steamer | E9 |  | Baseline Forecast | 0 | 0 | 0 | 0 | 0 | 0 | 0 | 0 | 0 | 0 | 0 | 0 | 0 | 0 | 0 | 0 | 0 | 0 | 0 | 0 | 0 | 0 | 0 | 0 | 0 | 0 | 0 | 0 | 0 | 0 | 0 | 0 | 0
Commercial_Grocery_Existing_Food Preparation_Natural Gas_Steamer_E10_Baseline Forecast | Commercial | Grocery | Existing | Food Preparation | Natural Gas | Steamer | E10 |  | Baseline Forecast | 0 | 0 | 0 | 0 | 0 | 0 | 0 | 0 | 0 | 0 | 0 | 0 | 0 | 0 | 0 | 0 | 0 | 0 | 0 | 0 | 0 | 0 | 0 | 0 | 0 | 0 | 0 | 0 | 0 | 0 | 0 | 0 | 0
Commercial_Grocery_Existing_Food Preparation_Natural Gas_Food Prep Other_E1_Baseline Forecast | Commercial | Grocery | Existing | Food Preparation | Natural Gas | Food Prep Other | E1 |  | Baseline Forecast | 0 | 0 | 0 | 0 | 0 | 0 | 0 | 0 | 0 | 0 | 0 | 0 | 0 | 0 | 0 | 0 | 0 | 0 | 0 | 0 | 0 | 0 | 0 | 0 | 0 | 0 | 0 | 0 | 0 | 0 | 0 | 0 | 0