## Legend
LoadMAPTM Equipment File - Description of Tabs
Category | Tab Label | Description | Notes | Font Color Key - within tabs
Controls, Viewers & Notes | Control Panel | Controls for LoadMAP runs, and a viewer for select run results |  | User input, common | Red Font | User inputs that are often modified
| Market Profiles | Viewer for detailed market profiles by segment and fuel type |  | User input, uncommon | Blue Font | User inputs that have been preset by AEG and should rarely, if ever, be changed
| Notes | A space for user or analyst notes during project development and runs |  | Standard | Black Font | Text labels or calculated values; no input required
| System Log | Used by LoadMAP for system messages to document run times, errors, etc
| Forecast Summary | Pivot table and chart showing high-level results for equipment runs only
Equipment Inputs | Variables | Global variables used in the analysis, such as the forecast start & stop years and economic discount rates
| Market Size | The projected population over the length of the study, by segment and vintage. This is in LoadMAP units, which vary by customer sector (e.g. Households for Residential, or Square Feet for commercial).
| Saturations | The projected saturation of each technology, expressed as a percentage of the LoadMAP market units for which the technology applies.
| UECs & EUIs | Gives the average Unit Energy Consumption (UEC) or Energy Use Index (EUI) for each technology, including the Existing market, expected average Replacement for existing market customers, and the expected value for a New Construction customer. | This tab also includes the Peak Factors that translate Energy into instantaneous demand at the hour of summer and/or winter system peak; the minimum and maximum lifetimes for already existing (or "Vintage") units; and some other LoadMAP parameter control flags.
| Vintage Data | Contains the distribution of the existing market units from New to the Max Vintage Age, expressed as a percentage of the existing market, and holds the calculated UECs for these aged units as calculated in the Calibration step | Any units older than the Max Vintage Age will be turned over into more efficient units in the first year of the study. Vintage expiration is a major driver of most early-year potential savings.
| Avoided Costs | Holds annual values of avoided cost of energy and capacity; as well as retail rates if needed, line loss factors, and indicator of whether system peak is summer or winter.
| Utilization | Contains a set of exogenous variable datastreams that can be used to vary or normalize the forecast, such as weather degree days, household income, or average home size. | Each technology is assigned its own elasticity value that describes the sensitivity to each exogenous variable. For example, lighting consupmtion may have a -20% elasticity with respect to retail rate, so if the price increases by 100%, lighting usage would go down by 20%.
| Tech Data | Holds the relative efficiency of all technology efficiency options, as well as material and O&M costs, lifetimes for each efficiency option, and on- and off-market years to support standards changes. | Additional information including the conversion between LoadMAP units (e.g. per sq ft) and other units (e.g. per ton of cooling capacity) is also available in the right side of this tab for transparency, although this information is not used by LoadMAP
| Purchase Shares | This tab allocates all purchase decisions for a technology category among the various efficiency options available in any given year. This is a part of each year's equipment stock turnover, and is done for each potential case. Shares of a given technology for any single year should always sum to 100% | Only the Baseline Forecast is required as an input, the other potential cases are calculated by the Tech Economics engine.
| Potential Factors | The assumed portion of an eligible population in a given year that will move from their purchase decision in the baseline case to the unit identified as the economic or efficient option. LoadMAP has the ability to model two such cases, dubbed the "Maximum Achievable Potential" (or MAP) and "Realistic Achievable Potential" (or RAP) cases, respectively. | The percentage given is relative to both the baseline purchase share and the Economic or Technical limit. Eg, if one has a base purchase share of 5%, a technical limit of 30%, and a potential factor of 40%, the final achievable purchase share would be: 5% + (30%-5%) x 40% = 15%
| Program Costs | Defines Incentive and Program Administrative costs for each technology as a percentage of the incremental measure cost. Used for cost-effectiveness tests and the economic screen.
Forecast Engine | Calibration | Creates distribution of annual energy consumption for the various equipment options based on the vintage/age of existing equipment. This information lays the foundation for energy consupmtion in future years as equipment stock turns over. | This is a two step process: 1) Newest unit's UEC must equal the Replacement UEC defined in the market profile while the weighted average UEC must equal the Existing Unit UEC. 2) The weighted average UEC across new efficiency options (weighted by the base year purchase shares) must be equal to the New Unit UEC defined in the market profile.
| Tech Economics | Calculates the costs of operation and material/installation for all technology efficiency options, then performs the cost-benefit analysis and determines the purchase shares for each scenario.
| Tech Forecast | Steps through each year of the study, using a stock accounting model to calculate total energy consumption (and peak demand, if applicable) for each technology in each year.
| Savings | Compares the Baseline and scenario forecasts for each technology, calculating savings as the delta between them.
Cache | Technology Cache | An index of row numbers for internal, runtime lookups of the inputs and outputs of each technology | This index organizes and expedites LoadMAP's runs, and should generally not be edited by the user.
Forecast Results | Technology Costs | Costs of operation and equipment from both the Utility and Program Participant perspectives, as calculated by the Tech Economics tab. Also includes consumption in kBTU terms, for use by the optional System model if it is active (see below).
| Technology Economics | Provides the option that was selected by the Economic screen for each year in each technology set. Also provides the Levelized Cost of Conserved Energy (CCE) and the calculated Benefit/Cost ratios from each of the 4 tests - TRC, PACT, PCT, and RIM | Levelized CCE is provided from the perspective of total resource costs (TRC)
| Equipment Results | The main results by technology, including total annual consumption, peak demand, number of units, and average replacement use. | If Systems are active, these results will include any System switching
| Equipment Purchases | Stores the total number of units newly purchased each year, broken out by each technology efficiency option. | If Systems are active, these results will include any System switching
| Equipment Stock | Shows the total stock existing in each year by efficiency option, including Vintage units and the effects of lifetime decay. | If Systems are active, these results will include any System switching
| Equipment Savings | Stores the results of the Savings calculation tab for each technology. | If Systems are active, these results will include any System switching
| LoadMAPTM System Module (Optional) |  | These tabs are Area Lightingden if the system module is not in use. Can be used for fuel switching or technology switching.
Category | Tab Label | Description | Notes
System Inputs | Building Systems | Lists each grouping of interrelated technologies under friendly labels, and defines several high level values for each, including starting saturation, annual growth, costs to switch (above and beyond component material costs, such as needing to install ducting if installing a central system for the first time), and control flags to enforce directionality (ie, preventing customers from backsliding into Room ACs even if they are cheaper)
| System Data | Defines the component technologies of each System using exact LoadMAP terminology, and defines the end uses necessary for any two systems to be considered a match for evaluation
| Sys Program Costs | As in Equipment Program Costs, factors to determine Incentive and Administrative costs, expressed as a percentage of Incremental material costs
| System Purchase Shares | Similar to Equipment purchase shares, the potion of customers who will opt fo each related system in each year
| System Potential Factors | The fraction of the eligible market that will make the transition from their baseline choice to the economic or technical option if incentivized.
Systems Engine | Sys Costs | Calculates the aggregate costs and kBTU consumption of each system, calculated from their component technologies
| Sys Economics | Calculates System Purchase Shares by comparing related systems
| Sys Forecast | Calculates a stock-accounting forecast of the system units only to determine any switching
| System Results | Applies the System forecast as a modification to the original forecast, adjusting unit counts and consumption to reach the final forecast
Cache | System Cache | An index of row numbers for the inputs and outputs of each system
Forecast Results | System Costs | The stored results of the Sys Costs calculation tab
| System Stock | The number of system units existing in each year | The system stock will not necessarily include all of the total units from their component technologies, as not all LoadMAP units are considered within the switching-eligible universe.
| Raw Equipment Results | As Equipment Results above, but will not include any subsequent System switching
| Raw Equipment Purchases | As Equipment Purchases above, but will not include any subsequent System switching
| Raw Equipment Stock | As Equipment Stock above, but will not include any subsequent System switching
| Raw Equipment Savings | As Equipment Savings above, but will not include any subsequent System switching

## Variables
Name | Value | Description | Affects
Equipment File Name | TBD | The filename of the Equipment module. | Measures
Measures File Name | TBD | The filename of the Measures module. | Measures
Results File Name | TBD | The file name for the Results file. | Final Results
Base Year | 2019 | The base year of the study. | Calibration, Tech Economics, Sys Economics
Forecast Start Year | 2022 | The first year potentials differ from the baseline. | Tech Economics, SysEconomics
Forecast End Year | 2051 | The last year of the forecast. | Tech Economics, Sys Economics
Max Systems | 5 | The maximum number of systems to compare at once | Sys Economics, Sys Forecast
Equipment Levels | 10 | The maximum number of options for equipment | Calibration, Tech Economics, Sys Economics
Equipment Components | 5 | The maximum number of components for systems | Tech Economics, Sys Economics
Max Vintage Age | 35 | The maximum age of vintaged equipment | Calibration
Max Equipment Age | 32 | The maximum age of modeled equipment | Tech Economics, Sys Economics
Economic Test | TRC | The economic test to use (TRC, PAC, PC, or RIM) | Tech Economics
Economic Criteria | Max Savings | Whether the economic screen should optimize for "Max NPV" or "Max Savings" | Tech Economics
Discount Rate | 4.803% | The utility's internal discount rate for economic analysis. | Tech Economics
Owner Discount Rate (Existing) | 4.803% | Discount rate used for Replacement scenario in economic analysis | Tech Economics, Sys Costs
Builder Discount Rate (New Construction) | 4.803% | Discount rate used for New Construction scenario in economic analysis | Tech Economics, Sys Costs
Minimum BC Ratio | 1 | The minimum BC ratio required for a measure to pass. | Tech Economics
Electric kBTUs | 3.412 | The amount of kBTUs contained in one unit of electricity. | Tech Economics
Natural Gas kBTUs | 1 | The amount of kBTUs contained in one unit of natural gas. | Tech Economics
Run Systems | FALSE | Determines whether or not the System Forecast is run. | Sys Forecast
Run Codes & Standards Forecast | TRUE | Determines whether or not the Codes and Standards Forecast is run. | Tech Economics, Sys Economics
Run Realistic Achievable Potential | FALSE | Determines whether or not the Realistic Achievable Potential is run. | Tech Economics, Sys Economics
Run Maximum Achievable Potential | FALSE | Determines whether or not the Maximum Achievable Potential is run. | Tech Economics, Sys Economics
Run Economic Potential | FALSE | Determines whether or not the Economic Potential is run. | Tech Economics, Sys Economics
Run Technical Potential | FALSE | Determines whether or not the Technical Potential is run. | Tech Economics, Sys Economics
Base Case | Baseline Forecast | The study's base case potential. Typically the Baseline, though possibly Codes & Standards. | Savings
Achievable Case | Economic Potential | Whether the study should use the Economic Potential or the Technical Potential to determine Achievable Potential | Savings
Force Creation | FALSE | Whether or not the system should create entries for keys it cannot find. | Setup
Residential Setup | Households;HH;UEC | Labels for the sector market units used by the Market Profile tab | Setup
Commercial Setup | Square Feet ;SqFt.;EUI | Labels for the sector market units used by the Market Profile tab | Setup
Industrial Setup | Employees;Emp;EUI | Labels for the sector market units used by the Market Profile tab | Setup
Electric Setup | kWh;MWh;GWh;KW;MW;GW | Labels for the fuel units used by the Market Profile tab | Setup
Natural Gas Setup | kBTU;MBTU;bBTU;N/A;N/A;N/A | Labels for the fuel units used by the Market Profile tab | Setup
Sheets Should Hide | FALSE | If TRUE, Hides the engine and cache worksheets when the file is opened. | Setup
Uses Measures | FALSE | Whether or not the Measures module is included in the study. | Final Results
Font Color Key
User input, common | Red Font | User inputs that are often modified
User input, uncommon | Blue Font | User inputs that have been preset by EnerNOC and should rarely, if ever, be changed
Standard | Black Font | Text labels or calculated values; no input required

## Market Size
Key | Sector | Segment | Vintage | 2019 | 2020 | 2021 | 2022 | 2023 | 2024 | 2025 | 2026 | 2027 | 2028 | 2029 | 2030 | 2031 | 2032 | 2033 | 2034 | 2035 | 2036 | 2037 | 2038 | 2039 | 2040 | 2041 | 2042 | 2043 | 2044 | 2045 | 2046 | 2047 | 2048 | 2049 | 2050 | 2051
Commercial_Office_Existing | Commercial | Office | Existing | 9592724.626 | 9543919.0084 | 9495113.3908 | 9436174.1081 | 9375702.9645 | 9309403.8677 | 9247465.4594 | 9192620.4511 | 9143339.8239 | 9095773.0299 | 9048832.6465 | 9002363.1232 | 8955957.8916 | 8909418.5784 | 8862590.2048 | 8815674.7218 | 8768746.2927 | 8721879.2468 | 8675074.5577 | 8628333.2102 | 8581581.7702 | 8534820.1702 | 8488114.901 | 8441466.7303 | 8394876.4327 | 8348278.2314 | 8301672.0801 | 8255057.9324 | 8208435.7415 | 8161805.4604 | 8115167.0418 | 8068520.4382 | 8022141.9627
Commercial_Office_New | Commercial | Office | New | 0 | 75957.6497 | 442329.6027 | 676466.9408 | 978434.1626 | 1388236.7927 | 1771269.0782 | 2110754.856 | 2416080.7991 | 2710885.4903 | 3001844.6358 | 3289913.1629 | 3577587.0021 | 3866083.9704 | 4156355.4856 | 4447161.7669 | 4738047.5249 | 5028556.4501 | 5318682.5653 | 5608419.8263 | 5898219.0444 | 6188080.6357 | 6477596.4105 | 6766761.6575 | 7055571.6199 | 7344430.1035 | 7633337.3919 | 7922293.7705 | 8211299.5264 | 8500354.9482 | 8789460.3264 | 9078615.9528 | 9208855.2202
Commercial_Restaurant_Existing | Commercial | Restaurant | Existing | 903699.796 | 899101.9755 | 894504.1549 | 888951.6742 | 883254.8819 | 877009.0568 | 871174.0382 | 866007.266 | 861364.6963 | 856883.5813 | 852461.4784 | 848083.7338 | 843712.0459 | 839327.7266 | 834916.1758 | 830496.4188 | 826075.4421 | 821660.2481 | 817250.9286 | 812847.5763 | 808443.2732 | 804038.0129 | 799638.0595 | 795243.485 | 790854.3626 | 786464.4957 | 782073.8797 | 777682.5105 | 773290.3836 | 768897.4944 | 764503.8387 | 760109.4119 | 755740.2446
Commercial_Restaurant_New | Commercial | Restaurant | New | 0 | 7155.7264 | 41670.4521 | 63727.7791 | 92175.1419 | 130781.3322 | 166865.5744 | 198847.4398 | 227611.2169 | 255383.8206 | 282794.1477 | 309932.159 | 337032.988 | 364211.3614 | 391556.9091 | 418952.8354 | 446356.249 | 473724.1624 | 501056.0124 | 528351.2298 | 555652.2839 | 582959.214 | 610233.5659 | 637474.8956 | 664682.7551 | 691895.1857 | 719112.214 | 746333.8669 | 773560.1715 | 800791.155 | 828026.8447 | 855267.2681 | 867536.6915
Commercial_Retail_Existing | Commercial | Retail | Existing | 20038376.9356 | 19936426.1968 | 19834475.4581 | 19711356.3643 | 19585037.3448 | 19446544.232 | 19317160.2228 | 19202593.7161 | 19099650.7233 | 19000287.7805 | 18902233.3556 | 18805162.517 | 18708225.9782 | 18611009.3545 | 18513188.9085 | 18415186.4985 | 18317157.045 | 18219255.8159 | 18121484.8449 | 18023846.1888 | 17926186.4506 | 17828505.4887 | 17730942.1973 | 17633498.1795 | 17536175.0538 | 17438835.4179 | 17341479.1752 | 17244106.2287 | 17146716.4807 | 17049309.8329 | 16951886.1865 | 16854445.4422 | 16757564.7949
Commercial_Retail_New | Commercial | Retail | New | 0 | 158668.9991 | 923988.5074 | 1413081.2748 | 2043864.8373 | 2899907.2957 | 3700028.8058 | 4409185.4058 | 5046985.0481 | 5662806.7 | 6270595.3376 | 6872345.7217 | 7473271.6368 | 8075916.9979 | 8682269.2347 | 9289738.552 | 9897373.8894 | 10504222.0556 | 11110270.5644 | 11715506.7901 | 12320872.439 | 12926368.3802 | 13531141.9404 | 14135183.2782 | 14738482.4569 | 15341882.9923 | 15945385.4768 | 16548990.5066 | 17152698.6811 | 17756510.6035 | 18360426.8803 | 18964448.1217 | 19236506.7528
Commercial_Grocery_Existing | Commercial | Grocery | Existing | 2223808.3857 | 2212494.1506 | 2201179.9155 | 2187516.4699 | 2173497.9047 | 2158128.2893 | 2143769.5793 | 2131055.2781 | 2119630.9252 | 2108603.8771 | 2097722.0451 | 2086949.369 | 2076191.5971 | 2065402.7421 | 2054546.8764 | 2043670.8169 | 2032791.7561 | 2021926.9253 | 2011076.5503 | 2000240.8592 | 1989402.8285 | 1978562.4424 | 1967735.1151 | 1956921.0245 | 1946120.3502 | 1935317.8436 | 1924513.494 | 1913707.2907 | 1902899.2228 | 1892089.2795 | 1881277.4496 | 1870463.7223 | 1859712.1531
Commercial_Grocery_New | Commercial | Grocery | New | 0 | 17608.6842 | 102541.9073 | 156820.1855 | 226822.9497 | 321824.3764 | 410619.8377 | 489320.2434 | 560101.6344 | 628443.9636 | 695894.8093 | 762675.5448 | 829364.7828 | 896244.8406 | 963536.2781 | 1030951.6864 | 1098385.5191 | 1165731.9936 | 1232989.7241 | 1300157.3095 | 1367339.2579 | 1434535.6659 | 1501651.9059 | 1568686.8856 | 1635639.5025 | 1702603.3676 | 1769578.5468 | 1836565.1062 | 1903563.1123 | 1970572.6321 | 2037593.733 | 2104626.4825 | 2134818.8612
Commercial_School_Existing | Commercial | School | Existing | 4170726.9641 | 4149507.2468 | 4128287.5294 | 4102661.8948 | 4076370.2375 | 4047544.7013 | 4020615.1062 | 3996769.5812 | 3975343.3391 | 3954662.2377 | 3934253.4873 | 3914049.4575 | 3893873.3805 | 3873639.0075 | 3853278.9567 | 3832881.0325 | 3812477.4796 | 3792100.6148 | 3771750.8616 | 3751428.6481 | 3731102.0465 | 3710771.0276 | 3690464.5002 | 3670182.798 | 3649926.258 | 3629666.2816 | 3609402.8487 | 3589135.9391 | 3568865.5325 | 3548591.6084 | 3528314.1463 | 3508033.1255 | 3487868.6816
Commercial_School_New | Commercial | School | New | 0 | 33024.884 | 192316.1639 | 294114.4482 | 425403.8246 | 603577.9041 | 770112.767 | 917714.4696 | 1050464.1516 | 1178639.4014 | 1305142.6839 | 1430389.1827 | 1555464.079 | 1680896.8556 | 1807101.1701 | 1933537.9903 | 2060009.3654 | 2186316.9011 | 2312457.9985 | 2438430.0298 | 2564428.9988 | 2690455.0865 | 2816330.82 | 2942054.1509 | 3067623.0111 | 3193212.9674 | 3318824.1431 | 3444456.6622 | 3570110.6495 | 3695786.2306 | 3821483.5318 | 3947202.6799 | 4003828.1378
Commercial_College_Existing | Commercial | College | Existing | 586707.6487 | 583722.6126 | 580737.5766 | 577132.748 | 573434.2281 | 569379.2606 | 565591.0003 | 562236.5846 | 559222.4961 | 556313.2286 | 553442.2735 | 550600.117 | 547761.8926 | 544915.4676 | 542051.3632 | 539181.9311 | 536311.7071 | 533445.2374 | 530582.5816 | 527723.7998 | 524864.4008 | 522004.3804 | 519147.8052 | 516294.7223 | 513445.179 | 510595.1524 | 507744.6395 | 504893.6375 | 502042.1435 | 499190.1548 | 496337.6684 | 493484.6813 | 490648.0934
Commercial_College_New | Commercial | College | New | 0 | 4645.7014 | 27053.6444 | 41373.8895 | 59842.7276 | 84906.9661 | 108333.8839 | 129097.4219 | 147771.6853 | 165802.4507 | 183598.0159 | 201216.7858 | 218811.4159 | 236456.3901 | 254209.8986 | 271996.1143 | 289787.1909 | 307555.2199 | 325299.8354 | 343020.668 | 360745.29 | 378473.7269 | 396181.013 | 413866.8602 | 431530.9776 | 449198.0626 | 466868.1326 | 484541.2051 | 502217.2976 | 519896.4277 | 537578.6132 | 555263.8721 | 563229.5312
Commercial_Hospital_Existing | Commercial | Hospital | Existing | 2728078.0983 | 2714198.2528 | 2700318.4072 | 2683556.6453 | 2666359.2369 | 2647504.4151 | 2629889.7309 | 2614292.341 | 2600277.4073 | 2586749.8712 | 2573400.4801 | 2560184.9972 | 2546987.7982 | 2533752.4676 | 2520434.9311 | 2507092.6216 | 2493746.6302 | 2480418.0957 | 2467107.2949 | 2453814.5077 | 2440518.8504 | 2427220.3036 | 2413937.7768 | 2400671.4883 | 2387421.6583 | 2374169.5806 | 2360915.2419 | 2347658.6292 | 2334399.7291 | 2321138.5282 | 2307875.013 | 2294609.1701 | 2281419.5803
Commercial_Hospital_New | Commercial | Hospital | New | 0 | 21601.6209 | 125794.2606 | 192380.6548 | 278257.212 | 394801.1162 | 503731.7933 | 600278.2648 | 687110.0098 | 770949.6125 | 853695.5792 | 935619.4819 | 1017431.1393 | 1099476.8866 | 1182027.2979 | 1264729.7915 | 1347454.8875 | 1430072.8159 | 1512581.8768 | 1594980.3513 | 1677396.4459 | 1759830.2788 | 1842165.7648 | 1924401.5641 | 2006536.3239 | 2088684.8827 | 2170847.3211 | 2253023.7202 | 2335214.1618 | 2417418.7279 | 2499637.5011 | 2581870.5644 | 2618909.3523
Commercial_Other Health_Existing | Commercial | Other Health | Existing | 1689598.5377 | 1681002.2417 | 1672405.9457 | 1662024.7736 | 1651373.7897 | 1639696.3089 | 1628786.8908 | 1619126.8568 | 1610446.8958 | 1602068.7979 | 1593801.0319 | 1585616.2 | 1577442.692 | 1569245.5677 | 1560997.5303 | 1552734.15 | 1544468.4895 | 1536213.6406 | 1527969.7749 | 1519737.0656 | 1511502.5788 | 1503266.3025 | 1495039.9479 | 1486823.6502 | 1478617.5459 | 1470410.0495 | 1462201.1528 | 1453990.8477 | 1445779.126 | 1437565.9793 | 1429351.3993 | 1421135.3776 | 1412966.5823
Commercial_Other Health_New | Commercial | Other Health | New | 0 | 13378.6738 | 77908.9861 | 119148.3753 | 172334.8678 | 244514.7699 | 311979.5221 | 371774.2828 | 425552.3581 | 477477.2902 | 528724.8936 | 579463.3627 | 630132.3141 | 680946.246 | 732072.7347 | 783293.4136 | 834528.091 | 885696.3956 | 936797.2745 | 987829.6633 | 1038872.9648 | 1089927.2523 | 1140920.6299 | 1191852.268 | 1242721.3285 | 1293598.9353 | 1344485.1383 | 1395379.9876 | 1446283.534 | 1497195.8281 | 1548116.9213 | 1599046.8648 | 1621986.3407
Commercial_Lodging_Existing | Commercial | Lodging | Existing | 535575.6604 | 532850.7723 | 530125.8843 | 526835.219 | 523459.0278 | 519757.4536 | 516299.3428 | 513237.2669 | 510485.8583 | 507830.1356 | 505209.3862 | 502614.9257 | 500024.0546 | 497425.6976 | 494811.2019 | 492191.8428 | 489571.7609 | 486955.106 | 484341.9327 | 481732.2958 | 479122.0954 | 476511.3278 | 473903.7052 | 471299.2705 | 468698.067 | 466096.4222 | 463494.3335 | 460891.7983 | 458288.8141 | 455685.3782 | 453081.488 | 450477.1408 | 447887.7636
Commercial_Lodging_New | Commercial | Lodging | New | 0 | 4240.8252 | 24695.9001 | 37768.1256 | 54627.3914 | 77507.2637 | 98892.509 | 117846.4899 | 134893.278 | 151352.6494 | 167597.3184 | 183680.6 | 199741.8456 | 215849.0477 | 232055.3253 | 248291.4597 | 264532.0314 | 280751.564 | 296949.7237 | 313126.1732 | 329306.0817 | 345489.4727 | 361653.5563 | 377798.0693 | 393922.7464 | 410050.1324 | 426180.2433 | 442313.0949 | 458448.7034 | 474587.0847 | 490728.2552 | 506872.2312 | 514143.6775
Commercial_Warehouse_Existing | Commercial | Warehouse | Existing | 796744.0333 | 792690.3795 | 788636.7257 | 783741.3989 | 778718.8401 | 773212.2284 | 768067.8029 | 763512.5348 | 759419.428 | 755468.6674 | 751569.9345 | 747710.31 | 743856.0253 | 739990.6042 | 736101.1746 | 732204.5099 | 728306.77 | 724414.1284 | 720526.6659 | 716644.4644 | 712761.4247 | 708877.5411 | 704998.3362 | 701123.8737 | 697254.218 | 693383.9058 | 689512.9334 | 685641.2967 | 681768.9921 | 677896.0154 | 674022.3629 | 670148.0306 | 666295.9682
Commercial_Warehouse_New | Commercial | Warehouse | New | 0 | 6308.8232 | 36738.6207 | 56185.3926 | 81265.9189 | 115302.9431 | 147116.4997 | 175313.209 | 200672.701 | 225158.3282 | 249324.5554 | 273250.6962 | 297144.0554 | 321105.7813 | 345214.8959 | 369368.4267 | 393528.5586 | 417657.3918 | 441754.4299 | 465819.171 | 489889.058 | 513964.1255 | 538010.4706 | 562027.7018 | 586015.424 | 610007.1764 | 634002.9823 | 658002.8655 | 682006.8498 | 706014.9592 | 730027.2179 | 754043.65 | 764860.9478
Commercial_Miscellaneous_Existing | Commercial | Miscellaneous | Existing | 1968179.6276 | 1958165.9739 | 1948152.3202 | 1936059.4999 | 1923652.3812 | 1910049.5169 | 1897341.3533 | 1886088.5725 | 1875977.4591 | 1866217.98 | 1856587.0243 | 1847052.6769 | 1837531.5205 | 1827982.854 | 1818374.8798 | 1808749.033 | 1799120.5299 | 1789504.6211 | 1779901.5064 | 1770311.3877 | 1760719.1983 | 1751124.9242 | 1741542.2079 | 1731971.2066 | 1722412.0795 | 1712851.3307 | 1703288.9507 | 1693724.9301 | 1684159.2593 | 1674591.9285 | 1665022.9282 | 1655452.2485 | 1645936.5817
Commercial_Miscellaneous_New | Commercial | Miscellaneous | New | 0 | 15584.5502 | 90754.6236 | 138793.5653 | 200749.4493 | 284830.3772 | 363418.721 | 433072.4448 | 495717.4518 | 556203.7693 | 615901.08 | 675005.3104 | 734028.561 | 793220.6965 | 852776.9232 | 912442.8701 | 972125.1236 | 1031730.0608 | 1091256.4552 | 1150703.0667 | 1210162.3902 | 1269634.5111 | 1329035.6794 | 1388364.9284 | 1447621.2822 | 1506887.5913 | 1566163.9139 | 1625450.3085 | 1684746.8341 | 1744053.5498 | 1803370.5153 | 1862697.7904 | 1889419.5283

## Saturations
Key | Sector | Segment | Vintage | End Use | Fuel | Technology | 2019 | 2020 | 2021 | 2022 | 2023 | 2024 | 2025 | 2026 | 2027 | 2028 | 2029 | 2030 | 2031 | 2032 | 2033 | 2034 | 2035 | 2036 | 2037 | 2038 | 2039 | 2040 | 2041 | 2042 | 2043 | 2044 | 2045 | 2046 | 2047 | 2048 | 2049 | 2050 | 2051
Commercial_Office_Existing_Space Heating_Natural Gas_Furnace | Commercial | Office | Existing | Space Heating | Natural Gas | Furnace | 38.95% | 38.95% | 38.95% | 38.95% | 38.95% | 38.95% | 38.95% | 38.95% | 38.95% | 38.95% | 38.95% | 38.95% | 38.95% | 38.95% | 38.95% | 38.95% | 38.95% | 38.95% | 38.95% | 38.95% | 38.95% | 38.95% | 38.95% | 38.95% | 38.95% | 38.95% | 38.95% | 38.95% | 38.95% | 38.95% | 38.95% | 38.95% | 38.95%
Commercial_Office_Existing_Space Heating_Natural Gas_Boiler | Commercial | Office | Existing | Space Heating | Natural Gas | Boiler | 42.06% | 42.06% | 42.06% | 42.06% | 42.06% | 42.06% | 42.06% | 42.06% | 42.06% | 42.06% | 42.06% | 42.06% | 42.06% | 42.06% | 42.06% | 42.06% | 42.06% | 42.06% | 42.06% | 42.06% | 42.06% | 42.06% | 42.06% | 42.06% | 42.06% | 42.06% | 42.06% | 42.06% | 42.06% | 42.06% | 42.06% | 42.06% | 42.06%
Commercial_Office_Existing_Space Heating_Natural Gas_Unit Heater | Commercial | Office | Existing | Space Heating | Natural Gas | Unit Heater | 1.723% | 1.723% | 1.723% | 1.723% | 1.723% | 1.723% | 1.723% | 1.723% | 1.723% | 1.723% | 1.723% | 1.723% | 1.723% | 1.723% | 1.723% | 1.723% | 1.723% | 1.723% | 1.723% | 1.723% | 1.723% | 1.723% | 1.723% | 1.723% | 1.723% | 1.723% | 1.723% | 1.723% | 1.723% | 1.723% | 1.723% | 1.723% | 1.723%
Commercial_Office_Existing_Water Heating_Natural Gas_Water Heater | Commercial | Office | Existing | Water Heating | Natural Gas | Water Heater | 58.51% | 58.51% | 58.51% | 58.51% | 58.51% | 58.51% | 58.51% | 58.51% | 58.51% | 58.51% | 58.51% | 58.51% | 58.51% | 58.51% | 58.51% | 58.51% | 58.51% | 58.51% | 58.51% | 58.51% | 58.51% | 58.51% | 58.51% | 58.51% | 58.51% | 58.51% | 58.51% | 58.51% | 58.51% | 58.51% | 58.51% | 58.51% | 58.51%
Commercial_Office_Existing_Food Preparation_Natural Gas_Oven | Commercial | Office | Existing | Food Preparation | Natural Gas | Oven | 0.7922% | 0.7922% | 0.7922% | 0.7922% | 0.7922% | 0.7922% | 0.7922% | 0.7922% | 0.7922% | 0.7922% | 0.7922% | 0.7922% | 0.7922% | 0.7922% | 0.7922% | 0.7922% | 0.7922% | 0.7922% | 0.7922% | 0.7922% | 0.7922% | 0.7922% | 0.7922% | 0.7922% | 0.7922% | 0.7922% | 0.7922% | 0.7922% | 0.7922% | 0.7922% | 0.7922% | 0.7922% | 0.7922%
Commercial_Office_Existing_Food Preparation_Natural Gas_Conveyor Oven | Commercial | Office | Existing | Food Preparation | Natural Gas | Conveyor Oven | 0.3961% | 0.3961% | 0.3961% | 0.3961% | 0.3961% | 0.3961% | 0.3961% | 0.3961% | 0.3961% | 0.3961% | 0.3961% | 0.3961% | 0.3961% | 0.3961% | 0.3961% | 0.3961% | 0.3961% | 0.3961% | 0.3961% | 0.3961% | 0.3961% | 0.3961% | 0.3961% | 0.3961% | 0.3961% | 0.3961% | 0.3961% | 0.3961% | 0.3961% | 0.3961% | 0.3961% | 0.3961% | 0.3961%
Commercial_Office_Existing_Food Preparation_Natural Gas_Double Rack Oven | Commercial | Office | Existing | Food Preparation | Natural Gas | Double Rack Oven | 0.3961% | 0.3961% | 0.3961% | 0.3961% | 0.3961% | 0.3961% | 0.3961% | 0.3961% | 0.3961% | 0.3961% | 0.3961% | 0.3961% | 0.3961% | 0.3961% | 0.3961% | 0.3961% | 0.3961% | 0.3961% | 0.3961% | 0.3961% | 0.3961% | 0.3961% | 0.3961% | 0.3961% | 0.3961% | 0.3961% | 0.3961% | 0.3961% | 0.3961% | 0.3961% | 0.3961% | 0.3961% | 0.3961%
Commercial_Office_Existing_Food Preparation_Natural Gas_Fryer | Commercial | Office | Existing | Food Preparation | Natural Gas | Fryer | 1.584% | 1.584% | 1.584% | 1.584% | 1.584% | 1.584% | 1.584% | 1.584% | 1.584% | 1.584% | 1.584% | 1.584% | 1.584% | 1.584% | 1.584% | 1.584% | 1.584% | 1.584% | 1.584% | 1.584% | 1.584% | 1.584% | 1.584% | 1.584% | 1.584% | 1.584% | 1.584% | 1.584% | 1.584% | 1.584% | 1.584% | 1.584% | 1.584%
Commercial_Office_Existing_Food Preparation_Natural Gas_Broiler | Commercial | Office | Existing | Food Preparation | Natural Gas | Broiler | bar: 2019 to 2051
Commercial_Office_Existing_Food Preparation_Natural Gas_Griddle | Commercial | Office | Existing | Food Preparation | Natural Gas | Griddle | 1.584% | 1.584% | 1.584% | 1.584% | 1.584% | 1.584% | 1.584% | 1.584% | 1.584% | 1.584% | 1.584% | 1.584% | 1.584% | 1.584% | 1.584% | 1.584% | 1.584% | 1.584% | 1.584% | 1.584% | 1.584% | 1.584% | 1.584% | 1.584% | 1.584% | 1.584% | 1.584% | 1.584% | 1.584% | 1.584% | 1.584% | 1.584% | 1.584%
Commercial_Office_Existing_Food Preparation_Natural Gas_Range | Commercial | Office | Existing | Food Preparation | Natural Gas | Range | 1.584% | 1.584% | 1.584% | 1.584% | 1.584% | 1.584% | 1.584% | 1.584% | 1.584% | 1.584% | 1.584% | 1.584% | 1.584% | 1.584% | 1.584% | 1.584% | 1.584% | 1.584% | 1.584% | 1.584% | 1.584% | 1.584% | 1.584% | 1.584% | 1.584% | 1.584% | 1.584% | 1.584% | 1.584% | 1.584% | 1.584% | 1.584% | 1.584%
Commercial_Office_Existing_Food Preparation_Natural Gas_Steamer | Commercial | Office | Existing | Food Preparation | Natural Gas | Steamer | bar: 2019 to 2051
Commercial_Office_Existing_Food Preparation_Natural Gas_Food Prep Other | Commercial | Office | Existing | Food Preparation | Natural Gas | Food Prep Other | bar: 2019 to 2051
Commercial_Office_Existing_Miscellaneous_Natural Gas_Pool Heater | Commercial | Office | Existing | Miscellaneous | Natural Gas | Pool Heater | bar: 2019 to 2051
Commercial_Office_Existing_Miscellaneous_Natural Gas_Miscellaneous | Commercial | Office | Existing | Miscellaneous | Natural Gas | Miscellaneous | 100% | 100% | 100% | 100% | 100% | 100% | 100% | 100% | 100% | 100% | 100% | 100% | 100% | 100% | 100% | 100% | 100% | 100% | 100% | 100% | 100% | 100% | 100% | 100% | 100% | 100% | 100% | 100% | 100% | 100% | 100% | 100% | 100%
Commercial_Office_New_Space Heating_Natural Gas_Furnace | Commercial | Office | New | Space Heating | Natural Gas | Furnace | 38.95% | 38.95% | 38.95% | 38.95% | 38.95% | 38.95% | 38.95% | 38.95% | 38.95% | 38.95% | 38.95% | 38.95% | 38.95% | 38.95% | 38.95% | 38.95% | 38.95% | 38.95% | 38.95% | 38.95% | 38.95% | 38.95% | 38.95% | 38.95% | 38.95% | 38.95% | 38.95% | 38.95% | 38.95% | 38.95% | 38.95% | 38.95% | 38.95%
Commercial_Office_New_Space Heating_Natural Gas_Boiler | Commercial | Office | New | Space Heating | Natural Gas | Boiler | 42.06% | 42.06% | 42.06% | 42.06% | 42.06% | 42.06% | 42.06% | 42.06% | 42.06% | 42.06% | 42.06% | 42.06% | 42.06% | 42.06% | 42.06% | 42.06% | 42.06% | 42.06% | 42.06% | 42.06% | 42.06% | 42.06% | 42.06% | 42.06% | 42.06% | 42.06% | 42.06% | 42.06% | 42.06% | 42.06% | 42.06% | 42.06% | 42.06%
Commercial_Office_New_Space Heating_Natural Gas_Unit Heater | Commercial | Office | New | Space Heating | Natural Gas | Unit Heater | 1.723% | 1.723% | 1.723% | 1.723% | 1.723% | 1.723% | 1.723% | 1.723% | 1.723% | 1.723% | 1.723% | 1.723% | 1.723% | 1.723% | 1.723% | 1.723% | 1.723% | 1.723% | 1.723% | 1.723% | 1.723% | 1.723% | 1.723% | 1.723% | 1.723% | 1.723% | 1.723% | 1.723% | 1.723% | 1.723% | 1.723% | 1.723% | 1.723%
Commercial_Office_New_Water Heating_Natural Gas_Water Heater | Commercial | Office | New | Water Heating | Natural Gas | Water Heater | 58.51% | 58.51% | 58.51% | 58.51% | 58.51% | 58.51% | 58.51% | 58.51% | 58.51% | 58.51% | 58.51% | 58.51% | 58.51% | 58.51% | 58.51% | 58.51% | 58.51% | 58.51% | 58.51% | 58.51% | 58.51% | 58.51% | 58.51% | 58.51% | 58.51% | 58.51% | 58.51% | 58.51% | 58.51% | 58.51% | 58.51% | 58.51% | 58.51%
Commercial_Office_New_Food Preparation_Natural Gas_Oven | Commercial | Office | New | Food Preparation | Natural Gas | Oven | 0.7922% | 0.7922% | 0.7922% | 0.7922% | 0.7922% | 0.7922% | 0.7922% | 0.7922% | 0.7922% | 0.7922% | 0.7922% | 0.7922% | 0.7922% | 0.7922% | 0.7922% | 0.7922% | 0.7922% | 0.7922% | 0.7922% | 0.7922% | 0.7922% | 0.7922% | 0.7922% | 0.7922% | 0.7922% | 0.7922% | 0.7922% | 0.7922% | 0.7922% | 0.7922% | 0.7922% | 0.7922% | 0.7922%
Commercial_Office_New_Food Preparation_Natural Gas_Conveyor Oven | Commercial | Office | New | Food Preparation | Natural Gas | Conveyor Oven | 0.3961% | 0.3961% | 0.3961% | 0.3961% | 0.3961% | 0.3961% | 0.3961% | 0.3961% | 0.3961% | 0.3961% | 0.3961% | 0.3961% | 0.3961% | 0.3961% | 0.3961% | 0.3961% | 0.3961% | 0.3961% | 0.3961% | 0.3961% | 0.3961% | 0.3961% | 0.3961% | 0.3961% | 0.3961% | 0.3961% | 0.3961% | 0.3961% | 0.3961% | 0.3961% | 0.3961% | 0.3961% | 0.3961%
Commercial_Office_New_Food Preparation_Natural Gas_Double Rack Oven | Commercial | Office | New | Food Preparation | Natural Gas | Double Rack Oven | 0.3961% | 0.3961% | 0.3961% | 0.3961% | 0.3961% | 0.3961% | 0.3961% | 0.3961% | 0.3961% | 0.3961% | 0.3961% | 0.3961% | 0.3961% | 0.3961% | 0.3961% | 0.3961% | 0.3961% | 0.3961% | 0.3961% | 0.3961% | 0.3961% | 0.3961% | 0.3961% | 0.3961% | 0.3961% | 0.3961% | 0.3961% | 0.3961% | 0.3961% | 0.3961% | 0.3961% | 0.3961% | 0.3961%
Commercial_Office_New_Food Preparation_Natural Gas_Fryer | Commercial | Office | New | Food Preparation | Natural Gas | Fryer | 1.584% | 1.584% | 1.584% | 1.584% | 1.584% | 1.584% | 1.584% | 1.584% | 1.584% | 1.584% | 1.584% | 1.584% | 1.584% | 1.584% | 1.584% | 1.584% | 1.584% | 1.584% | 1.584% | 1.584% | 1.584% | 1.584% | 1.584% | 1.584% | 1.584% | 1.584% | 1.584% | 1.584% | 1.584% | 1.584% | 1.584% | 1.584% | 1.584%
Commercial_Office_New_Food Preparation_Natural Gas_Broiler | Commercial | Office | New | Food Preparation | Natural Gas | Broiler | bar: 2019 to 2051
Commercial_Office_New_Food Preparation_Natural Gas_Griddle | Commercial | Office | New | Food Preparation | Natural Gas | Griddle | 1.584% | 1.584% | 1.584% | 1.584% | 1.584% | 1.584% | 1.584% | 1.584% | 1.584% | 1.584% | 1.584% | 1.584% | 1.584% | 1.584% | 1.584% | 1.584% | 1.584% | 1.584% | 1.584% | 1.584% | 1.584% | 1.584% | 1.584% | 1.584% | 1.584% | 1.584% | 1.584% | 1.584% | 1.584% | 1.584% | 1.584% | 1.584% | 1.584%
Commercial_Office_New_Food Preparation_Natural Gas_Range | Commercial | Office | New | Food Preparation | Natural Gas | Range | 1.584% | 1.584% | 1.584% | 1.584% | 1.584% | 1.584% | 1.584% | 1.584% | 1.584% | 1.584% | 1.584% | 1.584% | 1.584% | 1.584% | 1.584% | 1.584% | 1.584% | 1.584% | 1.584% | 1.584% | 1.584% | 1.584% | 1.584% | 1.584% | 1.584% | 1.584% | 1.584% | 1.584% | 1.584% | 1.584% | 1.584% | 1.584% | 1.584%
Commercial_Office_New_Food Preparation_Natural Gas_Steamer | Commercial | Office | New | Food Preparation | Natural Gas | Steamer | bar: 2019 to 2051
Commercial_Office_New_Food Preparation_Natural Gas_Food Prep Other | Commercial | Office | New | Food Preparation | Natural Gas | Food Prep Other | bar: 2019 to 2051
Commercial_Office_New_Miscellaneous_Natural Gas_Pool Heater | Commercial | Office | New | Miscellaneous | Natural Gas | Pool Heater | bar: 2019 to 2051
Commercial_Office_New_Miscellaneous_Natural Gas_Miscellaneous | Commercial | Office | New | Miscellaneous | Natural Gas | Miscellaneous | 100% | 100% | 100% | 100% | 100% | 100% | 100% | 100% | 100% | 100% | 100% | 100% | 100% | 100% | 100% | 100% | 100% | 100% | 100% | 100% | 100% | 100% | 100% | 100% | 100% | 100% | 100% | 100% | 100% | 100% | 100% | 100% | 100%
Commercial_Retail_Existing_Space Heating_Natural Gas_Furnace | Commercial | Retail | Existing | Space Heating | Natural Gas | Furnace | 77.52% | 77.52% | 77.52% | 77.52% | 77.52% | 77.52% | 77.52% | 77.52% | 77.52% | 77.52% | 77.52% | 77.52% | 77.52% | 77.52% | 77.52% | 77.52% | 77.52% | 77.52% | 77.52% | 77.52% | 77.52% | 77.52% | 77.52% | 77.52% | 77.52% | 77.52% | 77.52% | 77.52% | 77.52% | 77.52% | 77.52% | 77.52% | 77.52%
Commercial_Retail_Existing_Space Heating_Natural Gas_Boiler | Commercial | Retail | Existing | Space Heating | Natural Gas | Boiler | 3.566% | 3.566% | 3.566% | 3.566% | 3.566% | 3.566% | 3.566% | 3.566% | 3.566% | 3.566% | 3.566% | 3.566% | 3.566% | 3.566% | 3.566% | 3.566% | 3.566% | 3.566% | 3.566% | 3.566% | 3.566% | 3.566% | 3.566% | 3.566% | 3.566% | 3.566% | 3.566% | 3.566% | 3.566% | 3.566% | 3.566% | 3.566% | 3.566%
Commercial_Retail_Existing_Space Heating_Natural Gas_Unit Heater | Commercial | Retail | Existing | Space Heating | Natural Gas | Unit Heater | 7.737% | 7.737% | 7.737% | 7.737% | 7.737% | 7.737% | 7.737% | 7.737% | 7.737% | 7.737% | 7.737% | 7.737% | 7.737% | 7.737% | 7.737% | 7.737% | 7.737% | 7.737% | 7.737% | 7.737% | 7.737% | 7.737% | 7.737% | 7.737% | 7.737% | 7.737% | 7.737% | 7.737% | 7.737% | 7.737% | 7.737% | 7.737% | 7.737%
Commercial_Retail_Existing_Water Heating_Natural Gas_Water Heater | Commercial | Retail | Existing | Water Heating | Natural Gas | Water Heater | 42.78% | 42.78% | 42.78% | 42.78% | 42.78% | 42.78% | 42.78% | 42.78% | 42.78% | 42.78% | 42.78% | 42.78% | 42.78% | 42.78% | 42.78% | 42.78% | 42.78% | 42.78% | 42.78% | 42.78% | 42.78% | 42.78% | 42.78% | 42.78% | 42.78% | 42.78% | 42.78% | 42.78% | 42.78% | 42.78% | 42.78% | 42.78% | 42.78%
Commercial_Retail_Existing_Food Preparation_Natural Gas_Oven | Commercial | Retail | Existing | Food Preparation | Natural Gas | Oven | 1.647% | 1.647% | 1.647% | 1.647% | 1.647% | 1.647% | 1.647% | 1.647% | 1.647% | 1.647% | 1.647% | 1.647% | 1.647% | 1.647% | 1.647% | 1.647% | 1.647% | 1.647% | 1.647% | 1.647% | 1.647% | 1.647% | 1.647% | 1.647% | 1.647% | 1.647% | 1.647% | 1.647% | 1.647% | 1.647% | 1.647% | 1.647% | 1.647%
Commercial_Retail_Existing_Food Preparation_Natural Gas_Conveyor Oven | Commercial | Retail | Existing | Food Preparation | Natural Gas | Conveyor Oven | 0.8233% | 0.8233% | 0.8233% | 0.8233% | 0.8233% | 0.8233% | 0.8233% | 0.8233% | 0.8233% | 0.8233% | 0.8233% | 0.8233% | 0.8233% | 0.8233% | 0.8233% | 0.8233% | 0.8233% | 0.8233% | 0.8233% | 0.8233% | 0.8233% | 0.8233% | 0.8233% | 0.8233% | 0.8233% | 0.8233% | 0.8233% | 0.8233% | 0.8233% | 0.8233% | 0.8233% | 0.8233% | 0.8233%
Commercial_Retail_Existing_Food Preparation_Natural Gas_Double Rack Oven | Commercial | Retail | Existing | Food Preparation | Natural Gas | Double Rack Oven | 0.8233% | 0.8233% | 0.8233% | 0.8233% | 0.8233% | 0.8233% | 0.8233% | 0.8233% | 0.8233% | 0.8233% | 0.8233% | 0.8233% | 0.8233% | 0.8233% | 0.8233% | 0.8233% | 0.8233% | 0.8233% | 0.8233% | 0.8233% | 0.8233% | 0.8233% | 0.8233% | 0.8233% | 0.8233% | 0.8233% | 0.8233% | 0.8233% | 0.8233% | 0.8233% | 0.8233% | 0.8233% | 0.8233%
Commercial_Retail_Existing_Food Preparation_Natural Gas_Fryer | Commercial | Retail | Existing | Food Preparation | Natural Gas | Fryer | 3.293% | 3.293% | 3.293% | 3.293% | 3.293% | 3.293% | 3.293% | 3.293% | 3.293% | 3.293% | 3.293% | 3.293% | 3.293% | 3.293% | 3.293% | 3.293% | 3.293% | 3.293% | 3.293% | 3.293% | 3.293% | 3.293% | 3.293% | 3.293% | 3.293% | 3.293% | 3.293% | 3.293% | 3.293% | 3.293% | 3.293% | 3.293% | 3.293%
Commercial_Retail_Existing_Food Preparation_Natural Gas_Broiler | Commercial | Retail | Existing | Food Preparation | Natural Gas | Broiler | bar: 2019 to 2051
Commercial_Retail_Existing_Food Preparation_Natural Gas_Griddle | Commercial | Retail | Existing | Food Preparation | Natural Gas | Griddle | bar: 2019 to 2051
Commercial_Retail_Existing_Food Preparation_Natural Gas_Range | Commercial | Retail | Existing | Food Preparation | Natural Gas | Range | bar: 2019 to 2051
Commercial_Retail_Existing_Food Preparation_Natural Gas_Steamer | Commercial | Retail | Existing | Food Preparation | Natural Gas | Steamer | bar: 2019 to 2051
Commercial_Retail_Existing_Food Preparation_Natural Gas_Food Prep Other | Commercial | Retail | Existing | Food Preparation | Natural Gas | Food Prep Other | bar: 2019 to 2051
Commercial_Retail_Existing_Miscellaneous_Natural Gas_Pool Heater | Commercial | Retail | Existing | Miscellaneous | Natural Gas | Pool Heater | bar: 2019 to 2051
Commercial_Retail_Existing_Miscellaneous_Natural Gas_Miscellaneous | Commercial | Retail | Existing | Miscellaneous | Natural Gas | Miscellaneous | 100% | 100% | 100% | 100% | 100% | 100% | 100% | 100% | 100% | 100% | 100% | 100% | 100% | 100% | 100% | 100% | 100% | 100% | 100% | 100% | 100% | 100% | 100% | 100% | 100% | 100% | 100% | 100% | 100% | 100% | 100% | 100% | 100%
Commercial_Retail_New_Space Heating_Natural Gas_Furnace | Commercial | Retail | New | Space Heating | Natural Gas | Furnace | 77.52% | 77.52% | 77.52% | 77.52% | 77.52% | 77.52% | 77.52% | 77.52% | 77.52% | 77.52% | 77.52% | 77.52% | 77.52% | 77.52% | 77.52% | 77.52% | 77.52% | 77.52% | 77.52% | 77.52% | 77.52% | 77.52% | 77.52% | 77.52% | 77.52% | 77.52% | 77.52% | 77.52% | 77.52% | 77.52% | 77.52% | 77.52% | 77.52%
Commercial_Retail_New_Space Heating_Natural Gas_Boiler | Commercial | Retail | New | Space Heating | Natural Gas | Boiler | 3.566% | 3.566% | 3.566% | 3.566% | 3.566% | 3.566% | 3.566% | 3.566% | 3.566% | 3.566% | 3.566% | 3.566% | 3.566% | 3.566% | 3.566% | 3.566% | 3.566% | 3.566% | 3.566% | 3.566% | 3.566% | 3.566% | 3.566% | 3.566% | 3.566% | 3.566% | 3.566% | 3.566% | 3.566% | 3.566% | 3.566% | 3.566% | 3.566%
Commercial_Retail_New_Space Heating_Natural Gas_Unit Heater | Commercial | Retail | New | Space Heating | Natural Gas | Unit Heater | 7.737% | 7.737% | 7.737% | 7.737% | 7.737% | 7.737% | 7.737% | 7.737% | 7.737% | 7.737% | 7.737% | 7.737% | 7.737% | 7.737% | 7.737% | 7.737% | 7.737% | 7.737% | 7.737% | 7.737% | 7.737% | 7.737% | 7.737% | 7.737% | 7.737% | 7.737% | 7.737% | 7.737% | 7.737% | 7.737% | 7.737% | 7.737% | 7.737%
Commercial_Retail_New_Water Heating_Natural Gas_Water Heater | Commercial | Retail | New | Water Heating | Natural Gas | Water Heater | 42.78% | 42.78% | 42.78% | 42.78% | 42.78% | 42.78% | 42.78% | 42.78% | 42.78% | 42.78% | 42.78% | 42.78% | 42.78% | 42.78% | 42.78% | 42.78% | 42.78% | 42.78% | 42.78% | 42.78% | 42.78% | 42.78% | 42.78% | 42.78% | 42.78% | 42.78% | 42.78% | 42.78% | 42.78% | 42.78% | 42.78% | 42.78% | 42.78%
Commercial_Retail_New_Food Preparation_Natural Gas_Oven | Commercial | Retail | New | Food Preparation | Natural Gas | Oven | 1.647% | 1.647% | 1.647% | 1.647% | 1.647% | 1.647% | 1.647% | 1.647% | 1.647% | 1.647% | 1.647% | 1.647% | 1.647% | 1.647% | 1.647% | 1.647% | 1.647% | 1.647% | 1.647% | 1.647% | 1.647% | 1.647% | 1.647% | 1.647% | 1.647% | 1.647% | 1.647% | 1.647% | 1.647% | 1.647% | 1.647% | 1.647% | 1.647%
Commercial_Retail_New_Food Preparation_Natural Gas_Conveyor Oven | Commercial | Retail | New | Food Preparation | Natural Gas | Conveyor Oven | 0.8233% | 0.8233% | 0.8233% | 0.8233% | 0.8233% | 0.8233% | 0.8233% | 0.8233% | 0.8233% | 0.8233% | 0.8233% | 0.8233% | 0.8233% | 0.8233% | 0.8233% | 0.8233% | 0.8233% | 0.8233% | 0.8233% | 0.8233% | 0.8233% | 0.8233% | 0.8233% | 0.8233% | 0.8233% | 0.8233% | 0.8233% | 0.8233% | 0.8233% | 0.8233% | 0.8233% | 0.8233% | 0.8233%
Commercial_Retail_New_Food Preparation_Natural Gas_Double Rack Oven | Commercial | Retail | New | Food Preparation | Natural Gas | Double Rack Oven | 0.8233% | 0.8233% | 0.8233% | 0.8233% | 0.8233% | 0.8233% | 0.8233% | 0.8233% | 0.8233% | 0.8233% | 0.8233% | 0.8233% | 0.8233% | 0.8233% | 0.8233% | 0.8233% | 0.8233% | 0.8233% | 0.8233% | 0.8233% | 0.8233% | 0.8233% | 0.8233% | 0.8233% | 0.8233% | 0.8233% | 0.8233% | 0.8233% | 0.8233% | 0.8233% | 0.8233% | 0.8233% | 0.8233%
Commercial_Retail_New_Food Preparation_Natural Gas_Fryer | Commercial | Retail | New | Food Preparation | Natural Gas | Fryer | 3.293% | 3.293% | 3.293% | 3.293% | 3.293% | 3.293% | 3.293% | 3.293% | 3.293% | 3.293% | 3.293% | 3.293% | 3.293% | 3.293% | 3.293% | 3.293% | 3.293% | 3.293% | 3.293% | 3.293% | 3.293% | 3.293% | 3.293% | 3.293% | 3.293% | 3.293% | 3.293% | 3.293% | 3.293% | 3.293% | 3.293% | 3.293% | 3.293%
Commercial_Retail_New_Food Preparation_Natural Gas_Broiler | Commercial | Retail | New | Food Preparation | Natural Gas | Broiler | bar: 2019 to 2051
Commercial_Retail_New_Food Preparation_Natural Gas_Griddle | Commercial | Retail | New | Food Preparation | Natural Gas | Griddle | bar: 2019 to 2051
Commercial_Retail_New_Food Preparation_Natural Gas_Range | Commercial | Retail | New | Food Preparation | Natural Gas | Range | bar: 2019 to 2051
Commercial_Retail_New_Food Preparation_Natural Gas_Steamer | Commercial | Retail | New | Food Preparation | Natural Gas | Steamer | bar: 2019 to 2051
Commercial_Retail_New_Food Preparation_Natural Gas_Food Prep Other | Commercial | Retail | New | Food Preparation | Natural Gas | Food Prep Other | bar: 2019 to 2051
Commercial_Retail_New_Miscellaneous_Natural Gas_Pool Heater | Commercial | Retail | New | Miscellaneous | Natural Gas | Pool Heater | bar: 2019 to 2051
Commercial_Retail_New_Miscellaneous_Natural Gas_Miscellaneous | Commercial | Retail | New | Miscellaneous | Natural Gas | Miscellaneous | 100% | 100% | 100% | 100% | 100% | 100% | 100% | 100% | 100% | 100% | 100% | 100% | 100% | 100% | 100% | 100% | 100% | 100% | 100% | 100% | 100% | 100% | 100% | 100% | 100% | 100% | 100% | 100% | 100% | 100% | 100% | 100% | 100%
Commercial_Restaurant_Existing_Space Heating_Natural Gas_Furnace | Commercial | Restaurant | Existing | Space Heating | Natural Gas | Furnace | 71.72% | 71.72% | 71.72% | 71.72% | 71.72% | 71.72% | 71.72% | 71.72% | 71.72% | 71.72% | 71.72% | 71.72% | 71.72% | 71.72% | 71.72% | 71.72% | 71.72% | 71.72% | 71.72% | 71.72% | 71.72% | 71.72% | 71.72% | 71.72% | 71.72% | 71.72% | 71.72% | 71.72% | 71.72% | 71.72% | 71.72% | 71.72% | 71.72%
Commercial_Restaurant_Existing_Space Heating_Natural Gas_Boiler | Commercial | Restaurant | Existing | Space Heating | Natural Gas | Boiler | 0.3729% | 0.3729% | 0.3729% | 0.3729% | 0.3729% | 0.3729% | 0.3729% | 0.3729% | 0.3729% | 0.3729% | 0.3729% | 0.3729% | 0.3729% | 0.3729% | 0.3729% | 0.3729% | 0.3729% | 0.3729% | 0.3729% | 0.3729% | 0.3729% | 0.3729% | 0.3729% | 0.3729% | 0.3729% | 0.3729% | 0.3729% | 0.3729% | 0.3729% | 0.3729% | 0.3729% | 0.3729% | 0.3729%
Commercial_Restaurant_Existing_Space Heating_Natural Gas_Unit Heater | Commercial | Restaurant | Existing | Space Heating | Natural Gas | Unit Heater | 0.8953% | 0.8953% | 0.8953% | 0.8953% | 0.8953% | 0.8953% | 0.8953% | 0.8953% | 0.8953% | 0.8953% | 0.8953% | 0.8953% | 0.8953% | 0.8953% | 0.8953% | 0.8953% | 0.8953% | 0.8953% | 0.8953% | 0.8953% | 0.8953% | 0.8953% | 0.8953% | 0.8953% | 0.8953% | 0.8953% | 0.8953% | 0.8953% | 0.8953% | 0.8953% | 0.8953% | 0.8953% | 0.8953%
Commercial_Restaurant_Existing_Water Heating_Natural Gas_Water Heater | Commercial | Restaurant | Existing | Water Heating | Natural Gas | Water Heater | 63.3% | 63.3% | 63.3% | 63.3% | 63.3% | 63.3% | 63.3% | 63.3% | 63.3% | 63.3% | 63.3% | 63.3% | 63.3% | 63.3% | 63.3% | 63.3% | 63.3% | 63.3% | 63.3% | 63.3% | 63.3% | 63.3% | 63.3% | 63.3% | 63.3% | 63.3% | 63.3% | 63.3% | 63.3% | 63.3% | 63.3% | 63.3% | 63.3%
Commercial_Restaurant_Existing_Food Preparation_Natural Gas_Oven | Commercial | Restaurant | Existing | Food Preparation | Natural Gas | Oven | 6.516% | 6.516% | 6.516% | 6.516% | 6.516% | 6.516% | 6.516% | 6.516% | 6.516% | 6.516% | 6.516% | 6.516% | 6.516% | 6.516% | 6.516% | 6.516% | 6.516% | 6.516% | 6.516% | 6.516% | 6.516% | 6.516% | 6.516% | 6.516% | 6.516% | 6.516% | 6.516% | 6.516% | 6.516% | 6.516% | 6.516% | 6.516% | 6.516%
Commercial_Restaurant_Existing_Food Preparation_Natural Gas_Conveyor Oven | Commercial | Restaurant | Existing | Food Preparation | Natural Gas | Conveyor Oven | 3.258% | 3.258% | 3.258% | 3.258% | 3.258% | 3.258% | 3.258% | 3.258% | 3.258% | 3.258% | 3.258% | 3.258% | 3.258% | 3.258% | 3.258% | 3.258% | 3.258% | 3.258% | 3.258% | 3.258% | 3.258% | 3.258% | 3.258% | 3.258% | 3.258% | 3.258% | 3.258% | 3.258% | 3.258% | 3.258% | 3.258% | 3.258% | 3.258%
Commercial_Restaurant_Existing_Food Preparation_Natural Gas_Double Rack Oven | Commercial | Restaurant | Existing | Food Preparation | Natural Gas | Double Rack Oven | 3.258% | 3.258% | 3.258% | 3.258% | 3.258% | 3.258% | 3.258% | 3.258% | 3.258% | 3.258% | 3.258% | 3.258% | 3.258% | 3.258% | 3.258% | 3.258% | 3.258% | 3.258% | 3.258% | 3.258% | 3.258% | 3.258% | 3.258% | 3.258% | 3.258% | 3.258% | 3.258% | 3.258% | 3.258% | 3.258% | 3.258% | 3.258% | 3.258%
Commercial_Restaurant_Existing_Food Preparation_Natural Gas_Fryer | Commercial | Restaurant | Existing | Food Preparation | Natural Gas | Fryer | 85.08% | 85.08% | 85.08% | 85.08% | 85.08% | 85.08% | 85.08% | 85.08% | 85.08% | 85.08% | 85.08% | 85.08% | 85.08% | 85.08% | 85.08% | 85.08% | 85.08% | 85.08% | 85.08% | 85.08% | 85.08% | 85.08% | 85.08% | 85.08% | 85.08% | 85.08% | 85.08% | 85.08% | 85.08% | 85.08% | 85.08% | 85.08% | 85.08%
Commercial_Restaurant_Existing_Food Preparation_Natural Gas_Broiler | Commercial | Restaurant | Existing | Food Preparation | Natural Gas | Broiler | 76.87% | 76.87% | 76.87% | 76.87% | 76.87% | 76.87% | 76.87% | 76.87% | 76.87% | 76.87% | 76.87% | 76.87% | 76.87% | 76.87% | 76.87% | 76.87% | 76.87% | 76.87% | 76.87% | 76.87% | 76.87% | 76.87% | 76.87% | 76.87% | 76.87% | 76.87% | 76.87% | 76.87% | 76.87% | 76.87% | 76.87% | 76.87% | 76.87%
Commercial_Restaurant_Existing_Food Preparation_Natural Gas_Griddle | Commercial | Restaurant | Existing | Food Preparation | Natural Gas | Griddle | 87.83% | 87.83% | 87.83% | 87.83% | 87.83% | 87.83% | 87.83% | 87.83% | 87.83% | 87.83% | 87.83% | 87.83% | 87.83% | 87.83% | 87.83% | 87.83% | 87.83% | 87.83% | 87.83% | 87.83% | 87.83% | 87.83% | 87.83% | 87.83% | 87.83% | 87.83% | 87.83% | 87.83% | 87.83% | 87.83% | 87.83% | 87.83% | 87.83%
Commercial_Restaurant_Existing_Food Preparation_Natural Gas_Range | Commercial | Restaurant | Existing | Food Preparation | Natural Gas | Range | 81.41% | 81.41% | 81.41% | 81.41% | 81.41% | 81.41% | 81.41% | 81.41% | 81.41% | 81.41% | 81.41% | 81.41% | 81.41% | 81.41% | 81.41% | 81.41% | 81.41% | 81.41% | 81.41% | 81.41% | 81.41% | 81.41% | 81.41% | 81.41% | 81.41% | 81.41% | 81.41% | 81.41% | 81.41% | 81.41% | 81.41% | 81.41% | 81.41%
Commercial_Restaurant_Existing_Food Preparation_Natural Gas_Steamer | Commercial | Restaurant | Existing | Food Preparation | Natural Gas | Steamer | 5.63% | 5.63% | 5.63% | 5.63% | 5.63% | 5.63% | 5.63% | 5.63% | 5.63% | 5.63% | 5.63% | 5.63% | 5.63% | 5.63% | 5.63% | 5.63% | 5.63% | 5.63% | 5.63% | 5.63% | 5.63% | 5.63% | 5.63% | 5.63% | 5.63% | 5.63% | 5.63% | 5.63% | 5.63% | 5.63% | 5.63% | 5.63% | 5.63%
Commercial_Restaurant_Existing_Food Preparation_Natural Gas_Food Prep Other | Commercial | Restaurant | Existing | Food Preparation | Natural Gas | Food Prep Other | 0.3168% | 0.3168% | 0.3168% | 0.3168% | 0.3168% | 0.3168% | 0.3168% | 0.3168% | 0.3168% | 0.3168% | 0.3168% | 0.3168% | 0.3168% | 0.3168% | 0.3168% | 0.3168% | 0.3168% | 0.3168% | 0.3168% | 0.3168% | 0.3168% | 0.3168% | 0.3168% | 0.3168% | 0.3168% | 0.3168% | 0.3168% | 0.3168% | 0.3168% | 0.3168% | 0.3168% | 0.3168% | 0.3168%
Commercial_Restaurant_Existing_Miscellaneous_Natural Gas_Pool Heater | Commercial | Restaurant | Existing | Miscellaneous | Natural Gas | Pool Heater | bar: 2019 to 2051
Commercial_Restaurant_Existing_Miscellaneous_Natural Gas_Miscellaneous | Commercial | Restaurant | Existing | Miscellaneous | Natural Gas | Miscellaneous | 100% | 100% | 100% | 100% | 100% | 100% | 100% | 100% | 100% | 100% | 100% | 100% | 100% | 100% | 100% | 100% | 100% | 100% | 100% | 100% | 100% | 100% | 100% | 100% | 100% | 100% | 100% | 100% | 100% | 100% | 100% | 100% | 100%
Commercial_Restaurant_New_Space Heating_Natural Gas_Furnace | Commercial | Restaurant | New | Space Heating | Natural Gas | Furnace | 71.72% | 71.72% | 71.72% | 71.72% | 71.72% | 71.72% | 71.72% | 71.72% | 71.72% | 71.72% | 71.72% | 71.72% | 71.72% | 71.72% | 71.72% | 71.72% | 71.72% | 71.72% | 71.72% | 71.72% | 71.72% | 71.72% | 71.72% | 71.72% | 71.72% | 71.72% | 71.72% | 71.72% | 71.72% | 71.72% | 71.72% | 71.72% | 71.72%
Commercial_Restaurant_New_Space Heating_Natural Gas_Boiler | Commercial | Restaurant | New | Space Heating | Natural Gas | Boiler | 0.3729% | 0.3729% | 0.3729% | 0.3729% | 0.3729% | 0.3729% | 0.3729% | 0.3729% | 0.3729% | 0.3729% | 0.3729% | 0.3729% | 0.3729% | 0.3729% | 0.3729% | 0.3729% | 0.3729% | 0.3729% | 0.3729% | 0.3729% | 0.3729% | 0.3729% | 0.3729% | 0.3729% | 0.3729% | 0.3729% | 0.3729% | 0.3729% | 0.3729% | 0.3729% | 0.3729% | 0.3729% | 0.3729%
Commercial_Restaurant_New_Space Heating_Natural Gas_Unit Heater | Commercial | Restaurant | New | Space Heating | Natural Gas | Unit Heater | 0.8953% | 0.8953% | 0.8953% | 0.8953% | 0.8953% | 0.8953% | 0.8953% | 0.8953% | 0.8953% | 0.8953% | 0.8953% | 0.8953% | 0.8953% | 0.8953% | 0.8953% | 0.8953% | 0.8953% | 0.8953% | 0.8953% | 0.8953% | 0.8953% | 0.8953% | 0.8953% | 0.8953% | 0.8953% | 0.8953% | 0.8953% | 0.8953% | 0.8953% | 0.8953% | 0.8953% | 0.8953% | 0.8953%
Commercial_Restaurant_New_Water Heating_Natural Gas_Water Heater | Commercial | Restaurant | New | Water Heating | Natural Gas | Water Heater | 63.3% | 63.3% | 63.3% | 63.3% | 63.3% | 63.3% | 63.3% | 63.3% | 63.3% | 63.3% | 63.3% | 63.3% | 63.3% | 63.3% | 63.3% | 63.3% | 63.3% | 63.3% | 63.3% | 63.3% | 63.3% | 63.3% | 63.3% | 63.3% | 63.3% | 63.3% | 63.3% | 63.3% | 63.3% | 63.3% | 63.3% | 63.3% | 63.3%
Commercial_Restaurant_New_Food Preparation_Natural Gas_Oven | Commercial | Restaurant | New | Food Preparation | Natural Gas | Oven | 6.516% | 6.516% | 6.516% | 6.516% | 6.516% | 6.516% | 6.516% | 6.516% | 6.516% | 6.516% | 6.516% | 6.516% | 6.516% | 6.516% | 6.516% | 6.516% | 6.516% | 6.516% | 6.516% | 6.516% | 6.516% | 6.516% | 6.516% | 6.516% | 6.516% | 6.516% | 6.516% | 6.516% | 6.516% | 6.516% | 6.516% | 6.516% | 6.516%
Commercial_Restaurant_New_Food Preparation_Natural Gas_Conveyor Oven | Commercial | Restaurant | New | Food Preparation | Natural Gas | Conveyor Oven | 3.258% | 3.258% | 3.258% | 3.258% | 3.258% | 3.258% | 3.258% | 3.258% | 3.258% | 3.258% | 3.258% | 3.258% | 3.258% | 3.258% | 3.258% | 3.258% | 3.258% | 3.258% | 3.258% | 3.258% | 3.258% | 3.258% | 3.258% | 3.258% | 3.258% | 3.258% | 3.258% | 3.258% | 3.258% | 3.258% | 3.258% | 3.258% | 3.258%
Commercial_Restaurant_New_Food Preparation_Natural Gas_Double Rack Oven | Commercial | Restaurant | New | Food Preparation | Natural Gas | Double Rack Oven | 3.258% | 3.258% | 3.258% | 3.258% | 3.258% | 3.258% | 3.258% | 3.258% | 3.258% | 3.258% | 3.258% | 3.258% | 3.258% | 3.258% | 3.258% | 3.258% | 3.258% | 3.258% | 3.258% | 3.258% | 3.258% | 3.258% | 3.258% | 3.258% | 3.258% | 3.258% | 3.258% | 3.258% | 3.258% | 3.258% | 3.258% | 3.258% | 3.258%
Commercial_Restaurant_New_Food Preparation_Natural Gas_Fryer | Commercial | Restaurant | New | Food Preparation | Natural Gas | Fryer | 85.08% | 85.08% | 85.08% | 85.08% | 85.08% | 85.08% | 85.08% | 85.08% | 85.08% | 85.08% | 85.08% | 85.08% | 85.08% | 85.08% | 85.08% | 85.08% | 85.08% | 85.08% | 85.08% | 85.08% | 85.08% | 85.08% | 85.08% | 85.08% | 85.08% | 85.08% | 85.08% | 85.08% | 85.08% | 85.08% | 85.08% | 85.08% | 85.08%
Commercial_Restaurant_New_Food Preparation_Natural Gas_Broiler | Commercial | Restaurant | New | Food Preparation | Natural Gas | Broiler | 76.87% | 76.87% | 76.87% | 76.87% | 76.87% | 76.87% | 76.87% | 76.87% | 76.87% | 76.87% | 76.87% | 76.87% | 76.87% | 76.87% | 76.87% | 76.87% | 76.87% | 76.87% | 76.87% | 76.87% | 76.87% | 76.87% | 76.87% | 76.87% | 76.87% | 76.87% | 76.87% | 76.87% | 76.87% | 76.87% | 76.87% | 76.87% | 76.87%
Commercial_Restaurant_New_Food Preparation_Natural Gas_Griddle | Commercial | Restaurant | New | Food Preparation | Natural Gas | Griddle | 87.83% | 87.83% | 87.83% | 87.83% | 87.83% | 87.83% | 87.83% | 87.83% | 87.83% | 87.83% | 87.83% | 87.83% | 87.83% | 87.83% | 87.83% | 87.83% | 87.83% | 87.83% | 87.83% | 87.83% | 87.83% | 87.83% | 87.83% | 87.83% | 87.83% | 87.83% | 87.83% | 87.83% | 87.83% | 87.83% | 87.83% | 87.83% | 87.83%
Commercial_Restaurant_New_Food Preparation_Natural Gas_Range | Commercial | Restaurant | New | Food Preparation | Natural Gas | Range | 81.41% | 81.41% | 81.41% | 81.41% | 81.41% | 81.41% | 81.41% | 81.41% | 81.41% | 81.41% | 81.41% | 81.41% | 81.41% | 81.41% | 81.41% | 81.41% | 81.41% | 81.41% | 81.41% | 81.41% | 81.41% | 81.41% | 81.41% | 81.41% | 81.41% | 81.41% | 81.41% | 81.41% | 81.41% | 81.41% | 81.41% | 81.41% | 81.41%
Commercial_Restaurant_New_Food Preparation_Natural Gas_Steamer | Commercial | Restaurant | New | Food Preparation | Natural Gas | Steamer | 5.63% | 5.63% | 5.63% | 5.63% | 5.63% | 5.63% | 5.63% | 5.63% | 5.63% | 5.63% | 5.63% | 5.63% | 5.63% | 5.63% | 5.63% | 5.63% | 5.63% | 5.63% | 5.63% | 5.63% | 5.63% | 5.63% | 5.63% | 5.63% | 5.63% | 5.63% | 5.63% | 5.63% | 5.63% | 5.63% | 5.63% | 5.63% | 5.63%
Commercial_Restaurant_New_Food Preparation_Natural Gas_Food Prep Other | Commercial | Restaurant | New | Food Preparation | Natural Gas | Food Prep Other | 0.3168% | 0.3168% | 0.3168% | 0.3168% | 0.3168% | 0.3168% | 0.3168% | 0.3168% | 0.3168% | 0.3168% | 0.3168% | 0.3168% | 0.3168% | 0.3168% | 0.3168% | 0.3168% | 0.3168% | 0.3168% | 0.3168% | 0.3168% | 0.3168% | 0.3168% | 0.3168% | 0.3168% | 0.3168% | 0.3168% | 0.3168% | 0.3168% | 0.3168% | 0.3168% | 0.3168% | 0.3168% | 0.3168%
Commercial_Restaurant_New_Miscellaneous_Natural Gas_Pool Heater | Commercial | Restaurant | New | Miscellaneous | Natural Gas | Pool Heater | bar: 2019 to 2051
Commercial_Restaurant_New_Miscellaneous_Natural Gas_Miscellaneous | Commercial | Restaurant | New | Miscellaneous | Natural Gas | Miscellaneous | 100% | 100% | 100% | 100% | 100% | 100% | 100% | 100% | 100% | 100% | 100% | 100% | 100% | 100% | 100% | 100% | 100% | 100% | 100% | 100% | 100% | 100% | 100% | 100% | 100% | 100% | 100% | 100% | 100% | 100% | 100% | 100% | 100%
Commercial_Grocery_Existing_Space Heating_Natural Gas_Furnace | Commercial | Grocery | Existing | Space Heating | Natural Gas | Furnace | 82.31% | 82.31% | 82.31% | 82.31% | 82.31% | 82.31% | 82.31% | 82.31% | 82.31% | 82.31% | 82.31% | 82.31% | 82.31% | 82.31% | 82.31% | 82.31% | 82.31% | 82.31% | 82.31% | 82.31% | 82.31% | 82.31% | 82.31% | 82.31% | 82.31% | 82.31% | 82.31% | 82.31% | 82.31% | 82.31% | 82.31% | 82.31% | 82.31%
Commercial_Grocery_Existing_Space Heating_Natural Gas_Boiler | Commercial | Grocery | Existing | Space Heating | Natural Gas | Boiler | 0.5494% | 0.5494% | 0.5494% | 0.5494% | 0.5494% | 0.5494% | 0.5494% | 0.5494% | 0.5494% | 0.5494% | 0.5494% | 0.5494% | 0.5494% | 0.5494% | 0.5494% | 0.5494% | 0.5494% | 0.5494% | 0.5494% | 0.5494% | 0.5494% | 0.5494% | 0.5494% | 0.5494% | 0.5494% | 0.5494% | 0.5494% | 0.5494% | 0.5494% | 0.5494% | 0.5494% | 0.5494% | 0.5494%
Commercial_Grocery_Existing_Space Heating_Natural Gas_Unit Heater | Commercial | Grocery | Existing | Space Heating | Natural Gas | Unit Heater | bar: 2019 to 2051
Commercial_Grocery_Existing_Water Heating_Natural Gas_Water Heater | Commercial | Grocery | Existing | Water Heating | Natural Gas | Water Heater | 62.47% | 62.47% | 62.47% | 62.47% | 62.47% | 62.47% | 62.47% | 62.47% | 62.47% | 62.47% | 62.47% | 62.47% | 62.47% | 62.47% | 62.47% | 62.47% | 62.47% | 62.47% | 62.47% | 62.47% | 62.47% | 62.47% | 62.47% | 62.47% | 62.47% | 62.47% | 62.47% | 62.47% | 62.47% | 62.47% | 62.47% | 62.47% | 62.47%
Commercial_Grocery_Existing_Food Preparation_Natural Gas_Oven | Commercial | Grocery | Existing | Food Preparation | Natural Gas | Oven | 14.32% | 14.32% | 14.32% | 14.32% | 14.32% | 14.32% | 14.32% | 14.32% | 14.32% | 14.32% | 14.32% | 14.32% | 14.32% | 14.32% | 14.32% | 14.32% | 14.32% | 14.32% | 14.32% | 14.32% | 14.32% | 14.32% | 14.32% | 14.32% | 14.32% | 14.32% | 14.32% | 14.32% | 14.32% | 14.32% | 14.32% | 14.32% | 14.32%
Commercial_Grocery_Existing_Food Preparation_Natural Gas_Conveyor Oven | Commercial | Grocery | Existing | Food Preparation | Natural Gas | Conveyor Oven | 7.161% | 7.161% | 7.161% | 7.161% | 7.161% | 7.161% | 7.161% | 7.161% | 7.161% | 7.161% | 7.161% | 7.161% | 7.161% | 7.161% | 7.161% | 7.161% | 7.161% | 7.161% | 7.161% | 7.161% | 7.161% | 7.161% | 7.161% | 7.161% | 7.161% | 7.161% | 7.161% | 7.161% | 7.161% | 7.161% | 7.161% | 7.161% | 7.161%
Commercial_Grocery_Existing_Food Preparation_Natural Gas_Double Rack Oven | Commercial | Grocery | Existing | Food Preparation | Natural Gas | Double Rack Oven | 7.161% | 7.161% | 7.161% | 7.161% | 7.161% | 7.161% | 7.161% | 7.161% | 7.161% | 7.161% | 7.161% | 7.161% | 7.161% | 7.161% | 7.161% | 7.161% | 7.161% | 7.161% | 7.161% | 7.161% | 7.161% | 7.161% | 7.161% | 7.161% | 7.161% | 7.161% | 7.161% | 7.161% | 7.161% | 7.161% | 7.161% | 7.161% | 7.161%
Commercial_Grocery_Existing_Food Preparation_Natural Gas_Fryer | Commercial | Grocery | Existing | Food Preparation | Natural Gas | Fryer | 28.64% | 28.64% | 28.64% | 28.64% | 28.64% | 28.64% | 28.64% | 28.64% | 28.64% | 28.64% | 28.64% | 28.64% | 28.64% | 28.64% | 28.64% | 28.64% | 28.64% | 28.64% | 28.64% | 28.64% | 28.64% | 28.64% | 28.64% | 28.64% | 28.64% | 28.64% | 28.64% | 28.64% | 28.64% | 28.64% | 28.64% | 28.64% | 28.64%
Commercial_Grocery_Existing_Food Preparation_Natural Gas_Broiler | Commercial | Grocery | Existing | Food Preparation | Natural Gas | Broiler | bar: 2019 to 2051
Commercial_Grocery_Existing_Food Preparation_Natural Gas_Griddle | Commercial | Grocery | Existing | Food Preparation | Natural Gas | Griddle | 28.64% | 28.64% | 28.64% | 28.64% | 28.64% | 28.64% | 28.64% | 28.64% | 28.64% | 28.64% | 28.64% | 28.64% | 28.64% | 28.64% | 28.64% | 28.64% | 28.64% | 28.64% | 28.64% | 28.64% | 28.64% | 28.64% | 28.64% | 28.64% | 28.64% | 28.64% | 28.64% | 28.64% | 28.64% | 28.64% | 28.64% | 28.64% | 28.64%
Commercial_Grocery_Existing_Food Preparation_Natural Gas_Range | Commercial | Grocery | Existing | Food Preparation | Natural Gas | Range | 28.64% | 28.64% | 28.64% | 28.64% | 28.64% | 28.64% | 28.64% | 28.64% | 28.64% | 28.64% | 28.64% | 28.64% | 28.64% | 28.64% | 28.64% | 28.64% | 28.64% | 28.64% | 28.64% | 28.64% | 28.64% | 28.64% | 28.64% | 28.64% | 28.64% | 28.64% | 28.64% | 28.64% | 28.64% | 28.64% | 28.64% | 28.64% | 28.64%
Commercial_Grocery_Existing_Food Preparation_Natural Gas_Steamer | Commercial | Grocery | Existing | Food Preparation | Natural Gas | Steamer | 1.408% | 1.408% | 1.408% | 1.408% | 1.408% | 1.408% | 1.408% | 1.408% | 1.408% | 1.408% | 1.408% | 1.408% | 1.408% | 1.408% | 1.408% | 1.408% | 1.408% | 1.408% | 1.408% | 1.408% | 1.408% | 1.408% | 1.408% | 1.408% | 1.408% | 1.408% | 1.408% | 1.408% | 1.408% | 1.408% | 1.408% | 1.408% | 1.408%
Commercial_Grocery_Existing_Food Preparation_Natural Gas_Food Prep Other | Commercial | Grocery | Existing | Food Preparation | Natural Gas | Food Prep Other | bar: 2019 to 2051
Commercial_Grocery_Existing_Miscellaneous_Natural Gas_Pool Heater | Commercial | Grocery | Existing | Miscellaneous | Natural Gas | Pool Heater | bar: 2019 to 2051
Commercial_Grocery_Existing_Miscellaneous_Natural Gas_Miscellaneous | Commercial | Grocery | Existing | Miscellaneous | Natural Gas | Miscellaneous | 100% | 100% | 100% | 100% | 100% | 100% | 100% | 100% | 100% | 100% | 100% | 100% | 100% | 100% | 100% | 100% | 100% | 100% | 100% | 100% | 100% | 100% | 100% | 100% | 100% | 100% | 100% | 100% | 100% | 100% | 100% | 100% | 100%
Commercial_Grocery_New_Space Heating_Natural Gas_Furnace | Commercial | Grocery | New | Space Heating | Natural Gas | Furnace | 82.31% | 82.31% | 82.31% | 82.31% | 82.31% | 82.31% | 82.31% | 82.31% | 82.31% | 82.31% | 82.31% | 82.31% | 82.31% | 82.31% | 82.31% | 82.31% | 82.31% | 82.31% | 82.31% | 82.31% | 82.31% | 82.31% | 82.31% | 82.31% | 82.31% | 82.31% | 82.31% | 82.31% | 82.31% | 82.31% | 82.31% | 82.31% | 82.31%
Commercial_Grocery_New_Space Heating_Natural Gas_Boiler | Commercial | Grocery | New | Space Heating | Natural Gas | Boiler | 0.5494% | 0.5494% | 0.5494% | 0.5494% | 0.5494% | 0.5494% | 0.5494% | 0.5494% | 0.5494% | 0.5494% | 0.5494% | 0.5494% | 0.5494% | 0.5494% | 0.5494% | 0.5494% | 0.5494% | 0.5494% | 0.5494% | 0.5494% | 0.5494% | 0.5494% | 0.5494% | 0.5494% | 0.5494% | 0.5494% | 0.5494% | 0.5494% | 0.5494% | 0.5494% | 0.5494% | 0.5494% | 0.5494%
Commercial_Grocery_New_Space Heating_Natural Gas_Unit Heater | Commercial | Grocery | New | Space Heating | Natural Gas | Unit Heater | bar: 2019 to 2051
Commercial_Grocery_New_Water Heating_Natural Gas_Water Heater | Commercial | Grocery | New | Water Heating | Natural Gas | Water Heater | 62.47% | 62.47% | 62.47% | 62.47% | 62.47% | 62.47% | 62.47% | 62.47% | 62.47% | 62.47% | 62.47% | 62.47% | 62.47% | 62.47% | 62.47% | 62.47% | 62.47% | 62.47% | 62.47% | 62.47% | 62.47% | 62.47% | 62.47% | 62.47% | 62.47% | 62.47% | 62.47% | 62.47% | 62.47% | 62.47% | 62.47% | 62.47% | 62.47%
Commercial_Grocery_New_Food Preparation_Natural Gas_Oven | Commercial | Grocery | New | Food Preparation | Natural Gas | Oven | 14.32% | 14.32% | 14.32% | 14.32% | 14.32% | 14.32% | 14.32% | 14.32% | 14.32% | 14.32% | 14.32% | 14.32% | 14.32% | 14.32% | 14.32% | 14.32% | 14.32% | 14.32% | 14.32% | 14.32% | 14.32% | 14.32% | 14.32% | 14.32% | 14.32% | 14.32% | 14.32% | 14.32% | 14.32% | 14.32% | 14.32% | 14.32% | 14.32%
Commercial_Grocery_New_Food Preparation_Natural Gas_Conveyor Oven | Commercial | Grocery | New | Food Preparation | Natural Gas | Conveyor Oven | 7.161% | 7.161% | 7.161% | 7.161% | 7.161% | 7.161% | 7.161% | 7.161% | 7.161% | 7.161% | 7.161% | 7.161% | 7.161% | 7.161% | 7.161% | 7.161% | 7.161% | 7.161% | 7.161% | 7.161% | 7.161% | 7.161% | 7.161% | 7.161% | 7.161% | 7.161% | 7.161% | 7.161% | 7.161% | 7.161% | 7.161% | 7.161% | 7.161%
Commercial_Grocery_New_Food Preparation_Natural Gas_Double Rack Oven | Commercial | Grocery | New | Food Preparation | Natural Gas | Double Rack Oven | 7.161% | 7.161% | 7.161% | 7.161% | 7.161% | 7.161% | 7.161% | 7.161% | 7.161% | 7.161% | 7.161% | 7.161% | 7.161% | 7.161% | 7.161% | 7.161% | 7.161% | 7.161% | 7.161% | 7.161% | 7.161% | 7.161% | 7.161% | 7.161% | 7.161% | 7.161% | 7.161% | 7.161% | 7.161% | 7.161% | 7.161% | 7.161% | 7.161%
Commercial_Grocery_New_Food Preparation_Natural Gas_Fryer | Commercial | Grocery | New | Food Preparation | Natural Gas | Fryer | 28.64% | 28.64% | 28.64% | 28.64% | 28.64% | 28.64% | 28.64% | 28.64% | 28.64% | 28.64% | 28.64% | 28.64% | 28.64% | 28.64% | 28.64% | 28.64% | 28.64% | 28.64% | 28.64% | 28.64% | 28.64% | 28.64% | 28.64% | 28.64% | 28.64% | 28.64% | 28.64% | 28.64% | 28.64% | 28.64% | 28.64% | 28.64% | 28.64%
Commercial_Grocery_New_Food Preparation_Natural Gas_Broiler | Commercial | Grocery | New | Food Preparation | Natural Gas | Broiler | bar: 2019 to 2051
Commercial_Grocery_New_Food Preparation_Natural Gas_Griddle | Commercial | Grocery | New | Food Preparation | Natural Gas | Griddle | 28.64% | 28.64% | 28.64% | 28.64% | 28.64% | 28.64% | 28.64% | 28.64% | 28.64% | 28.64% | 28.64% | 28.64% | 28.64% | 28.64% | 28.64% | 28.64% | 28.64% | 28.64% | 28.64% | 28.64% | 28.64% | 28.64% | 28.64% | 28.64% | 28.64% | 28.64% | 28.64% | 28.64% | 28.64% | 28.64% | 28.64% | 28.64% | 28.64%
Commercial_Grocery_New_Food Preparation_Natural Gas_Range | Commercial | Grocery | New | Food Preparation | Natural Gas | Range | 28.64% | 28.64% | 28.64% | 28.64% | 28.64% | 28.64% | 28.64% | 28.64% | 28.64% | 28.64% | 28.64% | 28.64% | 28.64% | 28.64% | 28.64% | 28.64% | 28.64% | 28.64% | 28.64% | 28.64% | 28.64% | 28.64% | 28.64% | 28.64% | 28.64% | 28.64% | 28.64% | 28.64% | 28.64% | 28.64% | 28.64% | 28.64% | 28.64%
Commercial_Grocery_New_Food Preparation_Natural Gas_Steamer | Commercial | Grocery | New | Food Preparation | Natural Gas | Steamer | 1.408% | 1.408% | 1.408% | 1.408% | 1.408% | 1.408% | 1.408% | 1.408% | 1.408% | 1.408% | 1.408% | 1.408% | 1.408% | 1.408% | 1.408% | 1.408% | 1.408% | 1.408% | 1.408% | 1.408% | 1.408% | 1.408% | 1.408% | 1.408% | 1.408% | 1.408% | 1.408% | 1.408% | 1.408% | 1.408% | 1.408% | 1.408% | 1.408%
Commercial_Grocery_New_Food Preparation_Natural Gas_Food Prep Other | Commercial | Grocery | New | Food Preparation | Natural Gas | Food Prep Other | bar: 2019 to 2051
Commercial_Grocery_New_Miscellaneous_Natural Gas_Pool Heater | Commercial | Grocery | New | Miscellaneous | Natural Gas | Pool Heater | bar: 2019 to 2051
Commercial_Grocery_New_Miscellaneous_Natural Gas_Miscellaneous | Commercial | Grocery | New | Miscellaneous | Natural Gas | Miscellaneous | 100% | 100% | 100% | 100% | 100% | 100% | 100% | 100% | 100% | 100% | 100% | 100% | 100% | 100% | 100% | 100% | 100% | 100% | 100% | 100% | 100% | 100% | 100% | 100% | 100% | 100% | 100% | 100% | 100% | 100% | 100% | 100% | 100%
Commercial_School_Existing_Space Heating_Natural Gas_Furnace | Commercial | School | Existing | Space Heating | Natural Gas | Furnace | 24.29% | 24.29% | 24.29% | 24.29% | 24.29% | 24.29% | 24.29% | 24.29% | 24.29% | 24.29% | 24.29% | 24.29% | 24.29% | 24.29% | 24.29% | 24.29% | 24.29% | 24.29% | 24.29% | 24.29% | 24.29% | 24.29% | 24.29% | 24.29% | 24.29% | 24.29% | 24.29% | 24.29% | 24.29% | 24.29% | 24.29% | 24.29% | 24.29%
Commercial_School_Existing_Space Heating_Natural Gas_Boiler | Commercial | School | Existing | Space Heating | Natural Gas | Boiler | 59.65% | 59.65% | 59.65% | 59.65% | 59.65% | 59.65% | 59.65% | 59.65% | 59.65% | 59.65% | 59.65% | 59.65% | 59.65% | 59.65% | 59.65% | 59.65% | 59.65% | 59.65% | 59.65% | 59.65% | 59.65% | 59.65% | 59.65% | 59.65% | 59.65% | 59.65% | 59.65% | 59.65% | 59.65% | 59.65% | 59.65% | 59.65% | 59.65%
Commercial_School_Existing_Space Heating_Natural Gas_Unit Heater | Commercial | School | Existing | Space Heating | Natural Gas | Unit Heater | 4.267% | 4.267% | 4.267% | 4.267% | 4.267% | 4.267% | 4.267% | 4.267% | 4.267% | 4.267% | 4.267% | 4.267% | 4.267% | 4.267% | 4.267% | 4.267% | 4.267% | 4.267% | 4.267% | 4.267% | 4.267% | 4.267% | 4.267% | 4.267% | 4.267% | 4.267% | 4.267% | 4.267% | 4.267% | 4.267% | 4.267% | 4.267% | 4.267%
Commercial_School_Existing_Water Heating_Natural Gas_Water Heater | Commercial | School | Existing | Water Heating | Natural Gas | Water Heater | 87.23% | 87.23% | 87.23% | 87.23% | 87.23% | 87.23% | 87.23% | 87.23% | 87.23% | 87.23% | 87.23% | 87.23% | 87.23% | 87.23% | 87.23% | 87.23% | 87.23% | 87.23% | 87.23% | 87.23% | 87.23% | 87.23% | 87.23% | 87.23% | 87.23% | 87.23% | 87.23% | 87.23% | 87.23% | 87.23% | 87.23% | 87.23% | 87.23%
Commercial_School_Existing_Food Preparation_Natural Gas_Oven | Commercial | School | Existing | Food Preparation | Natural Gas | Oven | 8.361% | 8.361% | 8.361% | 8.361% | 8.361% | 8.361% | 8.361% | 8.361% | 8.361% | 8.361% | 8.361% | 8.361% | 8.361% | 8.361% | 8.361% | 8.361% | 8.361% | 8.361% | 8.361% | 8.361% | 8.361% | 8.361% | 8.361% | 8.361% | 8.361% | 8.361% | 8.361% | 8.361% | 8.361% | 8.361% | 8.361% | 8.361% | 8.361%
Commercial_School_Existing_Food Preparation_Natural Gas_Conveyor Oven | Commercial | School | Existing | Food Preparation | Natural Gas | Conveyor Oven | 4.18% | 4.18% | 4.18% | 4.18% | 4.18% | 4.18% | 4.18% | 4.18% | 4.18% | 4.18% | 4.18% | 4.18% | 4.18% | 4.18% | 4.18% | 4.18% | 4.18% | 4.18% | 4.18% | 4.18% | 4.18% | 4.18% | 4.18% | 4.18% | 4.18% | 4.18% | 4.18% | 4.18% | 4.18% | 4.18% | 4.18% | 4.18% | 4.18%
Commercial_School_Existing_Food Preparation_Natural Gas_Double Rack Oven | Commercial | School | Existing | Food Preparation | Natural Gas | Double Rack Oven | 4.18% | 4.18% | 4.18% | 4.18% | 4.18% | 4.18% | 4.18% | 4.18% | 4.18% | 4.18% | 4.18% | 4.18% | 4.18% | 4.18% | 4.18% | 4.18% | 4.18% | 4.18% | 4.18% | 4.18% | 4.18% | 4.18% | 4.18% | 4.18% | 4.18% | 4.18% | 4.18% | 4.18% | 4.18% | 4.18% | 4.18% | 4.18% | 4.18%
Commercial_School_Existing_Food Preparation_Natural Gas_Fryer | Commercial | School | Existing | Food Preparation | Natural Gas | Fryer | 10.82% | 10.82% | 10.82% | 10.82% | 10.82% | 10.82% | 10.82% | 10.82% | 10.82% | 10.82% | 10.82% | 10.82% | 10.82% | 10.82% | 10.82% | 10.82% | 10.82% | 10.82% | 10.82% | 10.82% | 10.82% | 10.82% | 10.82% | 10.82% | 10.82% | 10.82% | 10.82% | 10.82% | 10.82% | 10.82% | 10.82% | 10.82% | 10.82%
Commercial_School_Existing_Food Preparation_Natural Gas_Broiler | Commercial | School | Existing | Food Preparation | Natural Gas | Broiler | 16.72% | 16.72% | 16.72% | 16.72% | 16.72% | 16.72% | 16.72% | 16.72% | 16.72% | 16.72% | 16.72% | 16.72% | 16.72% | 16.72% | 16.72% | 16.72% | 16.72% | 16.72% | 16.72% | 16.72% | 16.72% | 16.72% | 16.72% | 16.72% | 16.72% | 16.72% | 16.72% | 16.72% | 16.72% | 16.72% | 16.72% | 16.72% | 16.72%
Commercial_School_Existing_Food Preparation_Natural Gas_Griddle | Commercial | School | Existing | Food Preparation | Natural Gas | Griddle | 23.61% | 23.61% | 23.61% | 23.61% | 23.61% | 23.61% | 23.61% | 23.61% | 23.61% | 23.61% | 23.61% | 23.61% | 23.61% | 23.61% | 23.61% | 23.61% | 23.61% | 23.61% | 23.61% | 23.61% | 23.61% | 23.61% | 23.61% | 23.61% | 23.61% | 23.61% | 23.61% | 23.61% | 23.61% | 23.61% | 23.61% | 23.61% | 23.61%
Commercial_School_Existing_Food Preparation_Natural Gas_Range | Commercial | School | Existing | Food Preparation | Natural Gas | Range | 29.18% | 29.18% | 29.18% | 29.18% | 29.18% | 29.18% | 29.18% | 29.18% | 29.18% | 29.18% | 29.18% | 29.18% | 29.18% | 29.18% | 29.18% | 29.18% | 29.18% | 29.18% | 29.18% | 29.18% | 29.18% | 29.18% | 29.18% | 29.18% | 29.18% | 29.18% | 29.18% | 29.18% | 29.18% | 29.18% | 29.18% | 29.18% | 29.18%
Commercial_School_Existing_Food Preparation_Natural Gas_Steamer | Commercial | School | Existing | Food Preparation | Natural Gas | Steamer | 10.49% | 10.49% | 10.49% | 10.49% | 10.49% | 10.49% | 10.49% | 10.49% | 10.49% | 10.49% | 10.49% | 10.49% | 10.49% | 10.49% | 10.49% | 10.49% | 10.49% | 10.49% | 10.49% | 10.49% | 10.49% | 10.49% | 10.49% | 10.49% | 10.49% | 10.49% | 10.49% | 10.49% | 10.49% | 10.49% | 10.49% | 10.49% | 10.49%
Commercial_School_Existing_Food Preparation_Natural Gas_Food Prep Other | Commercial | School | Existing | Food Preparation | Natural Gas | Food Prep Other | 1.311% | 1.311% | 1.311% | 1.311% | 1.311% | 1.311% | 1.311% | 1.311% | 1.311% | 1.311% | 1.311% | 1.311% | 1.311% | 1.311% | 1.311% | 1.311% | 1.311% | 1.311% | 1.311% | 1.311% | 1.311% | 1.311% | 1.311% | 1.311% | 1.311% | 1.311% | 1.311% | 1.311% | 1.311% | 1.311% | 1.311% | 1.311% | 1.311%
Commercial_School_Existing_Miscellaneous_Natural Gas_Pool Heater | Commercial | School | Existing | Miscellaneous | Natural Gas | Pool Heater | 0.3037% | 0.3037% | 0.3037% | 0.3037% | 0.3037% | 0.3037% | 0.3037% | 0.3037% | 0.3037% | 0.3037% | 0.3037% | 0.3037% | 0.3037% | 0.3037% | 0.3037% | 0.3037% | 0.3037% | 0.3037% | 0.3037% | 0.3037% | 0.3037% | 0.3037% | 0.3037% | 0.3037% | 0.3037% | 0.3037% | 0.3037% | 0.3037% | 0.3037% | 0.3037% | 0.3037% | 0.3037% | 0.3037%
Commercial_School_Existing_Miscellaneous_Natural Gas_Miscellaneous | Commercial | School | Existing | Miscellaneous | Natural Gas | Miscellaneous | 100% | 100% | 100% | 100% | 100% | 100% | 100% | 100% | 100% | 100% | 100% | 100% | 100% | 100% | 100% | 100% | 100% | 100% | 100% | 100% | 100% | 100% | 100% | 100% | 100% | 100% | 100% | 100% | 100% | 100% | 100% | 100% | 100%
Commercial_School_New_Space Heating_Natural Gas_Furnace | Commercial | School | New | Space Heating | Natural Gas | Furnace | 24.29% | 24.29% | 24.29% | 24.29% | 24.29% | 24.29% | 24.29% | 24.29% | 24.29% | 24.29% | 24.29% | 24.29% | 24.29% | 24.29% | 24.29% | 24.29% | 24.29% | 24.29% | 24.29% | 24.29% | 24.29% | 24.29% | 24.29% | 24.29% | 24.29% | 24.29% | 24.29% | 24.29% | 24.29% | 24.29% | 24.29% | 24.29% | 24.29%
Commercial_School_New_Space Heating_Natural Gas_Boiler | Commercial | School | New | Space Heating | Natural Gas | Boiler | 59.65% | 59.65% | 59.65% | 59.65% | 59.65% | 59.65% | 59.65% | 59.65% | 59.65% | 59.65% | 59.65% | 59.65% | 59.65% | 59.65% | 59.65% | 59.65% | 59.65% | 59.65% | 59.65% | 59.65% | 59.65% | 59.65% | 59.65% | 59.65% | 59.65% | 59.65% | 59.65% | 59.65% | 59.65% | 59.65% | 59.65% | 59.65% | 59.65%
Commercial_School_New_Space Heating_Natural Gas_Unit Heater | Commercial | School | New | Space Heating | Natural Gas | Unit Heater | 4.267% | 4.267% | 4.267% | 4.267% | 4.267% | 4.267% | 4.267% | 4.267% | 4.267% | 4.267% | 4.267% | 4.267% | 4.267% | 4.267% | 4.267% | 4.267% | 4.267% | 4.267% | 4.267% | 4.267% | 4.267% | 4.267% | 4.267% | 4.267% | 4.267% | 4.267% | 4.267% | 4.267% | 4.267% | 4.267% | 4.267% | 4.267% | 4.267%
Commercial_School_New_Water Heating_Natural Gas_Water Heater | Commercial | School | New | Water Heating | Natural Gas | Water Heater | 87.23% | 87.23% | 87.23% | 87.23% | 87.23% | 87.23% | 87.23% | 87.23% | 87.23% | 87.23% | 87.23% | 87.23% | 87.23% | 87.23% | 87.23% | 87.23% | 87.23% | 87.23% | 87.23% | 87.23% | 87.23% | 87.23% | 87.23% | 87.23% | 87.23% | 87.23% | 87.23% | 87.23% | 87.23% | 87.23% | 87.23% | 87.23% | 87.23%
Commercial_School_New_Food Preparation_Natural Gas_Oven | Commercial | School | New | Food Preparation | Natural Gas | Oven | 8.361% | 8.361% | 8.361% | 8.361% | 8.361% | 8.361% | 8.361% | 8.361% | 8.361% | 8.361% | 8.361% | 8.361% | 8.361% | 8.361% | 8.361% | 8.361% | 8.361% | 8.361% | 8.361% | 8.361% | 8.361% | 8.361% | 8.361% | 8.361% | 8.361% | 8.361% | 8.361% | 8.361% | 8.361% | 8.361% | 8.361% | 8.361% | 8.361%
Commercial_School_New_Food Preparation_Natural Gas_Conveyor Oven | Commercial | School | New | Food Preparation | Natural Gas | Conveyor Oven | 4.18% | 4.18% | 4.18% | 4.18% | 4.18% | 4.18% | 4.18% | 4.18% | 4.18% | 4.18% | 4.18% | 4.18% | 4.18% | 4.18% | 4.18% | 4.18% | 4.18% | 4.18% | 4.18% | 4.18% | 4.18% | 4.18% | 4.18% | 4.18% | 4.18% | 4.18% | 4.18% | 4.18% | 4.18% | 4.18% | 4.18% | 4.18% | 4.18%
Commercial_School_New_Food Preparation_Natural Gas_Double Rack Oven | Commercial | School | New | Food Preparation | Natural Gas | Double Rack Oven | 4.18% | 4.18% | 4.18% | 4.18% | 4.18% | 4.18% | 4.18% | 4.18% | 4.18% | 4.18% | 4.18% | 4.18% | 4.18% | 4.18% | 4.18% | 4.18% | 4.18% | 4.18% | 4.18% | 4.18% | 4.18% | 4.18% | 4.18% | 4.18% | 4.18% | 4.18% | 4.18% | 4.18% | 4.18% | 4.18% | 4.18% | 4.18% | 4.18%
Commercial_School_New_Food Preparation_Natural Gas_Fryer | Commercial | School | New | Food Preparation | Natural Gas | Fryer | 10.82% | 10.82% | 10.82% | 10.82% | 10.82% | 10.82% | 10.82% | 10.82% | 10.82% | 10.82% | 10.82% | 10.82% | 10.82% | 10.82% | 10.82% | 10.82% | 10.82% | 10.82% | 10.82% | 10.82% | 10.82% | 10.82% | 10.82% | 10.82% | 10.82% | 10.82% | 10.82% | 10.82% | 10.82% | 10.82% | 10.82% | 10.82% | 10.82%
Commercial_School_New_Food Preparation_Natural Gas_Broiler | Commercial | School | New | Food Preparation | Natural Gas | Broiler | 16.72% | 16.72% | 16.72% | 16.72% | 16.72% | 16.72% | 16.72% | 16.72% | 16.72% | 16.72% | 16.72% | 16.72% | 16.72% | 16.72% | 16.72% | 16.72% | 16.72% | 16.72% | 16.72% | 16.72% | 16.72% | 16.72% | 16.72% | 16.72% | 16.72% | 16.72% | 16.72% | 16.72% | 16.72% | 16.72% | 16.72% | 16.72% | 16.72%
Commercial_School_New_Food Preparation_Natural Gas_Griddle | Commercial | School | New | Food Preparation | Natural Gas | Griddle | 23.61% | 23.61% | 23.61% | 23.61% | 23.61% | 23.61% | 23.61% | 23.61% | 23.61% | 23.61% | 23.61% | 23.61% | 23.61% | 23.61% | 23.61% | 23.61% | 23.61% | 23.61% | 23.61% | 23.61% | 23.61% | 23.61% | 23.61% | 23.61% | 23.61% | 23.61% | 23.61% | 23.61% | 23.61% | 23.61% | 23.61% | 23.61% | 23.61%
Commercial_School_New_Food Preparation_Natural Gas_Range | Commercial | School | New | Food Preparation | Natural Gas | Range | 29.18% | 29.18% | 29.18% | 29.18% | 29.18% | 29.18% | 29.18% | 29.18% | 29.18% | 29.18% | 29.18% | 29.18% | 29.18% | 29.18% | 29.18% | 29.18% | 29.18% | 29.18% | 29.18% | 29.18% | 29.18% | 29.18% | 29.18% | 29.18% | 29.18% | 29.18% | 29.18% | 29.18% | 29.18% | 29.18% | 29.18% | 29.18% | 29.18%
Commercial_School_New_Food Preparation_Natural Gas_Steamer | Commercial | School | New | Food Preparation | Natural Gas | Steamer | 10.49% | 10.49% | 10.49% | 10.49% | 10.49% | 10.49% | 10.49% | 10.49% | 10.49% | 10.49% | 10.49% | 10.49% | 10.49% | 10.49% | 10.49% | 10.49% | 10.49% | 10.49% | 10.49% | 10.49% | 10.49% | 10.49% | 10.49% | 10.49% | 10.49% | 10.49% | 10.49% | 10.49% | 10.49% | 10.49% | 10.49% | 10.49% | 10.49%
Commercial_School_New_Food Preparation_Natural Gas_Food Prep Other | Commercial | School | New | Food Preparation | Natural Gas | Food Prep Other | 1.311% | 1.311% | 1.311% | 1.311% | 1.311% | 1.311% | 1.311% | 1.311% | 1.311% | 1.311% | 1.311% | 1.311% | 1.311% | 1.311% | 1.311% | 1.311% | 1.311% | 1.311% | 1.311% | 1.311% | 1.311% | 1.311% | 1.311% | 1.311% | 1.311% | 1.311% | 1.311% | 1.311% | 1.311% | 1.311% | 1.311% | 1.311% | 1.311%
Commercial_School_New_Miscellaneous_Natural Gas_Pool Heater | Commercial | School | New | Miscellaneous | Natural Gas | Pool Heater | 0.3037% | 0.3037% | 0.3037% | 0.3037% | 0.3037% | 0.3037% | 0.3037% | 0.3037% | 0.3037% | 0.3037% | 0.3037% | 0.3037% | 0.3037% | 0.3037% | 0.3037% | 0.3037% | 0.3037% | 0.3037% | 0.3037% | 0.3037% | 0.3037% | 0.3037% | 0.3037% | 0.3037% | 0.3037% | 0.3037% | 0.3037% | 0.3037% | 0.3037% | 0.3037% | 0.3037% | 0.3037% | 0.3037%
Commercial_School_New_Miscellaneous_Natural Gas_Miscellaneous | Commercial | School | New | Miscellaneous | Natural Gas | Miscellaneous | 100% | 100% | 100% | 100% | 100% | 100% | 100% | 100% | 100% | 100% | 100% | 100% | 100% | 100% | 100% | 100% | 100% | 100% | 100% | 100% | 100% | 100% | 100% | 100% | 100% | 100% | 100% | 100% | 100% | 100% | 100% | 100% | 100%
Commercial_College_Existing_Space Heating_Natural Gas_Furnace | Commercial | College | Existing | Space Heating | Natural Gas | Furnace | 9.257% | 9.257% | 9.257% | 9.257% | 9.257% | 9.257% | 9.257% | 9.257% | 9.257% | 9.257% | 9.257% | 9.257% | 9.257% | 9.257% | 9.257% | 9.257% | 9.257% | 9.257% | 9.257% | 9.257% | 9.257% | 9.257% | 9.257% | 9.257% | 9.257% | 9.257% | 9.257% | 9.257% | 9.257% | 9.257% | 9.257% | 9.257% | 9.257%
Commercial_College_Existing_Space Heating_Natural Gas_Boiler | Commercial | College | Existing | Space Heating | Natural Gas | Boiler | 78.96% | 78.96% | 78.96% | 78.96% | 78.96% | 78.96% | 78.96% | 78.96% | 78.96% | 78.96% | 78.96% | 78.96% | 78.96% | 78.96% | 78.96% | 78.96% | 78.96% | 78.96% | 78.96% | 78.96% | 78.96% | 78.96% | 78.96% | 78.96% | 78.96% | 78.96% | 78.96% | 78.96% | 78.96% | 78.96% | 78.96% | 78.96% | 78.96%
Commercial_College_Existing_Space Heating_Natural Gas_Unit Heater | Commercial | College | Existing | Space Heating | Natural Gas | Unit Heater | bar: 2019 to 2051
Commercial_College_Existing_Water Heating_Natural Gas_Water Heater | Commercial | College | Existing | Water Heating | Natural Gas | Water Heater | 87.23% | 87.23% | 87.23% | 87.23% | 87.23% | 87.23% | 87.23% | 87.23% | 87.23% | 87.23% | 87.23% | 87.23% | 87.23% | 87.23% | 87.23% | 87.23% | 87.23% | 87.23% | 87.23% | 87.23% | 87.23% | 87.23% | 87.23% | 87.23% | 87.23% | 87.23% | 87.23% | 87.23% | 87.23% | 87.23% | 87.23% | 87.23% | 87.23%
Commercial_College_Existing_Food Preparation_Natural Gas_Oven | Commercial | College | Existing | Food Preparation | Natural Gas | Oven | 8.361% | 8.361% | 8.361% | 8.361% | 8.361% | 8.361% | 8.361% | 8.361% | 8.361% | 8.361% | 8.361% | 8.361% | 8.361% | 8.361% | 8.361% | 8.361% | 8.361% | 8.361% | 8.361% | 8.361% | 8.361% | 8.361% | 8.361% | 8.361% | 8.361% | 8.361% | 8.361% | 8.361% | 8.361% | 8.361% | 8.361% | 8.361% | 8.361%
Commercial_College_Existing_Food Preparation_Natural Gas_Conveyor Oven | Commercial | College | Existing | Food Preparation | Natural Gas | Conveyor Oven | 4.18% | 4.18% | 4.18% | 4.18% | 4.18% | 4.18% | 4.18% | 4.18% | 4.18% | 4.18% | 4.18% | 4.18% | 4.18% | 4.18% | 4.18% | 4.18% | 4.18% | 4.18% | 4.18% | 4.18% | 4.18% | 4.18% | 4.18% | 4.18% | 4.18% | 4.18% | 4.18% | 4.18% | 4.18% | 4.18% | 4.18% | 4.18% | 4.18%
Commercial_College_Existing_Food Preparation_Natural Gas_Double Rack Oven | Commercial | College | Existing | Food Preparation | Natural Gas | Double Rack Oven | 4.18% | 4.18% | 4.18% | 4.18% | 4.18% | 4.18% | 4.18% | 4.18% | 4.18% | 4.18% | 4.18% | 4.18% | 4.18% | 4.18% | 4.18% | 4.18% | 4.18% | 4.18% | 4.18% | 4.18% | 4.18% | 4.18% | 4.18% | 4.18% | 4.18% | 4.18% | 4.18% | 4.18% | 4.18% | 4.18% | 4.18% | 4.18% | 4.18%
Commercial_College_Existing_Food Preparation_Natural Gas_Fryer | Commercial | College | Existing | Food Preparation | Natural Gas | Fryer | 10.82% | 10.82% | 10.82% | 10.82% | 10.82% | 10.82% | 10.82% | 10.82% | 10.82% | 10.82% | 10.82% | 10.82% | 10.82% | 10.82% | 10.82% | 10.82% | 10.82% | 10.82% | 10.82% | 10.82% | 10.82% | 10.82% | 10.82% | 10.82% | 10.82% | 10.82% | 10.82% | 10.82% | 10.82% | 10.82% | 10.82% | 10.82% | 10.82%
Commercial_College_Existing_Food Preparation_Natural Gas_Broiler | Commercial | College | Existing | Food Preparation | Natural Gas | Broiler | 16.72% | 16.72% | 16.72% | 16.72% | 16.72% | 16.72% | 16.72% | 16.72% | 16.72% | 16.72% | 16.72% | 16.72% | 16.72% | 16.72% | 16.72% | 16.72% | 16.72% | 16.72% | 16.72% | 16.72% | 16.72% | 16.72% | 16.72% | 16.72% | 16.72% | 16.72% | 16.72% | 16.72% | 16.72% | 16.72% | 16.72% | 16.72% | 16.72%
Commercial_College_Existing_Food Preparation_Natural Gas_Griddle | Commercial | College | Existing | Food Preparation | Natural Gas | Griddle | 23.61% | 23.61% | 23.61% | 23.61% | 23.61% | 23.61% | 23.61% | 23.61% | 23.61% | 23.61% | 23.61% | 23.61% | 23.61% | 23.61% | 23.61% | 23.61% | 23.61% | 23.61% | 23.61% | 23.61% | 23.61% | 23.61% | 23.61% | 23.61% | 23.61% | 23.61% | 23.61% | 23.61% | 23.61% | 23.61% | 23.61% | 23.61% | 23.61%
Commercial_College_Existing_Food Preparation_Natural Gas_Range | Commercial | College | Existing | Food Preparation | Natural Gas | Range | 29.18% | 29.18% | 29.18% | 29.18% | 29.18% | 29.18% | 29.18% | 29.18% | 29.18% | 29.18% | 29.18% | 29.18% | 29.18% | 29.18% | 29.18% | 29.18% | 29.18% | 29.18% | 29.18% | 29.18% | 29.18% | 29.18% | 29.18% | 29.18% | 29.18% | 29.18% | 29.18% | 29.18% | 29.18% | 29.18% | 29.18% | 29.18% | 29.18%
Commercial_College_Existing_Food Preparation_Natural Gas_Steamer | Commercial | College | Existing | Food Preparation | Natural Gas | Steamer | 10.49% | 10.49% | 10.49% | 10.49% | 10.49% | 10.49% | 10.49% | 10.49% | 10.49% | 10.49% | 10.49% | 10.49% | 10.49% | 10.49% | 10.49% | 10.49% | 10.49% | 10.49% | 10.49% | 10.49% | 10.49% | 10.49% | 10.49% | 10.49% | 10.49% | 10.49% | 10.49% | 10.49% | 10.49% | 10.49% | 10.49% | 10.49% | 10.49%
Commercial_College_Existing_Food Preparation_Natural Gas_Food Prep Other | Commercial | College | Existing | Food Preparation | Natural Gas | Food Prep Other | 1.311% | 1.311% | 1.311% | 1.311% | 1.311% | 1.311% | 1.311% | 1.311% | 1.311% | 1.311% | 1.311% | 1.311% | 1.311% | 1.311% | 1.311% | 1.311% | 1.311% | 1.311% | 1.311% | 1.311% | 1.311% | 1.311% | 1.311% | 1.311% | 1.311% | 1.311% | 1.311% | 1.311% | 1.311% | 1.311% | 1.311% | 1.311% | 1.311%
Commercial_College_Existing_Miscellaneous_Natural Gas_Pool Heater | Commercial | College | Existing | Miscellaneous | Natural Gas | Pool Heater | 1.215% | 1.215% | 1.215% | 1.215% | 1.215% | 1.215% | 1.215% | 1.215% | 1.215% | 1.215% | 1.215% | 1.215% | 1.215% | 1.215% | 1.215% | 1.215% | 1.215% | 1.215% | 1.215% | 1.215% | 1.215% | 1.215% | 1.215% | 1.215% | 1.215% | 1.215% | 1.215% | 1.215% | 1.215% | 1.215% | 1.215% | 1.215% | 1.215%
Commercial_College_Existing_Miscellaneous_Natural Gas_Miscellaneous | Commercial | College | Existing | Miscellaneous | Natural Gas | Miscellaneous | 100% | 100% | 100% | 100% | 100% | 100% | 100% | 100% | 100% | 100% | 100% | 100% | 100% | 100% | 100% | 100% | 100% | 100% | 100% | 100% | 100% | 100% | 100% | 100% | 100% | 100% | 100% | 100% | 100% | 100% | 100% | 100% | 100%
Commercial_College_New_Space Heating_Natural Gas_Furnace | Commercial | College | New | Space Heating | Natural Gas | Furnace | 9.257% | 9.257% | 9.257% | 9.257% | 9.257% | 9.257% | 9.257% | 9.257% | 9.257% | 9.257% | 9.257% | 9.257% | 9.257% | 9.257% | 9.257% | 9.257% | 9.257% | 9.257% | 9.257% | 9.257% | 9.257% | 9.257% | 9.257% | 9.257% | 9.257% | 9.257% | 9.257% | 9.257% | 9.257% | 9.257% | 9.257% | 9.257% | 9.257%
Commercial_College_New_Space Heating_Natural Gas_Boiler | Commercial | College | New | Space Heating | Natural Gas | Boiler | 78.96% | 78.96% | 78.96% | 78.96% | 78.96% | 78.96% | 78.96% | 78.96% | 78.96% | 78.96% | 78.96% | 78.96% | 78.96% | 78.96% | 78.96% | 78.96% | 78.96% | 78.96% | 78.96% | 78.96% | 78.96% | 78.96% | 78.96% | 78.96% | 78.96% | 78.96% | 78.96% | 78.96% | 78.96% | 78.96% | 78.96% | 78.96% | 78.96%
Commercial_College_New_Space Heating_Natural Gas_Unit Heater | Commercial | College | New | Space Heating | Natural Gas | Unit Heater | bar: 2019 to 2051
Commercial_College_New_Water Heating_Natural Gas_Water Heater | Commercial | College | New | Water Heating | Natural Gas | Water Heater | 87.23% | 87.23% | 87.23% | 87.23% | 87.23% | 87.23% | 87.23% | 87.23% | 87.23% | 87.23% | 87.23% | 87.23% | 87.23% | 87.23% | 87.23% | 87.23% | 87.23% | 87.23% | 87.23% | 87.23% | 87.23% | 87.23% | 87.23% | 87.23% | 87.23% | 87.23% | 87.23% | 87.23% | 87.23% | 87.23% | 87.23% | 87.23% | 87.23%
Commercial_College_New_Food Preparation_Natural Gas_Oven | Commercial | College | New | Food Preparation | Natural Gas | Oven | 8.361% | 8.361% | 8.361% | 8.361% | 8.361% | 8.361% | 8.361% | 8.361% | 8.361% | 8.361% | 8.361% | 8.361% | 8.361% | 8.361% | 8.361% | 8.361% | 8.361% | 8.361% | 8.361% | 8.361% | 8.361% | 8.361% | 8.361% | 8.361% | 8.361% | 8.361% | 8.361% | 8.361% | 8.361% | 8.361% | 8.361% | 8.361% | 8.361%
Commercial_College_New_Food Preparation_Natural Gas_Conveyor Oven | Commercial | College | New | Food Preparation | Natural Gas | Conveyor Oven | 4.18% | 4.18% | 4.18% | 4.18% | 4.18% | 4.18% | 4.18% | 4.18% | 4.18% | 4.18% | 4.18% | 4.18% | 4.18% | 4.18% | 4.18% | 4.18% | 4.18% | 4.18% | 4.18% | 4.18% | 4.18% | 4.18% | 4.18% | 4.18% | 4.18% | 4.18% | 4.18% | 4.18% | 4.18% | 4.18% | 4.18% | 4.18% | 4.18%
Commercial_College_New_Food Preparation_Natural Gas_Double Rack Oven | Commercial | College | New | Food Preparation | Natural Gas | Double Rack Oven | 4.18% | 4.18% | 4.18% | 4.18% | 4.18% | 4.18% | 4.18% | 4.18% | 4.18% | 4.18% | 4.18% | 4.18% | 4.18% | 4.18% | 4.18% | 4.18% | 4.18% | 4.18% | 4.18% | 4.18% | 4.18% | 4.18% | 4.18% | 4.18% | 4.18% | 4.18% | 4.18% | 4.18% | 4.18% | 4.18% | 4.18% | 4.18% | 4.18%
Commercial_College_New_Food Preparation_Natural Gas_Fryer | Commercial | College | New | Food Preparation | Natural Gas | Fryer | 10.82% | 10.82% | 10.82% | 10.82% | 10.82% | 10.82% | 10.82% | 10.82% | 10.82% | 10.82% | 10.82% | 10.82% | 10.82% | 10.82% | 10.82% | 10.82% | 10.82% | 10.82% | 10.82% | 10.82% | 10.82% | 10.82% | 10.82% | 10.82% | 10.82% | 10.82% | 10.82% | 10.82% | 10.82% | 10.82% | 10.82% | 10.82% | 10.82%
Commercial_College_New_Food Preparation_Natural Gas_Broiler | Commercial | College | New | Food Preparation | Natural Gas | Broiler | 16.72% | 16.72% | 16.72% | 16.72% | 16.72% | 16.72% | 16.72% | 16.72% | 16.72% | 16.72% | 16.72% | 16.72% | 16.72% | 16.72% | 16.72% | 16.72% | 16.72% | 16.72% | 16.72% | 16.72% | 16.72% | 16.72% | 16.72% | 16.72% | 16.72% | 16.72% | 16.72% | 16.72% | 16.72% | 16.72% | 16.72% | 16.72% | 16.72%
Commercial_College_New_Food Preparation_Natural Gas_Griddle | Commercial | College | New | Food Preparation | Natural Gas | Griddle | 23.61% | 23.61% | 23.61% | 23.61% | 23.61% | 23.61% | 23.61% | 23.61% | 23.61% | 23.61% | 23.61% | 23.61% | 23.61% | 23.61% | 23.61% | 23.61% | 23.61% | 23.61% | 23.61% | 23.61% | 23.61% | 23.61% | 23.61% | 23.61% | 23.61% | 23.61% | 23.61% | 23.61% | 23.61% | 23.61% | 23.61% | 23.61% | 23.61%
Commercial_College_New_Food Preparation_Natural Gas_Range | Commercial | College | New | Food Preparation | Natural Gas | Range | 29.18% | 29.18% | 29.18% | 29.18% | 29.18% | 29.18% | 29.18% | 29.18% | 29.18% | 29.18% | 29.18% | 29.18% | 29.18% | 29.18% | 29.18% | 29.18% | 29.18% | 29.18% | 29.18% | 29.18% | 29.18% | 29.18% | 29.18% | 29.18% | 29.18% | 29.18% | 29.18% | 29.18% | 29.18% | 29.18% | 29.18% | 29.18% | 29.18%
Commercial_College_New_Food Preparation_Natural Gas_Steamer | Commercial | College | New | Food Preparation | Natural Gas | Steamer | 10.49% | 10.49% | 10.49% | 10.49% | 10.49% | 10.49% | 10.49% | 10.49% | 10.49% | 10.49% | 10.49% | 10.49% | 10.49% | 10.49% | 10.49% | 10.49% | 10.49% | 10.49% | 10.49% | 10.49% | 10.49% | 10.49% | 10.49% | 10.49% | 10.49% | 10.49% | 10.49% | 10.49% | 10.49% | 10.49% | 10.49% | 10.49% | 10.49%
Commercial_College_New_Food Preparation_Natural Gas_Food Prep Other | Commercial | College | New | Food Preparation | Natural Gas | Food Prep Other | 1.311% | 1.311% | 1.311% | 1.311% | 1.311% | 1.311% | 1.311% | 1.311% | 1.311% | 1.311% | 1.311% | 1.311% | 1.311% | 1.311% | 1.311% | 1.311% | 1.311% | 1.311% | 1.311% | 1.311% | 1.311% | 1.311% | 1.311% | 1.311% | 1.311% | 1.311% | 1.311% | 1.311% | 1.311% | 1.311% | 1.311% | 1.311% | 1.311%
Commercial_College_New_Miscellaneous_Natural Gas_Pool Heater | Commercial | College | New | Miscellaneous | Natural Gas | Pool Heater | 1.215% | 1.215% | 1.215% | 1.215% | 1.215% | 1.215% | 1.215% | 1.215% | 1.215% | 1.215% | 1.215% | 1.215% | 1.215% | 1.215% | 1.215% | 1.215% | 1.215% | 1.215% | 1.215% | 1.215% | 1.215% | 1.215% | 1.215% | 1.215% | 1.215% | 1.215% | 1.215% | 1.215% | 1.215% | 1.215% | 1.215% | 1.215% | 1.215%
Commercial_College_New_Miscellaneous_Natural Gas_Miscellaneous | Commercial | College | New | Miscellaneous | Natural Gas | Miscellaneous | 100% | 100% | 100% | 100% | 100% | 100% | 100% | 100% | 100% | 100% | 100% | 100% | 100% | 100% | 100% | 100% | 100% | 100% | 100% | 100% | 100% | 100% | 100% | 100% | 100% | 100% | 100% | 100% | 100% | 100% | 100% | 100% | 100%
Commercial_Hospital_Existing_Space Heating_Natural Gas_Furnace | Commercial | Hospital | Existing | Space Heating | Natural Gas | Furnace | 13.82% | 13.82% | 13.82% | 13.82% | 13.82% | 13.82% | 13.82% | 13.82% | 13.82% | 13.82% | 13.82% | 13.82% | 13.82% | 13.82% | 13.82% | 13.82% | 13.82% | 13.82% | 13.82% | 13.82% | 13.82% | 13.82% | 13.82% | 13.82% | 13.82% | 13.82% | 13.82% | 13.82% | 13.82% | 13.82% | 13.82% | 13.82% | 13.82%
Commercial_Hospital_Existing_Space Heating_Natural Gas_Boiler | Commercial | Hospital | Existing | Space Heating | Natural Gas | Boiler | 77.89% | 77.89% | 77.89% | 77.89% | 77.89% | 77.89% | 77.89% | 77.89% | 77.89% | 77.89% | 77.89% | 77.89% | 77.89% | 77.89% | 77.89% | 77.89% | 77.89% | 77.89% | 77.89% | 77.89% | 77.89% | 77.89% | 77.89% | 77.89% | 77.89% | 77.89% | 77.89% | 77.89% | 77.89% | 77.89% | 77.89% | 77.89% | 77.89%
Commercial_Hospital_Existing_Space Heating_Natural Gas_Unit Heater | Commercial | Hospital | Existing | Space Heating | Natural Gas | Unit Heater | bar: 2019 to 2051
Commercial_Hospital_Existing_Water Heating_Natural Gas_Water Heater | Commercial | Hospital | Existing | Water Heating | Natural Gas | Water Heater | 80.97% | 80.97% | 80.97% | 80.97% | 80.97% | 80.97% | 80.97% | 80.97% | 80.97% | 80.97% | 80.97% | 80.97% | 80.97% | 80.97% | 80.97% | 80.97% | 80.97% | 80.97% | 80.97% | 80.97% | 80.97% | 80.97% | 80.97% | 80.97% | 80.97% | 80.97% | 80.97% | 80.97% | 80.97% | 80.97% | 80.97% | 80.97% | 80.97%
Commercial_Hospital_Existing_Food Preparation_Natural Gas_Oven | Commercial | Hospital | Existing | Food Preparation | Natural Gas | Oven | 1.976% | 1.976% | 1.976% | 1.976% | 1.976% | 1.976% | 1.976% | 1.976% | 1.976% | 1.976% | 1.976% | 1.976% | 1.976% | 1.976% | 1.976% | 1.976% | 1.976% | 1.976% | 1.976% | 1.976% | 1.976% | 1.976% | 1.976% | 1.976% | 1.976% | 1.976% | 1.976% | 1.976% | 1.976% | 1.976% | 1.976% | 1.976% | 1.976%
Commercial_Hospital_Existing_Food Preparation_Natural Gas_Conveyor Oven | Commercial | Hospital | Existing | Food Preparation | Natural Gas | Conveyor Oven | 0.988% | 0.988% | 0.988% | 0.988% | 0.988% | 0.988% | 0.988% | 0.988% | 0.988% | 0.988% | 0.988% | 0.988% | 0.988% | 0.988% | 0.988% | 0.988% | 0.988% | 0.988% | 0.988% | 0.988% | 0.988% | 0.988% | 0.988% | 0.988% | 0.988% | 0.988% | 0.988% | 0.988% | 0.988% | 0.988% | 0.988% | 0.988% | 0.988%
Commercial_Hospital_Existing_Food Preparation_Natural Gas_Double Rack Oven | Commercial | Hospital | Existing | Food Preparation | Natural Gas | Double Rack Oven | 0.988% | 0.988% | 0.988% | 0.988% | 0.988% | 0.988% | 0.988% | 0.988% | 0.988% | 0.988% | 0.988% | 0.988% | 0.988% | 0.988% | 0.988% | 0.988% | 0.988% | 0.988% | 0.988% | 0.988% | 0.988% | 0.988% | 0.988% | 0.988% | 0.988% | 0.988% | 0.988% | 0.988% | 0.988% | 0.988% | 0.988% | 0.988% | 0.988%
Commercial_Hospital_Existing_Food Preparation_Natural Gas_Fryer | Commercial | Hospital | Existing | Food Preparation | Natural Gas | Fryer | 22.87% | 22.87% | 22.87% | 22.87% | 22.87% | 22.87% | 22.87% | 22.87% | 22.87% | 22.87% | 22.87% | 22.87% | 22.87% | 22.87% | 22.87% | 22.87% | 22.87% | 22.87% | 22.87% | 22.87% | 22.87% | 22.87% | 22.87% | 22.87% | 22.87% | 22.87% | 22.87% | 22.87% | 22.87% | 22.87% | 22.87% | 22.87% | 22.87%
Commercial_Hospital_Existing_Food Preparation_Natural Gas_Broiler | Commercial | Hospital | Existing | Food Preparation | Natural Gas | Broiler | 5.15% | 5.15% | 5.15% | 5.15% | 5.15% | 5.15% | 5.15% | 5.15% | 5.15% | 5.15% | 5.15% | 5.15% | 5.15% | 5.15% | 5.15% | 5.15% | 5.15% | 5.15% | 5.15% | 5.15% | 5.15% | 5.15% | 5.15% | 5.15% | 5.15% | 5.15% | 5.15% | 5.15% | 5.15% | 5.15% | 5.15% | 5.15% | 5.15%
Commercial_Hospital_Existing_Food Preparation_Natural Gas_Griddle | Commercial | Hospital | Existing | Food Preparation | Natural Gas | Griddle | 5.15% | 5.15% | 5.15% | 5.15% | 5.15% | 5.15% | 5.15% | 5.15% | 5.15% | 5.15% | 5.15% | 5.15% | 5.15% | 5.15% | 5.15% | 5.15% | 5.15% | 5.15% | 5.15% | 5.15% | 5.15% | 5.15% | 5.15% | 5.15% | 5.15% | 5.15% | 5.15% | 5.15% | 5.15% | 5.15% | 5.15% | 5.15% | 5.15%
Commercial_Hospital_Existing_Food Preparation_Natural Gas_Range | Commercial | Hospital | Existing | Food Preparation | Natural Gas | Range | 21.77% | 21.77% | 21.77% | 21.77% | 21.77% | 21.77% | 21.77% | 21.77% | 21.77% | 21.77% | 21.77% | 21.77% | 21.77% | 21.77% | 21.77% | 21.77% | 21.77% | 21.77% | 21.77% | 21.77% | 21.77% | 21.77% | 21.77% | 21.77% | 21.77% | 21.77% | 21.77% | 21.77% | 21.77% | 21.77% | 21.77% | 21.77% | 21.77%
Commercial_Hospital_Existing_Food Preparation_Natural Gas_Steamer | Commercial | Hospital | Existing | Food Preparation | Natural Gas | Steamer | 2.392% | 2.392% | 2.392% | 2.392% | 2.392% | 2.392% | 2.392% | 2.392% | 2.392% | 2.392% | 2.392% | 2.392% | 2.392% | 2.392% | 2.392% | 2.392% | 2.392% | 2.392% | 2.392% | 2.392% | 2.392% | 2.392% | 2.392% | 2.392% | 2.392% | 2.392% | 2.392% | 2.392% | 2.392% | 2.392% | 2.392% | 2.392% | 2.392%
Commercial_Hospital_Existing_Food Preparation_Natural Gas_Food Prep Other | Commercial | Hospital | Existing | Food Preparation | Natural Gas | Food Prep Other | bar: 2019 to 2051
Commercial_Hospital_Existing_Miscellaneous_Natural Gas_Pool Heater | Commercial | Hospital | Existing | Miscellaneous | Natural Gas | Pool Heater | bar: 2019 to 2051
Commercial_Hospital_Existing_Miscellaneous_Natural Gas_Miscellaneous | Commercial | Hospital | Existing | Miscellaneous | Natural Gas | Miscellaneous | 100% | 100% | 100% | 100% | 100% | 100% | 100% | 100% | 100% | 100% | 100% | 100% | 100% | 100% | 100% | 100% | 100% | 100% | 100% | 100% | 100% | 100% | 100% | 100% | 100% | 100% | 100% | 100% | 100% | 100% | 100% | 100% | 100%
Commercial_Hospital_New_Space Heating_Natural Gas_Furnace | Commercial | Hospital | New | Space Heating | Natural Gas | Furnace | 13.82% | 13.82% | 13.82% | 13.82% | 13.82% | 13.82% | 13.82% | 13.82% | 13.82% | 13.82% | 13.82% | 13.82% | 13.82% | 13.82% | 13.82% | 13.82% | 13.82% | 13.82% | 13.82% | 13.82% | 13.82% | 13.82% | 13.82% | 13.82% | 13.82% | 13.82% | 13.82% | 13.82% | 13.82% | 13.82% | 13.82% | 13.82% | 13.82%
Commercial_Hospital_New_Space Heating_Natural Gas_Boiler | Commercial | Hospital | New | Space Heating | Natural Gas | Boiler | 77.89% | 77.89% | 77.89% | 77.89% | 77.89% | 77.89% | 77.89% | 77.89% | 77.89% | 77.89% | 77.89% | 77.89% | 77.89% | 77.89% | 77.89% | 77.89% | 77.89% | 77.89% | 77.89% | 77.89% | 77.89% | 77.89% | 77.89% | 77.89% | 77.89% | 77.89% | 77.89% | 77.89% | 77.89% | 77.89% | 77.89% | 77.89% | 77.89%
Commercial_Hospital_New_Space Heating_Natural Gas_Unit Heater | Commercial | Hospital | New | Space Heating | Natural Gas | Unit Heater | bar: 2019 to 2051
Commercial_Hospital_New_Water Heating_Natural Gas_Water Heater | Commercial | Hospital | New | Water Heating | Natural Gas | Water Heater | 80.97% | 80.97% | 80.97% | 80.97% | 80.97% | 80.97% | 80.97% | 80.97% | 80.97% | 80.97% | 80.97% | 80.97% | 80.97% | 80.97% | 80.97% | 80.97% | 80.97% | 80.97% | 80.97% | 80.97% | 80.97% | 80.97% | 80.97% | 80.97% | 80.97% | 80.97% | 80.97% | 80.97% | 80.97% | 80.97% | 80.97% | 80.97% | 80.97%
Commercial_Hospital_New_Food Preparation_Natural Gas_Oven | Commercial | Hospital | New | Food Preparation | Natural Gas | Oven | 1.976% | 1.976% | 1.976% | 1.976% | 1.976% | 1.976% | 1.976% | 1.976% | 1.976% | 1.976% | 1.976% | 1.976% | 1.976% | 1.976% | 1.976% | 1.976% | 1.976% | 1.976% | 1.976% | 1.976% | 1.976% | 1.976% | 1.976% | 1.976% | 1.976% | 1.976% | 1.976% | 1.976% | 1.976% | 1.976% | 1.976% | 1.976% | 1.976%
Commercial_Hospital_New_Food Preparation_Natural Gas_Conveyor Oven | Commercial | Hospital | New | Food Preparation | Natural Gas | Conveyor Oven | 0.988% | 0.988% | 0.988% | 0.988% | 0.988% | 0.988% | 0.988% | 0.988% | 0.988% | 0.988% | 0.988% | 0.988% | 0.988% | 0.988% | 0.988% | 0.988% | 0.988% | 0.988% | 0.988% | 0.988% | 0.988% | 0.988% | 0.988% | 0.988% | 0.988% | 0.988% | 0.988% | 0.988% | 0.988% | 0.988% | 0.988% | 0.988% | 0.988%
Commercial_Hospital_New_Food Preparation_Natural Gas_Double Rack Oven | Commercial | Hospital | New | Food Preparation | Natural Gas | Double Rack Oven | 0.988% | 0.988% | 0.988% | 0.988% | 0.988% | 0.988% | 0.988% | 0.988% | 0.988% | 0.988% | 0.988% | 0.988% | 0.988% | 0.988% | 0.988% | 0.988% | 0.988% | 0.988% | 0.988% | 0.988% | 0.988% | 0.988% | 0.988% | 0.988% | 0.988% | 0.988% | 0.988% | 0.988% | 0.988% | 0.988% | 0.988% | 0.988% | 0.988%
Commercial_Hospital_New_Food Preparation_Natural Gas_Fryer | Commercial | Hospital | New | Food Preparation | Natural Gas | Fryer | 22.87% | 22.87% | 22.87% | 22.87% | 22.87% | 22.87% | 22.87% | 22.87% | 22.87% | 22.87% | 22.87% | 22.87% | 22.87% | 22.87% | 22.87% | 22.87% | 22.87% | 22.87% | 22.87% | 22.87% | 22.87% | 22.87% | 22.87% | 22.87% | 22.87% | 22.87% | 22.87% | 22.87% | 22.87% | 22.87% | 22.87% | 22.87% | 22.87%
Commercial_Hospital_New_Food Preparation_Natural Gas_Broiler | Commercial | Hospital | New | Food Preparation | Natural Gas | Broiler | 5.15% | 5.15% | 5.15% | 5.15% | 5.15% | 5.15% | 5.15% | 5.15% | 5.15% | 5.15% | 5.15% | 5.15% | 5.15% | 5.15% | 5.15% | 5.15% | 5.15% | 5.15% | 5.15% | 5.15% | 5.15% | 5.15% | 5.15% | 5.15% | 5.15% | 5.15% | 5.15% | 5.15% | 5.15% | 5.15% | 5.15% | 5.15% | 5.15%
Commercial_Hospital_New_Food Preparation_Natural Gas_Griddle | Commercial | Hospital | New | Food Preparation | Natural Gas | Griddle | 5.15% | 5.15% | 5.15% | 5.15% | 5.15% | 5.15% | 5.15% | 5.15% | 5.15% | 5.15% | 5.15% | 5.15% | 5.15% | 5.15% | 5.15% | 5.15% | 5.15% | 5.15% | 5.15% | 5.15% | 5.15% | 5.15% | 5.15% | 5.15% | 5.15% | 5.15% | 5.15% | 5.15% | 5.15% | 5.15% | 5.15% | 5.15% | 5.15%
Commercial_Hospital_New_Food Preparation_Natural Gas_Range | Commercial | Hospital | New | Food Preparation | Natural Gas | Range | 21.77% | 21.77% | 21.77% | 21.77% | 21.77% | 21.77% | 21.77% | 21.77% | 21.77% | 21.77% | 21.77% | 21.77% | 21.77% | 21.77% | 21.77% | 21.77% | 21.77% | 21.77% | 21.77% | 21.77% | 21.77% | 21.77% | 21.77% | 21.77% | 21.77% | 21.77% | 21.77% | 21.77% | 21.77% | 21.77% | 21.77% | 21.77% | 21.77%
Commercial_Hospital_New_Food Preparation_Natural Gas_Steamer | Commercial | Hospital | New | Food Preparation | Natural Gas | Steamer | 2.392% | 2.392% | 2.392% | 2.392% | 2.392% | 2.392% | 2.392% | 2.392% | 2.392% | 2.392% | 2.392% | 2.392% | 2.392% | 2.392% | 2.392% | 2.392% | 2.392% | 2.392% | 2.392% | 2.392% | 2.392% | 2.392% | 2.392% | 2.392% | 2.392% | 2.392% | 2.392% | 2.392% | 2.392% | 2.392% | 2.392% | 2.392% | 2.392%
Commercial_Hospital_New_Food Preparation_Natural Gas_Food Prep Other | Commercial | Hospital | New | Food Preparation | Natural Gas | Food Prep Other | bar: 2019 to 2051
Commercial_Hospital_New_Miscellaneous_Natural Gas_Pool Heater | Commercial | Hospital | New | Miscellaneous | Natural Gas | Pool Heater | bar: 2019 to 2051
Commercial_Hospital_New_Miscellaneous_Natural Gas_Miscellaneous | Commercial | Hospital | New | Miscellaneous | Natural Gas | Miscellaneous | 100% | 100% | 100% | 100% | 100% | 100% | 100% | 100% | 100% | 100% | 100% | 100% | 100% | 100% | 100% | 100% | 100% | 100% | 100% | 100% | 100% | 100% | 100% | 100% | 100% | 100% | 100% | 100% | 100% | 100% | 100% | 100% | 100%
Commercial_Other Health_Existing_Space Heating_Natural Gas_Furnace | Commercial | Other Health | Existing | Space Heating | Natural Gas | Furnace | 13.42% | 13.42% | 13.42% | 13.42% | 13.42% | 13.42% | 13.42% | 13.42% | 13.42% | 13.42% | 13.42% | 13.42% | 13.42% | 13.42% | 13.42% | 13.42% | 13.42% | 13.42% | 13.42% | 13.42% | 13.42% | 13.42% | 13.42% | 13.42% | 13.42% | 13.42% | 13.42% | 13.42% | 13.42% | 13.42% | 13.42% | 13.42% | 13.42%
Commercial_Other Health_Existing_Space Heating_Natural Gas_Boiler | Commercial | Other Health | Existing | Space Heating | Natural Gas | Boiler | 75.63% | 75.63% | 75.63% | 75.63% | 75.63% | 75.63% | 75.63% | 75.63% | 75.63% | 75.63% | 75.63% | 75.63% | 75.63% | 75.63% | 75.63% | 75.63% | 75.63% | 75.63% | 75.63% | 75.63% | 75.63% | 75.63% | 75.63% | 75.63% | 75.63% | 75.63% | 75.63% | 75.63% | 75.63% | 75.63% | 75.63% | 75.63% | 75.63%
Commercial_Other Health_Existing_Space Heating_Natural Gas_Unit Heater | Commercial | Other Health | Existing | Space Heating | Natural Gas | Unit Heater | bar: 2019 to 2051
Commercial_Other Health_Existing_Water Heating_Natural Gas_Water Heater | Commercial | Other Health | Existing | Water Heating | Natural Gas | Water Heater | 97.45% | 97.45% | 97.45% | 97.45% | 97.45% | 97.45% | 97.45% | 97.45% | 97.45% | 97.45% | 97.45% | 97.45% | 97.45% | 97.45% | 97.45% | 97.45% | 97.45% | 97.45% | 97.45% | 97.45% | 97.45% | 97.45% | 97.45% | 97.45% | 97.45% | 97.45% | 97.45% | 97.45% | 97.45% | 97.45% | 97.45% | 97.45% | 97.45%
Commercial_Other Health_Existing_Food Preparation_Natural Gas_Oven | Commercial | Other Health | Existing | Food Preparation | Natural Gas | Oven | 1.976% | 1.976% | 1.976% | 1.976% | 1.976% | 1.976% | 1.976% | 1.976% | 1.976% | 1.976% | 1.976% | 1.976% | 1.976% | 1.976% | 1.976% | 1.976% | 1.976% | 1.976% | 1.976% | 1.976% | 1.976% | 1.976% | 1.976% | 1.976% | 1.976% | 1.976% | 1.976% | 1.976% | 1.976% | 1.976% | 1.976% | 1.976% | 1.976%
Commercial_Other Health_Existing_Food Preparation_Natural Gas_Conveyor Oven | Commercial | Other Health | Existing | Food Preparation | Natural Gas | Conveyor Oven | 0.988% | 0.988% | 0.988% | 0.988% | 0.988% | 0.988% | 0.988% | 0.988% | 0.988% | 0.988% | 0.988% | 0.988% | 0.988% | 0.988% | 0.988% | 0.988% | 0.988% | 0.988% | 0.988% | 0.988% | 0.988% | 0.988% | 0.988% | 0.988% | 0.988% | 0.988% | 0.988% | 0.988% | 0.988% | 0.988% | 0.988% | 0.988% | 0.988%
Commercial_Other Health_Existing_Food Preparation_Natural Gas_Double Rack Oven | Commercial | Other Health | Existing | Food Preparation | Natural Gas | Double Rack Oven | 0.988% | 0.988% | 0.988% | 0.988% | 0.988% | 0.988% | 0.988% | 0.988% | 0.988% | 0.988% | 0.988% | 0.988% | 0.988% | 0.988% | 0.988% | 0.988% | 0.988% | 0.988% | 0.988% | 0.988% | 0.988% | 0.988% | 0.988% | 0.988% | 0.988% | 0.988% | 0.988% | 0.988% | 0.988% | 0.988% | 0.988% | 0.988% | 0.988%
Commercial_Other Health_Existing_Food Preparation_Natural Gas_Fryer | Commercial | Other Health | Existing | Food Preparation | Natural Gas | Fryer | 22.87% | 22.87% | 22.87% | 22.87% | 22.87% | 22.87% | 22.87% | 22.87% | 22.87% | 22.87% | 22.87% | 22.87% | 22.87% | 22.87% | 22.87% | 22.87% | 22.87% | 22.87% | 22.87% | 22.87% | 22.87% | 22.87% | 22.87% | 22.87% | 22.87% | 22.87% | 22.87% | 22.87% | 22.87% | 22.87% | 22.87% | 22.87% | 22.87%
Commercial_Other Health_Existing_Food Preparation_Natural Gas_Broiler | Commercial | Other Health | Existing | Food Preparation | Natural Gas | Broiler | 5.15% | 5.15% | 5.15% | 5.15% | 5.15% | 5.15% | 5.15% | 5.15% | 5.15% | 5.15% | 5.15% | 5.15% | 5.15% | 5.15% | 5.15% | 5.15% | 5.15% | 5.15% | 5.15% | 5.15% | 5.15% | 5.15% | 5.15% | 5.15% | 5.15% | 5.15% | 5.15% | 5.15% | 5.15% | 5.15% | 5.15% | 5.15% | 5.15%
Commercial_Other Health_Existing_Food Preparation_Natural Gas_Griddle | Commercial | Other Health | Existing | Food Preparation | Natural Gas | Griddle | 5.15% | 5.15% | 5.15% | 5.15% | 5.15% | 5.15% | 5.15% | 5.15% | 5.15% | 5.15% | 5.15% | 5.15% | 5.15% | 5.15% | 5.15% | 5.15% | 5.15% | 5.15% | 5.15% | 5.15% | 5.15% | 5.15% | 5.15% | 5.15% | 5.15% | 5.15% | 5.15% | 5.15% | 5.15% | 5.15% | 5.15% | 5.15% | 5.15%
Commercial_Other Health_Existing_Food Preparation_Natural Gas_Range | Commercial | Other Health | Existing | Food Preparation | Natural Gas | Range | 21.77% | 21.77% | 21.77% | 21.77% | 21.77% | 21.77% | 21.77% | 21.77% | 21.77% | 21.77% | 21.77% | 21.77% | 21.77% | 21.77% | 21.77% | 21.77% | 21.77% | 21.77% | 21.77% | 21.77% | 21.77% | 21.77% | 21.77% | 21.77% | 21.77% | 21.77% | 21.77% | 21.77% | 21.77% | 21.77% | 21.77% | 21.77% | 21.77%
Commercial_Other Health_Existing_Food Preparation_Natural Gas_Steamer | Commercial | Other Health | Existing | Food Preparation | Natural Gas | Steamer | 2.392% | 2.392% | 2.392% | 2.392% | 2.392% | 2.392% | 2.392% | 2.392% | 2.392% | 2.392% | 2.392% | 2.392% | 2.392% | 2.392% | 2.392% | 2.392% | 2.392% | 2.392% | 2.392% | 2.392% | 2.392% | 2.392% | 2.392% | 2.392% | 2.392% | 2.392% | 2.392% | 2.392% | 2.392% | 2.392% | 2.392% | 2.392% | 2.392%
Commercial_Other Health_Existing_Food Preparation_Natural Gas_Food Prep Other | Commercial | Other Health | Existing | Food Preparation | Natural Gas | Food Prep Other | bar: 2019 to 2051
Commercial_Other Health_Existing_Miscellaneous_Natural Gas_Pool Heater | Commercial | Other Health | Existing | Miscellaneous | Natural Gas | Pool Heater | bar: 2019 to 2051
Commercial_Other Health_Existing_Miscellaneous_Natural Gas_Miscellaneous | Commercial | Other Health | Existing | Miscellaneous | Natural Gas | Miscellaneous | 100% | 100% | 100% | 100% | 100% | 100% | 100% | 100% | 100% | 100% | 100% | 100% | 100% | 100% | 100% | 100% | 100% | 100% | 100% | 100% | 100% | 100% | 100% | 100% | 100% | 100% | 100% | 100% | 100% | 100% | 100% | 100% | 100%
Commercial_Other Health_New_Space Heating_Natural Gas_Furnace | Commercial | Other Health | New | Space Heating | Natural Gas | Furnace | 13.42% | 13.42% | 13.42% | 13.42% | 13.42% | 13.42% | 13.42% | 13.42% | 13.42% | 13.42% | 13.42% | 13.42% | 13.42% | 13.42% | 13.42% | 13.42% | 13.42% | 13.42% | 13.42% | 13.42% | 13.42% | 13.42% | 13.42% | 13.42% | 13.42% | 13.42% | 13.42% | 13.42% | 13.42% | 13.42% | 13.42% | 13.42% | 13.42%
Commercial_Other Health_New_Space Heating_Natural Gas_Boiler | Commercial | Other Health | New | Space Heating | Natural Gas | Boiler | 75.63% | 75.63% | 75.63% | 75.63% | 75.63% | 75.63% | 75.63% | 75.63% | 75.63% | 75.63% | 75.63% | 75.63% | 75.63% | 75.63% | 75.63% | 75.63% | 75.63% | 75.63% | 75.63% | 75.63% | 75.63% | 75.63% | 75.63% | 75.63% | 75.63% | 75.63% | 75.63% | 75.63% | 75.63% | 75.63% | 75.63% | 75.63% | 75.63%
Commercial_Other Health_New_Space Heating_Natural Gas_Unit Heater | Commercial | Other Health | New | Space Heating | Natural Gas | Unit Heater | bar: 2019 to 2051
Commercial_Other Health_New_Water Heating_Natural Gas_Water Heater | Commercial | Other Health | New | Water Heating | Natural Gas | Water Heater | 97.45% | 97.45% | 97.45% | 97.45% | 97.45% | 97.45% | 97.45% | 97.45% | 97.45% | 97.45% | 97.45% | 97.45% | 97.45% | 97.45% | 97.45% | 97.45% | 97.45% | 97.45% | 97.45% | 97.45% | 97.45% | 97.45% | 97.45% | 97.45% | 97.45% | 97.45% | 97.45% | 97.45% | 97.45% | 97.45% | 97.45% | 97.45% | 97.45%
Commercial_Other Health_New_Food Preparation_Natural Gas_Oven | Commercial | Other Health | New | Food Preparation | Natural Gas | Oven | 1.976% | 1.976% | 1.976% | 1.976% | 1.976% | 1.976% | 1.976% | 1.976% | 1.976% | 1.976% | 1.976% | 1.976% | 1.976% | 1.976% | 1.976% | 1.976% | 1.976% | 1.976% | 1.976% | 1.976% | 1.976% | 1.976% | 1.976% | 1.976% | 1.976% | 1.976% | 1.976% | 1.976% | 1.976% | 1.976% | 1.976% | 1.976% | 1.976%
Commercial_Other Health_New_Food Preparation_Natural Gas_Conveyor Oven | Commercial | Other Health | New | Food Preparation | Natural Gas | Conveyor Oven | 0.988% | 0.988% | 0.988% | 0.988% | 0.988% | 0.988% | 0.988% | 0.988% | 0.988% | 0.988% | 0.988% | 0.988% | 0.988% | 0.988% | 0.988% | 0.988% | 0.988% | 0.988% | 0.988% | 0.988% | 0.988% | 0.988% | 0.988% | 0.988% | 0.988% | 0.988% | 0.988% | 0.988% | 0.988% | 0.988% | 0.988% | 0.988% | 0.988%
Commercial_Other Health_New_Food Preparation_Natural Gas_Double Rack Oven | Commercial | Other Health | New | Food Preparation | Natural Gas | Double Rack Oven | 0.988% | 0.988% | 0.988% | 0.988% | 0.988% | 0.988% | 0.988% | 0.988% | 0.988% | 0.988% | 0.988% | 0.988% | 0.988% | 0.988% | 0.988% | 0.988% | 0.988% | 0.988% | 0.988% | 0.988% | 0.988% | 0.988% | 0.988% | 0.988% | 0.988% | 0.988% | 0.988% | 0.988% | 0.988% | 0.988% | 0.988% | 0.988% | 0.988%
Commercial_Other Health_New_Food Preparation_Natural Gas_Fryer | Commercial | Other Health | New | Food Preparation | Natural Gas | Fryer | 22.87% | 22.87% | 22.87% | 22.87% | 22.87% | 22.87% | 22.87% | 22.87% | 22.87% | 22.87% | 22.87% | 22.87% | 22.87% | 22.87% | 22.87% | 22.87% | 22.87% | 22.87% | 22.87% | 22.87% | 22.87% | 22.87% | 22.87% | 22.87% | 22.87% | 22.87% | 22.87% | 22.87% | 22.87% | 22.87% | 22.87% | 22.87% | 22.87%
Commercial_Other Health_New_Food Preparation_Natural Gas_Broiler | Commercial | Other Health | New | Food Preparation | Natural Gas | Broiler | 5.15% | 5.15% | 5.15% | 5.15% | 5.15% | 5.15% | 5.15% | 5.15% | 5.15% | 5.15% | 5.15% | 5.15% | 5.15% | 5.15% | 5.15% | 5.15% | 5.15% | 5.15% | 5.15% | 5.15% | 5.15% | 5.15% | 5.15% | 5.15% | 5.15% | 5.15% | 5.15% | 5.15% | 5.15% | 5.15% | 5.15% | 5.15% | 5.15%
Commercial_Other Health_New_Food Preparation_Natural Gas_Griddle | Commercial | Other Health | New | Food Preparation | Natural Gas | Griddle | 5.15% | 5.15% | 5.15% | 5.15% | 5.15% | 5.15% | 5.15% | 5.15% | 5.15% | 5.15% | 5.15% | 5.15% | 5.15% | 5.15% | 5.15% | 5.15% | 5.15% | 5.15% | 5.15% | 5.15% | 5.15% | 5.15% | 5.15% | 5.15% | 5.15% | 5.15% | 5.15% | 5.15% | 5.15% | 5.15% | 5.15% | 5.15% | 5.15%
Commercial_Other Health_New_Food Preparation_Natural Gas_Range | Commercial | Other Health | New | Food Preparation | Natural Gas | Range | 21.77% | 21.77% | 21.77% | 21.77% | 21.77% | 21.77% | 21.77% | 21.77% | 21.77% | 21.77% | 21.77% | 21.77% | 21.77% | 21.77% | 21.77% | 21.77% | 21.77% | 21.77% | 21.77% | 21.77% | 21.77% | 21.77% | 21.77% | 21.77% | 21.77% | 21.77% | 21.77% | 21.77% | 21.77% | 21.77% | 21.77% | 21.77% | 21.77%
Commercial_Other Health_New_Food Preparation_Natural Gas_Steamer | Commercial | Other Health | New | Food Preparation | Natural Gas | Steamer | 2.392% | 2.392% | 2.392% | 2.392% | 2.392% | 2.392% | 2.392% | 2.392% | 2.392% | 2.392% | 2.392% | 2.392% | 2.392% | 2.392% | 2.392% | 2.392% | 2.392% | 2.392% | 2.392% | 2.392% | 2.392% | 2.392% | 2.392% | 2.392% | 2.392% | 2.392% | 2.392% | 2.392% | 2.392% | 2.392% | 2.392% | 2.392% | 2.392%
Commercial_Other Health_New_Food Preparation_Natural Gas_Food Prep Other | Commercial | Other Health | New | Food Preparation | Natural Gas | Food Prep Other | bar: 2019 to 2051
Commercial_Other Health_New_Miscellaneous_Natural Gas_Pool Heater | Commercial | Other Health | New | Miscellaneous | Natural Gas | Pool Heater | bar: 2019 to 2051
Commercial_Other Health_New_Miscellaneous_Natural Gas_Miscellaneous | Commercial | Other Health | New | Miscellaneous | Natural Gas | Miscellaneous | 100% | 100% | 100% | 100% | 100% | 100% | 100% | 100% | 100% | 100% | 100% | 100% | 100% | 100% | 100% | 100% | 100% | 100% | 100% | 100% | 100% | 100% | 100% | 100% | 100% | 100% | 100% | 100% | 100% | 100% | 100% | 100% | 100%
Commercial_Lodging_Existing_Space Heating_Natural Gas_Furnace | Commercial | Lodging | Existing | Space Heating | Natural Gas | Furnace | 38.09% | 38.09% | 38.09% | 38.09% | 38.09% | 38.09% | 38.09% | 38.09% | 38.09% | 38.09% | 38.09% | 38.09% | 38.09% | 38.09% | 38.09% | 38.09% | 38.09% | 38.09% | 38.09% | 38.09% | 38.09% | 38.09% | 38.09% | 38.09% | 38.09% | 38.09% | 38.09% | 38.09% | 38.09% | 38.09% | 38.09% | 38.09% | 38.09%
Commercial_Lodging_Existing_Space Heating_Natural Gas_Boiler | Commercial | Lodging | Existing | Space Heating | Natural Gas | Boiler | 26.38% | 26.38% | 26.38% | 26.38% | 26.38% | 26.38% | 26.38% | 26.38% | 26.38% | 26.38% | 26.38% | 26.38% | 26.38% | 26.38% | 26.38% | 26.38% | 26.38% | 26.38% | 26.38% | 26.38% | 26.38% | 26.38% | 26.38% | 26.38% | 26.38% | 26.38% | 26.38% | 26.38% | 26.38% | 26.38% | 26.38% | 26.38% | 26.38%
Commercial_Lodging_Existing_Space Heating_Natural Gas_Unit Heater | Commercial | Lodging | Existing | Space Heating | Natural Gas | Unit Heater | 1.764% | 1.764% | 1.764% | 1.764% | 1.764% | 1.764% | 1.764% | 1.764% | 1.764% | 1.764% | 1.764% | 1.764% | 1.764% | 1.764% | 1.764% | 1.764% | 1.764% | 1.764% | 1.764% | 1.764% | 1.764% | 1.764% | 1.764% | 1.764% | 1.764% | 1.764% | 1.764% | 1.764% | 1.764% | 1.764% | 1.764% | 1.764% | 1.764%
Commercial_Lodging_Existing_Water Heating_Natural Gas_Water Heater | Commercial | Lodging | Existing | Water Heating | Natural Gas | Water Heater | 93.69% | 93.69% | 93.69% | 93.69% | 93.69% | 93.69% | 93.69% | 93.69% | 93.69% | 93.69% | 93.69% | 93.69% | 93.69% | 93.69% | 93.69% | 93.69% | 93.69% | 93.69% | 93.69% | 93.69% | 93.69% | 93.69% | 93.69% | 93.69% | 93.69% | 93.69% | 93.69% | 93.69% | 93.69% | 93.69% | 93.69% | 93.69% | 93.69%
Commercial_Lodging_Existing_Food Preparation_Natural Gas_Oven | Commercial | Lodging | Existing | Food Preparation | Natural Gas | Oven | 12.52% | 12.52% | 12.52% | 12.52% | 12.52% | 12.52% | 12.52% | 12.52% | 12.52% | 12.52% | 12.52% | 12.52% | 12.52% | 12.52% | 12.52% | 12.52% | 12.52% | 12.52% | 12.52% | 12.52% | 12.52% | 12.52% | 12.52% | 12.52% | 12.52% | 12.52% | 12.52% | 12.52% | 12.52% | 12.52% | 12.52% | 12.52% | 12.52%
Commercial_Lodging_Existing_Food Preparation_Natural Gas_Conveyor Oven | Commercial | Lodging | Existing | Food Preparation | Natural Gas | Conveyor Oven | 6.262% | 6.262% | 6.262% | 6.262% | 6.262% | 6.262% | 6.262% | 6.262% | 6.262% | 6.262% | 6.262% | 6.262% | 6.262% | 6.262% | 6.262% | 6.262% | 6.262% | 6.262% | 6.262% | 6.262% | 6.262% | 6.262% | 6.262% | 6.262% | 6.262% | 6.262% | 6.262% | 6.262% | 6.262% | 6.262% | 6.262% | 6.262% | 6.262%
Commercial_Lodging_Existing_Food Preparation_Natural Gas_Double Rack Oven | Commercial | Lodging | Existing | Food Preparation | Natural Gas | Double Rack Oven | 6.262% | 6.262% | 6.262% | 6.262% | 6.262% | 6.262% | 6.262% | 6.262% | 6.262% | 6.262% | 6.262% | 6.262% | 6.262% | 6.262% | 6.262% | 6.262% | 6.262% | 6.262% | 6.262% | 6.262% | 6.262% | 6.262% | 6.262% | 6.262% | 6.262% | 6.262% | 6.262% | 6.262% | 6.262% | 6.262% | 6.262% | 6.262% | 6.262%
Commercial_Lodging_Existing_Food Preparation_Natural Gas_Fryer | Commercial | Lodging | Existing | Food Preparation | Natural Gas | Fryer | 9.515% | 9.515% | 9.515% | 9.515% | 9.515% | 9.515% | 9.515% | 9.515% | 9.515% | 9.515% | 9.515% | 9.515% | 9.515% | 9.515% | 9.515% | 9.515% | 9.515% | 9.515% | 9.515% | 9.515% | 9.515% | 9.515% | 9.515% | 9.515% | 9.515% | 9.515% | 9.515% | 9.515% | 9.515% | 9.515% | 9.515% | 9.515% | 9.515%
Commercial_Lodging_Existing_Food Preparation_Natural Gas_Broiler | Commercial | Lodging | Existing | Food Preparation | Natural Gas | Broiler | 9.515% | 9.515% | 9.515% | 9.515% | 9.515% | 9.515% | 9.515% | 9.515% | 9.515% | 9.515% | 9.515% | 9.515% | 9.515% | 9.515% | 9.515% | 9.515% | 9.515% | 9.515% | 9.515% | 9.515% | 9.515% | 9.515% | 9.515% | 9.515% | 9.515% | 9.515% | 9.515% | 9.515% | 9.515% | 9.515% | 9.515% | 9.515% | 9.515%
Commercial_Lodging_Existing_Food Preparation_Natural Gas_Griddle | Commercial | Lodging | Existing | Food Preparation | Natural Gas | Griddle | 25.44% | 25.44% | 25.44% | 25.44% | 25.44% | 25.44% | 25.44% | 25.44% | 25.44% | 25.44% | 25.44% | 25.44% | 25.44% | 25.44% | 25.44% | 25.44% | 25.44% | 25.44% | 25.44% | 25.44% | 25.44% | 25.44% | 25.44% | 25.44% | 25.44% | 25.44% | 25.44% | 25.44% | 25.44% | 25.44% | 25.44% | 25.44% | 25.44%
Commercial_Lodging_Existing_Food Preparation_Natural Gas_Range | Commercial | Lodging | Existing | Food Preparation | Natural Gas | Range | 0.3883% | 0.3883% | 0.3883% | 0.3883% | 0.3883% | 0.3883% | 0.3883% | 0.3883% | 0.3883% | 0.3883% | 0.3883% | 0.3883% | 0.3883% | 0.3883% | 0.3883% | 0.3883% | 0.3883% | 0.3883% | 0.3883% | 0.3883% | 0.3883% | 0.3883% | 0.3883% | 0.3883% | 0.3883% | 0.3883% | 0.3883% | 0.3883% | 0.3883% | 0.3883% | 0.3883% | 0.3883% | 0.3883%
Commercial_Lodging_Existing_Food Preparation_Natural Gas_Steamer | Commercial | Lodging | Existing | Food Preparation | Natural Gas | Steamer | 0.3883% | 0.3883% | 0.3883% | 0.3883% | 0.3883% | 0.3883% | 0.3883% | 0.3883% | 0.3883% | 0.3883% | 0.3883% | 0.3883% | 0.3883% | 0.3883% | 0.3883% | 0.3883% | 0.3883% | 0.3883% | 0.3883% | 0.3883% | 0.3883% | 0.3883% | 0.3883% | 0.3883% | 0.3883% | 0.3883% | 0.3883% | 0.3883% | 0.3883% | 0.3883% | 0.3883% | 0.3883% | 0.3883%
Commercial_Lodging_Existing_Food Preparation_Natural Gas_Food Prep Other | Commercial | Lodging | Existing | Food Preparation | Natural Gas | Food Prep Other | bar: 2019 to 2051
Commercial_Lodging_Existing_Miscellaneous_Natural Gas_Pool Heater | Commercial | Lodging | Existing | Miscellaneous | Natural Gas | Pool Heater | 9.865% | 9.865% | 9.865% | 9.865% | 9.865% | 9.865% | 9.865% | 9.865% | 9.865% | 9.865% | 9.865% | 9.865% | 9.865% | 9.865% | 9.865% | 9.865% | 9.865% | 9.865% | 9.865% | 9.865% | 9.865% | 9.865% | 9.865% | 9.865% | 9.865% | 9.865% | 9.865% | 9.865% | 9.865% | 9.865% | 9.865% | 9.865% | 9.865%
Commercial_Lodging_Existing_Miscellaneous_Natural Gas_Miscellaneous | Commercial | Lodging | Existing | Miscellaneous | Natural Gas | Miscellaneous | 100% | 100% | 100% | 100% | 100% | 100% | 100% | 100% | 100% | 100% | 100% | 100% | 100% | 100% | 100% | 100% | 100% | 100% | 100% | 100% | 100% | 100% | 100% | 100% | 100% | 100% | 100% | 100% | 100% | 100% | 100% | 100% | 100%
Commercial_Lodging_New_Space Heating_Natural Gas_Furnace | Commercial | Lodging | New | Space Heating | Natural Gas | Furnace | 38.09% | 38.09% | 38.09% | 38.09% | 38.09% | 38.09% | 38.09% | 38.09% | 38.09% | 38.09% | 38.09% | 38.09% | 38.09% | 38.09% | 38.09% | 38.09% | 38.09% | 38.09% | 38.09% | 38.09% | 38.09% | 38.09% | 38.09% | 38.09% | 38.09% | 38.09% | 38.09% | 38.09% | 38.09% | 38.09% | 38.09% | 38.09% | 38.09%
Commercial_Lodging_New_Space Heating_Natural Gas_Boiler | Commercial | Lodging | New | Space Heating | Natural Gas | Boiler | 26.38% | 26.38% | 26.38% | 26.38% | 26.38% | 26.38% | 26.38% | 26.38% | 26.38% | 26.38% | 26.38% | 26.38% | 26.38% | 26.38% | 26.38% | 26.38% | 26.38% | 26.38% | 26.38% | 26.38% | 26.38% | 26.38% | 26.38% | 26.38% | 26.38% | 26.38% | 26.38% | 26.38% | 26.38% | 26.38% | 26.38% | 26.38% | 26.38%
Commercial_Lodging_New_Space Heating_Natural Gas_Unit Heater | Commercial | Lodging | New | Space Heating | Natural Gas | Unit Heater | 1.764% | 1.764% | 1.764% | 1.764% | 1.764% | 1.764% | 1.764% | 1.764% | 1.764% | 1.764% | 1.764% | 1.764% | 1.764% | 1.764% | 1.764% | 1.764% | 1.764% | 1.764% | 1.764% | 1.764% | 1.764% | 1.764% | 1.764% | 1.764% | 1.764% | 1.764% | 1.764% | 1.764% | 1.764% | 1.764% | 1.764% | 1.764% | 1.764%
Commercial_Lodging_New_Water Heating_Natural Gas_Water Heater | Commercial | Lodging | New | Water Heating | Natural Gas | Water Heater | 93.69% | 93.69% | 93.69% | 93.69% | 93.69% | 93.69% | 93.69% | 93.69% | 93.69% | 93.69% | 93.69% | 93.69% | 93.69% | 93.69% | 93.69% | 93.69% | 93.69% | 93.69% | 93.69% | 93.69% | 93.69% | 93.69% | 93.69% | 93.69% | 93.69% | 93.69% | 93.69% | 93.69% | 93.69% | 93.69% | 93.69% | 93.69% | 93.69%
Commercial_Lodging_New_Food Preparation_Natural Gas_Oven | Commercial | Lodging | New | Food Preparation | Natural Gas | Oven | 12.52% | 12.52% | 12.52% | 12.52% | 12.52% | 12.52% | 12.52% | 12.52% | 12.52% | 12.52% | 12.52% | 12.52% | 12.52% | 12.52% | 12.52% | 12.52% | 12.52% | 12.52% | 12.52% | 12.52% | 12.52% | 12.52% | 12.52% | 12.52% | 12.52% | 12.52% | 12.52% | 12.52% | 12.52% | 12.52% | 12.52% | 12.52% | 12.52%
Commercial_Lodging_New_Food Preparation_Natural Gas_Conveyor Oven | Commercial | Lodging | New | Food Preparation | Natural Gas | Conveyor Oven | 6.262% | 6.262% | 6.262% | 6.262% | 6.262% | 6.262% | 6.262% | 6.262% | 6.262% | 6.262% | 6.262% | 6.262% | 6.262% | 6.262% | 6.262% | 6.262% | 6.262% | 6.262% | 6.262% | 6.262% | 6.262% | 6.262% | 6.262% | 6.262% | 6.262% | 6.262% | 6.262% | 6.262% | 6.262% | 6.262% | 6.262% | 6.262% | 6.262%
Commercial_Lodging_New_Food Preparation_Natural Gas_Double Rack Oven | Commercial | Lodging | New | Food Preparation | Natural Gas | Double Rack Oven | 6.262% | 6.262% | 6.262% | 6.262% | 6.262% | 6.262% | 6.262% | 6.262% | 6.262% | 6.262% | 6.262% | 6.262% | 6.262% | 6.262% | 6.262% | 6.262% | 6.262% | 6.262% | 6.262% | 6.262% | 6.262% | 6.262% | 6.262% | 6.262% | 6.262% | 6.262% | 6.262% | 6.262% | 6.262% | 6.262% | 6.262% | 6.262% | 6.262%
Commercial_Lodging_New_Food Preparation_Natural Gas_Fryer | Commercial | Lodging | New | Food Preparation | Natural Gas | Fryer | 9.515% | 9.515% | 9.515% | 9.515% | 9.515% | 9.515% | 9.515% | 9.515% | 9.515% | 9.515% | 9.515% | 9.515% | 9.515% | 9.515% | 9.515% | 9.515% | 9.515% | 9.515% | 9.515% | 9.515% | 9.515% | 9.515% | 9.515% | 9.515% | 9.515% | 9.515% | 9.515% | 9.515% | 9.515% | 9.515% | 9.515% | 9.515% | 9.515%
Commercial_Lodging_New_Food Preparation_Natural Gas_Broiler | Commercial | Lodging | New | Food Preparation | Natural Gas | Broiler | 9.515% | 9.515% | 9.515% | 9.515% | 9.515% | 9.515% | 9.515% | 9.515% | 9.515% | 9.515% | 9.515% | 9.515% | 9.515% | 9.515% | 9.515% | 9.515% | 9.515% | 9.515% | 9.515% | 9.515% | 9.515% | 9.515% | 9.515% | 9.515% | 9.515% | 9.515% | 9.515% | 9.515% | 9.515% | 9.515% | 9.515% | 9.515% | 9.515%
Commercial_Lodging_New_Food Preparation_Natural Gas_Griddle | Commercial | Lodging | New | Food Preparation | Natural Gas | Griddle | 25.44% | 25.44% | 25.44% | 25.44% | 25.44% | 25.44% | 25.44% | 25.44% | 25.44% | 25.44% | 25.44% | 25.44% | 25.44% | 25.44% | 25.44% | 25.44% | 25.44% | 25.44% | 25.44% | 25.44% | 25.44% | 25.44% | 25.44% | 25.44% | 25.44% | 25.44% | 25.44% | 25.44% | 25.44% | 25.44% | 25.44% | 25.44% | 25.44%
Commercial_Lodging_New_Food Preparation_Natural Gas_Range | Commercial | Lodging | New | Food Preparation | Natural Gas | Range | 0.3883% | 0.3883% | 0.3883% | 0.3883% | 0.3883% | 0.3883% | 0.3883% | 0.3883% | 0.3883% | 0.3883% | 0.3883% | 0.3883% | 0.3883% | 0.3883% | 0.3883% | 0.3883% | 0.3883% | 0.3883% | 0.3883% | 0.3883% | 0.3883% | 0.3883% | 0.3883% | 0.3883% | 0.3883% | 0.3883% | 0.3883% | 0.3883% | 0.3883% | 0.3883% | 0.3883% | 0.3883% | 0.3883%
Commercial_Lodging_New_Food Preparation_Natural Gas_Steamer | Commercial | Lodging | New | Food Preparation | Natural Gas | Steamer | 0.3883% | 0.3883% | 0.3883% | 0.3883% | 0.3883% | 0.3883% | 0.3883% | 0.3883% | 0.3883% | 0.3883% | 0.3883% | 0.3883% | 0.3883% | 0.3883% | 0.3883% | 0.3883% | 0.3883% | 0.3883% | 0.3883% | 0.3883% | 0.3883% | 0.3883% | 0.3883% | 0.3883% | 0.3883% | 0.3883% | 0.3883% | 0.3883% | 0.3883% | 0.3883% | 0.3883% | 0.3883% | 0.3883%
Commercial_Lodging_New_Food Preparation_Natural Gas_Food Prep Other | Commercial | Lodging | New | Food Preparation | Natural Gas | Food Prep Other | bar: 2019 to 2051
Commercial_Lodging_New_Miscellaneous_Natural Gas_Pool Heater | Commercial | Lodging | New | Miscellaneous | Natural Gas | Pool Heater | 9.865% | 9.865% | 9.865% | 9.865% | 9.865% | 9.865% | 9.865% | 9.865% | 9.865% | 9.865% | 9.865% | 9.865% | 9.865% | 9.865% | 9.865% | 9.865% | 9.865% | 9.865% | 9.865% | 9.865% | 9.865% | 9.865% | 9.865% | 9.865% | 9.865% | 9.865% | 9.865% | 9.865% | 9.865% | 9.865% | 9.865% | 9.865% | 9.865%
Commercial_Lodging_New_Miscellaneous_Natural Gas_Miscellaneous | Commercial | Lodging | New | Miscellaneous | Natural Gas | Miscellaneous | 100% | 100% | 100% | 100% | 100% | 100% | 100% | 100% | 100% | 100% | 100% | 100% | 100% | 100% | 100% | 100% | 100% | 100% | 100% | 100% | 100% | 100% | 100% | 100% | 100% | 100% | 100% | 100% | 100% | 100% | 100% | 100% | 100%
Commercial_Warehouse_Existing_Space Heating_Natural Gas_Furnace | Commercial | Warehouse | Existing | Space Heating | Natural Gas | Furnace | 55.31% | 55.31% | 55.31% | 55.31% | 55.31% | 55.31% | 55.31% | 55.31% | 55.31% | 55.31% | 55.31% | 55.31% | 55.31% | 55.31% | 55.31% | 55.31% | 55.31% | 55.31% | 55.31% | 55.31% | 55.31% | 55.31% | 55.31% | 55.31% | 55.31% | 55.31% | 55.31% | 55.31% | 55.31% | 55.31% | 55.31% | 55.31% | 55.31%
Commercial_Warehouse_Existing_Space Heating_Natural Gas_Boiler | Commercial | Warehouse | Existing | Space Heating | Natural Gas | Boiler | 2.833% | 2.833% | 2.833% | 2.833% | 2.833% | 2.833% | 2.833% | 2.833% | 2.833% | 2.833% | 2.833% | 2.833% | 2.833% | 2.833% | 2.833% | 2.833% | 2.833% | 2.833% | 2.833% | 2.833% | 2.833% | 2.833% | 2.833% | 2.833% | 2.833% | 2.833% | 2.833% | 2.833% | 2.833% | 2.833% | 2.833% | 2.833% | 2.833%
Commercial_Warehouse_Existing_Space Heating_Natural Gas_Unit Heater | Commercial | Warehouse | Existing | Space Heating | Natural Gas | Unit Heater | 24.16% | 24.16% | 24.16% | 24.16% | 24.16% | 24.16% | 24.16% | 24.16% | 24.16% | 24.16% | 24.16% | 24.16% | 24.16% | 24.16% | 24.16% | 24.16% | 24.16% | 24.16% | 24.16% | 24.16% | 24.16% | 24.16% | 24.16% | 24.16% | 24.16% | 24.16% | 24.16% | 24.16% | 24.16% | 24.16% | 24.16% | 24.16% | 24.16%
Commercial_Warehouse_Existing_Water Heating_Natural Gas_Water Heater | Commercial | Warehouse | Existing | Water Heating | Natural Gas | Water Heater | 38.68% | 38.68% | 38.68% | 38.68% | 38.68% | 38.68% | 38.68% | 38.68% | 38.68% | 38.68% | 38.68% | 38.68% | 38.68% | 38.68% | 38.68% | 38.68% | 38.68% | 38.68% | 38.68% | 38.68% | 38.68% | 38.68% | 38.68% | 38.68% | 38.68% | 38.68% | 38.68% | 38.68% | 38.68% | 38.68% | 38.68% | 38.68% | 38.68%
Commercial_Warehouse_Existing_Food Preparation_Natural Gas_Oven | Commercial | Warehouse | Existing | Food Preparation | Natural Gas | Oven | 0.7922% | 0.7922% | 0.7922% | 0.7922% | 0.7922% | 0.7922% | 0.7922% | 0.7922% | 0.7922% | 0.7922% | 0.7922% | 0.7922% | 0.7922% | 0.7922% | 0.7922% | 0.7922% | 0.7922% | 0.7922% | 0.7922% | 0.7922% | 0.7922% | 0.7922% | 0.7922% | 0.7922% | 0.7922% | 0.7922% | 0.7922% | 0.7922% | 0.7922% | 0.7922% | 0.7922% | 0.7922% | 0.7922%
Commercial_Warehouse_Existing_Food Preparation_Natural Gas_Conveyor Oven | Commercial | Warehouse | Existing | Food Preparation | Natural Gas | Conveyor Oven | 0.3961% | 0.3961% | 0.3961% | 0.3961% | 0.3961% | 0.3961% | 0.3961% | 0.3961% | 0.3961% | 0.3961% | 0.3961% | 0.3961% | 0.3961% | 0.3961% | 0.3961% | 0.3961% | 0.3961% | 0.3961% | 0.3961% | 0.3961% | 0.3961% | 0.3961% | 0.3961% | 0.3961% | 0.3961% | 0.3961% | 0.3961% | 0.3961% | 0.3961% | 0.3961% | 0.3961% | 0.3961% | 0.3961%
Commercial_Warehouse_Existing_Food Preparation_Natural Gas_Double Rack Oven | Commercial | Warehouse | Existing | Food Preparation | Natural Gas | Double Rack Oven | 0.3961% | 0.3961% | 0.3961% | 0.3961% | 0.3961% | 0.3961% | 0.3961% | 0.3961% | 0.3961% | 0.3961% | 0.3961% | 0.3961% | 0.3961% | 0.3961% | 0.3961% | 0.3961% | 0.3961% | 0.3961% | 0.3961% | 0.3961% | 0.3961% | 0.3961% | 0.3961% | 0.3961% | 0.3961% | 0.3961% | 0.3961% | 0.3961% | 0.3961% | 0.3961% | 0.3961% | 0.3961% | 0.3961%
Commercial_Warehouse_Existing_Food Preparation_Natural Gas_Fryer | Commercial | Warehouse | Existing | Food Preparation | Natural Gas | Fryer | 1.584% | 1.584% | 1.584% | 1.584% | 1.584% | 1.584% | 1.584% | 1.584% | 1.584% | 1.584% | 1.584% | 1.584% | 1.584% | 1.584% | 1.584% | 1.584% | 1.584% | 1.584% | 1.584% | 1.584% | 1.584% | 1.584% | 1.584% | 1.584% | 1.584% | 1.584% | 1.584% | 1.584% | 1.584% | 1.584% | 1.584% | 1.584% | 1.584%
Commercial_Warehouse_Existing_Food Preparation_Natural Gas_Broiler | Commercial | Warehouse | Existing | Food Preparation | Natural Gas | Broiler | bar: 2019 to 2051
Commercial_Warehouse_Existing_Food Preparation_Natural Gas_Griddle | Commercial | Warehouse | Existing | Food Preparation | Natural Gas | Griddle | 1.584% | 1.584% | 1.584% | 1.584% | 1.584% | 1.584% | 1.584% | 1.584% | 1.584% | 1.584% | 1.584% | 1.584% | 1.584% | 1.584% | 1.584% | 1.584% | 1.584% | 1.584% | 1.584% | 1.584% | 1.584% | 1.584% | 1.584% | 1.584% | 1.584% | 1.584% | 1.584% | 1.584% | 1.584% | 1.584% | 1.584% | 1.584% | 1.584%
Commercial_Warehouse_Existing_Food Preparation_Natural Gas_Range | Commercial | Warehouse | Existing | Food Preparation | Natural Gas | Range | 1.584% | 1.584% | 1.584% | 1.584% | 1.584% | 1.584% | 1.584% | 1.584% | 1.584% | 1.584% | 1.584% | 1.584% | 1.584% | 1.584% | 1.584% | 1.584% | 1.584% | 1.584% | 1.584% | 1.584% | 1.584% | 1.584% | 1.584% | 1.584% | 1.584% | 1.584% | 1.584% | 1.584% | 1.584% | 1.584% | 1.584% | 1.584% | 1.584%
Commercial_Warehouse_Existing_Food Preparation_Natural Gas_Steamer | Commercial | Warehouse | Existing | Food Preparation | Natural Gas | Steamer | bar: 2019 to 2051
Commercial_Warehouse_Existing_Food Preparation_Natural Gas_Food Prep Other | Commercial | Warehouse | Existing | Food Preparation | Natural Gas | Food Prep Other | bar: 2019 to 2051
Commercial_Warehouse_Existing_Miscellaneous_Natural Gas_Pool Heater | Commercial | Warehouse | Existing | Miscellaneous | Natural Gas | Pool Heater | bar: 2019 to 2051
Commercial_Warehouse_Existing_Miscellaneous_Natural Gas_Miscellaneous | Commercial | Warehouse | Existing | Miscellaneous | Natural Gas | Miscellaneous | 100% | 100% | 100% | 100% | 100% | 100% | 100% | 100% | 100% | 100% | 100% | 100% | 100% | 100% | 100% | 100% | 100% | 100% | 100% | 100% | 100% | 100% | 100% | 100% | 100% | 100% | 100% | 100% | 100% | 100% | 100% | 100% | 100%
Commercial_Warehouse_New_Space Heating_Natural Gas_Furnace | Commercial | Warehouse | New | Space Heating | Natural Gas | Furnace | 55.31% | 55.31% | 55.31% | 55.31% | 55.31% | 55.31% | 55.31% | 55.31% | 55.31% | 55.31% | 55.31% | 55.31% | 55.31% | 55.31% | 55.31% | 55.31% | 55.31% | 55.31% | 55.31% | 55.31% | 55.31% | 55.31% | 55.31% | 55.31% | 55.31% | 55.31% | 55.31% | 55.31% | 55.31% | 55.31% | 55.31% | 55.31% | 55.31%
Commercial_Warehouse_New_Space Heating_Natural Gas_Boiler | Commercial | Warehouse | New | Space Heating | Natural Gas | Boiler | 2.833% | 2.833% | 2.833% | 2.833% | 2.833% | 2.833% | 2.833% | 2.833% | 2.833% | 2.833% | 2.833% | 2.833% | 2.833% | 2.833% | 2.833% | 2.833% | 2.833% | 2.833% | 2.833% | 2.833% | 2.833% | 2.833% | 2.833% | 2.833% | 2.833% | 2.833% | 2.833% | 2.833% | 2.833% | 2.833% | 2.833% | 2.833% | 2.833%
Commercial_Warehouse_New_Space Heating_Natural Gas_Unit Heater | Commercial | Warehouse | New | Space Heating | Natural Gas | Unit Heater | 24.16% | 24.16% | 24.16% | 24.16% | 24.16% | 24.16% | 24.16% | 24.16% | 24.16% | 24.16% | 24.16% | 24.16% | 24.16% | 24.16% | 24.16% | 24.16% | 24.16% | 24.16% | 24.16% | 24.16% | 24.16% | 24.16% | 24.16% | 24.16% | 24.16% | 24.16% | 24.16% | 24.16% | 24.16% | 24.16% | 24.16% | 24.16% | 24.16%
Commercial_Warehouse_New_Water Heating_Natural Gas_Water Heater | Commercial | Warehouse | New | Water Heating | Natural Gas | Water Heater | 38.68% | 38.68% | 38.68% | 38.68% | 38.68% | 38.68% | 38.68% | 38.68% | 38.68% | 38.68% | 38.68% | 38.68% | 38.68% | 38.68% | 38.68% | 38.68% | 38.68% | 38.68% | 38.68% | 38.68% | 38.68% | 38.68% | 38.68% | 38.68% | 38.68% | 38.68% | 38.68% | 38.68% | 38.68% | 38.68% | 38.68% | 38.68% | 38.68%
Commercial_Warehouse_New_Food Preparation_Natural Gas_Oven | Commercial | Warehouse | New | Food Preparation | Natural Gas | Oven | 0.7922% | 0.7922% | 0.7922% | 0.7922% | 0.7922% | 0.7922% | 0.7922% | 0.7922% | 0.7922% | 0.7922% | 0.7922% | 0.7922% | 0.7922% | 0.7922% | 0.7922% | 0.7922% | 0.7922% | 0.7922% | 0.7922% | 0.7922% | 0.7922% | 0.7922% | 0.7922% | 0.7922% | 0.7922% | 0.7922% | 0.7922% | 0.7922% | 0.7922% | 0.7922% | 0.7922% | 0.7922% | 0.7922%
Commercial_Warehouse_New_Food Preparation_Natural Gas_Conveyor Oven | Commercial | Warehouse | New | Food Preparation | Natural Gas | Conveyor Oven | 0.3961% | 0.3961% | 0.3961% | 0.3961% | 0.3961% | 0.3961% | 0.3961% | 0.3961% | 0.3961% | 0.3961% | 0.3961% | 0.3961% | 0.3961% | 0.3961% | 0.3961% | 0.3961% | 0.3961% | 0.3961% | 0.3961% | 0.3961% | 0.3961% | 0.3961% | 0.3961% | 0.3961% | 0.3961% | 0.3961% | 0.3961% | 0.3961% | 0.3961% | 0.3961% | 0.3961% | 0.3961% | 0.3961%
Commercial_Warehouse_New_Food Preparation_Natural Gas_Double Rack Oven | Commercial | Warehouse | New | Food Preparation | Natural Gas | Double Rack Oven | 0.3961% | 0.3961% | 0.3961% | 0.3961% | 0.3961% | 0.3961% | 0.3961% | 0.3961% | 0.3961% | 0.3961% | 0.3961% | 0.3961% | 0.3961% | 0.3961% | 0.3961% | 0.3961% | 0.3961% | 0.3961% | 0.3961% | 0.3961% | 0.3961% | 0.3961% | 0.3961% | 0.3961% | 0.3961% | 0.3961% | 0.3961% | 0.3961% | 0.3961% | 0.3961% | 0.3961% | 0.3961% | 0.3961%
Commercial_Warehouse_New_Food Preparation_Natural Gas_Fryer | Commercial | Warehouse | New | Food Preparation | Natural Gas | Fryer | 1.584% | 1.584% | 1.584% | 1.584% | 1.584% | 1.584% | 1.584% | 1.584% | 1.584% | 1.584% | 1.584% | 1.584% | 1.584% | 1.584% | 1.584% | 1.584% | 1.584% | 1.584% | 1.584% | 1.584% | 1.584% | 1.584% | 1.584% | 1.584% | 1.584% | 1.584% | 1.584% | 1.584% | 1.584% | 1.584% | 1.584% | 1.584% | 1.584%
Commercial_Warehouse_New_Food Preparation_Natural Gas_Broiler | Commercial | Warehouse | New | Food Preparation | Natural Gas | Broiler | bar: 2019 to 2051
Commercial_Warehouse_New_Food Preparation_Natural Gas_Griddle | Commercial | Warehouse | New | Food Preparation | Natural Gas | Griddle | 1.584% | 1.584% | 1.584% | 1.584% | 1.584% | 1.584% | 1.584% | 1.584% | 1.584% | 1.584% | 1.584% | 1.584% | 1.584% | 1.584% | 1.584% | 1.584% | 1.584% | 1.584% | 1.584% | 1.584% | 1.584% | 1.584% | 1.584% | 1.584% | 1.584% | 1.584% | 1.584% | 1.584% | 1.584% | 1.584% | 1.584% | 1.584% | 1.584%
Commercial_Warehouse_New_Food Preparation_Natural Gas_Range | Commercial | Warehouse | New | Food Preparation | Natural Gas | Range | 1.584% | 1.584% | 1.584% | 1.584% | 1.584% | 1.584% | 1.584% | 1.584% | 1.584% | 1.584% | 1.584% | 1.584% | 1.584% | 1.584% | 1.584% | 1.584% | 1.584% | 1.584% | 1.584% | 1.584% | 1.584% | 1.584% | 1.584% | 1.584% | 1.584% | 1.584% | 1.584% | 1.584% | 1.584% | 1.584% | 1.584% | 1.584% | 1.584%
Commercial_Warehouse_New_Food Preparation_Natural Gas_Steamer | Commercial | Warehouse | New | Food Preparation | Natural Gas | Steamer | bar: 2019 to 2051
Commercial_Warehouse_New_Food Preparation_Natural Gas_Food Prep Other | Commercial | Warehouse | New | Food Preparation | Natural Gas | Food Prep Other | bar: 2019 to 2051
Commercial_Warehouse_New_Miscellaneous_Natural Gas_Pool Heater | Commercial | Warehouse | New | Miscellaneous | Natural Gas | Pool Heater | bar: 2019 to 2051
Commercial_Warehouse_New_Miscellaneous_Natural Gas_Miscellaneous | Commercial | Warehouse | New | Miscellaneous | Natural Gas | Miscellaneous | 100% | 100% | 100% | 100% | 100% | 100% | 100% | 100% | 100% | 100% | 100% | 100% | 100% | 100% | 100% | 100% | 100% | 100% | 100% | 100% | 100% | 100% | 100% | 100% | 100% | 100% | 100% | 100% | 100% | 100% | 100% | 100% | 100%
Commercial_Miscellaneous_Existing_Space Heating_Natural Gas_Furnace | Commercial | Miscellaneous | Existing | Space Heating | Natural Gas | Furnace | 53.91% | 53.91% | 53.91% | 53.91% | 53.91% | 53.91% | 53.91% | 53.91% | 53.91% | 53.91% | 53.91% | 53.91% | 53.91% | 53.91% | 53.91% | 53.91% | 53.91% | 53.91% | 53.91% | 53.91% | 53.91% | 53.91% | 53.91% | 53.91% | 53.91% | 53.91% | 53.91% | 53.91% | 53.91% | 53.91% | 53.91% | 53.91% | 53.91%
Commercial_Miscellaneous_Existing_Space Heating_Natural Gas_Boiler | Commercial | Miscellaneous | Existing | Space Heating | Natural Gas | Boiler | 25.45% | 25.45% | 25.45% | 25.45% | 25.45% | 25.45% | 25.45% | 25.45% | 25.45% | 25.45% | 25.45% | 25.45% | 25.45% | 25.45% | 25.45% | 25.45% | 25.45% | 25.45% | 25.45% | 25.45% | 25.45% | 25.45% | 25.45% | 25.45% | 25.45% | 25.45% | 25.45% | 25.45% | 25.45% | 25.45% | 25.45% | 25.45% | 25.45%
Commercial_Miscellaneous_Existing_Space Heating_Natural Gas_Unit Heater | Commercial | Miscellaneous | Existing | Space Heating | Natural Gas | Unit Heater | 0.4776% | 0.4776% | 0.4776% | 0.4776% | 0.4776% | 0.4776% | 0.4776% | 0.4776% | 0.4776% | 0.4776% | 0.4776% | 0.4776% | 0.4776% | 0.4776% | 0.4776% | 0.4776% | 0.4776% | 0.4776% | 0.4776% | 0.4776% | 0.4776% | 0.4776% | 0.4776% | 0.4776% | 0.4776% | 0.4776% | 0.4776% | 0.4776% | 0.4776% | 0.4776% | 0.4776% | 0.4776% | 0.4776%
Commercial_Miscellaneous_Existing_Water Heating_Natural Gas_Water Heater | Commercial | Miscellaneous | Existing | Water Heating | Natural Gas | Water Heater | 59.12% | 59.12% | 59.12% | 59.12% | 59.12% | 59.12% | 59.12% | 59.12% | 59.12% | 59.12% | 59.12% | 59.12% | 59.12% | 59.12% | 59.12% | 59.12% | 59.12% | 59.12% | 59.12% | 59.12% | 59.12% | 59.12% | 59.12% | 59.12% | 59.12% | 59.12% | 59.12% | 59.12% | 59.12% | 59.12% | 59.12% | 59.12% | 59.12%
Commercial_Miscellaneous_Existing_Food Preparation_Natural Gas_Oven | Commercial | Miscellaneous | Existing | Food Preparation | Natural Gas | Oven | 33.1% | 33.1% | 33.1% | 33.1% | 33.1% | 33.1% | 33.1% | 33.1% | 33.1% | 33.1% | 33.1% | 33.1% | 33.1% | 33.1% | 33.1% | 33.1% | 33.1% | 33.1% | 33.1% | 33.1% | 33.1% | 33.1% | 33.1% | 33.1% | 33.1% | 33.1% | 33.1% | 33.1% | 33.1% | 33.1% | 33.1% | 33.1% | 33.1%
Commercial_Miscellaneous_Existing_Food Preparation_Natural Gas_Conveyor Oven | Commercial | Miscellaneous | Existing | Food Preparation | Natural Gas | Conveyor Oven | 16.55% | 16.55% | 16.55% | 16.55% | 16.55% | 16.55% | 16.55% | 16.55% | 16.55% | 16.55% | 16.55% | 16.55% | 16.55% | 16.55% | 16.55% | 16.55% | 16.55% | 16.55% | 16.55% | 16.55% | 16.55% | 16.55% | 16.55% | 16.55% | 16.55% | 16.55% | 16.55% | 16.55% | 16.55% | 16.55% | 16.55% | 16.55% | 16.55%
Commercial_Miscellaneous_Existing_Food Preparation_Natural Gas_Double Rack Oven | Commercial | Miscellaneous | Existing | Food Preparation | Natural Gas | Double Rack Oven | 16.55% | 16.55% | 16.55% | 16.55% | 16.55% | 16.55% | 16.55% | 16.55% | 16.55% | 16.55% | 16.55% | 16.55% | 16.55% | 16.55% | 16.55% | 16.55% | 16.55% | 16.55% | 16.55% | 16.55% | 16.55% | 16.55% | 16.55% | 16.55% | 16.55% | 16.55% | 16.55% | 16.55% | 16.55% | 16.55% | 16.55% | 16.55% | 16.55%
Commercial_Miscellaneous_Existing_Food Preparation_Natural Gas_Fryer | Commercial | Miscellaneous | Existing | Food Preparation | Natural Gas | Fryer | 2.842% | 2.842% | 2.842% | 2.842% | 2.842% | 2.842% | 2.842% | 2.842% | 2.842% | 2.842% | 2.842% | 2.842% | 2.842% | 2.842% | 2.842% | 2.842% | 2.842% | 2.842% | 2.842% | 2.842% | 2.842% | 2.842% | 2.842% | 2.842% | 2.842% | 2.842% | 2.842% | 2.842% | 2.842% | 2.842% | 2.842% | 2.842% | 2.842%
Commercial_Miscellaneous_Existing_Food Preparation_Natural Gas_Broiler | Commercial | Miscellaneous | Existing | Food Preparation | Natural Gas | Broiler | 32.39% | 32.39% | 32.39% | 32.39% | 32.39% | 32.39% | 32.39% | 32.39% | 32.39% | 32.39% | 32.39% | 32.39% | 32.39% | 32.39% | 32.39% | 32.39% | 32.39% | 32.39% | 32.39% | 32.39% | 32.39% | 32.39% | 32.39% | 32.39% | 32.39% | 32.39% | 32.39% | 32.39% | 32.39% | 32.39% | 32.39% | 32.39% | 32.39%
Commercial_Miscellaneous_Existing_Food Preparation_Natural Gas_Griddle | Commercial | Miscellaneous | Existing | Food Preparation | Natural Gas | Griddle | 35.93% | 35.93% | 35.93% | 35.93% | 35.93% | 35.93% | 35.93% | 35.93% | 35.93% | 35.93% | 35.93% | 35.93% | 35.93% | 35.93% | 35.93% | 35.93% | 35.93% | 35.93% | 35.93% | 35.93% | 35.93% | 35.93% | 35.93% | 35.93% | 35.93% | 35.93% | 35.93% | 35.93% | 35.93% | 35.93% | 35.93% | 35.93% | 35.93%
Commercial_Miscellaneous_Existing_Food Preparation_Natural Gas_Range | Commercial | Miscellaneous | Existing | Food Preparation | Natural Gas | Range | 39.94% | 39.94% | 39.94% | 39.94% | 39.94% | 39.94% | 39.94% | 39.94% | 39.94% | 39.94% | 39.94% | 39.94% | 39.94% | 39.94% | 39.94% | 39.94% | 39.94% | 39.94% | 39.94% | 39.94% | 39.94% | 39.94% | 39.94% | 39.94% | 39.94% | 39.94% | 39.94% | 39.94% | 39.94% | 39.94% | 39.94% | 39.94% | 39.94%
Commercial_Miscellaneous_Existing_Food Preparation_Natural Gas_Steamer | Commercial | Miscellaneous | Existing | Food Preparation | Natural Gas | Steamer | 1.408% | 1.408% | 1.408% | 1.408% | 1.408% | 1.408% | 1.408% | 1.408% | 1.408% | 1.408% | 1.408% | 1.408% | 1.408% | 1.408% | 1.408% | 1.408% | 1.408% | 1.408% | 1.408% | 1.408% | 1.408% | 1.408% | 1.408% | 1.408% | 1.408% | 1.408% | 1.408% | 1.408% | 1.408% | 1.408% | 1.408% | 1.408% | 1.408%
Commercial_Miscellaneous_Existing_Food Preparation_Natural Gas_Food Prep Other | Commercial | Miscellaneous | Existing | Food Preparation | Natural Gas | Food Prep Other | bar: 2019 to 2051
Commercial_Miscellaneous_Existing_Miscellaneous_Natural Gas_Pool Heater | Commercial | Miscellaneous | Existing | Miscellaneous | Natural Gas | Pool Heater | 1.215% | 1.215% | 1.215% | 1.215% | 1.215% | 1.215% | 1.215% | 1.215% | 1.215% | 1.215% | 1.215% | 1.215% | 1.215% | 1.215% | 1.215% | 1.215% | 1.215% | 1.215% | 1.215% | 1.215% | 1.215% | 1.215% | 1.215% | 1.215% | 1.215% | 1.215% | 1.215% | 1.215% | 1.215% | 1.215% | 1.215% | 1.215% | 1.215%
Commercial_Miscellaneous_Existing_Miscellaneous_Natural Gas_Miscellaneous | Commercial | Miscellaneous | Existing | Miscellaneous | Natural Gas | Miscellaneous | 100% | 100% | 100% | 100% | 100% | 100% | 100% | 100% | 100% | 100% | 100% | 100% | 100% | 100% | 100% | 100% | 100% | 100% | 100% | 100% | 100% | 100% | 100% | 100% | 100% | 100% | 100% | 100% | 100% | 100% | 100% | 100% | 100%
Commercial_Miscellaneous_New_Space Heating_Natural Gas_Furnace | Commercial | Miscellaneous | New | Space Heating | Natural Gas | Furnace | 53.91% | 53.91% | 53.91% | 53.91% | 53.91% | 53.91% | 53.91% | 53.91% | 53.91% | 53.91% | 53.91% | 53.91% | 53.91% | 53.91% | 53.91% | 53.91% | 53.91% | 53.91% | 53.91% | 53.91% | 53.91% | 53.91% | 53.91% | 53.91% | 53.91% | 53.91% | 53.91% | 53.91% | 53.91% | 53.91% | 53.91% | 53.91% | 53.91%
Commercial_Miscellaneous_New_Space Heating_Natural Gas_Boiler | Commercial | Miscellaneous | New | Space Heating | Natural Gas | Boiler | 25.45% | 25.45% | 25.45% | 25.45% | 25.45% | 25.45% | 25.45% | 25.45% | 25.45% | 25.45% | 25.45% | 25.45% | 25.45% | 25.45% | 25.45% | 25.45% | 25.45% | 25.45% | 25.45% | 25.45% | 25.45% | 25.45% | 25.45% | 25.45% | 25.45% | 25.45% | 25.45% | 25.45% | 25.45% | 25.45% | 25.45% | 25.45% | 25.45%
Commercial_Miscellaneous_New_Space Heating_Natural Gas_Unit Heater | Commercial | Miscellaneous | New | Space Heating | Natural Gas | Unit Heater | 0.4776% | 0.4776% | 0.4776% | 0.4776% | 0.4776% | 0.4776% | 0.4776% | 0.4776% | 0.4776% | 0.4776% | 0.4776% | 0.4776% | 0.4776% | 0.4776% | 0.4776% | 0.4776% | 0.4776% | 0.4776% | 0.4776% | 0.4776% | 0.4776% | 0.4776% | 0.4776% | 0.4776% | 0.4776% | 0.4776% | 0.4776% | 0.4776% | 0.4776% | 0.4776% | 0.4776% | 0.4776% | 0.4776%
Commercial_Miscellaneous_New_Water Heating_Natural Gas_Water Heater | Commercial | Miscellaneous | New | Water Heating | Natural Gas | Water Heater | 59.12% | 59.12% | 59.12% | 59.12% | 59.12% | 59.12% | 59.12% | 59.12% | 59.12% | 59.12% | 59.12% | 59.12% | 59.12% | 59.12% | 59.12% | 59.12% | 59.12% | 59.12% | 59.12% | 59.12% | 59.12% | 59.12% | 59.12% | 59.12% | 59.12% | 59.12% | 59.12% | 59.12% | 59.12% | 59.12% | 59.12% | 59.12% | 59.12%
Commercial_Miscellaneous_New_Food Preparation_Natural Gas_Oven | Commercial | Miscellaneous | New | Food Preparation | Natural Gas | Oven | 33.1% | 33.1% | 33.1% | 33.1% | 33.1% | 33.1% | 33.1% | 33.1% | 33.1% | 33.1% | 33.1% | 33.1% | 33.1% | 33.1% | 33.1% | 33.1% | 33.1% | 33.1% | 33.1% | 33.1% | 33.1% | 33.1% | 33.1% | 33.1% | 33.1% | 33.1% | 33.1% | 33.1% | 33.1% | 33.1% | 33.1% | 33.1% | 33.1%
Commercial_Miscellaneous_New_Food Preparation_Natural Gas_Conveyor Oven | Commercial | Miscellaneous | New | Food Preparation | Natural Gas | Conveyor Oven | 16.55% | 16.55% | 16.55% | 16.55% | 16.55% | 16.55% | 16.55% | 16.55% | 16.55% | 16.55% | 16.55% | 16.55% | 16.55% | 16.55% | 16.55% | 16.55% | 16.55% | 16.55% | 16.55% | 16.55% | 16.55% | 16.55% | 16.55% | 16.55% | 16.55% | 16.55% | 16.55% | 16.55% | 16.55% | 16.55% | 16.55% | 16.55% | 16.55%
Commercial_Miscellaneous_New_Food Preparation_Natural Gas_Double Rack Oven | Commercial | Miscellaneous | New | Food Preparation | Natural Gas | Double Rack Oven | 16.55% | 16.55% | 16.55% | 16.55% | 16.55% | 16.55% | 16.55% | 16.55% | 16.55% | 16.55% | 16.55% | 16.55% | 16.55% | 16.55% | 16.55% | 16.55% | 16.55% | 16.55% | 16.55% | 16.55% | 16.55% | 16.55% | 16.55% | 16.55% | 16.55% | 16.55% | 16.55% | 16.55% | 16.55% | 16.55% | 16.55% | 16.55% | 16.55%
Commercial_Miscellaneous_New_Food Preparation_Natural Gas_Fryer | Commercial | Miscellaneous | New | Food Preparation | Natural Gas | Fryer | 2.842% | 2.842% | 2.842% | 2.842% | 2.842% | 2.842% | 2.842% | 2.842% | 2.842% | 2.842% | 2.842% | 2.842% | 2.842% | 2.842% | 2.842% | 2.842% | 2.842% | 2.842% | 2.842% | 2.842% | 2.842% | 2.842% | 2.842% | 2.842% | 2.842% | 2.842% | 2.842% | 2.842% | 2.842% | 2.842% | 2.842% | 2.842% | 2.842%
Commercial_Miscellaneous_New_Food Preparation_Natural Gas_Broiler | Commercial | Miscellaneous | New | Food Preparation | Natural Gas | Broiler | 32.39% | 32.39% | 32.39% | 32.39% | 32.39% | 32.39% | 32.39% | 32.39% | 32.39% | 32.39% | 32.39% | 32.39% | 32.39% | 32.39% | 32.39% | 32.39% | 32.39% | 32.39% | 32.39% | 32.39% | 32.39% | 32.39% | 32.39% | 32.39% | 32.39% | 32.39% | 32.39% | 32.39% | 32.39% | 32.39% | 32.39% | 32.39% | 32.39%
Commercial_Miscellaneous_New_Food Preparation_Natural Gas_Griddle | Commercial | Miscellaneous | New | Food Preparation | Natural Gas | Griddle | 35.93% | 35.93% | 35.93% | 35.93% | 35.93% | 35.93% | 35.93% | 35.93% | 35.93% | 35.93% | 35.93% | 35.93% | 35.93% | 35.93% | 35.93% | 35.93% | 35.93% | 35.93% | 35.93% | 35.93% | 35.93% | 35.93% | 35.93% | 35.93% | 35.93% | 35.93% | 35.93% | 35.93% | 35.93% | 35.93% | 35.93% | 35.93% | 35.93%
Commercial_Miscellaneous_New_Food Preparation_Natural Gas_Range | Commercial | Miscellaneous | New | Food Preparation | Natural Gas | Range | 39.94% | 39.94% | 39.94% | 39.94% | 39.94% | 39.94% | 39.94% | 39.94% | 39.94% | 39.94% | 39.94% | 39.94% | 39.94% | 39.94% | 39.94% | 39.94% | 39.94% | 39.94% | 39.94% | 39.94% | 39.94% | 39.94% | 39.94% | 39.94% | 39.94% | 39.94% | 39.94% | 39.94% | 39.94% | 39.94% | 39.94% | 39.94% | 39.94%
Commercial_Miscellaneous_New_Food Preparation_Natural Gas_Steamer | Commercial | Miscellaneous | New | Food Preparation | Natural Gas | Steamer | 1.408% | 1.408% | 1.408% | 1.408% | 1.408% | 1.408% | 1.408% | 1.408% | 1.408% | 1.408% | 1.408% | 1.408% | 1.408% | 1.408% | 1.408% | 1.408% | 1.408% | 1.408% | 1.408% | 1.408% | 1.408% | 1.408% | 1.408% | 1.408% | 1.408% | 1.408% | 1.408% | 1.408% | 1.408% | 1.408% | 1.408% | 1.408% | 1.408%
Commercial_Miscellaneous_New_Food Preparation_Natural Gas_Food Prep Other | Commercial | Miscellaneous | New | Food Preparation | Natural Gas | Food Prep Other | bar: 2019 to 2051
Commercial_Miscellaneous_New_Miscellaneous_Natural Gas_Pool Heater | Commercial | Miscellaneous | New | Miscellaneous | Natural Gas | Pool Heater | 1.215% | 1.215% | 1.215% | 1.215% | 1.215% | 1.215% | 1.215% | 1.215% | 1.215% | 1.215% | 1.215% | 1.215% | 1.215% | 1.215% | 1.215% | 1.215% | 1.215% | 1.215% | 1.215% | 1.215% | 1.215% | 1.215% | 1.215% | 1.215% | 1.215% | 1.215% | 1.215% | 1.215% | 1.215% | 1.215% | 1.215% | 1.215% | 1.215%
Commercial_Miscellaneous_New_Miscellaneous_Natural Gas_Miscellaneous | Commercial | Miscellaneous | New | Miscellaneous | Natural Gas | Miscellaneous | 100% | 100% | 100% | 100% | 100% | 100% | 100% | 100% | 100% | 100% | 100% | 100% | 100% | 100% | 100% | 100% | 100% | 100% | 100% | 100% | 100% | 100% | 100% | 100% | 100% | 100% | 100% | 100% | 100% | 100% | 100% | 100% | 100%

## UECs & EUIs
Key | Sector | Segment | Vintage | End Use | Fuel | Technology | Existing Unit Usage | New Unit Usage | Peak Factor (S) | Peak Factor (W) | Min. Lifetime | Max. Lifetime | Turnover | Group Enduses | Primary Enduse | Logit Model
Commercial_Office_Existing_Space Heating_Natural Gas_Furnace | Commercial | Office | Existing | Space Heating | Natural Gas | Furnace | 0.11647 | 0.10195 | 0 | 0 | 17 | 29 | Normal | FALSE | FALSE | 0
Commercial_Office_Existing_Space Heating_Natural Gas_Boiler | Commercial | Office | Existing | Space Heating | Natural Gas | Boiler | 0.57162 | 0.53055 | 0 | 0 | 20 | 30 | Normal | FALSE | FALSE | 0
Commercial_Office_Existing_Space Heating_Natural Gas_Unit Heater | Commercial | Office | Existing | Space Heating | Natural Gas | Unit Heater | 0.058236 | 0.058236 | 0 | 0 | 10 | 14 | Normal | FALSE | FALSE | 0
Commercial_Office_Existing_Water Heating_Natural Gas_Water Heater | Commercial | Office | Existing | Water Heating | Natural Gas | Water Heater | 0.18284 | 0.15132 | 0 | 0 | 8 | 12 | Normal | FALSE | FALSE | 0
Commercial_Office_Existing_Food Preparation_Natural Gas_Oven | Commercial | Office | Existing | Food Preparation | Natural Gas | Oven | 0.11118 | 0.11118 | 0 | 0 | 10 | 14 | Normal | FALSE | FALSE | 0
Commercial_Office_Existing_Food Preparation_Natural Gas_Conveyor Oven | Commercial | Office | Existing | Food Preparation | Natural Gas | Conveyor Oven | 0.19024 | 0.19024 | 0 | 0 | 15 | 19 | Normal | FALSE | FALSE | 0
Commercial_Office_Existing_Food Preparation_Natural Gas_Double Rack Oven | Commercial | Office | Existing | Food Preparation | Natural Gas | Double Rack Oven | 0.28901 | 0.28901 | 0 | 0 | 10 | 14 | Normal | FALSE | FALSE | 0
Commercial_Office_Existing_Food Preparation_Natural Gas_Fryer | Commercial | Office | Existing | Food Preparation | Natural Gas | Fryer | 0.17985 | 0.17985 | 0 | 0 | 4 | 7 | Normal | FALSE | FALSE | 0
Commercial_Office_Existing_Food Preparation_Natural Gas_Broiler | Commercial | Office | Existing | Food Preparation | Natural Gas | Broiler | 0.19781 | 0.19781 | 0 | 0 | 10 | 14 | Normal | FALSE | FALSE | 0
Commercial_Office_Existing_Food Preparation_Natural Gas_Griddle | Commercial | Office | Existing | Food Preparation | Natural Gas | Griddle | 0.13131 | 0.13131 | 0 | 0 | 10 | 14 | Normal | FALSE | FALSE | 0
Commercial_Office_Existing_Food Preparation_Natural Gas_Range | Commercial | Office | Existing | Food Preparation | Natural Gas | Range | 0.1362 | 0.1362 | 0 | 0 | 8 | 12 | Normal | FALSE | FALSE | 0
Commercial_Office_Existing_Food Preparation_Natural Gas_Steamer | Commercial | Office | Existing | Food Preparation | Natural Gas | Steamer | 0.22748 | 0.22748 | 0 | 0 | 8 | 16 | Normal | FALSE | FALSE | 0
Commercial_Office_Existing_Food Preparation_Natural Gas_Food Prep Other | Commercial | Office | Existing | Food Preparation | Natural Gas | Food Prep Other | 0.056842 | 0.056842 | 0 | 0 | 8 | 12 | Normal | FALSE | FALSE | 0
Commercial_Office_Existing_Miscellaneous_Natural Gas_Pool Heater | Commercial | Office | Existing | Miscellaneous | Natural Gas | Pool Heater | 0.01 | 0.01 | 0 | 0 | 4 | 8 | Normal | FALSE | FALSE | 0
Commercial_Office_Existing_Miscellaneous_Natural Gas_Miscellaneous | Commercial | Office | Existing | Miscellaneous | Natural Gas | Miscellaneous | 0.00061193 | 0.00061193 | 0 | 0 | 2 | 8 | Normal | FALSE | FALSE | 0
Commercial_Office_New_Space Heating_Natural Gas_Furnace | Commercial | Office | New | Space Heating | Natural Gas | Furnace | 0 | 0.10193 | 0 | 0 | 17 | 29 | Normal | FALSE | FALSE | 0
Commercial_Office_New_Space Heating_Natural Gas_Boiler | Commercial | Office | New | Space Heating | Natural Gas | Boiler | 0 | 0.54297 | 0 | 0 | 20 | 30 | Normal | FALSE | FALSE | 0
Commercial_Office_New_Space Heating_Natural Gas_Unit Heater | Commercial | Office | New | Space Heating | Natural Gas | Unit Heater | 0 | 0.058236 | 0 | 0 | 10 | 14 | Normal | FALSE | FALSE | 0
Commercial_Office_New_Water Heating_Natural Gas_Water Heater | Commercial | Office | New | Water Heating | Natural Gas | Water Heater | 0 | 0.15132 | 0 | 0 | 8 | 12 | Normal | FALSE | FALSE | 0
Commercial_Office_New_Food Preparation_Natural Gas_Oven | Commercial | Office | New | Food Preparation | Natural Gas | Oven | 0 | 0.11118 | 0 | 0 | 10 | 14 | Normal | FALSE | FALSE | 0
Commercial_Office_New_Food Preparation_Natural Gas_Conveyor Oven | Commercial | Office | New | Food Preparation | Natural Gas | Conveyor Oven | 0 | 0.19024 | 0 | 0 | 15 | 19 | Normal | FALSE | FALSE | 0
Commercial_Office_New_Food Preparation_Natural Gas_Double Rack Oven | Commercial | Office | New | Food Preparation | Natural Gas | Double Rack Oven | 0 | 0.28901 | 0 | 0 | 10 | 14 | Normal | FALSE | FALSE | 0
Commercial_Office_New_Food Preparation_Natural Gas_Fryer | Commercial | Office | New | Food Preparation | Natural Gas | Fryer | 0 | 0.17985 | 0 | 0 | 4 | 7 | Normal | FALSE | FALSE | 0
Commercial_Office_New_Food Preparation_Natural Gas_Broiler | Commercial | Office | New | Food Preparation | Natural Gas | Broiler | 0 | 0.19781 | 0 | 0 | 10 | 14 | Normal | FALSE | FALSE | 0
Commercial_Office_New_Food Preparation_Natural Gas_Griddle | Commercial | Office | New | Food Preparation | Natural Gas | Griddle | 0 | 0.13131 | 0 | 0 | 10 | 14 | Normal | FALSE | FALSE | 0
Commercial_Office_New_Food Preparation_Natural Gas_Range | Commercial | Office | New | Food Preparation | Natural Gas | Range | 0 | 0.1362 | 0 | 0 | 8 | 12 | Normal | FALSE | FALSE | 0
Commercial_Office_New_Food Preparation_Natural Gas_Steamer | Commercial | Office | New | Food Preparation | Natural Gas | Steamer | 0 | 0.22748 | 0 | 0 | 8 | 16 | Normal | FALSE | FALSE | 0
Commercial_Office_New_Food Preparation_Natural Gas_Food Prep Other | Commercial | Office | New | Food Preparation | Natural Gas | Food Prep Other | 0 | 0.056842 | 0 | 0 | 8 | 12 | Normal | FALSE | FALSE | 0
Commercial_Office_New_Miscellaneous_Natural Gas_Pool Heater | Commercial | Office | New | Miscellaneous | Natural Gas | Pool Heater | 0 | 0.01 | 0 | 0 | 4 | 8 | Normal | FALSE | FALSE | 0
Commercial_Office_New_Miscellaneous_Natural Gas_Miscellaneous | Commercial | Office | New | Miscellaneous | Natural Gas | Miscellaneous | 0 | 0.00061193 | 0 | 0 | 2 | 8 | Normal | FALSE | FALSE | 0
Commercial_Restaurant_Existing_Space Heating_Natural Gas_Furnace | Commercial | Restaurant | Existing | Space Heating | Natural Gas | Furnace | 0.67344 | 0.58939 | 0 | 0 | 17 | 29 | Normal | FALSE | FALSE | 0
Commercial_Restaurant_Existing_Space Heating_Natural Gas_Boiler | Commercial | Restaurant | Existing | Space Heating | Natural Gas | Boiler | 2.854 | 2.5966 | 0 | 0 | 20 | 30 | Normal | FALSE | FALSE | 0
Commercial_Restaurant_Existing_Space Heating_Natural Gas_Unit Heater | Commercial | Restaurant | Existing | Space Heating | Natural Gas | Unit Heater | 0.33672 | 0.33672 | 0 | 0 | 10 | 14 | Normal | FALSE | FALSE | 0
Commercial_Restaurant_Existing_Water Heating_Natural Gas_Water Heater | Commercial | Restaurant | Existing | Water Heating | Natural Gas | Water Heater | 1.4255 | 1.1789 | 0 | 0 | 8 | 12 | Normal | FALSE | FALSE | 0
Commercial_Restaurant_Existing_Food Preparation_Natural Gas_Oven | Commercial | Restaurant | Existing | Food Preparation | Natural Gas | Oven | 0.63582 | 0.63582 | 0 | 0 | 10 | 14 | Normal | FALSE | FALSE | 0
Commercial_Restaurant_Existing_Food Preparation_Natural Gas_Conveyor Oven | Commercial | Restaurant | Existing | Food Preparation | Natural Gas | Conveyor Oven | 1.0879 | 1.0879 | 0 | 0 | 15 | 19 | Normal | FALSE | FALSE | 0
Commercial_Restaurant_Existing_Food Preparation_Natural Gas_Double Rack Oven | Commercial | Restaurant | Existing | Food Preparation | Natural Gas | Double Rack Oven | 1.6528 | 1.6528 | 0 | 0 | 10 | 14 | Normal | FALSE | FALSE | 0
Commercial_Restaurant_Existing_Food Preparation_Natural Gas_Fryer | Commercial | Restaurant | Existing | Food Preparation | Natural Gas | Fryer | 1.0285 | 1.0285 | 0 | 0 | 4 | 7 | Normal | FALSE | FALSE | 0
Commercial_Restaurant_Existing_Food Preparation_Natural Gas_Broiler | Commercial | Restaurant | Existing | Food Preparation | Natural Gas | Broiler | 1.1312 | 1.1312 | 0 | 0 | 10 | 14 | Normal | FALSE | FALSE | 0
Commercial_Restaurant_Existing_Food Preparation_Natural Gas_Griddle | Commercial | Restaurant | Existing | Food Preparation | Natural Gas | Griddle | 0.75089 | 0.75089 | 0 | 0 | 10 | 14 | Normal | FALSE | FALSE | 0
Commercial_Restaurant_Existing_Food Preparation_Natural Gas_Range | Commercial | Restaurant | Existing | Food Preparation | Natural Gas | Range | 0.7789 | 0.7789 | 0 | 0 | 8 | 12 | Normal | FALSE | FALSE | 0
Commercial_Restaurant_Existing_Food Preparation_Natural Gas_Steamer | Commercial | Restaurant | Existing | Food Preparation | Natural Gas | Steamer | 1.3009 | 1.3009 | 0 | 0 | 8 | 16 | Normal | FALSE | FALSE | 0
Commercial_Restaurant_Existing_Food Preparation_Natural Gas_Food Prep Other | Commercial | Restaurant | Existing | Food Preparation | Natural Gas | Food Prep Other | 0.32506 | 0.32506 | 0 | 0 | 8 | 12 | Normal | FALSE | FALSE | 0
Commercial_Restaurant_Existing_Miscellaneous_Natural Gas_Pool Heater | Commercial | Restaurant | Existing | Miscellaneous | Natural Gas | Pool Heater | 0.01 | 0.01 | 0 | 0 | 4 | 8 | Normal | FALSE | FALSE | 0
Commercial_Restaurant_Existing_Miscellaneous_Natural Gas_Miscellaneous | Commercial | Restaurant | Existing | Miscellaneous | Natural Gas | Miscellaneous | 0.079377 | 0.079377 | 0 | 0 | 2 | 8 | Normal | FALSE | FALSE | 0
Commercial_Restaurant_New_Space Heating_Natural Gas_Furnace | Commercial | Restaurant | New | Space Heating | Natural Gas | Furnace | 0 | 0.58932 | 0 | 0 | 17 | 29 | Normal | FALSE | FALSE | 0
Commercial_Restaurant_New_Space Heating_Natural Gas_Boiler | Commercial | Restaurant | New | Space Heating | Natural Gas | Boiler | 0 | 2.6284 | 0 | 0 | 20 | 30 | Normal | FALSE | FALSE | 0
Commercial_Restaurant_New_Space Heating_Natural Gas_Unit Heater | Commercial | Restaurant | New | Space Heating | Natural Gas | Unit Heater | 0 | 0.33672 | 0 | 0 | 10 | 14 | Normal | FALSE | FALSE | 0
Commercial_Restaurant_New_Water Heating_Natural Gas_Water Heater | Commercial | Restaurant | New | Water Heating | Natural Gas | Water Heater | 0 | 1.1789 | 0 | 0 | 8 | 12 | Normal | FALSE | FALSE | 0
Commercial_Restaurant_New_Food Preparation_Natural Gas_Oven | Commercial | Restaurant | New | Food Preparation | Natural Gas | Oven | 0 | 0.63582 | 0 | 0 | 10 | 14 | Normal | FALSE | FALSE | 0
Commercial_Restaurant_New_Food Preparation_Natural Gas_Conveyor Oven | Commercial | Restaurant | New | Food Preparation | Natural Gas | Conveyor Oven | 0 | 1.0879 | 0 | 0 | 15 | 19 | Normal | FALSE | FALSE | 0
Commercial_Restaurant_New_Food Preparation_Natural Gas_Double Rack Oven | Commercial | Restaurant | New | Food Preparation | Natural Gas | Double Rack Oven | 0 | 1.6528 | 0 | 0 | 10 | 14 | Normal | FALSE | FALSE | 0
Commercial_Restaurant_New_Food Preparation_Natural Gas_Fryer | Commercial | Restaurant | New | Food Preparation | Natural Gas | Fryer | 0 | 1.0285 | 0 | 0 | 4 | 7 | Normal | FALSE | FALSE | 0
Commercial_Restaurant_New_Food Preparation_Natural Gas_Broiler | Commercial | Restaurant | New | Food Preparation | Natural Gas | Broiler | 0 | 1.1312 | 0 | 0 | 10 | 14 | Normal | FALSE | FALSE | 0
Commercial_Restaurant_New_Food Preparation_Natural Gas_Griddle | Commercial | Restaurant | New | Food Preparation | Natural Gas | Griddle | 0 | 0.75089 | 0 | 0 | 10 | 14 | Normal | FALSE | FALSE | 0
Commercial_Restaurant_New_Food Preparation_Natural Gas_Range | Commercial | Restaurant | New | Food Preparation | Natural Gas | Range | 0 | 0.7789 | 0 | 0 | 8 | 12 | Normal | FALSE | FALSE | 0
Commercial_Restaurant_New_Food Preparation_Natural Gas_Steamer | Commercial | Restaurant | New | Food Preparation | Natural Gas | Steamer | 0 | 1.3009 | 0 | 0 | 8 | 16 | Normal | FALSE | FALSE | 0
Commercial_Restaurant_New_Food Preparation_Natural Gas_Food Prep Other | Commercial | Restaurant | New | Food Preparation | Natural Gas | Food Prep Other | 0 | 0.32506 | 0 | 0 | 8 | 12 | Normal | FALSE | FALSE | 0
Commercial_Restaurant_New_Miscellaneous_Natural Gas_Pool Heater | Commercial | Restaurant | New | Miscellaneous | Natural Gas | Pool Heater | 0 | 0.01 | 0 | 0 | 4 | 8 | Normal | FALSE | FALSE | 0
Commercial_Restaurant_New_Miscellaneous_Natural Gas_Miscellaneous | Commercial | Restaurant | New | Miscellaneous | Natural Gas | Miscellaneous | 0 | 0.079377 | 0 | 0 | 2 | 8 | Normal | FALSE | FALSE | 0
Commercial_Retail_Existing_Space Heating_Natural Gas_Furnace | Commercial | Retail | Existing | Space Heating | Natural Gas | Furnace | 0.15132 | 0.13238 | 0 | 0 | 17 | 29 | Normal | FALSE | FALSE | 0
Commercial_Retail_Existing_Space Heating_Natural Gas_Boiler | Commercial | Retail | Existing | Space Heating | Natural Gas | Boiler | 0.58674 | 0.53365 | 0 | 0 | 20 | 30 | Normal | FALSE | FALSE | 0
Commercial_Retail_Existing_Space Heating_Natural Gas_Unit Heater | Commercial | Retail | Existing | Space Heating | Natural Gas | Unit Heater | 0.07566 | 0.07566 | 0 | 0 | 10 | 14 | Normal | FALSE | FALSE | 0
Commercial_Retail_Existing_Water Heating_Natural Gas_Water Heater | Commercial | Retail | Existing | Water Heating | Natural Gas | Water Heater | 0.21492 | 0.17782 | 0 | 0 | 8 | 12 | Normal | FALSE | FALSE | 0
Commercial_Retail_Existing_Food Preparation_Natural Gas_Oven | Commercial | Retail | Existing | Food Preparation | Natural Gas | Oven | 0.33336 | 0.33336 | 0 | 0 | 10 | 14 | Normal | FALSE | FALSE | 0
Commercial_Retail_Existing_Food Preparation_Natural Gas_Conveyor Oven | Commercial | Retail | Existing | Food Preparation | Natural Gas | Conveyor Oven | 0.57039 | 0.57039 | 0 | 0 | 15 | 19 | Normal | FALSE | FALSE | 0
Commercial_Retail_Existing_Food Preparation_Natural Gas_Double Rack Oven | Commercial | Retail | Existing | Food Preparation | Natural Gas | Double Rack Oven | 0.86653 | 0.86653 | 0 | 0 | 10 | 14 | Normal | FALSE | FALSE | 0
Commercial_Retail_Existing_Food Preparation_Natural Gas_Fryer | Commercial | Retail | Existing | Food Preparation | Natural Gas | Fryer | 0.53923 | 0.53923 | 0 | 0 | 4 | 7 | Normal | FALSE | FALSE | 0
Commercial_Retail_Existing_Food Preparation_Natural Gas_Broiler | Commercial | Retail | Existing | Food Preparation | Natural Gas | Broiler | 0.59309 | 0.59309 | 0 | 0 | 10 | 14 | Normal | FALSE | FALSE | 0
Commercial_Retail_Existing_Food Preparation_Natural Gas_Griddle | Commercial | Retail | Existing | Food Preparation | Natural Gas | Griddle | 0.39369 | 0.39369 | 0 | 0 | 10 | 14 | Normal | FALSE | FALSE | 0
Commercial_Retail_Existing_Food Preparation_Natural Gas_Range | Commercial | Retail | Existing | Food Preparation | Natural Gas | Range | 0.40837 | 0.40837 | 0 | 0 | 8 | 12 | Normal | FALSE | FALSE | 0
Commercial_Retail_Existing_Food Preparation_Natural Gas_Steamer | Commercial | Retail | Existing | Food Preparation | Natural Gas | Steamer | 0.68205 | 0.68205 | 0 | 0 | 8 | 16 | Normal | FALSE | FALSE | 0
Commercial_Retail_Existing_Food Preparation_Natural Gas_Food Prep Other | Commercial | Retail | Existing | Food Preparation | Natural Gas | Food Prep Other | 0.17043 | 0.17043 | 0 | 0 | 8 | 12 | Normal | FALSE | FALSE | 0
Commercial_Retail_Existing_Miscellaneous_Natural Gas_Pool Heater | Commercial | Retail | Existing | Miscellaneous | Natural Gas | Pool Heater | 0.01 | 0.01 | 0 | 0 | 4 | 8 | Normal | FALSE | FALSE | 0
Commercial_Retail_Existing_Miscellaneous_Natural Gas_Miscellaneous | Commercial | Retail | Existing | Miscellaneous | Natural Gas | Miscellaneous | 0.0040291 | 0.0040291 | 0 | 0 | 2 | 8 | Normal | FALSE | FALSE | 0
Commercial_Retail_New_Space Heating_Natural Gas_Furnace | Commercial | Retail | New | Space Heating | Natural Gas | Furnace | 0 | 0.13237 | 0 | 0 | 17 | 29 | Normal | FALSE | FALSE | 0
Commercial_Retail_New_Space Heating_Natural Gas_Boiler | Commercial | Retail | New | Space Heating | Natural Gas | Boiler | 0 | 0.54587 | 0 | 0 | 20 | 30 | Normal | FALSE | FALSE | 0
Commercial_Retail_New_Space Heating_Natural Gas_Unit Heater | Commercial | Retail | New | Space Heating | Natural Gas | Unit Heater | 0 | 0.07566 | 0 | 0 | 10 | 14 | Normal | FALSE | FALSE | 0
Commercial_Retail_New_Water Heating_Natural Gas_Water Heater | Commercial | Retail | New | Water Heating | Natural Gas | Water Heater | 0 | 0.17782 | 0 | 0 | 8 | 12 | Normal | FALSE | FALSE | 0
Commercial_Retail_New_Food Preparation_Natural Gas_Oven | Commercial | Retail | New | Food Preparation | Natural Gas | Oven | 0 | 0.33336 | 0 | 0 | 10 | 14 | Normal | FALSE | FALSE | 0
Commercial_Retail_New_Food Preparation_Natural Gas_Conveyor Oven | Commercial | Retail | New | Food Preparation | Natural Gas | Conveyor Oven | 0 | 0.57039 | 0 | 0 | 15 | 19 | Normal | FALSE | FALSE | 0
Commercial_Retail_New_Food Preparation_Natural Gas_Double Rack Oven | Commercial | Retail | New | Food Preparation | Natural Gas | Double Rack Oven | 0 | 0.86653 | 0 | 0 | 10 | 14 | Normal | FALSE | FALSE | 0
Commercial_Retail_New_Food Preparation_Natural Gas_Fryer | Commercial | Retail | New | Food Preparation | Natural Gas | Fryer | 0 | 0.53923 | 0 | 0 | 4 | 7 | Normal | FALSE | FALSE | 0
Commercial_Retail_New_Food Preparation_Natural Gas_Broiler | Commercial | Retail | New | Food Preparation | Natural Gas | Broiler | 0 | 0.59309 | 0 | 0 | 10 | 14 | Normal | FALSE | FALSE | 0
Commercial_Retail_New_Food Preparation_Natural Gas_Griddle | Commercial | Retail | New | Food Preparation | Natural Gas | Griddle | 0 | 0.39369 | 0 | 0 | 10 | 14 | Normal | FALSE | FALSE | 0
Commercial_Retail_New_Food Preparation_Natural Gas_Range | Commercial | Retail | New | Food Preparation | Natural Gas | Range | 0 | 0.40837 | 0 | 0 | 8 | 12 | Normal | FALSE | FALSE | 0
Commercial_Retail_New_Food Preparation_Natural Gas_Steamer | Commercial | Retail | New | Food Preparation | Natural Gas | Steamer | 0 | 0.68205 | 0 | 0 | 8 | 16 | Normal | FALSE | FALSE | 0
Commercial_Retail_New_Food Preparation_Natural Gas_Food Prep Other | Commercial | Retail | New | Food Preparation | Natural Gas | Food Prep Other | 0 | 0.17043 | 0 | 0 | 8 | 12 | Normal | FALSE | FALSE | 0
Commercial_Retail_New_Miscellaneous_Natural Gas_Pool Heater | Commercial | Retail | New | Miscellaneous | Natural Gas | Pool Heater | 0 | 0.01 | 0 | 0 | 4 | 8 | Normal | FALSE | FALSE | 0
Commercial_Retail_New_Miscellaneous_Natural Gas_Miscellaneous | Commercial | Retail | New | Miscellaneous | Natural Gas | Miscellaneous | 0 | 0.0040291 | 0 | 0 | 2 | 8 | Normal | FALSE | FALSE | 0
Commercial_Grocery_Existing_Space Heating_Natural Gas_Furnace | Commercial | Grocery | Existing | Space Heating | Natural Gas | Furnace | 0.19056 | 0.16674 | 0 | 0 | 17 | 29 | Normal | FALSE | FALSE | 0
Commercial_Grocery_Existing_Space Heating_Natural Gas_Boiler | Commercial | Grocery | Existing | Space Heating | Natural Gas | Boiler | 0.7389 | 0.63306 | 0 | 0 | 20 | 30 | Normal | FALSE | FALSE | 0
Commercial_Grocery_Existing_Space Heating_Natural Gas_Unit Heater | Commercial | Grocery | Existing | Space Heating | Natural Gas | Unit Heater | 0.095281 | 0.095281 | 0 | 0 | 10 | 14 | Normal | FALSE | FALSE | 0
Commercial_Grocery_Existing_Water Heating_Natural Gas_Water Heater | Commercial | Grocery | Existing | Water Heating | Natural Gas | Water Heater | 0.36288 | 0.30018 | 0 | 0 | 8 | 12 | Normal | FALSE | FALSE | 0
Commercial_Grocery_Existing_Food Preparation_Natural Gas_Oven | Commercial | Grocery | Existing | Food Preparation | Natural Gas | Oven | 0.04553 | 0.04553 | 0 | 0 | 10 | 14 | Normal | FALSE | FALSE | 0
Commercial_Grocery_Existing_Food Preparation_Natural Gas_Conveyor Oven | Commercial | Grocery | Existing | Food Preparation | Natural Gas | Conveyor Oven | 0.077906 | 0.077906 | 0 | 0 | 15 | 19 | Normal | FALSE | FALSE | 0
Commercial_Grocery_Existing_Food Preparation_Natural Gas_Double Rack Oven | Commercial | Grocery | Existing | Food Preparation | Natural Gas | Double Rack Oven | 0.11835 | 0.11835 | 0 | 0 | 10 | 14 | Normal | FALSE | FALSE | 0
Commercial_Grocery_Existing_Food Preparation_Natural Gas_Fryer | Commercial | Grocery | Existing | Food Preparation | Natural Gas | Fryer | 0.073649 | 0.073649 | 0 | 0 | 4 | 7 | Normal | FALSE | FALSE | 0
Commercial_Grocery_Existing_Food Preparation_Natural Gas_Broiler | Commercial | Grocery | Existing | Food Preparation | Natural Gas | Broiler | 0.081005 | 0.081005 | 0 | 0 | 10 | 14 | Normal | FALSE | FALSE | 0
Commercial_Grocery_Existing_Food Preparation_Natural Gas_Griddle | Commercial | Grocery | Existing | Food Preparation | Natural Gas | Griddle | 0.05377 | 0.05377 | 0 | 0 | 10 | 14 | Normal | FALSE | FALSE | 0
Commercial_Grocery_Existing_Food Preparation_Natural Gas_Range | Commercial | Grocery | Existing | Food Preparation | Natural Gas | Range | 0.055776 | 0.055776 | 0 | 0 | 8 | 12 | Normal | FALSE | FALSE | 0
Commercial_Grocery_Existing_Food Preparation_Natural Gas_Steamer | Commercial | Grocery | Existing | Food Preparation | Natural Gas | Steamer | 0.093156 | 0.093156 | 0 | 0 | 8 | 16 | Normal | FALSE | FALSE | 0
Commercial_Grocery_Existing_Food Preparation_Natural Gas_Food Prep Other | Commercial | Grocery | Existing | Food Preparation | Natural Gas | Food Prep Other | 0.023277 | 0.023277 | 0 | 0 | 8 | 12 | Normal | FALSE | FALSE | 0
Commercial_Grocery_Existing_Miscellaneous_Natural Gas_Pool Heater | Commercial | Grocery | Existing | Miscellaneous | Natural Gas | Pool Heater | 0.01 | 0.01 | 0 | 0 | 4 | 8 | Normal | FALSE | FALSE | 0
Commercial_Grocery_Existing_Miscellaneous_Natural Gas_Miscellaneous | Commercial | Grocery | Existing | Miscellaneous | Natural Gas | Miscellaneous | 0.0030471 | 0.0030471 | 0 | 0 | 2 | 8 | Normal | FALSE | FALSE | 0
Commercial_Grocery_New_Space Heating_Natural Gas_Furnace | Commercial | Grocery | New | Space Heating | Natural Gas | Furnace | 0 | 0.16674 | 0 | 0 | 17 | 29 | Normal | FALSE | FALSE | 0
Commercial_Grocery_New_Space Heating_Natural Gas_Boiler | Commercial | Grocery | New | Space Heating | Natural Gas | Boiler | 0 | 0.63311 | 0 | 0 | 20 | 30 | Normal | FALSE | FALSE | 0
Commercial_Grocery_New_Space Heating_Natural Gas_Unit Heater | Commercial | Grocery | New | Space Heating | Natural Gas | Unit Heater | 0 | 0.095281 | 0 | 0 | 10 | 14 | Normal | FALSE | FALSE | 0
Commercial_Grocery_New_Water Heating_Natural Gas_Water Heater | Commercial | Grocery | New | Water Heating | Natural Gas | Water Heater | 0 | 0.30016 | 0 | 0 | 8 | 12 | Normal | FALSE | FALSE | 0
Commercial_Grocery_New_Food Preparation_Natural Gas_Oven | Commercial | Grocery | New | Food Preparation | Natural Gas | Oven | 0 | 0.04553 | 0 | 0 | 10 | 14 | Normal | FALSE | FALSE | 0
Commercial_Grocery_New_Food Preparation_Natural Gas_Conveyor Oven | Commercial | Grocery | New | Food Preparation | Natural Gas | Conveyor Oven | 0 | 0.077906 | 0 | 0 | 15 | 19 | Normal | FALSE | FALSE | 0
Commercial_Grocery_New_Food Preparation_Natural Gas_Double Rack Oven | Commercial | Grocery | New | Food Preparation | Natural Gas | Double Rack Oven | 0 | 0.11835 | 0 | 0 | 10 | 14 | Normal | FALSE | FALSE | 0
Commercial_Grocery_New_Food Preparation_Natural Gas_Fryer | Commercial | Grocery | New | Food Preparation | Natural Gas | Fryer | 0 | 0.073649 | 0 | 0 | 4 | 7 | Normal | FALSE | FALSE | 0
Commercial_Grocery_New_Food Preparation_Natural Gas_Broiler | Commercial | Grocery | New | Food Preparation | Natural Gas | Broiler | 0 | 0.081005 | 0 | 0 | 10 | 14 | Normal | FALSE | FALSE | 0
Commercial_Grocery_New_Food Preparation_Natural Gas_Griddle | Commercial | Grocery | New | Food Preparation | Natural Gas | Griddle | 0 | 0.05377 | 0 | 0 | 10 | 14 | Normal | FALSE | FALSE | 0
Commercial_Grocery_New_Food Preparation_Natural Gas_Range | Commercial | Grocery | New | Food Preparation | Natural Gas | Range | 0 | 0.055776 | 0 | 0 | 8 | 12 | Normal | FALSE | FALSE | 0
Commercial_Grocery_New_Food Preparation_Natural Gas_Steamer | Commercial | Grocery | New | Food Preparation | Natural Gas | Steamer | 0 | 0.093156 | 0 | 0 | 8 | 16 | Normal | FALSE | FALSE | 0
Commercial_Grocery_New_Food Preparation_Natural Gas_Food Prep Other | Commercial | Grocery | New | Food Preparation | Natural Gas | Food Prep Other | 0 | 0.023277 | 0 | 0 | 8 | 12 | Normal | FALSE | FALSE | 0
Commercial_Grocery_New_Miscellaneous_Natural Gas_Pool Heater | Commercial | Grocery | New | Miscellaneous | Natural Gas | Pool Heater | 0 | 0.01 | 0 | 0 | 4 | 8 | Normal | FALSE | FALSE | 0
Commercial_Grocery_New_Miscellaneous_Natural Gas_Miscellaneous | Commercial | Grocery | New | Miscellaneous | Natural Gas | Miscellaneous | 0 | 0.0030471 | 0 | 0 | 2 | 8 | Normal | FALSE | FALSE | 0
Commercial_School_Existing_Space Heating_Natural Gas_Furnace | Commercial | School | Existing | Space Heating | Natural Gas | Furnace | 0.30207 | 0.2643 | 0 | 0 | 17 | 29 | Normal | FALSE | FALSE | 0
Commercial_School_Existing_Space Heating_Natural Gas_Boiler | Commercial | School | Existing | Space Heating | Natural Gas | Boiler | 0.79984 | 0.71372 | 0 | 0 | 20 | 30 | Normal | FALSE | FALSE | 0
Commercial_School_Existing_Space Heating_Natural Gas_Unit Heater | Commercial | School | Existing | Space Heating | Natural Gas | Unit Heater | 0.15103 | 0.15103 | 0 | 0 | 10 | 14 | Normal | FALSE | FALSE | 0
Commercial_School_Existing_Water Heating_Natural Gas_Water Heater | Commercial | School | Existing | Water Heating | Natural Gas | Water Heater | 0.16886 | 0.13973 | 0 | 0 | 8 | 12 | Normal | FALSE | FALSE | 0
Commercial_School_Existing_Food Preparation_Natural Gas_Oven | Commercial | School | Existing | Food Preparation | Natural Gas | Oven | 0.019406 | 0.019406 | 0 | 0 | 10 | 14 | Normal | FALSE | FALSE | 0
Commercial_School_Existing_Food Preparation_Natural Gas_Conveyor Oven | Commercial | School | Existing | Food Preparation | Natural Gas | Conveyor Oven | 0.033205 | 0.033205 | 0 | 0 | 15 | 19 | Normal | FALSE | FALSE | 0
Commercial_School_Existing_Food Preparation_Natural Gas_Double Rack Oven | Commercial | School | Existing | Food Preparation | Natural Gas | Double Rack Oven | 0.050444 | 0.050444 | 0 | 0 | 10 | 14 | Normal | FALSE | FALSE | 0
Commercial_School_Existing_Food Preparation_Natural Gas_Fryer | Commercial | School | Existing | Food Preparation | Natural Gas | Fryer | 0.031391 | 0.031391 | 0 | 0 | 4 | 7 | Normal | FALSE | FALSE | 0
Commercial_School_Existing_Food Preparation_Natural Gas_Broiler | Commercial | School | Existing | Food Preparation | Natural Gas | Broiler | 0.034526 | 0.034526 | 0 | 0 | 10 | 14 | Normal | FALSE | FALSE | 0
Commercial_School_Existing_Food Preparation_Natural Gas_Griddle | Commercial | School | Existing | Food Preparation | Natural Gas | Griddle | 0.022918 | 0.022918 | 0 | 0 | 10 | 14 | Normal | FALSE | FALSE | 0
Commercial_School_Existing_Food Preparation_Natural Gas_Range | Commercial | School | Existing | Food Preparation | Natural Gas | Range | 0.023773 | 0.023773 | 0 | 0 | 8 | 12 | Normal | FALSE | FALSE | 0
Commercial_School_Existing_Food Preparation_Natural Gas_Steamer | Commercial | School | Existing | Food Preparation | Natural Gas | Steamer | 0.039704 | 0.039704 | 0 | 0 | 8 | 16 | Normal | FALSE | FALSE | 0
Commercial_School_Existing_Food Preparation_Natural Gas_Food Prep Other | Commercial | School | Existing | Food Preparation | Natural Gas | Food Prep Other | 0.0099211 | 0.0099211 | 0 | 0 | 8 | 12 | Normal | FALSE | FALSE | 0
Commercial_School_Existing_Miscellaneous_Natural Gas_Pool Heater | Commercial | School | Existing | Miscellaneous | Natural Gas | Pool Heater | 0.0017114 | 0.0017114 | 0 | 0 | 4 | 8 | Normal | FALSE | FALSE | 0
Commercial_School_Existing_Miscellaneous_Natural Gas_Miscellaneous | Commercial | School | Existing | Miscellaneous | Natural Gas | Miscellaneous | 0.0093446 | 0.0093446 | 0 | 0 | 2 | 8 | Normal | FALSE | FALSE | 0
Commercial_School_New_Space Heating_Natural Gas_Furnace | Commercial | School | New | Space Heating | Natural Gas | Furnace | 0 | 0.2643 | 0 | 0 | 17 | 29 | Normal | FALSE | FALSE | 0
Commercial_School_New_Space Heating_Natural Gas_Boiler | Commercial | School | New | Space Heating | Natural Gas | Boiler | 0 | 0.75986 | 0 | 0 | 20 | 30 | Normal | FALSE | FALSE | 0
Commercial_School_New_Space Heating_Natural Gas_Unit Heater | Commercial | School | New | Space Heating | Natural Gas | Unit Heater | 0 | 0.15103 | 0 | 0 | 10 | 14 | Normal | FALSE | FALSE | 0
Commercial_School_New_Water Heating_Natural Gas_Water Heater | Commercial | School | New | Water Heating | Natural Gas | Water Heater | 0 | 0.13973 | 0 | 0 | 8 | 12 | Normal | FALSE | FALSE | 0
Commercial_School_New_Food Preparation_Natural Gas_Oven | Commercial | School | New | Food Preparation | Natural Gas | Oven | 0 | 0.019406 | 0 | 0 | 10 | 14 | Normal | FALSE | FALSE | 0
Commercial_School_New_Food Preparation_Natural Gas_Conveyor Oven | Commercial | School | New | Food Preparation | Natural Gas | Conveyor Oven | 0 | 0.033205 | 0 | 0 | 15 | 19 | Normal | FALSE | FALSE | 0
Commercial_School_New_Food Preparation_Natural Gas_Double Rack Oven | Commercial | School | New | Food Preparation | Natural Gas | Double Rack Oven | 0 | 0.050444 | 0 | 0 | 10 | 14 | Normal | FALSE | FALSE | 0
Commercial_School_New_Food Preparation_Natural Gas_Fryer | Commercial | School | New | Food Preparation | Natural Gas | Fryer | 0 | 0.031391 | 0 | 0 | 4 | 7 | Normal | FALSE | FALSE | 0
Commercial_School_New_Food Preparation_Natural Gas_Broiler | Commercial | School | New | Food Preparation | Natural Gas | Broiler | 0 | 0.034526 | 0 | 0 | 10 | 14 | Normal | FALSE | FALSE | 0
Commercial_School_New_Food Preparation_Natural Gas_Griddle | Commercial | School | New | Food Preparation | Natural Gas | Griddle | 0 | 0.022918 | 0 | 0 | 10 | 14 | Normal | FALSE | FALSE | 0
Commercial_School_New_Food Preparation_Natural Gas_Range | Commercial | School | New | Food Preparation | Natural Gas | Range | 0 | 0.023773 | 0 | 0 | 8 | 12 | Normal | FALSE | FALSE | 0
Commercial_School_New_Food Preparation_Natural Gas_Steamer | Commercial | School | New | Food Preparation | Natural Gas | Steamer | 0 | 0.039704 | 0 | 0 | 8 | 16 | Normal | FALSE | FALSE | 0
Commercial_School_New_Food Preparation_Natural Gas_Food Prep Other | Commercial | School | New | Food Preparation | Natural Gas | Food Prep Other | 0 | 0.0099211 | 0 | 0 | 8 | 12 | Normal | FALSE | FALSE | 0
Commercial_School_New_Miscellaneous_Natural Gas_Pool Heater | Commercial | School | New | Miscellaneous | Natural Gas | Pool Heater | 0 | 0.0017114 | 0 | 0 | 4 | 8 | Normal | FALSE | FALSE | 0
Commercial_School_New_Miscellaneous_Natural Gas_Miscellaneous | Commercial | School | New | Miscellaneous | Natural Gas | Miscellaneous | 0 | 0.0093446 | 0 | 0 | 2 | 8 | Normal | FALSE | FALSE | 0
Commercial_College_Existing_Space Heating_Natural Gas_Furnace | Commercial | College | Existing | Space Heating | Natural Gas | Furnace | 0.21909 | 0.1917 | 0 | 0 | 17 | 29 | Normal | FALSE | FALSE | 0
Commercial_College_Existing_Space Heating_Natural Gas_Boiler | Commercial | College | Existing | Space Heating | Natural Gas | Boiler | 0.58013 | 0.51766 | 0 | 0 | 20 | 30 | Normal | FALSE | FALSE | 0
Commercial_College_Existing_Space Heating_Natural Gas_Unit Heater | Commercial | College | Existing | Space Heating | Natural Gas | Unit Heater | 0.10954 | 0.10954 | 0 | 0 | 10 | 14 | Normal | FALSE | FALSE | 0
Commercial_College_Existing_Water Heating_Natural Gas_Water Heater | Commercial | College | Existing | Water Heating | Natural Gas | Water Heater | 0.22114 | 0.18298 | 0 | 0 | 8 | 12 | Normal | FALSE | FALSE | 0
Commercial_College_Existing_Food Preparation_Natural Gas_Oven | Commercial | College | Existing | Food Preparation | Natural Gas | Oven | 0.024231 | 0.024231 | 0 | 0 | 10 | 14 | Normal | FALSE | FALSE | 0
Commercial_College_Existing_Food Preparation_Natural Gas_Conveyor Oven | Commercial | College | Existing | Food Preparation | Natural Gas | Conveyor Oven | 0.04146 | 0.04146 | 0 | 0 | 15 | 19 | Normal | FALSE | FALSE | 0
Commercial_College_Existing_Food Preparation_Natural Gas_Double Rack Oven | Commercial | College | Existing | Food Preparation | Natural Gas | Double Rack Oven | 0.062986 | 0.062986 | 0 | 0 | 10 | 14 | Normal | FALSE | FALSE | 0
Commercial_College_Existing_Food Preparation_Natural Gas_Fryer | Commercial | College | Existing | Food Preparation | Natural Gas | Fryer | 0.039195 | 0.039195 | 0 | 0 | 4 | 7 | Normal | FALSE | FALSE | 0
Commercial_College_Existing_Food Preparation_Natural Gas_Broiler | Commercial | College | Existing | Food Preparation | Natural Gas | Broiler | 0.04311 | 0.04311 | 0 | 0 | 10 | 14 | Normal | FALSE | FALSE | 0
Commercial_College_Existing_Food Preparation_Natural Gas_Griddle | Commercial | College | Existing | Food Preparation | Natural Gas | Griddle | 0.028616 | 0.028616 | 0 | 0 | 10 | 14 | Normal | FALSE | FALSE | 0
Commercial_College_Existing_Food Preparation_Natural Gas_Range | Commercial | College | Existing | Food Preparation | Natural Gas | Range | 0.029683 | 0.029683 | 0 | 0 | 8 | 12 | Normal | FALSE | FALSE | 0
Commercial_College_Existing_Food Preparation_Natural Gas_Steamer | Commercial | College | Existing | Food Preparation | Natural Gas | Steamer | 0.049576 | 0.049576 | 0 | 0 | 8 | 16 | Normal | FALSE | FALSE | 0
Commercial_College_Existing_Food Preparation_Natural Gas_Food Prep Other | Commercial | College | Existing | Food Preparation | Natural Gas | Food Prep Other | 0.012388 | 0.012388 | 0 | 0 | 8 | 12 | Normal | FALSE | FALSE | 0
Commercial_College_Existing_Miscellaneous_Natural Gas_Pool Heater | Commercial | College | Existing | Miscellaneous | Natural Gas | Pool Heater | 0.0088062 | 0.0088062 | 0 | 0 | 4 | 8 | Normal | FALSE | FALSE | 0
Commercial_College_Existing_Miscellaneous_Natural Gas_Miscellaneous | Commercial | College | Existing | Miscellaneous | Natural Gas | Miscellaneous | 0.034582 | 0.034582 | 0 | 0 | 2 | 8 | Normal | FALSE | FALSE | 0
Commercial_College_New_Space Heating_Natural Gas_Furnace | Commercial | College | New | Space Heating | Natural Gas | Furnace | 0 | 0.1917 | 0 | 0 | 17 | 29 | Normal | FALSE | FALSE | 0
Commercial_College_New_Space Heating_Natural Gas_Boiler | Commercial | College | New | Space Heating | Natural Gas | Boiler | 0 | 0.55113 | 0 | 0 | 20 | 30 | Normal | FALSE | FALSE | 0
Commercial_College_New_Space Heating_Natural Gas_Unit Heater | Commercial | College | New | Space Heating | Natural Gas | Unit Heater | 0 | 0.10954 | 0 | 0 | 10 | 14 | Normal | FALSE | FALSE | 0
Commercial_College_New_Water Heating_Natural Gas_Water Heater | Commercial | College | New | Water Heating | Natural Gas | Water Heater | 0 | 0.18298 | 0 | 0 | 8 | 12 | Normal | FALSE | FALSE | 0
Commercial_College_New_Food Preparation_Natural Gas_Oven | Commercial | College | New | Food Preparation | Natural Gas | Oven | 0 | 0.024231 | 0 | 0 | 10 | 14 | Normal | FALSE | FALSE | 0
Commercial_College_New_Food Preparation_Natural Gas_Conveyor Oven | Commercial | College | New | Food Preparation | Natural Gas | Conveyor Oven | 0 | 0.04146 | 0 | 0 | 15 | 19 | Normal | FALSE | FALSE | 0
Commercial_College_New_Food Preparation_Natural Gas_Double Rack Oven | Commercial | College | New | Food Preparation | Natural Gas | Double Rack Oven | 0 | 0.062986 | 0 | 0 | 10 | 14 | Normal | FALSE | FALSE | 0
Commercial_College_New_Food Preparation_Natural Gas_Fryer | Commercial | College | New | Food Preparation | Natural Gas | Fryer | 0 | 0.039195 | 0 | 0 | 4 | 7 | Normal | FALSE | FALSE | 0
Commercial_College_New_Food Preparation_Natural Gas_Broiler | Commercial | College | New | Food Preparation | Natural Gas | Broiler | 0 | 0.04311 | 0 | 0 | 10 | 14 | Normal | FALSE | FALSE | 0
Commercial_College_New_Food Preparation_Natural Gas_Griddle | Commercial | College | New | Food Preparation | Natural Gas | Griddle | 0 | 0.028616 | 0 | 0 | 10 | 14 | Normal | FALSE | FALSE | 0
Commercial_College_New_Food Preparation_Natural Gas_Range | Commercial | College | New | Food Preparation | Natural Gas | Range | 0 | 0.029683 | 0 | 0 | 8 | 12 | Normal | FALSE | FALSE | 0
Commercial_College_New_Food Preparation_Natural Gas_Steamer | Commercial | College | New | Food Preparation | Natural Gas | Steamer | 0 | 0.049576 | 0 | 0 | 8 | 16 | Normal | FALSE | FALSE | 0
Commercial_College_New_Food Preparation_Natural Gas_Food Prep Other | Commercial | College | New | Food Preparation | Natural Gas | Food Prep Other | 0 | 0.012388 | 0 | 0 | 8 | 12 | Normal | FALSE | FALSE | 0
Commercial_College_New_Miscellaneous_Natural Gas_Pool Heater | Commercial | College | New | Miscellaneous | Natural Gas | Pool Heater | 0 | 0.0088062 | 0 | 0 | 4 | 8 | Normal | FALSE | FALSE | 0
Commercial_College_New_Miscellaneous_Natural Gas_Miscellaneous | Commercial | College | New | Miscellaneous | Natural Gas | Miscellaneous | 0 | 0.034582 | 0 | 0 | 2 | 8 | Normal | FALSE | FALSE | 0
Commercial_Hospital_Existing_Space Heating_Natural Gas_Furnace | Commercial | Hospital | Existing | Space Heating | Natural Gas | Furnace | 0.14793 | 0.12943 | 0 | 0 | 17 | 29 | Normal | FALSE | FALSE | 0
Commercial_Hospital_Existing_Space Heating_Natural Gas_Boiler | Commercial | Hospital | Existing | Space Heating | Natural Gas | Boiler | 0.35257 | 0.30457 | 0 | 0 | 20 | 30 | Normal | FALSE | FALSE | 0
Commercial_Hospital_Existing_Space Heating_Natural Gas_Unit Heater | Commercial | Hospital | Existing | Space Heating | Natural Gas | Unit Heater | 0.073963 | 0.073963 | 0 | 0 | 10 | 14 | Normal | FALSE | FALSE | 0
Commercial_Hospital_Existing_Water Heating_Natural Gas_Water Heater | Commercial | Hospital | Existing | Water Heating | Natural Gas | Water Heater | 0.37142 | 0.30721 | 0 | 0 | 8 | 12 | Normal | FALSE | FALSE | 0
Commercial_Hospital_Existing_Food Preparation_Natural Gas_Oven | Commercial | Hospital | Existing | Food Preparation | Natural Gas | Oven | 0.085082 | 0.085082 | 0 | 0 | 10 | 14 | Normal | FALSE | FALSE | 0
Commercial_Hospital_Existing_Food Preparation_Natural Gas_Conveyor Oven | Commercial | Hospital | Existing | Food Preparation | Natural Gas | Conveyor Oven | 0.14558 | 0.14558 | 0 | 0 | 15 | 19 | Normal | FALSE | FALSE | 0
Commercial_Hospital_Existing_Food Preparation_Natural Gas_Double Rack Oven | Commercial | Hospital | Existing | Food Preparation | Natural Gas | Double Rack Oven | 0.22116 | 0.22116 | 0 | 0 | 10 | 14 | Normal | FALSE | FALSE | 0
Commercial_Hospital_Existing_Food Preparation_Natural Gas_Fryer | Commercial | Hospital | Existing | Food Preparation | Natural Gas | Fryer | 0.13763 | 0.13763 | 0 | 0 | 4 | 7 | Normal | FALSE | FALSE | 0
Commercial_Hospital_Existing_Food Preparation_Natural Gas_Broiler | Commercial | Hospital | Existing | Food Preparation | Natural Gas | Broiler | 0.15137 | 0.15137 | 0 | 0 | 10 | 14 | Normal | FALSE | FALSE | 0
Commercial_Hospital_Existing_Food Preparation_Natural Gas_Griddle | Commercial | Hospital | Existing | Food Preparation | Natural Gas | Griddle | 0.10048 | 0.10048 | 0 | 0 | 10 | 14 | Normal | FALSE | FALSE | 0
Commercial_Hospital_Existing_Food Preparation_Natural Gas_Range | Commercial | Hospital | Existing | Food Preparation | Natural Gas | Range | 0.10423 | 0.10423 | 0 | 0 | 8 | 12 | Normal | FALSE | FALSE | 0
Commercial_Hospital_Existing_Food Preparation_Natural Gas_Steamer | Commercial | Hospital | Existing | Food Preparation | Natural Gas | Steamer | 0.17408 | 0.17408 | 0 | 0 | 8 | 16 | Normal | FALSE | FALSE | 0
Commercial_Hospital_Existing_Food Preparation_Natural Gas_Food Prep Other | Commercial | Hospital | Existing | Food Preparation | Natural Gas | Food Prep Other | 0.043498 | 0.043498 | 0 | 0 | 8 | 12 | Normal | FALSE | FALSE | 0
Commercial_Hospital_Existing_Miscellaneous_Natural Gas_Pool Heater | Commercial | Hospital | Existing | Miscellaneous | Natural Gas | Pool Heater | 0.01 | 0.01 | 0 | 0 | 4 | 8 | Normal | FALSE | FALSE | 0
Commercial_Hospital_Existing_Miscellaneous_Natural Gas_Miscellaneous | Commercial | Hospital | Existing | Miscellaneous | Natural Gas | Miscellaneous | 0.010385 | 0.010385 | 0 | 0 | 2 | 8 | Normal | FALSE | FALSE | 0
Commercial_Hospital_New_Space Heating_Natural Gas_Furnace | Commercial | Hospital | New | Space Heating | Natural Gas | Furnace | 0 | 0.12944 | 0 | 0 | 17 | 29 | Normal | FALSE | FALSE | 0
Commercial_Hospital_New_Space Heating_Natural Gas_Boiler | Commercial | Hospital | New | Space Heating | Natural Gas | Boiler | 0 | 0.30799 | 0 | 0 | 20 | 30 | Normal | FALSE | FALSE | 0
Commercial_Hospital_New_Space Heating_Natural Gas_Unit Heater | Commercial | Hospital | New | Space Heating | Natural Gas | Unit Heater | 0 | 0.073963 | 0 | 0 | 10 | 14 | Normal | FALSE | FALSE | 0
Commercial_Hospital_New_Water Heating_Natural Gas_Water Heater | Commercial | Hospital | New | Water Heating | Natural Gas | Water Heater | 0 | 0.30721 | 0 | 0 | 8 | 12 | Normal | FALSE | FALSE | 0
Commercial_Hospital_New_Food Preparation_Natural Gas_Oven | Commercial | Hospital | New | Food Preparation | Natural Gas | Oven | 0 | 0.085082 | 0 | 0 | 10 | 14 | Normal | FALSE | FALSE | 0
Commercial_Hospital_New_Food Preparation_Natural Gas_Conveyor Oven | Commercial | Hospital | New | Food Preparation | Natural Gas | Conveyor Oven | 0 | 0.14558 | 0 | 0 | 15 | 19 | Normal | FALSE | FALSE | 0
Commercial_Hospital_New_Food Preparation_Natural Gas_Double Rack Oven | Commercial | Hospital | New | Food Preparation | Natural Gas | Double Rack Oven | 0 | 0.22116 | 0 | 0 | 10 | 14 | Normal | FALSE | FALSE | 0
Commercial_Hospital_New_Food Preparation_Natural Gas_Fryer | Commercial | Hospital | New | Food Preparation | Natural Gas | Fryer | 0 | 0.13763 | 0 | 0 | 4 | 7 | Normal | FALSE | FALSE | 0
Commercial_Hospital_New_Food Preparation_Natural Gas_Broiler | Commercial | Hospital | New | Food Preparation | Natural Gas | Broiler | 0 | 0.15137 | 0 | 0 | 10 | 14 | Normal | FALSE | FALSE | 0
Commercial_Hospital_New_Food Preparation_Natural Gas_Griddle | Commercial | Hospital | New | Food Preparation | Natural Gas | Griddle | 0 | 0.10048 | 0 | 0 | 10 | 14 | Normal | FALSE | FALSE | 0
Commercial_Hospital_New_Food Preparation_Natural Gas_Range | Commercial | Hospital | New | Food Preparation | Natural Gas | Range | 0 | 0.10423 | 0 | 0 | 8 | 12 | Normal | FALSE | FALSE | 0
Commercial_Hospital_New_Food Preparation_Natural Gas_Steamer | Commercial | Hospital | New | Food Preparation | Natural Gas | Steamer | 0 | 0.17408 | 0 | 0 | 8 | 16 | Normal | FALSE | FALSE | 0
Commercial_Hospital_New_Food Preparation_Natural Gas_Food Prep Other | Commercial | Hospital | New | Food Preparation | Natural Gas | Food Prep Other | 0 | 0.043498 | 0 | 0 | 8 | 12 | Normal | FALSE | FALSE | 0
Commercial_Hospital_New_Miscellaneous_Natural Gas_Pool Heater | Commercial | Hospital | New | Miscellaneous | Natural Gas | Pool Heater | 0 | 0.01 | 0 | 0 | 4 | 8 | Normal | FALSE | FALSE | 0
Commercial_Hospital_New_Miscellaneous_Natural Gas_Miscellaneous | Commercial | Hospital | New | Miscellaneous | Natural Gas | Miscellaneous | 0 | 0.010385 | 0 | 0 | 2 | 8 | Normal | FALSE | FALSE | 0
Commercial_Other Health_Existing_Space Heating_Natural Gas_Furnace | Commercial | Other Health | Existing | Space Heating | Natural Gas | Furnace | 0.09105 | 0.079667 | 0 | 0 | 17 | 29 | Normal | FALSE | FALSE | 0
Commercial_Other Health_Existing_Space Heating_Natural Gas_Boiler | Commercial | Other Health | Existing | Space Heating | Natural Gas | Boiler | 0.25642 | 0.22151 | 0 | 0 | 20 | 30 | Normal | FALSE | FALSE | 0
Commercial_Other Health_Existing_Space Heating_Natural Gas_Unit Heater | Commercial | Other Health | Existing | Space Heating | Natural Gas | Unit Heater | 0.045525 | 0.045525 | 0 | 0 | 10 | 14 | Normal | FALSE | FALSE | 0
Commercial_Other Health_Existing_Water Heating_Natural Gas_Water Heater | Commercial | Other Health | Existing | Water Heating | Natural Gas | Water Heater | 0.37979 | 0.31414 | 0 | 0 | 8 | 12 | Normal | FALSE | FALSE | 0
Commercial_Other Health_Existing_Food Preparation_Natural Gas_Oven | Commercial | Other Health | Existing | Food Preparation | Natural Gas | Oven | 0.087755 | 0.087755 | 0 | 0 | 10 | 14 | Normal | FALSE | FALSE | 0
Commercial_Other Health_Existing_Food Preparation_Natural Gas_Conveyor Oven | Commercial | Other Health | Existing | Food Preparation | Natural Gas | Conveyor Oven | 0.15016 | 0.15016 | 0 | 0 | 15 | 19 | Normal | FALSE | FALSE | 0
Commercial_Other Health_Existing_Food Preparation_Natural Gas_Double Rack Oven | Commercial | Other Health | Existing | Food Preparation | Natural Gas | Double Rack Oven | 0.22811 | 0.22811 | 0 | 0 | 10 | 14 | Normal | FALSE | FALSE | 0
Commercial_Other Health_Existing_Food Preparation_Natural Gas_Fryer | Commercial | Other Health | Existing | Food Preparation | Natural Gas | Fryer | 0.14195 | 0.14195 | 0 | 0 | 4 | 7 | Normal | FALSE | FALSE | 0
Commercial_Other Health_Existing_Food Preparation_Natural Gas_Broiler | Commercial | Other Health | Existing | Food Preparation | Natural Gas | Broiler | 0.15613 | 0.15613 | 0 | 0 | 10 | 14 | Normal | FALSE | FALSE | 0
Commercial_Other Health_Existing_Food Preparation_Natural Gas_Griddle | Commercial | Other Health | Existing | Food Preparation | Natural Gas | Griddle | 0.10364 | 0.10364 | 0 | 0 | 10 | 14 | Normal | FALSE | FALSE | 0
Commercial_Other Health_Existing_Food Preparation_Natural Gas_Range | Commercial | Other Health | Existing | Food Preparation | Natural Gas | Range | 0.1075 | 0.1075 | 0 | 0 | 8 | 12 | Normal | FALSE | FALSE | 0
Commercial_Other Health_Existing_Food Preparation_Natural Gas_Steamer | Commercial | Other Health | Existing | Food Preparation | Natural Gas | Steamer | 0.17955 | 0.17955 | 0 | 0 | 8 | 16 | Normal | FALSE | FALSE | 0
Commercial_Other Health_Existing_Food Preparation_Natural Gas_Food Prep Other | Commercial | Other Health | Existing | Food Preparation | Natural Gas | Food Prep Other | 0.044865 | 0.044865 | 0 | 0 | 8 | 12 | Normal | FALSE | FALSE | 0
Commercial_Other Health_Existing_Miscellaneous_Natural Gas_Pool Heater | Commercial | Other Health | Existing | Miscellaneous | Natural Gas | Pool Heater | 0.01 | 0.01 | 0 | 0 | 4 | 8 | Normal | FALSE | FALSE | 0
Commercial_Other Health_Existing_Miscellaneous_Natural Gas_Miscellaneous | Commercial | Other Health | Existing | Miscellaneous | Natural Gas | Miscellaneous | 0.0078991 | 0.0078991 | 0 | 0 | 2 | 8 | Normal | FALSE | FALSE | 0
Commercial_Other Health_New_Space Heating_Natural Gas_Furnace | Commercial | Other Health | New | Space Heating | Natural Gas | Furnace | 0 | 0.079672 | 0 | 0 | 17 | 29 | Normal | FALSE | FALSE | 0
Commercial_Other Health_New_Space Heating_Natural Gas_Boiler | Commercial | Other Health | New | Space Heating | Natural Gas | Boiler | 0 | 0.224 | 0 | 0 | 20 | 30 | Normal | FALSE | FALSE | 0
Commercial_Other Health_New_Space Heating_Natural Gas_Unit Heater | Commercial | Other Health | New | Space Heating | Natural Gas | Unit Heater | 0 | 0.045525 | 0 | 0 | 10 | 14 | Normal | FALSE | FALSE | 0
Commercial_Other Health_New_Water Heating_Natural Gas_Water Heater | Commercial | Other Health | New | Water Heating | Natural Gas | Water Heater | 0 | 0.31414 | 0 | 0 | 8 | 12 | Normal | FALSE | FALSE | 0
Commercial_Other Health_New_Food Preparation_Natural Gas_Oven | Commercial | Other Health | New | Food Preparation | Natural Gas | Oven | 0 | 0.087755 | 0 | 0 | 10 | 14 | Normal | FALSE | FALSE | 0
Commercial_Other Health_New_Food Preparation_Natural Gas_Conveyor Oven | Commercial | Other Health | New | Food Preparation | Natural Gas | Conveyor Oven | 0 | 0.15016 | 0 | 0 | 15 | 19 | Normal | FALSE | FALSE | 0
Commercial_Other Health_New_Food Preparation_Natural Gas_Double Rack Oven | Commercial | Other Health | New | Food Preparation | Natural Gas | Double Rack Oven | 0 | 0.22811 | 0 | 0 | 10 | 14 | Normal | FALSE | FALSE | 0
Commercial_Other Health_New_Food Preparation_Natural Gas_Fryer | Commercial | Other Health | New | Food Preparation | Natural Gas | Fryer | 0 | 0.14195 | 0 | 0 | 4 | 7 | Normal | FALSE | FALSE | 0
Commercial_Other Health_New_Food Preparation_Natural Gas_Broiler | Commercial | Other Health | New | Food Preparation | Natural Gas | Broiler | 0 | 0.15613 | 0 | 0 | 10 | 14 | Normal | FALSE | FALSE | 0
Commercial_Other Health_New_Food Preparation_Natural Gas_Griddle | Commercial | Other Health | New | Food Preparation | Natural Gas | Griddle | 0 | 0.10364 | 0 | 0 | 10 | 14 | Normal | FALSE | FALSE | 0
Commercial_Other Health_New_Food Preparation_Natural Gas_Range | Commercial | Other Health | New | Food Preparation | Natural Gas | Range | 0 | 0.1075 | 0 | 0 | 8 | 12 | Normal | FALSE | FALSE | 0
Commercial_Other Health_New_Food Preparation_Natural Gas_Steamer | Commercial | Other Health | New | Food Preparation | Natural Gas | Steamer | 0 | 0.17955 | 0 | 0 | 8 | 16 | Normal | FALSE | FALSE | 0
Commercial_Other Health_New_Food Preparation_Natural Gas_Food Prep Other | Commercial | Other Health | New | Food Preparation | Natural Gas | Food Prep Other | 0 | 0.044865 | 0 | 0 | 8 | 12 | Normal | FALSE | FALSE | 0
Commercial_Other Health_New_Miscellaneous_Natural Gas_Pool Heater | Commercial | Other Health | New | Miscellaneous | Natural Gas | Pool Heater | 0 | 0.01 | 0 | 0 | 4 | 8 | Normal | FALSE | FALSE | 0
Commercial_Other Health_New_Miscellaneous_Natural Gas_Miscellaneous | Commercial | Other Health | New | Miscellaneous | Natural Gas | Miscellaneous | 0 | 0.0078991 | 0 | 0 | 2 | 8 | Normal | FALSE | FALSE | 0
Commercial_Lodging_Existing_Space Heating_Natural Gas_Furnace | Commercial | Lodging | Existing | Space Heating | Natural Gas | Furnace | 0.53283 | 0.46622 | 0 | 0 | 17 | 29 | Normal | FALSE | FALSE | 0
Commercial_Lodging_Existing_Space Heating_Natural Gas_Boiler | Commercial | Lodging | Existing | Space Heating | Natural Gas | Boiler | 1.2328 | 1.0734 | 0 | 0 | 20 | 30 | Normal | FALSE | FALSE | 0
Commercial_Lodging_Existing_Space Heating_Natural Gas_Unit Heater | Commercial | Lodging | Existing | Space Heating | Natural Gas | Unit Heater | 0.26641 | 0.26641 | 0 | 0 | 10 | 14 | Normal | FALSE | FALSE | 0
Commercial_Lodging_Existing_Water Heating_Natural Gas_Water Heater | Commercial | Lodging | Existing | Water Heating | Natural Gas | Water Heater | 0.84328 | 0.69758 | 0 | 0 | 8 | 12 | Normal | FALSE | FALSE | 0
Commercial_Lodging_Existing_Food Preparation_Natural Gas_Oven | Commercial | Lodging | Existing | Food Preparation | Natural Gas | Oven | 0.094226 | 0.094226 | 0 | 0 | 10 | 14 | Normal | FALSE | FALSE | 0
Commercial_Lodging_Existing_Food Preparation_Natural Gas_Conveyor Oven | Commercial | Lodging | Existing | Food Preparation | Natural Gas | Conveyor Oven | 0.16123 | 0.16123 | 0 | 0 | 15 | 19 | Normal | FALSE | FALSE | 0
Commercial_Lodging_Existing_Food Preparation_Natural Gas_Double Rack Oven | Commercial | Lodging | Existing | Food Preparation | Natural Gas | Double Rack Oven | 0.24493 | 0.24493 | 0 | 0 | 10 | 14 | Normal | FALSE | FALSE | 0
Commercial_Lodging_Existing_Food Preparation_Natural Gas_Fryer | Commercial | Lodging | Existing | Food Preparation | Natural Gas | Fryer | 0.15242 | 0.15242 | 0 | 0 | 4 | 7 | Normal | FALSE | FALSE | 0
Commercial_Lodging_Existing_Food Preparation_Natural Gas_Broiler | Commercial | Lodging | Existing | Food Preparation | Natural Gas | Broiler | 0.16764 | 0.16764 | 0 | 0 | 10 | 14 | Normal | FALSE | FALSE | 0
Commercial_Lodging_Existing_Food Preparation_Natural Gas_Griddle | Commercial | Lodging | Existing | Food Preparation | Natural Gas | Griddle | 0.11128 | 0.11128 | 0 | 0 | 10 | 14 | Normal | FALSE | FALSE | 0
Commercial_Lodging_Existing_Food Preparation_Natural Gas_Range | Commercial | Lodging | Existing | Food Preparation | Natural Gas | Range | 0.11543 | 0.11543 | 0 | 0 | 8 | 12 | Normal | FALSE | FALSE | 0
Commercial_Lodging_Existing_Food Preparation_Natural Gas_Steamer | Commercial | Lodging | Existing | Food Preparation | Natural Gas | Steamer | 0.19279 | 0.19279 | 0 | 0 | 8 | 16 | Normal | FALSE | FALSE | 0
Commercial_Lodging_Existing_Food Preparation_Natural Gas_Food Prep Other | Commercial | Lodging | Existing | Food Preparation | Natural Gas | Food Prep Other | 0.048173 | 0.048173 | 0 | 0 | 8 | 12 | Normal | FALSE | FALSE | 0
Commercial_Lodging_Existing_Miscellaneous_Natural Gas_Pool Heater | Commercial | Lodging | Existing | Miscellaneous | Natural Gas | Pool Heater | 0.0089847 | 0.0089847 | 0 | 0 | 4 | 8 | Normal | FALSE | FALSE | 0
Commercial_Lodging_Existing_Miscellaneous_Natural Gas_Miscellaneous | Commercial | Lodging | Existing | Miscellaneous | Natural Gas | Miscellaneous | 0.034663 | 0.034663 | 0 | 0 | 2 | 8 | Normal | FALSE | FALSE | 0
Commercial_Lodging_New_Space Heating_Natural Gas_Furnace | Commercial | Lodging | New | Space Heating | Natural Gas | Furnace | 0 | 0.46622 | 0 | 0 | 17 | 29 | Normal | FALSE | FALSE | 0
Commercial_Lodging_New_Space Heating_Natural Gas_Boiler | Commercial | Lodging | New | Space Heating | Natural Gas | Boiler | 0 | 1.0913 | 0 | 0 | 20 | 30 | Normal | FALSE | FALSE | 0
Commercial_Lodging_New_Space Heating_Natural Gas_Unit Heater | Commercial | Lodging | New | Space Heating | Natural Gas | Unit Heater | 0 | 0.26641 | 0 | 0 | 10 | 14 | Normal | FALSE | FALSE | 0
Commercial_Lodging_New_Water Heating_Natural Gas_Water Heater | Commercial | Lodging | New | Water Heating | Natural Gas | Water Heater | 0 | 0.69758 | 0 | 0 | 8 | 12 | Normal | FALSE | FALSE | 0
Commercial_Lodging_New_Food Preparation_Natural Gas_Oven | Commercial | Lodging | New | Food Preparation | Natural Gas | Oven | 0 | 0.094226 | 0 | 0 | 10 | 14 | Normal | FALSE | FALSE | 0
Commercial_Lodging_New_Food Preparation_Natural Gas_Conveyor Oven | Commercial | Lodging | New | Food Preparation | Natural Gas | Conveyor Oven | 0 | 0.16123 | 0 | 0 | 15 | 19 | Normal | FALSE | FALSE | 0
Commercial_Lodging_New_Food Preparation_Natural Gas_Double Rack Oven | Commercial | Lodging | New | Food Preparation | Natural Gas | Double Rack Oven | 0 | 0.24493 | 0 | 0 | 10 | 14 | Normal | FALSE | FALSE | 0
Commercial_Lodging_New_Food Preparation_Natural Gas_Fryer | Commercial | Lodging | New | Food Preparation | Natural Gas | Fryer | 0 | 0.15242 | 0 | 0 | 4 | 7 | Normal | FALSE | FALSE | 0
Commercial_Lodging_New_Food Preparation_Natural Gas_Broiler | Commercial | Lodging | New | Food Preparation | Natural Gas | Broiler | 0 | 0.16764 | 0 | 0 | 10 | 14 | Normal | FALSE | FALSE | 0
Commercial_Lodging_New_Food Preparation_Natural Gas_Griddle | Commercial | Lodging | New | Food Preparation | Natural Gas | Griddle | 0 | 0.11128 | 0 | 0 | 10 | 14 | Normal | FALSE | FALSE | 0
Commercial_Lodging_New_Food Preparation_Natural Gas_Range | Commercial | Lodging | New | Food Preparation | Natural Gas | Range | 0 | 0.11543 | 0 | 0 | 8 | 12 | Normal | FALSE | FALSE | 0
Commercial_Lodging_New_Food Preparation_Natural Gas_Steamer | Commercial | Lodging | New | Food Preparation | Natural Gas | Steamer | 0 | 0.19279 | 0 | 0 | 8 | 16 | Normal | FALSE | FALSE | 0
Commercial_Lodging_New_Food Preparation_Natural Gas_Food Prep Other | Commercial | Lodging | New | Food Preparation | Natural Gas | Food Prep Other | 0 | 0.048173 | 0 | 0 | 8 | 12 | Normal | FALSE | FALSE | 0
Commercial_Lodging_New_Miscellaneous_Natural Gas_Pool Heater | Commercial | Lodging | New | Miscellaneous | Natural Gas | Pool Heater | 0 | 0.0089847 | 0 | 0 | 4 | 8 | Normal | FALSE | FALSE | 0
Commercial_Lodging_New_Miscellaneous_Natural Gas_Miscellaneous | Commercial | Lodging | New | Miscellaneous | Natural Gas | Miscellaneous | 0 | 0.034663 | 0 | 0 | 2 | 8 | Normal | FALSE | FALSE | 0
Commercial_Warehouse_Existing_Space Heating_Natural Gas_Furnace | Commercial | Warehouse | Existing | Space Heating | Natural Gas | Furnace | 0.27585 | 0.24136 | 0 | 0 | 17 | 29 | Normal | FALSE | FALSE | 0
Commercial_Warehouse_Existing_Space Heating_Natural Gas_Boiler | Commercial | Warehouse | Existing | Space Heating | Natural Gas | Boiler | 1.0696 | 1.0161 | 0 | 0 | 20 | 30 | Normal | FALSE | FALSE | 0
Commercial_Warehouse_Existing_Space Heating_Natural Gas_Unit Heater | Commercial | Warehouse | Existing | Space Heating | Natural Gas | Unit Heater | 0.13792 | 0.13792 | 0 | 0 | 10 | 14 | Normal | FALSE | FALSE | 0
Commercial_Warehouse_Existing_Water Heating_Natural Gas_Water Heater | Commercial | Warehouse | Existing | Water Heating | Natural Gas | Water Heater | 0.074616 | 0.061714 | 0 | 0 | 8 | 12 | Normal | FALSE | FALSE | 0
Commercial_Warehouse_Existing_Food Preparation_Natural Gas_Oven | Commercial | Warehouse | Existing | Food Preparation | Natural Gas | Oven | 0.0063115 | 0.0063115 | 0 | 0 | 10 | 14 | Normal | FALSE | FALSE | 0
Commercial_Warehouse_Existing_Food Preparation_Natural Gas_Conveyor Oven | Commercial | Warehouse | Existing | Food Preparation | Natural Gas | Conveyor Oven | 0.010799 | 0.010799 | 0 | 0 | 15 | 19 | Normal | FALSE | FALSE | 0
Commercial_Warehouse_Existing_Food Preparation_Natural Gas_Double Rack Oven | Commercial | Warehouse | Existing | Food Preparation | Natural Gas | Double Rack Oven | 0.016406 | 0.016406 | 0 | 0 | 10 | 14 | Normal | FALSE | FALSE | 0
Commercial_Warehouse_Existing_Food Preparation_Natural Gas_Fryer | Commercial | Warehouse | Existing | Food Preparation | Natural Gas | Fryer | 0.010209 | 0.010209 | 0 | 0 | 4 | 7 | Normal | FALSE | FALSE | 0
Commercial_Warehouse_Existing_Food Preparation_Natural Gas_Broiler | Commercial | Warehouse | Existing | Food Preparation | Natural Gas | Broiler | 0.011229 | 0.011229 | 0 | 0 | 10 | 14 | Normal | FALSE | FALSE | 0
Commercial_Warehouse_Existing_Food Preparation_Natural Gas_Griddle | Commercial | Warehouse | Existing | Food Preparation | Natural Gas | Griddle | 0.0074538 | 0.0074538 | 0 | 0 | 10 | 14 | Normal | FALSE | FALSE | 0
Commercial_Warehouse_Existing_Food Preparation_Natural Gas_Range | Commercial | Warehouse | Existing | Food Preparation | Natural Gas | Range | 0.0077318 | 0.0077318 | 0 | 0 | 8 | 12 | Normal | FALSE | FALSE | 0
Commercial_Warehouse_Existing_Food Preparation_Natural Gas_Steamer | Commercial | Warehouse | Existing | Food Preparation | Natural Gas | Steamer | 0.012913 | 0.012913 | 0 | 0 | 8 | 16 | Normal | FALSE | FALSE | 0
Commercial_Warehouse_Existing_Food Preparation_Natural Gas_Food Prep Other | Commercial | Warehouse | Existing | Food Preparation | Natural Gas | Food Prep Other | 0.0032268 | 0.0032268 | 0 | 0 | 8 | 12 | Normal | FALSE | FALSE | 0
Commercial_Warehouse_Existing_Miscellaneous_Natural Gas_Pool Heater | Commercial | Warehouse | Existing | Miscellaneous | Natural Gas | Pool Heater | 0.01 | 0.01 | 0 | 0 | 4 | 8 | Normal | FALSE | FALSE | 0
Commercial_Warehouse_Existing_Miscellaneous_Natural Gas_Miscellaneous | Commercial | Warehouse | Existing | Miscellaneous | Natural Gas | Miscellaneous | 0.0012449 | 0.0012449 | 0 | 0 | 2 | 8 | Normal | FALSE | FALSE | 0
Commercial_Warehouse_New_Space Heating_Natural Gas_Furnace | Commercial | Warehouse | New | Space Heating | Natural Gas | Furnace | 0 | 0.24138 | 0 | 0 | 17 | 29 | Normal | FALSE | FALSE | 0
Commercial_Warehouse_New_Space Heating_Natural Gas_Boiler | Commercial | Warehouse | New | Space Heating | Natural Gas | Boiler | 0 | 1.016 | 0 | 0 | 20 | 30 | Normal | FALSE | FALSE | 0
Commercial_Warehouse_New_Space Heating_Natural Gas_Unit Heater | Commercial | Warehouse | New | Space Heating | Natural Gas | Unit Heater | 0 | 0.13792 | 0 | 0 | 10 | 14 | Normal | FALSE | FALSE | 0
Commercial_Warehouse_New_Water Heating_Natural Gas_Water Heater | Commercial | Warehouse | New | Water Heating | Natural Gas | Water Heater | 0 | 0.061714 | 0 | 0 | 8 | 12 | Normal | FALSE | FALSE | 0
Commercial_Warehouse_New_Food Preparation_Natural Gas_Oven | Commercial | Warehouse | New | Food Preparation | Natural Gas | Oven | 0 | 0.0063115 | 0 | 0 | 10 | 14 | Normal | FALSE | FALSE | 0
Commercial_Warehouse_New_Food Preparation_Natural Gas_Conveyor Oven | Commercial | Warehouse | New | Food Preparation | Natural Gas | Conveyor Oven | 0 | 0.010799 | 0 | 0 | 15 | 19 | Normal | FALSE | FALSE | 0
Commercial_Warehouse_New_Food Preparation_Natural Gas_Double Rack Oven | Commercial | Warehouse | New | Food Preparation | Natural Gas | Double Rack Oven | 0 | 0.016406 | 0 | 0 | 10 | 14 | Normal | FALSE | FALSE | 0
Commercial_Warehouse_New_Food Preparation_Natural Gas_Fryer | Commercial | Warehouse | New | Food Preparation | Natural Gas | Fryer | 0 | 0.010209 | 0 | 0 | 4 | 7 | Normal | FALSE | FALSE | 0
Commercial_Warehouse_New_Food Preparation_Natural Gas_Broiler | Commercial | Warehouse | New | Food Preparation | Natural Gas | Broiler | 0 | 0.011229 | 0 | 0 | 10 | 14 | Normal | FALSE | FALSE | 0
Commercial_Warehouse_New_Food Preparation_Natural Gas_Griddle | Commercial | Warehouse | New | Food Preparation | Natural Gas | Griddle | 0 | 0.0074538 | 0 | 0 | 10 | 14 | Normal | FALSE | FALSE | 0
Commercial_Warehouse_New_Food Preparation_Natural Gas_Range | Commercial | Warehouse | New | Food Preparation | Natural Gas | Range | 0 | 0.0077318 | 0 | 0 | 8 | 12 | Normal | FALSE | FALSE | 0
Commercial_Warehouse_New_Food Preparation_Natural Gas_Steamer | Commercial | Warehouse | New | Food Preparation | Natural Gas | Steamer | 0 | 0.012913 | 0 | 0 | 8 | 16 | Normal | FALSE | FALSE | 0
Commercial_Warehouse_New_Food Preparation_Natural Gas_Food Prep Other | Commercial | Warehouse | New | Food Preparation | Natural Gas | Food Prep Other | 0 | 0.0032268 | 0 | 0 | 8 | 12 | Normal | FALSE | FALSE | 0
Commercial_Warehouse_New_Miscellaneous_Natural Gas_Pool Heater | Commercial | Warehouse | New | Miscellaneous | Natural Gas | Pool Heater | 0 | 0.01 | 0 | 0 | 4 | 8 | Normal | FALSE | FALSE | 0
Commercial_Warehouse_New_Miscellaneous_Natural Gas_Miscellaneous | Commercial | Warehouse | New | Miscellaneous | Natural Gas | Miscellaneous | 0 | 0.0012449 | 0 | 0 | 2 | 8 | Normal | FALSE | FALSE | 0
Commercial_Miscellaneous_Existing_Space Heating_Natural Gas_Furnace | Commercial | Miscellaneous | Existing | Space Heating | Natural Gas | Furnace | 0.067815 | 0.059344 | 0 | 0 | 17 | 29 | Normal | FALSE | FALSE | 0
Commercial_Miscellaneous_Existing_Space Heating_Natural Gas_Boiler | Commercial | Miscellaneous | Existing | Space Heating | Natural Gas | Boiler | 0.26295 | 0.23915 | 0 | 0 | 20 | 30 | Normal | FALSE | FALSE | 0
Commercial_Miscellaneous_Existing_Space Heating_Natural Gas_Unit Heater | Commercial | Miscellaneous | Existing | Space Heating | Natural Gas | Unit Heater | 0.033908 | 0.033908 | 0 | 0 | 10 | 14 | Normal | FALSE | FALSE | 0
Commercial_Miscellaneous_Existing_Water Heating_Natural Gas_Water Heater | Commercial | Miscellaneous | Existing | Water Heating | Natural Gas | Water Heater | 0.27454 | 0.22714 | 0 | 0 | 8 | 12 | Normal | FALSE | FALSE | 0
Commercial_Miscellaneous_Existing_Food Preparation_Natural Gas_Oven | Commercial | Miscellaneous | Existing | Food Preparation | Natural Gas | Oven | 0.020408 | 0.020408 | 0 | 0 | 10 | 14 | Normal | FALSE | FALSE | 0
Commercial_Miscellaneous_Existing_Food Preparation_Natural Gas_Conveyor Oven | Commercial | Miscellaneous | Existing | Food Preparation | Natural Gas | Conveyor Oven | 0.03492 | 0.03492 | 0 | 0 | 15 | 19 | Normal | FALSE | FALSE | 0
Commercial_Miscellaneous_Existing_Food Preparation_Natural Gas_Double Rack Oven | Commercial | Miscellaneous | Existing | Food Preparation | Natural Gas | Double Rack Oven | 0.05305 | 0.05305 | 0 | 0 | 10 | 14 | Normal | FALSE | FALSE | 0
Commercial_Miscellaneous_Existing_Food Preparation_Natural Gas_Fryer | Commercial | Miscellaneous | Existing | Food Preparation | Natural Gas | Fryer | 0.033012 | 0.033012 | 0 | 0 | 4 | 7 | Normal | FALSE | FALSE | 0
Commercial_Miscellaneous_Existing_Food Preparation_Natural Gas_Broiler | Commercial | Miscellaneous | Existing | Food Preparation | Natural Gas | Broiler | 0.03631 | 0.03631 | 0 | 0 | 10 | 14 | Normal | FALSE | FALSE | 0
Commercial_Miscellaneous_Existing_Food Preparation_Natural Gas_Griddle | Commercial | Miscellaneous | Existing | Food Preparation | Natural Gas | Griddle | 0.024102 | 0.024102 | 0 | 0 | 10 | 14 | Normal | FALSE | FALSE | 0
Commercial_Miscellaneous_Existing_Food Preparation_Natural Gas_Range | Commercial | Miscellaneous | Existing | Food Preparation | Natural Gas | Range | 0.025001 | 0.025001 | 0 | 0 | 8 | 12 | Normal | FALSE | FALSE | 0
Commercial_Miscellaneous_Existing_Food Preparation_Natural Gas_Steamer | Commercial | Miscellaneous | Existing | Food Preparation | Natural Gas | Steamer | 0.041756 | 0.041756 | 0 | 0 | 8 | 16 | Normal | FALSE | FALSE | 0
Commercial_Miscellaneous_Existing_Food Preparation_Natural Gas_Food Prep Other | Commercial | Miscellaneous | Existing | Food Preparation | Natural Gas | Food Prep Other | 0.010434 | 0.010434 | 0 | 0 | 8 | 12 | Normal | FALSE | FALSE | 0
Commercial_Miscellaneous_Existing_Miscellaneous_Natural Gas_Pool Heater | Commercial | Miscellaneous | Existing | Miscellaneous | Natural Gas | Pool Heater | 0.0021726 | 0.0021726 | 0 | 0 | 4 | 8 | Normal | FALSE | FALSE | 0
Commercial_Miscellaneous_Existing_Miscellaneous_Natural Gas_Miscellaneous | Commercial | Miscellaneous | Existing | Miscellaneous | Natural Gas | Miscellaneous | 0.0090361 | 0.0090361 | 0 | 0 | 2 | 8 | Normal | FALSE | FALSE | 0
Commercial_Miscellaneous_New_Space Heating_Natural Gas_Furnace | Commercial | Miscellaneous | New | Space Heating | Natural Gas | Furnace | 0 | 0.05935 | 0 | 0 | 17 | 29 | Normal | FALSE | FALSE | 0
Commercial_Miscellaneous_New_Space Heating_Natural Gas_Boiler | Commercial | Miscellaneous | New | Space Heating | Natural Gas | Boiler | 0 | 0.24465 | 0 | 0 | 20 | 30 | Normal | FALSE | FALSE | 0
Commercial_Miscellaneous_New_Space Heating_Natural Gas_Unit Heater | Commercial | Miscellaneous | New | Space Heating | Natural Gas | Unit Heater | 0 | 0.033908 | 0 | 0 | 10 | 14 | Normal | FALSE | FALSE | 0
Commercial_Miscellaneous_New_Water Heating_Natural Gas_Water Heater | Commercial | Miscellaneous | New | Water Heating | Natural Gas | Water Heater | 0 | 0.22714 | 0 | 0 | 8 | 12 | Normal | FALSE | FALSE | 0
Commercial_Miscellaneous_New_Food Preparation_Natural Gas_Oven | Commercial | Miscellaneous | New | Food Preparation | Natural Gas | Oven | 0 | 0.020408 | 0 | 0 | 10 | 14 | Normal | FALSE | FALSE | 0
Commercial_Miscellaneous_New_Food Preparation_Natural Gas_Conveyor Oven | Commercial | Miscellaneous | New | Food Preparation | Natural Gas | Conveyor Oven | 0 | 0.03492 | 0 | 0 | 15 | 19 | Normal | FALSE | FALSE | 0
Commercial_Miscellaneous_New_Food Preparation_Natural Gas_Double Rack Oven | Commercial | Miscellaneous | New | Food Preparation | Natural Gas | Double Rack Oven | 0 | 0.05305 | 0 | 0 | 10 | 14 | Normal | FALSE | FALSE | 0
Commercial_Miscellaneous_New_Food Preparation_Natural Gas_Fryer | Commercial | Miscellaneous | New | Food Preparation | Natural Gas | Fryer | 0 | 0.033012 | 0 | 0 | 4 | 7 | Normal | FALSE | FALSE | 0
Commercial_Miscellaneous_New_Food Preparation_Natural Gas_Broiler | Commercial | Miscellaneous | New | Food Preparation | Natural Gas | Broiler | 0 | 0.03631 | 0 | 0 | 10 | 14 | Normal | FALSE | FALSE | 0
Commercial_Miscellaneous_New_Food Preparation_Natural Gas_Griddle | Commercial | Miscellaneous | New | Food Preparation | Natural Gas | Griddle | 0 | 0.024102 | 0 | 0 | 10 | 14 | Normal | FALSE | FALSE | 0
Commercial_Miscellaneous_New_Food Preparation_Natural Gas_Range | Commercial | Miscellaneous | New | Food Preparation | Natural Gas | Range | 0 | 0.025001 | 0 | 0 | 8 | 12 | Normal | FALSE | FALSE | 0
Commercial_Miscellaneous_New_Food Preparation_Natural Gas_Steamer | Commercial | Miscellaneous | New | Food Preparation | Natural Gas | Steamer | 0 | 0.041756 | 0 | 0 | 8 | 16 | Normal | FALSE | FALSE | 0
Commercial_Miscellaneous_New_Food Preparation_Natural Gas_Food Prep Other | Commercial | Miscellaneous | New | Food Preparation | Natural Gas | Food Prep Other | 0 | 0.010434 | 0 | 0 | 8 | 12 | Normal | FALSE | FALSE | 0
Commercial_Miscellaneous_New_Miscellaneous_Natural Gas_Pool Heater | Commercial | Miscellaneous | New | Miscellaneous | Natural Gas | Pool Heater | 0 | 0.0021726 | 0 | 0 | 4 | 8 | Normal | FALSE | FALSE | 0
Commercial_Miscellaneous_New_Miscellaneous_Natural Gas_Miscellaneous | Commercial | Miscellaneous | New | Miscellaneous | Natural Gas | Miscellaneous | 0 | 0.0090361 | 0 | 0 | 2 | 8 | Normal | FALSE | FALSE | 0
Commercial_Office_Existing_Space Heating_Natural Gas_All | Commercial | Office | Existing | Space Heating | Natural Gas | All | 0.34664 | 0.34572 | 0 | 0
Commercial_Office_Existing_Water Heating_Natural Gas_All | Commercial | Office | Existing | Water Heating | Natural Gas | All | 0.18284 | 0.18046 | 0 | 0
Commercial_Office_Existing_Food Preparation_Natural Gas_All | Commercial | Office | Existing | Food Preparation | Natural Gas | All | 0.15569 | 0.15569 | 0 | 0
Commercial_Office_Existing_Miscellaneous_Natural Gas_All | Commercial | Office | Existing | Miscellaneous | Natural Gas | All | 0.00061193 | 0.00061193 | 0 | 0
Commercial_Office_New_Space Heating_Natural Gas_All | Commercial | Office | New | Space Heating | Natural Gas | All | 0 | 0.32523 | 0 | 0
Commercial_Office_New_Water Heating_Natural Gas_All | Commercial | Office | New | Water Heating | Natural Gas | All | 0 | 0.15132 | 0 | 0
Commercial_Office_New_Food Preparation_Natural Gas_All | Commercial | Office | New | Food Preparation | Natural Gas | All | 0 | 0.15569 | 0 | 0
Commercial_Office_New_Miscellaneous_Natural Gas_All | Commercial | Office | New | Miscellaneous | Natural Gas | All | 0 | 0.00061193 | 0 | 0
Commercial_Restaurant_Existing_Space Heating_Natural Gas_All | Commercial | Restaurant | Existing | Space Heating | Natural Gas | All | 0.68045 | 0.67747 | 0 | 0
Commercial_Restaurant_Existing_Water Heating_Natural Gas_All | Commercial | Restaurant | Existing | Water Heating | Natural Gas | All | 1.4255 | 1.4069 | 0 | 0
Commercial_Restaurant_Existing_Food Preparation_Natural Gas_All | Commercial | Restaurant | Existing | Food Preparation | Natural Gas | All | 0.92618 | 0.92618 | 0 | 0
Commercial_Restaurant_Existing_Miscellaneous_Natural Gas_All | Commercial | Restaurant | Existing | Miscellaneous | Natural Gas | All | 0.079377 | 0.079377 | 0 | 0
Commercial_Restaurant_New_Space Heating_Natural Gas_All | Commercial | Restaurant | New | Space Heating | Natural Gas | All | 0 | 0.59658 | 0 | 0
Commercial_Restaurant_New_Water Heating_Natural Gas_All | Commercial | Restaurant | New | Water Heating | Natural Gas | All | 0 | 1.1789 | 0 | 0
Commercial_Restaurant_New_Food Preparation_Natural Gas_All | Commercial | Restaurant | New | Food Preparation | Natural Gas | All | 0 | 0.92618 | 0 | 0
Commercial_Restaurant_New_Miscellaneous_Natural Gas_All | Commercial | Restaurant | New | Miscellaneous | Natural Gas | All | 0 | 0.079377 | 0 | 0
Commercial_Retail_Existing_Space Heating_Natural Gas_All | Commercial | Retail | Existing | Space Heating | Natural Gas | All | 0.16221 | 0.16155 | 0 | 0
Commercial_Retail_Existing_Water Heating_Natural Gas_All | Commercial | Retail | Existing | Water Heating | Natural Gas | All | 0.21492 | 0.21211 | 0 | 0
Commercial_Retail_Existing_Food Preparation_Natural Gas_All | Commercial | Retail | Existing | Food Preparation | Natural Gas | All | 0.53257 | 0.53257 | 0 | 0
Commercial_Retail_Existing_Miscellaneous_Natural Gas_All | Commercial | Retail | Existing | Miscellaneous | Natural Gas | All | 0.0040291 | 0.0040291 | 0 | 0
Commercial_Retail_New_Space Heating_Natural Gas_All | Commercial | Retail | New | Space Heating | Natural Gas | All | 0 | 0.14404 | 0 | 0
Commercial_Retail_New_Water Heating_Natural Gas_All | Commercial | Retail | New | Water Heating | Natural Gas | All | 0 | 0.17782 | 0 | 0
Commercial_Retail_New_Food Preparation_Natural Gas_All | Commercial | Retail | New | Food Preparation | Natural Gas | All | 0 | 0.53257 | 0 | 0
Commercial_Retail_New_Miscellaneous_Natural Gas_All | Commercial | Retail | New | Miscellaneous | Natural Gas | All | 0 | 0.0040291 | 0 | 0
Commercial_Grocery_Existing_Space Heating_Natural Gas_All | Commercial | Grocery | Existing | Space Heating | Natural Gas | All | 0.1942 | 0.19333 | 0 | 0
Commercial_Grocery_Existing_Water Heating_Natural Gas_All | Commercial | Grocery | Existing | Water Heating | Natural Gas | All | 0.36288 | 0.35814 | 0 | 0
Commercial_Grocery_Existing_Food Preparation_Natural Gas_All | Commercial | Grocery | Existing | Food Preparation | Natural Gas | All | 0.064113 | 0.064113 | 0 | 0
Commercial_Grocery_Existing_Miscellaneous_Natural Gas_All | Commercial | Grocery | Existing | Miscellaneous | Natural Gas | All | 0.0030471 | 0.0030471 | 0 | 0
Commercial_Grocery_New_Space Heating_Natural Gas_All | Commercial | Grocery | New | Space Heating | Natural Gas | All | 0 | 0.16984 | 0 | 0
Commercial_Grocery_New_Water Heating_Natural Gas_All | Commercial | Grocery | New | Water Heating | Natural Gas | All | 0 | 0.30016 | 0 | 0
Commercial_Grocery_New_Food Preparation_Natural Gas_All | Commercial | Grocery | New | Food Preparation | Natural Gas | All | 0 | 0.064113 | 0 | 0
Commercial_Grocery_New_Miscellaneous_Natural Gas_All | Commercial | Grocery | New | Miscellaneous | Natural Gas | All | 0 | 0.0030471 | 0 | 0
Commercial_School_Existing_Space Heating_Natural Gas_All | Commercial | School | Existing | Space Heating | Natural Gas | All | 0.63137 | 0.62904 | 0 | 0
Commercial_School_Existing_Water Heating_Natural Gas_All | Commercial | School | Existing | Water Heating | Natural Gas | All | 0.16886 | 0.16666 | 0 | 0
Commercial_School_Existing_Food Preparation_Natural Gas_All | Commercial | School | Existing | Food Preparation | Natural Gas | All | 0.028416 | 0.028416 | 0 | 0
Commercial_School_Existing_Miscellaneous_Natural Gas_All | Commercial | School | Existing | Miscellaneous | Natural Gas | All | 0.0093215 | 0.0093215 | 0 | 0
Commercial_School_New_Space Heating_Natural Gas_All | Commercial | School | New | Space Heating | Natural Gas | All | 0 | 0.59393 | 0 | 0
Commercial_School_New_Water Heating_Natural Gas_All | Commercial | School | New | Water Heating | Natural Gas | All | 0 | 0.13973 | 0 | 0
Commercial_School_New_Food Preparation_Natural Gas_All | Commercial | School | New | Food Preparation | Natural Gas | All | 0 | 0.028416 | 0 | 0
Commercial_School_New_Miscellaneous_Natural Gas_All | Commercial | School | New | Miscellaneous | Natural Gas | All | 0 | 0.0093215 | 0 | 0
Commercial_College_Existing_Space Heating_Natural Gas_All | Commercial | College | Existing | Space Heating | Natural Gas | All | 0.54224 | 0.54026 | 0 | 0
Commercial_College_Existing_Water Heating_Natural Gas_All | Commercial | College | Existing | Water Heating | Natural Gas | All | 0.22114 | 0.21826 | 0 | 0
Commercial_College_Existing_Food Preparation_Natural Gas_All | Commercial | College | Existing | Food Preparation | Natural Gas | All | 0.035481 | 0.035481 | 0 | 0
Commercial_College_Existing_Miscellaneous_Natural Gas_All | Commercial | College | Existing | Miscellaneous | Natural Gas | All | 0.034272 | 0.034272 | 0 | 0
Commercial_College_New_Space Heating_Natural Gas_All | Commercial | College | New | Space Heating | Natural Gas | All | 0 | 0.51341 | 0 | 0
Commercial_College_New_Water Heating_Natural Gas_All | Commercial | College | New | Water Heating | Natural Gas | All | 0 | 0.18298 | 0 | 0
Commercial_College_New_Food Preparation_Natural Gas_All | Commercial | College | New | Food Preparation | Natural Gas | All | 0 | 0.035481 | 0 | 0
Commercial_College_New_Miscellaneous_Natural Gas_All | Commercial | College | New | Miscellaneous | Natural Gas | All | 0 | 0.034272 | 0 | 0
Commercial_Hospital_Existing_Space Heating_Natural Gas_All | Commercial | Hospital | Existing | Space Heating | Natural Gas | All | 0.32173 | 0.32026 | 0 | 0
Commercial_Hospital_Existing_Water Heating_Natural Gas_All | Commercial | Hospital | Existing | Water Heating | Natural Gas | All | 0.37142 | 0.36657 | 0 | 0
Commercial_Hospital_Existing_Food Preparation_Natural Gas_All | Commercial | Hospital | Existing | Food Preparation | Natural Gas | All | 0.125 | 0.125 | 0 | 0
Commercial_Hospital_Existing_Miscellaneous_Natural Gas_All | Commercial | Hospital | Existing | Miscellaneous | Natural Gas | All | 0.010385 | 0.010385 | 0 | 0
Commercial_Hospital_New_Space Heating_Natural Gas_All | Commercial | Hospital | New | Space Heating | Natural Gas | All | 0 | 0.28108 | 0 | 0
Commercial_Hospital_New_Water Heating_Natural Gas_All | Commercial | Hospital | New | Water Heating | Natural Gas | All | 0 | 0.30721 | 0 | 0
Commercial_Hospital_New_Food Preparation_Natural Gas_All | Commercial | Hospital | New | Food Preparation | Natural Gas | All | 0 | 0.125 | 0 | 0
Commercial_Hospital_New_Miscellaneous_Natural Gas_All | Commercial | Hospital | New | Miscellaneous | Natural Gas | All | 0 | 0.010385 | 0 | 0
Commercial_Other Health_Existing_Space Heating_Natural Gas_All | Commercial | Other Health | Existing | Space Heating | Natural Gas | All | 0.2315 | 0.23044 | 0 | 0
Commercial_Other Health_Existing_Water Heating_Natural Gas_All | Commercial | Other Health | Existing | Water Heating | Natural Gas | All | 0.37979 | 0.37483 | 0 | 0
Commercial_Other Health_Existing_Food Preparation_Natural Gas_All | Commercial | Other Health | Existing | Food Preparation | Natural Gas | All | 0.12893 | 0.12893 | 0 | 0
Commercial_Other Health_Existing_Miscellaneous_Natural Gas_All | Commercial | Other Health | Existing | Miscellaneous | Natural Gas | All | 0.0078991 | 0.0078991 | 0 | 0
Commercial_Other Health_New_Space Heating_Natural Gas_All | Commercial | Other Health | New | Space Heating | Natural Gas | All | 0 | 0.20225 | 0 | 0
Commercial_Other Health_New_Water Heating_Natural Gas_All | Commercial | Other Health | New | Water Heating | Natural Gas | All | 0 | 0.31414 | 0 | 0
Commercial_Other Health_New_Food Preparation_Natural Gas_All | Commercial | Other Health | New | Food Preparation | Natural Gas | All | 0 | 0.12893 | 0 | 0
Commercial_Other Health_New_Miscellaneous_Natural Gas_All | Commercial | Other Health | New | Miscellaneous | Natural Gas | All | 0 | 0.0078991 | 0 | 0
Commercial_Lodging_Existing_Space Heating_Natural Gas_All | Commercial | Lodging | Existing | Space Heating | Natural Gas | All | 0.80451 | 0.80103 | 0 | 0
Commercial_Lodging_Existing_Water Heating_Natural Gas_All | Commercial | Lodging | Existing | Water Heating | Natural Gas | All | 0.84328 | 0.83227 | 0 | 0
Commercial_Lodging_Existing_Food Preparation_Natural Gas_All | Commercial | Lodging | Existing | Food Preparation | Natural Gas | All | 0.13827 | 0.13827 | 0 | 0
Commercial_Lodging_Existing_Miscellaneous_Natural Gas_All | Commercial | Lodging | Existing | Miscellaneous | Natural Gas | All | 0.032358 | 0.032358 | 0 | 0
Commercial_Lodging_New_Space Heating_Natural Gas_All | Commercial | Lodging | New | Space Heating | Natural Gas | All | 0 | 0.70988 | 0 | 0
Commercial_Lodging_New_Water Heating_Natural Gas_All | Commercial | Lodging | New | Water Heating | Natural Gas | All | 0 | 0.69758 | 0 | 0
Commercial_Lodging_New_Food Preparation_Natural Gas_All | Commercial | Lodging | New | Food Preparation | Natural Gas | All | 0 | 0.13827 | 0 | 0
Commercial_Lodging_New_Miscellaneous_Natural Gas_All | Commercial | Lodging | New | Miscellaneous | Natural Gas | All | 0 | 0.032358 | 0 | 0
Commercial_Warehouse_Existing_Space Heating_Natural Gas_All | Commercial | Warehouse | Existing | Space Heating | Natural Gas | All | 0.26268 | 0.26179 | 0 | 0
Commercial_Warehouse_Existing_Water Heating_Natural Gas_All | Commercial | Warehouse | Existing | Water Heating | Natural Gas | All | 0.074616 | 0.073641 | 0 | 0
Commercial_Warehouse_Existing_Food Preparation_Natural Gas_All | Commercial | Warehouse | Existing | Food Preparation | Natural Gas | All | 0.0088381 | 0.0088381 | 0 | 0
Commercial_Warehouse_Existing_Miscellaneous_Natural Gas_All | Commercial | Warehouse | Existing | Miscellaneous | Natural Gas | All | 0.0012449 | 0.0012449 | 0 | 0
Commercial_Warehouse_New_Space Heating_Natural Gas_All | Commercial | Warehouse | New | Space Heating | Natural Gas | All | 0 | 0.23767 | 0 | 0
Commercial_Warehouse_New_Water Heating_Natural Gas_All | Commercial | Warehouse | New | Water Heating | Natural Gas | All | 0 | 0.061714 | 0 | 0
Commercial_Warehouse_New_Food Preparation_Natural Gas_All | Commercial | Warehouse | New | Food Preparation | Natural Gas | All | 0 | 0.0088381 | 0 | 0
Commercial_Warehouse_New_Miscellaneous_Natural Gas_All | Commercial | Warehouse | New | Miscellaneous | Natural Gas | All | 0 | 0.0012449 | 0 | 0
Commercial_Miscellaneous_Existing_Space Heating_Natural Gas_All | Commercial | Miscellaneous | Existing | Space Heating | Natural Gas | All | 0.12982 | 0.12937 | 0 | 0
Commercial_Miscellaneous_Existing_Water Heating_Natural Gas_All | Commercial | Miscellaneous | Existing | Water Heating | Natural Gas | All | 0.27454 | 0.27096 | 0 | 0
Commercial_Miscellaneous_Existing_Food Preparation_Natural Gas_All | Commercial | Miscellaneous | Existing | Food Preparation | Natural Gas | All | 0.029795 | 0.029795 | 0 | 0
Commercial_Miscellaneous_Existing_Miscellaneous_Natural Gas_All | Commercial | Miscellaneous | Existing | Miscellaneous | Natural Gas | All | 0.0089537 | 0.0089537 | 0 | 0
Commercial_Miscellaneous_New_Space Heating_Natural Gas_All | Commercial | Miscellaneous | New | Space Heating | Natural Gas | All | 0 | 0.11827 | 0 | 0
Commercial_Miscellaneous_New_Water Heating_Natural Gas_All | Commercial | Miscellaneous | New | Water Heating | Natural Gas | All | 0 | 0.22714 | 0 | 0
Commercial_Miscellaneous_New_Food Preparation_Natural Gas_All | Commercial | Miscellaneous | New | Food Preparation | Natural Gas | All | 0 | 0.029795 | 0 | 0
Commercial_Miscellaneous_New_Miscellaneous_Natural Gas_All | Commercial | Miscellaneous | New | Miscellaneous | Natural Gas | All | 0 | 0.0089537 | 0 | 0
Commercial_Office_Existing_Space Heating_Natural Gas_Market | Commercial | Office | Existing | Space Heating | Natural Gas | Market | 0.28681 | 0.28604 | 0 | 0
Commercial_Office_Existing_Water Heating_Natural Gas_Market | Commercial | Office | Existing | Water Heating | Natural Gas | Market | 0.10699 | 0.10559 | 0 | 0
Commercial_Office_Existing_Food Preparation_Natural Gas_Market | Commercial | Office | Existing | Food Preparation | Natural Gas | Market | 0.0098669 | 0.0098669 | 0 | 0
Commercial_Office_Existing_Miscellaneous_Natural Gas_Market | Commercial | Office | Existing | Miscellaneous | Natural Gas | Market | 0.00061193 | 0.00061193 | 0 | 0
Commercial_Office_New_Space Heating_Natural Gas_Market | Commercial | Office | New | Space Heating | Natural Gas | Market | 0 | 0.26909 | 0 | 0
Commercial_Office_New_Water Heating_Natural Gas_Market | Commercial | Office | New | Water Heating | Natural Gas | Market | 0 | 0.088546 | 0 | 0
Commercial_Office_New_Food Preparation_Natural Gas_Market | Commercial | Office | New | Food Preparation | Natural Gas | Market | 0 | 0.0098669 | 0 | 0
Commercial_Office_New_Miscellaneous_Natural Gas_Market | Commercial | Office | New | Miscellaneous | Natural Gas | Market | 0 | 0.00061193 | 0 | 0
Commercial_Restaurant_Existing_Space Heating_Natural Gas_Market | Commercial | Restaurant | Existing | Space Heating | Natural Gas | Market | 0.49667 | 0.4945 | 0 | 0
Commercial_Restaurant_Existing_Water Heating_Natural Gas_Market | Commercial | Restaurant | Existing | Water Heating | Natural Gas | Market | 0.90237 | 0.89058 | 0 | 0
Commercial_Restaurant_Existing_Food Preparation_Natural Gas_Market | Commercial | Restaurant | Existing | Food Preparation | Natural Gas | Market | 3.2432 | 3.2432 | 0 | 0
Commercial_Restaurant_Existing_Miscellaneous_Natural Gas_Market | Commercial | Restaurant | Existing | Miscellaneous | Natural Gas | Market | 0.079377 | 0.079377 | 0 | 0
Commercial_Restaurant_New_Space Heating_Natural Gas_Market | Commercial | Restaurant | New | Space Heating | Natural Gas | Market | 0 | 0.43545 | 0 | 0
Commercial_Restaurant_New_Water Heating_Natural Gas_Market | Commercial | Restaurant | New | Water Heating | Natural Gas | Market | 0 | 0.74626 | 0 | 0
Commercial_Restaurant_New_Food Preparation_Natural Gas_Market | Commercial | Restaurant | New | Food Preparation | Natural Gas | Market | 0 | 3.2432 | 0 | 0
Commercial_Restaurant_New_Miscellaneous_Natural Gas_Market | Commercial | Restaurant | New | Miscellaneous | Natural Gas | Market | 0 | 0.079377 | 0 | 0
Commercial_Retail_Existing_Space Heating_Natural Gas_Market | Commercial | Retail | Existing | Space Heating | Natural Gas | Market | 0.14409 | 0.1435 | 0 | 0
Commercial_Retail_Existing_Water Heating_Natural Gas_Market | Commercial | Retail | Existing | Water Heating | Natural Gas | Market | 0.091951 | 0.090751 | 0 | 0
Commercial_Retail_Existing_Food Preparation_Natural Gas_Market | Commercial | Retail | Existing | Food Preparation | Natural Gas | Market | 0.035076 | 0.035076 | 0 | 0
Commercial_Retail_Existing_Miscellaneous_Natural Gas_Market | Commercial | Retail | Existing | Miscellaneous | Natural Gas | Market | 0.0040291 | 0.0040291 | 0 | 0
Commercial_Retail_New_Space Heating_Natural Gas_Market | Commercial | Retail | New | Space Heating | Natural Gas | Market | 0 | 0.12794 | 0 | 0
Commercial_Retail_New_Water Heating_Natural Gas_Market | Commercial | Retail | New | Water Heating | Natural Gas | Market | 0 | 0.076077 | 0 | 0
Commercial_Retail_New_Food Preparation_Natural Gas_Market | Commercial | Retail | New | Food Preparation | Natural Gas | Market | 0 | 0.035076 | 0 | 0
Commercial_Retail_New_Miscellaneous_Natural Gas_Market | Commercial | Retail | New | Miscellaneous | Natural Gas | Market | 0 | 0.0040291 | 0 | 0
Commercial_Grocery_Existing_Space Heating_Natural Gas_Market | Commercial | Grocery | Existing | Space Heating | Natural Gas | Market | 0.16091 | 0.16019 | 0 | 0
Commercial_Grocery_Existing_Water Heating_Natural Gas_Market | Commercial | Grocery | Existing | Water Heating | Natural Gas | Market | 0.22669 | 0.22373 | 0 | 0
Commercial_Grocery_Existing_Food Preparation_Natural Gas_Market | Commercial | Grocery | Existing | Food Preparation | Natural Gas | Market | 0.074359 | 0.074359 | 0 | 0
Commercial_Grocery_Existing_Miscellaneous_Natural Gas_Market | Commercial | Grocery | Existing | Miscellaneous | Natural Gas | Market | 0.0030471 | 0.0030471 | 0 | 0
Commercial_Grocery_New_Space Heating_Natural Gas_Market | Commercial | Grocery | New | Space Heating | Natural Gas | Market | 0 | 0.14072 | 0 | 0
Commercial_Grocery_New_Water Heating_Natural Gas_Market | Commercial | Grocery | New | Water Heating | Natural Gas | Market | 0 | 0.18751 | 0 | 0
Commercial_Grocery_New_Food Preparation_Natural Gas_Market | Commercial | Grocery | New | Food Preparation | Natural Gas | Market | 0 | 0.074359 | 0 | 0
Commercial_Grocery_New_Miscellaneous_Natural Gas_Market | Commercial | Grocery | New | Miscellaneous | Natural Gas | Market | 0 | 0.0030471 | 0 | 0
Commercial_School_Existing_Space Heating_Natural Gas_Market | Commercial | School | Existing | Space Heating | Natural Gas | Market | 0.55696 | 0.55491 | 0 | 0
Commercial_School_Existing_Water Heating_Natural Gas_Market | Commercial | School | Existing | Water Heating | Natural Gas | Market | 0.14729 | 0.14537 | 0 | 0
Commercial_School_Existing_Food Preparation_Natural Gas_Market | Commercial | School | Existing | Food Preparation | Natural Gas | Market | 0.030932 | 0.030932 | 0 | 0
Commercial_School_Existing_Miscellaneous_Natural Gas_Market | Commercial | School | Existing | Miscellaneous | Natural Gas | Market | 0.0093498 | 0.0093498 | 0 | 0
Commercial_School_New_Space Heating_Natural Gas_Market | Commercial | School | New | Space Heating | Natural Gas | Market | 0 | 0.52393 | 0 | 0
Commercial_School_New_Water Heating_Natural Gas_Market | Commercial | School | New | Water Heating | Natural Gas | Market | 0 | 0.12188 | 0 | 0
Commercial_School_New_Food Preparation_Natural Gas_Market | Commercial | School | New | Food Preparation | Natural Gas | Market | 0 | 0.030932 | 0 | 0
Commercial_School_New_Miscellaneous_Natural Gas_Market | Commercial | School | New | Miscellaneous | Natural Gas | Market | 0 | 0.0093498 | 0 | 0
Commercial_College_Existing_Space Heating_Natural Gas_Market | Commercial | College | Existing | Space Heating | Natural Gas | Market | 0.47833 | 0.47658 | 0 | 0
Commercial_College_Existing_Water Heating_Natural Gas_Market | Commercial | College | Existing | Water Heating | Natural Gas | Market | 0.19289 | 0.19038 | 0 | 0
Commercial_College_Existing_Food Preparation_Natural Gas_Market | Commercial | College | Existing | Food Preparation | Natural Gas | Market | 0.038622 | 0.038622 | 0 | 0
Commercial_College_Existing_Miscellaneous_Natural Gas_Market | Commercial | College | Existing | Miscellaneous | Natural Gas | Market | 0.034689 | 0.034689 | 0 | 0
Commercial_College_New_Space Heating_Natural Gas_Market | Commercial | College | New | Space Heating | Natural Gas | Market | 0 | 0.4529 | 0 | 0
Commercial_College_New_Water Heating_Natural Gas_Market | Commercial | College | New | Water Heating | Natural Gas | Market | 0 | 0.15961 | 0 | 0
Commercial_College_New_Food Preparation_Natural Gas_Market | Commercial | College | New | Food Preparation | Natural Gas | Market | 0 | 0.038622 | 0 | 0
Commercial_College_New_Miscellaneous_Natural Gas_Market | Commercial | College | New | Miscellaneous | Natural Gas | Market | 0 | 0.034689 | 0 | 0
Commercial_Hospital_Existing_Space Heating_Natural Gas_Market | Commercial | Hospital | Existing | Space Heating | Natural Gas | Market | 0.29506 | 0.29371 | 0 | 0
Commercial_Hospital_Existing_Water Heating_Natural Gas_Market | Commercial | Hospital | Existing | Water Heating | Natural Gas | Market | 0.30072 | 0.2968 | 0 | 0
Commercial_Hospital_Existing_Food Preparation_Natural Gas_Market | Commercial | Hospital | Existing | Food Preparation | Natural Gas | Market | 0.076611 | 0.076611 | 0 | 0
Commercial_Hospital_Existing_Miscellaneous_Natural Gas_Market | Commercial | Hospital | Existing | Miscellaneous | Natural Gas | Market | 0.010385 | 0.010385 | 0 | 0
Commercial_Hospital_New_Space Heating_Natural Gas_Market | Commercial | Hospital | New | Space Heating | Natural Gas | Market | 0 | 0.25778 | 0 | 0
Commercial_Hospital_New_Water Heating_Natural Gas_Market | Commercial | Hospital | New | Water Heating | Natural Gas | Market | 0 | 0.24874 | 0 | 0
Commercial_Hospital_New_Food Preparation_Natural Gas_Market | Commercial | Hospital | New | Food Preparation | Natural Gas | Market | 0 | 0.076611 | 0 | 0
Commercial_Hospital_New_Miscellaneous_Natural Gas_Market | Commercial | Hospital | New | Miscellaneous | Natural Gas | Market | 0 | 0.010385 | 0 | 0
Commercial_Other Health_Existing_Space Heating_Natural Gas_Market | Commercial | Other Health | Existing | Space Heating | Natural Gas | Market | 0.20615 | 0.20521 | 0 | 0
Commercial_Other Health_Existing_Water Heating_Natural Gas_Market | Commercial | Other Health | Existing | Water Heating | Natural Gas | Market | 0.37012 | 0.36528 | 0 | 0
Commercial_Other Health_Existing_Food Preparation_Natural Gas_Market | Commercial | Other Health | Existing | Food Preparation | Natural Gas | Market | 0.079018 | 0.079018 | 0 | 0
Commercial_Other Health_Existing_Miscellaneous_Natural Gas_Market | Commercial | Other Health | Existing | Miscellaneous | Natural Gas | Market | 0.0078991 | 0.0078991 | 0 | 0
Commercial_Other Health_New_Space Heating_Natural Gas_Market | Commercial | Other Health | New | Space Heating | Natural Gas | Market | 0 | 0.1801 | 0 | 0
Commercial_Other Health_New_Water Heating_Natural Gas_Market | Commercial | Other Health | New | Water Heating | Natural Gas | Market | 0 | 0.30614 | 0 | 0
Commercial_Other Health_New_Food Preparation_Natural Gas_Market | Commercial | Other Health | New | Food Preparation | Natural Gas | Market | 0 | 0.079018 | 0 | 0
Commercial_Other Health_New_Miscellaneous_Natural Gas_Market | Commercial | Other Health | New | Miscellaneous | Natural Gas | Market | 0 | 0.0078991 | 0 | 0
Commercial_Lodging_Existing_Space Heating_Natural Gas_Market | Commercial | Lodging | Existing | Space Heating | Natural Gas | Market | 0.53286 | 0.53055 | 0 | 0
Commercial_Lodging_Existing_Water Heating_Natural Gas_Market | Commercial | Lodging | Existing | Water Heating | Natural Gas | Market | 0.7901 | 0.77979 | 0 | 0
Commercial_Lodging_Existing_Food Preparation_Natural Gas_Market | Commercial | Lodging | Existing | Food Preparation | Natural Gas | Market | 0.097191 | 0.097191 | 0 | 0
Commercial_Lodging_Existing_Miscellaneous_Natural Gas_Market | Commercial | Lodging | Existing | Miscellaneous | Natural Gas | Market | 0.03555 | 0.03555 | 0 | 0
Commercial_Lodging_New_Space Heating_Natural Gas_Market | Commercial | Lodging | New | Space Heating | Natural Gas | Market | 0 | 0.47018 | 0 | 0
Commercial_Lodging_New_Water Heating_Natural Gas_Market | Commercial | Lodging | New | Water Heating | Natural Gas | Market | 0 | 0.6536 | 0 | 0
Commercial_Lodging_New_Food Preparation_Natural Gas_Market | Commercial | Lodging | New | Food Preparation | Natural Gas | Market | 0 | 0.097191 | 0 | 0
Commercial_Lodging_New_Miscellaneous_Natural Gas_Market | Commercial | Lodging | New | Miscellaneous | Natural Gas | Market | 0 | 0.03555 | 0 | 0
Commercial_Warehouse_Existing_Space Heating_Natural Gas_Market | Commercial | Warehouse | Existing | Space Heating | Natural Gas | Market | 0.21619 | 0.21546 | 0 | 0
Commercial_Warehouse_Existing_Water Heating_Natural Gas_Market | Commercial | Warehouse | Existing | Water Heating | Natural Gas | Market | 0.02886 | 0.028483 | 0 | 0
Commercial_Warehouse_Existing_Food Preparation_Natural Gas_Market | Commercial | Warehouse | Existing | Food Preparation | Natural Gas | Market | 0.00056011 | 0.00056011 | 0 | 0
Commercial_Warehouse_Existing_Miscellaneous_Natural Gas_Market | Commercial | Warehouse | Existing | Miscellaneous | Natural Gas | Market | 0.0012449 | 0.0012449 | 0 | 0
Commercial_Warehouse_New_Space Heating_Natural Gas_Market | Commercial | Warehouse | New | Space Heating | Natural Gas | Market | 0 | 0.19561 | 0 | 0
Commercial_Warehouse_New_Water Heating_Natural Gas_Market | Commercial | Warehouse | New | Water Heating | Natural Gas | Market | 0 | 0.023869 | 0 | 0
Commercial_Warehouse_New_Food Preparation_Natural Gas_Market | Commercial | Warehouse | New | Food Preparation | Natural Gas | Market | 0 | 0.00056011 | 0 | 0
Commercial_Warehouse_New_Miscellaneous_Natural Gas_Market | Commercial | Warehouse | New | Miscellaneous | Natural Gas | Market | 0 | 0.0012449 | 0 | 0
Commercial_Miscellaneous_Existing_Space Heating_Natural Gas_Market | Commercial | Miscellaneous | Existing | Space Heating | Natural Gas | Market | 0.10365 | 0.10329 | 0 | 0
Commercial_Miscellaneous_Existing_Water Heating_Natural Gas_Market | Commercial | Miscellaneous | Existing | Water Heating | Natural Gas | Market | 0.16231 | 0.16019 | 0 | 0
Commercial_Miscellaneous_Existing_Food Preparation_Natural Gas_Market | Commercial | Miscellaneous | Existing | Food Preparation | Natural Gas | Market | 0.053245 | 0.053245 | 0 | 0
Commercial_Miscellaneous_Existing_Miscellaneous_Natural Gas_Market | Commercial | Miscellaneous | Existing | Miscellaneous | Natural Gas | Market | 0.0090625 | 0.0090625 | 0 | 0
Commercial_Miscellaneous_New_Space Heating_Natural Gas_Market | Commercial | Miscellaneous | New | Space Heating | Natural Gas | Market | 0 | 0.094433 | 0 | 0
Commercial_Miscellaneous_New_Water Heating_Natural Gas_Market | Commercial | Miscellaneous | New | Water Heating | Natural Gas | Market | 0 | 0.13428 | 0 | 0
Commercial_Miscellaneous_New_Food Preparation_Natural Gas_Market | Commercial | Miscellaneous | New | Food Preparation | Natural Gas | Market | 0 | 0.053245 | 0 | 0
Commercial_Miscellaneous_New_Miscellaneous_Natural Gas_Market | Commercial | Miscellaneous | New | Miscellaneous | Natural Gas | Market | 0 | 0.0090625 | 0 | 0

## Tech Data
Key | Sector | Segment | Vintage | End Use | Fuel | Technology | Equipment | Label | Relative Energy Use | Relative Summer Peak | Relative Winter Peak | Equip. Costs | Labor Costs | O&M Costs | RVT-Only NEBs | Min. Lifetime | Max. Lifetime | First Year On Market | Last Year on Market | Applicability | BC Ratio Adder | NEI Proxy Multiplier | Price Scalar Over On-Market Period | Price Scalar Type | Annual Usage Degradation | Base Year Usage | Base Year Summer Peak | Base Year Winter Peak | UOM | Input Units | Lumen Adj. | Household Units | Usage | Cost/Unit | Labor Cost | O&M Cost | RVT NEBs | Cost Year | Cost Scalar | Lifetime Source | Costs Source | Savings Source |  |  |  | Second Key
Commercial_Office_Existing_Space Heating_Natural Gas_Furnace_E1 | Commercial | Office | Existing | Space Heating | Natural Gas | Furnace | E1 | AFUE 80% (Standard) | 100% | 0% | 0% | 0.09591 | 0.095692 | 0.014789 | 0 | 17 | 29 | 2019 | 2051 | 50% | 0 | 0 | 0% | Normal | 0% | 0.10195 | 0 | 0 | 400 kBtu/hr | 10000 | 0 | 9e-05 | 2.832 | 1050 | 1100 | 170 | 0 | 2018 | 1.0149 | EIA 2018 Tech Forecast | EIA 2018 Tech Forecast | AEG BEST | 400 | kBtu/hr | 0.036 | Commercial_Office_Existing_Space Heating_Furnace_AFUE 80% (Standard)
Commercial_Office_Existing_Space Heating_Natural Gas_Furnace_E2 | Commercial | Office | Existing | Space Heating | Natural Gas | Furnace | E2 | AFUE 90% | 88.83% | 0% | 0% | 0.15985 | 0.11309 | 0.015224 | 0 | 17 | 29 | 2019 | 2051 | 50% | 0 | 0 | 0% | Normal | 0% | 0.090563 | 0 | 0 | 400 kBtu/hr | 10000 | 0 | 9e-05 | 2.5156 | 1750 | 1300 | 175 | 0 | 2018 | 1.0149 | EIA 2018 Tech Forecast | EIA 2018 Tech Forecast | AEG BEST | 400 | kBtu/hr | 0.036 | Commercial_Office_Existing_Space Heating_Furnace_AFUE 90%
Commercial_Office_Existing_Space Heating_Natural Gas_Furnace_E3 | Commercial | Office | Existing | Space Heating | Natural Gas | Furnace | E3 | AFUE 96% | 83.33% | 0% | 0% | 0.22379 | 0.13049 | 0.015659 | 0 | 17 | 29 | 2019 | 2051 | 50% | 0 | 0 | 0% | Normal | 0% | 0.084961 | 0 | 0 | 400 kBtu/hr | 10000 | 0 | 9e-05 | 2.36 | 2450 | 1500 | 180 | 0 | 2018 | 1.0149 | EIA 2018 Tech Forecast | EIA 2018 Tech Forecast | AEG BEST | 400 | kBtu/hr | 0.036 | Commercial_Office_Existing_Space Heating_Furnace_AFUE 96%
Commercial_Office_Existing_Space Heating_Natural Gas_Furnace_E4 | Commercial | Office | Existing | Space Heating | Natural Gas | Furnace | E4 | Convert to NG Air Source Heat Pump | 61.54% | 0% | 0% | 7.3216 | 0.095692 | 0.13101 | 0 | 10 | 20 | 2019 | 2051 | 100% | 0 | 0 | 0% | Normal | 0% | 0.062741 | 0 | 0 | 400 kBtu/hr | 10000 | 0 | 9e-05 | 1.7428 | 79158.3766 | 1086.3161 | 1487.218 | 0 | 2017 | 1.0277 | AEO 2021 - gas_eng-driven_RTHP-heat 2017 typical | AEO 2021 - gas_eng-driven_RTHP-heat 2017 typical | HP_GAS-Heating-AEO17-1 | 400 | kBtu/hr | 0.036 | Commercial_Office_Existing_Space Heating_Furnace_Convert to NG Air Source Heat Pump
Commercial_Office_Existing_Space Heating_Natural Gas_Furnace_E5 | Commercial | Office | Existing | Space Heating | Natural Gas | Furnace | E5 |  | 0% | 0% | 0% | 0 | 0 | 0 | 0 | 0 | 0 | 0 | 0 | 0% | 0 | 0 | 0% | Normal | 0% | 0 | 0 | 0 | [17 empty] | Commercial_Office_Existing_Space Heating_Furnace_
Commercial_Office_Existing_Space Heating_Natural Gas_Furnace_E6 | Commercial | Office | Existing | Space Heating | Natural Gas | Furnace | E6 |  | 0% | 0% | 0% | 0 | 0 | 0 | 0 | 0 | 0 | 0 | 0 | 0% | 0 | 0 | 0% | Normal | 0% | 0 | 0 | 0 | [17 empty] | Commercial_Office_Existing_Space Heating_Furnace_
Commercial_Office_Existing_Space Heating_Natural Gas_Furnace_E7 | Commercial | Office | Existing | Space Heating | Natural Gas | Furnace | E7 |  | 0% | 0% | 0% | 0 | 0 | 0 | 0 | 0 | 0 | 0 | 0 | 0% | 0 | 0 | 0% | Normal | 0% | 0 | 0 | 0 | [17 empty] | Commercial_Office_Existing_Space Heating_Furnace_
Commercial_Office_Existing_Space Heating_Natural Gas_Furnace_E8 | Commercial | Office | Existing | Space Heating | Natural Gas | Furnace | E8 |  | 0% | 0% | 0% | 0 | 0 | 0 | 0 | 0 | 0 | 0 | 0 | 0% | 0 | 0 | 0% | Normal | 0% | 0 | 0 | 0 | [17 empty] | Commercial_Office_Existing_Space Heating_Furnace_
Commercial_Office_Existing_Space Heating_Natural Gas_Furnace_E9 | Commercial | Office | Existing | Space Heating | Natural Gas | Furnace | E9 |  | 0% | 0% | 0% | 0 | 0 | 0 | 0 | 0 | 0 | 0 | 0 | 0% | 0 | 0 | 0% | Normal | 0% | 0 | 0 | 0 | [17 empty] | Commercial_Office_Existing_Space Heating_Furnace_
Commercial_Office_Existing_Space Heating_Natural Gas_Furnace_E10 | Commercial | Office | Existing | Space Heating | Natural Gas | Furnace | E10 |  | 0% | 0% | 0% | 0 | 0 | 0 | 0 | 0 | 0 | 0 | 0 | 0% | 0 | 0 | 0% | Normal | 0% | 0 | 0 | 0 | [17 empty] | Commercial_Office_Existing_Space Heating_Furnace_
Commercial_Office_Existing_Space Heating_Natural Gas_Boiler_E1 | Commercial | Office | Existing | Space Heating | Natural Gas | Boiler | E1 | AFUE 80% (Standard) | 100% | 0% | 0% | 0.72204 | 0.40017 | 0.078294 | 0 | 20 | 30 | 2019 | 2051 | 100% | 0 | 0 | 0% | Normal | 0% | 0.54304 | 0 | 0 | 800 kBtu/hr | 10000 | 0 | 4.2857e-05 | 15.4745 | 16600 | 9200 | 1800 | 0 | 2018 | 1.0149 | EIA 2018 Tech Forecast | EIA 2018 Tech Forecast | GBLR-Heating-EIA14-2014 Ref. Case-2 | 800 | kBtu/hr | 0.034286 | Commercial_Office_Existing_Space Heating_Boiler_AFUE 80% (Standard)
Commercial_Office_Existing_Space Heating_Natural Gas_Boiler_E2 | Commercial | Office | Existing | Space Heating | Natural Gas | Boiler | E2 | AFUE 85% | 94.12% | 0% | 0% | 0.98737 | 0.42409 | 0.078294 | 0 | 20 | 30 | 2019 | 2051 | 100% | 0 | 0 | 0% | Normal | 0% | 0.5111 | 0 | 0 | 800 kBtu/hr | 10000 | 0 | 4.2857e-05 | 14.5642 | 22700 | 9750 | 1800 | 0 | 2018 | 1.0149 | EIA 2018 Tech Forecast | EIA 2018 Tech Forecast | GBLR-Heating-EIA14-2014 Ref. Case-5 | 800 | kBtu/hr | 0.034286 | Commercial_Office_Existing_Space Heating_Boiler_AFUE 85%
Commercial_Office_Existing_Space Heating_Natural Gas_Boiler_E3 | Commercial | Office | Existing | Space Heating | Natural Gas | Boiler | E3 | AFUE 97% | 82.47% | 0% | 0% | 1.5982 | 0.39421 | 0.078294 | 0 | 20 | 30 | 2019 | 2051 | 100% | 0 | 0 | 0% | Normal | 0% | 0.44787 | 0 | 0 | 800 kBtu/hr | 10000 | 0 | 4.2857e-05 | 12.7625 | 36742.4242 | 9063.1313 | 1800 | 0 | 2018 | 1.0149 | EIA 2018 Tech Forecast | EIA 2018 Tech Forecast | GBLR-Heating-EIA14-2014 Ref. Case-6 | 800 | kBtu/hr | 0.034286 | Commercial_Office_Existing_Space Heating_Boiler_AFUE 97%
Commercial_Office_Existing_Space Heating_Natural Gas_Boiler_E4 | Commercial | Office | Existing | Space Heating | Natural Gas | Boiler | E4 | Convert to NG Air Source Heat Pump | 61.54% | 0% | 0% | 6.973 | 0.40017 | 0.13101 | 0 | 10 | 20 | 2019 | 2051 | 100% | 0 | 0 | 0% | Normal | 0% | 0.33418 | 0 | 0 | 800 kBtu/hr | 10000 | 0 | 4.2857e-05 | 9.5228 | 158316.7533 | 9085.5528 | 2974.436 | 0 | 2017 | 1.0277 | AEO 2021 - gas_eng-driven_RTHP-heat 2017 typical | AEO 2021 - gas_eng-driven_RTHP-heat 2017 typical | HP_GAS-Heating-AEO17-1 | 800 | kBtu/hr | 0.034286 | Commercial_Office_Existing_Space Heating_Boiler_Convert to NG Air Source Heat Pump
Commercial_Office_Existing_Space Heating_Natural Gas_Boiler_E5 | Commercial | Office | Existing | Space Heating | Natural Gas | Boiler | E5 |  | 0% | 0% | 0% | 0 | 0 | 0 | 0 | 0 | 0 | 0 | 0 | 0% | 0 | 0 | 0% | Normal | 0% | 0 | 0 | 0 | [17 empty] | Commercial_Office_Existing_Space Heating_Boiler_
Commercial_Office_Existing_Space Heating_Natural Gas_Boiler_E6 | Commercial | Office | Existing | Space Heating | Natural Gas | Boiler | E6 |  | 0% | 0% | 0% | 0 | 0 | 0 | 0 | 0 | 0 | 0 | 0 | 0% | 0 | 0 | 0% | Normal | 0% | 0 | 0 | 0 | [17 empty] | Commercial_Office_Existing_Space Heating_Boiler_
Commercial_Office_Existing_Space Heating_Natural Gas_Boiler_E7 | Commercial | Office | Existing | Space Heating | Natural Gas | Boiler | E7 |  | 0% | 0% | 0% | 0 | 0 | 0 | 0 | 0 | 0 | 0 | 0 | 0% | 0 | 0 | 0% | Normal | 0% | 0 | 0 | 0 | [17 empty] | Commercial_Office_Existing_Space Heating_Boiler_
Commercial_Office_Existing_Space Heating_Natural Gas_Boiler_E8 | Commercial | Office | Existing | Space Heating | Natural Gas | Boiler | E8 |  | 0% | 0% | 0% | 0 | 0 | 0 | 0 | 0 | 0 | 0 | 0 | 0% | 0 | 0 | 0% | Normal | 0% | 0 | 0 | 0 | [17 empty] | Commercial_Office_Existing_Space Heating_Boiler_
Commercial_Office_Existing_Space Heating_Natural Gas_Boiler_E9 | Commercial | Office | Existing | Space Heating | Natural Gas | Boiler | E9 |  | 0% | 0% | 0% | 0 | 0 | 0 | 0 | 0 | 0 | 0 | 0 | 0% | 0 | 0 | 0% | Normal | 0% | 0 | 0 | 0 | [17 empty] | Commercial_Office_Existing_Space Heating_Boiler_
Commercial_Office_Existing_Space Heating_Natural Gas_Boiler_E10 | Commercial | Office | Existing | Space Heating | Natural Gas | Boiler | E10 |  | 0% | 0% | 0% | 0 | 0 | 0 | 0 | 0 | 0 | 0 | 0 | 0% | 0 | 0 | 0% | Normal | 0% | 0 | 0 | 0 | [17 empty] | Commercial_Office_Existing_Space Heating_Boiler_
Commercial_Office_Existing_Space Heating_Natural Gas_Unit Heater_E1 | Commercial | Office | Existing | Space Heating | Natural Gas | Unit Heater | E1 | Standard | 100% | 0% | 0% | 0.04307 | 0 | 0 | 0 | 10 | 14 | 2019 | 2051 | 100% | 0 | 0 | 0% | Normal | 0% | 0.058236 | 0 | 0 | 125 kBtu/Hr | 10000 | 0 | 2.0008e-07 | 2328.572 | 1753.7127 | 0 | 0 | 0 | 2020 | 0.98199 | IL TRM - 4.4.12 - CI-HVC-IRHT-V02-210101 | AEG Market Research | IL TRM - 4.4.12 - CI-HVC-IRHT-V02-210101 w/ CNGC Sizing | 125 | kBtu/Hr | 2.5009e-05 | Commercial_Office_Existing_Space Heating_Unit Heater_Standard
Commercial_Office_Existing_Space Heating_Natural Gas_Unit Heater_E2 | Commercial | Office | Existing | Space Heating | Natural Gas | Unit Heater | E2 | Condensing | 95.24% | 0% | 0% | 0.068956 | 0 | 0 | 0 | 10 | 14 | 2019 | 2051 | 100% | 0 | 0 | 0% | Normal | 0% | 0.055464 | 0 | 0 | 125 kBtu/Hr | 10000 | 0 | 2.0008e-07 | 2217.7386 | 2807.7404 | 0 | 0 | 0 | 2020 | 0.98199 | IL TRM - 4.4.5 - CI-HVC-CUHT-V01-190101 | ETO Measure Input Sheet - Com - Condensing Unit Heater GAS SPHT | IL TRM - 4.4.5 - CI-HVC-CUHT-V01-190101 w/ CNGC Sizing | 125 | kBtu/Hr | 2.5009e-05 | Commercial_Office_Existing_Space Heating_Unit Heater_Condensing
Commercial_Office_Existing_Space Heating_Natural Gas_Unit Heater_E3 | Commercial | Office | Existing | Space Heating | Natural Gas | Unit Heater | E3 | Infrared Radiant | 85% | 0% | 0% | 0.060089 | 0 | 0 | 0 | 11 | 19 | 2019 | 2051 | 100% | 0 | 0 | 0% | Normal | 0% | 0.049501 | 0 | 0 | 125 kBtu/Hr | 10000 | 0 | 2.0008e-07 | 1979.2862 | 2446.6992 | 0 | 0 | 0 | 2020 | 0.98199 | IL TRM - 4.4.12 - CI-HVC-IRHT-V02-210101 | AEG Market Research | IL TRM - 4.4.12 - CI-HVC-IRHT-V02-210101 w/ CNGC Sizing | 125 | kBtu/Hr | 2.5009e-05 | Commercial_Office_Existing_Space Heating_Unit Heater_Infrared Radiant
Commercial_Office_Existing_Space Heating_Natural Gas_Unit Heater_E4 | Commercial | Office | Existing | Space Heating | Natural Gas | Unit Heater | E4 |  | 0% | 0% | 0% | 0 | 0 | 0 | 0 | 0 | 0 | 0 | 0 | 0% | 0 | 0 | 0% | Normal | 0% | 0 | 0 | 0 | [17 empty] | Commercial_Office_Existing_Space Heating_Unit Heater_
Commercial_Office_Existing_Space Heating_Natural Gas_Unit Heater_E5 | Commercial | Office | Existing | Space Heating | Natural Gas | Unit Heater | E5 |  | 0% | 0% | 0% | 0 | 0 | 0 | 0 | 0 | 0 | 0 | 0 | 0% | 0 | 0 | 0% | Normal | 0% | 0 | 0 | 0 | [17 empty] | Commercial_Office_Existing_Space Heating_Unit Heater_
Commercial_Office_Existing_Space Heating_Natural Gas_Unit Heater_E6 | Commercial | Office | Existing | Space Heating | Natural Gas | Unit Heater | E6 |  | 0% | 0% | 0% | 0 | 0 | 0 | 0 | 0 | 0 | 0 | 0 | 0% | 0 | 0 | 0% | Normal | 0% | 0 | 0 | 0 | [17 empty] | Commercial_Office_Existing_Space Heating_Unit Heater_
Commercial_Office_Existing_Space Heating_Natural Gas_Unit Heater_E7 | Commercial | Office | Existing | Space Heating | Natural Gas | Unit Heater | E7 |  | 0% | 0% | 0% | 0 | 0 | 0 | 0 | 0 | 0 | 0 | 0 | 0% | 0 | 0 | 0% | Normal | 0% | 0 | 0 | 0 | [17 empty] | Commercial_Office_Existing_Space Heating_Unit Heater_
Commercial_Office_Existing_Space Heating_Natural Gas_Unit Heater_E8 | Commercial | Office | Existing | Space Heating | Natural Gas | Unit Heater | E8 |  | 0% | 0% | 0% | 0 | 0 | 0 | 0 | 0 | 0 | 0 | 0 | 0% | 0 | 0 | 0% | Normal | 0% | 0 | 0 | 0 | [17 empty] | Commercial_Office_Existing_Space Heating_Unit Heater_
Commercial_Office_Existing_Space Heating_Natural Gas_Unit Heater_E9 | Commercial | Office | Existing | Space Heating | Natural Gas | Unit Heater | E9 |  | 0% | 0% | 0% | 0 | 0 | 0 | 0 | 0 | 0 | 0 | 0 | 0% | 0 | 0 | 0% | Normal | 0% | 0 | 0 | 0 | [17 empty] | Commercial_Office_Existing_Space Heating_Unit Heater_
Commercial_Office_Existing_Space Heating_Natural Gas_Unit Heater_E10 | Commercial | Office | Existing | Space Heating | Natural Gas | Unit Heater | E10 |  | 0% | 0% | 0% | 0 | 0 | 0 | 0 | 0 | 0 | 0 | 0 | 0% | 0 | 0 | 0% | Normal | 0% | 0 | 0 | 0 | [17 empty] | Commercial_Office_Existing_Space Heating_Unit Heater_
Commercial_Office_Existing_Water Heating_Natural Gas_Water Heater_E1 | Commercial | Office | Existing | Water Heating | Natural Gas | Water Heater | E1 | TE 80% | 100% | 0% | 0% | 0.1124 | 0 | 0.0072016 | 0 | 8 | 12 | 2019 | 2051 | 100% | 0 | 0 | 0% | Normal | 0% | 0.15322 | 0 | 0 | 1 kBtu/hr | 10000 | 0 | 0.0041711 | 36.2788 | 26.22 | 0 | 1.68 | 0 | 2017 | 1.0277 | AEO 2021 - gas_water_heater 2017 standard | AEO 2021 - gas_water_heater 2017 standard | DHW_WH-Water Heating-PG&E-R7-14 | 1 | kBtu/hr | 0.0041711 | Commercial_Office_Existing_Water Heating_Water Heater_TE 80%
Commercial_Office_Existing_Water Heating_Natural Gas_Water Heater_E2 | Commercial | Office | Existing | Water Heating | Natural Gas | Water Heater | E2 | TE 81% | 98.77% | 0% | 0% | 0.11235 | 0 | 0.0072016 | 0 | 8 | 12 | 2019 | 2051 | 100% | 0 | 0 | 0% | Normal | 0% | 0.15132 | 0 | 0 | 1 kBtu/hr | 10000 | 0 | 0.0041711 | 35.8309 | 26.21 | 0 | 1.68 | 0 | 2017 | 1.0277 | AEO 2021 - gas_water_heater 2017 typical | AEO 2021 - gas_water_heater 2017 typical | DHW_WH-Water Heating-PG&E-R7-14 | 1 | kBtu/hr | 0.0041711 | Commercial_Office_Existing_Water Heating_Water Heater_TE 81%
Commercial_Office_Existing_Water Heating_Natural Gas_Water Heater_E3 | Commercial | Office | Existing | Water Heating | Natural Gas | Water Heater | E3 | TE 88% | 90.91% | 0% | 0% | 0.11898 | 0 | 0.0067087 | 0 | 8 | 12 | 2019 | 2051 | 100% | 0 | 0 | 0% | Normal | 0% | 0.13929 | 0 | 0 | 1 kBtu/hr | 10000 | 0 | 0.0041711 | 32.9807 | 27.755 | 0 | 1.565 | 0 | 2017 | 1.0277 | AEO 2021 - gas_water_heater 2017 ENERGY STAR | AEO 2021 - gas_water_heater 2017 ENERGY STAR | DHW_WH-Water Heating-PG&E-R7-14 | 1 | kBtu/hr | 0.0041711 | Commercial_Office_Existing_Water Heating_Water Heater_TE 88%
Commercial_Office_Existing_Water Heating_Natural Gas_Water Heater_E4 | Commercial | Office | Existing | Water Heating | Natural Gas | Water Heater | E4 | TE 94% | 85.11% | 0% | 0% | 0.1256 | 0 | 0.0062157 | 0 | 8 | 12 | 2019 | 2051 | 100% | 0 | 0 | 0% | Normal | 0% | 0.1304 | 0 | 0 | 1 kBtu/hr | 10000 | 0 | 0.0041711 | 30.8756 | 29.3 | 0 | 1.45 | 0 | 2017 | 1.0277 | AEO 2021 - gas_water_heater 2017 ENERGY STAR | AEO 2021 - gas_water_heater 2017 ENERGY STAR | DHW_WH-Water Heating-PG&E-R7-14 | 1 | kBtu/hr | 0.0041711 | Commercial_Office_Existing_Water Heating_Water Heater_TE 94%
Commercial_Office_Existing_Water Heating_Natural Gas_Water Heater_E5 | Commercial | Office | Existing | Water Heating | Natural Gas | Water Heater | E5 | TE 96% | 83.33% | 0% | 0% | 0.12827 | 0 | 0.0063479 | 0 | 8 | 12 | 2019 | 2051 | 100% | 0 | 0 | 0% | Normal | 0% | 0.12768 | 0 | 0 | 1 kBtu/hr | 10000 | 0 | 0.0041711 | 30.2323 | 29.9234 | 0 | 1.4809 | 0 | 2017 | 1.0277 | AEO 2021 - gas_water_heater 2017 ENERGY STAR | AEO 2021 - gas_water_heater 2017 ENERGY STAR | DHW_WH-Water Heating-PG&E-R7-14 | 1 | kBtu/hr | 0.0041711 | Commercial_Office_Existing_Water Heating_Water Heater_TE 96%
Commercial_Office_Existing_Water Heating_Natural Gas_Water Heater_E6 | Commercial | Office | Existing | Water Heating | Natural Gas | Water Heater | E6 | Tankless | 81.63% | 0% | 0% | 0.13873 | 0 | 0.0014531 | 0 | 8 | 12 | 2019 | 2051 | 100% | 0 | 0 | 0% | Normal | 0% | 0.12507 | 0 | 0 | 1 kBtu/hr | 10000 | 0 | 0.0041711 | 29.6154 | 32.3633 | 0 | 0.33898 | 0 | 2017 | 1.0277 | EIA Ref. Case 2018 - Gas Tankless High Eff. | EIA Ref. Case 2018 - Gas Tankless High Eff. | DHW_WH-Water Heating-NMTRM-2016-7 | 1 | kBtu/hr | 0.0041711 | Commercial_Office_Existing_Water Heating_Water Heater_Tankless
Commercial_Office_Existing_Water Heating_Natural Gas_Water Heater_E7 | Commercial | Office | Existing | Water Heating | Natural Gas | Water Heater | E7 | Gas-Fired Absorption HPWH | 75.47% | 0% | 0% | 0.23097 | 0 | 0 | 0 | 10 | 16 | 2019 | 2051 | 100% | 0 | 0 | 0% | Normal | 0% | 0.11563 | 0 | 0 | 1 kBtu/hr | 10000 | 0 | 0.0041711 | 27.3802 | 56.3879 | 0 | 0 | 0 | 2020 | 0.98199 | DHW_WH-Water Heating-DOE-2014-2 | NEEA Report #E20-309, Robur Heat Pump Field Trial. March 11, 2020. | Engineering Calculation and NEEA Report #E20-309, Robur Heat Pump Field Trial. March 11, 2020. | 1 | kBtu/hr | 0.0041711 | Commercial_Office_Existing_Water Heating_Water Heater_Gas-Fired Absorption HPWH
Commercial_Office_Existing_Water Heating_Natural Gas_Water Heater_E8 | Commercial | Office | Existing | Water Heating | Natural Gas | Water Heater | E8 |  | 0% | 0% | 0% | 0 | 0 | 0 | 0 | 0 | 0 | 0 | 0 | 0% | 0 | 0 | 0% | Normal | 0% | 0 | 0 | 0 | [17 empty] | Commercial_Office_Existing_Water Heating_Water Heater_
Commercial_Office_Existing_Water Heating_Natural Gas_Water Heater_E9 | Commercial | Office | Existing | Water Heating | Natural Gas | Water Heater | E9 |  | 0% | 0% | 0% | 0 | 0 | 0 | 0 | 0 | 0 | 0 | 0 | 0% | 0 | 0 | 0% | Normal | 0% | 0 | 0 | 0 | [17 empty] | Commercial_Office_Existing_Water Heating_Water Heater_
Commercial_Office_Existing_Water Heating_Natural Gas_Water Heater_E10 | Commercial | Office | Existing | Water Heating | Natural Gas | Water Heater | E10 |  | 0% | 0% | 0% | 0 | 0 | 0 | 0 | 0 | 0 | 0 | 0 | 0% | 0 | 0 | 0% | Normal | 0% | 0 | 0 | 0 | [17 empty] | Commercial_Office_Existing_Water Heating_Water Heater_
Commercial_Office_Existing_Food Preparation_Natural Gas_Oven_E1 | Commercial | Office | Existing | Food Preparation | Natural Gas | Oven | E1 | Standard | 100% | 0% | 0% | 1.1465 | 0.024181 | 0 | 0 | 10 | 14 | 2019 | 2051 | 100% | 0 | 0 | 0% | Normal | 0% | 0.12051 | 0 | 0 | 1 unit | 10000 | 0 | 0.00014815 | 813.4143 | 7112 | 150 | 0 | 0 | 2013 | 1.0881 | IL TRM - 4.2.1 - CI-FSE-CBOV-V02-160601 | ETO Measure Input Sheet - Com - Gas Convection Oven | IL TRM - 4.2.1 - CI-FSE-CBOV-V02-160601 | 1 | unit | 0.00014815 | Commercial_Office_Existing_Food Preparation_Oven_Standard
Commercial_Office_Existing_Food Preparation_Natural Gas_Oven_E2 | Commercial | Office | Existing | Food Preparation | Natural Gas | Oven | E2 | ENERGY STAR (>44% Baking Efficiency) | 86.89% | 0% | 0% | 1.209 | 0.024181 | 0 | 0 | 10 | 14 | 2019 | 2051 | 100% | 0 | 0 | 0% | Normal | 0% | 0.1047 | 0 | 0 | 1 unit | 10000 | 0 | 0.00014815 | 706.739 | 7500 | 150 | 0 | 0 | 2013 | 1.0881 | IL TRM - 4.2.1 - CI-FSE-CBOV-V02-160601 | EIA 2018 Tech Forecast | ETO Measure Input Sheet | 1 | unit | 0.00014815 | Commercial_Office_Existing_Food Preparation_Oven_ENERGY STAR (>44% Baking Efficiency)
Commercial_Office_Existing_Food Preparation_Natural Gas_Oven_E3 | Commercial | Office | Existing | Food Preparation | Natural Gas | Oven | E3 |  | 0% | 0% | 0% | 0 | 0 | 0 | 0 | 0 | 0 | 0 | 0 | 0% | 0 | 0 | 0% | Normal | 0% | 0 | 0 | 0 | [17 empty] | Commercial_Office_Existing_Food Preparation_Oven_
Commercial_Office_Existing_Food Preparation_Natural Gas_Oven_E4 | Commercial | Office | Existing | Food Preparation | Natural Gas | Oven | E4 |  | 0% | 0% | 0% | 0 | 0 | 0 | 0 | 0 | 0 | 0 | 0 | 0% | 0 | 0 | 0% | Normal | 0% | 0 | 0 | 0 | [17 empty] | Commercial_Office_Existing_Food Preparation_Oven_
Commercial_Office_Existing_Food Preparation_Natural Gas_Oven_E5 | Commercial | Office | Existing | Food Preparation | Natural Gas | Oven | E5 |  | 0% | 0% | 0% | 0 | 0 | 0 | 0 | 0 | 0 | 0 | 0 | 0% | 0 | 0 | 0% | Normal | 0% | 0 | 0 | 0 | [17 empty] | Commercial_Office_Existing_Food Preparation_Oven_
Commercial_Office_Existing_Food Preparation_Natural Gas_Oven_E6 | Commercial | Office | Existing | Food Preparation | Natural Gas | Oven | E6 |  | 0% | 0% | 0% | 0 | 0 | 0 | 0 | 0 | 0 | 0 | 0 | 0% | 0 | 0 | 0% | Normal | 0% | 0 | 0 | 0 | [17 empty] | Commercial_Office_Existing_Food Preparation_Oven_
Commercial_Office_Existing_Food Preparation_Natural Gas_Oven_E7 | Commercial | Office | Existing | Food Preparation | Natural Gas | Oven | E7 |  | 0% | 0% | 0% | 0 | 0 | 0 | 0 | 0 | 0 | 0 | 0 | 0% | 0 | 0 | 0% | Normal | 0% | 0 | 0 | 0 | [17 empty] | Commercial_Office_Existing_Food Preparation_Oven_
Commercial_Office_Existing_Food Preparation_Natural Gas_Oven_E8 | Commercial | Office | Existing | Food Preparation | Natural Gas | Oven | E8 |  | 0% | 0% | 0% | 0 | 0 | 0 | 0 | 0 | 0 | 0 | 0 | 0% | 0 | 0 | 0% | Normal | 0% | 0 | 0 | 0 | [17 empty] | Commercial_Office_Existing_Food Preparation_Oven_
Commercial_Office_Existing_Food Preparation_Natural Gas_Oven_E9 | Commercial | Office | Existing | Food Preparation | Natural Gas | Oven | E9 |  | 0% | 0% | 0% | 0 | 0 | 0 | 0 | 0 | 0 | 0 | 0 | 0% | 0 | 0 | 0% | Normal | 0% | 0 | 0 | 0 | [17 empty] | Commercial_Office_Existing_Food Preparation_Oven_
Commercial_Office_Existing_Food Preparation_Natural Gas_Oven_E10 | Commercial | Office | Existing | Food Preparation | Natural Gas | Oven | E10 |  | 0% | 0% | 0% | 0 | 0 | 0 | 0 | 0 | 0 | 0 | 0 | 0% | 0 | 0 | 0% | Normal | 0% | 0 | 0 | 0 | [17 empty] | Commercial_Office_Existing_Food Preparation_Oven_
Commercial_Office_Existing_Food Preparation_Natural Gas_Conveyor Oven_E1 | Commercial | Office | Existing | Food Preparation | Natural Gas | Conveyor Oven | E1 | Standard | 100% | 0% | 0% | 0.82176 | 0 | 0 | 0 | 15 | 19 | 2019 | 2051 | 100% | 0 | 0 | 0% | Normal | 0% | 0.2216 | 0 | 0 | 1 unit | 10000 | 0 | 7.6799e-05 | 2885.475 | 10177 | 0 | 0 | 0 | 2015 | 1.0514 | IL TRM - 4.2.4 - CI-FSE-CVOV-V02-180101 | PGE Workpaper, PGECOFST117 R5, 2015 | MN TRM 3.1 - Gas Conveyor Oven v1.1 | 1 | unit | 7.6799e-05 | Commercial_Office_Existing_Food Preparation_Conveyor Oven_Standard
Commercial_Office_Existing_Food Preparation_Natural Gas_Conveyor Oven_E2 | Commercial | Office | Existing | Food Preparation | Natural Gas | Conveyor Oven | E2 | Efficient (>44% Baking Efficiency) | 76.02% | 0% | 0% | 1.0018 | 0 | 0 | 0 | 15 | 19 | 2019 | 2051 | 100% | 0 | 0 | 0% | Normal | 0% | 0.16845 | 0 | 0 | 1 unit | 10000 | 0 | 7.6799e-05 | 2193.4093 | 12407 | 0 | 0 | 0 | 2015 | 1.0514 | IL TRM - 4.2.4 - CI-FSE-CVOV-V02-180101 | PGE Workpaper, PGECOFST117 R5, 2015 | MN TRM 3.1 - Gas Conveyor Oven v1.1 | 1 | unit | 7.6799e-05 | Commercial_Office_Existing_Food Preparation_Conveyor Oven_Efficient (>44% Baking Efficiency)
Commercial_Office_Existing_Food Preparation_Natural Gas_Conveyor Oven_E3 | Commercial | Office | Existing | Food Preparation | Natural Gas | Conveyor Oven | E3 |  | 0% | 0% | 0% | 0 | 0 | 0 | 0 | 0 | 0 | 0 | 0 | 0% | 0 | 0 | 0% | Normal | 0% | 0 | 0 | 0 | [17 empty] | Commercial_Office_Existing_Food Preparation_Conveyor Oven_
Commercial_Office_Existing_Food Preparation_Natural Gas_Conveyor Oven_E4 | Commercial | Office | Existing | Food Preparation | Natural Gas | Conveyor Oven | E4 |  | 0% | 0% | 0% | 0 | 0 | 0 | 0 | 0 | 0 | 0 | 0 | 0% | 0 | 0 | 0% | Normal | 0% | 0 | 0 | 0 | [17 empty] | Commercial_Office_Existing_Food Preparation_Conveyor Oven_
Commercial_Office_Existing_Food Preparation_Natural Gas_Conveyor Oven_E5 | Commercial | Office | Existing | Food Preparation | Natural Gas | Conveyor Oven | E5 |  | 0% | 0% | 0% | 0 | 0 | 0 | 0 | 0 | 0 | 0 | 0 | 0% | 0 | 0 | 0% | Normal | 0% | 0 | 0 | 0 | [17 empty] | Commercial_Office_Existing_Food Preparation_Conveyor Oven_
Commercial_Office_Existing_Food Preparation_Natural Gas_Conveyor Oven_E6 | Commercial | Office | Existing | Food Preparation | Natural Gas | Conveyor Oven | E6 |  | 0% | 0% | 0% | 0 | 0 | 0 | 0 | 0 | 0 | 0 | 0 | 0% | 0 | 0 | 0% | Normal | 0% | 0 | 0 | 0 | [17 empty] | Commercial_Office_Existing_Food Preparation_Conveyor Oven_
Commercial_Office_Existing_Food Preparation_Natural Gas_Conveyor Oven_E7 | Commercial | Office | Existing | Food Preparation | Natural Gas | Conveyor Oven | E7 |  | 0% | 0% | 0% | 0 | 0 | 0 | 0 | 0 | 0 | 0 | 0 | 0% | 0 | 0 | 0% | Normal | 0% | 0 | 0 | 0 | [17 empty] | Commercial_Office_Existing_Food Preparation_Conveyor Oven_
Commercial_Office_Existing_Food Preparation_Natural Gas_Conveyor Oven_E8 | Commercial | Office | Existing | Food Preparation | Natural Gas | Conveyor Oven | E8 |  | 0% | 0% | 0% | 0 | 0 | 0 | 0 | 0 | 0 | 0 | 0 | 0% | 0 | 0 | 0% | Normal | 0% | 0 | 0 | 0 | [17 empty] | Commercial_Office_Existing_Food Preparation_Conveyor Oven_
Commercial_Office_Existing_Food Preparation_Natural Gas_Conveyor Oven_E9 | Commercial | Office | Existing | Food Preparation | Natural Gas | Conveyor Oven | E9 |  | 0% | 0% | 0% | 0 | 0 | 0 | 0 | 0 | 0 | 0 | 0 | 0% | 0 | 0 | 0% | Normal | 0% | 0 | 0 | 0 | [17 empty] | Commercial_Office_Existing_Food Preparation_Conveyor Oven_
Commercial_Office_Existing_Food Preparation_Natural Gas_Conveyor Oven_E10 | Commercial | Office | Existing | Food Preparation | Natural Gas | Conveyor Oven | E10 |  | 0% | 0% | 0% | 0 | 0 | 0 | 0 | 0 | 0 | 0 | 0 | 0% | 0 | 0 | 0% | Normal | 0% | 0 | 0 | 0 | [17 empty] | Commercial_Office_Existing_Food Preparation_Conveyor Oven_
Commercial_Office_Existing_Food Preparation_Natural Gas_Double Rack Oven_E1 | Commercial | Office | Existing | Food Preparation | Natural Gas | Double Rack Oven | E1 | Standard | 100% | 0% | 0% | 1.2085 | 0 | 0 | 0 | 10 | 14 | 2019 | 2051 | 100% | 0 | 0 | 0% | Normal | 0% | 0.39493 | 0 | 0 | 1 unit | 10000 | 0 | 9.2987e-05 | 4247.1 | 12513 | 0 | 0 | 0 | 2016 | 1.0386 | IL TRM - 4.2.18 - CI-FSE-RKOV-VO2-180101 | PGE Workpaper, PGECOFST109 R6, 2016 | IL TRM - 4.2.18 - CI-FSE-RKOV-VO2-180101 | 1 | unit | 9.2987e-05 | Commercial_Office_Existing_Food Preparation_Double Rack Oven_Standard
Commercial_Office_Existing_Food Preparation_Natural Gas_Double Rack Oven_E2 | Commercial | Office | Existing | Food Preparation | Natural Gas | Double Rack Oven | E2 | FTSC Qualified (>50% Cooking Efficiency) | 54.55% | 0% | 0% | 1.6072 | 0 | 0 | 0 | 10 | 14 | 2019 | 2051 | 100% | 0 | 0 | 0% | Normal | 0% | 0.21541 | 0 | 0 | 1 unit | 10000 | 0 | 9.2987e-05 | 2316.6 | 16641 | 0 | 0 | 0 | 2016 | 1.0386 | IL TRM - 4.2.18 - CI-FSE-RKOV-VO2-180101 | PGE Workpaper, PGECOFST109 R6, 2016 | IL TRM - 4.2.18 - CI-FSE-RKOV-VO2-180101 | 1 | unit | 9.2987e-05 | Commercial_Office_Existing_Food Preparation_Double Rack Oven_FTSC Qualified (>50% Cooking Efficiency)
Commercial_Office_Existing_Food Preparation_Natural Gas_Double Rack Oven_E3 | Commercial | Office | Existing | Food Preparation | Natural Gas | Double Rack Oven | E3 |  | 0% | 0% | 0% | 0 | 0 | 0 | 0 | 0 | 0 | 0 | 0 | 0% | 0 | 0 | 0% | Normal | 0% | 0 | 0 | 0 | [17 empty] | Commercial_Office_Existing_Food Preparation_Double Rack Oven_
Commercial_Office_Existing_Food Preparation_Natural Gas_Double Rack Oven_E4 | Commercial | Office | Existing | Food Preparation | Natural Gas | Double Rack Oven | E4 |  | 0% | 0% | 0% | 0 | 0 | 0 | 0 | 0 | 0 | 0 | 0 | 0% | 0 | 0 | 0% | Normal | 0% | 0 | 0 | 0 | [17 empty] | Commercial_Office_Existing_Food Preparation_Double Rack Oven_
Commercial_Office_Existing_Food Preparation_Natural Gas_Double Rack Oven_E5 | Commercial | Office | Existing | Food Preparation | Natural Gas | Double Rack Oven | E5 |  | 0% | 0% | 0% | 0 | 0 | 0 | 0 | 0 | 0 | 0 | 0 | 0% | 0 | 0 | 0% | Normal | 0% | 0 | 0 | 0 | [17 empty] | Commercial_Office_Existing_Food Preparation_Double Rack Oven_
Commercial_Office_Existing_Food Preparation_Natural Gas_Double Rack Oven_E6 | Commercial | Office | Existing | Food Preparation | Natural Gas | Double Rack Oven | E6 |  | 0% | 0% | 0% | 0 | 0 | 0 | 0 | 0 | 0 | 0 | 0 | 0% | 0 | 0 | 0% | Normal | 0% | 0 | 0 | 0 | [17 empty] | Commercial_Office_Existing_Food Preparation_Double Rack Oven_
Commercial_Office_Existing_Food Preparation_Natural Gas_Double Rack Oven_E7 | Commercial | Office | Existing | Food Preparation | Natural Gas | Double Rack Oven | E7 |  | 0% | 0% | 0% | 0 | 0 | 0 | 0 | 0 | 0 | 0 | 0 | 0% | 0 | 0 | 0% | Normal | 0% | 0 | 0 | 0 | [17 empty] | Commercial_Office_Existing_Food Preparation_Double Rack Oven_
Commercial_Office_Existing_Food Preparation_Natural Gas_Double Rack Oven_E8 | Commercial | Office | Existing | Food Preparation | Natural Gas | Double Rack Oven | E8 |  | 0% | 0% | 0% | 0 | 0 | 0 | 0 | 0 | 0 | 0 | 0 | 0% | 0 | 0 | 0% | Normal | 0% | 0 | 0 | 0 | [17 empty] | Commercial_Office_Existing_Food Preparation_Double Rack Oven_
Commercial_Office_Existing_Food Preparation_Natural Gas_Double Rack Oven_E9 | Commercial | Office | Existing | Food Preparation | Natural Gas | Double Rack Oven | E9 |  | 0% | 0% | 0% | 0 | 0 | 0 | 0 | 0 | 0 | 0 | 0 | 0% | 0 | 0 | 0% | Normal | 0% | 0 | 0 | 0 | [17 empty] | Commercial_Office_Existing_Food Preparation_Double Rack Oven_
Commercial_Office_Existing_Food Preparation_Natural Gas_Double Rack Oven_E10 | Commercial | Office | Existing | Food Preparation | Natural Gas | Double Rack Oven | E10 |  | 0% | 0% | 0% | 0 | 0 | 0 | 0 | 0 | 0 | 0 | 0 | 0% | 0 | 0 | 0% | Normal | 0% | 0 | 0 | 0 | [17 empty] | Commercial_Office_Existing_Food Preparation_Double Rack Oven_
Commercial_Office_Existing_Food Preparation_Natural Gas_Fryer_E1 | Commercial | Office | Existing | Food Preparation | Natural Gas | Fryer | E1 | Standard | 100% | 0% | 0% | 0.61996 | 0 | 0 | 0 | 4 | 7 | 2019 | 2021 | 100% | 0 | 0 | 0% | Normal | 0% | 0.19998 | 0 | 0 | 1 unit | 10000 | 0 | 0.00017661 | 1132.275 | 3379.7321 | 0 | 0 | 0 | 2016 | 1.0386 | RTF Wkbk - ComCookingFryer_v3_3 | RTF Wkbk - ComCookingFryer_v3_3 | RTF Wkbk - ComCookingFryer_v3_3 | 1 | unit | 0.00017661 | Commercial_Office_Existing_Food Preparation_Fryer_Standard
Commercial_Office_Existing_Food Preparation_Natural Gas_Fryer_E2 | Commercial | Office | Existing | Food Preparation | Natural Gas | Fryer | E2 | ENERGY STAR | 61.29% | 0% | 0% | 0.7793 | 0 | 0 | 0 | 4 | 7 | 2019 | 2051 | 100% | 0 | 0 | 0% | Normal | 0% | 0.12257 | 0 | 0 | 1 unit | 10000 | 0 | 0.00017661 | 693.975 | 4248.3333 | 0 | 0 | 0 | 2016 | 1.0386 | RTF Wkbk - ComCookingFryer_v3_3 | RTF Wkbk - ComCookingFryer_v3_3 | RTF Wkbk - ComCookingFryer_v3_3 | 1 | unit | 0.00017661 | Commercial_Office_Existing_Food Preparation_Fryer_ENERGY STAR
Commercial_Office_Existing_Food Preparation_Natural Gas_Fryer_E3 | Commercial | Office | Existing | Food Preparation | Natural Gas | Fryer | E3 |  | 0% | 0% | 0% | 0 | 0 | 0 | 0 | 0 | 0 | 0 | 0 | 0% | 0 | 0 | 0% | Normal | 0% | 0 | 0 | 0 | [17 empty] | Commercial_Office_Existing_Food Preparation_Fryer_
Commercial_Office_Existing_Food Preparation_Natural Gas_Fryer_E4 | Commercial | Office | Existing | Food Preparation | Natural Gas | Fryer | E4 |  | 0% | 0% | 0% | 0 | 0 | 0 | 0 | 0 | 0 | 0 | 0 | 0% | 0 | 0 | 0% | Normal | 0% | 0 | 0 | 0 | [17 empty] | Commercial_Office_Existing_Food Preparation_Fryer_
Commercial_Office_Existing_Food Preparation_Natural Gas_Fryer_E5 | Commercial | Office | Existing | Food Preparation | Natural Gas | Fryer | E5 |  | 0% | 0% | 0% | 0 | 0 | 0 | 0 | 0 | 0 | 0 | 0 | 0% | 0 | 0 | 0% | Normal | 0% | 0 | 0 | 0 | [17 empty] | Commercial_Office_Existing_Food Preparation_Fryer_
Commercial_Office_Existing_Food Preparation_Natural Gas_Fryer_E6 | Commercial | Office | Existing | Food Preparation | Natural Gas | Fryer | E6 |  | 0% | 0% | 0% | 0 | 0 | 0 | 0 | 0 | 0 | 0 | 0 | 0% | 0 | 0 | 0% | Normal | 0% | 0 | 0 | 0 | [17 empty] | Commercial_Office_Existing_Food Preparation_Fryer_
Commercial_Office_Existing_Food Preparation_Natural Gas_Fryer_E7 | Commercial | Office | Existing | Food Preparation | Natural Gas | Fryer | E7 |  | 0% | 0% | 0% | 0 | 0 | 0 | 0 | 0 | 0 | 0 | 0 | 0% | 0 | 0 | 0% | Normal | 0% | 0 | 0 | 0 | [17 empty] | Commercial_Office_Existing_Food Preparation_Fryer_
Commercial_Office_Existing_Food Preparation_Natural Gas_Fryer_E8 | Commercial | Office | Existing | Food Preparation | Natural Gas | Fryer | E8 |  | 0% | 0% | 0% | 0 | 0 | 0 | 0 | 0 | 0 | 0 | 0 | 0% | 0 | 0 | 0% | Normal | 0% | 0 | 0 | 0 | [17 empty] | Commercial_Office_Existing_Food Preparation_Fryer_
Commercial_Office_Existing_Food Preparation_Natural Gas_Fryer_E9 | Commercial | Office | Existing | Food Preparation | Natural Gas | Fryer | E9 |  | 0% | 0% | 0% | 0 | 0 | 0 | 0 | 0 | 0 | 0 | 0 | 0% | 0 | 0 | 0% | Normal | 0% | 0 | 0 | 0 | [17 empty] | Commercial_Office_Existing_Food Preparation_Fryer_
Commercial_Office_Existing_Food Preparation_Natural Gas_Fryer_E10 | Commercial | Office | Existing | Food Preparation | Natural Gas | Fryer | E10 |  | 0% | 0% | 0% | 0 | 0 | 0 | 0 | 0 | 0 | 0 | 0 | 0% | 0 | 0 | 0% | Normal | 0% | 0 | 0 | 0 | [17 empty] | Commercial_Office_Existing_Food Preparation_Fryer_
Commercial_Office_Existing_Food Preparation_Natural Gas_Broiler_E1 | Commercial | Office | Existing | Food Preparation | Natural Gas | Broiler | E1 | Standard | 100% | 0% | 0% | 0.91545 | 0 | 0 | 0 | 10 | 14 | 2019 | 2051 | 100% | 0 | 0 | 0% | Normal | 0% | 0.21806 | 0 | 0 | 1 unit | 10000 | 0 | 0.00032417 | 672.672 | 2500 | 0 | 0 | 0 | 2011 | 1.1296 | IL TRM - 4.2.14 - CI-FSE-IRBL-V02-180101 | Estimate | IL TRM - 4.2.14 - CI-FSE-IRBL-V02-180101 | 1 | unit | 0.00032417 | Commercial_Office_Existing_Food Preparation_Broiler_Standard
Commercial_Office_Existing_Food Preparation_Natural Gas_Broiler_E2 | Commercial | Office | Existing | Food Preparation | Natural Gas | Broiler | E2 | Infrared Burners | 64.29% | 0% | 0% | 1.2816 | 0 | 0 | 0 | 10 | 14 | 2019 | 2051 | 100% | 0 | 0 | 0% | Normal | 0% | 0.14018 | 0 | 0 | 1 unit | 10000 | 0 | 0.00032417 | 432.432 | 3500 | 0 | 0 | 0 | 2011 | 1.1296 | IL TRM - 4.2.14 - CI-FSE-IRBL-V02-180101 | IL TRM - 4.2.14 - CI-FSE-IRBL-V02-180101 | IL TRM - 4.2.14 - CI-FSE-IRBL-V02-180101 | 1 | unit | 0.00032417 | Commercial_Office_Existing_Food Preparation_Broiler_Infrared Burners
Commercial_Office_Existing_Food Preparation_Natural Gas_Broiler_E3 | Commercial | Office | Existing | Food Preparation | Natural Gas | Broiler | E3 |  | 0% | 0% | 0% | 0 | 0 | 0 | 0 | 0 | 0 | 0 | 0 | 0% | 0 | 0 | 0% | Normal | 0% | 0 | 0 | 0 | [17 empty] | Commercial_Office_Existing_Food Preparation_Broiler_
Commercial_Office_Existing_Food Preparation_Natural Gas_Broiler_E4 | Commercial | Office | Existing | Food Preparation | Natural Gas | Broiler | E4 |  | 0% | 0% | 0% | 0 | 0 | 0 | 0 | 0 | 0 | 0 | 0 | 0% | 0 | 0 | 0% | Normal | 0% | 0 | 0 | 0 | [17 empty] | Commercial_Office_Existing_Food Preparation_Broiler_
Commercial_Office_Existing_Food Preparation_Natural Gas_Broiler_E5 | Commercial | Office | Existing | Food Preparation | Natural Gas | Broiler | E5 |  | 0% | 0% | 0% | 0 | 0 | 0 | 0 | 0 | 0 | 0 | 0 | 0% | 0 | 0 | 0% | Normal | 0% | 0 | 0 | 0 | [17 empty] | Commercial_Office_Existing_Food Preparation_Broiler_
Commercial_Office_Existing_Food Preparation_Natural Gas_Broiler_E6 | Commercial | Office | Existing | Food Preparation | Natural Gas | Broiler | E6 |  | 0% | 0% | 0% | 0 | 0 | 0 | 0 | 0 | 0 | 0 | 0 | 0% | 0 | 0 | 0% | Normal | 0% | 0 | 0 | 0 | [17 empty] | Commercial_Office_Existing_Food Preparation_Broiler_
Commercial_Office_Existing_Food Preparation_Natural Gas_Broiler_E7 | Commercial | Office | Existing | Food Preparation | Natural Gas | Broiler | E7 |  | 0% | 0% | 0% | 0 | 0 | 0 | 0 | 0 | 0 | 0 | 0 | 0% | 0 | 0 | 0% | Normal | 0% | 0 | 0 | 0 | [17 empty] | Commercial_Office_Existing_Food Preparation_Broiler_
Commercial_Office_Existing_Food Preparation_Natural Gas_Broiler_E8 | Commercial | Office | Existing | Food Preparation | Natural Gas | Broiler | E8 |  | 0% | 0% | 0% | 0 | 0 | 0 | 0 | 0 | 0 | 0 | 0 | 0% | 0 | 0 | 0% | Normal | 0% | 0 | 0 | 0 | [17 empty] | Commercial_Office_Existing_Food Preparation_Broiler_
Commercial_Office_Existing_Food Preparation_Natural Gas_Broiler_E9 | Commercial | Office | Existing | Food Preparation | Natural Gas | Broiler | E9 |  | 0% | 0% | 0% | 0 | 0 | 0 | 0 | 0 | 0 | 0 | 0 | 0% | 0 | 0 | 0% | Normal | 0% | 0 | 0 | 0 | [17 empty] | Commercial_Office_Existing_Food Preparation_Broiler_
Commercial_Office_Existing_Food Preparation_Natural Gas_Broiler_E10 | Commercial | Office | Existing | Food Preparation | Natural Gas | Broiler | E10 |  | 0% | 0% | 0% | 0 | 0 | 0 | 0 | 0 | 0 | 0 | 0 | 0% | 0 | 0 | 0% | Normal | 0% | 0 | 0 | 0 | [17 empty] | Commercial_Office_Existing_Food Preparation_Broiler_
Commercial_Office_Existing_Food Preparation_Natural Gas_Griddle_E1 | Commercial | Office | Existing | Food Preparation | Natural Gas | Griddle | E1 | Standard | 100% | 0% | 0% | 0.61213 | 0 | 0 | 0 | 10 | 14 | 2019 | 2051 | 100% | 0 | 0 | 0% | Normal | 0% | 0.13456 | 0 | 0 | 1 unit | 10000 | 0 | 0.00010923 | 1231.891 | 5150 | 0 | 0 | 0 | 2013 | 1.0881 | IL TRM - 4.2.8 - CI-FSE-ESGR-V04-200101 | COOK_GRD-Food Preparation-EIA14-2014 Ref. Case-5 | IL TRM - 4.2.8 - CI-FSE-ESGR-V04-200101 | 1 | unit | 0.00010923 | Commercial_Office_Existing_Food Preparation_Griddle_Standard
Commercial_Office_Existing_Food Preparation_Natural Gas_Griddle_E2 | Commercial | Office | Existing | Food Preparation | Natural Gas | Griddle | E2 | ENERGY STAR | 91.65% | 0% | 0% | 0.7607 | 0 | 0 | 0 | 10 | 14 | 2019 | 2051 | 100% | 0 | 0 | 0% | Normal | 0% | 0.12333 | 0 | 0 | 1 unit | 10000 | 0 | 0.00010923 | 1129.0497 | 6400 | 0 | 0 | 0 | 2013 | 1.0881 | IL TRM - 4.2.8 - CI-FSE-ESGR-V04-200101 | ETO Measure Input Sheet - Com - Gas Griddle | ETO Measure Input Sheet - Com - Gas Griddle | 1 | unit | 0.00010923 | Commercial_Office_Existing_Food Preparation_Griddle_ENERGY STAR
Commercial_Office_Existing_Food Preparation_Natural Gas_Griddle_E3 | Commercial | Office | Existing | Food Preparation | Natural Gas | Griddle | E3 |  | 0% | 0% | 0% | 0 | 0 | 0 | 0 | 0 | 0 | 0 | 0 | 0% | 0 | 0 | 0% | Normal | 0% | 0 | 0 | 0 | [17 empty] | Commercial_Office_Existing_Food Preparation_Griddle_
Commercial_Office_Existing_Food Preparation_Natural Gas_Griddle_E4 | Commercial | Office | Existing | Food Preparation | Natural Gas | Griddle | E4 |  | 0% | 0% | 0% | 0 | 0 | 0 | 0 | 0 | 0 | 0 | 0 | 0% | 0 | 0 | 0% | Normal | 0% | 0 | 0 | 0 | [17 empty] | Commercial_Office_Existing_Food Preparation_Griddle_
Commercial_Office_Existing_Food Preparation_Natural Gas_Griddle_E5 | Commercial | Office | Existing | Food Preparation | Natural Gas | Griddle | E5 |  | 0% | 0% | 0% | 0 | 0 | 0 | 0 | 0 | 0 | 0 | 0 | 0% | 0 | 0 | 0% | Normal | 0% | 0 | 0 | 0 | [17 empty] | Commercial_Office_Existing_Food Preparation_Griddle_
Commercial_Office_Existing_Food Preparation_Natural Gas_Griddle_E6 | Commercial | Office | Existing | Food Preparation | Natural Gas | Griddle | E6 |  | 0% | 0% | 0% | 0 | 0 | 0 | 0 | 0 | 0 | 0 | 0 | 0% | 0 | 0 | 0% | Normal | 0% | 0 | 0 | 0 | [17 empty] | Commercial_Office_Existing_Food Preparation_Griddle_
Commercial_Office_Existing_Food Preparation_Natural Gas_Griddle_E7 | Commercial | Office | Existing | Food Preparation | Natural Gas | Griddle | E7 |  | 0% | 0% | 0% | 0 | 0 | 0 | 0 | 0 | 0 | 0 | 0 | 0% | 0 | 0 | 0% | Normal | 0% | 0 | 0 | 0 | [17 empty] | Commercial_Office_Existing_Food Preparation_Griddle_
Commercial_Office_Existing_Food Preparation_Natural Gas_Griddle_E8 | Commercial | Office | Existing | Food Preparation | Natural Gas | Griddle | E8 |  | 0% | 0% | 0% | 0 | 0 | 0 | 0 | 0 | 0 | 0 | 0 | 0% | 0 | 0 | 0% | Normal | 0% | 0 | 0 | 0 | [17 empty] | Commercial_Office_Existing_Food Preparation_Griddle_
Commercial_Office_Existing_Food Preparation_Natural Gas_Griddle_E9 | Commercial | Office | Existing | Food Preparation | Natural Gas | Griddle | E9 |  | 0% | 0% | 0% | 0 | 0 | 0 | 0 | 0 | 0 | 0 | 0 | 0% | 0 | 0 | 0% | Normal | 0% | 0 | 0 | 0 | [17 empty] | Commercial_Office_Existing_Food Preparation_Griddle_
Commercial_Office_Existing_Food Preparation_Natural Gas_Griddle_E10 | Commercial | Office | Existing | Food Preparation | Natural Gas | Griddle | E10 |  | 0% | 0% | 0% | 0 | 0 | 0 | 0 | 0 | 0 | 0 | 0 | 0% | 0 | 0 | 0% | Normal | 0% | 0 | 0 | 0 | [17 empty] | Commercial_Office_Existing_Food Preparation_Griddle_
Commercial_Office_Existing_Food Preparation_Natural Gas_Range_E1 | Commercial | Office | Existing | Food Preparation | Natural Gas | Range | E1 | Standard | 100% | 0% | 0% | 1.0194 | 0 | 0 | 0 | 8 | 12 | 2019 | 2051 | 100% | 0 | 0 | 0% | Normal | 0% | 0.15977 | 0 | 0 | 1 unit | 10000 | 0 | 0.00013314 | 1200 | 7450 | 0 | 0 | 0 | 2017 | 1.0277 | COOK_OVN-Food Preparation-AEO17-1 | EIA 2018 Tech Forecast | Navigant 2009 | 1 | unit | 0.00013314 | Commercial_Office_Existing_Food Preparation_Range_Standard
Commercial_Office_Existing_Food Preparation_Natural Gas_Range_E2 | Commercial | Office | Existing | Food Preparation | Natural Gas | Range | E2 | High Efficiency | 75% | 0% | 0% | 1.0195 | 0 | 0 | 0 | 8 | 12 | 2019 | 2051 | 100% | 0 | 0 | 0% | Normal | 0% | 0.11983 | 0 | 0 | 1 unit | 10000 | 0 | 0.00013314 | 900 | 7451 | 0 | 0 | 0 | 2017 | 1.0277 | COOK_OVN-Food Preparation-AEO17-1 | EIA 2018 Tech Forecast | EIA 2018 Tech Forecast | 1 | unit | 0.00013314 | Commercial_Office_Existing_Food Preparation_Range_High Efficiency
Commercial_Office_Existing_Food Preparation_Natural Gas_Range_E3 | Commercial | Office | Existing | Food Preparation | Natural Gas | Range | E3 |  | 0% | 0% | 0% | 0 | 0 | 0 | 0 | 0 | 0 | 0 | 0 | 0% | 0 | 0 | 0% | Normal | 0% | 0 | 0 | 0 | [17 empty] | Commercial_Office_Existing_Food Preparation_Range_
Commercial_Office_Existing_Food Preparation_Natural Gas_Range_E4 | Commercial | Office | Existing | Food Preparation | Natural Gas | Range | E4 |  | 0% | 0% | 0% | 0 | 0 | 0 | 0 | 0 | 0 | 0 | 0 | 0% | 0 | 0 | 0% | Normal | 0% | 0 | 0 | 0 | [17 empty] | Commercial_Office_Existing_Food Preparation_Range_
Commercial_Office_Existing_Food Preparation_Natural Gas_Range_E5 | Commercial | Office | Existing | Food Preparation | Natural Gas | Range | E5 |  | 0% | 0% | 0% | 0 | 0 | 0 | 0 | 0 | 0 | 0 | 0 | 0% | 0 | 0 | 0% | Normal | 0% | 0 | 0 | 0 | [17 empty] | Commercial_Office_Existing_Food Preparation_Range_
Commercial_Office_Existing_Food Preparation_Natural Gas_Range_E6 | Commercial | Office | Existing | Food Preparation | Natural Gas | Range | E6 |  | 0% | 0% | 0% | 0 | 0 | 0 | 0 | 0 | 0 | 0 | 0 | 0% | 0 | 0 | 0% | Normal | 0% | 0 | 0 | 0 | [17 empty] | Commercial_Office_Existing_Food Preparation_Range_
Commercial_Office_Existing_Food Preparation_Natural Gas_Range_E7 | Commercial | Office | Existing | Food Preparation | Natural Gas | Range | E7 |  | 0% | 0% | 0% | 0 | 0 | 0 | 0 | 0 | 0 | 0 | 0 | 0% | 0 | 0 | 0% | Normal | 0% | 0 | 0 | 0 | [17 empty] | Commercial_Office_Existing_Food Preparation_Range_
Commercial_Office_Existing_Food Preparation_Natural Gas_Range_E8 | Commercial | Office | Existing | Food Preparation | Natural Gas | Range | E8 |  | 0% | 0% | 0% | 0 | 0 | 0 | 0 | 0 | 0 | 0 | 0 | 0% | 0 | 0 | 0% | Normal | 0% | 0 | 0 | 0 | [17 empty] | Commercial_Office_Existing_Food Preparation_Range_
Commercial_Office_Existing_Food Preparation_Natural Gas_Range_E9 | Commercial | Office | Existing | Food Preparation | Natural Gas | Range | E9 |  | 0% | 0% | 0% | 0 | 0 | 0 | 0 | 0 | 0 | 0 | 0 | 0% | 0 | 0 | 0% | Normal | 0% | 0 | 0 | 0 | [17 empty] | Commercial_Office_Existing_Food Preparation_Range_
Commercial_Office_Existing_Food Preparation_Natural Gas_Range_E10 | Commercial | Office | Existing | Food Preparation | Natural Gas | Range | E10 |  | 0% | 0% | 0% | 0 | 0 | 0 | 0 | 0 | 0 | 0 | 0 | 0% | 0 | 0 | 0% | Normal | 0% | 0 | 0 | 0 | [17 empty] | Commercial_Office_Existing_Food Preparation_Range_
Commercial_Office_Existing_Food Preparation_Natural Gas_Steamer_E1 | Commercial | Office | Existing | Food Preparation | Natural Gas | Steamer | E1 | Standard | 100% | 0% | 0% | 3.0203 | 0 | 0 | 0 | 8 | 16 | 2019 | 2021 | 100% | 0 | 0 | 0% | Normal | 0% | 0.31731 | 0 | 0 | 1 unit | 10000 | 0 | 0.0002078 | 1527.0152 | 13100 | 0 | 0 | 0 | 2012 | 1.1095 | IL TRM - 4.2.3 - CI-FSE-STMC-V05-190101 | DOE Commercial R&D 2016 - Table 2-10 | IL TRM - 4.2.3 - CI-FSE-STMC-V05-190101 | 1 | unit | 0.0002078 | Commercial_Office_Existing_Food Preparation_Steamer_Standard
Commercial_Office_Existing_Food Preparation_Natural Gas_Steamer_E2 | Commercial | Office | Existing | Food Preparation | Natural Gas | Steamer | E2 | ENERGY STAR | 43.38% | 0% | 0% | 3.5437 | 0 | -0.00060632 | 0 | 8 | 16 | 2019 | 2051 | 100% | 0 | 0 | 0% | Normal | 0% | 0.13766 | 0 | 0 | 1 unit | 10000 | 0 | 0.0002078 | 662.4553 | 15370 | 0 | -2.6298 | 0 | 2012 | 1.1095 | IL TRM - 4.2.3 - CI-FSE-STMC-V05-190101 | ETO Measure Input Sheet - Com - Gas Steamer | ETO Measure Input Sheet - Com - Gas Steamer | 1 | unit | 0.0002078 | Commercial_Office_Existing_Food Preparation_Steamer_ENERGY STAR
Commercial_Office_Existing_Food Preparation_Natural Gas_Steamer_E3 | Commercial | Office | Existing | Food Preparation | Natural Gas | Steamer | E3 |  | 0% | 0% | 0% | 0 | 0 | 0 | 0 | 0 | 0 | 0 | 0 | 0% | 0 | 0 | 0% | Normal | 0% | 0 | 0 | 0 | [17 empty] | Commercial_Office_Existing_Food Preparation_Steamer_
Commercial_Office_Existing_Food Preparation_Natural Gas_Steamer_E4 | Commercial | Office | Existing | Food Preparation | Natural Gas | Steamer | E4 |  | 0% | 0% | 0% | 0 | 0 | 0 | 0 | 0 | 0 | 0 | 0 | 0% | 0 | 0 | 0% | Normal | 0% | 0 | 0 | 0 | [17 empty] | Commercial_Office_Existing_Food Preparation_Steamer_
Commercial_Office_Existing_Food Preparation_Natural Gas_Steamer_E5 | Commercial | Office | Existing | Food Preparation | Natural Gas | Steamer | E5 |  | 0% | 0% | 0% | 0 | 0 | 0 | 0 | 0 | 0 | 0 | 0 | 0% | 0 | 0 | 0% | Normal | 0% | 0 | 0 | 0 | [17 empty] | Commercial_Office_Existing_Food Preparation_Steamer_
Commercial_Office_Existing_Food Preparation_Natural Gas_Steamer_E6 | Commercial | Office | Existing | Food Preparation | Natural Gas | Steamer | E6 |  | 0% | 0% | 0% | 0 | 0 | 0 | 0 | 0 | 0 | 0 | 0 | 0% | 0 | 0 | 0% | Normal | 0% | 0 | 0 | 0 | [17 empty] | Commercial_Office_Existing_Food Preparation_Steamer_
Commercial_Office_Existing_Food Preparation_Natural Gas_Steamer_E7 | Commercial | Office | Existing | Food Preparation | Natural Gas | Steamer | E7 |  | 0% | 0% | 0% | 0 | 0 | 0 | 0 | 0 | 0 | 0 | 0 | 0% | 0 | 0 | 0% | Normal | 0% | 0 | 0 | 0 | [17 empty] | Commercial_Office_Existing_Food Preparation_Steamer_
Commercial_Office_Existing_Food Preparation_Natural Gas_Steamer_E8 | Commercial | Office | Existing | Food Preparation | Natural Gas | Steamer | E8 |  | 0% | 0% | 0% | 0 | 0 | 0 | 0 | 0 | 0 | 0 | 0 | 0% | 0 | 0 | 0% | Normal | 0% | 0 | 0 | 0 | [17 empty] | Commercial_Office_Existing_Food Preparation_Steamer_
Commercial_Office_Existing_Food Preparation_Natural Gas_Steamer_E9 | Commercial | Office | Existing | Food Preparation | Natural Gas | Steamer | E9 |  | 0% | 0% | 0% | 0 | 0 | 0 | 0 | 0 | 0 | 0 | 0 | 0% | 0 | 0 | 0% | Normal | 0% | 0 | 0 | 0 | [17 empty] | Commercial_Office_Existing_Food Preparation_Steamer_
Commercial_Office_Existing_Food Preparation_Natural Gas_Steamer_E10 | Commercial | Office | Existing | Food Preparation | Natural Gas | Steamer | E10 |  | 0% | 0% | 0% | 0 | 0 | 0 | 0 | 0 | 0 | 0 | 0 | 0% | 0 | 0 | 0% | Normal | 0% | 0 | 0 | 0 | [17 empty] | Commercial_Office_Existing_Food Preparation_Steamer_
Commercial_Office_Existing_Food Preparation_Natural Gas_Food Prep Other_E1 | Commercial | Office | Existing | Food Preparation | Natural Gas | Food Prep Other | E1 | Standard | 100% | 0% | 0% | 0.045863 | 0 | 0 | 0 | 8 | 12 | 2019 | 2051 | 100% | 0 | 0 | 0% | Normal | 0% | 0.056842 | 0 | 0 | 1 unit | 10000 | 0 | 3.994e-05 | 1423.18 | 1000 | 0 | 0 | 0 | 2010 | 1.1483 | Default | Default | Default | 1 | unit | 3.994e-05 | Commercial_Office_Existing_Food Preparation_Food Prep Other_Standard
Commercial_Office_Existing_Food Preparation_Natural Gas_Food Prep Other_E2 | Commercial | Office | Existing | Food Preparation | Natural Gas | Food Prep Other | E2 | ENERGY STAR | 100% | 0% | 0% | 0.045908 | 0 | 0 | 0 | 8 | 12 | 2019 | 2051 | 100% | 0 | 0 | 0% | Normal | 0% | 0.056842 | 0 | 0 | 1 unit | 10000 | 0 | 3.994e-05 | 1423.18 | 1001 | 0 | 0 | 0 | 2010 | 1.1483 | N/A | N/A | N/A | 1 | unit | 3.994e-05 | Commercial_Office_Existing_Food Preparation_Food Prep Other_ENERGY STAR
Commercial_Office_Existing_Food Preparation_Natural Gas_Food Prep Other_E3 | Commercial | Office | Existing | Food Preparation | Natural Gas | Food Prep Other | E3 |  | 0% | 0% | 0% | 0 | 0 | 0 | 0 | 0 | 0 | 0 | 0 | 0% | 0 | 0 | 0% | Normal | 0% | 0 | 0 | 0 | [17 empty] | Commercial_Office_Existing_Food Preparation_Food Prep Other_
Commercial_Office_Existing_Food Preparation_Natural Gas_Food Prep Other_E4 | Commercial | Office | Existing | Food Preparation | Natural Gas | Food Prep Other | E4 |  | 0% | 0% | 0% | 0 | 0 | 0 | 0 | 0 | 0 | 0 | 0 | 0% | 0 | 0 | 0% | Normal | 0% | 0 | 0 | 0 | [17 empty] | Commercial_Office_Existing_Food Preparation_Food Prep Other_
Commercial_Office_Existing_Food Preparation_Natural Gas_Food Prep Other_E5 | Commercial | Office | Existing | Food Preparation | Natural Gas | Food Prep Other | E5 |  | 0% | 0% | 0% | 0 | 0 | 0 | 0 | 0 | 0 | 0 | 0 | 0% | 0 | 0 | 0% | Normal | 0% | 0 | 0 | 0 | [17 empty] | Commercial_Office_Existing_Food Preparation_Food Prep Other_
Commercial_Office_Existing_Food Preparation_Natural Gas_Food Prep Other_E6 | Commercial | Office | Existing | Food Preparation | Natural Gas | Food Prep Other | E6 |  | 0% | 0% | 0% | 0 | 0 | 0 | 0 | 0 | 0 | 0 | 0 | 0% | 0 | 0 | 0% | Normal | 0% | 0 | 0 | 0 | [17 empty] | Commercial_Office_Existing_Food Preparation_Food Prep Other_
Commercial_Office_Existing_Food Preparation_Natural Gas_Food Prep Other_E7 | Commercial | Office | Existing | Food Preparation | Natural Gas | Food Prep Other | E7 |  | 0% | 0% | 0% | 0 | 0 | 0 | 0 | 0 | 0 | 0 | 0 | 0% | 0 | 0 | 0% | Normal | 0% | 0 | 0 | 0 | [17 empty] | Commercial_Office_Existing_Food Preparation_Food Prep Other_
Commercial_Office_Existing_Food Preparation_Natural Gas_Food Prep Other_E8 | Commercial | Office | Existing | Food Preparation | Natural Gas | Food Prep Other | E8 |  | 0% | 0% | 0% | 0 | 0 | 0 | 0 | 0 | 0 | 0 | 0 | 0% | 0 | 0 | 0% | Normal | 0% | 0 | 0 | 0 | [17 empty] | Commercial_Office_Existing_Food Preparation_Food Prep Other_
Commercial_Office_Existing_Food Preparation_Natural Gas_Food Prep Other_E9 | Commercial | Office | Existing | Food Preparation | Natural Gas | Food Prep Other | E9 |  | 0% | 0% | 0% | 0 | 0 | 0 | 0 | 0 | 0 | 0 | 0 | 0% | 0 | 0 | 0% | Normal | 0% | 0 | 0 | 0 | [17 empty] | Commercial_Office_Existing_Food Preparation_Food Prep Other_
Commercial_Office_Existing_Food Preparation_Natural Gas_Food Prep Other_E10 | Commercial | Office | Existing | Food Preparation | Natural Gas | Food Prep Other | E10 |  | 0% | 0% | 0% | 0 | 0 | 0 | 0 | 0 | 0 | 0 | 0 | 0% | 0 | 0 | 0% | Normal | 0% | 0 | 0 | 0 | [17 empty] | Commercial_Office_Existing_Food Preparation_Food Prep Other_
Commercial_Office_Existing_Miscellaneous_Natural Gas_Pool Heater_E1 | Commercial | Office | Existing | Miscellaneous | Natural Gas | Pool Heater | E1 | Standard (EF .78) | 100% | 0% | 0% | 0.013077 | 0 | 0 | 0 | 4 | 8 | 2019 | 2051 | 100% | 0 | 0 | 0% | Normal | 0% | 0.010152 | 0 | 0 | 1 unit | 10000 | 0 | 6.7772e-07 | 14980 | 18052 | 0 | 0 | 0 | 2014 | 1.0689 | DOE Commercial R&D 2016 - Table 7-6 | DOE Commercial R&D 2016 - Table 7-7 | DOE Commercial R&D 2016 - Table 7-8 | 1 | unit | 6.7772e-07 | Commercial_Office_Existing_Miscellaneous_Pool Heater_Standard (EF .78)
Commercial_Office_Existing_Miscellaneous_Natural Gas_Pool Heater_E2 | Commercial | Office | Existing | Miscellaneous | Natural Gas | Pool Heater | E2 | Condensing (EF .90) | 85% | 0% | 0% | 0.021412 | 0 | 0 | 0 | 4 | 8 | 2019 | 2051 | 100% | 0 | 0 | 0% | Normal | 0% | 0.0086294 | 0 | 0 | 1 unit | 10000 | 0 | 6.7772e-07 | 12733 | 29558 | 0 | 0 | 0 | 2014 | 1.0689 | DOE Commercial R&D 2016 - Table 7-6 | DOE Commercial R&D 2016 - Table 7-7 | DOE Commercial R&D 2016 - Table 7-9 | 1 | unit | 6.7772e-07 | Commercial_Office_Existing_Miscellaneous_Pool Heater_Condensing (EF .90)
Commercial_Office_Existing_Miscellaneous_Natural Gas_Pool Heater_E3 | Commercial | Office | Existing | Miscellaneous | Natural Gas | Pool Heater | E3 |  | 0% | 0% | 0% | 0 | 0 | 0 | 0 | 0 | 0 | 0 | 0 | 0% | 0 | 0 | 0% | Normal | 0% | 0 | 0 | 0 | [17 empty] | Commercial_Office_Existing_Miscellaneous_Pool Heater_
Commercial_Office_Existing_Miscellaneous_Natural Gas_Pool Heater_E4 | Commercial | Office | Existing | Miscellaneous | Natural Gas | Pool Heater | E4 |  | 0% | 0% | 0% | 0 | 0 | 0 | 0 | 0 | 0 | 0 | 0 | 0% | 0 | 0 | 0% | Normal | 0% | 0 | 0 | 0 | [17 empty] | Commercial_Office_Existing_Miscellaneous_Pool Heater_
Commercial_Office_Existing_Miscellaneous_Natural Gas_Pool Heater_E5 | Commercial | Office | Existing | Miscellaneous | Natural Gas | Pool Heater | E5 |  | 0% | 0% | 0% | 0 | 0 | 0 | 0 | 0 | 0 | 0 | 0 | 0% | 0 | 0 | 0% | Normal | 0% | 0 | 0 | 0 | [17 empty] | Commercial_Office_Existing_Miscellaneous_Pool Heater_
Commercial_Office_Existing_Miscellaneous_Natural Gas_Pool Heater_E6 | Commercial | Office | Existing | Miscellaneous | Natural Gas | Pool Heater | E6 |  | 0% | 0% | 0% | 0 | 0 | 0 | 0 | 0 | 0 | 0 | 0 | 0% | 0 | 0 | 0% | Normal | 0% | 0 | 0 | 0 | [17 empty] | Commercial_Office_Existing_Miscellaneous_Pool Heater_
Commercial_Office_Existing_Miscellaneous_Natural Gas_Pool Heater_E7 | Commercial | Office | Existing | Miscellaneous | Natural Gas | Pool Heater | E7 |  | 0% | 0% | 0% | 0 | 0 | 0 | 0 | 0 | 0 | 0 | 0 | 0% | 0 | 0 | 0% | Normal | 0% | 0 | 0 | 0 | [17 empty] | Commercial_Office_Existing_Miscellaneous_Pool Heater_
Commercial_Office_Existing_Miscellaneous_Natural Gas_Pool Heater_E8 | Commercial | Office | Existing | Miscellaneous | Natural Gas | Pool Heater | E8 |  | 0% | 0% | 0% | 0 | 0 | 0 | 0 | 0 | 0 | 0 | 0 | 0% | 0 | 0 | 0% | Normal | 0% | 0 | 0 | 0 | [17 empty] | Commercial_Office_Existing_Miscellaneous_Pool Heater_
Commercial_Office_Existing_Miscellaneous_Natural Gas_Pool Heater_E9 | Commercial | Office | Existing | Miscellaneous | Natural Gas | Pool Heater | E9 |  | 0% | 0% | 0% | 0 | 0 | 0 | 0 | 0 | 0 | 0 | 0 | 0% | 0 | 0 | 0% | Normal | 0% | 0 | 0 | 0 | [17 empty] | Commercial_Office_Existing_Miscellaneous_Pool Heater_
Commercial_Office_Existing_Miscellaneous_Natural Gas_Pool Heater_E10 | Commercial | Office | Existing | Miscellaneous | Natural Gas | Pool Heater | E10 |  | 0% | 0% | 0% | 0 | 0 | 0 | 0 | 0 | 0 | 0 | 0 | 0% | 0 | 0 | 0% | Normal | 0% | 0 | 0 | 0 | [17 empty] | Commercial_Office_Existing_Miscellaneous_Pool Heater_
Commercial_Office_Existing_Miscellaneous_Natural Gas_Miscellaneous_E1 | Commercial | Office | Existing | Miscellaneous | Natural Gas | Miscellaneous | E1 | Miscellaneous | 100% | 0% | 0% | 0.00063556 | 0 | 0 | 0 | 2 | 8 | 2019 | 2051 | 100% | 0 | 0 | 0% | Normal | 0% | 0.00061193 | 0 | 0 | 1 unit | 10000 | 0 | 0.00061193 | 1 | 1 | 0 | 0 | 0 | 2016 | 1.0386 | N/A | N/A | N/A | 1 | unit | 0.00061193 | Commercial_Office_Existing_Miscellaneous_Miscellaneous_Miscellaneous
Commercial_Office_Existing_Miscellaneous_Natural Gas_Miscellaneous_E2 | Commercial | Office | Existing | Miscellaneous | Natural Gas | Miscellaneous | E2 |  | 0% | 0% | 0% | 0 | 0 | 0 | 0 | 0 | 0 | 0 | 0 | 0% | 0 | 0 | 0% | Normal | 0% | 0 | 0 | 0 | [17 empty] | Commercial_Office_Existing_Miscellaneous_Miscellaneous_
Commercial_Office_Existing_Miscellaneous_Natural Gas_Miscellaneous_E3 | Commercial | Office | Existing | Miscellaneous | Natural Gas | Miscellaneous | E3 |  | 0% | 0% | 0% | 0 | 0 | 0 | 0 | 0 | 0 | 0 | 0 | 0% | 0 | 0 | 0% | Normal | 0% | 0 | 0 | 0 | [17 empty] | Commercial_Office_Existing_Miscellaneous_Miscellaneous_
Commercial_Office_Existing_Miscellaneous_Natural Gas_Miscellaneous_E4 | Commercial | Office | Existing | Miscellaneous | Natural Gas | Miscellaneous | E4 |  | 0% | 0% | 0% | 0 | 0 | 0 | 0 | 0 | 0 | 0 | 0 | 0% | 0 | 0 | 0% | Normal | 0% | 0 | 0 | 0 | [17 empty] | Commercial_Office_Existing_Miscellaneous_Miscellaneous_
Commercial_Office_Existing_Miscellaneous_Natural Gas_Miscellaneous_E5 | Commercial | Office | Existing | Miscellaneous | Natural Gas | Miscellaneous | E5 |  | 0% | 0% | 0% | 0 | 0 | 0 | 0 | 0 | 0 | 0 | 0 | 0% | 0 | 0 | 0% | Normal | 0% | 0 | 0 | 0 | [17 empty] | Commercial_Office_Existing_Miscellaneous_Miscellaneous_
Commercial_Office_Existing_Miscellaneous_Natural Gas_Miscellaneous_E6 | Commercial | Office | Existing | Miscellaneous | Natural Gas | Miscellaneous | E6 |  | 0% | 0% | 0% | 0 | 0 | 0 | 0 | 0 | 0 | 0 | 0 | 0% | 0 | 0 | 0% | Normal | 0% | 0 | 0 | 0 | [17 empty] | Commercial_Office_Existing_Miscellaneous_Miscellaneous_
Commercial_Office_Existing_Miscellaneous_Natural Gas_Miscellaneous_E7 | Commercial | Office | Existing | Miscellaneous | Natural Gas | Miscellaneous | E7 |  | 0% | 0% | 0% | 0 | 0 | 0 | 0 | 0 | 0 | 0 | 0 | 0% | 0 | 0 | 0% | Normal | 0% | 0 | 0 | 0 | [17 empty] | Commercial_Office_Existing_Miscellaneous_Miscellaneous_
Commercial_Office_Existing_Miscellaneous_Natural Gas_Miscellaneous_E8 | Commercial | Office | Existing | Miscellaneous | Natural Gas | Miscellaneous | E8 |  | 0% | 0% | 0% | 0 | 0 | 0 | 0 | 0 | 0 | 0 | 0 | 0% | 0 | 0 | 0% | Normal | 0% | 0 | 0 | 0 | [17 empty] | Commercial_Office_Existing_Miscellaneous_Miscellaneous_
Commercial_Office_Existing_Miscellaneous_Natural Gas_Miscellaneous_E9 | Commercial | Office | Existing | Miscellaneous | Natural Gas | Miscellaneous | E9 |  | 0% | 0% | 0% | 0 | 0 | 0 | 0 | 0 | 0 | 0 | 0 | 0% | 0 | 0 | 0% | Normal | 0% | 0 | 0 | 0 | [17 empty] | Commercial_Office_Existing_Miscellaneous_Miscellaneous_
Commercial_Office_Existing_Miscellaneous_Natural Gas_Miscellaneous_E10 | Commercial | Office | Existing | Miscellaneous | Natural Gas | Miscellaneous | E10 |  | 0% | 0% | 0% | 0 | 0 | 0 | 0 | 0 | 0 | 0 | 0 | 0% | 0 | 0 | 0% | Normal | 0% | 0 | 0 | 0 | [17 empty] | Commercial_Office_Existing_Miscellaneous_Miscellaneous_
Commercial_Office_New_Space Heating_Natural Gas_Furnace_E1 | Commercial | Office | New | Space Heating | Natural Gas | Furnace | E1 | AFUE 80% (Standard) | 100% | 0% | 0% | 0.091342 | 0.095692 | 0.014789 | 0 | 17 | 29 | 2019 | 2051 | 50% | 0 | 0 | 0% | Normal | 0% | 0.10193 | 0 | 0 | 400 kBtu/hr | 10000 | 0 | 8.5714e-05 | 2.9729 | 1050 | 1100 | 170 | 0 | 2018 | 1.0149 | EIA 2018 Tech Forecast | EIA 2018 Tech Forecast | AEG BEST | 400 | kBtu/hr | 0.034286 | Commercial_Office_New_Space Heating_Furnace_AFUE 80% (Standard)
Commercial_Office_New_Space Heating_Natural Gas_Furnace_E2 | Commercial | Office | New | Space Heating | Natural Gas | Furnace | E2 | AFUE 90% | 88.89% | 0% | 0% | 0.15224 | 0.11309 | 0.015224 | 0 | 17 | 29 | 2019 | 2051 | 50% | 0 | 0 | 0% | Normal | 0% | 0.090601 | 0 | 0 | 400 kBtu/hr | 10000 | 0 | 8.5714e-05 | 2.6425 | 1750 | 1300 | 175 | 0 | 2018 | 1.0149 | EIA 2018 Tech Forecast | EIA 2018 Tech Forecast | AEG BEST | 400 | kBtu/hr | 0.034286 | Commercial_Office_New_Space Heating_Furnace_AFUE 90%
Commercial_Office_New_Space Heating_Natural Gas_Furnace_E3 | Commercial | Office | New | Space Heating | Natural Gas | Furnace | E3 | AFUE 96% | 83.33% | 0% | 0% | 0.21313 | 0.13049 | 0.015659 | 0 | 17 | 29 | 2019 | 2051 | 50% | 0 | 0 | 0% | Normal | 0% | 0.084939 | 0 | 0 | 400 kBtu/hr | 10000 | 0 | 8.5714e-05 | 2.4774 | 2450 | 1500 | 180 | 0 | 2018 | 1.0149 | EIA 2018 Tech Forecast | EIA 2018 Tech Forecast | AEG BEST | 400 | kBtu/hr | 0.034286 | Commercial_Office_New_Space Heating_Furnace_AFUE 96%
Commercial_Office_New_Space Heating_Natural Gas_Furnace_E4 | Commercial | Office | New | Space Heating | Natural Gas | Furnace | E4 | Convert to NG Air Source Heat Pump | 83.28% | 0% | 0% | 6.973 | 0.095692 | 0.13101 | 0 | 10 | 20 | 2019 | 2051 | 100% | 0 | 0 | 0% | Normal | 0% | 0.084887 | 0 | 0 | 400 kBtu/hr | 10000 | 0 | 8.5714e-05 | 2.4759 | 79158.3766 | 1086.3161 | 1487.218 | 0 | 2017 | 1.0277 | AEO 2021 - gas_eng-driven_RTHP-heat 2017 typical | AEO 2021 - gas_eng-driven_RTHP-heat 2017 typical | HP_GAS-Heating-AEO17-1 | 400 | kBtu/hr | 0.034286 | Commercial_Office_New_Space Heating_Furnace_Convert to NG Air Source Heat Pump
Commercial_Office_New_Space Heating_Natural Gas_Furnace_E5 | Commercial | Office | New | Space Heating | Natural Gas | Furnace | E5 |  | 0% | 0% | 0% | 0 | 0 | 0 | 0 | 0 | 0 | 0 | 0 | 0% | 0 | 0 | 0% | Normal | 0% | 0 | 0 | 0 | [17 empty] | Commercial_Office_New_Space Heating_Furnace_
Commercial_Office_New_Space Heating_Natural Gas_Furnace_E6 | Commercial | Office | New | Space Heating | Natural Gas | Furnace | E6 |  | 0% | 0% | 0% | 0 | 0 | 0 | 0 | 0 | 0 | 0 | 0 | 0% | 0 | 0 | 0% | Normal | 0% | 0 | 0 | 0 | [17 empty] | Commercial_Office_New_Space Heating_Furnace_
Commercial_Office_New_Space Heating_Natural Gas_Furnace_E7 | Commercial | Office | New | Space Heating | Natural Gas | Furnace | E7 |  | 0% | 0% | 0% | 0 | 0 | 0 | 0 | 0 | 0 | 0 | 0 | 0% | 0 | 0 | 0% | Normal | 0% | 0 | 0 | 0 | [17 empty] | Commercial_Office_New_Space Heating_Furnace_
Commercial_Office_New_Space Heating_Natural Gas_Furnace_E8 | Commercial | Office | New | Space Heating | Natural Gas | Furnace | E8 |  | 0% | 0% | 0% | 0 | 0 | 0 | 0 | 0 | 0 | 0 | 0 | 0% | 0 | 0 | 0% | Normal | 0% | 0 | 0 | 0 | [17 empty] | Commercial_Office_New_Space Heating_Furnace_
Commercial_Office_New_Space Heating_Natural Gas_Furnace_E9 | Commercial | Office | New | Space Heating | Natural Gas | Furnace | E9 |  | 0% | 0% | 0% | 0 | 0 | 0 | 0 | 0 | 0 | 0 | 0 | 0% | 0 | 0 | 0% | Normal | 0% | 0 | 0 | 0 | [17 empty] | Commercial_Office_New_Space Heating_Furnace_
Commercial_Office_New_Space Heating_Natural Gas_Furnace_E10 | Commercial | Office | New | Space Heating | Natural Gas | Furnace | E10 |  | 0% | 0% | 0% | 0 | 0 | 0 | 0 | 0 | 0 | 0 | 0 | 0% | 0 | 0 | 0% | Normal | 0% | 0 | 0 | 0 | [17 empty] | Commercial_Office_New_Space Heating_Furnace_
Commercial_Office_New_Space Heating_Natural Gas_Boiler_E1 | Commercial | Office | New | Space Heating | Natural Gas | Boiler | E1 | AFUE 80% (Standard) | 100% | 0% | 0% | 0.72204 | 0.40017 | 0.078294 | 0 | 20 | 30 | 2019 | 2051 | 100% | 0 | 0 | 0% | Normal | 0% | 0.54297 | 0 | 0 | 800 kBtu/hr | 10000 | 0 | 4.2857e-05 | 15.8368 | 16600 | 9200 | 1800 | 0 | 2018 | 1.0149 | EIA 2018 Tech Forecast | EIA 2018 Tech Forecast | GBLR-Heating-EIA14-2014 Ref. Case-2 | 800 | kBtu/hr | 0.034286 | Commercial_Office_New_Space Heating_Boiler_AFUE 80% (Standard)
Commercial_Office_New_Space Heating_Natural Gas_Boiler_E2 | Commercial | Office | New | Space Heating | Natural Gas | Boiler | E2 | AFUE 85% | 94.12% | 0% | 0% | 0.98737 | 0.42409 | 0.078294 | 0 | 20 | 30 | 2019 | 2051 | 100% | 0 | 0 | 0% | Normal | 0% | 0.51103 | 0 | 0 | 800 kBtu/hr | 10000 | 0 | 4.2857e-05 | 14.9052 | 22700 | 9750 | 1800 | 0 | 2018 | 1.0149 | EIA 2018 Tech Forecast | EIA 2018 Tech Forecast | GBLR-Heating-EIA14-2014 Ref. Case-5 | 800 | kBtu/hr | 0.034286 | Commercial_Office_New_Space Heating_Boiler_AFUE 85%
Commercial_Office_New_Space Heating_Natural Gas_Boiler_E3 | Commercial | Office | New | Space Heating | Natural Gas | Boiler | E3 | AFUE 97% | 82.47% | 0% | 0% | 1.5982 | 0.39421 | 0.078294 | 0 | 20 | 30 | 2019 | 2051 | 100% | 0 | 0 | 0% | Normal | 0% | 0.44781 | 0 | 0 | 800 kBtu/hr | 10000 | 0 | 4.2857e-05 | 13.0612 | 36742.4242 | 9063.1313 | 1800 | 0 | 2018 | 1.0149 | EIA 2018 Tech Forecast | EIA 2018 Tech Forecast | GBLR-Heating-EIA14-2014 Ref. Case-6 | 800 | kBtu/hr | 0.034286 | Commercial_Office_New_Space Heating_Boiler_AFUE 97%
Commercial_Office_New_Space Heating_Natural Gas_Boiler_E4 | Commercial | Office | New | Space Heating | Natural Gas | Boiler | E4 | Convert to NG Air Source Heat Pump | 61.54% | 0% | 0% | 6.973 | 0.40017 | 0.13101 | 0 | 10 | 20 | 2019 | 2051 | 100% | 0 | 0 | 0% | Normal | 0% | 0.33414 | 0 | 0 | 800 kBtu/hr | 10000 | 0 | 4.2857e-05 | 9.7457 | 158316.7533 | 9085.5528 | 2974.436 | 0 | 2017 | 1.0277 | AEO 2021 - gas_eng-driven_RTHP-heat 2017 typical | AEO 2021 - gas_eng-driven_RTHP-heat 2017 typical | HP_GAS-Heating-AEO17-1 | 800 | kBtu/hr | 0.034286 | Commercial_Office_New_Space Heating_Boiler_Convert to NG Air Source Heat Pump
Commercial_Office_New_Space Heating_Natural Gas_Boiler_E5 | Commercial | Office | New | Space Heating | Natural Gas | Boiler | E5 |  | 0% | 0% | 0% | 0 | 0 | 0 | 0 | 0 | 0 | 0 | 0 | 0% | 0 | 0 | 0% | Normal | 0% | 0 | 0 | 0 | [17 empty] | Commercial_Office_New_Space Heating_Boiler_
Commercial_Office_New_Space Heating_Natural Gas_Boiler_E6 | Commercial | Office | New | Space Heating | Natural Gas | Boiler | E6 |  | 0% | 0% | 0% | 0 | 0 | 0 | 0 | 0 | 0 | 0 | 0 | 0% | 0 | 0 | 0% | Normal | 0% | 0 | 0 | 0 | [17 empty] | Commercial_Office_New_Space Heating_Boiler_
Commercial_Office_New_Space Heating_Natural Gas_Boiler_E7 | Commercial | Office | New | Space Heating | Natural Gas | Boiler | E7 |  | 0% | 0% | 0% | 0 | 0 | 0 | 0 | 0 | 0 | 0 | 0 | 0% | 0 | 0 | 0% | Normal | 0% | 0 | 0 | 0 | [17 empty] | Commercial_Office_New_Space Heating_Boiler_
Commercial_Office_New_Space Heating_Natural Gas_Boiler_E8 | Commercial | Office | New | Space Heating | Natural Gas | Boiler | E8 |  | 0% | 0% | 0% | 0 | 0 | 0 | 0 | 0 | 0 | 0 | 0 | 0% | 0 | 0 | 0% | Normal | 0% | 0 | 0 | 0 | [17 empty] | Commercial_Office_New_Space Heating_Boiler_
Commercial_Office_New_Space Heating_Natural Gas_Boiler_E9 | Commercial | Office | New | Space Heating | Natural Gas | Boiler | E9 |  | 0% | 0% | 0% | 0 | 0 | 0 | 0 | 0 | 0 | 0 | 0 | 0% | 0 | 0 | 0% | Normal | 0% | 0 | 0 | 0 | [17 empty] | Commercial_Office_New_Space Heating_Boiler_
Commercial_Office_New_Space Heating_Natural Gas_Boiler_E10 | Commercial | Office | New | Space Heating | Natural Gas | Boiler | E10 |  | 0% | 0% | 0% | 0 | 0 | 0 | 0 | 0 | 0 | 0 | 0 | 0% | 0 | 0 | 0% | Normal | 0% | 0 | 0 | 0 | [17 empty] | Commercial_Office_New_Space Heating_Boiler_
Commercial_Office_New_Space Heating_Natural Gas_Unit Heater_E1 | Commercial | Office | New | Space Heating | Natural Gas | Unit Heater | E1 | Standard | 100% | 0% | 0% | 0.04307 | 0 | 0 | 0 | 10 | 14 | 2019 | 2051 | 100% | 0 | 0 | 0% | Normal | 0% | 0.058236 | 0 | 0 | 125 kBtu/Hr | 10000 | 0 | 2.0008e-07 | 2328.572 | 1753.7127 | 0 | 0 | 0 | 2020 | 0.98199 | IL TRM - 4.4.12 - CI-HVC-IRHT-V02-210101 | AEG Market Research | IL TRM - 4.4.12 - CI-HVC-IRHT-V02-210101 w/ CNGC Sizing | 125 | kBtu/Hr | 2.5009e-05 | Commercial_Office_New_Space Heating_Unit Heater_Standard
Commercial_Office_New_Space Heating_Natural Gas_Unit Heater_E2 | Commercial | Office | New | Space Heating | Natural Gas | Unit Heater | E2 | Condensing | 95.24% | 0% | 0% | 0.068956 | 0 | 0 | 0 | 10 | 14 | 2019 | 2051 | 100% | 0 | 0 | 0% | Normal | 0% | 0.055464 | 0 | 0 | 125 kBtu/Hr | 10000 | 0 | 2.0008e-07 | 2217.7386 | 2807.7404 | 0 | 0 | 0 | 2020 | 0.98199 | IL TRM - 4.4.5 - CI-HVC-CUHT-V01-190101 | ETO Measure Input Sheet - Com - Condensing Unit Heater GAS SPHT | IL TRM - 4.4.5 - CI-HVC-CUHT-V01-190101 w/ CNGC Sizing | 125 | kBtu/Hr | 2.5009e-05 | Commercial_Office_New_Space Heating_Unit Heater_Condensing
Commercial_Office_New_Space Heating_Natural Gas_Unit Heater_E3 | Commercial | Office | New | Space Heating | Natural Gas | Unit Heater | E3 | Infrared Radiant | 85% | 0% | 0% | 0.060089 | 0 | 0 | 0 | 11 | 19 | 2019 | 2051 | 100% | 0 | 0 | 0% | Normal | 0% | 0.049501 | 0 | 0 | 125 kBtu/Hr | 10000 | 0 | 2.0008e-07 | 1979.2862 | 2446.6992 | 0 | 0 | 0 | 2020 | 0.98199 | IL TRM - 4.4.12 - CI-HVC-IRHT-V02-210101 | AEG Market Research | IL TRM - 4.4.12 - CI-HVC-IRHT-V02-210101 w/ CNGC Sizing | 125 | kBtu/Hr | 2.5009e-05 | Commercial_Office_New_Space Heating_Unit Heater_Infrared Radiant
Commercial_Office_New_Space Heating_Natural Gas_Unit Heater_E4 | Commercial | Office | New | Space Heating | Natural Gas | Unit Heater | E4 |  | 0% | 0% | 0% | 0 | 0 | 0 | 0 | 0 | 0 | 0 | 0 | 0% | 0 | 0 | 0% | Normal | 0% | 0 | 0 | 0 | [17 empty] | Commercial_Office_New_Space Heating_Unit Heater_
Commercial_Office_New_Space Heating_Natural Gas_Unit Heater_E5 | Commercial | Office | New | Space Heating | Natural Gas | Unit Heater | E5 |  | 0% | 0% | 0% | 0 | 0 | 0 | 0 | 0 | 0 | 0 | 0 | 0% | 0 | 0 | 0% | Normal | 0% | 0 | 0 | 0 | [17 empty] | Commercial_Office_New_Space Heating_Unit Heater_
Commercial_Office_New_Space Heating_Natural Gas_Unit Heater_E6 | Commercial | Office | New | Space Heating | Natural Gas | Unit Heater | E6 |  | 0% | 0% | 0% | 0 | 0 | 0 | 0 | 0 | 0 | 0 | 0 | 0% | 0 | 0 | 0% | Normal | 0% | 0 | 0 | 0 | [17 empty] | Commercial_Office_New_Space Heating_Unit Heater_
Commercial_Office_New_Space Heating_Natural Gas_Unit Heater_E7 | Commercial | Office | New | Space Heating | Natural Gas | Unit Heater | E7 |  | 0% | 0% | 0% | 0 | 0 | 0 | 0 | 0 | 0 | 0 | 0 | 0% | 0 | 0 | 0% | Normal | 0% | 0 | 0 | 0 | [17 empty] | Commercial_Office_New_Space Heating_Unit Heater_
Commercial_Office_New_Space Heating_Natural Gas_Unit Heater_E8 | Commercial | Office | New | Space Heating | Natural Gas | Unit Heater | E8 |  | 0% | 0% | 0% | 0 | 0 | 0 | 0 | 0 | 0 | 0 | 0 | 0% | 0 | 0 | 0% | Normal | 0% | 0 | 0 | 0 | [17 empty] | Commercial_Office_New_Space Heating_Unit Heater_
Commercial_Office_New_Space Heating_Natural Gas_Unit Heater_E9 | Commercial | Office | New | Space Heating | Natural Gas | Unit Heater | E9 |  | 0% | 0% | 0% | 0 | 0 | 0 | 0 | 0 | 0 | 0 | 0 | 0% | 0 | 0 | 0% | Normal | 0% | 0 | 0 | 0 | [17 empty] | Commercial_Office_New_Space Heating_Unit Heater_
Commercial_Office_New_Space Heating_Natural Gas_Unit Heater_E10 | Commercial | Office | New | Space Heating | Natural Gas | Unit Heater | E10 |  | 0% | 0% | 0% | 0 | 0 | 0 | 0 | 0 | 0 | 0 | 0 | 0% | 0 | 0 | 0% | Normal | 0% | 0 | 0 | 0 | [17 empty] | Commercial_Office_New_Space Heating_Unit Heater_
Commercial_Office_New_Water Heating_Natural Gas_Water Heater_E1 | Commercial | Office | New | Water Heating | Natural Gas | Water Heater | E1 | TE 80% | 100% | 0% | 0% | 0.093025 | 0 | 0.0059604 | 0 | 8 | 12 | 2019 | 2051 | 100% | 0 | 0 | 0% | Normal | 0% | 0.15322 | 0 | 0 | 1 kBtu/hr | 10000 | 0 | 0.0034522 | 43.8339 | 26.22 | 0 | 1.68 | 0 | 2017 | 1.0277 | AEO 2021 - gas_water_heater 2017 standard | AEO 2021 - gas_water_heater 2017 standard | DHW_WH-Water Heating-PG&E-R7-14 | 1 | kBtu/hr | 0.0034522 | Commercial_Office_New_Water Heating_Water Heater_TE 80%
Commercial_Office_New_Water Heating_Natural Gas_Water Heater_E2 | Commercial | Office | New | Water Heating | Natural Gas | Water Heater | E2 | TE 81% | 98.77% | 0% | 0% | 0.092989 | 0 | 0.0059604 | 0 | 8 | 12 | 2019 | 2051 | 100% | 0 | 0 | 0% | Normal | 0% | 0.15132 | 0 | 0 | 1 kBtu/hr | 10000 | 0 | 0.0034522 | 43.2927 | 26.21 | 0 | 1.68 | 0 | 2017 | 1.0277 | AEO 2021 - gas_water_heater 2017 typical | AEO 2021 - gas_water_heater 2017 typical | DHW_WH-Water Heating-PG&E-R7-14 | 1 | kBtu/hr | 0.0034522 | Commercial_Office_New_Water Heating_Water Heater_TE 81%
Commercial_Office_New_Water Heating_Natural Gas_Water Heater_E3 | Commercial | Office | New | Water Heating | Natural Gas | Water Heater | E3 | TE 88% | 90.91% | 0% | 0% | 0.098471 | 0 | 0.0055524 | 0 | 8 | 12 | 2019 | 2051 | 100% | 0 | 0 | 0% | Normal | 0% | 0.13929 | 0 | 0 | 1 kBtu/hr | 10000 | 0 | 0.0034522 | 39.849 | 27.755 | 0 | 1.565 | 0 | 2017 | 1.0277 | AEO 2021 - gas_water_heater 2017 ENERGY STAR | AEO 2021 - gas_water_heater 2017 ENERGY STAR | DHW_WH-Water Heating-PG&E-R7-14 | 1 | kBtu/hr | 0.0034522 | Commercial_Office_New_Water Heating_Water Heater_TE 88%
Commercial_Office_New_Water Heating_Natural Gas_Water Heater_E4 | Commercial | Office | New | Water Heating | Natural Gas | Water Heater | E4 | TE 94% | 85.11% | 0% | 0% | 0.10395 | 0 | 0.0051444 | 0 | 8 | 12 | 2019 | 2051 | 100% | 0 | 0 | 0% | Normal | 0% | 0.1304 | 0 | 0 | 1 kBtu/hr | 10000 | 0 | 0.0034522 | 37.3054 | 29.3 | 0 | 1.45 | 0 | 2017 | 1.0277 | AEO 2021 - gas_water_heater 2017 ENERGY STAR | AEO 2021 - gas_water_heater 2017 ENERGY STAR | DHW_WH-Water Heating-PG&E-R7-14 | 1 | kBtu/hr | 0.0034522 | Commercial_Office_New_Water Heating_Water Heater_TE 94%
Commercial_Office_New_Water Heating_Natural Gas_Water Heater_E5 | Commercial | Office | New | Water Heating | Natural Gas | Water Heater | E5 | TE 96% | 83.33% | 0% | 0% | 0.10616 | 0 | 0.0052538 | 0 | 8 | 12 | 2019 | 2051 | 100% | 0 | 0 | 0% | Normal | 0% | 0.12768 | 0 | 0 | 1 kBtu/hr | 10000 | 0 | 0.0034522 | 36.5282 | 29.9234 | 0 | 1.4809 | 0 | 2017 | 1.0277 | AEO 2021 - gas_water_heater 2017 ENERGY STAR | AEO 2021 - gas_water_heater 2017 ENERGY STAR | DHW_WH-Water Heating-PG&E-R7-14 | 1 | kBtu/hr | 0.0034522 | Commercial_Office_New_Water Heating_Water Heater_TE 96%
Commercial_Office_New_Water Heating_Natural Gas_Water Heater_E6 | Commercial | Office | New | Water Heating | Natural Gas | Water Heater | E6 | Tankless | 81.63% | 0% | 0% | 0.11482 | 0 | 0.0012027 | 0 | 8 | 12 | 2019 | 2051 | 100% | 0 | 0 | 0% | Normal | 0% | 0.12507 | 0 | 0 | 1 kBtu/hr | 10000 | 0 | 0.0034522 | 35.7828 | 32.3633 | 0 | 0.33898 | 0 | 2017 | 1.0277 | EIA Ref. Case 2018 - Gas Tankless High Eff. | EIA Ref. Case 2018 - Gas Tankless High Eff. | DHW_WH-Water Heating-NMTRM-2016-7 | 1 | kBtu/hr | 0.0034522 | Commercial_Office_New_Water Heating_Water Heater_Tankless
Commercial_Office_New_Water Heating_Natural Gas_Water Heater_E7 | Commercial | Office | New | Water Heating | Natural Gas | Water Heater | E7 | Gas-Fired Absorption HPWH | 75.47% | 0% | 0% | 0.19116 | 0 | 0 | 0 | 10 | 16 | 2019 | 2051 | 100% | 0 | 0 | 0% | Normal | 0% | 0.11563 | 0 | 0 | 1 kBtu/hr | 10000 | 0 | 0.0034522 | 33.0822 | 56.3879 | 0 | 0 | 0 | 2020 | 0.98199 | DHW_WH-Water Heating-DOE-2014-2 | NEEA Report #E20-309, Robur Heat Pump Field Trial. March 11, 2020. | Engineering Calculation and NEEA Report #E20-309, Robur Heat Pump Field Trial. March 11, 2020. | 1 | kBtu/hr | 0.0034522 | Commercial_Office_New_Water Heating_Water Heater_Gas-Fired Absorption HPWH
Commercial_Office_New_Water Heating_Natural Gas_Water Heater_E8 | Commercial | Office | New | Water Heating | Natural Gas | Water Heater | E8 |  | 0% | 0% | 0% | 0 | 0 | 0 | 0 | 0 | 0 | 0 | 0 | 0% | 0 | 0 | 0% | Normal | 0% | 0 | 0 | 0 | [17 empty] | Commercial_Office_New_Water Heating_Water Heater_
Commercial_Office_New_Water Heating_Natural Gas_Water Heater_E9 | Commercial | Office | New | Water Heating | Natural Gas | Water Heater | E9 |  | 0% | 0% | 0% | 0 | 0 | 0 | 0 | 0 | 0 | 0 | 0 | 0% | 0 | 0 | 0% | Normal | 0% | 0 | 0 | 0 | [17 empty] | Commercial_Office_New_Water Heating_Water Heater_
Commercial_Office_New_Water Heating_Natural Gas_Water Heater_E10 | Commercial | Office | New | Water Heating | Natural Gas | Water Heater | E10 |  | 0% | 0% | 0% | 0 | 0 | 0 | 0 | 0 | 0 | 0 | 0 | 0% | 0 | 0 | 0% | Normal | 0% | 0 | 0 | 0 | [17 empty] | Commercial_Office_New_Water Heating_Water Heater_
Commercial_Office_New_Food Preparation_Natural Gas_Oven_E1 | Commercial | Office | New | Food Preparation | Natural Gas | Oven | E1 | Standard | 100% | 0% | 0% | 1.1465 | 0.024181 | 0 | 0 | 10 | 14 | 2019 | 2051 | 100% | 0 | 0 | 0% | Normal | 0% | 0.12051 | 0 | 0 | 1 unit | 10000 | 0 | 0.00014815 | 813.4143 | 7112 | 150 | 0 | 0 | 2013 | 1.0881 | IL TRM - 4.2.1 - CI-FSE-CBOV-V02-160601 | ETO Measure Input Sheet - Com - Gas Convection Oven | IL TRM - 4.2.1 - CI-FSE-CBOV-V02-160601 | 1 | unit | 0.00014815 | Commercial_Office_New_Food Preparation_Oven_Standard
Commercial_Office_New_Food Preparation_Natural Gas_Oven_E2 | Commercial | Office | New | Food Preparation | Natural Gas | Oven | E2 | ENERGY STAR (>44% Baking Efficiency) | 86.89% | 0% | 0% | 1.209 | 0.024181 | 0 | 0 | 10 | 14 | 2019 | 2051 | 100% | 0 | 0 | 0% | Normal | 0% | 0.1047 | 0 | 0 | 1 unit | 10000 | 0 | 0.00014815 | 706.739 | 7500 | 150 | 0 | 0 | 2013 | 1.0881 | IL TRM - 4.2.1 - CI-FSE-CBOV-V02-160601 | EIA 2018 Tech Forecast | ETO Measure Input Sheet | 1 | unit | 0.00014815 | Commercial_Office_New_Food Preparation_Oven_ENERGY STAR (>44% Baking Efficiency)
Commercial_Office_New_Food Preparation_Natural Gas_Oven_E3 | Commercial | Office | New | Food Preparation | Natural Gas | Oven | E3 |  | 0% | 0% | 0% | 0 | 0 | 0 | 0 | 0 | 0 | 0 | 0 | 0% | 0 | 0 | 0% | Normal | 0% | 0 | 0 | 0 | [17 empty] | Commercial_Office_New_Food Preparation_Oven_
Commercial_Office_New_Food Preparation_Natural Gas_Oven_E4 | Commercial | Office | New | Food Preparation | Natural Gas | Oven | E4 |  | 0% | 0% | 0% | 0 | 0 | 0 | 0 | 0 | 0 | 0 | 0 | 0% | 0 | 0 | 0% | Normal | 0% | 0 | 0 | 0 | [17 empty] | Commercial_Office_New_Food Preparation_Oven_
Commercial_Office_New_Food Preparation_Natural Gas_Oven_E5 | Commercial | Office | New | Food Preparation | Natural Gas | Oven | E5 |  | 0% | 0% | 0% | 0 | 0 | 0 | 0 | 0 | 0 | 0 | 0 | 0% | 0 | 0 | 0% | Normal | 0% | 0 | 0 | 0 | [17 empty] | Commercial_Office_New_Food Preparation_Oven_
Commercial_Office_New_Food Preparation_Natural Gas_Oven_E6 | Commercial | Office | New | Food Preparation | Natural Gas | Oven | E6 |  | 0% | 0% | 0% | 0 | 0 | 0 | 0 | 0 | 0 | 0 | 0 | 0% | 0 | 0 | 0% | Normal | 0% | 0 | 0 | 0 | [17 empty] | Commercial_Office_New_Food Preparation_Oven_
Commercial_Office_New_Food Preparation_Natural Gas_Oven_E7 | Commercial | Office | New | Food Preparation | Natural Gas | Oven | E7 |  | 0% | 0% | 0% | 0 | 0 | 0 | 0 | 0 | 0 | 0 | 0 | 0% | 0 | 0 | 0% | Normal | 0% | 0 | 0 | 0 | [17 empty] | Commercial_Office_New_Food Preparation_Oven_
Commercial_Office_New_Food Preparation_Natural Gas_Oven_E8 | Commercial | Office | New | Food Preparation | Natural Gas | Oven | E8 |  | 0% | 0% | 0% | 0 | 0 | 0 | 0 | 0 | 0 | 0 | 0 | 0% | 0 | 0 | 0% | Normal | 0% | 0 | 0 | 0 | [17 empty] | Commercial_Office_New_Food Preparation_Oven_
Commercial_Office_New_Food Preparation_Natural Gas_Oven_E9 | Commercial | Office | New | Food Preparation | Natural Gas | Oven | E9 |  | 0% | 0% | 0% | 0 | 0 | 0 | 0 | 0 | 0 | 0 | 0 | 0% | 0 | 0 | 0% | Normal | 0% | 0 | 0 | 0 | [17 empty] | Commercial_Office_New_Food Preparation_Oven_
Commercial_Office_New_Food Preparation_Natural Gas_Oven_E10 | Commercial | Office | New | Food Preparation | Natural Gas | Oven | E10 |  | 0% | 0% | 0% | 0 | 0 | 0 | 0 | 0 | 0 | 0 | 0 | 0% | 0 | 0 | 0% | Normal | 0% | 0 | 0 | 0 | [17 empty] | Commercial_Office_New_Food Preparation_Oven_
Commercial_Office_New_Food Preparation_Natural Gas_Conveyor Oven_E1 | Commercial | Office | New | Food Preparation | Natural Gas | Conveyor Oven | E1 | Standard | 100% | 0% | 0% | 0.82176 | 0 | 0 | 0 | 15 | 19 | 2019 | 2051 | 100% | 0 | 0 | 0% | Normal | 0% | 0.2216 | 0 | 0 | 1 unit | 10000 | 0 | 7.6799e-05 | 2885.475 | 10177 | 0 | 0 | 0 | 2015 | 1.0514 | IL TRM - 4.2.4 - CI-FSE-CVOV-V02-180101 | PGE Workpaper, PGECOFST117 R5, 2015 | MN TRM 3.1 - Gas Conveyor Oven v1.1 | 1 | unit | 7.6799e-05 | Commercial_Office_New_Food Preparation_Conveyor Oven_Standard
Commercial_Office_New_Food Preparation_Natural Gas_Conveyor Oven_E2 | Commercial | Office | New | Food Preparation | Natural Gas | Conveyor Oven | E2 | Efficient (>44% Baking Efficiency) | 76.02% | 0% | 0% | 1.0018 | 0 | 0 | 0 | 15 | 19 | 2019 | 2051 | 100% | 0 | 0 | 0% | Normal | 0% | 0.16845 | 0 | 0 | 1 unit | 10000 | 0 | 7.6799e-05 | 2193.4093 | 12407 | 0 | 0 | 0 | 2015 | 1.0514 | IL TRM - 4.2.4 - CI-FSE-CVOV-V02-180101 | PGE Workpaper, PGECOFST117 R5, 2015 | MN TRM 3.1 - Gas Conveyor Oven v1.1 | 1 | unit | 7.6799e-05 | Commercial_Office_New_Food Preparation_Conveyor Oven_Efficient (>44% Baking Efficiency)
Commercial_Office_New_Food Preparation_Natural Gas_Conveyor Oven_E3 | Commercial | Office | New | Food Preparation | Natural Gas | Conveyor Oven | E3 |  | 0% | 0% | 0% | 0 | 0 | 0 | 0 | 0 | 0 | 0 | 0 | 0% | 0 | 0 | 0% | Normal | 0% | 0 | 0 | 0 | [17 empty] | Commercial_Office_New_Food Preparation_Conveyor Oven_
Commercial_Office_New_Food Preparation_Natural Gas_Conveyor Oven_E4 | Commercial | Office | New | Food Preparation | Natural Gas | Conveyor Oven | E4 |  | 0% | 0% | 0% | 0 | 0 | 0 | 0 | 0 | 0 | 0 | 0 | 0% | 0 | 0 | 0% | Normal | 0% | 0 | 0 | 0 | [17 empty] | Commercial_Office_New_Food Preparation_Conveyor Oven_
Commercial_Office_New_Food Preparation_Natural Gas_Conveyor Oven_E5 | Commercial | Office | New | Food Preparation | Natural Gas | Conveyor Oven | E5 |  | 0% | 0% | 0% | 0 | 0 | 0 | 0 | 0 | 0 | 0 | 0 | 0% | 0 | 0 | 0% | Normal | 0% | 0 | 0 | 0 | [17 empty] | Commercial_Office_New_Food Preparation_Conveyor Oven_
Commercial_Office_New_Food Preparation_Natural Gas_Conveyor Oven_E6 | Commercial | Office | New | Food Preparation | Natural Gas | Conveyor Oven | E6 |  | 0% | 0% | 0% | 0 | 0 | 0 | 0 | 0 | 0 | 0 | 0 | 0% | 0 | 0 | 0% | Normal | 0% | 0 | 0 | 0 | [17 empty] | Commercial_Office_New_Food Preparation_Conveyor Oven_
Commercial_Office_New_Food Preparation_Natural Gas_Conveyor Oven_E7 | Commercial | Office | New | Food Preparation | Natural Gas | Conveyor Oven | E7 |  | 0% | 0% | 0% | 0 | 0 | 0 | 0 | 0 | 0 | 0 | 0 | 0% | 0 | 0 | 0% | Normal | 0% | 0 | 0 | 0 | [17 empty] | Commercial_Office_New_Food Preparation_Conveyor Oven_
Commercial_Office_New_Food Preparation_Natural Gas_Conveyor Oven_E8 | Commercial | Office | New | Food Preparation | Natural Gas | Conveyor Oven | E8 |  | 0% | 0% | 0% | 0 | 0 | 0 | 0 | 0 | 0 | 0 | 0 | 0% | 0 | 0 | 0% | Normal | 0% | 0 | 0 | 0 | [17 empty] | Commercial_Office_New_Food Preparation_Conveyor Oven_
Commercial_Office_New_Food Preparation_Natural Gas_Conveyor Oven_E9 | Commercial | Office | New | Food Preparation | Natural Gas | Conveyor Oven | E9 |  | 0% | 0% | 0% | 0 | 0 | 0 | 0 | 0 | 0 | 0 | 0 | 0% | 0 | 0 | 0% | Normal | 0% | 0 | 0 | 0 | [17 empty] | Commercial_Office_New_Food Preparation_Conveyor Oven_
Commercial_Office_New_Food Preparation_Natural Gas_Conveyor Oven_E10 | Commercial | Office | New | Food Preparation | Natural Gas | Conveyor Oven | E10 |  | 0% | 0% | 0% | 0 | 0 | 0 | 0 | 0 | 0 | 0 | 0 | 0% | 0 | 0 | 0% | Normal | 0% | 0 | 0 | 0 | [17 empty] | Commercial_Office_New_Food Preparation_Conveyor Oven_
Commercial_Office_New_Food Preparation_Natural Gas_Double Rack Oven_E1 | Commercial | Office | New | Food Preparation | Natural Gas | Double Rack Oven | E1 | Standard | 100% | 0% | 0% | 1.2085 | 0 | 0 | 0 | 10 | 14 | 2019 | 2051 | 100% | 0 | 0 | 0% | Normal | 0% | 0.39493 | 0 | 0 | 1 unit | 10000 | 0 | 9.2987e-05 | 4247.1 | 12513 | 0 | 0 | 0 | 2016 | 1.0386 | IL TRM - 4.2.18 - CI-FSE-RKOV-VO2-180101 | PGE Workpaper, PGECOFST109 R6, 2016 | IL TRM - 4.2.18 - CI-FSE-RKOV-VO2-180101 | 1 | unit | 9.2987e-05 | Commercial_Office_New_Food Preparation_Double Rack Oven_Standard
Commercial_Office_New_Food Preparation_Natural Gas_Double Rack Oven_E2 | Commercial | Office | New | Food Preparation | Natural Gas | Double Rack Oven | E2 | FTSC Qualified (>50% Cooking Efficiency) | 54.55% | 0% | 0% | 1.6072 | 0 | 0 | 0 | 10 | 14 | 2019 | 2051 | 100% | 0 | 0 | 0% | Normal | 0% | 0.21541 | 0 | 0 | 1 unit | 10000 | 0 | 9.2987e-05 | 2316.6 | 16641 | 0 | 0 | 0 | 2016 | 1.0386 | IL TRM - 4.2.18 - CI-FSE-RKOV-VO2-180101 | PGE Workpaper, PGECOFST109 R6, 2016 | IL TRM - 4.2.18 - CI-FSE-RKOV-VO2-180101 | 1 | unit | 9.2987e-05 | Commercial_Office_New_Food Preparation_Double Rack Oven_FTSC Qualified (>50% Cooking Efficiency)
Commercial_Office_New_Food Preparation_Natural Gas_Double Rack Oven_E3 | Commercial | Office | New | Food Preparation | Natural Gas | Double Rack Oven | E3 |  | 0% | 0% | 0% | 0 | 0 | 0 | 0 | 0 | 0 | 0 | 0 | 0% | 0 | 0 | 0% | Normal | 0% | 0 | 0 | 0 | [17 empty] | Commercial_Office_New_Food Preparation_Double Rack Oven_
Commercial_Office_New_Food Preparation_Natural Gas_Double Rack Oven_E4 | Commercial | Office | New | Food Preparation | Natural Gas | Double Rack Oven | E4 |  | 0% | 0% | 0% | 0 | 0 | 0 | 0 | 0 | 0 | 0 | 0 | 0% | 0 | 0 | 0% | Normal | 0% | 0 | 0 | 0 | [17 empty] | Commercial_Office_New_Food Preparation_Double Rack Oven_
Commercial_Office_New_Food Preparation_Natural Gas_Double Rack Oven_E5 | Commercial | Office | New | Food Preparation | Natural Gas | Double Rack Oven | E5 |  | 0% | 0% | 0% | 0 | 0 | 0 | 0 | 0 | 0 | 0 | 0 | 0% | 0 | 0 | 0% | Normal | 0% | 0 | 0 | 0 | [17 empty] | Commercial_Office_New_Food Preparation_Double Rack Oven_
Commercial_Office_New_Food Preparation_Natural Gas_Double Rack Oven_E6 | Commercial | Office | New | Food Preparation | Natural Gas | Double Rack Oven | E6 |  | 0% | 0% | 0% | 0 | 0 | 0 | 0 | 0 | 0 | 0 | 0 | 0% | 0 | 0 | 0% | Normal | 0% | 0 | 0 | 0 | [17 empty] | Commercial_Office_New_Food Preparation_Double Rack Oven_
Commercial_Office_New_Food Preparation_Natural Gas_Double Rack Oven_E7 | Commercial | Office | New | Food Preparation | Natural Gas | Double Rack Oven | E7 |  | 0% | 0% | 0% | 0 | 0 | 0 | 0 | 0 | 0 | 0 | 0 | 0% | 0 | 0 | 0% | Normal | 0% | 0 | 0 | 0 | [17 empty] | Commercial_Office_New_Food Preparation_Double Rack Oven_
Commercial_Office_New_Food Preparation_Natural Gas_Double Rack Oven_E8 | Commercial | Office | New | Food Preparation | Natural Gas | Double Rack Oven | E8 |  | 0% | 0% | 0% | 0 | 0 | 0 | 0 | 0 | 0 | 0 | 0 | 0% | 0 | 0 | 0% | Normal | 0% | 0 | 0 | 0 | [17 empty] | Commercial_Office_New_Food Preparation_Double Rack Oven_
Commercial_Office_New_Food Preparation_Natural Gas_Double Rack Oven_E9 | Commercial | Office | New | Food Preparation | Natural Gas | Double Rack Oven | E9 |  | 0% | 0% | 0% | 0 | 0 | 0 | 0 | 0 | 0 | 0 | 0 | 0% | 0 | 0 | 0% | Normal | 0% | 0 | 0 | 0 | [17 empty] | Commercial_Office_New_Food Preparation_Double Rack Oven_
Commercial_Office_New_Food Preparation_Natural Gas_Double Rack Oven_E10 | Commercial | Office | New | Food Preparation | Natural Gas | Double Rack Oven | E10 |  | 0% | 0% | 0% | 0 | 0 | 0 | 0 | 0 | 0 | 0 | 0 | 0% | 0 | 0 | 0% | Normal | 0% | 0 | 0 | 0 | [17 empty] | Commercial_Office_New_Food Preparation_Double Rack Oven_
Commercial_Office_New_Food Preparation_Natural Gas_Fryer_E1 | Commercial | Office | New | Food Preparation | Natural Gas | Fryer | E1 | Standard | 100% | 0% | 0% | 0.61996 | 0 | 0 | 0 | 4 | 7 | 2019 | 2021 | 100% | 0 | 0 | 0% | Normal | 0% | 0.19998 | 0 | 0 | 1 unit | 10000 | 0 | 0.00017661 | 1132.275 | 3379.7321 | 0 | 0 | 0 | 2016 | 1.0386 | RTF Wkbk - ComCookingFryer_v3_3 | RTF Wkbk - ComCookingFryer_v3_3 | RTF Wkbk - ComCookingFryer_v3_3 | 1 | unit | 0.00017661 | Commercial_Office_New_Food Preparation_Fryer_Standard
Commercial_Office_New_Food Preparation_Natural Gas_Fryer_E2 | Commercial | Office | New | Food Preparation | Natural Gas | Fryer | E2 | ENERGY STAR | 61.29% | 0% | 0% | 0.7793 | 0 | 0 | 0 | 4 | 7 | 2019 | 2051 | 100% | 0 | 0 | 0% | Normal | 0% | 0.12257 | 0 | 0 | 1 unit | 10000 | 0 | 0.00017661 | 693.975 | 4248.3333 | 0 | 0 | 0 | 2016 | 1.0386 | RTF Wkbk - ComCookingFryer_v3_3 | RTF Wkbk - ComCookingFryer_v3_3 | RTF Wkbk - ComCookingFryer_v3_3 | 1 | unit | 0.00017661 | Commercial_Office_New_Food Preparation_Fryer_ENERGY STAR
Commercial_Office_New_Food Preparation_Natural Gas_Fryer_E3 | Commercial | Office | New | Food Preparation | Natural Gas | Fryer | E3 |  | 0% | 0% | 0% | 0 | 0 | 0 | 0 | 0 | 0 | 0 | 0 | 0% | 0 | 0 | 0% | Normal | 0% | 0 | 0 | 0 | [17 empty] | Commercial_Office_New_Food Preparation_Fryer_
Commercial_Office_New_Food Preparation_Natural Gas_Fryer_E4 | Commercial | Office | New | Food Preparation | Natural Gas | Fryer | E4 |  | 0% | 0% | 0% | 0 | 0 | 0 | 0 | 0 | 0 | 0 | 0 | 0% | 0 | 0 | 0% | Normal | 0% | 0 | 0 | 0 | [17 empty] | Commercial_Office_New_Food Preparation_Fryer_
Commercial_Office_New_Food Preparation_Natural Gas_Fryer_E5 | Commercial | Office | New | Food Preparation | Natural Gas | Fryer | E5 |  | 0% | 0% | 0% | 0 | 0 | 0 | 0 | 0 | 0 | 0 | 0 | 0% | 0 | 0 | 0% | Normal | 0% | 0 | 0 | 0 | [17 empty] | Commercial_Office_New_Food Preparation_Fryer_
Commercial_Office_New_Food Preparation_Natural Gas_Fryer_E6 | Commercial | Office | New | Food Preparation | Natural Gas | Fryer | E6 |  | 0% | 0% | 0% | 0 | 0 | 0 | 0 | 0 | 0 | 0 | 0 | 0% | 0 | 0 | 0% | Normal | 0% | 0 | 0 | 0 | [17 empty] | Commercial_Office_New_Food Preparation_Fryer_
Commercial_Office_New_Food Preparation_Natural Gas_Fryer_E7 | Commercial | Office | New | Food Preparation | Natural Gas | Fryer | E7 |  | 0% | 0% | 0% | 0 | 0 | 0 | 0 | 0 | 0 | 0 | 0 | 0% | 0 | 0 | 0% | Normal | 0% | 0 | 0 | 0 | [17 empty] | Commercial_Office_New_Food Preparation_Fryer_
Commercial_Office_New_Food Preparation_Natural Gas_Fryer_E8 | Commercial | Office | New | Food Preparation | Natural Gas | Fryer | E8 |  | 0% | 0% | 0% | 0 | 0 | 0 | 0 | 0 | 0 | 0 | 0 | 0% | 0 | 0 | 0% | Normal | 0% | 0 | 0 | 0 | [17 empty] | Commercial_Office_New_Food Preparation_Fryer_
Commercial_Office_New_Food Preparation_Natural Gas_Fryer_E9 | Commercial | Office | New | Food Preparation | Natural Gas | Fryer | E9 |  | 0% | 0% | 0% | 0 | 0 | 0 | 0 | 0 | 0 | 0 | 0 | 0% | 0 | 0 | 0% | Normal | 0% | 0 | 0 | 0 | [17 empty] | Commercial_Office_New_Food Preparation_Fryer_
Commercial_Office_New_Food Preparation_Natural Gas_Fryer_E10 | Commercial | Office | New | Food Preparation | Natural Gas | Fryer | E10 |  | 0% | 0% | 0% | 0 | 0 | 0 | 0 | 0 | 0 | 0 | 0 | 0% | 0 | 0 | 0% | Normal | 0% | 0 | 0 | 0 | [17 empty] | Commercial_Office_New_Food Preparation_Fryer_
Commercial_Office_New_Food Preparation_Natural Gas_Broiler_E1 | Commercial | Office | New | Food Preparation | Natural Gas | Broiler | E1 | Standard | 100% | 0% | 0% | 0.91545 | 0 | 0 | 0 | 10 | 14 | 2019 | 2051 | 100% | 0 | 0 | 0% | Normal | 0% | 0.21806 | 0 | 0 | 1 unit | 10000 | 0 | 0.00032417 | 672.672 | 2500 | 0 | 0 | 0 | 2011 | 1.1296 | IL TRM - 4.2.14 - CI-FSE-IRBL-V02-180101 | Estimate | IL TRM - 4.2.14 - CI-FSE-IRBL-V02-180101 | 1 | unit | 0.00032417 | Commercial_Office_New_Food Preparation_Broiler_Standard
Commercial_Office_New_Food Preparation_Natural Gas_Broiler_E2 | Commercial | Office | New | Food Preparation | Natural Gas | Broiler | E2 | Infrared Burners | 64.29% | 0% | 0% | 1.2816 | 0 | 0 | 0 | 10 | 14 | 2019 | 2051 | 100% | 0 | 0 | 0% | Normal | 0% | 0.14018 | 0 | 0 | 1 unit | 10000 | 0 | 0.00032417 | 432.432 | 3500 | 0 | 0 | 0 | 2011 | 1.1296 | IL TRM - 4.2.14 - CI-FSE-IRBL-V02-180101 | IL TRM - 4.2.14 - CI-FSE-IRBL-V02-180101 | IL TRM - 4.2.14 - CI-FSE-IRBL-V02-180101 | 1 | unit | 0.00032417 | Commercial_Office_New_Food Preparation_Broiler_Infrared Burners
Commercial_Office_New_Food Preparation_Natural Gas_Broiler_E3 | Commercial | Office | New | Food Preparation | Natural Gas | Broiler | E3 |  | 0% | 0% | 0% | 0 | 0 | 0 | 0 | 0 | 0 | 0 | 0 | 0% | 0 | 0 | 0% | Normal | 0% | 0 | 0 | 0 | [17 empty] | Commercial_Office_New_Food Preparation_Broiler_
Commercial_Office_New_Food Preparation_Natural Gas_Broiler_E4 | Commercial | Office | New | Food Preparation | Natural Gas | Broiler | E4 |  | 0% | 0% | 0% | 0 | 0 | 0 | 0 | 0 | 0 | 0 | 0 | 0% | 0 | 0 | 0% | Normal | 0% | 0 | 0 | 0 | [17 empty] | Commercial_Office_New_Food Preparation_Broiler_
Commercial_Office_New_Food Preparation_Natural Gas_Broiler_E5 | Commercial | Office | New | Food Preparation | Natural Gas | Broiler | E5 |  | 0% | 0% | 0% | 0 | 0 | 0 | 0 | 0 | 0 | 0 | 0 | 0% | 0 | 0 | 0% | Normal | 0% | 0 | 0 | 0 | [17 empty] | Commercial_Office_New_Food Preparation_Broiler_
Commercial_Office_New_Food Preparation_Natural Gas_Broiler_E6 | Commercial | Office | New | Food Preparation | Natural Gas | Broiler | E6 |  | 0% | 0% | 0% | 0 | 0 | 0 | 0 | 0 | 0 | 0 | 0 | 0% | 0 | 0 | 0% | Normal | 0% | 0 | 0 | 0 | [17 empty] | Commercial_Office_New_Food Preparation_Broiler_
Commercial_Office_New_Food Preparation_Natural Gas_Broiler_E7 | Commercial | Office | New | Food Preparation | Natural Gas | Broiler | E7 |  | 0% | 0% | 0% | 0 | 0 | 0 | 0 | 0 | 0 | 0 | 0 | 0% | 0 | 0 | 0% | Normal | 0% | 0 | 0 | 0 | [17 empty] | Commercial_Office_New_Food Preparation_Broiler_
Commercial_Office_New_Food Preparation_Natural Gas_Broiler_E8 | Commercial | Office | New | Food Preparation | Natural Gas | Broiler | E8 |  | 0% | 0% | 0% | 0 | 0 | 0 | 0 | 0 | 0 | 0 | 0 | 0% | 0 | 0 | 0% | Normal | 0% | 0 | 0 | 0 | [17 empty] | Commercial_Office_New_Food Preparation_Broiler_
Commercial_Office_New_Food Preparation_Natural Gas_Broiler_E9 | Commercial | Office | New | Food Preparation | Natural Gas | Broiler | E9 |  | 0% | 0% | 0% | 0 | 0 | 0 | 0 | 0 | 0 | 0 | 0 | 0% | 0 | 0 | 0% | Normal | 0% | 0 | 0 | 0 | [17 empty] | Commercial_Office_New_Food Preparation_Broiler_
Commercial_Office_New_Food Preparation_Natural Gas_Broiler_E10 | Commercial | Office | New | Food Preparation | Natural Gas | Broiler | E10 |  | 0% | 0% | 0% | 0 | 0 | 0 | 0 | 0 | 0 | 0 | 0 | 0% | 0 | 0 | 0% | Normal | 0% | 0 | 0 | 0 | [17 empty] | Commercial_Office_New_Food Preparation_Broiler_
Commercial_Office_New_Food Preparation_Natural Gas_Griddle_E1 | Commercial | Office | New | Food Preparation | Natural Gas | Griddle | E1 | Standard | 100% | 0% | 0% | 0.61213 | 0 | 0 | 0 | 10 | 14 | 2019 | 2051 | 100% | 0 | 0 | 0% | Normal | 0% | 0.13456 | 0 | 0 | 1 unit | 10000 | 0 | 0.00010923 | 1231.891 | 5150 | 0 | 0 | 0 | 2013 | 1.0881 | IL TRM - 4.2.8 - CI-FSE-ESGR-V04-200101 | COOK_GRD-Food Preparation-EIA14-2014 Ref. Case-5 | IL TRM - 4.2.8 - CI-FSE-ESGR-V04-200101 | 1 | unit | 0.00010923 | Commercial_Office_New_Food Preparation_Griddle_Standard
Commercial_Office_New_Food Preparation_Natural Gas_Griddle_E2 | Commercial | Office | New | Food Preparation | Natural Gas | Griddle | E2 | ENERGY STAR | 91.65% | 0% | 0% | 0.7607 | 0 | 0 | 0 | 10 | 14 | 2019 | 2051 | 100% | 0 | 0 | 0% | Normal | 0% | 0.12333 | 0 | 0 | 1 unit | 10000 | 0 | 0.00010923 | 1129.0497 | 6400 | 0 | 0 | 0 | 2013 | 1.0881 | IL TRM - 4.2.8 - CI-FSE-ESGR-V04-200101 | ETO Measure Input Sheet - Com - Gas Griddle | ETO Measure Input Sheet - Com - Gas Griddle | 1 | unit | 0.00010923 | Commercial_Office_New_Food Preparation_Griddle_ENERGY STAR
Commercial_Office_New_Food Preparation_Natural Gas_Griddle_E3 | Commercial | Office | New | Food Preparation | Natural Gas | Griddle | E3 |  | 0% | 0% | 0% | 0 | 0 | 0 | 0 | 0 | 0 | 0 | 0 | 0% | 0 | 0 | 0% | Normal | 0% | 0 | 0 | 0 | [17 empty] | Commercial_Office_New_Food Preparation_Griddle_
Commercial_Office_New_Food Preparation_Natural Gas_Griddle_E4 | Commercial | Office | New | Food Preparation | Natural Gas | Griddle | E4 |  | 0% | 0% | 0% | 0 | 0 | 0 | 0 | 0 | 0 | 0 | 0 | 0% | 0 | 0 | 0% | Normal | 0% | 0 | 0 | 0 | [17 empty] | Commercial_Office_New_Food Preparation_Griddle_
Commercial_Office_New_Food Preparation_Natural Gas_Griddle_E5 | Commercial | Office | New | Food Preparation | Natural Gas | Griddle | E5 |  | 0% | 0% | 0% | 0 | 0 | 0 | 0 | 0 | 0 | 0 | 0 | 0% | 0 | 0 | 0% | Normal | 0% | 0 | 0 | 0 | [17 empty] | Commercial_Office_New_Food Preparation_Griddle_
Commercial_Office_New_Food Preparation_Natural Gas_Griddle_E6 | Commercial | Office | New | Food Preparation | Natural Gas | Griddle | E6 |  | 0% | 0% | 0% | 0 | 0 | 0 | 0 | 0 | 0 | 0 | 0 | 0% | 0 | 0 | 0% | Normal | 0% | 0 | 0 | 0 | [17 empty] | Commercial_Office_New_Food Preparation_Griddle_
Commercial_Office_New_Food Preparation_Natural Gas_Griddle_E7 | Commercial | Office | New | Food Preparation | Natural Gas | Griddle | E7 |  | 0% | 0% | 0% | 0 | 0 | 0 | 0 | 0 | 0 | 0 | 0 | 0% | 0 | 0 | 0% | Normal | 0% | 0 | 0 | 0 | [17 empty] | Commercial_Office_New_Food Preparation_Griddle_
Commercial_Office_New_Food Preparation_Natural Gas_Griddle_E8 | Commercial | Office | New | Food Preparation | Natural Gas | Griddle | E8 |  | 0% | 0% | 0% | 0 | 0 | 0 | 0 | 0 | 0 | 0 | 0 | 0% | 0 | 0 | 0% | Normal | 0% | 0 | 0 | 0 | [17 empty] | Commercial_Office_New_Food Preparation_Griddle_
Commercial_Office_New_Food Preparation_Natural Gas_Griddle_E9 | Commercial | Office | New | Food Preparation | Natural Gas | Griddle | E9 |  | 0% | 0% | 0% | 0 | 0 | 0 | 0 | 0 | 0 | 0 | 0 | 0% | 0 | 0 | 0% | Normal | 0% | 0 | 0 | 0 | [17 empty] | Commercial_Office_New_Food Preparation_Griddle_
Commercial_Office_New_Food Preparation_Natural Gas_Griddle_E10 | Commercial | Office | New | Food Preparation | Natural Gas | Griddle | E10 |  | 0% | 0% | 0% | 0 | 0 | 0 | 0 | 0 | 0 | 0 | 0 | 0% | 0 | 0 | 0% | Normal | 0% | 0 | 0 | 0 | [17 empty] | Commercial_Office_New_Food Preparation_Griddle_
Commercial_Office_New_Food Preparation_Natural Gas_Range_E1 | Commercial | Office | New | Food Preparation | Natural Gas | Range | E1 | Standard | 100% | 0% | 0% | 1.0194 | 0 | 0 | 0 | 8 | 12 | 2019 | 2051 | 100% | 0 | 0 | 0% | Normal | 0% | 0.15977 | 0 | 0 | 1 unit | 10000 | 0 | 0.00013314 | 1200 | 7450 | 0 | 0 | 0 | 2017 | 1.0277 | COOK_OVN-Food Preparation-AEO17-1 | EIA 2018 Tech Forecast | Navigant 2009 | 1 | unit | 0.00013314 | Commercial_Office_New_Food Preparation_Range_Standard
Commercial_Office_New_Food Preparation_Natural Gas_Range_E2 | Commercial | Office | New | Food Preparation | Natural Gas | Range | E2 | High Efficiency | 75% | 0% | 0% | 1.0195 | 0 | 0 | 0 | 8 | 12 | 2019 | 2051 | 100% | 0 | 0 | 0% | Normal | 0% | 0.11983 | 0 | 0 | 1 unit | 10000 | 0 | 0.00013314 | 900 | 7451 | 0 | 0 | 0 | 2017 | 1.0277 | COOK_OVN-Food Preparation-AEO17-1 | EIA 2018 Tech Forecast | EIA 2018 Tech Forecast | 1 | unit | 0.00013314 | Commercial_Office_New_Food Preparation_Range_High Efficiency
Commercial_Office_New_Food Preparation_Natural Gas_Range_E3 | Commercial | Office | New | Food Preparation | Natural Gas | Range | E3 |  | 0% | 0% | 0% | 0 | 0 | 0 | 0 | 0 | 0 | 0 | 0 | 0% | 0 | 0 | 0% | Normal | 0% | 0 | 0 | 0 | [17 empty] | Commercial_Office_New_Food Preparation_Range_
Commercial_Office_New_Food Preparation_Natural Gas_Range_E4 | Commercial | Office | New | Food Preparation | Natural Gas | Range | E4 |  | 0% | 0% | 0% | 0 | 0 | 0 | 0 | 0 | 0 | 0 | 0 | 0% | 0 | 0 | 0% | Normal | 0% | 0 | 0 | 0 | [17 empty] | Commercial_Office_New_Food Preparation_Range_
Commercial_Office_New_Food Preparation_Natural Gas_Range_E5 | Commercial | Office | New | Food Preparation | Natural Gas | Range | E5 |  | 0% | 0% | 0% | 0 | 0 | 0 | 0 | 0 | 0 | 0 | 0 | 0% | 0 | 0 | 0% | Normal | 0% | 0 | 0 | 0 | [17 empty] | Commercial_Office_New_Food Preparation_Range_
Commercial_Office_New_Food Preparation_Natural Gas_Range_E6 | Commercial | Office | New | Food Preparation | Natural Gas | Range | E6 |  | 0% | 0% | 0% | 0 | 0 | 0 | 0 | 0 | 0 | 0 | 0 | 0% | 0 | 0 | 0% | Normal | 0% | 0 | 0 | 0 | [17 empty] | Commercial_Office_New_Food Preparation_Range_
Commercial_Office_New_Food Preparation_Natural Gas_Range_E7 | Commercial | Office | New | Food Preparation | Natural Gas | Range | E7 |  | 0% | 0% | 0% | 0 | 0 | 0 | 0 | 0 | 0 | 0 | 0 | 0% | 0 | 0 | 0% | Normal | 0% | 0 | 0 | 0 | [17 empty] | Commercial_Office_New_Food Preparation_Range_
Commercial_Office_New_Food Preparation_Natural Gas_Range_E8 | Commercial | Office | New | Food Preparation | Natural Gas | Range | E8 |  | 0% | 0% | 0% | 0 | 0 | 0 | 0 | 0 | 0 | 0 | 0 | 0% | 0 | 0 | 0% | Normal | 0% | 0 | 0 | 0 | [17 empty] | Commercial_Office_New_Food Preparation_Range_
Commercial_Office_New_Food Preparation_Natural Gas_Range_E9 | Commercial | Office | New | Food Preparation | Natural Gas | Range | E9 |  | 0% | 0% | 0% | 0 | 0 | 0 | 0 | 0 | 0 | 0 | 0 | 0% | 0 | 0 | 0% | Normal | 0% | 0 | 0 | 0 | [17 empty] | Commercial_Office_New_Food Preparation_Range_
Commercial_Office_New_Food Preparation_Natural Gas_Range_E10 | Commercial | Office | New | Food Preparation | Natural Gas | Range | E10 |  | 0% | 0% | 0% | 0 | 0 | 0 | 0 | 0 | 0 | 0 | 0 | 0% | 0 | 0 | 0% | Normal | 0% | 0 | 0 | 0 | [17 empty] | Commercial_Office_New_Food Preparation_Range_
Commercial_Office_New_Food Preparation_Natural Gas_Steamer_E1 | Commercial | Office | New | Food Preparation | Natural Gas | Steamer | E1 | Standard | 100% | 0% | 0% | 3.0203 | 0 | 0 | 0 | 8 | 16 | 2019 | 2021 | 100% | 0 | 0 | 0% | Normal | 0% | 0.31731 | 0 | 0 | 1 unit | 10000 | 0 | 0.0002078 | 1527.0152 | 13100 | 0 | 0 | 0 | 2012 | 1.1095 | IL TRM - 4.2.3 - CI-FSE-STMC-V05-190101 | DOE Commercial R&D 2016 - Table 2-10 | IL TRM - 4.2.3 - CI-FSE-STMC-V05-190101 | 1 | unit | 0.0002078 | Commercial_Office_New_Food Preparation_Steamer_Standard
Commercial_Office_New_Food Preparation_Natural Gas_Steamer_E2 | Commercial | Office | New | Food Preparation | Natural Gas | Steamer | E2 | ENERGY STAR | 43.38% | 0% | 0% | 3.5437 | 0 | -0.00060632 | 0 | 8 | 16 | 2019 | 2051 | 100% | 0 | 0 | 0% | Normal | 0% | 0.13766 | 0 | 0 | 1 unit | 10000 | 0 | 0.0002078 | 662.4553 | 15370 | 0 | -2.6298 | 0 | 2012 | 1.1095 | IL TRM - 4.2.3 - CI-FSE-STMC-V05-190101 | ETO Measure Input Sheet - Com - Gas Steamer | ETO Measure Input Sheet - Com - Gas Steamer | 1 | unit | 0.0002078 | Commercial_Office_New_Food Preparation_Steamer_ENERGY STAR
Commercial_Office_New_Food Preparation_Natural Gas_Steamer_E3 | Commercial | Office | New | Food Preparation | Natural Gas | Steamer | E3 |  | 0% | 0% | 0% | 0 | 0 | 0 | 0 | 0 | 0 | 0 | 0 | 0% | 0 | 0 | 0% | Normal | 0% | 0 | 0 | 0 | [17 empty] | Commercial_Office_New_Food Preparation_Steamer_
Commercial_Office_New_Food Preparation_Natural Gas_Steamer_E4 | Commercial | Office | New | Food Preparation | Natural Gas | Steamer | E4 |  | 0% | 0% | 0% | 0 | 0 | 0 | 0 | 0 | 0 | 0 | 0 | 0% | 0 | 0 | 0% | Normal | 0% | 0 | 0 | 0 | [17 empty] | Commercial_Office_New_Food Preparation_Steamer_
Commercial_Office_New_Food Preparation_Natural Gas_Steamer_E5 | Commercial | Office | New | Food Preparation | Natural Gas | Steamer | E5 |  | 0% | 0% | 0% | 0 | 0 | 0 | 0 | 0 | 0 | 0 | 0 | 0% | 0 | 0 | 0% | Normal | 0% | 0 | 0 | 0 | [17 empty] | Commercial_Office_New_Food Preparation_Steamer_
Commercial_Office_New_Food Preparation_Natural Gas_Steamer_E6 | Commercial | Office | New | Food Preparation | Natural Gas | Steamer | E6 |  | 0% | 0% | 0% | 0 | 0 | 0 | 0 | 0 | 0 | 0 | 0 | 0% | 0 | 0 | 0% | Normal | 0% | 0 | 0 | 0 | [17 empty] | Commercial_Office_New_Food Preparation_Steamer_
Commercial_Office_New_Food Preparation_Natural Gas_Steamer_E7 | Commercial | Office | New | Food Preparation | Natural Gas | Steamer | E7 |  | 0% | 0% | 0% | 0 | 0 | 0 | 0 | 0 | 0 | 0 | 0 | 0% | 0 | 0 | 0% | Normal | 0% | 0 | 0 | 0 | [17 empty] | Commercial_Office_New_Food Preparation_Steamer_
Commercial_Office_New_Food Preparation_Natural Gas_Steamer_E8 | Commercial | Office | New | Food Preparation | Natural Gas | Steamer | E8 |  | 0% | 0% | 0% | 0 | 0 | 0 | 0 | 0 | 0 | 0 | 0 | 0% | 0 | 0 | 0% | Normal | 0% | 0 | 0 | 0 | [17 empty] | Commercial_Office_New_Food Preparation_Steamer_
Commercial_Office_New_Food Preparation_Natural Gas_Steamer_E9 | Commercial | Office | New | Food Preparation | Natural Gas | Steamer | E9 |  | 0% | 0% | 0% | 0 | 0 | 0 | 0 | 0 | 0 | 0 | 0 | 0% | 0 | 0 | 0% | Normal | 0% | 0 | 0 | 0 | [17 empty] | Commercial_Office_New_Food Preparation_Steamer_
Commercial_Office_New_Food Preparation_Natural Gas_Steamer_E10 | Commercial | Office | New | Food Preparation | Natural Gas | Steamer | E10 |  | 0% | 0% | 0% | 0 | 0 | 0 | 0 | 0 | 0 | 0 | 0 | 0% | 0 | 0 | 0% | Normal | 0% | 0 | 0 | 0 | [17 empty] | Commercial_Office_New_Food Preparation_Steamer_
Commercial_Office_New_Food Preparation_Natural Gas_Food Prep Other_E1 | Commercial | Office | New | Food Preparation | Natural Gas | Food Prep Other | E1 | Standard | 100% | 0% | 0% | 0.045863 | 0 | 0 | 0 | 8 | 12 | 2019 | 2051 | 100% | 0 | 0 | 0% | Normal | 0% | 0.056842 | 0 | 0 | 1 unit | 10000 | 0 | 3.994e-05 | 1423.18 | 1000 | 0 | 0 | 0 | 2010 | 1.1483 | Default | Default | Default | 1 | unit | 3.994e-05 | Commercial_Office_New_Food Preparation_Food Prep Other_Standard
Commercial_Office_New_Food Preparation_Natural Gas_Food Prep Other_E2 | Commercial | Office | New | Food Preparation | Natural Gas | Food Prep Other | E2 | ENERGY STAR | 100% | 0% | 0% | 0.045908 | 0 | 0 | 0 | 8 | 12 | 2019 | 2051 | 100% | 0 | 0 | 0% | Normal | 0% | 0.056842 | 0 | 0 | 1 unit | 10000 | 0 | 3.994e-05 | 1423.18 | 1001 | 0 | 0 | 0 | 2010 | 1.1483 | N/A | N/A | N/A | 1 | unit | 3.994e-05 | Commercial_Office_New_Food Preparation_Food Prep Other_ENERGY STAR
Commercial_Office_New_Food Preparation_Natural Gas_Food Prep Other_E3 | Commercial | Office | New | Food Preparation | Natural Gas | Food Prep Other | E3 |  | 0% | 0% | 0% | 0 | 0 | 0 | 0 | 0 | 0 | 0 | 0 | 0% | 0 | 0 | 0% | Normal | 0% | 0 | 0 | 0 | [17 empty] | Commercial_Office_New_Food Preparation_Food Prep Other_
Commercial_Office_New_Food Preparation_Natural Gas_Food Prep Other_E4 | Commercial | Office | New | Food Preparation | Natural Gas | Food Prep Other | E4 |  | 0% | 0% | 0% | 0 | 0 | 0 | 0 | 0 | 0 | 0 | 0 | 0% | 0 | 0 | 0% | Normal | 0% | 0 | 0 | 0 | [17 empty] | Commercial_Office_New_Food Preparation_Food Prep Other_
Commercial_Office_New_Food Preparation_Natural Gas_Food Prep Other_E5 | Commercial | Office | New | Food Preparation | Natural Gas | Food Prep Other | E5 |  | 0% | 0% | 0% | 0 | 0 | 0 | 0 | 0 | 0 | 0 | 0 | 0% | 0 | 0 | 0% | Normal | 0% | 0 | 0 | 0 | [17 empty] | Commercial_Office_New_Food Preparation_Food Prep Other_
Commercial_Office_New_Food Preparation_Natural Gas_Food Prep Other_E6 | Commercial | Office | New | Food Preparation | Natural Gas | Food Prep Other | E6 |  | 0% | 0% | 0% | 0 | 0 | 0 | 0 | 0 | 0 | 0 | 0 | 0% | 0 | 0 | 0% | Normal | 0% | 0 | 0 | 0 | [17 empty] | Commercial_Office_New_Food Preparation_Food Prep Other_
Commercial_Office_New_Food Preparation_Natural Gas_Food Prep Other_E7 | Commercial | Office | New | Food Preparation | Natural Gas | Food Prep Other | E7 |  | 0% | 0% | 0% | 0 | 0 | 0 | 0 | 0 | 0 | 0 | 0 | 0% | 0 | 0 | 0% | Normal | 0% | 0 | 0 | 0 | [17 empty] | Commercial_Office_New_Food Preparation_Food Prep Other_
Commercial_Office_New_Food Preparation_Natural Gas_Food Prep Other_E8 | Commercial | Office | New | Food Preparation | Natural Gas | Food Prep Other | E8 |  | 0% | 0% | 0% | 0 | 0 | 0 | 0 | 0 | 0 | 0 | 0 | 0% | 0 | 0 | 0% | Normal | 0% | 0 | 0 | 0 | [17 empty] | Commercial_Office_New_Food Preparation_Food Prep Other_
Commercial_Office_New_Food Preparation_Natural Gas_Food Prep Other_E9 | Commercial | Office | New | Food Preparation | Natural Gas | Food Prep Other | E9 |  | 0% | 0% | 0% | 0 | 0 | 0 | 0 | 0 | 0 | 0 | 0 | 0% | 0 | 0 | 0% | Normal | 0% | 0 | 0 | 0 | [17 empty] | Commercial_Office_New_Food Preparation_Food Prep Other_
Commercial_Office_New_Food Preparation_Natural Gas_Food Prep Other_E10 | Commercial | Office | New | Food Preparation | Natural Gas | Food Prep Other | E10 |  | 0% | 0% | 0% | 0 | 0 | 0 | 0 | 0 | 0 | 0 | 0 | 0% | 0 | 0 | 0% | Normal | 0% | 0 | 0 | 0 | [17 empty] | Commercial_Office_New_Food Preparation_Food Prep Other_
Commercial_Office_New_Miscellaneous_Natural Gas_Pool Heater_E1 | Commercial | Office | New | Miscellaneous | Natural Gas | Pool Heater | E1 | Standard (EF .78) | 100% | 0% | 0% | 0.013077 | 0 | 0 | 0 | 4 | 8 | 2019 | 2051 | 100% | 0 | 0 | 0% | Normal | 0% | 0.010152 | 0 | 0 | 1 unit | 10000 | 0 | 6.7772e-07 | 14980 | 18052 | 0 | 0 | 0 | 2014 | 1.0689 | DOE Commercial R&D 2016 - Table 7-6 | DOE Commercial R&D 2016 - Table 7-7 | DOE Commercial R&D 2016 - Table 7-8 | 1 | unit | 6.7772e-07 | Commercial_Office_New_Miscellaneous_Pool Heater_Standard (EF .78)
Commercial_Office_New_Miscellaneous_Natural Gas_Pool Heater_E2 | Commercial | Office | New | Miscellaneous | Natural Gas | Pool Heater | E2 | Condensing (EF .90) | 85% | 0% | 0% | 0.021412 | 0 | 0 | 0 | 4 | 8 | 2019 | 2051 | 100% | 0 | 0 | 0% | Normal | 0% | 0.0086294 | 0 | 0 | 1 unit | 10000 | 0 | 6.7772e-07 | 12733 | 29558 | 0 | 0 | 0 | 2014 | 1.0689 | DOE Commercial R&D 2016 - Table 7-6 | DOE Commercial R&D 2016 - Table 7-7 | DOE Commercial R&D 2016 - Table 7-9 | 1 | unit | 6.7772e-07 | Commercial_Office_New_Miscellaneous_Pool Heater_Condensing (EF .90)
Commercial_Office_New_Miscellaneous_Natural Gas_Pool Heater_E3 | Commercial | Office | New | Miscellaneous | Natural Gas | Pool Heater | E3 |  | 0% | 0% | 0% | 0 | 0 | 0 | 0 | 0 | 0 | 0 | 0 | 0% | 0 | 0 | 0% | Normal | 0% | 0 | 0 | 0 | [17 empty] | Commercial_Office_New_Miscellaneous_Pool Heater_
Commercial_Office_New_Miscellaneous_Natural Gas_Pool Heater_E4 | Commercial | Office | New | Miscellaneous | Natural Gas | Pool Heater | E4 |  | 0% | 0% | 0% | 0 | 0 | 0 | 0 | 0 | 0 | 0 | 0 | 0% | 0 | 0 | 0% | Normal | 0% | 0 | 0 | 0 | [17 empty] | Commercial_Office_New_Miscellaneous_Pool Heater_
Commercial_Office_New_Miscellaneous_Natural Gas_Pool Heater_E5 | Commercial | Office | New | Miscellaneous | Natural Gas | Pool Heater | E5 |  | 0% | 0% | 0% | 0 | 0 | 0 | 0 | 0 | 0 | 0 | 0 | 0% | 0 | 0 | 0% | Normal | 0% | 0 | 0 | 0 | [17 empty] | Commercial_Office_New_Miscellaneous_Pool Heater_
Commercial_Office_New_Miscellaneous_Natural Gas_Pool Heater_E6 | Commercial | Office | New | Miscellaneous | Natural Gas | Pool Heater | E6 |  | 0% | 0% | 0% | 0 | 0 | 0 | 0 | 0 | 0 | 0 | 0 | 0% | 0 | 0 | 0% | Normal | 0% | 0 | 0 | 0 | [17 empty] | Commercial_Office_New_Miscellaneous_Pool Heater_
Commercial_Office_New_Miscellaneous_Natural Gas_Pool Heater_E7 | Commercial | Office | New | Miscellaneous | Natural Gas | Pool Heater | E7 |  | 0% | 0% | 0% | 0 | 0 | 0 | 0 | 0 | 0 | 0 | 0 | 0% | 0 | 0 | 0% | Normal | 0% | 0 | 0 | 0 | [17 empty] | Commercial_Office_New_Miscellaneous_Pool Heater_
Commercial_Office_New_Miscellaneous_Natural Gas_Pool Heater_E8 | Commercial | Office | New | Miscellaneous | Natural Gas | Pool Heater | E8 |  | 0% | 0% | 0% | 0 | 0 | 0 | 0 | 0 | 0 | 0 | 0 | 0% | 0 | 0 | 0% | Normal | 0% | 0 | 0 | 0 | [17 empty] | Commercial_Office_New_Miscellaneous_Pool Heater_
Commercial_Office_New_Miscellaneous_Natural Gas_Pool Heater_E9 | Commercial | Office | New | Miscellaneous | Natural Gas | Pool Heater | E9 |  | 0% | 0% | 0% | 0 | 0 | 0 | 0 | 0 | 0 | 0 | 0 | 0% | 0 | 0 | 0% | Normal | 0% | 0 | 0 | 0 | [17 empty] | Commercial_Office_New_Miscellaneous_Pool Heater_
Commercial_Office_New_Miscellaneous_Natural Gas_Pool Heater_E10 | Commercial | Office | New | Miscellaneous | Natural Gas | Pool Heater | E10 |  | 0% | 0% | 0% | 0 | 0 | 0 | 0 | 0 | 0 | 0 | 0 | 0% | 0 | 0 | 0% | Normal | 0% | 0 | 0 | 0 | [17 empty] | Commercial_Office_New_Miscellaneous_Pool Heater_
Commercial_Office_New_Miscellaneous_Natural Gas_Miscellaneous_E1 | Commercial | Office | New | Miscellaneous | Natural Gas | Miscellaneous | E1 | Miscellaneous | 100% | 0% | 0% | 1.0386 | 0 | 0 | 0 | 2 | 8 | 2019 | 2051 | 100% | 0 | 0 | 0% | Normal | 0% | 0.00061193 | 0 | 0 | 1 unit | 10000 | 0 | 1 | 1 | 1 | 0 | 0 | 0 | 2016 | 1.0386 | N/A | N/A | N/A | 1 | unit | 1 | Commercial_Office_New_Miscellaneous_Miscellaneous_Miscellaneous
Commercial_Office_New_Miscellaneous_Natural Gas_Miscellaneous_E2 | Commercial | Office | New | Miscellaneous | Natural Gas | Miscellaneous | E2 |  | 0% | 0% | 0% | 0 | 0 | 0 | 0 | 0 | 0 | 0 | 0 | 0% | 0 | 0 | 0% | Normal | 0% | 0 | 0 | 0 | [17 empty] | Commercial_Office_New_Miscellaneous_Miscellaneous_
Commercial_Office_New_Miscellaneous_Natural Gas_Miscellaneous_E3 | Commercial | Office | New | Miscellaneous | Natural Gas | Miscellaneous | E3 |  | 0% | 0% | 0% | 0 | 0 | 0 | 0 | 0 | 0 | 0 | 0 | 0% | 0 | 0 | 0% | Normal | 0% | 0 | 0 | 0 | [17 empty] | Commercial_Office_New_Miscellaneous_Miscellaneous_
Commercial_Office_New_Miscellaneous_Natural Gas_Miscellaneous_E4 | Commercial | Office | New | Miscellaneous | Natural Gas | Miscellaneous | E4 |  | 0% | 0% | 0% | 0 | 0 | 0 | 0 | 0 | 0 | 0 | 0 | 0% | 0 | 0 | 0% | Normal | 0% | 0 | 0 | 0 | [17 empty] | Commercial_Office_New_Miscellaneous_Miscellaneous_
Commercial_Office_New_Miscellaneous_Natural Gas_Miscellaneous_E5 | Commercial | Office | New | Miscellaneous | Natural Gas | Miscellaneous | E5 |  | 0% | 0% | 0% | 0 | 0 | 0 | 0 | 0 | 0 | 0 | 0 | 0% | 0 | 0 | 0% | Normal | 0% | 0 | 0 | 0 | [17 empty] | Commercial_Office_New_Miscellaneous_Miscellaneous_
Commercial_Office_New_Miscellaneous_Natural Gas_Miscellaneous_E6 | Commercial | Office | New | Miscellaneous | Natural Gas | Miscellaneous | E6 |  | 0% | 0% | 0% | 0 | 0 | 0 | 0 | 0 | 0 | 0 | 0 | 0% | 0 | 0 | 0% | Normal | 0% | 0 | 0 | 0 | [17 empty] | Commercial_Office_New_Miscellaneous_Miscellaneous_
Commercial_Office_New_Miscellaneous_Natural Gas_Miscellaneous_E7 | Commercial | Office | New | Miscellaneous | Natural Gas | Miscellaneous | E7 |  | 0% | 0% | 0% | 0 | 0 | 0 | 0 | 0 | 0 | 0 | 0 | 0% | 0 | 0 | 0% | Normal | 0% | 0 | 0 | 0 | [17 empty] | Commercial_Office_New_Miscellaneous_Miscellaneous_
Commercial_Office_New_Miscellaneous_Natural Gas_Miscellaneous_E8 | Commercial | Office | New | Miscellaneous | Natural Gas | Miscellaneous | E8 |  | 0% | 0% | 0% | 0 | 0 | 0 | 0 | 0 | 0 | 0 | 0 | 0% | 0 | 0 | 0% | Normal | 0% | 0 | 0 | 0 | [17 empty] | Commercial_Office_New_Miscellaneous_Miscellaneous_
Commercial_Office_New_Miscellaneous_Natural Gas_Miscellaneous_E9 | Commercial | Office | New | Miscellaneous | Natural Gas | Miscellaneous | E9 |  | 0% | 0% | 0% | 0 | 0 | 0 | 0 | 0 | 0 | 0 | 0 | 0% | 0 | 0 | 0% | Normal | 0% | 0 | 0 | 0 | [17 empty] | Commercial_Office_New_Miscellaneous_Miscellaneous_
Commercial_Office_New_Miscellaneous_Natural Gas_Miscellaneous_E10 | Commercial | Office | New | Miscellaneous | Natural Gas | Miscellaneous | E10 |  | 0% | 0% | 0% | 0 | 0 | 0 | 0 | 0 | 0 | 0 | 0 | 0% | 0 | 0 | 0% | Normal | 0% | 0 | 0 | 0 | [17 empty] | Commercial_Office_New_Miscellaneous_Miscellaneous_
Commercial_Retail_Existing_Space Heating_Natural Gas_Furnace_E1 | Commercial | Retail | Existing | Space Heating | Natural Gas | Furnace | E1 | AFUE 80% (Standard) | 100% | 0% | 0% | 0.12788 | 0.13397 | 0.020704 | 0 | 17 | 29 | 2019 | 2051 | 45% | 0 | 0 | 0% | Normal | 0% | 0.13238 | 0 | 0 | 400 kBtu/hr | 100000 | 0 | 0.00012 | 2.7579 | 1050 | 1100 | 170 | 0 | 2018 | 1.0149 | EIA 2018 Tech Forecast | EIA 2018 Tech Forecast | AEG BEST | 400 | kBtu/hr | 0.048 | Commercial_Retail_Existing_Space Heating_Furnace_AFUE 80% (Standard)
Commercial_Retail_Existing_Space Heating_Natural Gas_Furnace_E2 | Commercial | Retail | Existing | Space Heating | Natural Gas | Furnace | E2 | AFUE 90% | 88.93% | 0% | 0% | 0.21313 | 0.15833 | 0.021313 | 0 | 17 | 29 | 2019 | 2051 | 45% | 0 | 0 | 0% | Normal | 0% | 0.11772 | 0 | 0 | 400 kBtu/hr | 100000 | 0 | 0.00012 | 2.4525 | 1750 | 1300 | 175 | 0 | 2018 | 1.0149 | EIA 2018 Tech Forecast | EIA 2018 Tech Forecast | AEG BEST | 400 | kBtu/hr | 0.048 | Commercial_Retail_Existing_Space Heating_Furnace_AFUE 90%
Commercial_Retail_Existing_Space Heating_Natural Gas_Furnace_E3 | Commercial | Retail | Existing | Space Heating | Natural Gas | Furnace | E3 | AFUE 96% | 83.33% | 0% | 0% | 0.29839 | 0.18268 | 0.021922 | 0 | 17 | 29 | 2019 | 2051 | 45% | 0 | 0 | 0% | Normal | 0% | 0.11031 | 0 | 0 | 400 kBtu/hr | 100000 | 0 | 0.00012 | 2.2982 | 2450 | 1500 | 180 | 0 | 2018 | 1.0149 | EIA 2018 Tech Forecast | EIA 2018 Tech Forecast | AEG BEST | 400 | kBtu/hr | 0.048 | Commercial_Retail_Existing_Space Heating_Furnace_AFUE 96%
Commercial_Retail_Existing_Space Heating_Natural Gas_Furnace_E4 | Commercial | Retail | Existing | Space Heating | Natural Gas | Furnace | E4 | Convert to NG Air Source Heat Pump | 61.54% | 0% | 0% | 9.7621 | 0.13397 | 0.18341 | 0 | 10 | 20 | 2019 | 2051 | 100% | 0 | 0 | 0% | Normal | 0% | 0.081463 | 0 | 0 | 400 kBtu/hr | 100000 | 0 | 0.00012 | 1.6971 | 79158.3766 | 1086.3161 | 1487.218 | 0 | 2017 | 1.0277 | AEO 2021 - gas_eng-driven_RTHP-heat 2017 typical | AEO 2021 - gas_eng-driven_RTHP-heat 2017 typical | HP_GAS-Heating-AEO17-1 | 400 | kBtu/hr | 0.048 | Commercial_Retail_Existing_Space Heating_Furnace_Convert to NG Air Source Heat Pump
Commercial_Retail_Existing_Space Heating_Natural Gas_Furnace_E5 | Commercial | Retail | Existing | Space Heating | Natural Gas | Furnace | E5 |  | 0% | 0% | 0% | 0 | 0 | 0 | 0 | 0 | 0 | 0 | 0 | 0% | 0 | 0 | 0% | Normal | 0% | 0 | 0 | 0 | [17 empty] | Commercial_Retail_Existing_Space Heating_Furnace_
Commercial_Retail_Existing_Space Heating_Natural Gas_Furnace_E6 | Commercial | Retail | Existing | Space Heating | Natural Gas | Furnace | E6 |  | 0% | 0% | 0% | 0 | 0 | 0 | 0 | 0 | 0 | 0 | 0 | 0% | 0 | 0 | 0% | Normal | 0% | 0 | 0 | 0 | [17 empty] | Commercial_Retail_Existing_Space Heating_Furnace_
Commercial_Retail_Existing_Space Heating_Natural Gas_Furnace_E7 | Commercial | Retail | Existing | Space Heating | Natural Gas | Furnace | E7 |  | 0% | 0% | 0% | 0 | 0 | 0 | 0 | 0 | 0 | 0 | 0 | 0% | 0 | 0 | 0% | Normal | 0% | 0 | 0 | 0 | [17 empty] | Commercial_Retail_Existing_Space Heating_Furnace_
Commercial_Retail_Existing_Space Heating_Natural Gas_Furnace_E8 | Commercial | Retail | Existing | Space Heating | Natural Gas | Furnace | E8 |  | 0% | 0% | 0% | 0 | 0 | 0 | 0 | 0 | 0 | 0 | 0 | 0% | 0 | 0 | 0% | Normal | 0% | 0 | 0 | 0 | [17 empty] | Commercial_Retail_Existing_Space Heating_Furnace_
Commercial_Retail_Existing_Space Heating_Natural Gas_Furnace_E9 | Commercial | Retail | Existing | Space Heating | Natural Gas | Furnace | E9 |  | 0% | 0% | 0% | 0 | 0 | 0 | 0 | 0 | 0 | 0 | 0 | 0% | 0 | 0 | 0% | Normal | 0% | 0 | 0 | 0 | [17 empty] | Commercial_Retail_Existing_Space Heating_Furnace_
Commercial_Retail_Existing_Space Heating_Natural Gas_Furnace_E10 | Commercial | Retail | Existing | Space Heating | Natural Gas | Furnace | E10 |  | 0% | 0% | 0% | 0 | 0 | 0 | 0 | 0 | 0 | 0 | 0 | 0% | 0 | 0 | 0% | Normal | 0% | 0 | 0 | 0 | [17 empty] | Commercial_Retail_Existing_Space Heating_Furnace_
Commercial_Retail_Existing_Space Heating_Natural Gas_Boiler_E1 | Commercial | Retail | Existing | Space Heating | Natural Gas | Boiler | E1 | AFUE 80% (Standard) | 100% | 0% | 0% | 1.0109 | 0.56023 | 0.10961 | 0 | 20 | 30 | 2019 | 2051 | 100% | 0 | 0 | 0% | Normal | 0% | 0.55741 | 0 | 0 | 800 kBtu/hr | 100000 | 0 | 6e-05 | 11.1177 | 16600 | 9200 | 1800 | 0 | 2018 | 1.0149 | EIA 2018 Tech Forecast | EIA 2018 Tech Forecast | GBLR-Heating-EIA14-2014 Ref. Case-2 | 800 | kBtu/hr | 0.048 | Commercial_Retail_Existing_Space Heating_Boiler_AFUE 80% (Standard)
Commercial_Retail_Existing_Space Heating_Natural Gas_Boiler_E2 | Commercial | Retail | Existing | Space Heating | Natural Gas | Boiler | E2 | AFUE 85% | 94.12% | 0% | 0% | 1.3823 | 0.59373 | 0.10961 | 0 | 20 | 30 | 2019 | 2051 | 100% | 0 | 0 | 0% | Normal | 0% | 0.52462 | 0 | 0 | 800 kBtu/hr | 100000 | 0 | 6e-05 | 10.4638 | 22700 | 9750 | 1800 | 0 | 2018 | 1.0149 | EIA 2018 Tech Forecast | EIA 2018 Tech Forecast | GBLR-Heating-EIA14-2014 Ref. Case-5 | 800 | kBtu/hr | 0.048 | Commercial_Retail_Existing_Space Heating_Boiler_AFUE 85%
Commercial_Retail_Existing_Space Heating_Natural Gas_Boiler_E3 | Commercial | Retail | Existing | Space Heating | Natural Gas | Boiler | E3 | AFUE 97% | 82.47% | 0% | 0% | 2.2374 | 0.5519 | 0.10961 | 0 | 20 | 30 | 2019 | 2051 | 100% | 0 | 0 | 0% | Normal | 0% | 0.45972 | 0 | 0 | 800 kBtu/hr | 100000 | 0 | 6e-05 | 9.1693 | 36742.4242 | 9063.1313 | 1800 | 0 | 2018 | 1.0149 | EIA 2018 Tech Forecast | EIA 2018 Tech Forecast | GBLR-Heating-EIA14-2014 Ref. Case-6 | 800 | kBtu/hr | 0.048 | Commercial_Retail_Existing_Space Heating_Boiler_AFUE 97%
Commercial_Retail_Existing_Space Heating_Natural Gas_Boiler_E4 | Commercial | Retail | Existing | Space Heating | Natural Gas | Boiler | E4 | Convert to NG Air Source Heat Pump | 61.54% | 0% | 0% | 9.7621 | 0.56023 | 0.18341 | 0 | 10 | 20 | 2019 | 2051 | 100% | 0 | 0 | 0% | Normal | 0% | 0.34302 | 0 | 0 | 800 kBtu/hr | 100000 | 0 | 6e-05 | 6.8417 | 158316.7533 | 9085.5528 | 2974.436 | 0 | 2017 | 1.0277 | AEO 2021 - gas_eng-driven_RTHP-heat 2017 typical | AEO 2021 - gas_eng-driven_RTHP-heat 2017 typical | HP_GAS-Heating-AEO17-1 | 800 | kBtu/hr | 0.048 | Commercial_Retail_Existing_Space Heating_Boiler_Convert to NG Air Source Heat Pump
Commercial_Retail_Existing_Space Heating_Natural Gas_Boiler_E5 | Commercial | Retail | Existing | Space Heating | Natural Gas | Boiler | E5 |  | 0% | 0% | 0% | 0 | 0 | 0 | 0 | 0 | 0 | 0 | 0 | 0% | 0 | 0 | 0% | Normal | 0% | 0 | 0 | 0 | [17 empty] | Commercial_Retail_Existing_Space Heating_Boiler_
Commercial_Retail_Existing_Space Heating_Natural Gas_Boiler_E6 | Commercial | Retail | Existing | Space Heating | Natural Gas | Boiler | E6 |  | 0% | 0% | 0% | 0 | 0 | 0 | 0 | 0 | 0 | 0 | 0 | 0% | 0 | 0 | 0% | Normal | 0% | 0 | 0 | 0 | [17 empty] | Commercial_Retail_Existing_Space Heating_Boiler_
Commercial_Retail_Existing_Space Heating_Natural Gas_Boiler_E7 | Commercial | Retail | Existing | Space Heating | Natural Gas | Boiler | E7 |  | 0% | 0% | 0% | 0 | 0 | 0 | 0 | 0 | 0 | 0 | 0 | 0% | 0 | 0 | 0% | Normal | 0% | 0 | 0 | 0 | [17 empty] | Commercial_Retail_Existing_Space Heating_Boiler_
Commercial_Retail_Existing_Space Heating_Natural Gas_Boiler_E8 | Commercial | Retail | Existing | Space Heating | Natural Gas | Boiler | E8 |  | 0% | 0% | 0% | 0 | 0 | 0 | 0 | 0 | 0 | 0 | 0 | 0% | 0 | 0 | 0% | Normal | 0% | 0 | 0 | 0 | [17 empty] | Commercial_Retail_Existing_Space Heating_Boiler_
Commercial_Retail_Existing_Space Heating_Natural Gas_Boiler_E9 | Commercial | Retail | Existing | Space Heating | Natural Gas | Boiler | E9 |  | 0% | 0% | 0% | 0 | 0 | 0 | 0 | 0 | 0 | 0 | 0 | 0% | 0 | 0 | 0% | Normal | 0% | 0 | 0 | 0 | [17 empty] | Commercial_Retail_Existing_Space Heating_Boiler_
Commercial_Retail_Existing_Space Heating_Natural Gas_Boiler_E10 | Commercial | Retail | Existing | Space Heating | Natural Gas | Boiler | E10 |  | 0% | 0% | 0% | 0 | 0 | 0 | 0 | 0 | 0 | 0 | 0 | 0% | 0 | 0 | 0% | Normal | 0% | 0 | 0 | 0 | [17 empty] | Commercial_Retail_Existing_Space Heating_Boiler_
Commercial_Retail_Existing_Space Heating_Natural Gas_Unit Heater_E1 | Commercial | Retail | Existing | Space Heating | Natural Gas | Unit Heater | E1 | Standard | 100% | 0% | 0% | 0.055956 | 0 | 0 | 0 | 10 | 14 | 2019 | 2051 | 100% | 0 | 0 | 0% | Normal | 0% | 0.07566 | 0 | 0 | 125 kBtu/Hr | 100000 | 0 | 2.5994e-07 | 2328.572 | 1753.7127 | 0 | 0 | 0 | 2020 | 0.98199 | IL TRM - 4.4.12 - CI-HVC-IRHT-V02-210101 | AEG Market Research | IL TRM - 4.4.12 - CI-HVC-IRHT-V02-210101 w/ CNGC Sizing | 125 | kBtu/Hr | 3.2492e-05 | Commercial_Retail_Existing_Space Heating_Unit Heater_Standard
Commercial_Retail_Existing_Space Heating_Natural Gas_Unit Heater_E2 | Commercial | Retail | Existing | Space Heating | Natural Gas | Unit Heater | E2 | Condensing | 95.24% | 0% | 0% | 0.089587 | 0 | 0 | 0 | 10 | 14 | 2019 | 2051 | 100% | 0 | 0 | 0% | Normal | 0% | 0.072059 | 0 | 0 | 125 kBtu/Hr | 100000 | 0 | 2.5994e-07 | 2217.7386 | 2807.7404 | 0 | 0 | 0 | 2020 | 0.98199 | IL TRM - 4.4.5 - CI-HVC-CUHT-V01-190101 | ETO Measure Input Sheet - Com - Condensing Unit Heater GAS SPHT | IL TRM - 4.4.5 - CI-HVC-CUHT-V01-190101 w/ CNGC Sizing | 125 | kBtu/Hr | 3.2492e-05 | Commercial_Retail_Existing_Space Heating_Unit Heater_Condensing
Commercial_Retail_Existing_Space Heating_Natural Gas_Unit Heater_E3 | Commercial | Retail | Existing | Space Heating | Natural Gas | Unit Heater | E3 | Infrared Radiant | 85% | 0% | 0% | 0.078067 | 0 | 0 | 0 | 11 | 19 | 2019 | 2051 | 100% | 0 | 0 | 0% | Normal | 0% | 0.064311 | 0 | 0 | 125 kBtu/Hr | 100000 | 0 | 2.5994e-07 | 1979.2862 | 2446.6992 | 0 | 0 | 0 | 2020 | 0.98199 | IL TRM - 4.4.12 - CI-HVC-IRHT-V02-210101 | AEG Market Research | IL TRM - 4.4.12 - CI-HVC-IRHT-V02-210101 w/ CNGC Sizing | 125 | kBtu/Hr | 3.2492e-05 | Commercial_Retail_Existing_Space Heating_Unit Heater_Infrared Radiant
Commercial_Retail_Existing_Space Heating_Natural Gas_Unit Heater_E4 | Commercial | Retail | Existing | Space Heating | Natural Gas | Unit Heater | E4 |  | 0% | 0% | 0% | 0 | 0 | 0 | 0 | 0 | 0 | 0 | 0 | 0% | 0 | 0 | 0% | Normal | 0% | 0 | 0 | 0 | [17 empty] | Commercial_Retail_Existing_Space Heating_Unit Heater_
Commercial_Retail_Existing_Space Heating_Natural Gas_Unit Heater_E5 | Commercial | Retail | Existing | Space Heating | Natural Gas | Unit Heater | E5 |  | 0% | 0% | 0% | 0 | 0 | 0 | 0 | 0 | 0 | 0 | 0 | 0% | 0 | 0 | 0% | Normal | 0% | 0 | 0 | 0 | [17 empty] | Commercial_Retail_Existing_Space Heating_Unit Heater_
Commercial_Retail_Existing_Space Heating_Natural Gas_Unit Heater_E6 | Commercial | Retail | Existing | Space Heating | Natural Gas | Unit Heater | E6 |  | 0% | 0% | 0% | 0 | 0 | 0 | 0 | 0 | 0 | 0 | 0 | 0% | 0 | 0 | 0% | Normal | 0% | 0 | 0 | 0 | [17 empty] | Commercial_Retail_Existing_Space Heating_Unit Heater_
Commercial_Retail_Existing_Space Heating_Natural Gas_Unit Heater_E7 | Commercial | Retail | Existing | Space Heating | Natural Gas | Unit Heater | E7 |  | 0% | 0% | 0% | 0 | 0 | 0 | 0 | 0 | 0 | 0 | 0 | 0% | 0 | 0 | 0% | Normal | 0% | 0 | 0 | 0 | [17 empty] | Commercial_Retail_Existing_Space Heating_Unit Heater_
Commercial_Retail_Existing_Space Heating_Natural Gas_Unit Heater_E8 | Commercial | Retail | Existing | Space Heating | Natural Gas | Unit Heater | E8 |  | 0% | 0% | 0% | 0 | 0 | 0 | 0 | 0 | 0 | 0 | 0 | 0% | 0 | 0 | 0% | Normal | 0% | 0 | 0 | 0 | [17 empty] | Commercial_Retail_Existing_Space Heating_Unit Heater_
Commercial_Retail_Existing_Space Heating_Natural Gas_Unit Heater_E9 | Commercial | Retail | Existing | Space Heating | Natural Gas | Unit Heater | E9 |  | 0% | 0% | 0% | 0 | 0 | 0 | 0 | 0 | 0 | 0 | 0 | 0% | 0 | 0 | 0% | Normal | 0% | 0 | 0 | 0 | [17 empty] | Commercial_Retail_Existing_Space Heating_Unit Heater_
Commercial_Retail_Existing_Space Heating_Natural Gas_Unit Heater_E10 | Commercial | Retail | Existing | Space Heating | Natural Gas | Unit Heater | E10 |  | 0% | 0% | 0% | 0 | 0 | 0 | 0 | 0 | 0 | 0 | 0 | 0% | 0 | 0 | 0% | Normal | 0% | 0 | 0 | 0 | [17 empty] | Commercial_Retail_Existing_Space Heating_Unit Heater_
Commercial_Retail_Existing_Water Heating_Natural Gas_Water Heater_E1 | Commercial | Retail | Existing | Water Heating | Natural Gas | Water Heater | E1 | TE 80% | 100% | 0% | 0% | 0.11839 | 0 | 0.0075858 | 0 | 8 | 12 | 2019 | 2051 | 100% | 0 | 0 | 0% | Normal | 0% | 0.18004 | 0 | 0 | 1 kBtu/hr | 100000 | 0 | 0.0043937 | 40.471 | 26.22 | 0 | 1.68 | 0 | 2017 | 1.0277 | AEO 2021 - gas_water_heater 2017 standard | AEO 2021 - gas_water_heater 2017 standard | DHW_WH-Water Heating-PG&E-R7-14 | 1 | kBtu/hr | 0.0043937 | Commercial_Retail_Existing_Water Heating_Water Heater_TE 80%
Commercial_Retail_Existing_Water Heating_Natural Gas_Water Heater_E2 | Commercial | Retail | Existing | Water Heating | Natural Gas | Water Heater | E2 | TE 81% | 98.77% | 0% | 0% | 0.11835 | 0 | 0.0075858 | 0 | 8 | 12 | 2019 | 2051 | 100% | 0 | 0 | 0% | Normal | 0% | 0.17782 | 0 | 0 | 1 kBtu/hr | 100000 | 0 | 0.0043937 | 39.9714 | 26.21 | 0 | 1.68 | 0 | 2017 | 1.0277 | AEO 2021 - gas_water_heater 2017 typical | AEO 2021 - gas_water_heater 2017 typical | DHW_WH-Water Heating-PG&E-R7-14 | 1 | kBtu/hr | 0.0043937 | Commercial_Retail_Existing_Water Heating_Water Heater_TE 81%
Commercial_Retail_Existing_Water Heating_Natural Gas_Water Heater_E3 | Commercial | Retail | Existing | Water Heating | Natural Gas | Water Heater | E3 | TE 88% | 90.91% | 0% | 0% | 0.12532 | 0 | 0.0070666 | 0 | 8 | 12 | 2019 | 2051 | 100% | 0 | 0 | 0% | Normal | 0% | 0.16367 | 0 | 0 | 1 kBtu/hr | 100000 | 0 | 0.0043937 | 36.7918 | 27.755 | 0 | 1.565 | 0 | 2017 | 1.0277 | AEO 2021 - gas_water_heater 2017 ENERGY STAR | AEO 2021 - gas_water_heater 2017 ENERGY STAR | DHW_WH-Water Heating-PG&E-R7-14 | 1 | kBtu/hr | 0.0043937 | Commercial_Retail_Existing_Water Heating_Water Heater_TE 88%
Commercial_Retail_Existing_Water Heating_Natural Gas_Water Heater_E4 | Commercial | Retail | Existing | Water Heating | Natural Gas | Water Heater | E4 | TE 94% | 85.11% | 0% | 0% | 0.1323 | 0 | 0.0065473 | 0 | 8 | 12 | 2019 | 2051 | 100% | 0 | 0 | 0% | Normal | 0% | 0.15322 | 0 | 0 | 1 kBtu/hr | 100000 | 0 | 0.0043937 | 34.4434 | 29.3 | 0 | 1.45 | 0 | 2017 | 1.0277 | AEO 2021 - gas_water_heater 2017 ENERGY STAR | AEO 2021 - gas_water_heater 2017 ENERGY STAR | DHW_WH-Water Heating-PG&E-R7-14 | 1 | kBtu/hr | 0.0043937 | Commercial_Retail_Existing_Water Heating_Water Heater_TE 94%
Commercial_Retail_Existing_Water Heating_Natural Gas_Water Heater_E5 | Commercial | Retail | Existing | Water Heating | Natural Gas | Water Heater | E5 | TE 96% | 83.33% | 0% | 0% | 0.13512 | 0 | 0.0066866 | 0 | 8 | 12 | 2019 | 2051 | 100% | 0 | 0 | 0% | Normal | 0% | 0.15003 | 0 | 0 | 1 kBtu/hr | 100000 | 0 | 0.0043937 | 33.7259 | 29.9234 | 0 | 1.4809 | 0 | 2017 | 1.0277 | AEO 2021 - gas_water_heater 2017 ENERGY STAR | AEO 2021 - gas_water_heater 2017 ENERGY STAR | DHW_WH-Water Heating-PG&E-R7-14 | 1 | kBtu/hr | 0.0043937 | Commercial_Retail_Existing_Water Heating_Water Heater_TE 96%
Commercial_Retail_Existing_Water Heating_Natural Gas_Water Heater_E6 | Commercial | Retail | Existing | Water Heating | Natural Gas | Water Heater | E6 | Tankless | 81.63% | 0% | 0% | 0.14613 | 0 | 0.0015306 | 0 | 8 | 12 | 2019 | 2051 | 100% | 0 | 0 | 0% | Normal | 0% | 0.14697 | 0 | 0 | 1 kBtu/hr | 100000 | 0 | 0.0043937 | 33.0376 | 32.3633 | 0 | 0.33898 | 0 | 2017 | 1.0277 | EIA Ref. Case 2018 - Gas Tankless High Eff. | EIA Ref. Case 2018 - Gas Tankless High Eff. | DHW_WH-Water Heating-NMTRM-2016-7 | 1 | kBtu/hr | 0.0043937 | Commercial_Retail_Existing_Water Heating_Water Heater_Tankless
Commercial_Retail_Existing_Water Heating_Natural Gas_Water Heater_E7 | Commercial | Retail | Existing | Water Heating | Natural Gas | Water Heater | E7 | Gas-Fired Absorption HPWH | 75.47% | 0% | 0% | 0.24329 | 0 | 0 | 0 | 10 | 16 | 2019 | 2051 | 100% | 0 | 0 | 0% | Normal | 0% | 0.13588 | 0 | 0 | 1 kBtu/hr | 100000 | 0 | 0.0043937 | 30.5442 | 56.3879 | 0 | 0 | 0 | 2020 | 0.98199 | DHW_WH-Water Heating-DOE-2014-2 | NEEA Report #E20-309, Robur Heat Pump Field Trial. March 11, 2020. | Engineering Calculation and NEEA Report #E20-309, Robur Heat Pump Field Trial. March 11, 2020. | 1 | kBtu/hr | 0.0043937 | Commercial_Retail_Existing_Water Heating_Water Heater_Gas-Fired Absorption HPWH
Commercial_Retail_Existing_Water Heating_Natural Gas_Water Heater_E8 | Commercial | Retail | Existing | Water Heating | Natural Gas | Water Heater | E8 |  | 0% | 0% | 0% | 0 | 0 | 0 | 0 | 0 | 0 | 0 | 0 | 0% | 0 | 0 | 0% | Normal | 0% | 0 | 0 | 0 | [17 empty] | Commercial_Retail_Existing_Water Heating_Water Heater_
Commercial_Retail_Existing_Water Heating_Natural Gas_Water Heater_E9 | Commercial | Retail | Existing | Water Heating | Natural Gas | Water Heater | E9 |  | 0% | 0% | 0% | 0 | 0 | 0 | 0 | 0 | 0 | 0 | 0 | 0% | 0 | 0 | 0% | Normal | 0% | 0 | 0 | 0 | [17 empty] | Commercial_Retail_Existing_Water Heating_Water Heater_
Commercial_Retail_Existing_Water Heating_Natural Gas_Water Heater_E10 | Commercial | Retail | Existing | Water Heating | Natural Gas | Water Heater | E10 |  | 0% | 0% | 0% | 0 | 0 | 0 | 0 | 0 | 0 | 0 | 0 | 0% | 0 | 0 | 0% | Normal | 0% | 0 | 0 | 0 | [17 empty] | Commercial_Retail_Existing_Water Heating_Water Heater_
Commercial_Retail_Existing_Food Preparation_Natural Gas_Oven_E1 | Commercial | Retail | Existing | Food Preparation | Natural Gas | Oven | E1 | Standard | 100% | 0% | 0% | 3.4375 | 0.0725 | 0 | 0 | 10 | 14 | 2019 | 2051 | 100% | 0 | 0 | 0% | Normal | 0% | 0.36131 | 0 | 0 | 1 unit | 100000 | 0 | 0.00044419 | 813.4143 | 7112 | 150 | 0 | 0 | 2013 | 1.0881 | IL TRM - 4.2.1 - CI-FSE-CBOV-V02-160601 | ETO Measure Input Sheet - Com - Gas Convection Oven | IL TRM - 4.2.1 - CI-FSE-CBOV-V02-160601 | 1 | unit | 0.00044419 | Commercial_Retail_Existing_Food Preparation_Oven_Standard
Commercial_Retail_Existing_Food Preparation_Natural Gas_Oven_E2 | Commercial | Retail | Existing | Food Preparation | Natural Gas | Oven | E2 | ENERGY STAR (>44% Baking Efficiency) | 86.89% | 0% | 0% | 3.625 | 0.0725 | 0 | 0 | 10 | 14 | 2019 | 2051 | 100% | 0 | 0 | 0% | Normal | 0% | 0.31393 | 0 | 0 | 1 unit | 100000 | 0 | 0.00044419 | 706.739 | 7500 | 150 | 0 | 0 | 2013 | 1.0881 | IL TRM - 4.2.1 - CI-FSE-CBOV-V02-160601 | EIA 2018 Tech Forecast | ETO Measure Input Sheet | 1 | unit | 0.00044419 | Commercial_Retail_Existing_Food Preparation_Oven_ENERGY STAR (>44% Baking Efficiency)
Commercial_Retail_Existing_Food Preparation_Natural Gas_Oven_E3 | Commercial | Retail | Existing | Food Preparation | Natural Gas | Oven | E3 |  | 0% | 0% | 0% | 0 | 0 | 0 | 0 | 0 | 0 | 0 | 0 | 0% | 0 | 0 | 0% | Normal | 0% | 0 | 0 | 0 | [17 empty] | Commercial_Retail_Existing_Food Preparation_Oven_
Commercial_Retail_Existing_Food Preparation_Natural Gas_Oven_E4 | Commercial | Retail | Existing | Food Preparation | Natural Gas | Oven | E4 |  | 0% | 0% | 0% | 0 | 0 | 0 | 0 | 0 | 0 | 0 | 0 | 0% | 0 | 0 | 0% | Normal | 0% | 0 | 0 | 0 | [17 empty] | Commercial_Retail_Existing_Food Preparation_Oven_
Commercial_Retail_Existing_Food Preparation_Natural Gas_Oven_E5 | Commercial | Retail | Existing | Food Preparation | Natural Gas | Oven | E5 |  | 0% | 0% | 0% | 0 | 0 | 0 | 0 | 0 | 0 | 0 | 0 | 0% | 0 | 0 | 0% | Normal | 0% | 0 | 0 | 0 | [17 empty] | Commercial_Retail_Existing_Food Preparation_Oven_
Commercial_Retail_Existing_Food Preparation_Natural Gas_Oven_E6 | Commercial | Retail | Existing | Food Preparation | Natural Gas | Oven | E6 |  | 0% | 0% | 0% | 0 | 0 | 0 | 0 | 0 | 0 | 0 | 0 | 0% | 0 | 0 | 0% | Normal | 0% | 0 | 0 | 0 | [17 empty] | Commercial_Retail_Existing_Food Preparation_Oven_
Commercial_Retail_Existing_Food Preparation_Natural Gas_Oven_E7 | Commercial | Retail | Existing | Food Preparation | Natural Gas | Oven | E7 |  | 0% | 0% | 0% | 0 | 0 | 0 | 0 | 0 | 0 | 0 | 0 | 0% | 0 | 0 | 0% | Normal | 0% | 0 | 0 | 0 | [17 empty] | Commercial_Retail_Existing_Food Preparation_Oven_
Commercial_Retail_Existing_Food Preparation_Natural Gas_Oven_E8 | Commercial | Retail | Existing | Food Preparation | Natural Gas | Oven | E8 |  | 0% | 0% | 0% | 0 | 0 | 0 | 0 | 0 | 0 | 0 | 0 | 0% | 0 | 0 | 0% | Normal | 0% | 0 | 0 | 0 | [17 empty] | Commercial_Retail_Existing_Food Preparation_Oven_
Commercial_Retail_Existing_Food Preparation_Natural Gas_Oven_E9 | Commercial | Retail | Existing | Food Preparation | Natural Gas | Oven | E9 |  | 0% | 0% | 0% | 0 | 0 | 0 | 0 | 0 | 0 | 0 | 0 | 0% | 0 | 0 | 0% | Normal | 0% | 0 | 0 | 0 | [17 empty] | Commercial_Retail_Existing_Food Preparation_Oven_
Commercial_Retail_Existing_Food Preparation_Natural Gas_Oven_E10 | Commercial | Retail | Existing | Food Preparation | Natural Gas | Oven | E10 |  | 0% | 0% | 0% | 0 | 0 | 0 | 0 | 0 | 0 | 0 | 0 | 0% | 0 | 0 | 0% | Normal | 0% | 0 | 0 | 0 | [17 empty] | Commercial_Retail_Existing_Food Preparation_Oven_
Commercial_Retail_Existing_Food Preparation_Natural Gas_Conveyor Oven_E1 | Commercial | Retail | Existing | Food Preparation | Natural Gas | Conveyor Oven | E1 | Standard | 100% | 0% | 0% | 2.4638 | 0 | 0 | 0 | 15 | 19 | 2019 | 2051 | 100% | 0 | 0 | 0% | Normal | 0% | 0.66441 | 0 | 0 | 1 unit | 100000 | 0 | 0.00023026 | 2885.475 | 10177 | 0 | 0 | 0 | 2015 | 1.0514 | IL TRM - 4.2.4 - CI-FSE-CVOV-V02-180101 | PGE Workpaper, PGECOFST117 R5, 2015 | MN TRM 3.1 - Gas Conveyor Oven v1.1 | 1 | unit | 0.00023026 | Commercial_Retail_Existing_Food Preparation_Conveyor Oven_Standard
Commercial_Retail_Existing_Food Preparation_Natural Gas_Conveyor Oven_E2 | Commercial | Retail | Existing | Food Preparation | Natural Gas | Conveyor Oven | E2 | Efficient (>44% Baking Efficiency) | 76.02% | 0% | 0% | 3.0037 | 0 | 0 | 0 | 15 | 19 | 2019 | 2051 | 100% | 0 | 0 | 0% | Normal | 0% | 0.50506 | 0 | 0 | 1 unit | 100000 | 0 | 0.00023026 | 2193.4093 | 12407 | 0 | 0 | 0 | 2015 | 1.0514 | IL TRM - 4.2.4 - CI-FSE-CVOV-V02-180101 | PGE Workpaper, PGECOFST117 R5, 2015 | MN TRM 3.1 - Gas Conveyor Oven v1.1 | 1 | unit | 0.00023026 | Commercial_Retail_Existing_Food Preparation_Conveyor Oven_Efficient (>44% Baking Efficiency)
Commercial_Retail_Existing_Food Preparation_Natural Gas_Conveyor Oven_E3 | Commercial | Retail | Existing | Food Preparation | Natural Gas | Conveyor Oven | E3 |  | 0% | 0% | 0% | 0 | 0 | 0 | 0 | 0 | 0 | 0 | 0 | 0% | 0 | 0 | 0% | Normal | 0% | 0 | 0 | 0 | [17 empty] | Commercial_Retail_Existing_Food Preparation_Conveyor Oven_
Commercial_Retail_Existing_Food Preparation_Natural Gas_Conveyor Oven_E4 | Commercial | Retail | Existing | Food Preparation | Natural Gas | Conveyor Oven | E4 |  | 0% | 0% | 0% | 0 | 0 | 0 | 0 | 0 | 0 | 0 | 0 | 0% | 0 | 0 | 0% | Normal | 0% | 0 | 0 | 0 | [17 empty] | Commercial_Retail_Existing_Food Preparation_Conveyor Oven_
Commercial_Retail_Existing_Food Preparation_Natural Gas_Conveyor Oven_E5 | Commercial | Retail | Existing | Food Preparation | Natural Gas | Conveyor Oven | E5 |  | 0% | 0% | 0% | 0 | 0 | 0 | 0 | 0 | 0 | 0 | 0 | 0% | 0 | 0 | 0% | Normal | 0% | 0 | 0 | 0 | [17 empty] | Commercial_Retail_Existing_Food Preparation_Conveyor Oven_
Commercial_Retail_Existing_Food Preparation_Natural Gas_Conveyor Oven_E6 | Commercial | Retail | Existing | Food Preparation | Natural Gas | Conveyor Oven | E6 |  | 0% | 0% | 0% | 0 | 0 | 0 | 0 | 0 | 0 | 0 | 0 | 0% | 0 | 0 | 0% | Normal | 0% | 0 | 0 | 0 | [17 empty] | Commercial_Retail_Existing_Food Preparation_Conveyor Oven_
Commercial_Retail_Existing_Food Preparation_Natural Gas_Conveyor Oven_E7 | Commercial | Retail | Existing | Food Preparation | Natural Gas | Conveyor Oven | E7 |  | 0% | 0% | 0% | 0 | 0 | 0 | 0 | 0 | 0 | 0 | 0 | 0% | 0 | 0 | 0% | Normal | 0% | 0 | 0 | 0 | [17 empty] | Commercial_Retail_Existing_Food Preparation_Conveyor Oven_
Commercial_Retail_Existing_Food Preparation_Natural Gas_Conveyor Oven_E8 | Commercial | Retail | Existing | Food Preparation | Natural Gas | Conveyor Oven | E8 |  | 0% | 0% | 0% | 0 | 0 | 0 | 0 | 0 | 0 | 0 | 0 | 0% | 0 | 0 | 0% | Normal | 0% | 0 | 0 | 0 | [17 empty] | Commercial_Retail_Existing_Food Preparation_Conveyor Oven_
Commercial_Retail_Existing_Food Preparation_Natural Gas_Conveyor Oven_E9 | Commercial | Retail | Existing | Food Preparation | Natural Gas | Conveyor Oven | E9 |  | 0% | 0% | 0% | 0 | 0 | 0 | 0 | 0 | 0 | 0 | 0 | 0% | 0 | 0 | 0% | Normal | 0% | 0 | 0 | 0 | [17 empty] | Commercial_Retail_Existing_Food Preparation_Conveyor Oven_
Commercial_Retail_Existing_Food Preparation_Natural Gas_Conveyor Oven_E10 | Commercial | Retail | Existing | Food Preparation | Natural Gas | Conveyor Oven | E10 |  | 0% | 0% | 0% | 0 | 0 | 0 | 0 | 0 | 0 | 0 | 0 | 0% | 0 | 0 | 0% | Normal | 0% | 0 | 0 | 0 | [17 empty] | Commercial_Retail_Existing_Food Preparation_Conveyor Oven_
Commercial_Retail_Existing_Food Preparation_Natural Gas_Double Rack Oven_E1 | Commercial | Retail | Existing | Food Preparation | Natural Gas | Double Rack Oven | E1 | Standard | 100% | 0% | 0% | 3.6233 | 0 | 0 | 0 | 10 | 14 | 2019 | 2051 | 100% | 0 | 0 | 0% | Normal | 0% | 1.1841 | 0 | 0 | 1 unit | 100000 | 0 | 0.0002788 | 4247.1 | 12513 | 0 | 0 | 0 | 2016 | 1.0386 | IL TRM - 4.2.18 - CI-FSE-RKOV-VO2-180101 | PGE Workpaper, PGECOFST109 R6, 2016 | IL TRM - 4.2.18 - CI-FSE-RKOV-VO2-180101 | 1 | unit | 0.0002788 | Commercial_Retail_Existing_Food Preparation_Double Rack Oven_Standard
Commercial_Retail_Existing_Food Preparation_Natural Gas_Double Rack Oven_E2 | Commercial | Retail | Existing | Food Preparation | Natural Gas | Double Rack Oven | E2 | FTSC Qualified (>50% Cooking Efficiency) | 54.55% | 0% | 0% | 4.8187 | 0 | 0 | 0 | 10 | 14 | 2019 | 2051 | 100% | 0 | 0 | 0% | Normal | 0% | 0.64586 | 0 | 0 | 1 unit | 100000 | 0 | 0.0002788 | 2316.6 | 16641 | 0 | 0 | 0 | 2016 | 1.0386 | IL TRM - 4.2.18 - CI-FSE-RKOV-VO2-180101 | PGE Workpaper, PGECOFST109 R6, 2016 | IL TRM - 4.2.18 - CI-FSE-RKOV-VO2-180101 | 1 | unit | 0.0002788 | Commercial_Retail_Existing_Food Preparation_Double Rack Oven_FTSC Qualified (>50% Cooking Efficiency)
Commercial_Retail_Existing_Food Preparation_Natural Gas_Double Rack Oven_E3 | Commercial | Retail | Existing | Food Preparation | Natural Gas | Double Rack Oven | E3 |  | 0% | 0% | 0% | 0 | 0 | 0 | 0 | 0 | 0 | 0 | 0 | 0% | 0 | 0 | 0% | Normal | 0% | 0 | 0 | 0 | [17 empty] | Commercial_Retail_Existing_Food Preparation_Double Rack Oven_
Commercial_Retail_Existing_Food Preparation_Natural Gas_Double Rack Oven_E4 | Commercial | Retail | Existing | Food Preparation | Natural Gas | Double Rack Oven | E4 |  | 0% | 0% | 0% | 0 | 0 | 0 | 0 | 0 | 0 | 0 | 0 | 0% | 0 | 0 | 0% | Normal | 0% | 0 | 0 | 0 | [17 empty] | Commercial_Retail_Existing_Food Preparation_Double Rack Oven_
Commercial_Retail_Existing_Food Preparation_Natural Gas_Double Rack Oven_E5 | Commercial | Retail | Existing | Food Preparation | Natural Gas | Double Rack Oven | E5 |  | 0% | 0% | 0% | 0 | 0 | 0 | 0 | 0 | 0 | 0 | 0 | 0% | 0 | 0 | 0% | Normal | 0% | 0 | 0 | 0 | [17 empty] | Commercial_Retail_Existing_Food Preparation_Double Rack Oven_
Commercial_Retail_Existing_Food Preparation_Natural Gas_Double Rack Oven_E6 | Commercial | Retail | Existing | Food Preparation | Natural Gas | Double Rack Oven | E6 |  | 0% | 0% | 0% | 0 | 0 | 0 | 0 | 0 | 0 | 0 | 0 | 0% | 0 | 0 | 0% | Normal | 0% | 0 | 0 | 0 | [17 empty] | Commercial_Retail_Existing_Food Preparation_Double Rack Oven_
Commercial_Retail_Existing_Food Preparation_Natural Gas_Double Rack Oven_E7 | Commercial | Retail | Existing | Food Preparation | Natural Gas | Double Rack Oven | E7 |  | 0% | 0% | 0% | 0 | 0 | 0 | 0 | 0 | 0 | 0 | 0 | 0% | 0 | 0 | 0% | Normal | 0% | 0 | 0 | 0 | [17 empty] | Commercial_Retail_Existing_Food Preparation_Double Rack Oven_
Commercial_Retail_Existing_Food Preparation_Natural Gas_Double Rack Oven_E8 | Commercial | Retail | Existing | Food Preparation | Natural Gas | Double Rack Oven | E8 |  | 0% | 0% | 0% | 0 | 0 | 0 | 0 | 0 | 0 | 0 | 0 | 0% | 0 | 0 | 0% | Normal | 0% | 0 | 0 | 0 | [17 empty] | Commercial_Retail_Existing_Food Preparation_Double Rack Oven_
Commercial_Retail_Existing_Food Preparation_Natural Gas_Double Rack Oven_E9 | Commercial | Retail | Existing | Food Preparation | Natural Gas | Double Rack Oven | E9 |  | 0% | 0% | 0% | 0 | 0 | 0 | 0 | 0 | 0 | 0 | 0 | 0% | 0 | 0 | 0% | Normal | 0% | 0 | 0 | 0 | [17 empty] | Commercial_Retail_Existing_Food Preparation_Double Rack Oven_
Commercial_Retail_Existing_Food Preparation_Natural Gas_Double Rack Oven_E10 | Commercial | Retail | Existing | Food Preparation | Natural Gas | Double Rack Oven | E10 |  | 0% | 0% | 0% | 0 | 0 | 0 | 0 | 0 | 0 | 0 | 0 | 0% | 0 | 0 | 0% | Normal | 0% | 0 | 0 | 0 | [17 empty] | Commercial_Retail_Existing_Food Preparation_Double Rack Oven_
Commercial_Retail_Existing_Food Preparation_Natural Gas_Fryer_E1 | Commercial | Retail | Existing | Food Preparation | Natural Gas | Fryer | E1 | Standard | 100% | 0% | 0% | 1.8588 | 0 | 0 | 0 | 4 | 7 | 2019 | 2021 | 100% | 0 | 0 | 0% | Normal | 0% | 0.59958 | 0 | 0 | 1 unit | 100000 | 0 | 0.00052953 | 1132.275 | 3379.7321 | 0 | 0 | 0 | 2016 | 1.0386 | RTF Wkbk - ComCookingFryer_v3_3 | RTF Wkbk - ComCookingFryer_v3_3 | RTF Wkbk - ComCookingFryer_v3_3 | 1 | unit | 0.00052953 | Commercial_Retail_Existing_Food Preparation_Fryer_Standard
Commercial_Retail_Existing_Food Preparation_Natural Gas_Fryer_E2 | Commercial | Retail | Existing | Food Preparation | Natural Gas | Fryer | E2 | ENERGY STAR | 61.29% | 0% | 0% | 2.3365 | 0 | 0 | 0 | 4 | 7 | 2019 | 2051 | 100% | 0 | 0 | 0% | Normal | 0% | 0.36748 | 0 | 0 | 1 unit | 100000 | 0 | 0.00052953 | 693.975 | 4248.3333 | 0 | 0 | 0 | 2016 | 1.0386 | RTF Wkbk - ComCookingFryer_v3_3 | RTF Wkbk - ComCookingFryer_v3_3 | RTF Wkbk - ComCookingFryer_v3_3 | 1 | unit | 0.00052953 | Commercial_Retail_Existing_Food Preparation_Fryer_ENERGY STAR
Commercial_Retail_Existing_Food Preparation_Natural Gas_Fryer_E3 | Commercial | Retail | Existing | Food Preparation | Natural Gas | Fryer | E3 |  | 0% | 0% | 0% | 0 | 0 | 0 | 0 | 0 | 0 | 0 | 0 | 0% | 0 | 0 | 0% | Normal | 0% | 0 | 0 | 0 | [17 empty] | Commercial_Retail_Existing_Food Preparation_Fryer_
Commercial_Retail_Existing_Food Preparation_Natural Gas_Fryer_E4 | Commercial | Retail | Existing | Food Preparation | Natural Gas | Fryer | E4 |  | 0% | 0% | 0% | 0 | 0 | 0 | 0 | 0 | 0 | 0 | 0 | 0% | 0 | 0 | 0% | Normal | 0% | 0 | 0 | 0 | [17 empty] | Commercial_Retail_Existing_Food Preparation_Fryer_
Commercial_Retail_Existing_Food Preparation_Natural Gas_Fryer_E5 | Commercial | Retail | Existing | Food Preparation | Natural Gas | Fryer | E5 |  | 0% | 0% | 0% | 0 | 0 | 0 | 0 | 0 | 0 | 0 | 0 | 0% | 0 | 0 | 0% | Normal | 0% | 0 | 0 | 0 | [17 empty] | Commercial_Retail_Existing_Food Preparation_Fryer_
Commercial_Retail_Existing_Food Preparation_Natural Gas_Fryer_E6 | Commercial | Retail | Existing | Food Preparation | Natural Gas | Fryer | E6 |  | 0% | 0% | 0% | 0 | 0 | 0 | 0 | 0 | 0 | 0 | 0 | 0% | 0 | 0 | 0% | Normal | 0% | 0 | 0 | 0 | [17 empty] | Commercial_Retail_Existing_Food Preparation_Fryer_
Commercial_Retail_Existing_Food Preparation_Natural Gas_Fryer_E7 | Commercial | Retail | Existing | Food Preparation | Natural Gas | Fryer | E7 |  | 0% | 0% | 0% | 0 | 0 | 0 | 0 | 0 | 0 | 0 | 0 | 0% | 0 | 0 | 0% | Normal | 0% | 0 | 0 | 0 | [17 empty] | Commercial_Retail_Existing_Food Preparation_Fryer_
Commercial_Retail_Existing_Food Preparation_Natural Gas_Fryer_E8 | Commercial | Retail | Existing | Food Preparation | Natural Gas | Fryer | E8 |  | 0% | 0% | 0% | 0 | 0 | 0 | 0 | 0 | 0 | 0 | 0 | 0% | 0 | 0 | 0% | Normal | 0% | 0 | 0 | 0 | [17 empty] | Commercial_Retail_Existing_Food Preparation_Fryer_
Commercial_Retail_Existing_Food Preparation_Natural Gas_Fryer_E9 | Commercial | Retail | Existing | Food Preparation | Natural Gas | Fryer | E9 |  | 0% | 0% | 0% | 0 | 0 | 0 | 0 | 0 | 0 | 0 | 0 | 0% | 0 | 0 | 0% | Normal | 0% | 0 | 0 | 0 | [17 empty] | Commercial_Retail_Existing_Food Preparation_Fryer_
Commercial_Retail_Existing_Food Preparation_Natural Gas_Fryer_E10 | Commercial | Retail | Existing | Food Preparation | Natural Gas | Fryer | E10 |  | 0% | 0% | 0% | 0 | 0 | 0 | 0 | 0 | 0 | 0 | 0 | 0% | 0 | 0 | 0% | Normal | 0% | 0 | 0 | 0 | [17 empty] | Commercial_Retail_Existing_Food Preparation_Fryer_
Commercial_Retail_Existing_Food Preparation_Natural Gas_Broiler_E1 | Commercial | Retail | Existing | Food Preparation | Natural Gas | Broiler | E1 | Standard | 100% | 0% | 0% | 2.7447 | 0 | 0 | 0 | 10 | 14 | 2019 | 2051 | 100% | 0 | 0 | 0% | Normal | 0% | 0.6538 | 0 | 0 | 1 unit | 100000 | 0 | 0.00097194 | 672.672 | 2500 | 0 | 0 | 0 | 2011 | 1.1296 | IL TRM - 4.2.14 - CI-FSE-IRBL-V02-180101 | Estimate | IL TRM - 4.2.14 - CI-FSE-IRBL-V02-180101 | 1 | unit | 0.00097194 | Commercial_Retail_Existing_Food Preparation_Broiler_Standard
Commercial_Retail_Existing_Food Preparation_Natural Gas_Broiler_E2 | Commercial | Retail | Existing | Food Preparation | Natural Gas | Broiler | E2 | Infrared Burners | 64.29% | 0% | 0% | 3.8426 | 0 | 0 | 0 | 10 | 14 | 2019 | 2051 | 100% | 0 | 0 | 0% | Normal | 0% | 0.4203 | 0 | 0 | 1 unit | 100000 | 0 | 0.00097194 | 432.432 | 3500 | 0 | 0 | 0 | 2011 | 1.1296 | IL TRM - 4.2.14 - CI-FSE-IRBL-V02-180101 | IL TRM - 4.2.14 - CI-FSE-IRBL-V02-180101 | IL TRM - 4.2.14 - CI-FSE-IRBL-V02-180101 | 1 | unit | 0.00097194 | Commercial_Retail_Existing_Food Preparation_Broiler_Infrared Burners
Commercial_Retail_Existing_Food Preparation_Natural Gas_Broiler_E3 | Commercial | Retail | Existing | Food Preparation | Natural Gas | Broiler | E3 |  | 0% | 0% | 0% | 0 | 0 | 0 | 0 | 0 | 0 | 0 | 0 | 0% | 0 | 0 | 0% | Normal | 0% | 0 | 0 | 0 | [17 empty] | Commercial_Retail_Existing_Food Preparation_Broiler_
Commercial_Retail_Existing_Food Preparation_Natural Gas_Broiler_E4 | Commercial | Retail | Existing | Food Preparation | Natural Gas | Broiler | E4 |  | 0% | 0% | 0% | 0 | 0 | 0 | 0 | 0 | 0 | 0 | 0 | 0% | 0 | 0 | 0% | Normal | 0% | 0 | 0 | 0 | [17 empty] | Commercial_Retail_Existing_Food Preparation_Broiler_
Commercial_Retail_Existing_Food Preparation_Natural Gas_Broiler_E5 | Commercial | Retail | Existing | Food Preparation | Natural Gas | Broiler | E5 |  | 0% | 0% | 0% | 0 | 0 | 0 | 0 | 0 | 0 | 0 | 0 | 0% | 0 | 0 | 0% | Normal | 0% | 0 | 0 | 0 | [17 empty] | Commercial_Retail_Existing_Food Preparation_Broiler_
Commercial_Retail_Existing_Food Preparation_Natural Gas_Broiler_E6 | Commercial | Retail | Existing | Food Preparation | Natural Gas | Broiler | E6 |  | 0% | 0% | 0% | 0 | 0 | 0 | 0 | 0 | 0 | 0 | 0 | 0% | 0 | 0 | 0% | Normal | 0% | 0 | 0 | 0 | [17 empty] | Commercial_Retail_Existing_Food Preparation_Broiler_
Commercial_Retail_Existing_Food Preparation_Natural Gas_Broiler_E7 | Commercial | Retail | Existing | Food Preparation | Natural Gas | Broiler | E7 |  | 0% | 0% | 0% | 0 | 0 | 0 | 0 | 0 | 0 | 0 | 0 | 0% | 0 | 0 | 0% | Normal | 0% | 0 | 0 | 0 | [17 empty] | Commercial_Retail_Existing_Food Preparation_Broiler_
Commercial_Retail_Existing_Food Preparation_Natural Gas_Broiler_E8 | Commercial | Retail | Existing | Food Preparation | Natural Gas | Broiler | E8 |  | 0% | 0% | 0% | 0 | 0 | 0 | 0 | 0 | 0 | 0 | 0 | 0% | 0 | 0 | 0% | Normal | 0% | 0 | 0 | 0 | [17 empty] | Commercial_Retail_Existing_Food Preparation_Broiler_
Commercial_Retail_Existing_Food Preparation_Natural Gas_Broiler_E9 | Commercial | Retail | Existing | Food Preparation | Natural Gas | Broiler | E9 |  | 0% | 0% | 0% | 0 | 0 | 0 | 0 | 0 | 0 | 0 | 0 | 0% | 0 | 0 | 0% | Normal | 0% | 0 | 0 | 0 | [17 empty] | Commercial_Retail_Existing_Food Preparation_Broiler_
Commercial_Retail_Existing_Food Preparation_Natural Gas_Broiler_E10 | Commercial | Retail | Existing | Food Preparation | Natural Gas | Broiler | E10 |  | 0% | 0% | 0% | 0 | 0 | 0 | 0 | 0 | 0 | 0 | 0 | 0% | 0 | 0 | 0% | Normal | 0% | 0 | 0 | 0 | [17 empty] | Commercial_Retail_Existing_Food Preparation_Broiler_
Commercial_Retail_Existing_Food Preparation_Natural Gas_Griddle_E1 | Commercial | Retail | Existing | Food Preparation | Natural Gas | Griddle | E1 | Standard | 100% | 0% | 0% | 1.8353 | 0 | 0 | 0 | 10 | 14 | 2019 | 2051 | 100% | 0 | 0 | 0% | Normal | 0% | 0.40345 | 0 | 0 | 1 unit | 100000 | 0 | 0.00032751 | 1231.891 | 5150 | 0 | 0 | 0 | 2013 | 1.0881 | IL TRM - 4.2.8 - CI-FSE-ESGR-V04-200101 | COOK_GRD-Food Preparation-EIA14-2014 Ref. Case-5 | IL TRM - 4.2.8 - CI-FSE-ESGR-V04-200101 | 1 | unit | 0.00032751 | Commercial_Retail_Existing_Food Preparation_Griddle_Standard
Commercial_Retail_Existing_Food Preparation_Natural Gas_Griddle_E2 | Commercial | Retail | Existing | Food Preparation | Natural Gas | Griddle | E2 | ENERGY STAR | 91.65% | 0% | 0% | 2.2808 | 0 | 0 | 0 | 10 | 14 | 2019 | 2051 | 100% | 0 | 0 | 0% | Normal | 0% | 0.36977 | 0 | 0 | 1 unit | 100000 | 0 | 0.00032751 | 1129.0497 | 6400 | 0 | 0 | 0 | 2013 | 1.0881 | IL TRM - 4.2.8 - CI-FSE-ESGR-V04-200101 | ETO Measure Input Sheet - Com - Gas Griddle | ETO Measure Input Sheet - Com - Gas Griddle | 1 | unit | 0.00032751 | Commercial_Retail_Existing_Food Preparation_Griddle_ENERGY STAR
Commercial_Retail_Existing_Food Preparation_Natural Gas_Griddle_E3 | Commercial | Retail | Existing | Food Preparation | Natural Gas | Griddle | E3 |  | 0% | 0% | 0% | 0 | 0 | 0 | 0 | 0 | 0 | 0 | 0 | 0% | 0 | 0 | 0% | Normal | 0% | 0 | 0 | 0 | [17 empty] | Commercial_Retail_Existing_Food Preparation_Griddle_
Commercial_Retail_Existing_Food Preparation_Natural Gas_Griddle_E4 | Commercial | Retail | Existing | Food Preparation | Natural Gas | Griddle | E4 |  | 0% | 0% | 0% | 0 | 0 | 0 | 0 | 0 | 0 | 0 | 0 | 0% | 0 | 0 | 0% | Normal | 0% | 0 | 0 | 0 | [17 empty] | Commercial_Retail_Existing_Food Preparation_Griddle_
Commercial_Retail_Existing_Food Preparation_Natural Gas_Griddle_E5 | Commercial | Retail | Existing | Food Preparation | Natural Gas | Griddle | E5 |  | 0% | 0% | 0% | 0 | 0 | 0 | 0 | 0 | 0 | 0 | 0 | 0% | 0 | 0 | 0% | Normal | 0% | 0 | 0 | 0 | [17 empty] | Commercial_Retail_Existing_Food Preparation_Griddle_
Commercial_Retail_Existing_Food Preparation_Natural Gas_Griddle_E6 | Commercial | Retail | Existing | Food Preparation | Natural Gas | Griddle | E6 |  | 0% | 0% | 0% | 0 | 0 | 0 | 0 | 0 | 0 | 0 | 0 | 0% | 0 | 0 | 0% | Normal | 0% | 0 | 0 | 0 | [17 empty] | Commercial_Retail_Existing_Food Preparation_Griddle_
Commercial_Retail_Existing_Food Preparation_Natural Gas_Griddle_E7 | Commercial | Retail | Existing | Food Preparation | Natural Gas | Griddle | E7 |  | 0% | 0% | 0% | 0 | 0 | 0 | 0 | 0 | 0 | 0 | 0 | 0% | 0 | 0 | 0% | Normal | 0% | 0 | 0 | 0 | [17 empty] | Commercial_Retail_Existing_Food Preparation_Griddle_
Commercial_Retail_Existing_Food Preparation_Natural Gas_Griddle_E8 | Commercial | Retail | Existing | Food Preparation | Natural Gas | Griddle | E8 |  | 0% | 0% | 0% | 0 | 0 | 0 | 0 | 0 | 0 | 0 | 0 | 0% | 0 | 0 | 0% | Normal | 0% | 0 | 0 | 0 | [17 empty] | Commercial_Retail_Existing_Food Preparation_Griddle_
Commercial_Retail_Existing_Food Preparation_Natural Gas_Griddle_E9 | Commercial | Retail | Existing | Food Preparation | Natural Gas | Griddle | E9 |  | 0% | 0% | 0% | 0 | 0 | 0 | 0 | 0 | 0 | 0 | 0 | 0% | 0 | 0 | 0% | Normal | 0% | 0 | 0 | 0 | [17 empty] | Commercial_Retail_Existing_Food Preparation_Griddle_
Commercial_Retail_Existing_Food Preparation_Natural Gas_Griddle_E10 | Commercial | Retail | Existing | Food Preparation | Natural Gas | Griddle | E10 |  | 0% | 0% | 0% | 0 | 0 | 0 | 0 | 0 | 0 | 0 | 0 | 0% | 0 | 0 | 0% | Normal | 0% | 0 | 0 | 0 | [17 empty] | Commercial_Retail_Existing_Food Preparation_Griddle_
Commercial_Retail_Existing_Food Preparation_Natural Gas_Range_E1 | Commercial | Retail | Existing | Food Preparation | Natural Gas | Range | E1 | Standard | 100% | 0% | 0% | 3.0563 | 0 | 0 | 0 | 8 | 12 | 2019 | 2051 | 100% | 0 | 0 | 0% | Normal | 0% | 0.47903 | 0 | 0 | 1 unit | 100000 | 0 | 0.00039919 | 1200 | 7450 | 0 | 0 | 0 | 2017 | 1.0277 | COOK_OVN-Food Preparation-AEO17-1 | EIA 2018 Tech Forecast | Navigant 2009 | 1 | unit | 0.00039919 | Commercial_Retail_Existing_Food Preparation_Range_Standard
Commercial_Retail_Existing_Food Preparation_Natural Gas_Range_E2 | Commercial | Retail | Existing | Food Preparation | Natural Gas | Range | E2 | High Efficiency | 75% | 0% | 0% | 3.0567 | 0 | 0 | 0 | 8 | 12 | 2019 | 2051 | 100% | 0 | 0 | 0% | Normal | 0% | 0.35927 | 0 | 0 | 1 unit | 100000 | 0 | 0.00039919 | 900 | 7451 | 0 | 0 | 0 | 2017 | 1.0277 | COOK_OVN-Food Preparation-AEO17-1 | EIA 2018 Tech Forecast | EIA 2018 Tech Forecast | 1 | unit | 0.00039919 | Commercial_Retail_Existing_Food Preparation_Range_High Efficiency
Commercial_Retail_Existing_Food Preparation_Natural Gas_Range_E3 | Commercial | Retail | Existing | Food Preparation | Natural Gas | Range | E3 |  | 0% | 0% | 0% | 0 | 0 | 0 | 0 | 0 | 0 | 0 | 0 | 0% | 0 | 0 | 0% | Normal | 0% | 0 | 0 | 0 | [17 empty] | Commercial_Retail_Existing_Food Preparation_Range_
Commercial_Retail_Existing_Food Preparation_Natural Gas_Range_E4 | Commercial | Retail | Existing | Food Preparation | Natural Gas | Range | E4 |  | 0% | 0% | 0% | 0 | 0 | 0 | 0 | 0 | 0 | 0 | 0 | 0% | 0 | 0 | 0% | Normal | 0% | 0 | 0 | 0 | [17 empty] | Commercial_Retail_Existing_Food Preparation_Range_
Commercial_Retail_Existing_Food Preparation_Natural Gas_Range_E5 | Commercial | Retail | Existing | Food Preparation | Natural Gas | Range | E5 |  | 0% | 0% | 0% | 0 | 0 | 0 | 0 | 0 | 0 | 0 | 0 | 0% | 0 | 0 | 0% | Normal | 0% | 0 | 0 | 0 | [17 empty] | Commercial_Retail_Existing_Food Preparation_Range_
Commercial_Retail_Existing_Food Preparation_Natural Gas_Range_E6 | Commercial | Retail | Existing | Food Preparation | Natural Gas | Range | E6 |  | 0% | 0% | 0% | 0 | 0 | 0 | 0 | 0 | 0 | 0 | 0 | 0% | 0 | 0 | 0% | Normal | 0% | 0 | 0 | 0 | [17 empty] | Commercial_Retail_Existing_Food Preparation_Range_
Commercial_Retail_Existing_Food Preparation_Natural Gas_Range_E7 | Commercial | Retail | Existing | Food Preparation | Natural Gas | Range | E7 |  | 0% | 0% | 0% | 0 | 0 | 0 | 0 | 0 | 0 | 0 | 0 | 0% | 0 | 0 | 0% | Normal | 0% | 0 | 0 | 0 | [17 empty] | Commercial_Retail_Existing_Food Preparation_Range_
Commercial_Retail_Existing_Food Preparation_Natural Gas_Range_E8 | Commercial | Retail | Existing | Food Preparation | Natural Gas | Range | E8 |  | 0% | 0% | 0% | 0 | 0 | 0 | 0 | 0 | 0 | 0 | 0 | 0% | 0 | 0 | 0% | Normal | 0% | 0 | 0 | 0 | [17 empty] | Commercial_Retail_Existing_Food Preparation_Range_
Commercial_Retail_Existing_Food Preparation_Natural Gas_Range_E9 | Commercial | Retail | Existing | Food Preparation | Natural Gas | Range | E9 |  | 0% | 0% | 0% | 0 | 0 | 0 | 0 | 0 | 0 | 0 | 0 | 0% | 0 | 0 | 0% | Normal | 0% | 0 | 0 | 0 | [17 empty] | Commercial_Retail_Existing_Food Preparation_Range_
Commercial_Retail_Existing_Food Preparation_Natural Gas_Range_E10 | Commercial | Retail | Existing | Food Preparation | Natural Gas | Range | E10 |  | 0% | 0% | 0% | 0 | 0 | 0 | 0 | 0 | 0 | 0 | 0 | 0% | 0 | 0 | 0% | Normal | 0% | 0 | 0 | 0 | [17 empty] | Commercial_Retail_Existing_Food Preparation_Range_
Commercial_Retail_Existing_Food Preparation_Natural Gas_Steamer_E1 | Commercial | Retail | Existing | Food Preparation | Natural Gas | Steamer | E1 | Standard | 100% | 0% | 0% | 9.0556 | 0 | 0 | 0 | 8 | 16 | 2019 | 2021 | 100% | 0 | 0 | 0% | Normal | 0% | 0.95137 | 0 | 0 | 1 unit | 100000 | 0 | 0.00062303 | 1527.0152 | 13100 | 0 | 0 | 0 | 2012 | 1.1095 | IL TRM - 4.2.3 - CI-FSE-STMC-V05-190101 | DOE Commercial R&D 2016 - Table 2-10 | IL TRM - 4.2.3 - CI-FSE-STMC-V05-190101 | 1 | unit | 0.00062303 | Commercial_Retail_Existing_Food Preparation_Steamer_Standard
Commercial_Retail_Existing_Food Preparation_Natural Gas_Steamer_E2 | Commercial | Retail | Existing | Food Preparation | Natural Gas | Steamer | E2 | ENERGY STAR | 43.38% | 0% | 0% | 10.6248 | 0 | -0.0018179 | 0 | 8 | 16 | 2019 | 2051 | 100% | 0 | 0 | 0% | Normal | 0% | 0.41273 | 0 | 0 | 1 unit | 100000 | 0 | 0.00062303 | 662.4553 | 15370 | 0 | -2.6298 | 0 | 2012 | 1.1095 | IL TRM - 4.2.3 - CI-FSE-STMC-V05-190101 | ETO Measure Input Sheet - Com - Gas Steamer | ETO Measure Input Sheet - Com - Gas Steamer | 1 | unit | 0.00062303 | Commercial_Retail_Existing_Food Preparation_Steamer_ENERGY STAR
Commercial_Retail_Existing_Food Preparation_Natural Gas_Steamer_E3 | Commercial | Retail | Existing | Food Preparation | Natural Gas | Steamer | E3 |  | 0% | 0% | 0% | 0 | 0 | 0 | 0 | 0 | 0 | 0 | 0 | 0% | 0 | 0 | 0% | Normal | 0% | 0 | 0 | 0 | [17 empty] | Commercial_Retail_Existing_Food Preparation_Steamer_
Commercial_Retail_Existing_Food Preparation_Natural Gas_Steamer_E4 | Commercial | Retail | Existing | Food Preparation | Natural Gas | Steamer | E4 |  | 0% | 0% | 0% | 0 | 0 | 0 | 0 | 0 | 0 | 0 | 0 | 0% | 0 | 0 | 0% | Normal | 0% | 0 | 0 | 0 | [17 empty] | Commercial_Retail_Existing_Food Preparation_Steamer_
Commercial_Retail_Existing_Food Preparation_Natural Gas_Steamer_E5 | Commercial | Retail | Existing | Food Preparation | Natural Gas | Steamer | E5 |  | 0% | 0% | 0% | 0 | 0 | 0 | 0 | 0 | 0 | 0 | 0 | 0% | 0 | 0 | 0% | Normal | 0% | 0 | 0 | 0 | [17 empty] | Commercial_Retail_Existing_Food Preparation_Steamer_
Commercial_Retail_Existing_Food Preparation_Natural Gas_Steamer_E6 | Commercial | Retail | Existing | Food Preparation | Natural Gas | Steamer | E6 |  | 0% | 0% | 0% | 0 | 0 | 0 | 0 | 0 | 0 | 0 | 0 | 0% | 0 | 0 | 0% | Normal | 0% | 0 | 0 | 0 | [17 empty] | Commercial_Retail_Existing_Food Preparation_Steamer_
Commercial_Retail_Existing_Food Preparation_Natural Gas_Steamer_E7 | Commercial | Retail | Existing | Food Preparation | Natural Gas | Steamer | E7 |  | 0% | 0% | 0% | 0 | 0 | 0 | 0 | 0 | 0 | 0 | 0 | 0% | 0 | 0 | 0% | Normal | 0% | 0 | 0 | 0 | [17 empty] | Commercial_Retail_Existing_Food Preparation_Steamer_
Commercial_Retail_Existing_Food Preparation_Natural Gas_Steamer_E8 | Commercial | Retail | Existing | Food Preparation | Natural Gas | Steamer | E8 |  | 0% | 0% | 0% | 0 | 0 | 0 | 0 | 0 | 0 | 0 | 0 | 0% | 0 | 0 | 0% | Normal | 0% | 0 | 0 | 0 | [17 empty] | Commercial_Retail_Existing_Food Preparation_Steamer_
Commercial_Retail_Existing_Food Preparation_Natural Gas_Steamer_E9 | Commercial | Retail | Existing | Food Preparation | Natural Gas | Steamer | E9 |  | 0% | 0% | 0% | 0 | 0 | 0 | 0 | 0 | 0 | 0 | 0 | 0% | 0 | 0 | 0% | Normal | 0% | 0 | 0 | 0 | [17 empty] | Commercial_Retail_Existing_Food Preparation_Steamer_
Commercial_Retail_Existing_Food Preparation_Natural Gas_Steamer_E10 | Commercial | Retail | Existing | Food Preparation | Natural Gas | Steamer | E10 |  | 0% | 0% | 0% | 0 | 0 | 0 | 0 | 0 | 0 | 0 | 0 | 0% | 0 | 0 | 0% | Normal | 0% | 0 | 0 | 0 | [17 empty] | Commercial_Retail_Existing_Food Preparation_Steamer_
Commercial_Retail_Existing_Food Preparation_Natural Gas_Food Prep Other_E1 | Commercial | Retail | Existing | Food Preparation | Natural Gas | Food Prep Other | E1 | Standard | 100% | 0% | 0% | 0.13751 | 0 | 0 | 0 | 8 | 12 | 2019 | 2051 | 100% | 0 | 0 | 0% | Normal | 0% | 0.17043 | 0 | 0 | 1 unit | 100000 | 0 | 0.00011975 | 1423.18 | 1000 | 0 | 0 | 0 | 2010 | 1.1483 | Default | Default | Default | 1 | unit | 0.00011975 | Commercial_Retail_Existing_Food Preparation_Food Prep Other_Standard
Commercial_Retail_Existing_Food Preparation_Natural Gas_Food Prep Other_E2 | Commercial | Retail | Existing | Food Preparation | Natural Gas | Food Prep Other | E2 | ENERGY STAR | 100% | 0% | 0% | 0.13764 | 0 | 0 | 0 | 8 | 12 | 2019 | 2051 | 100% | 0 | 0 | 0% | Normal | 0% | 0.17043 | 0 | 0 | 1 unit | 100000 | 0 | 0.00011975 | 1423.18 | 1001 | 0 | 0 | 0 | 2010 | 1.1483 | N/A | N/A | N/A | 1 | unit | 0.00011975 | Commercial_Retail_Existing_Food Preparation_Food Prep Other_ENERGY STAR
Commercial_Retail_Existing_Food Preparation_Natural Gas_Food Prep Other_E3 | Commercial | Retail | Existing | Food Preparation | Natural Gas | Food Prep Other | E3 |  | 0% | 0% | 0% | 0 | 0 | 0 | 0 | 0 | 0 | 0 | 0 | 0% | 0 | 0 | 0% | Normal | 0% | 0 | 0 | 0 | [17 empty] | Commercial_Retail_Existing_Food Preparation_Food Prep Other_
Commercial_Retail_Existing_Food Preparation_Natural Gas_Food Prep Other_E4 | Commercial | Retail | Existing | Food Preparation | Natural Gas | Food Prep Other | E4 |  | 0% | 0% | 0% | 0 | 0 | 0 | 0 | 0 | 0 | 0 | 0 | 0% | 0 | 0 | 0% | Normal | 0% | 0 | 0 | 0 | [17 empty] | Commercial_Retail_Existing_Food Preparation_Food Prep Other_
Commercial_Retail_Existing_Food Preparation_Natural Gas_Food Prep Other_E5 | Commercial | Retail | Existing | Food Preparation | Natural Gas | Food Prep Other | E5 |  | 0% | 0% | 0% | 0 | 0 | 0 | 0 | 0 | 0 | 0 | 0 | 0% | 0 | 0 | 0% | Normal | 0% | 0 | 0 | 0 | [17 empty] | Commercial_Retail_Existing_Food Preparation_Food Prep Other_
Commercial_Retail_Existing_Food Preparation_Natural Gas_Food Prep Other_E6 | Commercial | Retail | Existing | Food Preparation | Natural Gas | Food Prep Other | E6 |  | 0% | 0% | 0% | 0 | 0 | 0 | 0 | 0 | 0 | 0 | 0 | 0% | 0 | 0 | 0% | Normal | 0% | 0 | 0 | 0 | [17 empty] | Commercial_Retail_Existing_Food Preparation_Food Prep Other_
Commercial_Retail_Existing_Food Preparation_Natural Gas_Food Prep Other_E7 | Commercial | Retail | Existing | Food Preparation | Natural Gas | Food Prep Other | E7 |  | 0% | 0% | 0% | 0 | 0 | 0 | 0 | 0 | 0 | 0 | 0 | 0% | 0 | 0 | 0% | Normal | 0% | 0 | 0 | 0 | [17 empty] | Commercial_Retail_Existing_Food Preparation_Food Prep Other_
Commercial_Retail_Existing_Food Preparation_Natural Gas_Food Prep Other_E8 | Commercial | Retail | Existing | Food Preparation | Natural Gas | Food Prep Other | E8 |  | 0% | 0% | 0% | 0 | 0 | 0 | 0 | 0 | 0 | 0 | 0 | 0% | 0 | 0 | 0% | Normal | 0% | 0 | 0 | 0 | [17 empty] | Commercial_Retail_Existing_Food Preparation_Food Prep Other_
Commercial_Retail_Existing_Food Preparation_Natural Gas_Food Prep Other_E9 | Commercial | Retail | Existing | Food Preparation | Natural Gas | Food Prep Other | E9 |  | 0% | 0% | 0% | 0 | 0 | 0 | 0 | 0 | 0 | 0 | 0 | 0% | 0 | 0 | 0% | Normal | 0% | 0 | 0 | 0 | [17 empty] | Commercial_Retail_Existing_Food Preparation_Food Prep Other_
Commercial_Retail_Existing_Food Preparation_Natural Gas_Food Prep Other_E10 | Commercial | Retail | Existing | Food Preparation | Natural Gas | Food Prep Other | E10 |  | 0% | 0% | 0% | 0 | 0 | 0 | 0 | 0 | 0 | 0 | 0 | 0% | 0 | 0 | 0% | Normal | 0% | 0 | 0 | 0 | [17 empty] | Commercial_Retail_Existing_Food Preparation_Food Prep Other_
Commercial_Retail_Existing_Miscellaneous_Natural Gas_Pool Heater_E1 | Commercial | Retail | Existing | Miscellaneous | Natural Gas | Pool Heater | E1 | Standard (EF .78) | 100% | 0% | 0% | 0.013077 | 0 | 0 | 0 | 4 | 8 | 2019 | 2051 | 100% | 0 | 0 | 0% | Normal | 0% | 0.010152 | 0 | 0 | 1 unit | 100000 | 0 | 6.7772e-07 | 14980 | 18052 | 0 | 0 | 0 | 2014 | 1.0689 | DOE Commercial R&D 2016 - Table 7-6 | DOE Commercial R&D 2016 - Table 7-7 | DOE Commercial R&D 2016 - Table 7-8 | 1 | unit | 6.7772e-07 | Commercial_Retail_Existing_Miscellaneous_Pool Heater_Standard (EF .78)
Commercial_Retail_Existing_Miscellaneous_Natural Gas_Pool Heater_E2 | Commercial | Retail | Existing | Miscellaneous | Natural Gas | Pool Heater | E2 | Condensing (EF .90) | 85% | 0% | 0% | 0.021412 | 0 | 0 | 0 | 4 | 8 | 2019 | 2051 | 100% | 0 | 0 | 0% | Normal | 0% | 0.0086294 | 0 | 0 | 1 unit | 100000 | 0 | 6.7772e-07 | 12733 | 29558 | 0 | 0 | 0 | 2014 | 1.0689 | DOE Commercial R&D 2016 - Table 7-6 | DOE Commercial R&D 2016 - Table 7-7 | DOE Commercial R&D 2016 - Table 7-9 | 1 | unit | 6.7772e-07 | Commercial_Retail_Existing_Miscellaneous_Pool Heater_Condensing (EF .90)
Commercial_Retail_Existing_Miscellaneous_Natural Gas_Pool Heater_E3 | Commercial | Retail | Existing | Miscellaneous | Natural Gas | Pool Heater | E3 |  | 0% | 0% | 0% | 0 | 0 | 0 | 0 | 0 | 0 | 0 | 0 | 0% | 0 | 0 | 0% | Normal | 0% | 0 | 0 | 0 | [17 empty] | Commercial_Retail_Existing_Miscellaneous_Pool Heater_
Commercial_Retail_Existing_Miscellaneous_Natural Gas_Pool Heater_E4 | Commercial | Retail | Existing | Miscellaneous | Natural Gas | Pool Heater | E4 |  | 0% | 0% | 0% | 0 | 0 | 0 | 0 | 0 | 0 | 0 | 0 | 0% | 0 | 0 | 0% | Normal | 0% | 0 | 0 | 0 | [17 empty] | Commercial_Retail_Existing_Miscellaneous_Pool Heater_
Commercial_Retail_Existing_Miscellaneous_Natural Gas_Pool Heater_E5 | Commercial | Retail | Existing | Miscellaneous | Natural Gas | Pool Heater | E5 |  | 0% | 0% | 0% | 0 | 0 | 0 | 0 | 0 | 0 | 0 | 0 | 0% | 0 | 0 | 0% | Normal | 0% | 0 | 0 | 0 | [17 empty] | Commercial_Retail_Existing_Miscellaneous_Pool Heater_
Commercial_Retail_Existing_Miscellaneous_Natural Gas_Pool Heater_E6 | Commercial | Retail | Existing | Miscellaneous | Natural Gas | Pool Heater | E6 |  | 0% | 0% | 0% | 0 | 0 | 0 | 0 | 0 | 0 | 0 | 0 | 0% | 0 | 0 | 0% | Normal | 0% | 0 | 0 | 0 | [17 empty] | Commercial_Retail_Existing_Miscellaneous_Pool Heater_
Commercial_Retail_Existing_Miscellaneous_Natural Gas_Pool Heater_E7 | Commercial | Retail | Existing | Miscellaneous | Natural Gas | Pool Heater | E7 |  | 0% | 0% | 0% | 0 | 0 | 0 | 0 | 0 | 0 | 0 | 0 | 0% | 0 | 0 | 0% | Normal | 0% | 0 | 0 | 0 | [17 empty] | Commercial_Retail_Existing_Miscellaneous_Pool Heater_
Commercial_Retail_Existing_Miscellaneous_Natural Gas_Pool Heater_E8 | Commercial | Retail | Existing | Miscellaneous | Natural Gas | Pool Heater | E8 |  | 0% | 0% | 0% | 0 | 0 | 0 | 0 | 0 | 0 | 0 | 0 | 0% | 0 | 0 | 0% | Normal | 0% | 0 | 0 | 0 | [17 empty] | Commercial_Retail_Existing_Miscellaneous_Pool Heater_
Commercial_Retail_Existing_Miscellaneous_Natural Gas_Pool Heater_E9 | Commercial | Retail | Existing | Miscellaneous | Natural Gas | Pool Heater | E9 |  | 0% | 0% | 0% | 0 | 0 | 0 | 0 | 0 | 0 | 0 | 0 | 0% | 0 | 0 | 0% | Normal | 0% | 0 | 0 | 0 | [17 empty] | Commercial_Retail_Existing_Miscellaneous_Pool Heater_
Commercial_Retail_Existing_Miscellaneous_Natural Gas_Pool Heater_E10 | Commercial | Retail | Existing | Miscellaneous | Natural Gas | Pool Heater | E10 |  | 0% | 0% | 0% | 0 | 0 | 0 | 0 | 0 | 0 | 0 | 0 | 0% | 0 | 0 | 0% | Normal | 0% | 0 | 0 | 0 | [17 empty] | Commercial_Retail_Existing_Miscellaneous_Pool Heater_
Commercial_Retail_Existing_Miscellaneous_Natural Gas_Miscellaneous_E1 | Commercial | Retail | Existing | Miscellaneous | Natural Gas | Miscellaneous | E1 | Miscellaneous | 100% | 0% | 0% | 0.0041847 | 0 | 0 | 0 | 2 | 8 | 2019 | 2051 | 100% | 0 | 0 | 0% | Normal | 0% | 0.0040291 | 0 | 0 | 1 unit | 100000 | 0 | 0.0040291 | 1 | 1 | 0 | 0 | 0 | 2016 | 1.0386 | N/A | N/A | N/A | 1 | unit | 0.0040291 | Commercial_Retail_Existing_Miscellaneous_Miscellaneous_Miscellaneous
Commercial_Retail_Existing_Miscellaneous_Natural Gas_Miscellaneous_E2 | Commercial | Retail | Existing | Miscellaneous | Natural Gas | Miscellaneous | E2 |  | 0% | 0% | 0% | 0 | 0 | 0 | 0 | 0 | 0 | 0 | 0 | 0% | 0 | 0 | 0% | Normal | 0% | 0 | 0 | 0 | [17 empty] | Commercial_Retail_Existing_Miscellaneous_Miscellaneous_
Commercial_Retail_Existing_Miscellaneous_Natural Gas_Miscellaneous_E3 | Commercial | Retail | Existing | Miscellaneous | Natural Gas | Miscellaneous | E3 |  | 0% | 0% | 0% | 0 | 0 | 0 | 0 | 0 | 0 | 0 | 0 | 0% | 0 | 0 | 0% | Normal | 0% | 0 | 0 | 0 | [17 empty] | Commercial_Retail_Existing_Miscellaneous_Miscellaneous_
Commercial_Retail_Existing_Miscellaneous_Natural Gas_Miscellaneous_E4 | Commercial | Retail | Existing | Miscellaneous | Natural Gas | Miscellaneous | E4 |  | 0% | 0% | 0% | 0 | 0 | 0 | 0 | 0 | 0 | 0 | 0 | 0% | 0 | 0 | 0% | Normal | 0% | 0 | 0 | 0 | [17 empty] | Commercial_Retail_Existing_Miscellaneous_Miscellaneous_
Commercial_Retail_Existing_Miscellaneous_Natural Gas_Miscellaneous_E5 | Commercial | Retail | Existing | Miscellaneous | Natural Gas | Miscellaneous | E5 |  | 0% | 0% | 0% | 0 | 0 | 0 | 0 | 0 | 0 | 0 | 0 | 0% | 0 | 0 | 0% | Normal | 0% | 0 | 0 | 0 | [17 empty] | Commercial_Retail_Existing_Miscellaneous_Miscellaneous_
Commercial_Retail_Existing_Miscellaneous_Natural Gas_Miscellaneous_E6 | Commercial | Retail | Existing | Miscellaneous | Natural Gas | Miscellaneous | E6 |  | 0% | 0% | 0% | 0 | 0 | 0 | 0 | 0 | 0 | 0 | 0 | 0% | 0 | 0 | 0% | Normal | 0% | 0 | 0 | 0 | [17 empty] | Commercial_Retail_Existing_Miscellaneous_Miscellaneous_
Commercial_Retail_Existing_Miscellaneous_Natural Gas_Miscellaneous_E7 | Commercial | Retail | Existing | Miscellaneous | Natural Gas | Miscellaneous | E7 |  | 0% | 0% | 0% | 0 | 0 | 0 | 0 | 0 | 0 | 0 | 0 | 0% | 0 | 0 | 0% | Normal | 0% | 0 | 0 | 0 | [17 empty] | Commercial_Retail_Existing_Miscellaneous_Miscellaneous_
Commercial_Retail_Existing_Miscellaneous_Natural Gas_Miscellaneous_E8 | Commercial | Retail | Existing | Miscellaneous | Natural Gas | Miscellaneous | E8 |  | 0% | 0% | 0% | 0 | 0 | 0 | 0 | 0 | 0 | 0 | 0 | 0% | 0 | 0 | 0% | Normal | 0% | 0 | 0 | 0 | [17 empty] | Commercial_Retail_Existing_Miscellaneous_Miscellaneous_
Commercial_Retail_Existing_Miscellaneous_Natural Gas_Miscellaneous_E9 | Commercial | Retail | Existing | Miscellaneous | Natural Gas | Miscellaneous | E9 |  | 0% | 0% | 0% | 0 | 0 | 0 | 0 | 0 | 0 | 0 | 0 | 0% | 0 | 0 | 0% | Normal | 0% | 0 | 0 | 0 | [17 empty] | Commercial_Retail_Existing_Miscellaneous_Miscellaneous_
Commercial_Retail_Existing_Miscellaneous_Natural Gas_Miscellaneous_E10 | Commercial | Retail | Existing | Miscellaneous | Natural Gas | Miscellaneous | E10 |  | 0% | 0% | 0% | 0 | 0 | 0 | 0 | 0 | 0 | 0 | 0 | 0% | 0 | 0 | 0% | Normal | 0% | 0 | 0 | 0 | [17 empty] | Commercial_Retail_Existing_Miscellaneous_Miscellaneous_
Commercial_Retail_New_Space Heating_Natural Gas_Furnace_E1 | Commercial | Retail | New | Space Heating | Natural Gas | Furnace | E1 | AFUE 80% (Standard) | 100% | 0% | 0% | 0.12788 | 0.13397 | 0.020704 | 0 | 17 | 29 | 2019 | 2051 | 45% | 0 | 0 | 0% | Normal | 0% | 0.13237 | 0 | 0 | 400 kBtu/hr | 100000 | 0 | 0.00012 | 2.7578 | 1050 | 1100 | 170 | 0 | 2018 | 1.0149 | EIA 2018 Tech Forecast | EIA 2018 Tech Forecast | AEG BEST | 400 | kBtu/hr | 0.048 | Commercial_Retail_New_Space Heating_Furnace_AFUE 80% (Standard)
Commercial_Retail_New_Space Heating_Natural Gas_Furnace_E2 | Commercial | Retail | New | Space Heating | Natural Gas | Furnace | E2 | AFUE 90% | 88.89% | 0% | 0% | 0.21313 | 0.15833 | 0.021313 | 0 | 17 | 29 | 2019 | 2051 | 45% | 0 | 0 | 0% | Normal | 0% | 0.11767 | 0 | 0 | 400 kBtu/hr | 100000 | 0 | 0.00012 | 2.4514 | 1750 | 1300 | 175 | 0 | 2018 | 1.0149 | EIA 2018 Tech Forecast | EIA 2018 Tech Forecast | AEG BEST | 400 | kBtu/hr | 0.048 | Commercial_Retail_New_Space Heating_Furnace_AFUE 90%
Commercial_Retail_New_Space Heating_Natural Gas_Furnace_E3 | Commercial | Retail | New | Space Heating | Natural Gas | Furnace | E3 | AFUE 96% | 83.33% | 0% | 0% | 0.29839 | 0.18268 | 0.021922 | 0 | 17 | 29 | 2019 | 2051 | 45% | 0 | 0 | 0% | Normal | 0% | 0.11031 | 0 | 0 | 400 kBtu/hr | 100000 | 0 | 0.00012 | 2.2982 | 2450 | 1500 | 180 | 0 | 2018 | 1.0149 | EIA 2018 Tech Forecast | EIA 2018 Tech Forecast | AEG BEST | 400 | kBtu/hr | 0.048 | Commercial_Retail_New_Space Heating_Furnace_AFUE 96%
Commercial_Retail_New_Space Heating_Natural Gas_Furnace_E4 | Commercial | Retail | New | Space Heating | Natural Gas | Furnace | E4 | Convert to NG Air Source Heat Pump | 83.33% | 0% | 0% | 9.7621 | 0.13397 | 0.18341 | 0 | 10 | 20 | 2019 | 2051 | 100% | 0 | 0 | 0% | Normal | 0% | 0.11031 | 0 | 0 | 400 kBtu/hr | 100000 | 0 | 0.00012 | 2.2982 | 79158.3766 | 1086.3161 | 1487.218 | 0 | 2017 | 1.0277 | AEO 2021 - gas_eng-driven_RTHP-heat 2017 typical | AEO 2021 - gas_eng-driven_RTHP-heat 2017 typical | HP_GAS-Heating-AEO17-1 | 400 | kBtu/hr | 0.048 | Commercial_Retail_New_Space Heating_Furnace_Convert to NG Air Source Heat Pump
Commercial_Retail_New_Space Heating_Natural Gas_Furnace_E5 | Commercial | Retail | New | Space Heating | Natural Gas | Furnace | E5 |  | 0% | 0% | 0% | 0 | 0 | 0 | 0 | 0 | 0 | 0 | 0 | 0% | 0 | 0 | 0% | Normal | 0% | 0 | 0 | 0 | [17 empty] | Commercial_Retail_New_Space Heating_Furnace_
Commercial_Retail_New_Space Heating_Natural Gas_Furnace_E6 | Commercial | Retail | New | Space Heating | Natural Gas | Furnace | E6 |  | 0% | 0% | 0% | 0 | 0 | 0 | 0 | 0 | 0 | 0 | 0 | 0% | 0 | 0 | 0% | Normal | 0% | 0 | 0 | 0 | [17 empty] | Commercial_Retail_New_Space Heating_Furnace_
Commercial_Retail_New_Space Heating_Natural Gas_Furnace_E7 | Commercial | Retail | New | Space Heating | Natural Gas | Furnace | E7 |  | 0% | 0% | 0% | 0 | 0 | 0 | 0 | 0 | 0 | 0 | 0 | 0% | 0 | 0 | 0% | Normal | 0% | 0 | 0 | 0 | [17 empty] | Commercial_Retail_New_Space Heating_Furnace_
Commercial_Retail_New_Space Heating_Natural Gas_Furnace_E8 | Commercial | Retail | New | Space Heating | Natural Gas | Furnace | E8 |  | 0% | 0% | 0% | 0 | 0 | 0 | 0 | 0 | 0 | 0 | 0 | 0% | 0 | 0 | 0% | Normal | 0% | 0 | 0 | 0 | [17 empty] | Commercial_Retail_New_Space Heating_Furnace_
Commercial_Retail_New_Space Heating_Natural Gas_Furnace_E9 | Commercial | Retail | New | Space Heating | Natural Gas | Furnace | E9 |  | 0% | 0% | 0% | 0 | 0 | 0 | 0 | 0 | 0 | 0 | 0 | 0% | 0 | 0 | 0% | Normal | 0% | 0 | 0 | 0 | [17 empty] | Commercial_Retail_New_Space Heating_Furnace_
Commercial_Retail_New_Space Heating_Natural Gas_Furnace_E10 | Commercial | Retail | New | Space Heating | Natural Gas | Furnace | E10 |  | 0% | 0% | 0% | 0 | 0 | 0 | 0 | 0 | 0 | 0 | 0 | 0% | 0 | 0 | 0% | Normal | 0% | 0 | 0 | 0 | [17 empty] | Commercial_Retail_New_Space Heating_Furnace_
Commercial_Retail_New_Space Heating_Natural Gas_Boiler_E1 | Commercial | Retail | New | Space Heating | Natural Gas | Boiler | E1 | AFUE 80% (Standard) | 100% | 0% | 0% | 1.0109 | 0.56023 | 0.10961 | 0 | 20 | 30 | 2019 | 2051 | 100% | 0 | 0 | 0% | Normal | 0% | 0.55741 | 0 | 0 | 800 kBtu/hr | 100000 | 0 | 6e-05 | 11.3722 | 16600 | 9200 | 1800 | 0 | 2018 | 1.0149 | EIA 2018 Tech Forecast | EIA 2018 Tech Forecast | GBLR-Heating-EIA14-2014 Ref. Case-2 | 800 | kBtu/hr | 0.048 | Commercial_Retail_New_Space Heating_Boiler_AFUE 80% (Standard)
Commercial_Retail_New_Space Heating_Natural Gas_Boiler_E2 | Commercial | Retail | New | Space Heating | Natural Gas | Boiler | E2 | AFUE 85% | 94.12% | 0% | 0% | 1.3823 | 0.59373 | 0.10961 | 0 | 20 | 30 | 2019 | 2051 | 100% | 0 | 0 | 0% | Normal | 0% | 0.52462 | 0 | 0 | 800 kBtu/hr | 100000 | 0 | 6e-05 | 10.7033 | 22700 | 9750 | 1800 | 0 | 2018 | 1.0149 | EIA 2018 Tech Forecast | EIA 2018 Tech Forecast | GBLR-Heating-EIA14-2014 Ref. Case-5 | 800 | kBtu/hr | 0.048 | Commercial_Retail_New_Space Heating_Boiler_AFUE 85%
Commercial_Retail_New_Space Heating_Natural Gas_Boiler_E3 | Commercial | Retail | New | Space Heating | Natural Gas | Boiler | E3 | AFUE 97% | 82.47% | 0% | 0% | 2.2374 | 0.5519 | 0.10961 | 0 | 20 | 30 | 2019 | 2051 | 100% | 0 | 0 | 0% | Normal | 0% | 0.45972 | 0 | 0 | 800 kBtu/hr | 100000 | 0 | 6e-05 | 9.3792 | 36742.4242 | 9063.1313 | 1800 | 0 | 2018 | 1.0149 | EIA 2018 Tech Forecast | EIA 2018 Tech Forecast | GBLR-Heating-EIA14-2014 Ref. Case-6 | 800 | kBtu/hr | 0.048 | Commercial_Retail_New_Space Heating_Boiler_AFUE 97%
Commercial_Retail_New_Space Heating_Natural Gas_Boiler_E4 | Commercial | Retail | New | Space Heating | Natural Gas | Boiler | E4 | Convert to NG Air Source Heat Pump | 61.54% | 0% | 0% | 9.7621 | 0.56023 | 0.18341 | 0 | 10 | 20 | 2019 | 2051 | 100% | 0 | 0 | 0% | Normal | 0% | 0.34302 | 0 | 0 | 800 kBtu/hr | 100000 | 0 | 6e-05 | 6.9983 | 158316.7533 | 9085.5528 | 2974.436 | 0 | 2017 | 1.0277 | AEO 2021 - gas_eng-driven_RTHP-heat 2017 typical | AEO 2021 - gas_eng-driven_RTHP-heat 2017 typical | HP_GAS-Heating-AEO17-1 | 800 | kBtu/hr | 0.048 | Commercial_Retail_New_Space Heating_Boiler_Convert to NG Air Source Heat Pump
Commercial_Retail_New_Space Heating_Natural Gas_Boiler_E5 | Commercial | Retail | New | Space Heating | Natural Gas | Boiler | E5 |  | 0% | 0% | 0% | 0 | 0 | 0 | 0 | 0 | 0 | 0 | 0 | 0% | 0 | 0 | 0% | Normal | 0% | 0 | 0 | 0 | [17 empty] | Commercial_Retail_New_Space Heating_Boiler_
Commercial_Retail_New_Space Heating_Natural Gas_Boiler_E6 | Commercial | Retail | New | Space Heating | Natural Gas | Boiler | E6 |  | 0% | 0% | 0% | 0 | 0 | 0 | 0 | 0 | 0 | 0 | 0 | 0% | 0 | 0 | 0% | Normal | 0% | 0 | 0 | 0 | [17 empty] | Commercial_Retail_New_Space Heating_Boiler_
Commercial_Retail_New_Space Heating_Natural Gas_Boiler_E7 | Commercial | Retail | New | Space Heating | Natural Gas | Boiler | E7 |  | 0% | 0% | 0% | 0 | 0 | 0 | 0 | 0 | 0 | 0 | 0 | 0% | 0 | 0 | 0% | Normal | 0% | 0 | 0 | 0 | [17 empty] | Commercial_Retail_New_Space Heating_Boiler_
Commercial_Retail_New_Space Heating_Natural Gas_Boiler_E8 | Commercial | Retail | New | Space Heating | Natural Gas | Boiler | E8 |  | 0% | 0% | 0% | 0 | 0 | 0 | 0 | 0 | 0 | 0 | 0 | 0% | 0 | 0 | 0% | Normal | 0% | 0 | 0 | 0 | [17 empty] | Commercial_Retail_New_Space Heating_Boiler_
Commercial_Retail_New_Space Heating_Natural Gas_Boiler_E9 | Commercial | Retail | New | Space Heating | Natural Gas | Boiler | E9 |  | 0% | 0% | 0% | 0 | 0 | 0 | 0 | 0 | 0 | 0 | 0 | 0% | 0 | 0 | 0% | Normal | 0% | 0 | 0 | 0 | [17 empty] | Commercial_Retail_New_Space Heating_Boiler_
Commercial_Retail_New_Space Heating_Natural Gas_Boiler_E10 | Commercial | Retail | New | Space Heating | Natural Gas | Boiler | E10 |  | 0% | 0% | 0% | 0 | 0 | 0 | 0 | 0 | 0 | 0 | 0 | 0% | 0 | 0 | 0% | Normal | 0% | 0 | 0 | 0 | [17 empty] | Commercial_Retail_New_Space Heating_Boiler_
Commercial_Retail_New_Space Heating_Natural Gas_Unit Heater_E1 | Commercial | Retail | New | Space Heating | Natural Gas | Unit Heater | E1 | Standard | 100% | 0% | 0% | 0.055956 | 0 | 0 | 0 | 10 | 14 | 2019 | 2051 | 100% | 0 | 0 | 0% | Normal | 0% | 0.07566 | 0 | 0 | 125 kBtu/Hr | 100000 | 0 | 2.5994e-07 | 2328.572 | 1753.7127 | 0 | 0 | 0 | 2020 | 0.98199 | IL TRM - 4.4.12 - CI-HVC-IRHT-V02-210101 | AEG Market Research | IL TRM - 4.4.12 - CI-HVC-IRHT-V02-210101 w/ CNGC Sizing | 125 | kBtu/Hr | 3.2492e-05 | Commercial_Retail_New_Space Heating_Unit Heater_Standard
Commercial_Retail_New_Space Heating_Natural Gas_Unit Heater_E2 | Commercial | Retail | New | Space Heating | Natural Gas | Unit Heater | E2 | Condensing | 95.24% | 0% | 0% | 0.089587 | 0 | 0 | 0 | 10 | 14 | 2019 | 2051 | 100% | 0 | 0 | 0% | Normal | 0% | 0.072059 | 0 | 0 | 125 kBtu/Hr | 100000 | 0 | 2.5994e-07 | 2217.7386 | 2807.7404 | 0 | 0 | 0 | 2020 | 0.98199 | IL TRM - 4.4.5 - CI-HVC-CUHT-V01-190101 | ETO Measure Input Sheet - Com - Condensing Unit Heater GAS SPHT | IL TRM - 4.4.5 - CI-HVC-CUHT-V01-190101 w/ CNGC Sizing | 125 | kBtu/Hr | 3.2492e-05 | Commercial_Retail_New_Space Heating_Unit Heater_Condensing
Commercial_Retail_New_Space Heating_Natural Gas_Unit Heater_E3 | Commercial | Retail | New | Space Heating | Natural Gas | Unit Heater | E3 | Infrared Radiant | 85% | 0% | 0% | 0.078067 | 0 | 0 | 0 | 11 | 19 | 2019 | 2051 | 100% | 0 | 0 | 0% | Normal | 0% | 0.064311 | 0 | 0 | 125 kBtu/Hr | 100000 | 0 | 2.5994e-07 | 1979.2862 | 2446.6992 | 0 | 0 | 0 | 2020 | 0.98199 | IL TRM - 4.4.12 - CI-HVC-IRHT-V02-210101 | AEG Market Research | IL TRM - 4.4.12 - CI-HVC-IRHT-V02-210101 w/ CNGC Sizing | 125 | kBtu/Hr | 3.2492e-05 | Commercial_Retail_New_Space Heating_Unit Heater_Infrared Radiant
Commercial_Retail_New_Space Heating_Natural Gas_Unit Heater_E4 | Commercial | Retail | New | Space Heating | Natural Gas | Unit Heater | E4 |  | 0% | 0% | 0% | 0 | 0 | 0 | 0 | 0 | 0 | 0 | 0 | 0% | 0 | 0 | 0% | Normal | 0% | 0 | 0 | 0 | [17 empty] | Commercial_Retail_New_Space Heating_Unit Heater_
Commercial_Retail_New_Space Heating_Natural Gas_Unit Heater_E5 | Commercial | Retail | New | Space Heating | Natural Gas | Unit Heater | E5 |  | 0% | 0% | 0% | 0 | 0 | 0 | 0 | 0 | 0 | 0 | 0 | 0% | 0 | 0 | 0% | Normal | 0% | 0 | 0 | 0 | [17 empty] | Commercial_Retail_New_Space Heating_Unit Heater_
Commercial_Retail_New_Space Heating_Natural Gas_Unit Heater_E6 | Commercial | Retail | New | Space Heating | Natural Gas | Unit Heater | E6 |  | 0% | 0% | 0% | 0 | 0 | 0 | 0 | 0 | 0 | 0 | 0 | 0% | 0 | 0 | 0% | Normal | 0% | 0 | 0 | 0 | [17 empty] | Commercial_Retail_New_Space Heating_Unit Heater_
Commercial_Retail_New_Space Heating_Natural Gas_Unit Heater_E7 | Commercial | Retail | New | Space Heating | Natural Gas | Unit Heater | E7 |  | 0% | 0% | 0% | 0 | 0 | 0 | 0 | 0 | 0 | 0 | 0 | 0% | 0 | 0 | 0% | Normal | 0% | 0 | 0 | 0 | [17 empty] | Commercial_Retail_New_Space Heating_Unit Heater_
Commercial_Retail_New_Space Heating_Natural Gas_Unit Heater_E8 | Commercial | Retail | New | Space Heating | Natural Gas | Unit Heater | E8 |  | 0% | 0% | 0% | 0 | 0 | 0 | 0 | 0 | 0 | 0 | 0 | 0% | 0 | 0 | 0% | Normal | 0% | 0 | 0 | 0 | [17 empty] | Commercial_Retail_New_Space Heating_Unit Heater_
Commercial_Retail_New_Space Heating_Natural Gas_Unit Heater_E9 | Commercial | Retail | New | Space Heating | Natural Gas | Unit Heater | E9 |  | 0% | 0% | 0% | 0 | 0 | 0 | 0 | 0 | 0 | 0 | 0 | 0% | 0 | 0 | 0% | Normal | 0% | 0 | 0 | 0 | [17 empty] | Commercial_Retail_New_Space Heating_Unit Heater_
Commercial_Retail_New_Space Heating_Natural Gas_Unit Heater_E10 | Commercial | Retail | New | Space Heating | Natural Gas | Unit Heater | E10 |  | 0% | 0% | 0% | 0 | 0 | 0 | 0 | 0 | 0 | 0 | 0 | 0% | 0 | 0 | 0% | Normal | 0% | 0 | 0 | 0 | [17 empty] | Commercial_Retail_New_Space Heating_Unit Heater_
Commercial_Retail_New_Water Heating_Natural Gas_Water Heater_E1 | Commercial | Retail | New | Water Heating | Natural Gas | Water Heater | E1 | TE 80% | 100% | 0% | 0% | 0.097955 | 0 | 0.0062763 | 0 | 8 | 12 | 2019 | 2051 | 100% | 0 | 0 | 0% | Normal | 0% | 0.18004 | 0 | 0 | 1 kBtu/hr | 100000 | 0 | 0.0036352 | 48.9152 | 26.22 | 0 | 1.68 | 0 | 2017 | 1.0277 | AEO 2021 - gas_water_heater 2017 standard | AEO 2021 - gas_water_heater 2017 standard | DHW_WH-Water Heating-PG&E-R7-14 | 1 | kBtu/hr | 0.0036352 | Commercial_Retail_New_Water Heating_Water Heater_TE 80%
Commercial_Retail_New_Water Heating_Natural Gas_Water Heater_E2 | Commercial | Retail | New | Water Heating | Natural Gas | Water Heater | E2 | TE 81% | 98.77% | 0% | 0% | 0.097918 | 0 | 0.0062763 | 0 | 8 | 12 | 2019 | 2051 | 100% | 0 | 0 | 0% | Normal | 0% | 0.17782 | 0 | 0 | 1 kBtu/hr | 100000 | 0 | 0.0036352 | 48.3113 | 26.21 | 0 | 1.68 | 0 | 2017 | 1.0277 | AEO 2021 - gas_water_heater 2017 typical | AEO 2021 - gas_water_heater 2017 typical | DHW_WH-Water Heating-PG&E-R7-14 | 1 | kBtu/hr | 0.0036352 | Commercial_Retail_New_Water Heating_Water Heater_TE 81%
Commercial_Retail_New_Water Heating_Natural Gas_Water Heater_E3 | Commercial | Retail | New | Water Heating | Natural Gas | Water Heater | E3 | TE 88% | 90.91% | 0% | 0% | 0.10369 | 0 | 0.0058467 | 0 | 8 | 12 | 2019 | 2051 | 100% | 0 | 0 | 0% | Normal | 0% | 0.16367 | 0 | 0 | 1 kBtu/hr | 100000 | 0 | 0.0036352 | 44.4683 | 27.755 | 0 | 1.565 | 0 | 2017 | 1.0277 | AEO 2021 - gas_water_heater 2017 ENERGY STAR | AEO 2021 - gas_water_heater 2017 ENERGY STAR | DHW_WH-Water Heating-PG&E-R7-14 | 1 | kBtu/hr | 0.0036352 | Commercial_Retail_New_Water Heating_Water Heater_TE 88%
Commercial_Retail_New_Water Heating_Natural Gas_Water Heater_E4 | Commercial | Retail | New | Water Heating | Natural Gas | Water Heater | E4 | TE 94% | 85.11% | 0% | 0% | 0.10946 | 0 | 0.005417 | 0 | 8 | 12 | 2019 | 2051 | 100% | 0 | 0 | 0% | Normal | 0% | 0.15322 | 0 | 0 | 1 kBtu/hr | 100000 | 0 | 0.0036352 | 41.6299 | 29.3 | 0 | 1.45 | 0 | 2017 | 1.0277 | AEO 2021 - gas_water_heater 2017 ENERGY STAR | AEO 2021 - gas_water_heater 2017 ENERGY STAR | DHW_WH-Water Heating-PG&E-R7-14 | 1 | kBtu/hr | 0.0036352 | Commercial_Retail_New_Water Heating_Water Heater_TE 94%
Commercial_Retail_New_Water Heating_Natural Gas_Water Heater_E5 | Commercial | Retail | New | Water Heating | Natural Gas | Water Heater | E5 | TE 96% | 83.33% | 0% | 0% | 0.11179 | 0 | 0.0055323 | 0 | 8 | 12 | 2019 | 2051 | 100% | 0 | 0 | 0% | Normal | 0% | 0.15003 | 0 | 0 | 1 kBtu/hr | 100000 | 0 | 0.0036352 | 40.7626 | 29.9234 | 0 | 1.4809 | 0 | 2017 | 1.0277 | AEO 2021 - gas_water_heater 2017 ENERGY STAR | AEO 2021 - gas_water_heater 2017 ENERGY STAR | DHW_WH-Water Heating-PG&E-R7-14 | 1 | kBtu/hr | 0.0036352 | Commercial_Retail_New_Water Heating_Water Heater_TE 96%
Commercial_Retail_New_Water Heating_Natural Gas_Water Heater_E6 | Commercial | Retail | New | Water Heating | Natural Gas | Water Heater | E6 | Tankless | 81.63% | 0% | 0% | 0.12091 | 0 | 0.0012664 | 0 | 8 | 12 | 2019 | 2051 | 100% | 0 | 0 | 0% | Normal | 0% | 0.14697 | 0 | 0 | 1 kBtu/hr | 100000 | 0 | 0.0036352 | 39.9308 | 32.3633 | 0 | 0.33898 | 0 | 2017 | 1.0277 | EIA Ref. Case 2018 - Gas Tankless High Eff. | EIA Ref. Case 2018 - Gas Tankless High Eff. | DHW_WH-Water Heating-NMTRM-2016-7 | 1 | kBtu/hr | 0.0036352 | Commercial_Retail_New_Water Heating_Water Heater_Tankless
Commercial_Retail_New_Water Heating_Natural Gas_Water Heater_E7 | Commercial | Retail | New | Water Heating | Natural Gas | Water Heater | E7 | Gas-Fired Absorption HPWH | 75.47% | 0% | 0% | 0.20129 | 0 | 0 | 0 | 10 | 16 | 2019 | 2051 | 100% | 0 | 0 | 0% | Normal | 0% | 0.13588 | 0 | 0 | 1 kBtu/hr | 100000 | 0 | 0.0036352 | 36.9171 | 56.3879 | 0 | 0 | 0 | 2020 | 0.98199 | DHW_WH-Water Heating-DOE-2014-2 | NEEA Report #E20-309, Robur Heat Pump Field Trial. March 11, 2020. | Engineering Calculation and NEEA Report #E20-309, Robur Heat Pump Field Trial. March 11, 2020. | 1 | kBtu/hr | 0.0036352 | Commercial_Retail_New_Water Heating_Water Heater_Gas-Fired Absorption HPWH
Commercial_Retail_New_Water Heating_Natural Gas_Water Heater_E8 | Commercial | Retail | New | Water Heating | Natural Gas | Water Heater | E8 |  | 0% | 0% | 0% | 0 | 0 | 0 | 0 | 0 | 0 | 0 | 0 | 0% | 0 | 0 | 0% | Normal | 0% | 0 | 0 | 0 | [17 empty] | Commercial_Retail_New_Water Heating_Water Heater_
Commercial_Retail_New_Water Heating_Natural Gas_Water Heater_E9 | Commercial | Retail | New | Water Heating | Natural Gas | Water Heater | E9 |  | 0% | 0% | 0% | 0 | 0 | 0 | 0 | 0 | 0 | 0 | 0 | 0% | 0 | 0 | 0% | Normal | 0% | 0 | 0 | 0 | [17 empty] | Commercial_Retail_New_Water Heating_Water Heater_
Commercial_Retail_New_Water Heating_Natural Gas_Water Heater_E10 | Commercial | Retail | New | Water Heating | Natural Gas | Water Heater | E10 |  | 0% | 0% | 0% | 0 | 0 | 0 | 0 | 0 | 0 | 0 | 0 | 0% | 0 | 0 | 0% | Normal | 0% | 0 | 0 | 0 | [17 empty] | Commercial_Retail_New_Water Heating_Water Heater_
Commercial_Retail_New_Food Preparation_Natural Gas_Oven_E1 | Commercial | Retail | New | Food Preparation | Natural Gas | Oven | E1 | Standard | 100% | 0% | 0% | 3.4375 | 0.0725 | 0 | 0 | 10 | 14 | 2019 | 2051 | 100% | 0 | 0 | 0% | Normal | 0% | 0.36131 | 0 | 0 | 1 unit | 100000 | 0 | 0.00044419 | 813.4143 | 7112 | 150 | 0 | 0 | 2013 | 1.0881 | IL TRM - 4.2.1 - CI-FSE-CBOV-V02-160601 | ETO Measure Input Sheet - Com - Gas Convection Oven | IL TRM - 4.2.1 - CI-FSE-CBOV-V02-160601 | 1 | unit | 0.00044419 | Commercial_Retail_New_Food Preparation_Oven_Standard
Commercial_Retail_New_Food Preparation_Natural Gas_Oven_E2 | Commercial | Retail | New | Food Preparation | Natural Gas | Oven | E2 | ENERGY STAR (>44% Baking Efficiency) | 86.89% | 0% | 0% | 3.625 | 0.0725 | 0 | 0 | 10 | 14 | 2019 | 2051 | 100% | 0 | 0 | 0% | Normal | 0% | 0.31393 | 0 | 0 | 1 unit | 100000 | 0 | 0.00044419 | 706.739 | 7500 | 150 | 0 | 0 | 2013 | 1.0881 | IL TRM - 4.2.1 - CI-FSE-CBOV-V02-160601 | EIA 2018 Tech Forecast | ETO Measure Input Sheet | 1 | unit | 0.00044419 | Commercial_Retail_New_Food Preparation_Oven_ENERGY STAR (>44% Baking Efficiency)
Commercial_Retail_New_Food Preparation_Natural Gas_Oven_E3 | Commercial | Retail | New | Food Preparation | Natural Gas | Oven | E3 |  | 0% | 0% | 0% | 0 | 0 | 0 | 0 | 0 | 0 | 0 | 0 | 0% | 0 | 0 | 0% | Normal | 0% | 0 | 0 | 0 | [17 empty] | Commercial_Retail_New_Food Preparation_Oven_
Commercial_Retail_New_Food Preparation_Natural Gas_Oven_E4 | Commercial | Retail | New | Food Preparation | Natural Gas | Oven | E4 |  | 0% | 0% | 0% | 0 | 0 | 0 | 0 | 0 | 0 | 0 | 0 | 0% | 0 | 0 | 0% | Normal | 0% | 0 | 0 | 0 | [17 empty] | Commercial_Retail_New_Food Preparation_Oven_
Commercial_Retail_New_Food Preparation_Natural Gas_Oven_E5 | Commercial | Retail | New | Food Preparation | Natural Gas | Oven | E5 |  | 0% | 0% | 0% | 0 | 0 | 0 | 0 | 0 | 0 | 0 | 0 | 0% | 0 | 0 | 0% | Normal | 0% | 0 | 0 | 0 | [17 empty] | Commercial_Retail_New_Food Preparation_Oven_
Commercial_Retail_New_Food Preparation_Natural Gas_Oven_E6 | Commercial | Retail | New | Food Preparation | Natural Gas | Oven | E6 |  | 0% | 0% | 0% | 0 | 0 | 0 | 0 | 0 | 0 | 0 | 0 | 0% | 0 | 0 | 0% | Normal | 0% | 0 | 0 | 0 | [17 empty] | Commercial_Retail_New_Food Preparation_Oven_
Commercial_Retail_New_Food Preparation_Natural Gas_Oven_E7 | Commercial | Retail | New | Food Preparation | Natural Gas | Oven | E7 |  | 0% | 0% | 0% | 0 | 0 | 0 | 0 | 0 | 0 | 0 | 0 | 0% | 0 | 0 | 0% | Normal | 0% | 0 | 0 | 0 | [17 empty] | Commercial_Retail_New_Food Preparation_Oven_
Commercial_Retail_New_Food Preparation_Natural Gas_Oven_E8 | Commercial | Retail | New | Food Preparation | Natural Gas | Oven | E8 |  | 0% | 0% | 0% | 0 | 0 | 0 | 0 | 0 | 0 | 0 | 0 | 0% | 0 | 0 | 0% | Normal | 0% | 0 | 0 | 0 | [17 empty] | Commercial_Retail_New_Food Preparation_Oven_
Commercial_Retail_New_Food Preparation_Natural Gas_Oven_E9 | Commercial | Retail | New | Food Preparation | Natural Gas | Oven | E9 |  | 0% | 0% | 0% | 0 | 0 | 0 | 0 | 0 | 0 | 0 | 0 | 0% | 0 | 0 | 0% | Normal | 0% | 0 | 0 | 0 | [17 empty] | Commercial_Retail_New_Food Preparation_Oven_
Commercial_Retail_New_Food Preparation_Natural Gas_Oven_E10 | Commercial | Retail | New | Food Preparation | Natural Gas | Oven | E10 |  | 0% | 0% | 0% | 0 | 0 | 0 | 0 | 0 | 0 | 0 | 0 | 0% | 0 | 0 | 0% | Normal | 0% | 0 | 0 | 0 | [17 empty] | Commercial_Retail_New_Food Preparation_Oven_
Commercial_Retail_New_Food Preparation_Natural Gas_Conveyor Oven_E1 | Commercial | Retail | New | Food Preparation | Natural Gas | Conveyor Oven | E1 | Standard | 100% | 0% | 0% | 2.4638 | 0 | 0 | 0 | 15 | 19 | 2019 | 2051 | 100% | 0 | 0 | 0% | Normal | 0% | 0.66441 | 0 | 0 | 1 unit | 100000 | 0 | 0.00023026 | 2885.475 | 10177 | 0 | 0 | 0 | 2015 | 1.0514 | IL TRM - 4.2.4 - CI-FSE-CVOV-V02-180101 | PGE Workpaper, PGECOFST117 R5, 2015 | MN TRM 3.1 - Gas Conveyor Oven v1.1 | 1 | unit | 0.00023026 | Commercial_Retail_New_Food Preparation_Conveyor Oven_Standard
Commercial_Retail_New_Food Preparation_Natural Gas_Conveyor Oven_E2 | Commercial | Retail | New | Food Preparation | Natural Gas | Conveyor Oven | E2 | Efficient (>44% Baking Efficiency) | 76.02% | 0% | 0% | 3.0037 | 0 | 0 | 0 | 15 | 19 | 2019 | 2051 | 100% | 0 | 0 | 0% | Normal | 0% | 0.50506 | 0 | 0 | 1 unit | 100000 | 0 | 0.00023026 | 2193.4093 | 12407 | 0 | 0 | 0 | 2015 | 1.0514 | IL TRM - 4.2.4 - CI-FSE-CVOV-V02-180101 | PGE Workpaper, PGECOFST117 R5, 2015 | MN TRM 3.1 - Gas Conveyor Oven v1.1 | 1 | unit | 0.00023026 | Commercial_Retail_New_Food Preparation_Conveyor Oven_Efficient (>44% Baking Efficiency)
Commercial_Retail_New_Food Preparation_Natural Gas_Conveyor Oven_E3 | Commercial | Retail | New | Food Preparation | Natural Gas | Conveyor Oven | E3 |  | 0% | 0% | 0% | 0 | 0 | 0 | 0 | 0 | 0 | 0 | 0 | 0% | 0 | 0 | 0% | Normal | 0% | 0 | 0 | 0 | [17 empty] | Commercial_Retail_New_Food Preparation_Conveyor Oven_
Commercial_Retail_New_Food Preparation_Natural Gas_Conveyor Oven_E4 | Commercial | Retail | New | Food Preparation | Natural Gas | Conveyor Oven | E4 |  | 0% | 0% | 0% | 0 | 0 | 0 | 0 | 0 | 0 | 0 | 0 | 0% | 0 | 0 | 0% | Normal | 0% | 0 | 0 | 0 | [17 empty] | Commercial_Retail_New_Food Preparation_Conveyor Oven_
Commercial_Retail_New_Food Preparation_Natural Gas_Conveyor Oven_E5 | Commercial | Retail | New | Food Preparation | Natural Gas | Conveyor Oven | E5 |  | 0% | 0% | 0% | 0 | 0 | 0 | 0 | 0 | 0 | 0 | 0 | 0% | 0 | 0 | 0% | Normal | 0% | 0 | 0 | 0 | [17 empty] | Commercial_Retail_New_Food Preparation_Conveyor Oven_
Commercial_Retail_New_Food Preparation_Natural Gas_Conveyor Oven_E6 | Commercial | Retail | New | Food Preparation | Natural Gas | Conveyor Oven | E6 |  | 0% | 0% | 0% | 0 | 0 | 0 | 0 | 0 | 0 | 0 | 0 | 0% | 0 | 0 | 0% | Normal | 0% | 0 | 0 | 0 | [17 empty] | Commercial_Retail_New_Food Preparation_Conveyor Oven_
Commercial_Retail_New_Food Preparation_Natural Gas_Conveyor Oven_E7 | Commercial | Retail | New | Food Preparation | Natural Gas | Conveyor Oven | E7 |  | 0% | 0% | 0% | 0 | 0 | 0 | 0 | 0 | 0 | 0 | 0 | 0% | 0 | 0 | 0% | Normal | 0% | 0 | 0 | 0 | [17 empty] | Commercial_Retail_New_Food Preparation_Conveyor Oven_
Commercial_Retail_New_Food Preparation_Natural Gas_Conveyor Oven_E8 | Commercial | Retail | New | Food Preparation | Natural Gas | Conveyor Oven | E8 |  | 0% | 0% | 0% | 0 | 0 | 0 | 0 | 0 | 0 | 0 | 0 | 0% | 0 | 0 | 0% | Normal | 0% | 0 | 0 | 0 | [17 empty] | Commercial_Retail_New_Food Preparation_Conveyor Oven_
Commercial_Retail_New_Food Preparation_Natural Gas_Conveyor Oven_E9 | Commercial | Retail | New | Food Preparation | Natural Gas | Conveyor Oven | E9 |  | 0% | 0% | 0% | 0 | 0 | 0 | 0 | 0 | 0 | 0 | 0 | 0% | 0 | 0 | 0% | Normal | 0% | 0 | 0 | 0 | [17 empty] | Commercial_Retail_New_Food Preparation_Conveyor Oven_
Commercial_Retail_New_Food Preparation_Natural Gas_Conveyor Oven_E10 | Commercial | Retail | New | Food Preparation | Natural Gas | Conveyor Oven | E10 |  | 0% | 0% | 0% | 0 | 0 | 0 | 0 | 0 | 0 | 0 | 0 | 0% | 0 | 0 | 0% | Normal | 0% | 0 | 0 | 0 | [17 empty] | Commercial_Retail_New_Food Preparation_Conveyor Oven_
Commercial_Retail_New_Food Preparation_Natural Gas_Double Rack Oven_E1 | Commercial | Retail | New | Food Preparation | Natural Gas | Double Rack Oven | E1 | Standard | 100% | 0% | 0% | 3.6233 | 0 | 0 | 0 | 10 | 14 | 2019 | 2051 | 100% | 0 | 0 | 0% | Normal | 0% | 1.1841 | 0 | 0 | 1 unit | 100000 | 0 | 0.0002788 | 4247.1 | 12513 | 0 | 0 | 0 | 2016 | 1.0386 | IL TRM - 4.2.18 - CI-FSE-RKOV-VO2-180101 | PGE Workpaper, PGECOFST109 R6, 2016 | IL TRM - 4.2.18 - CI-FSE-RKOV-VO2-180101 | 1 | unit | 0.0002788 | Commercial_Retail_New_Food Preparation_Double Rack Oven_Standard
Commercial_Retail_New_Food Preparation_Natural Gas_Double Rack Oven_E2 | Commercial | Retail | New | Food Preparation | Natural Gas | Double Rack Oven | E2 | FTSC Qualified (>50% Cooking Efficiency) | 54.55% | 0% | 0% | 4.8187 | 0 | 0 | 0 | 10 | 14 | 2019 | 2051 | 100% | 0 | 0 | 0% | Normal | 0% | 0.64586 | 0 | 0 | 1 unit | 100000 | 0 | 0.0002788 | 2316.6 | 16641 | 0 | 0 | 0 | 2016 | 1.0386 | IL TRM - 4.2.18 - CI-FSE-RKOV-VO2-180101 | PGE Workpaper, PGECOFST109 R6, 2016 | IL TRM - 4.2.18 - CI-FSE-RKOV-VO2-180101 | 1 | unit | 0.0002788 | Commercial_Retail_New_Food Preparation_Double Rack Oven_FTSC Qualified (>50% Cooking Efficiency)
Commercial_Retail_New_Food Preparation_Natural Gas_Double Rack Oven_E3 | Commercial | Retail | New | Food Preparation | Natural Gas | Double Rack Oven | E3 |  | 0% | 0% | 0% | 0 | 0 | 0 | 0 | 0 | 0 | 0 | 0 | 0% | 0 | 0 | 0% | Normal | 0% | 0 | 0 | 0 | [17 empty] | Commercial_Retail_New_Food Preparation_Double Rack Oven_
Commercial_Retail_New_Food Preparation_Natural Gas_Double Rack Oven_E4 | Commercial | Retail | New | Food Preparation | Natural Gas | Double Rack Oven | E4 |  | 0% | 0% | 0% | 0 | 0 | 0 | 0 | 0 | 0 | 0 | 0 | 0% | 0 | 0 | 0% | Normal | 0% | 0 | 0 | 0 | [17 empty] | Commercial_Retail_New_Food Preparation_Double Rack Oven_
Commercial_Retail_New_Food Preparation_Natural Gas_Double Rack Oven_E5 | Commercial | Retail | New | Food Preparation | Natural Gas | Double Rack Oven | E5 |  | 0% | 0% | 0% | 0 | 0 | 0 | 0 | 0 | 0 | 0 | 0 | 0% | 0 | 0 | 0% | Normal | 0% | 0 | 0 | 0 | [17 empty] | Commercial_Retail_New_Food Preparation_Double Rack Oven_
Commercial_Retail_New_Food Preparation_Natural Gas_Double Rack Oven_E6 | Commercial | Retail | New | Food Preparation | Natural Gas | Double Rack Oven | E6 |  | 0% | 0% | 0% | 0 | 0 | 0 | 0 | 0 | 0 | 0 | 0 | 0% | 0 | 0 | 0% | Normal | 0% | 0 | 0 | 0 | [17 empty] | Commercial_Retail_New_Food Preparation_Double Rack Oven_
Commercial_Retail_New_Food Preparation_Natural Gas_Double Rack Oven_E7 | Commercial | Retail | New | Food Preparation | Natural Gas | Double Rack Oven | E7 |  | 0% | 0% | 0% | 0 | 0 | 0 | 0 | 0 | 0 | 0 | 0 | 0% | 0 | 0 | 0% | Normal | 0% | 0 | 0 | 0 | [17 empty] | Commercial_Retail_New_Food Preparation_Double Rack Oven_
Commercial_Retail_New_Food Preparation_Natural Gas_Double Rack Oven_E8 | Commercial | Retail | New | Food Preparation | Natural Gas | Double Rack Oven | E8 |  | 0% | 0% | 0% | 0 | 0 | 0 | 0 | 0 | 0 | 0 | 0 | 0% | 0 | 0 | 0% | Normal | 0% | 0 | 0 | 0 | [17 empty] | Commercial_Retail_New_Food Preparation_Double Rack Oven_
Commercial_Retail_New_Food Preparation_Natural Gas_Double Rack Oven_E9 | Commercial | Retail | New | Food Preparation | Natural Gas | Double Rack Oven | E9 |  | 0% | 0% | 0% | 0 | 0 | 0 | 0 | 0 | 0 | 0 | 0 | 0% | 0 | 0 | 0% | Normal | 0% | 0 | 0 | 0 | [17 empty] | Commercial_Retail_New_Food Preparation_Double Rack Oven_
Commercial_Retail_New_Food Preparation_Natural Gas_Double Rack Oven_E10 | Commercial | Retail | New | Food Preparation | Natural Gas | Double Rack Oven | E10 |  | 0% | 0% | 0% | 0 | 0 | 0 | 0 | 0 | 0 | 0 | 0 | 0% | 0 | 0 | 0% | Normal | 0% | 0 | 0 | 0 | [17 empty] | Commercial_Retail_New_Food Preparation_Double Rack Oven_
Commercial_Retail_New_Food Preparation_Natural Gas_Fryer_E1 | Commercial | Retail | New | Food Preparation | Natural Gas | Fryer | E1 | Standard | 100% | 0% | 0% | 1.8588 | 0 | 0 | 0 | 4 | 7 | 2019 | 2021 | 100% | 0 | 0 | 0% | Normal | 0% | 0.59958 | 0 | 0 | 1 unit | 100000 | 0 | 0.00052953 | 1132.275 | 3379.7321 | 0 | 0 | 0 | 2016 | 1.0386 | RTF Wkbk - ComCookingFryer_v3_3 | RTF Wkbk - ComCookingFryer_v3_3 | RTF Wkbk - ComCookingFryer_v3_3 | 1 | unit | 0.00052953 | Commercial_Retail_New_Food Preparation_Fryer_Standard
Commercial_Retail_New_Food Preparation_Natural Gas_Fryer_E2 | Commercial | Retail | New | Food Preparation | Natural Gas | Fryer | E2 | ENERGY STAR | 61.29% | 0% | 0% | 2.3365 | 0 | 0 | 0 | 4 | 7 | 2019 | 2051 | 100% | 0 | 0 | 0% | Normal | 0% | 0.36748 | 0 | 0 | 1 unit | 100000 | 0 | 0.00052953 | 693.975 | 4248.3333 | 0 | 0 | 0 | 2016 | 1.0386 | RTF Wkbk - ComCookingFryer_v3_3 | RTF Wkbk - ComCookingFryer_v3_3 | RTF Wkbk - ComCookingFryer_v3_3 | 1 | unit | 0.00052953 | Commercial_Retail_New_Food Preparation_Fryer_ENERGY STAR
Commercial_Retail_New_Food Preparation_Natural Gas_Fryer_E3 | Commercial | Retail | New | Food Preparation | Natural Gas | Fryer | E3 |  | 0% | 0% | 0% | 0 | 0 | 0 | 0 | 0 | 0 | 0 | 0 | 0% | 0 | 0 | 0% | Normal | 0% | 0 | 0 | 0 | [17 empty] | Commercial_Retail_New_Food Preparation_Fryer_
Commercial_Retail_New_Food Preparation_Natural Gas_Fryer_E4 | Commercial | Retail | New | Food Preparation | Natural Gas | Fryer | E4 |  | 0% | 0% | 0% | 0 | 0 | 0 | 0 | 0 | 0 | 0 | 0 | 0% | 0 | 0 | 0% | Normal | 0% | 0 | 0 | 0 | [17 empty] | Commercial_Retail_New_Food Preparation_Fryer_
Commercial_Retail_New_Food Preparation_Natural Gas_Fryer_E5 | Commercial | Retail | New | Food Preparation | Natural Gas | Fryer | E5 |  | 0% | 0% | 0% | 0 | 0 | 0 | 0 | 0 | 0 | 0 | 0 | 0% | 0 | 0 | 0% | Normal | 0% | 0 | 0 | 0 | [17 empty] | Commercial_Retail_New_Food Preparation_Fryer_
Commercial_Retail_New_Food Preparation_Natural Gas_Fryer_E6 | Commercial | Retail | New | Food Preparation | Natural Gas | Fryer | E6 |  | 0% | 0% | 0% | 0 | 0 | 0 | 0 | 0 | 0 | 0 | 0 | 0% | 0 | 0 | 0% | Normal | 0% | 0 | 0 | 0 | [17 empty] | Commercial_Retail_New_Food Preparation_Fryer_
Commercial_Retail_New_Food Preparation_Natural Gas_Fryer_E7 | Commercial | Retail | New | Food Preparation | Natural Gas | Fryer | E7 |  | 0% | 0% | 0% | 0 | 0 | 0 | 0 | 0 | 0 | 0 | 0 | 0% | 0 | 0 | 0% | Normal | 0% | 0 | 0 | 0 | [17 empty] | Commercial_Retail_New_Food Preparation_Fryer_
Commercial_Retail_New_Food Preparation_Natural Gas_Fryer_E8 | Commercial | Retail | New | Food Preparation | Natural Gas | Fryer | E8 |  | 0% | 0% | 0% | 0 | 0 | 0 | 0 | 0 | 0 | 0 | 0 | 0% | 0 | 0 | 0% | Normal | 0% | 0 | 0 | 0 | [17 empty] | Commercial_Retail_New_Food Preparation_Fryer_
Commercial_Retail_New_Food Preparation_Natural Gas_Fryer_E9 | Commercial | Retail | New | Food Preparation | Natural Gas | Fryer | E9 |  | 0% | 0% | 0% | 0 | 0 | 0 | 0 | 0 | 0 | 0 | 0 | 0% | 0 | 0 | 0% | Normal | 0% | 0 | 0 | 0 | [17 empty] | Commercial_Retail_New_Food Preparation_Fryer_
Commercial_Retail_New_Food Preparation_Natural Gas_Fryer_E10 | Commercial | Retail | New | Food Preparation | Natural Gas | Fryer | E10 |  | 0% | 0% | 0% | 0 | 0 | 0 | 0 | 0 | 0 | 0 | 0 | 0% | 0 | 0 | 0% | Normal | 0% | 0 | 0 | 0 | [17 empty] | Commercial_Retail_New_Food Preparation_Fryer_
Commercial_Retail_New_Food Preparation_Natural Gas_Broiler_E1 | Commercial | Retail | New | Food Preparation | Natural Gas | Broiler | E1 | Standard | 100% | 0% | 0% | 2.7447 | 0 | 0 | 0 | 10 | 14 | 2019 | 2051 | 100% | 0 | 0 | 0% | Normal | 0% | 0.6538 | 0 | 0 | 1 unit | 100000 | 0 | 0.00097194 | 672.672 | 2500 | 0 | 0 | 0 | 2011 | 1.1296 | IL TRM - 4.2.14 - CI-FSE-IRBL-V02-180101 | Estimate | IL TRM - 4.2.14 - CI-FSE-IRBL-V02-180101 | 1 | unit | 0.00097194 | Commercial_Retail_New_Food Preparation_Broiler_Standard
Commercial_Retail_New_Food Preparation_Natural Gas_Broiler_E2 | Commercial | Retail | New | Food Preparation | Natural Gas | Broiler | E2 | Infrared Burners | 64.29% | 0% | 0% | 3.8426 | 0 | 0 | 0 | 10 | 14 | 2019 | 2051 | 100% | 0 | 0 | 0% | Normal | 0% | 0.4203 | 0 | 0 | 1 unit | 100000 | 0 | 0.00097194 | 432.432 | 3500 | 0 | 0 | 0 | 2011 | 1.1296 | IL TRM - 4.2.14 - CI-FSE-IRBL-V02-180101 | IL TRM - 4.2.14 - CI-FSE-IRBL-V02-180101 | IL TRM - 4.2.14 - CI-FSE-IRBL-V02-180101 | 1 | unit | 0.00097194 | Commercial_Retail_New_Food Preparation_Broiler_Infrared Burners
Commercial_Retail_New_Food Preparation_Natural Gas_Broiler_E3 | Commercial | Retail | New | Food Preparation | Natural Gas | Broiler | E3 |  | 0% | 0% | 0% | 0 | 0 | 0 | 0 | 0 | 0 | 0 | 0 | 0% | 0 | 0 | 0% | Normal | 0% | 0 | 0 | 0 | [17 empty] | Commercial_Retail_New_Food Preparation_Broiler_
Commercial_Retail_New_Food Preparation_Natural Gas_Broiler_E4 | Commercial | Retail | New | Food Preparation | Natural Gas | Broiler | E4 |  | 0% | 0% | 0% | 0 | 0 | 0 | 0 | 0 | 0 | 0 | 0 | 0% | 0 | 0 | 0% | Normal | 0% | 0 | 0 | 0 | [17 empty] | Commercial_Retail_New_Food Preparation_Broiler_
Commercial_Retail_New_Food Preparation_Natural Gas_Broiler_E5 | Commercial | Retail | New | Food Preparation | Natural Gas | Broiler | E5 |  | 0% | 0% | 0% | 0 | 0 | 0 | 0 | 0 | 0 | 0 | 0 | 0% | 0 | 0 | 0% | Normal | 0% | 0 | 0 | 0 | [17 empty] | Commercial_Retail_New_Food Preparation_Broiler_
Commercial_Retail_New_Food Preparation_Natural Gas_Broiler_E6 | Commercial | Retail | New | Food Preparation | Natural Gas | Broiler | E6 |  | 0% | 0% | 0% | 0 | 0 | 0 | 0 | 0 | 0 | 0 | 0 | 0% | 0 | 0 | 0% | Normal | 0% | 0 | 0 | 0 | [17 empty] | Commercial_Retail_New_Food Preparation_Broiler_
Commercial_Retail_New_Food Preparation_Natural Gas_Broiler_E7 | Commercial | Retail | New | Food Preparation | Natural Gas | Broiler | E7 |  | 0% | 0% | 0% | 0 | 0 | 0 | 0 | 0 | 0 | 0 | 0 | 0% | 0 | 0 | 0% | Normal | 0% | 0 | 0 | 0 | [17 empty] | Commercial_Retail_New_Food Preparation_Broiler_
Commercial_Retail_New_Food Preparation_Natural Gas_Broiler_E8 | Commercial | Retail | New | Food Preparation | Natural Gas | Broiler | E8 |  | 0% | 0% | 0% | 0 | 0 | 0 | 0 | 0 | 0 | 0 | 0 | 0% | 0 | 0 | 0% | Normal | 0% | 0 | 0 | 0 | [17 empty] | Commercial_Retail_New_Food Preparation_Broiler_
Commercial_Retail_New_Food Preparation_Natural Gas_Broiler_E9 | Commercial | Retail | New | Food Preparation | Natural Gas | Broiler | E9 |  | 0% | 0% | 0% | 0 | 0 | 0 | 0 | 0 | 0 | 0 | 0 | 0% | 0 | 0 | 0% | Normal | 0% | 0 | 0 | 0 | [17 empty] | Commercial_Retail_New_Food Preparation_Broiler_
Commercial_Retail_New_Food Preparation_Natural Gas_Broiler_E10 | Commercial | Retail | New | Food Preparation | Natural Gas | Broiler | E10 |  | 0% | 0% | 0% | 0 | 0 | 0 | 0 | 0 | 0 | 0 | 0 | 0% | 0 | 0 | 0% | Normal | 0% | 0 | 0 | 0 | [17 empty] | Commercial_Retail_New_Food Preparation_Broiler_
Commercial_Retail_New_Food Preparation_Natural Gas_Griddle_E1 | Commercial | Retail | New | Food Preparation | Natural Gas | Griddle | E1 | Standard | 100% | 0% | 0% | 1.8353 | 0 | 0 | 0 | 10 | 14 | 2019 | 2051 | 100% | 0 | 0 | 0% | Normal | 0% | 0.40345 | 0 | 0 | 1 unit | 100000 | 0 | 0.00032751 | 1231.891 | 5150 | 0 | 0 | 0 | 2013 | 1.0881 | IL TRM - 4.2.8 - CI-FSE-ESGR-V04-200101 | COOK_GRD-Food Preparation-EIA14-2014 Ref. Case-5 | IL TRM - 4.2.8 - CI-FSE-ESGR-V04-200101 | 1 | unit | 0.00032751 | Commercial_Retail_New_Food Preparation_Griddle_Standard
Commercial_Retail_New_Food Preparation_Natural Gas_Griddle_E2 | Commercial | Retail | New | Food Preparation | Natural Gas | Griddle | E2 | ENERGY STAR | 91.65% | 0% | 0% | 2.2808 | 0 | 0 | 0 | 10 | 14 | 2019 | 2051 | 100% | 0 | 0 | 0% | Normal | 0% | 0.36977 | 0 | 0 | 1 unit | 100000 | 0 | 0.00032751 | 1129.0497 | 6400 | 0 | 0 | 0 | 2013 | 1.0881 | IL TRM - 4.2.8 - CI-FSE-ESGR-V04-200101 | ETO Measure Input Sheet - Com - Gas Griddle | ETO Measure Input Sheet - Com - Gas Griddle | 1 | unit | 0.00032751 | Commercial_Retail_New_Food Preparation_Griddle_ENERGY STAR
Commercial_Retail_New_Food Preparation_Natural Gas_Griddle_E3 | Commercial | Retail | New | Food Preparation | Natural Gas | Griddle | E3 |  | 0% | 0% | 0% | 0 | 0 | 0 | 0 | 0 | 0 | 0 | 0 | 0% | 0 | 0 | 0% | Normal | 0% | 0 | 0 | 0 | [17 empty] | Commercial_Retail_New_Food Preparation_Griddle_
Commercial_Retail_New_Food Preparation_Natural Gas_Griddle_E4 | Commercial | Retail | New | Food Preparation | Natural Gas | Griddle | E4 |  | 0% | 0% | 0% | 0 | 0 | 0 | 0 | 0 | 0 | 0 | 0 | 0% | 0 | 0 | 0% | Normal | 0% | 0 | 0 | 0 | [17 empty] | Commercial_Retail_New_Food Preparation_Griddle_
Commercial_Retail_New_Food Preparation_Natural Gas_Griddle_E5 | Commercial | Retail | New | Food Preparation | Natural Gas | Griddle | E5 |  | 0% | 0% | 0% | 0 | 0 | 0 | 0 | 0 | 0 | 0 | 0 | 0% | 0 | 0 | 0% | Normal | 0% | 0 | 0 | 0 | [17 empty] | Commercial_Retail_New_Food Preparation_Griddle_
Commercial_Retail_New_Food Preparation_Natural Gas_Griddle_E6 | Commercial | Retail | New | Food Preparation | Natural Gas | Griddle | E6 |  | 0% | 0% | 0% | 0 | 0 | 0 | 0 | 0 | 0 | 0 | 0 | 0% | 0 | 0 | 0% | Normal | 0% | 0 | 0 | 0 | [17 empty] | Commercial_Retail_New_Food Preparation_Griddle_
Commercial_Retail_New_Food Preparation_Natural Gas_Griddle_E7 | Commercial | Retail | New | Food Preparation | Natural Gas | Griddle | E7 |  | 0% | 0% | 0% | 0 | 0 | 0 | 0 | 0 | 0 | 0 | 0 | 0% | 0 | 0 | 0% | Normal | 0% | 0 | 0 | 0 | [17 empty] | Commercial_Retail_New_Food Preparation_Griddle_
Commercial_Retail_New_Food Preparation_Natural Gas_Griddle_E8 | Commercial | Retail | New | Food Preparation | Natural Gas | Griddle | E8 |  | 0% | 0% | 0% | 0 | 0 | 0 | 0 | 0 | 0 | 0 | 0 | 0% | 0 | 0 | 0% | Normal | 0% | 0 | 0 | 0 | [17 empty] | Commercial_Retail_New_Food Preparation_Griddle_
Commercial_Retail_New_Food Preparation_Natural Gas_Griddle_E9 | Commercial | Retail | New | Food Preparation | Natural Gas | Griddle | E9 |  | 0% | 0% | 0% | 0 | 0 | 0 | 0 | 0 | 0 | 0 | 0 | 0% | 0 | 0 | 0% | Normal | 0% | 0 | 0 | 0 | [17 empty] | Commercial_Retail_New_Food Preparation_Griddle_
Commercial_Retail_New_Food Preparation_Natural Gas_Griddle_E10 | Commercial | Retail | New | Food Preparation | Natural Gas | Griddle | E10 |  | 0% | 0% | 0% | 0 | 0 | 0 | 0 | 0 | 0 | 0 | 0 | 0% | 0 | 0 | 0% | Normal | 0% | 0 | 0 | 0 | [17 empty] | Commercial_Retail_New_Food Preparation_Griddle_
Commercial_Retail_New_Food Preparation_Natural Gas_Range_E1 | Commercial | Retail | New | Food Preparation | Natural Gas | Range | E1 | Standard | 100% | 0% | 0% | 3.0563 | 0 | 0 | 0 | 8 | 12 | 2019 | 2051 | 100% | 0 | 0 | 0% | Normal | 0% | 0.47903 | 0 | 0 | 1 unit | 100000 | 0 | 0.00039919 | 1200 | 7450 | 0 | 0 | 0 | 2017 | 1.0277 | COOK_OVN-Food Preparation-AEO17-1 | EIA 2018 Tech Forecast | Navigant 2009 | 1 | unit | 0.00039919 | Commercial_Retail_New_Food Preparation_Range_Standard
Commercial_Retail_New_Food Preparation_Natural Gas_Range_E2 | Commercial | Retail | New | Food Preparation | Natural Gas | Range | E2 | High Efficiency | 75% | 0% | 0% | 3.0567 | 0 | 0 | 0 | 8 | 12 | 2019 | 2051 | 100% | 0 | 0 | 0% | Normal | 0% | 0.35927 | 0 | 0 | 1 unit | 100000 | 0 | 0.00039919 | 900 | 7451 | 0 | 0 | 0 | 2017 | 1.0277 | COOK_OVN-Food Preparation-AEO17-1 | EIA 2018 Tech Forecast | EIA 2018 Tech Forecast | 1 | unit | 0.00039919 | Commercial_Retail_New_Food Preparation_Range_High Efficiency
Commercial_Retail_New_Food Preparation_Natural Gas_Range_E3 | Commercial | Retail | New | Food Preparation | Natural Gas | Range | E3 |  | 0% | 0% | 0% | 0 | 0 | 0 | 0 | 0 | 0 | 0 | 0 | 0% | 0 | 0 | 0% | Normal | 0% | 0 | 0 | 0 | [17 empty] | Commercial_Retail_New_Food Preparation_Range_
Commercial_Retail_New_Food Preparation_Natural Gas_Range_E4 | Commercial | Retail | New | Food Preparation | Natural Gas | Range | E4 |  | 0% | 0% | 0% | 0 | 0 | 0 | 0 | 0 | 0 | 0 | 0 | 0% | 0 | 0 | 0% | Normal | 0% | 0 | 0 | 0 | [17 empty] | Commercial_Retail_New_Food Preparation_Range_
Commercial_Retail_New_Food Preparation_Natural Gas_Range_E5 | Commercial | Retail | New | Food Preparation | Natural Gas | Range | E5 |  | 0% | 0% | 0% | 0 | 0 | 0 | 0 | 0 | 0 | 0 | 0 | 0% | 0 | 0 | 0% | Normal | 0% | 0 | 0 | 0 | [17 empty] | Commercial_Retail_New_Food Preparation_Range_
Commercial_Retail_New_Food Preparation_Natural Gas_Range_E6 | Commercial | Retail | New | Food Preparation | Natural Gas | Range | E6 |  | 0% | 0% | 0% | 0 | 0 | 0 | 0 | 0 | 0 | 0 | 0 | 0% | 0 | 0 | 0% | Normal | 0% | 0 | 0 | 0 | [17 empty] | Commercial_Retail_New_Food Preparation_Range_
Commercial_Retail_New_Food Preparation_Natural Gas_Range_E7 | Commercial | Retail | New | Food Preparation | Natural Gas | Range | E7 |  | 0% | 0% | 0% | 0 | 0 | 0 | 0 | 0 | 0 | 0 | 0 | 0% | 0 | 0 | 0% | Normal | 0% | 0 | 0 | 0 | [17 empty] | Commercial_Retail_New_Food Preparation_Range_
Commercial_Retail_New_Food Preparation_Natural Gas_Range_E8 | Commercial | Retail | New | Food Preparation | Natural Gas | Range | E8 |  | 0% | 0% | 0% | 0 | 0 | 0 | 0 | 0 | 0 | 0 | 0 | 0% | 0 | 0 | 0% | Normal | 0% | 0 | 0 | 0 | [17 empty] | Commercial_Retail_New_Food Preparation_Range_
Commercial_Retail_New_Food Preparation_Natural Gas_Range_E9 | Commercial | Retail | New | Food Preparation | Natural Gas | Range | E9 |  | 0% | 0% | 0% | 0 | 0 | 0 | 0 | 0 | 0 | 0 | 0 | 0% | 0 | 0 | 0% | Normal | 0% | 0 | 0 | 0 | [17 empty] | Commercial_Retail_New_Food Preparation_Range_
Commercial_Retail_New_Food Preparation_Natural Gas_Range_E10 | Commercial | Retail | New | Food Preparation | Natural Gas | Range | E10 |  | 0% | 0% | 0% | 0 | 0 | 0 | 0 | 0 | 0 | 0 | 0 | 0% | 0 | 0 | 0% | Normal | 0% | 0 | 0 | 0 | [17 empty] | Commercial_Retail_New_Food Preparation_Range_
Commercial_Retail_New_Food Preparation_Natural Gas_Steamer_E1 | Commercial | Retail | New | Food Preparation | Natural Gas | Steamer | E1 | Standard | 100% | 0% | 0% | 9.0556 | 0 | 0 | 0 | 8 | 16 | 2019 | 2021 | 100% | 0 | 0 | 0% | Normal | 0% | 0.95137 | 0 | 0 | 1 unit | 100000 | 0 | 0.00062303 | 1527.0152 | 13100 | 0 | 0 | 0 | 2012 | 1.1095 | IL TRM - 4.2.3 - CI-FSE-STMC-V05-190101 | DOE Commercial R&D 2016 - Table 2-10 | IL TRM - 4.2.3 - CI-FSE-STMC-V05-190101 | 1 | unit | 0.00062303 | Commercial_Retail_New_Food Preparation_Steamer_Standard
Commercial_Retail_New_Food Preparation_Natural Gas_Steamer_E2 | Commercial | Retail | New | Food Preparation | Natural Gas | Steamer | E2 | ENERGY STAR | 43.38% | 0% | 0% | 10.6248 | 0 | -0.0018179 | 0 | 8 | 16 | 2019 | 2051 | 100% | 0 | 0 | 0% | Normal | 0% | 0.41273 | 0 | 0 | 1 unit | 100000 | 0 | 0.00062303 | 662.4553 | 15370 | 0 | -2.6298 | 0 | 2012 | 1.1095 | IL TRM - 4.2.3 - CI-FSE-STMC-V05-190101 | ETO Measure Input Sheet - Com - Gas Steamer | ETO Measure Input Sheet - Com - Gas Steamer | 1 | unit | 0.00062303 | Commercial_Retail_New_Food Preparation_Steamer_ENERGY STAR
Commercial_Retail_New_Food Preparation_Natural Gas_Steamer_E3 | Commercial | Retail | New | Food Preparation | Natural Gas | Steamer | E3 |  | 0% | 0% | 0% | 0 | 0 | 0 | 0 | 0 | 0 | 0 | 0 | 0% | 0 | 0 | 0% | Normal | 0% | 0 | 0 | 0 | [17 empty] | Commercial_Retail_New_Food Preparation_Steamer_
Commercial_Retail_New_Food Preparation_Natural Gas_Steamer_E4 | Commercial | Retail | New | Food Preparation | Natural Gas | Steamer | E4 |  | 0% | 0% | 0% | 0 | 0 | 0 | 0 | 0 | 0 | 0 | 0 | 0% | 0 | 0 | 0% | Normal | 0% | 0 | 0 | 0 | [17 empty] | Commercial_Retail_New_Food Preparation_Steamer_
Commercial_Retail_New_Food Preparation_Natural Gas_Steamer_E5 | Commercial | Retail | New | Food Preparation | Natural Gas | Steamer | E5 |  | 0% | 0% | 0% | 0 | 0 | 0 | 0 | 0 | 0 | 0 | 0 | 0% | 0 | 0 | 0% | Normal | 0% | 0 | 0 | 0 | [17 empty] | Commercial_Retail_New_Food Preparation_Steamer_
Commercial_Retail_New_Food Preparation_Natural Gas_Steamer_E6 | Commercial | Retail | New | Food Preparation | Natural Gas | Steamer | E6 |  | 0% | 0% | 0% | 0 | 0 | 0 | 0 | 0 | 0 | 0 | 0 | 0% | 0 | 0 | 0% | Normal | 0% | 0 | 0 | 0 | [17 empty] | Commercial_Retail_New_Food Preparation_Steamer_
Commercial_Retail_New_Food Preparation_Natural Gas_Steamer_E7 | Commercial | Retail | New | Food Preparation | Natural Gas | Steamer | E7 |  | 0% | 0% | 0% | 0 | 0 | 0 | 0 | 0 | 0 | 0 | 0 | 0% | 0 | 0 | 0% | Normal | 0% | 0 | 0 | 0 | [17 empty] | Commercial_Retail_New_Food Preparation_Steamer_
Commercial_Retail_New_Food Preparation_Natural Gas_Steamer_E8 | Commercial | Retail | New | Food Preparation | Natural Gas | Steamer | E8 |  | 0% | 0% | 0% | 0 | 0 | 0 | 0 | 0 | 0 | 0 | 0 | 0% | 0 | 0 | 0% | Normal | 0% | 0 | 0 | 0 | [17 empty] | Commercial_Retail_New_Food Preparation_Steamer_
Commercial_Retail_New_Food Preparation_Natural Gas_Steamer_E9 | Commercial | Retail | New | Food Preparation | Natural Gas | Steamer | E9 |  | 0% | 0% | 0% | 0 | 0 | 0 | 0 | 0 | 0 | 0 | 0 | 0% | 0 | 0 | 0% | Normal | 0% | 0 | 0 | 0 | [17 empty] | Commercial_Retail_New_Food Preparation_Steamer_
Commercial_Retail_New_Food Preparation_Natural Gas_Steamer_E10 | Commercial | Retail | New | Food Preparation | Natural Gas | Steamer | E10 |  | 0% | 0% | 0% | 0 | 0 | 0 | 0 | 0 | 0 | 0 | 0 | 0% | 0 | 0 | 0% | Normal | 0% | 0 | 0 | 0 | [17 empty] | Commercial_Retail_New_Food Preparation_Steamer_
Commercial_Retail_New_Food Preparation_Natural Gas_Food Prep Other_E1 | Commercial | Retail | New | Food Preparation | Natural Gas | Food Prep Other | E1 | Standard | 100% | 0% | 0% | 0.13751 | 0 | 0 | 0 | 8 | 12 | 2019 | 2051 | 100% | 0 | 0 | 0% | Normal | 0% | 0.17043 | 0 | 0 | 1 unit | 100000 | 0 | 0.00011975 | 1423.18 | 1000 | 0 | 0 | 0 | 2010 | 1.1483 | Default | Default | Default | 1 | unit | 0.00011975 | Commercial_Retail_New_Food Preparation_Food Prep Other_Standard
Commercial_Retail_New_Food Preparation_Natural Gas_Food Prep Other_E2 | Commercial | Retail | New | Food Preparation | Natural Gas | Food Prep Other | E2 | ENERGY STAR | 100% | 0% | 0% | 0.13764 | 0 | 0 | 0 | 8 | 12 | 2019 | 2051 | 100% | 0 | 0 | 0% | Normal | 0% | 0.17043 | 0 | 0 | 1 unit | 100000 | 0 | 0.00011975 | 1423.18 | 1001 | 0 | 0 | 0 | 2010 | 1.1483 | N/A | N/A | N/A | 1 | unit | 0.00011975 | Commercial_Retail_New_Food Preparation_Food Prep Other_ENERGY STAR
Commercial_Retail_New_Food Preparation_Natural Gas_Food Prep Other_E3 | Commercial | Retail | New | Food Preparation | Natural Gas | Food Prep Other | E3 |  | 0% | 0% | 0% | 0 | 0 | 0 | 0 | 0 | 0 | 0 | 0 | 0% | 0 | 0 | 0% | Normal | 0% | 0 | 0 | 0 | [17 empty] | Commercial_Retail_New_Food Preparation_Food Prep Other_
Commercial_Retail_New_Food Preparation_Natural Gas_Food Prep Other_E4 | Commercial | Retail | New | Food Preparation | Natural Gas | Food Prep Other | E4 |  | 0% | 0% | 0% | 0 | 0 | 0 | 0 | 0 | 0 | 0 | 0 | 0% | 0 | 0 | 0% | Normal | 0% | 0 | 0 | 0 | [17 empty] | Commercial_Retail_New_Food Preparation_Food Prep Other_
Commercial_Retail_New_Food Preparation_Natural Gas_Food Prep Other_E5 | Commercial | Retail | New | Food Preparation | Natural Gas | Food Prep Other | E5 |  | 0% | 0% | 0% | 0 | 0 | 0 | 0 | 0 | 0 | 0 | 0 | 0% | 0 | 0 | 0% | Normal | 0% | 0 | 0 | 0 | [17 empty] | Commercial_Retail_New_Food Preparation_Food Prep Other_
Commercial_Retail_New_Food Preparation_Natural Gas_Food Prep Other_E6 | Commercial | Retail | New | Food Preparation | Natural Gas | Food Prep Other | E6 |  | 0% | 0% | 0% | 0 | 0 | 0 | 0 | 0 | 0 | 0 | 0 | 0% | 0 | 0 | 0% | Normal | 0% | 0 | 0 | 0 | [17 empty] | Commercial_Retail_New_Food Preparation_Food Prep Other_
Commercial_Retail_New_Food Preparation_Natural Gas_Food Prep Other_E7 | Commercial | Retail | New | Food Preparation | Natural Gas | Food Prep Other | E7 |  | 0% | 0% | 0% | 0 | 0 | 0 | 0 | 0 | 0 | 0 | 0 | 0% | 0 | 0 | 0% | Normal | 0% | 0 | 0 | 0 | [17 empty] | Commercial_Retail_New_Food Preparation_Food Prep Other_
Commercial_Retail_New_Food Preparation_Natural Gas_Food Prep Other_E8 | Commercial | Retail | New | Food Preparation | Natural Gas | Food Prep Other | E8 |  | 0% | 0% | 0% | 0 | 0 | 0 | 0 | 0 | 0 | 0 | 0 | 0% | 0 | 0 | 0% | Normal | 0% | 0 | 0 | 0 | [17 empty] | Commercial_Retail_New_Food Preparation_Food Prep Other_
Commercial_Retail_New_Food Preparation_Natural Gas_Food Prep Other_E9 | Commercial | Retail | New | Food Preparation | Natural Gas | Food Prep Other | E9 |  | 0% | 0% | 0% | 0 | 0 | 0 | 0 | 0 | 0 | 0 | 0 | 0% | 0 | 0 | 0% | Normal | 0% | 0 | 0 | 0 | [17 empty] | Commercial_Retail_New_Food Preparation_Food Prep Other_
Commercial_Retail_New_Food Preparation_Natural Gas_Food Prep Other_E10 | Commercial | Retail | New | Food Preparation | Natural Gas | Food Prep Other | E10 |  | 0% | 0% | 0% | 0 | 0 | 0 | 0 | 0 | 0 | 0 | 0 | 0% | 0 | 0 | 0% | Normal | 0% | 0 | 0 | 0 | [17 empty] | Commercial_Retail_New_Food Preparation_Food Prep Other_
Commercial_Retail_New_Miscellaneous_Natural Gas_Pool Heater_E1 | Commercial | Retail | New | Miscellaneous | Natural Gas | Pool Heater | E1 | Standard (EF .78) | 100% | 0% | 0% | 0.013077 | 0 | 0 | 0 | 4 | 8 | 2019 | 2051 | 100% | 0 | 0 | 0% | Normal | 0% | 0.010152 | 0 | 0 | 1 unit | 100000 | 0 | 6.7772e-07 | 14980 | 18052 | 0 | 0 | 0 | 2014 | 1.0689 | DOE Commercial R&D 2016 - Table 7-6 | DOE Commercial R&D 2016 - Table 7-7 | DOE Commercial R&D 2016 - Table 7-8 | 1 | unit | 6.7772e-07 | Commercial_Retail_New_Miscellaneous_Pool Heater_Standard (EF .78)
Commercial_Retail_New_Miscellaneous_Natural Gas_Pool Heater_E2 | Commercial | Retail | New | Miscellaneous | Natural Gas | Pool Heater | E2 | Condensing (EF .90) | 85% | 0% | 0% | 0.021412 | 0 | 0 | 0 | 4 | 8 | 2019 | 2051 | 100% | 0 | 0 | 0% | Normal | 0% | 0.0086294 | 0 | 0 | 1 unit | 100000 | 0 | 6.7772e-07 | 12733 | 29558 | 0 | 0 | 0 | 2014 | 1.0689 | DOE Commercial R&D 2016 - Table 7-6 | DOE Commercial R&D 2016 - Table 7-7 | DOE Commercial R&D 2016 - Table 7-9 | 1 | unit | 6.7772e-07 | Commercial_Retail_New_Miscellaneous_Pool Heater_Condensing (EF .90)
Commercial_Retail_New_Miscellaneous_Natural Gas_Pool Heater_E3 | Commercial | Retail | New | Miscellaneous | Natural Gas | Pool Heater | E3 |  | 0% | 0% | 0% | 0 | 0 | 0 | 0 | 0 | 0 | 0 | 0 | 0% | 0 | 0 | 0% | Normal | 0% | 0 | 0 | 0 | [17 empty] | Commercial_Retail_New_Miscellaneous_Pool Heater_
Commercial_Retail_New_Miscellaneous_Natural Gas_Pool Heater_E4 | Commercial | Retail | New | Miscellaneous | Natural Gas | Pool Heater | E4 |  | 0% | 0% | 0% | 0 | 0 | 0 | 0 | 0 | 0 | 0 | 0 | 0% | 0 | 0 | 0% | Normal | 0% | 0 | 0 | 0 | [17 empty] | Commercial_Retail_New_Miscellaneous_Pool Heater_
Commercial_Retail_New_Miscellaneous_Natural Gas_Pool Heater_E5 | Commercial | Retail | New | Miscellaneous | Natural Gas | Pool Heater | E5 |  | 0% | 0% | 0% | 0 | 0 | 0 | 0 | 0 | 0 | 0 | 0 | 0% | 0 | 0 | 0% | Normal | 0% | 0 | 0 | 0 | [17 empty] | Commercial_Retail_New_Miscellaneous_Pool Heater_
Commercial_Retail_New_Miscellaneous_Natural Gas_Pool Heater_E6 | Commercial | Retail | New | Miscellaneous | Natural Gas | Pool Heater | E6 |  | 0% | 0% | 0% | 0 | 0 | 0 | 0 | 0 | 0 | 0 | 0 | 0% | 0 | 0 | 0% | Normal | 0% | 0 | 0 | 0 | [17 empty] | Commercial_Retail_New_Miscellaneous_Pool Heater_
Commercial_Retail_New_Miscellaneous_Natural Gas_Pool Heater_E7 | Commercial | Retail | New | Miscellaneous | Natural Gas | Pool Heater | E7 |  | 0% | 0% | 0% | 0 | 0 | 0 | 0 | 0 | 0 | 0 | 0 | 0% | 0 | 0 | 0% | Normal | 0% | 0 | 0 | 0 | [17 empty] | Commercial_Retail_New_Miscellaneous_Pool Heater_
Commercial_Retail_New_Miscellaneous_Natural Gas_Pool Heater_E8 | Commercial | Retail | New | Miscellaneous | Natural Gas | Pool Heater | E8 |  | 0% | 0% | 0% | 0 | 0 | 0 | 0 | 0 | 0 | 0 | 0 | 0% | 0 | 0 | 0% | Normal | 0% | 0 | 0 | 0 | [17 empty] | Commercial_Retail_New_Miscellaneous_Pool Heater_
Commercial_Retail_New_Miscellaneous_Natural Gas_Pool Heater_E9 | Commercial | Retail | New | Miscellaneous | Natural Gas | Pool Heater | E9 |  | 0% | 0% | 0% | 0 | 0 | 0 | 0 | 0 | 0 | 0 | 0 | 0% | 0 | 0 | 0% | Normal | 0% | 0 | 0 | 0 | [17 empty] | Commercial_Retail_New_Miscellaneous_Pool Heater_
Commercial_Retail_New_Miscellaneous_Natural Gas_Pool Heater_E10 | Commercial | Retail | New | Miscellaneous | Natural Gas | Pool Heater | E10 |  | 0% | 0% | 0% | 0 | 0 | 0 | 0 | 0 | 0 | 0 | 0 | 0% | 0 | 0 | 0% | Normal | 0% | 0 | 0 | 0 | [17 empty] | Commercial_Retail_New_Miscellaneous_Pool Heater_
Commercial_Retail_New_Miscellaneous_Natural Gas_Miscellaneous_E1 | Commercial | Retail | New | Miscellaneous | Natural Gas | Miscellaneous | E1 | Miscellaneous | 100% | 0% | 0% | 1.0386 | 0 | 0 | 0 | 2 | 8 | 2019 | 2051 | 100% | 0 | 0 | 0% | Normal | 0% | 0.0040291 | 0 | 0 | 1 unit | 100000 | 0 | 1 | 1 | 1 | 0 | 0 | 0 | 2016 | 1.0386 | N/A | N/A | N/A | 1 | unit | 1 | Commercial_Retail_New_Miscellaneous_Miscellaneous_Miscellaneous
Commercial_Retail_New_Miscellaneous_Natural Gas_Miscellaneous_E2 | Commercial | Retail | New | Miscellaneous | Natural Gas | Miscellaneous | E2 |  | 0% | 0% | 0% | 0 | 0 | 0 | 0 | 0 | 0 | 0 | 0 | 0% | 0 | 0 | 0% | Normal | 0% | 0 | 0 | 0 | [17 empty] | Commercial_Retail_New_Miscellaneous_Miscellaneous_
Commercial_Retail_New_Miscellaneous_Natural Gas_Miscellaneous_E3 | Commercial | Retail | New | Miscellaneous | Natural Gas | Miscellaneous | E3 |  | 0% | 0% | 0% | 0 | 0 | 0 | 0 | 0 | 0 | 0 | 0 | 0% | 0 | 0 | 0% | Normal | 0% | 0 | 0 | 0 | [17 empty] | Commercial_Retail_New_Miscellaneous_Miscellaneous_
Commercial_Retail_New_Miscellaneous_Natural Gas_Miscellaneous_E4 | Commercial | Retail | New | Miscellaneous | Natural Gas | Miscellaneous | E4 |  | 0% | 0% | 0% | 0 | 0 | 0 | 0 | 0 | 0 | 0 | 0 | 0% | 0 | 0 | 0% | Normal | 0% | 0 | 0 | 0 | [17 empty] | Commercial_Retail_New_Miscellaneous_Miscellaneous_
Commercial_Retail_New_Miscellaneous_Natural Gas_Miscellaneous_E5 | Commercial | Retail | New | Miscellaneous | Natural Gas | Miscellaneous | E5 |  | 0% | 0% | 0% | 0 | 0 | 0 | 0 | 0 | 0 | 0 | 0 | 0% | 0 | 0 | 0% | Normal | 0% | 0 | 0 | 0 | [17 empty] | Commercial_Retail_New_Miscellaneous_Miscellaneous_
Commercial_Retail_New_Miscellaneous_Natural Gas_Miscellaneous_E6 | Commercial | Retail | New | Miscellaneous | Natural Gas | Miscellaneous | E6 |  | 0% | 0% | 0% | 0 | 0 | 0 | 0 | 0 | 0 | 0 | 0 | 0% | 0 | 0 | 0% | Normal | 0% | 0 | 0 | 0 | [17 empty] | Commercial_Retail_New_Miscellaneous_Miscellaneous_
Commercial_Retail_New_Miscellaneous_Natural Gas_Miscellaneous_E7 | Commercial | Retail | New | Miscellaneous | Natural Gas | Miscellaneous | E7 |  | 0% | 0% | 0% | 0 | 0 | 0 | 0 | 0 | 0 | 0 | 0 | 0% | 0 | 0 | 0% | Normal | 0% | 0 | 0 | 0 | [17 empty] | Commercial_Retail_New_Miscellaneous_Miscellaneous_
Commercial_Retail_New_Miscellaneous_Natural Gas_Miscellaneous_E8 | Commercial | Retail | New | Miscellaneous | Natural Gas | Miscellaneous | E8 |  | 0% | 0% | 0% | 0 | 0 | 0 | 0 | 0 | 0 | 0 | 0 | 0% | 0 | 0 | 0% | Normal | 0% | 0 | 0 | 0 | [17 empty] | Commercial_Retail_New_Miscellaneous_Miscellaneous_
Commercial_Retail_New_Miscellaneous_Natural Gas_Miscellaneous_E9 | Commercial | Retail | New | Miscellaneous | Natural Gas | Miscellaneous | E9 |  | 0% | 0% | 0% | 0 | 0 | 0 | 0 | 0 | 0 | 0 | 0 | 0% | 0 | 0 | 0% | Normal | 0% | 0 | 0 | 0 | [17 empty] | Commercial_Retail_New_Miscellaneous_Miscellaneous_
Commercial_Retail_New_Miscellaneous_Natural Gas_Miscellaneous_E10 | Commercial | Retail | New | Miscellaneous | Natural Gas | Miscellaneous | E10 |  | 0% | 0% | 0% | 0 | 0 | 0 | 0 | 0 | 0 | 0 | 0 | 0% | 0 | 0 | 0% | Normal | 0% | 0 | 0 | 0 | [17 empty] | Commercial_Retail_New_Miscellaneous_Miscellaneous_
Commercial_Restaurant_Existing_Space Heating_Natural Gas_Furnace_E1 | Commercial | Restaurant | Existing | Space Heating | Natural Gas | Furnace | E1 | AFUE 80% (Standard) | 100% | 0% | 0% | 0.18268 | 0.19138 | 0.029578 | 0 | 17 | 29 | 2019 | 2051 | 30% | 0 | 0 | 0% | Normal | 0% | 0.58939 | 0 | 0 | 400 kBtu/hr | 5500 | 0 | 0.00017143 | 8.5953 | 1050 | 1100 | 170 | 0 | 2018 | 1.0149 | EIA 2018 Tech Forecast | EIA 2018 Tech Forecast | AEG BEST | 400 | kBtu/hr | 0.068571 | Commercial_Restaurant_Existing_Space Heating_Furnace_AFUE 80% (Standard)
Commercial_Restaurant_Existing_Space Heating_Natural Gas_Furnace_E2 | Commercial | Restaurant | Existing | Space Heating | Natural Gas | Furnace | E2 | AFUE 90% | 88.87% | 0% | 0% | 0.30447 | 0.22618 | 0.030447 | 0 | 17 | 29 | 2019 | 2051 | 30% | 0 | 0 | 0% | Normal | 0% | 0.52379 | 0 | 0 | 400 kBtu/hr | 5500 | 0 | 0.00017143 | 7.6386 | 1750 | 1300 | 175 | 0 | 2018 | 1.0149 | EIA 2018 Tech Forecast | EIA 2018 Tech Forecast | AEG BEST | 400 | kBtu/hr | 0.068571 | Commercial_Restaurant_Existing_Space Heating_Furnace_AFUE 90%
Commercial_Restaurant_Existing_Space Heating_Natural Gas_Furnace_E3 | Commercial | Restaurant | Existing | Space Heating | Natural Gas | Furnace | E3 | AFUE 96% | 83.33% | 0% | 0% | 0.42626 | 0.26098 | 0.031317 | 0 | 17 | 29 | 2019 | 2051 | 30% | 0 | 0 | 0% | Normal | 0% | 0.49116 | 0 | 0 | 400 kBtu/hr | 5500 | 0 | 0.00017143 | 7.1627 | 2450 | 1500 | 180 | 0 | 2018 | 1.0149 | EIA 2018 Tech Forecast | EIA 2018 Tech Forecast | AEG BEST | 400 | kBtu/hr | 0.068571 | Commercial_Restaurant_Existing_Space Heating_Furnace_AFUE 96%
Commercial_Restaurant_Existing_Space Heating_Natural Gas_Furnace_E4 | Commercial | Restaurant | Existing | Space Heating | Natural Gas | Furnace | E4 | Convert to NG Air Source Heat Pump | 61.54% | 0% | 0% | 13.9459 | 0.19138 | 0.26201 | 0 | 10 | 20 | 2019 | 2051 | 100% | 0 | 0 | 0% | Normal | 0% | 0.3627 | 0 | 0 | 400 kBtu/hr | 5500 | 0 | 0.00017143 | 5.2894 | 79158.3766 | 1086.3161 | 1487.218 | 0 | 2017 | 1.0277 | AEO 2021 - gas_eng-driven_RTHP-heat 2017 typical | AEO 2021 - gas_eng-driven_RTHP-heat 2017 typical | HP_GAS-Heating-AEO17-1 | 400 | kBtu/hr | 0.068571 | Commercial_Restaurant_Existing_Space Heating_Furnace_Convert to NG Air Source Heat Pump
Commercial_Restaurant_Existing_Space Heating_Natural Gas_Furnace_E5 | Commercial | Restaurant | Existing | Space Heating | Natural Gas | Furnace | E5 |  | 0% | 0% | 0% | 0 | 0 | 0 | 0 | 0 | 0 | 0 | 0 | 0% | 0 | 0 | 0% | Normal | 0% | 0 | 0 | 0 | [17 empty] | Commercial_Restaurant_Existing_Space Heating_Furnace_
Commercial_Restaurant_Existing_Space Heating_Natural Gas_Furnace_E6 | Commercial | Restaurant | Existing | Space Heating | Natural Gas | Furnace | E6 |  | 0% | 0% | 0% | 0 | 0 | 0 | 0 | 0 | 0 | 0 | 0 | 0% | 0 | 0 | 0% | Normal | 0% | 0 | 0 | 0 | [17 empty] | Commercial_Restaurant_Existing_Space Heating_Furnace_
Commercial_Restaurant_Existing_Space Heating_Natural Gas_Furnace_E7 | Commercial | Restaurant | Existing | Space Heating | Natural Gas | Furnace | E7 |  | 0% | 0% | 0% | 0 | 0 | 0 | 0 | 0 | 0 | 0 | 0 | 0% | 0 | 0 | 0% | Normal | 0% | 0 | 0 | 0 | [17 empty] | Commercial_Restaurant_Existing_Space Heating_Furnace_
Commercial_Restaurant_Existing_Space Heating_Natural Gas_Furnace_E8 | Commercial | Restaurant | Existing | Space Heating | Natural Gas | Furnace | E8 |  | 0% | 0% | 0% | 0 | 0 | 0 | 0 | 0 | 0 | 0 | 0 | 0% | 0 | 0 | 0% | Normal | 0% | 0 | 0 | 0 | [17 empty] | Commercial_Restaurant_Existing_Space Heating_Furnace_
Commercial_Restaurant_Existing_Space Heating_Natural Gas_Furnace_E9 | Commercial | Restaurant | Existing | Space Heating | Natural Gas | Furnace | E9 |  | 0% | 0% | 0% | 0 | 0 | 0 | 0 | 0 | 0 | 0 | 0 | 0% | 0 | 0 | 0% | Normal | 0% | 0 | 0 | 0 | [17 empty] | Commercial_Restaurant_Existing_Space Heating_Furnace_
Commercial_Restaurant_Existing_Space Heating_Natural Gas_Furnace_E10 | Commercial | Restaurant | Existing | Space Heating | Natural Gas | Furnace | E10 |  | 0% | 0% | 0% | 0 | 0 | 0 | 0 | 0 | 0 | 0 | 0 | 0% | 0 | 0 | 0% | Normal | 0% | 0 | 0 | 0 | [17 empty] | Commercial_Restaurant_Existing_Space Heating_Furnace_
Commercial_Restaurant_Existing_Space Heating_Natural Gas_Boiler_E1 | Commercial | Restaurant | Existing | Space Heating | Natural Gas | Boiler | E1 | AFUE 80% (Standard) | 100% | 0% | 0% | 1.4441 | 0.80033 | 0.15659 | 0 | 20 | 30 | 2019 | 2051 | 100% | 0 | 0 | 0% | Normal | 0% | 2.7113 | 0 | 0 | 800 kBtu/hr | 5500 | 0 | 8.5714e-05 | 37.8672 | 16600 | 9200 | 1800 | 0 | 2018 | 1.0149 | EIA 2018 Tech Forecast | EIA 2018 Tech Forecast | GBLR-Heating-EIA14-2014 Ref. Case-2 | 800 | kBtu/hr | 0.068571 | Commercial_Restaurant_Existing_Space Heating_Boiler_AFUE 80% (Standard)
Commercial_Restaurant_Existing_Space Heating_Natural Gas_Boiler_E2 | Commercial | Restaurant | Existing | Space Heating | Natural Gas | Boiler | E2 | AFUE 85% | 94.12% | 0% | 0% | 1.9747 | 0.84818 | 0.15659 | 0 | 20 | 30 | 2019 | 2051 | 100% | 0 | 0 | 0% | Normal | 0% | 2.5518 | 0 | 0 | 800 kBtu/hr | 5500 | 0 | 8.5714e-05 | 35.6397 | 22700 | 9750 | 1800 | 0 | 2018 | 1.0149 | EIA 2018 Tech Forecast | EIA 2018 Tech Forecast | GBLR-Heating-EIA14-2014 Ref. Case-5 | 800 | kBtu/hr | 0.068571 | Commercial_Restaurant_Existing_Space Heating_Boiler_AFUE 85%
Commercial_Restaurant_Existing_Space Heating_Natural Gas_Boiler_E3 | Commercial | Restaurant | Existing | Space Heating | Natural Gas | Boiler | E3 | AFUE 97% | 82.47% | 0% | 0% | 3.1963 | 0.78843 | 0.15659 | 0 | 20 | 30 | 2019 | 2051 | 100% | 0 | 0 | 0% | Normal | 0% | 2.2361 | 0 | 0 | 800 kBtu/hr | 5500 | 0 | 8.5714e-05 | 31.2307 | 36742.4242 | 9063.1313 | 1800 | 0 | 2018 | 1.0149 | EIA 2018 Tech Forecast | EIA 2018 Tech Forecast | GBLR-Heating-EIA14-2014 Ref. Case-6 | 800 | kBtu/hr | 0.068571 | Commercial_Restaurant_Existing_Space Heating_Boiler_AFUE 97%
Commercial_Restaurant_Existing_Space Heating_Natural Gas_Boiler_E4 | Commercial | Restaurant | Existing | Space Heating | Natural Gas | Boiler | E4 | Convert to NG Air Source Heat Pump | 61.54% | 0% | 0% | 13.9459 | 0.80033 | 0.26201 | 0 | 10 | 20 | 2019 | 2051 | 100% | 0 | 0 | 0% | Normal | 0% | 1.6685 | 0 | 0 | 800 kBtu/hr | 5500 | 0 | 8.5714e-05 | 23.3029 | 158316.7533 | 9085.5528 | 2974.436 | 0 | 2017 | 1.0277 | AEO 2021 - gas_eng-driven_RTHP-heat 2017 typical | AEO 2021 - gas_eng-driven_RTHP-heat 2017 typical | HP_GAS-Heating-AEO17-1 | 800 | kBtu/hr | 0.068571 | Commercial_Restaurant_Existing_Space Heating_Boiler_Convert to NG Air Source Heat Pump
Commercial_Restaurant_Existing_Space Heating_Natural Gas_Boiler_E5 | Commercial | Restaurant | Existing | Space Heating | Natural Gas | Boiler | E5 |  | 0% | 0% | 0% | 0 | 0 | 0 | 0 | 0 | 0 | 0 | 0 | 0% | 0 | 0 | 0% | Normal | 0% | 0 | 0 | 0 | [17 empty] | Commercial_Restaurant_Existing_Space Heating_Boiler_
Commercial_Restaurant_Existing_Space Heating_Natural Gas_Boiler_E6 | Commercial | Restaurant | Existing | Space Heating | Natural Gas | Boiler | E6 |  | 0% | 0% | 0% | 0 | 0 | 0 | 0 | 0 | 0 | 0 | 0 | 0% | 0 | 0 | 0% | Normal | 0% | 0 | 0 | 0 | [17 empty] | Commercial_Restaurant_Existing_Space Heating_Boiler_
Commercial_Restaurant_Existing_Space Heating_Natural Gas_Boiler_E7 | Commercial | Restaurant | Existing | Space Heating | Natural Gas | Boiler | E7 |  | 0% | 0% | 0% | 0 | 0 | 0 | 0 | 0 | 0 | 0 | 0 | 0% | 0 | 0 | 0% | Normal | 0% | 0 | 0 | 0 | [17 empty] | Commercial_Restaurant_Existing_Space Heating_Boiler_
Commercial_Restaurant_Existing_Space Heating_Natural Gas_Boiler_E8 | Commercial | Restaurant | Existing | Space Heating | Natural Gas | Boiler | E8 |  | 0% | 0% | 0% | 0 | 0 | 0 | 0 | 0 | 0 | 0 | 0 | 0% | 0 | 0 | 0% | Normal | 0% | 0 | 0 | 0 | [17 empty] | Commercial_Restaurant_Existing_Space Heating_Boiler_
Commercial_Restaurant_Existing_Space Heating_Natural Gas_Boiler_E9 | Commercial | Restaurant | Existing | Space Heating | Natural Gas | Boiler | E9 |  | 0% | 0% | 0% | 0 | 0 | 0 | 0 | 0 | 0 | 0 | 0 | 0% | 0 | 0 | 0% | Normal | 0% | 0 | 0 | 0 | [17 empty] | Commercial_Restaurant_Existing_Space Heating_Boiler_
Commercial_Restaurant_Existing_Space Heating_Natural Gas_Boiler_E10 | Commercial | Restaurant | Existing | Space Heating | Natural Gas | Boiler | E10 |  | 0% | 0% | 0% | 0 | 0 | 0 | 0 | 0 | 0 | 0 | 0 | 0% | 0 | 0 | 0% | Normal | 0% | 0 | 0 | 0 | [17 empty] | Commercial_Restaurant_Existing_Space Heating_Boiler_
Commercial_Restaurant_Existing_Space Heating_Natural Gas_Unit Heater_E1 | Commercial | Restaurant | Existing | Space Heating | Natural Gas | Unit Heater | E1 | Standard | 100% | 0% | 0% | 0.24903 | 0 | 0 | 0 | 10 | 14 | 2019 | 2051 | 100% | 0 | 0 | 0% | Normal | 0% | 0.33672 | 0 | 0 | 125 kBtu/Hr | 5500 | 0 | 1.1568e-06 | 2328.572 | 1753.7127 | 0 | 0 | 0 | 2020 | 0.98199 | IL TRM - 4.4.12 - CI-HVC-IRHT-V02-210101 | AEG Market Research | IL TRM - 4.4.12 - CI-HVC-IRHT-V02-210101 w/ CNGC Sizing | 125 | kBtu/Hr | 0.0001446 | Commercial_Restaurant_Existing_Space Heating_Unit Heater_Standard
Commercial_Restaurant_Existing_Space Heating_Natural Gas_Unit Heater_E2 | Commercial | Restaurant | Existing | Space Heating | Natural Gas | Unit Heater | E2 | Condensing | 95.24% | 0% | 0% | 0.3987 | 0 | 0 | 0 | 10 | 14 | 2019 | 2051 | 100% | 0 | 0 | 0% | Normal | 0% | 0.32069 | 0 | 0 | 125 kBtu/Hr | 5500 | 0 | 1.1568e-06 | 2217.7386 | 2807.7404 | 0 | 0 | 0 | 2020 | 0.98199 | IL TRM - 4.4.5 - CI-HVC-CUHT-V01-190101 | ETO Measure Input Sheet - Com - Condensing Unit Heater GAS SPHT | IL TRM - 4.4.5 - CI-HVC-CUHT-V01-190101 w/ CNGC Sizing | 125 | kBtu/Hr | 0.0001446 | Commercial_Restaurant_Existing_Space Heating_Unit Heater_Condensing
Commercial_Restaurant_Existing_Space Heating_Natural Gas_Unit Heater_E3 | Commercial | Restaurant | Existing | Space Heating | Natural Gas | Unit Heater | E3 | Infrared Radiant | 85% | 0% | 0% | 0.34743 | 0 | 0 | 0 | 11 | 19 | 2019 | 2051 | 100% | 0 | 0 | 0% | Normal | 0% | 0.28621 | 0 | 0 | 125 kBtu/Hr | 5500 | 0 | 1.1568e-06 | 1979.2862 | 2446.6992 | 0 | 0 | 0 | 2020 | 0.98199 | IL TRM - 4.4.12 - CI-HVC-IRHT-V02-210101 | AEG Market Research | IL TRM - 4.4.12 - CI-HVC-IRHT-V02-210101 w/ CNGC Sizing | 125 | kBtu/Hr | 0.0001446 | Commercial_Restaurant_Existing_Space Heating_Unit Heater_Infrared Radiant
Commercial_Restaurant_Existing_Space Heating_Natural Gas_Unit Heater_E4 | Commercial | Restaurant | Existing | Space Heating | Natural Gas | Unit Heater | E4 |  | 0% | 0% | 0% | 0 | 0 | 0 | 0 | 0 | 0 | 0 | 0 | 0% | 0 | 0 | 0% | Normal | 0% | 0 | 0 | 0 | [17 empty] | Commercial_Restaurant_Existing_Space Heating_Unit Heater_
Commercial_Restaurant_Existing_Space Heating_Natural Gas_Unit Heater_E5 | Commercial | Restaurant | Existing | Space Heating | Natural Gas | Unit Heater | E5 |  | 0% | 0% | 0% | 0 | 0 | 0 | 0 | 0 | 0 | 0 | 0 | 0% | 0 | 0 | 0% | Normal | 0% | 0 | 0 | 0 | [17 empty] | Commercial_Restaurant_Existing_Space Heating_Unit Heater_
Commercial_Restaurant_Existing_Space Heating_Natural Gas_Unit Heater_E6 | Commercial | Restaurant | Existing | Space Heating | Natural Gas | Unit Heater | E6 |  | 0% | 0% | 0% | 0 | 0 | 0 | 0 | 0 | 0 | 0 | 0 | 0% | 0 | 0 | 0% | Normal | 0% | 0 | 0 | 0 | [17 empty] | Commercial_Restaurant_Existing_Space Heating_Unit Heater_
Commercial_Restaurant_Existing_Space Heating_Natural Gas_Unit Heater_E7 | Commercial | Restaurant | Existing | Space Heating | Natural Gas | Unit Heater | E7 |  | 0% | 0% | 0% | 0 | 0 | 0 | 0 | 0 | 0 | 0 | 0 | 0% | 0 | 0 | 0% | Normal | 0% | 0 | 0 | 0 | [17 empty] | Commercial_Restaurant_Existing_Space Heating_Unit Heater_
Commercial_Restaurant_Existing_Space Heating_Natural Gas_Unit Heater_E8 | Commercial | Restaurant | Existing | Space Heating | Natural Gas | Unit Heater | E8 |  | 0% | 0% | 0% | 0 | 0 | 0 | 0 | 0 | 0 | 0 | 0 | 0% | 0 | 0 | 0% | Normal | 0% | 0 | 0 | 0 | [17 empty] | Commercial_Restaurant_Existing_Space Heating_Unit Heater_
Commercial_Restaurant_Existing_Space Heating_Natural Gas_Unit Heater_E9 | Commercial | Restaurant | Existing | Space Heating | Natural Gas | Unit Heater | E9 |  | 0% | 0% | 0% | 0 | 0 | 0 | 0 | 0 | 0 | 0 | 0 | 0% | 0 | 0 | 0% | Normal | 0% | 0 | 0 | 0 | [17 empty] | Commercial_Restaurant_Existing_Space Heating_Unit Heater_
Commercial_Restaurant_Existing_Space Heating_Natural Gas_Unit Heater_E10 | Commercial | Restaurant | Existing | Space Heating | Natural Gas | Unit Heater | E10 |  | 0% | 0% | 0% | 0 | 0 | 0 | 0 | 0 | 0 | 0 | 0 | 0% | 0 | 0 | 0% | Normal | 0% | 0 | 0 | 0 | [17 empty] | Commercial_Restaurant_Existing_Space Heating_Unit Heater_
Commercial_Restaurant_Existing_Water Heating_Natural Gas_Water Heater_E1 | Commercial | Restaurant | Existing | Water Heating | Natural Gas | Water Heater | E1 | TE 80% | 100% | 0% | 0% | 0.85623 | 0 | 0.054861 | 0 | 8 | 12 | 2019 | 2051 | 100% | 0 | 0 | 0% | Normal | 0% | 1.1936 | 0 | 0 | 1 kBtu/hr | 5500 | 0 | 0.031775 | 37.1011 | 26.22 | 0 | 1.68 | 0 | 2017 | 1.0277 | AEO 2021 - gas_water_heater 2017 standard | AEO 2021 - gas_water_heater 2017 standard | DHW_WH-Water Heating-PG&E-R7-14 | 1 | kBtu/hr | 0.031775 | Commercial_Restaurant_Existing_Water Heating_Water Heater_TE 80%
Commercial_Restaurant_Existing_Water Heating_Natural Gas_Water Heater_E2 | Commercial | Restaurant | Existing | Water Heating | Natural Gas | Water Heater | E2 | TE 81% | 98.77% | 0% | 0% | 0.8559 | 0 | 0.054861 | 0 | 8 | 12 | 2019 | 2051 | 100% | 0 | 0 | 0% | Normal | 0% | 1.1789 | 0 | 0 | 1 kBtu/hr | 5500 | 0 | 0.031775 | 36.6431 | 26.21 | 0 | 1.68 | 0 | 2017 | 1.0277 | AEO 2021 - gas_water_heater 2017 typical | AEO 2021 - gas_water_heater 2017 typical | DHW_WH-Water Heating-PG&E-R7-14 | 1 | kBtu/hr | 0.031775 | Commercial_Restaurant_Existing_Water Heating_Water Heater_TE 81%
Commercial_Restaurant_Existing_Water Heating_Natural Gas_Water Heater_E3 | Commercial | Restaurant | Existing | Water Heating | Natural Gas | Water Heater | E3 | TE 88% | 90.91% | 0% | 0% | 0.90635 | 0 | 0.051106 | 0 | 8 | 12 | 2019 | 2051 | 100% | 0 | 0 | 0% | Normal | 0% | 1.0851 | 0 | 0 | 1 kBtu/hr | 5500 | 0 | 0.031775 | 33.7283 | 27.755 | 0 | 1.565 | 0 | 2017 | 1.0277 | AEO 2021 - gas_water_heater 2017 ENERGY STAR | AEO 2021 - gas_water_heater 2017 ENERGY STAR | DHW_WH-Water Heating-PG&E-R7-14 | 1 | kBtu/hr | 0.031775 | Commercial_Restaurant_Existing_Water Heating_Water Heater_TE 88%
Commercial_Restaurant_Existing_Water Heating_Natural Gas_Water Heater_E4 | Commercial | Restaurant | Existing | Water Heating | Natural Gas | Water Heater | E4 | TE 94% | 85.11% | 0% | 0% | 0.95681 | 0 | 0.04735 | 0 | 8 | 12 | 2019 | 2051 | 100% | 0 | 0 | 0% | Normal | 0% | 1.0159 | 0 | 0 | 1 kBtu/hr | 5500 | 0 | 0.031775 | 31.5754 | 29.3 | 0 | 1.45 | 0 | 2017 | 1.0277 | AEO 2021 - gas_water_heater 2017 ENERGY STAR | AEO 2021 - gas_water_heater 2017 ENERGY STAR | DHW_WH-Water Heating-PG&E-R7-14 | 1 | kBtu/hr | 0.031775 | Commercial_Restaurant_Existing_Water Heating_Water Heater_TE 94%
Commercial_Restaurant_Existing_Water Heating_Natural Gas_Water Heater_E5 | Commercial | Restaurant | Existing | Water Heating | Natural Gas | Water Heater | E5 | TE 96% | 83.33% | 0% | 0% | 0.97716 | 0 | 0.048358 | 0 | 8 | 12 | 2019 | 2051 | 100% | 0 | 0 | 0% | Normal | 0% | 0.9947 | 0 | 0 | 1 kBtu/hr | 5500 | 0 | 0.031775 | 30.9176 | 29.9234 | 0 | 1.4809 | 0 | 2017 | 1.0277 | AEO 2021 - gas_water_heater 2017 ENERGY STAR | AEO 2021 - gas_water_heater 2017 ENERGY STAR | DHW_WH-Water Heating-PG&E-R7-14 | 1 | kBtu/hr | 0.031775 | Commercial_Restaurant_Existing_Water Heating_Water Heater_TE 96%
Commercial_Restaurant_Existing_Water Heating_Natural Gas_Water Heater_E6 | Commercial | Restaurant | Existing | Water Heating | Natural Gas | Water Heater | E6 | Tankless | 81.63% | 0% | 0% | 1.0568 | 0 | 0.01107 | 0 | 8 | 12 | 2019 | 2051 | 100% | 0 | 0 | 0% | Normal | 0% | 0.9744 | 0 | 0 | 1 kBtu/hr | 5500 | 0 | 0.031775 | 30.2866 | 32.3633 | 0 | 0.33898 | 0 | 2017 | 1.0277 | EIA Ref. Case 2018 - Gas Tankless High Eff. | EIA Ref. Case 2018 - Gas Tankless High Eff. | DHW_WH-Water Heating-NMTRM-2016-7 | 1 | kBtu/hr | 0.031775 | Commercial_Restaurant_Existing_Water Heating_Water Heater_Tankless
Commercial_Restaurant_Existing_Water Heating_Natural Gas_Water Heater_E7 | Commercial | Restaurant | Existing | Water Heating | Natural Gas | Water Heater | E7 | Gas-Fired Absorption HPWH | 75.47% | 0% | 0% | 1.7595 | 0 | 0 | 0 | 10 | 16 | 2019 | 2051 | 100% | 0 | 0 | 0% | Normal | 0% | 0.90086 | 0 | 0 | 1 kBtu/hr | 5500 | 0 | 0.031775 | 28.0009 | 56.3879 | 0 | 0 | 0 | 2020 | 0.98199 | DHW_WH-Water Heating-DOE-2014-2 | NEEA Report #E20-309, Robur Heat Pump Field Trial. March 11, 2020. | Engineering Calculation and NEEA Report #E20-309, Robur Heat Pump Field Trial. March 11, 2020. | 1 | kBtu/hr | 0.031775 | Commercial_Restaurant_Existing_Water Heating_Water Heater_Gas-Fired Absorption HPWH
Commercial_Restaurant_Existing_Water Heating_Natural Gas_Water Heater_E8 | Commercial | Restaurant | Existing | Water Heating | Natural Gas | Water Heater | E8 |  | 0% | 0% | 0% | 0 | 0 | 0 | 0 | 0 | 0 | 0 | 0 | 0% | 0 | 0 | 0% | Normal | 0% | 0 | 0 | 0 | [17 empty] | Commercial_Restaurant_Existing_Water Heating_Water Heater_
Commercial_Restaurant_Existing_Water Heating_Natural Gas_Water Heater_E9 | Commercial | Restaurant | Existing | Water Heating | Natural Gas | Water Heater | E9 |  | 0% | 0% | 0% | 0 | 0 | 0 | 0 | 0 | 0 | 0 | 0 | 0% | 0 | 0 | 0% | Normal | 0% | 0 | 0 | 0 | [17 empty] | Commercial_Restaurant_Existing_Water Heating_Water Heater_
Commercial_Restaurant_Existing_Water Heating_Natural Gas_Water Heater_E10 | Commercial | Restaurant | Existing | Water Heating | Natural Gas | Water Heater | E10 |  | 0% | 0% | 0% | 0 | 0 | 0 | 0 | 0 | 0 | 0 | 0 | 0% | 0 | 0 | 0% | Normal | 0% | 0 | 0 | 0 | [17 empty] | Commercial_Restaurant_Existing_Water Heating_Water Heater_
Commercial_Restaurant_Existing_Food Preparation_Natural Gas_Oven_E1 | Commercial | Restaurant | Existing | Food Preparation | Natural Gas | Oven | E1 | Standard | 100% | 0% | 0% | 6.5564 | 0.13828 | 0 | 0 | 10 | 14 | 2019 | 2051 | 100% | 0 | 0 | 0% | Normal | 0% | 0.68914 | 0 | 0 | 1 unit | 5500 | 0 | 0.00084722 | 813.4143 | 7112 | 150 | 0 | 0 | 2013 | 1.0881 | IL TRM - 4.2.1 - CI-FSE-CBOV-V02-160601 | ETO Measure Input Sheet - Com - Gas Convection Oven | IL TRM - 4.2.1 - CI-FSE-CBOV-V02-160601 | 1 | unit | 0.00084722 | Commercial_Restaurant_Existing_Food Preparation_Oven_Standard
Commercial_Restaurant_Existing_Food Preparation_Natural Gas_Oven_E2 | Commercial | Restaurant | Existing | Food Preparation | Natural Gas | Oven | E2 | ENERGY STAR (>44% Baking Efficiency) | 86.89% | 0% | 0% | 6.9141 | 0.13828 | 0 | 0 | 10 | 14 | 2019 | 2051 | 100% | 0 | 0 | 0% | Normal | 0% | 0.59876 | 0 | 0 | 1 unit | 5500 | 0 | 0.00084722 | 706.739 | 7500 | 150 | 0 | 0 | 2013 | 1.0881 | IL TRM - 4.2.1 - CI-FSE-CBOV-V02-160601 | EIA 2018 Tech Forecast | ETO Measure Input Sheet | 1 | unit | 0.00084722 | Commercial_Restaurant_Existing_Food Preparation_Oven_ENERGY STAR (>44% Baking Efficiency)
Commercial_Restaurant_Existing_Food Preparation_Natural Gas_Oven_E3 | Commercial | Restaurant | Existing | Food Preparation | Natural Gas | Oven | E3 |  | 0% | 0% | 0% | 0 | 0 | 0 | 0 | 0 | 0 | 0 | 0 | 0% | 0 | 0 | 0% | Normal | 0% | 0 | 0 | 0 | [17 empty] | Commercial_Restaurant_Existing_Food Preparation_Oven_
Commercial_Restaurant_Existing_Food Preparation_Natural Gas_Oven_E4 | Commercial | Restaurant | Existing | Food Preparation | Natural Gas | Oven | E4 |  | 0% | 0% | 0% | 0 | 0 | 0 | 0 | 0 | 0 | 0 | 0 | 0% | 0 | 0 | 0% | Normal | 0% | 0 | 0 | 0 | [17 empty] | Commercial_Restaurant_Existing_Food Preparation_Oven_
Commercial_Restaurant_Existing_Food Preparation_Natural Gas_Oven_E5 | Commercial | Restaurant | Existing | Food Preparation | Natural Gas | Oven | E5 |  | 0% | 0% | 0% | 0 | 0 | 0 | 0 | 0 | 0 | 0 | 0 | 0% | 0 | 0 | 0% | Normal | 0% | 0 | 0 | 0 | [17 empty] | Commercial_Restaurant_Existing_Food Preparation_Oven_
Commercial_Restaurant_Existing_Food Preparation_Natural Gas_Oven_E6 | Commercial | Restaurant | Existing | Food Preparation | Natural Gas | Oven | E6 |  | 0% | 0% | 0% | 0 | 0 | 0 | 0 | 0 | 0 | 0 | 0 | 0% | 0 | 0 | 0% | Normal | 0% | 0 | 0 | 0 | [17 empty] | Commercial_Restaurant_Existing_Food Preparation_Oven_
Commercial_Restaurant_Existing_Food Preparation_Natural Gas_Oven_E7 | Commercial | Restaurant | Existing | Food Preparation | Natural Gas | Oven | E7 |  | 0% | 0% | 0% | 0 | 0 | 0 | 0 | 0 | 0 | 0 | 0 | 0% | 0 | 0 | 0% | Normal | 0% | 0 | 0 | 0 | [17 empty] | Commercial_Restaurant_Existing_Food Preparation_Oven_
Commercial_Restaurant_Existing_Food Preparation_Natural Gas_Oven_E8 | Commercial | Restaurant | Existing | Food Preparation | Natural Gas | Oven | E8 |  | 0% | 0% | 0% | 0 | 0 | 0 | 0 | 0 | 0 | 0 | 0 | 0% | 0 | 0 | 0% | Normal | 0% | 0 | 0 | 0 | [17 empty] | Commercial_Restaurant_Existing_Food Preparation_Oven_
Commercial_Restaurant_Existing_Food Preparation_Natural Gas_Oven_E9 | Commercial | Restaurant | Existing | Food Preparation | Natural Gas | Oven | E9 |  | 0% | 0% | 0% | 0 | 0 | 0 | 0 | 0 | 0 | 0 | 0 | 0% | 0 | 0 | 0% | Normal | 0% | 0 | 0 | 0 | [17 empty] | Commercial_Restaurant_Existing_Food Preparation_Oven_
Commercial_Restaurant_Existing_Food Preparation_Natural Gas_Oven_E10 | Commercial | Restaurant | Existing | Food Preparation | Natural Gas | Oven | E10 |  | 0% | 0% | 0% | 0 | 0 | 0 | 0 | 0 | 0 | 0 | 0 | 0% | 0 | 0 | 0% | Normal | 0% | 0 | 0 | 0 | [17 empty] | Commercial_Restaurant_Existing_Food Preparation_Oven_
Commercial_Restaurant_Existing_Food Preparation_Natural Gas_Conveyor Oven_E1 | Commercial | Restaurant | Existing | Food Preparation | Natural Gas | Conveyor Oven | E1 | Standard | 100% | 0% | 0% | 4.6993 | 0 | 0 | 0 | 15 | 19 | 2019 | 2051 | 100% | 0 | 0 | 0% | Normal | 0% | 1.2673 | 0 | 0 | 1 unit | 5500 | 0 | 0.00043918 | 2885.475 | 10177 | 0 | 0 | 0 | 2015 | 1.0514 | IL TRM - 4.2.4 - CI-FSE-CVOV-V02-180101 | PGE Workpaper, PGECOFST117 R5, 2015 | MN TRM 3.1 - Gas Conveyor Oven v1.1 | 1 | unit | 0.00043918 | Commercial_Restaurant_Existing_Food Preparation_Conveyor Oven_Standard
Commercial_Restaurant_Existing_Food Preparation_Natural Gas_Conveyor Oven_E2 | Commercial | Restaurant | Existing | Food Preparation | Natural Gas | Conveyor Oven | E2 | Efficient (>44% Baking Efficiency) | 76.02% | 0% | 0% | 5.729 | 0 | 0 | 0 | 15 | 19 | 2019 | 2051 | 100% | 0 | 0 | 0% | Normal | 0% | 0.96331 | 0 | 0 | 1 unit | 5500 | 0 | 0.00043918 | 2193.4093 | 12407 | 0 | 0 | 0 | 2015 | 1.0514 | IL TRM - 4.2.4 - CI-FSE-CVOV-V02-180101 | PGE Workpaper, PGECOFST117 R5, 2015 | MN TRM 3.1 - Gas Conveyor Oven v1.1 | 1 | unit | 0.00043918 | Commercial_Restaurant_Existing_Food Preparation_Conveyor Oven_Efficient (>44% Baking Efficiency)
Commercial_Restaurant_Existing_Food Preparation_Natural Gas_Conveyor Oven_E3 | Commercial | Restaurant | Existing | Food Preparation | Natural Gas | Conveyor Oven | E3 |  | 0% | 0% | 0% | 0 | 0 | 0 | 0 | 0 | 0 | 0 | 0 | 0% | 0 | 0 | 0% | Normal | 0% | 0 | 0 | 0 | [17 empty] | Commercial_Restaurant_Existing_Food Preparation_Conveyor Oven_
Commercial_Restaurant_Existing_Food Preparation_Natural Gas_Conveyor Oven_E4 | Commercial | Restaurant | Existing | Food Preparation | Natural Gas | Conveyor Oven | E4 |  | 0% | 0% | 0% | 0 | 0 | 0 | 0 | 0 | 0 | 0 | 0 | 0% | 0 | 0 | 0% | Normal | 0% | 0 | 0 | 0 | [17 empty] | Commercial_Restaurant_Existing_Food Preparation_Conveyor Oven_
Commercial_Restaurant_Existing_Food Preparation_Natural Gas_Conveyor Oven_E5 | Commercial | Restaurant | Existing | Food Preparation | Natural Gas | Conveyor Oven | E5 |  | 0% | 0% | 0% | 0 | 0 | 0 | 0 | 0 | 0 | 0 | 0 | 0% | 0 | 0 | 0% | Normal | 0% | 0 | 0 | 0 | [17 empty] | Commercial_Restaurant_Existing_Food Preparation_Conveyor Oven_
Commercial_Restaurant_Existing_Food Preparation_Natural Gas_Conveyor Oven_E6 | Commercial | Restaurant | Existing | Food Preparation | Natural Gas | Conveyor Oven | E6 |  | 0% | 0% | 0% | 0 | 0 | 0 | 0 | 0 | 0 | 0 | 0 | 0% | 0 | 0 | 0% | Normal | 0% | 0 | 0 | 0 | [17 empty] | Commercial_Restaurant_Existing_Food Preparation_Conveyor Oven_
Commercial_Restaurant_Existing_Food Preparation_Natural Gas_Conveyor Oven_E7 | Commercial | Restaurant | Existing | Food Preparation | Natural Gas | Conveyor Oven | E7 |  | 0% | 0% | 0% | 0 | 0 | 0 | 0 | 0 | 0 | 0 | 0 | 0% | 0 | 0 | 0% | Normal | 0% | 0 | 0 | 0 | [17 empty] | Commercial_Restaurant_Existing_Food Preparation_Conveyor Oven_
Commercial_Restaurant_Existing_Food Preparation_Natural Gas_Conveyor Oven_E8 | Commercial | Restaurant | Existing | Food Preparation | Natural Gas | Conveyor Oven | E8 |  | 0% | 0% | 0% | 0 | 0 | 0 | 0 | 0 | 0 | 0 | 0 | 0% | 0 | 0 | 0% | Normal | 0% | 0 | 0 | 0 | [17 empty] | Commercial_Restaurant_Existing_Food Preparation_Conveyor Oven_
Commercial_Restaurant_Existing_Food Preparation_Natural Gas_Conveyor Oven_E9 | Commercial | Restaurant | Existing | Food Preparation | Natural Gas | Conveyor Oven | E9 |  | 0% | 0% | 0% | 0 | 0 | 0 | 0 | 0 | 0 | 0 | 0 | 0% | 0 | 0 | 0% | Normal | 0% | 0 | 0 | 0 | [17 empty] | Commercial_Restaurant_Existing_Food Preparation_Conveyor Oven_
Commercial_Restaurant_Existing_Food Preparation_Natural Gas_Conveyor Oven_E10 | Commercial | Restaurant | Existing | Food Preparation | Natural Gas | Conveyor Oven | E10 |  | 0% | 0% | 0% | 0 | 0 | 0 | 0 | 0 | 0 | 0 | 0 | 0% | 0 | 0 | 0% | Normal | 0% | 0 | 0 | 0 | [17 empty] | Commercial_Restaurant_Existing_Food Preparation_Conveyor Oven_
Commercial_Restaurant_Existing_Food Preparation_Natural Gas_Double Rack Oven_E1 | Commercial | Restaurant | Existing | Food Preparation | Natural Gas | Double Rack Oven | E1 | Standard | 100% | 0% | 0% | 6.9109 | 0 | 0 | 0 | 10 | 14 | 2019 | 2051 | 100% | 0 | 0 | 0% | Normal | 0% | 2.2584 | 0 | 0 | 1 unit | 5500 | 0 | 0.00053176 | 4247.1 | 12513 | 0 | 0 | 0 | 2016 | 1.0386 | IL TRM - 4.2.18 - CI-FSE-RKOV-VO2-180101 | PGE Workpaper, PGECOFST109 R6, 2016 | IL TRM - 4.2.18 - CI-FSE-RKOV-VO2-180101 | 1 | unit | 0.00053176 | Commercial_Restaurant_Existing_Food Preparation_Double Rack Oven_Standard
Commercial_Restaurant_Existing_Food Preparation_Natural Gas_Double Rack Oven_E2 | Commercial | Restaurant | Existing | Food Preparation | Natural Gas | Double Rack Oven | E2 | FTSC Qualified (>50% Cooking Efficiency) | 54.55% | 0% | 0% | 9.1908 | 0 | 0 | 0 | 10 | 14 | 2019 | 2051 | 100% | 0 | 0 | 0% | Normal | 0% | 1.2319 | 0 | 0 | 1 unit | 5500 | 0 | 0.00053176 | 2316.6 | 16641 | 0 | 0 | 0 | 2016 | 1.0386 | IL TRM - 4.2.18 - CI-FSE-RKOV-VO2-180101 | PGE Workpaper, PGECOFST109 R6, 2016 | IL TRM - 4.2.18 - CI-FSE-RKOV-VO2-180101 | 1 | unit | 0.00053176 | Commercial_Restaurant_Existing_Food Preparation_Double Rack Oven_FTSC Qualified (>50% Cooking Efficiency)
Commercial_Restaurant_Existing_Food Preparation_Natural Gas_Double Rack Oven_E3 | Commercial | Restaurant | Existing | Food Preparation | Natural Gas | Double Rack Oven | E3 |  | 0% | 0% | 0% | 0 | 0 | 0 | 0 | 0 | 0 | 0 | 0 | 0% | 0 | 0 | 0% | Normal | 0% | 0 | 0 | 0 | [17 empty] | Commercial_Restaurant_Existing_Food Preparation_Double Rack Oven_
Commercial_Restaurant_Existing_Food Preparation_Natural Gas_Double Rack Oven_E4 | Commercial | Restaurant | Existing | Food Preparation | Natural Gas | Double Rack Oven | E4 |  | 0% | 0% | 0% | 0 | 0 | 0 | 0 | 0 | 0 | 0 | 0 | 0% | 0 | 0 | 0% | Normal | 0% | 0 | 0 | 0 | [17 empty] | Commercial_Restaurant_Existing_Food Preparation_Double Rack Oven_
Commercial_Restaurant_Existing_Food Preparation_Natural Gas_Double Rack Oven_E5 | Commercial | Restaurant | Existing | Food Preparation | Natural Gas | Double Rack Oven | E5 |  | 0% | 0% | 0% | 0 | 0 | 0 | 0 | 0 | 0 | 0 | 0 | 0% | 0 | 0 | 0% | Normal | 0% | 0 | 0 | 0 | [17 empty] | Commercial_Restaurant_Existing_Food Preparation_Double Rack Oven_
Commercial_Restaurant_Existing_Food Preparation_Natural Gas_Double Rack Oven_E6 | Commercial | Restaurant | Existing | Food Preparation | Natural Gas | Double Rack Oven | E6 |  | 0% | 0% | 0% | 0 | 0 | 0 | 0 | 0 | 0 | 0 | 0 | 0% | 0 | 0 | 0% | Normal | 0% | 0 | 0 | 0 | [17 empty] | Commercial_Restaurant_Existing_Food Preparation_Double Rack Oven_
Commercial_Restaurant_Existing_Food Preparation_Natural Gas_Double Rack Oven_E7 | Commercial | Restaurant | Existing | Food Preparation | Natural Gas | Double Rack Oven | E7 |  | 0% | 0% | 0% | 0 | 0 | 0 | 0 | 0 | 0 | 0 | 0 | 0% | 0 | 0 | 0% | Normal | 0% | 0 | 0 | 0 | [17 empty] | Commercial_Restaurant_Existing_Food Preparation_Double Rack Oven_
Commercial_Restaurant_Existing_Food Preparation_Natural Gas_Double Rack Oven_E8 | Commercial | Restaurant | Existing | Food Preparation | Natural Gas | Double Rack Oven | E8 |  | 0% | 0% | 0% | 0 | 0 | 0 | 0 | 0 | 0 | 0 | 0 | 0% | 0 | 0 | 0% | Normal | 0% | 0 | 0 | 0 | [17 empty] | Commercial_Restaurant_Existing_Food Preparation_Double Rack Oven_
Commercial_Restaurant_Existing_Food Preparation_Natural Gas_Double Rack Oven_E9 | Commercial | Restaurant | Existing | Food Preparation | Natural Gas | Double Rack Oven | E9 |  | 0% | 0% | 0% | 0 | 0 | 0 | 0 | 0 | 0 | 0 | 0 | 0% | 0 | 0 | 0% | Normal | 0% | 0 | 0 | 0 | [17 empty] | Commercial_Restaurant_Existing_Food Preparation_Double Rack Oven_
Commercial_Restaurant_Existing_Food Preparation_Natural Gas_Double Rack Oven_E10 | Commercial | Restaurant | Existing | Food Preparation | Natural Gas | Double Rack Oven | E10 |  | 0% | 0% | 0% | 0 | 0 | 0 | 0 | 0 | 0 | 0 | 0 | 0% | 0 | 0 | 0% | Normal | 0% | 0 | 0 | 0 | [17 empty] | Commercial_Restaurant_Existing_Food Preparation_Double Rack Oven_
Commercial_Restaurant_Existing_Food Preparation_Natural Gas_Fryer_E1 | Commercial | Restaurant | Existing | Food Preparation | Natural Gas | Fryer | E1 | Standard | 100% | 0% | 0% | 3.5453 | 0 | 0 | 0 | 4 | 7 | 2019 | 2021 | 100% | 0 | 0 | 0% | Normal | 0% | 1.1436 | 0 | 0 | 1 unit | 5500 | 0 | 0.00101 | 1132.275 | 3379.7321 | 0 | 0 | 0 | 2016 | 1.0386 | RTF Wkbk - ComCookingFryer_v3_3 | RTF Wkbk - ComCookingFryer_v3_3 | RTF Wkbk - ComCookingFryer_v3_3 | 1 | unit | 0.00101 | Commercial_Restaurant_Existing_Food Preparation_Fryer_Standard
Commercial_Restaurant_Existing_Food Preparation_Natural Gas_Fryer_E2 | Commercial | Restaurant | Existing | Food Preparation | Natural Gas | Fryer | E2 | ENERGY STAR | 61.29% | 0% | 0% | 4.4565 | 0 | 0 | 0 | 4 | 7 | 2019 | 2051 | 100% | 0 | 0 | 0% | Normal | 0% | 0.70091 | 0 | 0 | 1 unit | 5500 | 0 | 0.00101 | 693.975 | 4248.3333 | 0 | 0 | 0 | 2016 | 1.0386 | RTF Wkbk - ComCookingFryer_v3_3 | RTF Wkbk - ComCookingFryer_v3_3 | RTF Wkbk - ComCookingFryer_v3_3 | 1 | unit | 0.00101 | Commercial_Restaurant_Existing_Food Preparation_Fryer_ENERGY STAR
Commercial_Restaurant_Existing_Food Preparation_Natural Gas_Fryer_E3 | Commercial | Restaurant | Existing | Food Preparation | Natural Gas | Fryer | E3 |  | 0% | 0% | 0% | 0 | 0 | 0 | 0 | 0 | 0 | 0 | 0 | 0% | 0 | 0 | 0% | Normal | 0% | 0 | 0 | 0 | [17 empty] | Commercial_Restaurant_Existing_Food Preparation_Fryer_
Commercial_Restaurant_Existing_Food Preparation_Natural Gas_Fryer_E4 | Commercial | Restaurant | Existing | Food Preparation | Natural Gas | Fryer | E4 |  | 0% | 0% | 0% | 0 | 0 | 0 | 0 | 0 | 0 | 0 | 0 | 0% | 0 | 0 | 0% | Normal | 0% | 0 | 0 | 0 | [17 empty] | Commercial_Restaurant_Existing_Food Preparation_Fryer_
Commercial_Restaurant_Existing_Food Preparation_Natural Gas_Fryer_E5 | Commercial | Restaurant | Existing | Food Preparation | Natural Gas | Fryer | E5 |  | 0% | 0% | 0% | 0 | 0 | 0 | 0 | 0 | 0 | 0 | 0 | 0% | 0 | 0 | 0% | Normal | 0% | 0 | 0 | 0 | [17 empty] | Commercial_Restaurant_Existing_Food Preparation_Fryer_
Commercial_Restaurant_Existing_Food Preparation_Natural Gas_Fryer_E6 | Commercial | Restaurant | Existing | Food Preparation | Natural Gas | Fryer | E6 |  | 0% | 0% | 0% | 0 | 0 | 0 | 0 | 0 | 0 | 0 | 0 | 0% | 0 | 0 | 0% | Normal | 0% | 0 | 0 | 0 | [17 empty] | Commercial_Restaurant_Existing_Food Preparation_Fryer_
Commercial_Restaurant_Existing_Food Preparation_Natural Gas_Fryer_E7 | Commercial | Restaurant | Existing | Food Preparation | Natural Gas | Fryer | E7 |  | 0% | 0% | 0% | 0 | 0 | 0 | 0 | 0 | 0 | 0 | 0 | 0% | 0 | 0 | 0% | Normal | 0% | 0 | 0 | 0 | [17 empty] | Commercial_Restaurant_Existing_Food Preparation_Fryer_
Commercial_Restaurant_Existing_Food Preparation_Natural Gas_Fryer_E8 | Commercial | Restaurant | Existing | Food Preparation | Natural Gas | Fryer | E8 |  | 0% | 0% | 0% | 0 | 0 | 0 | 0 | 0 | 0 | 0 | 0 | 0% | 0 | 0 | 0% | Normal | 0% | 0 | 0 | 0 | [17 empty] | Commercial_Restaurant_Existing_Food Preparation_Fryer_
Commercial_Restaurant_Existing_Food Preparation_Natural Gas_Fryer_E9 | Commercial | Restaurant | Existing | Food Preparation | Natural Gas | Fryer | E9 |  | 0% | 0% | 0% | 0 | 0 | 0 | 0 | 0 | 0 | 0 | 0 | 0% | 0 | 0 | 0% | Normal | 0% | 0 | 0 | 0 | [17 empty] | Commercial_Restaurant_Existing_Food Preparation_Fryer_
Commercial_Restaurant_Existing_Food Preparation_Natural Gas_Fryer_E10 | Commercial | Restaurant | Existing | Food Preparation | Natural Gas | Fryer | E10 |  | 0% | 0% | 0% | 0 | 0 | 0 | 0 | 0 | 0 | 0 | 0 | 0% | 0 | 0 | 0% | Normal | 0% | 0 | 0 | 0 | [17 empty] | Commercial_Restaurant_Existing_Food Preparation_Fryer_
Commercial_Restaurant_Existing_Food Preparation_Natural Gas_Broiler_E1 | Commercial | Restaurant | Existing | Food Preparation | Natural Gas | Broiler | E1 | Standard | 100% | 0% | 0% | 5.2351 | 0 | 0 | 0 | 10 | 14 | 2019 | 2051 | 100% | 0 | 0 | 0% | Normal | 0% | 1.247 | 0 | 0 | 1 unit | 5500 | 0 | 0.0018538 | 672.672 | 2500 | 0 | 0 | 0 | 2011 | 1.1296 | IL TRM - 4.2.14 - CI-FSE-IRBL-V02-180101 | Estimate | IL TRM - 4.2.14 - CI-FSE-IRBL-V02-180101 | 1 | unit | 0.0018538 | Commercial_Restaurant_Existing_Food Preparation_Broiler_Standard
Commercial_Restaurant_Existing_Food Preparation_Natural Gas_Broiler_E2 | Commercial | Restaurant | Existing | Food Preparation | Natural Gas | Broiler | E2 | Infrared Burners | 64.29% | 0% | 0% | 7.3291 | 0 | 0 | 0 | 10 | 14 | 2019 | 2051 | 100% | 0 | 0 | 0% | Normal | 0% | 0.80164 | 0 | 0 | 1 unit | 5500 | 0 | 0.0018538 | 432.432 | 3500 | 0 | 0 | 0 | 2011 | 1.1296 | IL TRM - 4.2.14 - CI-FSE-IRBL-V02-180101 | IL TRM - 4.2.14 - CI-FSE-IRBL-V02-180101 | IL TRM - 4.2.14 - CI-FSE-IRBL-V02-180101 | 1 | unit | 0.0018538 | Commercial_Restaurant_Existing_Food Preparation_Broiler_Infrared Burners
Commercial_Restaurant_Existing_Food Preparation_Natural Gas_Broiler_E3 | Commercial | Restaurant | Existing | Food Preparation | Natural Gas | Broiler | E3 |  | 0% | 0% | 0% | 0 | 0 | 0 | 0 | 0 | 0 | 0 | 0 | 0% | 0 | 0 | 0% | Normal | 0% | 0 | 0 | 0 | [17 empty] | Commercial_Restaurant_Existing_Food Preparation_Broiler_
Commercial_Restaurant_Existing_Food Preparation_Natural Gas_Broiler_E4 | Commercial | Restaurant | Existing | Food Preparation | Natural Gas | Broiler | E4 |  | 0% | 0% | 0% | 0 | 0 | 0 | 0 | 0 | 0 | 0 | 0 | 0% | 0 | 0 | 0% | Normal | 0% | 0 | 0 | 0 | [17 empty] | Commercial_Restaurant_Existing_Food Preparation_Broiler_
Commercial_Restaurant_Existing_Food Preparation_Natural Gas_Broiler_E5 | Commercial | Restaurant | Existing | Food Preparation | Natural Gas | Broiler | E5 |  | 0% | 0% | 0% | 0 | 0 | 0 | 0 | 0 | 0 | 0 | 0 | 0% | 0 | 0 | 0% | Normal | 0% | 0 | 0 | 0 | [17 empty] | Commercial_Restaurant_Existing_Food Preparation_Broiler_
Commercial_Restaurant_Existing_Food Preparation_Natural Gas_Broiler_E6 | Commercial | Restaurant | Existing | Food Preparation | Natural Gas | Broiler | E6 |  | 0% | 0% | 0% | 0 | 0 | 0 | 0 | 0 | 0 | 0 | 0 | 0% | 0 | 0 | 0% | Normal | 0% | 0 | 0 | 0 | [17 empty] | Commercial_Restaurant_Existing_Food Preparation_Broiler_
Commercial_Restaurant_Existing_Food Preparation_Natural Gas_Broiler_E7 | Commercial | Restaurant | Existing | Food Preparation | Natural Gas | Broiler | E7 |  | 0% | 0% | 0% | 0 | 0 | 0 | 0 | 0 | 0 | 0 | 0 | 0% | 0 | 0 | 0% | Normal | 0% | 0 | 0 | 0 | [17 empty] | Commercial_Restaurant_Existing_Food Preparation_Broiler_
Commercial_Restaurant_Existing_Food Preparation_Natural Gas_Broiler_E8 | Commercial | Restaurant | Existing | Food Preparation | Natural Gas | Broiler | E8 |  | 0% | 0% | 0% | 0 | 0 | 0 | 0 | 0 | 0 | 0 | 0 | 0% | 0 | 0 | 0% | Normal | 0% | 0 | 0 | 0 | [17 empty] | Commercial_Restaurant_Existing_Food Preparation_Broiler_
Commercial_Restaurant_Existing_Food Preparation_Natural Gas_Broiler_E9 | Commercial | Restaurant | Existing | Food Preparation | Natural Gas | Broiler | E9 |  | 0% | 0% | 0% | 0 | 0 | 0 | 0 | 0 | 0 | 0 | 0 | 0% | 0 | 0 | 0% | Normal | 0% | 0 | 0 | 0 | [17 empty] | Commercial_Restaurant_Existing_Food Preparation_Broiler_
Commercial_Restaurant_Existing_Food Preparation_Natural Gas_Broiler_E10 | Commercial | Restaurant | Existing | Food Preparation | Natural Gas | Broiler | E10 |  | 0% | 0% | 0% | 0 | 0 | 0 | 0 | 0 | 0 | 0 | 0 | 0% | 0 | 0 | 0% | Normal | 0% | 0 | 0 | 0 | [17 empty] | Commercial_Restaurant_Existing_Food Preparation_Broiler_
Commercial_Restaurant_Existing_Food Preparation_Natural Gas_Griddle_E1 | Commercial | Restaurant | Existing | Food Preparation | Natural Gas | Griddle | E1 | Standard | 100% | 0% | 0% | 3.5005 | 0 | 0 | 0 | 10 | 14 | 2019 | 2051 | 100% | 0 | 0 | 0% | Normal | 0% | 0.76952 | 0 | 0 | 1 unit | 5500 | 0 | 0.00062466 | 1231.891 | 5150 | 0 | 0 | 0 | 2013 | 1.0881 | IL TRM - 4.2.8 - CI-FSE-ESGR-V04-200101 | COOK_GRD-Food Preparation-EIA14-2014 Ref. Case-5 | IL TRM - 4.2.8 - CI-FSE-ESGR-V04-200101 | 1 | unit | 0.00062466 | Commercial_Restaurant_Existing_Food Preparation_Griddle_Standard
Commercial_Restaurant_Existing_Food Preparation_Natural Gas_Griddle_E2 | Commercial | Restaurant | Existing | Food Preparation | Natural Gas | Griddle | E2 | ENERGY STAR | 91.65% | 0% | 0% | 4.3502 | 0 | 0 | 0 | 10 | 14 | 2019 | 2051 | 100% | 0 | 0 | 0% | Normal | 0% | 0.70528 | 0 | 0 | 1 unit | 5500 | 0 | 0.00062466 | 1129.0497 | 6400 | 0 | 0 | 0 | 2013 | 1.0881 | IL TRM - 4.2.8 - CI-FSE-ESGR-V04-200101 | ETO Measure Input Sheet - Com - Gas Griddle | ETO Measure Input Sheet - Com - Gas Griddle | 1 | unit | 0.00062466 | Commercial_Restaurant_Existing_Food Preparation_Griddle_ENERGY STAR
Commercial_Restaurant_Existing_Food Preparation_Natural Gas_Griddle_E3 | Commercial | Restaurant | Existing | Food Preparation | Natural Gas | Griddle | E3 |  | 0% | 0% | 0% | 0 | 0 | 0 | 0 | 0 | 0 | 0 | 0 | 0% | 0 | 0 | 0% | Normal | 0% | 0 | 0 | 0 | [17 empty] | Commercial_Restaurant_Existing_Food Preparation_Griddle_
Commercial_Restaurant_Existing_Food Preparation_Natural Gas_Griddle_E4 | Commercial | Restaurant | Existing | Food Preparation | Natural Gas | Griddle | E4 |  | 0% | 0% | 0% | 0 | 0 | 0 | 0 | 0 | 0 | 0 | 0 | 0% | 0 | 0 | 0% | Normal | 0% | 0 | 0 | 0 | [17 empty] | Commercial_Restaurant_Existing_Food Preparation_Griddle_
Commercial_Restaurant_Existing_Food Preparation_Natural Gas_Griddle_E5 | Commercial | Restaurant | Existing | Food Preparation | Natural Gas | Griddle | E5 |  | 0% | 0% | 0% | 0 | 0 | 0 | 0 | 0 | 0 | 0 | 0 | 0% | 0 | 0 | 0% | Normal | 0% | 0 | 0 | 0 | [17 empty] | Commercial_Restaurant_Existing_Food Preparation_Griddle_
Commercial_Restaurant_Existing_Food Preparation_Natural Gas_Griddle_E6 | Commercial | Restaurant | Existing | Food Preparation | Natural Gas | Griddle | E6 |  | 0% | 0% | 0% | 0 | 0 | 0 | 0 | 0 | 0 | 0 | 0 | 0% | 0 | 0 | 0% | Normal | 0% | 0 | 0 | 0 | [17 empty] | Commercial_Restaurant_Existing_Food Preparation_Griddle_
Commercial_Restaurant_Existing_Food Preparation_Natural Gas_Griddle_E7 | Commercial | Restaurant | Existing | Food Preparation | Natural Gas | Griddle | E7 |  | 0% | 0% | 0% | 0 | 0 | 0 | 0 | 0 | 0 | 0 | 0 | 0% | 0 | 0 | 0% | Normal | 0% | 0 | 0 | 0 | [17 empty] | Commercial_Restaurant_Existing_Food Preparation_Griddle_
Commercial_Restaurant_Existing_Food Preparation_Natural Gas_Griddle_E8 | Commercial | Restaurant | Existing | Food Preparation | Natural Gas | Griddle | E8 |  | 0% | 0% | 0% | 0 | 0 | 0 | 0 | 0 | 0 | 0 | 0 | 0% | 0 | 0 | 0% | Normal | 0% | 0 | 0 | 0 | [17 empty] | Commercial_Restaurant_Existing_Food Preparation_Griddle_
Commercial_Restaurant_Existing_Food Preparation_Natural Gas_Griddle_E9 | Commercial | Restaurant | Existing | Food Preparation | Natural Gas | Griddle | E9 |  | 0% | 0% | 0% | 0 | 0 | 0 | 0 | 0 | 0 | 0 | 0 | 0% | 0 | 0 | 0% | Normal | 0% | 0 | 0 | 0 | [17 empty] | Commercial_Restaurant_Existing_Food Preparation_Griddle_
Commercial_Restaurant_Existing_Food Preparation_Natural Gas_Griddle_E10 | Commercial | Restaurant | Existing | Food Preparation | Natural Gas | Griddle | E10 |  | 0% | 0% | 0% | 0 | 0 | 0 | 0 | 0 | 0 | 0 | 0 | 0% | 0 | 0 | 0% | Normal | 0% | 0 | 0 | 0 | [17 empty] | Commercial_Restaurant_Existing_Food Preparation_Griddle_
Commercial_Restaurant_Existing_Food Preparation_Natural Gas_Range_E1 | Commercial | Restaurant | Existing | Food Preparation | Natural Gas | Range | E1 | Standard | 100% | 0% | 0% | 5.8294 | 0 | 0 | 0 | 8 | 12 | 2019 | 2051 | 100% | 0 | 0 | 0% | Normal | 0% | 0.91366 | 0 | 0 | 1 unit | 5500 | 0 | 0.00076138 | 1200 | 7450 | 0 | 0 | 0 | 2017 | 1.0277 | COOK_OVN-Food Preparation-AEO17-1 | EIA 2018 Tech Forecast | Navigant 2009 | 1 | unit | 0.00076138 | Commercial_Restaurant_Existing_Food Preparation_Range_Standard
Commercial_Restaurant_Existing_Food Preparation_Natural Gas_Range_E2 | Commercial | Restaurant | Existing | Food Preparation | Natural Gas | Range | E2 | High Efficiency | 75% | 0% | 0% | 5.8302 | 0 | 0 | 0 | 8 | 12 | 2019 | 2051 | 100% | 0 | 0 | 0% | Normal | 0% | 0.68525 | 0 | 0 | 1 unit | 5500 | 0 | 0.00076138 | 900 | 7451 | 0 | 0 | 0 | 2017 | 1.0277 | COOK_OVN-Food Preparation-AEO17-1 | EIA 2018 Tech Forecast | EIA 2018 Tech Forecast | 1 | unit | 0.00076138 | Commercial_Restaurant_Existing_Food Preparation_Range_High Efficiency
Commercial_Restaurant_Existing_Food Preparation_Natural Gas_Range_E3 | Commercial | Restaurant | Existing | Food Preparation | Natural Gas | Range | E3 |  | 0% | 0% | 0% | 0 | 0 | 0 | 0 | 0 | 0 | 0 | 0 | 0% | 0 | 0 | 0% | Normal | 0% | 0 | 0 | 0 | [17 empty] | Commercial_Restaurant_Existing_Food Preparation_Range_
Commercial_Restaurant_Existing_Food Preparation_Natural Gas_Range_E4 | Commercial | Restaurant | Existing | Food Preparation | Natural Gas | Range | E4 |  | 0% | 0% | 0% | 0 | 0 | 0 | 0 | 0 | 0 | 0 | 0 | 0% | 0 | 0 | 0% | Normal | 0% | 0 | 0 | 0 | [17 empty] | Commercial_Restaurant_Existing_Food Preparation_Range_
Commercial_Restaurant_Existing_Food Preparation_Natural Gas_Range_E5 | Commercial | Restaurant | Existing | Food Preparation | Natural Gas | Range | E5 |  | 0% | 0% | 0% | 0 | 0 | 0 | 0 | 0 | 0 | 0 | 0 | 0% | 0 | 0 | 0% | Normal | 0% | 0 | 0 | 0 | [17 empty] | Commercial_Restaurant_Existing_Food Preparation_Range_
Commercial_Restaurant_Existing_Food Preparation_Natural Gas_Range_E6 | Commercial | Restaurant | Existing | Food Preparation | Natural Gas | Range | E6 |  | 0% | 0% | 0% | 0 | 0 | 0 | 0 | 0 | 0 | 0 | 0 | 0% | 0 | 0 | 0% | Normal | 0% | 0 | 0 | 0 | [17 empty] | Commercial_Restaurant_Existing_Food Preparation_Range_
Commercial_Restaurant_Existing_Food Preparation_Natural Gas_Range_E7 | Commercial | Restaurant | Existing | Food Preparation | Natural Gas | Range | E7 |  | 0% | 0% | 0% | 0 | 0 | 0 | 0 | 0 | 0 | 0 | 0 | 0% | 0 | 0 | 0% | Normal | 0% | 0 | 0 | 0 | [17 empty] | Commercial_Restaurant_Existing_Food Preparation_Range_
Commercial_Restaurant_Existing_Food Preparation_Natural Gas_Range_E8 | Commercial | Restaurant | Existing | Food Preparation | Natural Gas | Range | E8 |  | 0% | 0% | 0% | 0 | 0 | 0 | 0 | 0 | 0 | 0 | 0 | 0% | 0 | 0 | 0% | Normal | 0% | 0 | 0 | 0 | [17 empty] | Commercial_Restaurant_Existing_Food Preparation_Range_
Commercial_Restaurant_Existing_Food Preparation_Natural Gas_Range_E9 | Commercial | Restaurant | Existing | Food Preparation | Natural Gas | Range | E9 |  | 0% | 0% | 0% | 0 | 0 | 0 | 0 | 0 | 0 | 0 | 0 | 0% | 0 | 0 | 0% | Normal | 0% | 0 | 0 | 0 | [17 empty] | Commercial_Restaurant_Existing_Food Preparation_Range_
Commercial_Restaurant_Existing_Food Preparation_Natural Gas_Range_E10 | Commercial | Restaurant | Existing | Food Preparation | Natural Gas | Range | E10 |  | 0% | 0% | 0% | 0 | 0 | 0 | 0 | 0 | 0 | 0 | 0 | 0% | 0 | 0 | 0% | Normal | 0% | 0 | 0 | 0 | [17 empty] | Commercial_Restaurant_Existing_Food Preparation_Range_
Commercial_Restaurant_Existing_Food Preparation_Natural Gas_Steamer_E1 | Commercial | Restaurant | Existing | Food Preparation | Natural Gas | Steamer | E1 | Standard | 100% | 0% | 0% | 17.272 | 0 | 0 | 0 | 8 | 16 | 2019 | 2021 | 100% | 0 | 0 | 0% | Normal | 0% | 1.8146 | 0 | 0 | 1 unit | 5500 | 0 | 0.0011883 | 1527.0152 | 13100 | 0 | 0 | 0 | 2012 | 1.1095 | IL TRM - 4.2.3 - CI-FSE-STMC-V05-190101 | DOE Commercial R&D 2016 - Table 2-10 | IL TRM - 4.2.3 - CI-FSE-STMC-V05-190101 | 1 | unit | 0.0011883 | Commercial_Restaurant_Existing_Food Preparation_Steamer_Standard
Commercial_Restaurant_Existing_Food Preparation_Natural Gas_Steamer_E2 | Commercial | Restaurant | Existing | Food Preparation | Natural Gas | Steamer | E2 | ENERGY STAR | 43.38% | 0% | 0% | 20.2649 | 0 | -0.0034673 | 0 | 8 | 16 | 2019 | 2051 | 100% | 0 | 0 | 0% | Normal | 0% | 0.78721 | 0 | 0 | 1 unit | 5500 | 0 | 0.0011883 | 662.4553 | 15370 | 0 | -2.6298 | 0 | 2012 | 1.1095 | IL TRM - 4.2.3 - CI-FSE-STMC-V05-190101 | ETO Measure Input Sheet - Com - Gas Steamer | ETO Measure Input Sheet - Com - Gas Steamer | 1 | unit | 0.0011883 | Commercial_Restaurant_Existing_Food Preparation_Steamer_ENERGY STAR
Commercial_Restaurant_Existing_Food Preparation_Natural Gas_Steamer_E3 | Commercial | Restaurant | Existing | Food Preparation | Natural Gas | Steamer | E3 |  | 0% | 0% | 0% | 0 | 0 | 0 | 0 | 0 | 0 | 0 | 0 | 0% | 0 | 0 | 0% | Normal | 0% | 0 | 0 | 0 | [17 empty] | Commercial_Restaurant_Existing_Food Preparation_Steamer_
Commercial_Restaurant_Existing_Food Preparation_Natural Gas_Steamer_E4 | Commercial | Restaurant | Existing | Food Preparation | Natural Gas | Steamer | E4 |  | 0% | 0% | 0% | 0 | 0 | 0 | 0 | 0 | 0 | 0 | 0 | 0% | 0 | 0 | 0% | Normal | 0% | 0 | 0 | 0 | [17 empty] | Commercial_Restaurant_Existing_Food Preparation_Steamer_
Commercial_Restaurant_Existing_Food Preparation_Natural Gas_Steamer_E5 | Commercial | Restaurant | Existing | Food Preparation | Natural Gas | Steamer | E5 |  | 0% | 0% | 0% | 0 | 0 | 0 | 0 | 0 | 0 | 0 | 0 | 0% | 0 | 0 | 0% | Normal | 0% | 0 | 0 | 0 | [17 empty] | Commercial_Restaurant_Existing_Food Preparation_Steamer_
Commercial_Restaurant_Existing_Food Preparation_Natural Gas_Steamer_E6 | Commercial | Restaurant | Existing | Food Preparation | Natural Gas | Steamer | E6 |  | 0% | 0% | 0% | 0 | 0 | 0 | 0 | 0 | 0 | 0 | 0 | 0% | 0 | 0 | 0% | Normal | 0% | 0 | 0 | 0 | [17 empty] | Commercial_Restaurant_Existing_Food Preparation_Steamer_
Commercial_Restaurant_Existing_Food Preparation_Natural Gas_Steamer_E7 | Commercial | Restaurant | Existing | Food Preparation | Natural Gas | Steamer | E7 |  | 0% | 0% | 0% | 0 | 0 | 0 | 0 | 0 | 0 | 0 | 0 | 0% | 0 | 0 | 0% | Normal | 0% | 0 | 0 | 0 | [17 empty] | Commercial_Restaurant_Existing_Food Preparation_Steamer_
Commercial_Restaurant_Existing_Food Preparation_Natural Gas_Steamer_E8 | Commercial | Restaurant | Existing | Food Preparation | Natural Gas | Steamer | E8 |  | 0% | 0% | 0% | 0 | 0 | 0 | 0 | 0 | 0 | 0 | 0 | 0% | 0 | 0 | 0% | Normal | 0% | 0 | 0 | 0 | [17 empty] | Commercial_Restaurant_Existing_Food Preparation_Steamer_
Commercial_Restaurant_Existing_Food Preparation_Natural Gas_Steamer_E9 | Commercial | Restaurant | Existing | Food Preparation | Natural Gas | Steamer | E9 |  | 0% | 0% | 0% | 0 | 0 | 0 | 0 | 0 | 0 | 0 | 0 | 0% | 0 | 0 | 0% | Normal | 0% | 0 | 0 | 0 | [17 empty] | Commercial_Restaurant_Existing_Food Preparation_Steamer_
Commercial_Restaurant_Existing_Food Preparation_Natural Gas_Steamer_E10 | Commercial | Restaurant | Existing | Food Preparation | Natural Gas | Steamer | E10 |  | 0% | 0% | 0% | 0 | 0 | 0 | 0 | 0 | 0 | 0 | 0 | 0% | 0 | 0 | 0% | Normal | 0% | 0 | 0 | 0 | [17 empty] | Commercial_Restaurant_Existing_Food Preparation_Steamer_
Commercial_Restaurant_Existing_Food Preparation_Natural Gas_Food Prep Other_E1 | Commercial | Restaurant | Existing | Food Preparation | Natural Gas | Food Prep Other | E1 | Standard | 100% | 0% | 0% | 0.26227 | 0 | 0 | 0 | 8 | 12 | 2019 | 2051 | 100% | 0 | 0 | 0% | Normal | 0% | 0.32506 | 0 | 0 | 1 unit | 5500 | 0 | 0.0002284 | 1423.18 | 1000 | 0 | 0 | 0 | 2010 | 1.1483 | Default | Default | Default | 1 | unit | 0.0002284 | Commercial_Restaurant_Existing_Food Preparation_Food Prep Other_Standard
Commercial_Restaurant_Existing_Food Preparation_Natural Gas_Food Prep Other_E2 | Commercial | Restaurant | Existing | Food Preparation | Natural Gas | Food Prep Other | E2 | ENERGY STAR | 100% | 0% | 0% | 0.26253 | 0 | 0 | 0 | 8 | 12 | 2019 | 2051 | 100% | 0 | 0 | 0% | Normal | 0% | 0.32506 | 0 | 0 | 1 unit | 5500 | 0 | 0.0002284 | 1423.18 | 1001 | 0 | 0 | 0 | 2010 | 1.1483 | N/A | N/A | N/A | 1 | unit | 0.0002284 | Commercial_Restaurant_Existing_Food Preparation_Food Prep Other_ENERGY STAR
Commercial_Restaurant_Existing_Food Preparation_Natural Gas_Food Prep Other_E3 | Commercial | Restaurant | Existing | Food Preparation | Natural Gas | Food Prep Other | E3 |  | 0% | 0% | 0% | 0 | 0 | 0 | 0 | 0 | 0 | 0 | 0 | 0% | 0 | 0 | 0% | Normal | 0% | 0 | 0 | 0 | [17 empty] | Commercial_Restaurant_Existing_Food Preparation_Food Prep Other_
Commercial_Restaurant_Existing_Food Preparation_Natural Gas_Food Prep Other_E4 | Commercial | Restaurant | Existing | Food Preparation | Natural Gas | Food Prep Other | E4 |  | 0% | 0% | 0% | 0 | 0 | 0 | 0 | 0 | 0 | 0 | 0 | 0% | 0 | 0 | 0% | Normal | 0% | 0 | 0 | 0 | [17 empty] | Commercial_Restaurant_Existing_Food Preparation_Food Prep Other_
Commercial_Restaurant_Existing_Food Preparation_Natural Gas_Food Prep Other_E5 | Commercial | Restaurant | Existing | Food Preparation | Natural Gas | Food Prep Other | E5 |  | 0% | 0% | 0% | 0 | 0 | 0 | 0 | 0 | 0 | 0 | 0 | 0% | 0 | 0 | 0% | Normal | 0% | 0 | 0 | 0 | [17 empty] | Commercial_Restaurant_Existing_Food Preparation_Food Prep Other_
Commercial_Restaurant_Existing_Food Preparation_Natural Gas_Food Prep Other_E6 | Commercial | Restaurant | Existing | Food Preparation | Natural Gas | Food Prep Other | E6 |  | 0% | 0% | 0% | 0 | 0 | 0 | 0 | 0 | 0 | 0 | 0 | 0% | 0 | 0 | 0% | Normal | 0% | 0 | 0 | 0 | [17 empty] | Commercial_Restaurant_Existing_Food Preparation_Food Prep Other_
Commercial_Restaurant_Existing_Food Preparation_Natural Gas_Food Prep Other_E7 | Commercial | Restaurant | Existing | Food Preparation | Natural Gas | Food Prep Other | E7 |  | 0% | 0% | 0% | 0 | 0 | 0 | 0 | 0 | 0 | 0 | 0 | 0% | 0 | 0 | 0% | Normal | 0% | 0 | 0 | 0 | [17 empty] | Commercial_Restaurant_Existing_Food Preparation_Food Prep Other_
Commercial_Restaurant_Existing_Food Preparation_Natural Gas_Food Prep Other_E8 | Commercial | Restaurant | Existing | Food Preparation | Natural Gas | Food Prep Other | E8 |  | 0% | 0% | 0% | 0 | 0 | 0 | 0 | 0 | 0 | 0 | 0 | 0% | 0 | 0 | 0% | Normal | 0% | 0 | 0 | 0 | [17 empty] | Commercial_Restaurant_Existing_Food Preparation_Food Prep Other_
Commercial_Restaurant_Existing_Food Preparation_Natural Gas_Food Prep Other_E9 | Commercial | Restaurant | Existing | Food Preparation | Natural Gas | Food Prep Other | E9 |  | 0% | 0% | 0% | 0 | 0 | 0 | 0 | 0 | 0 | 0 | 0 | 0% | 0 | 0 | 0% | Normal | 0% | 0 | 0 | 0 | [17 empty] | Commercial_Restaurant_Existing_Food Preparation_Food Prep Other_
Commercial_Restaurant_Existing_Food Preparation_Natural Gas_Food Prep Other_E10 | Commercial | Restaurant | Existing | Food Preparation | Natural Gas | Food Prep Other | E10 |  | 0% | 0% | 0% | 0 | 0 | 0 | 0 | 0 | 0 | 0 | 0 | 0% | 0 | 0 | 0% | Normal | 0% | 0 | 0 | 0 | [17 empty] | Commercial_Restaurant_Existing_Food Preparation_Food Prep Other_
Commercial_Restaurant_Existing_Miscellaneous_Natural Gas_Pool Heater_E1 | Commercial | Restaurant | Existing | Miscellaneous | Natural Gas | Pool Heater | E1 | Standard (EF .78) | 100% | 0% | 0% | 0.013077 | 0 | 0 | 0 | 4 | 8 | 2019 | 2051 | 100% | 0 | 0 | 0% | Normal | 0% | 0.010152 | 0 | 0 | 1 unit | 5500 | 0 | 6.7772e-07 | 14980 | 18052 | 0 | 0 | 0 | 2014 | 1.0689 | DOE Commercial R&D 2016 - Table 7-6 | DOE Commercial R&D 2016 - Table 7-7 | DOE Commercial R&D 2016 - Table 7-8 | 1 | unit | 6.7772e-07 | Commercial_Restaurant_Existing_Miscellaneous_Pool Heater_Standard (EF .78)
Commercial_Restaurant_Existing_Miscellaneous_Natural Gas_Pool Heater_E2 | Commercial | Restaurant | Existing | Miscellaneous | Natural Gas | Pool Heater | E2 | Condensing (EF .90) | 85% | 0% | 0% | 0.021412 | 0 | 0 | 0 | 4 | 8 | 2019 | 2051 | 100% | 0 | 0 | 0% | Normal | 0% | 0.0086294 | 0 | 0 | 1 unit | 5500 | 0 | 6.7772e-07 | 12733 | 29558 | 0 | 0 | 0 | 2014 | 1.0689 | DOE Commercial R&D 2016 - Table 7-6 | DOE Commercial R&D 2016 - Table 7-7 | DOE Commercial R&D 2016 - Table 7-9 | 1 | unit | 6.7772e-07 | Commercial_Restaurant_Existing_Miscellaneous_Pool Heater_Condensing (EF .90)
Commercial_Restaurant_Existing_Miscellaneous_Natural Gas_Pool Heater_E3 | Commercial | Restaurant | Existing | Miscellaneous | Natural Gas | Pool Heater | E3 |  | 0% | 0% | 0% | 0 | 0 | 0 | 0 | 0 | 0 | 0 | 0 | 0% | 0 | 0 | 0% | Normal | 0% | 0 | 0 | 0 | [17 empty] | Commercial_Restaurant_Existing_Miscellaneous_Pool Heater_
Commercial_Restaurant_Existing_Miscellaneous_Natural Gas_Pool Heater_E4 | Commercial | Restaurant | Existing | Miscellaneous | Natural Gas | Pool Heater | E4 |  | 0% | 0% | 0% | 0 | 0 | 0 | 0 | 0 | 0 | 0 | 0 | 0% | 0 | 0 | 0% | Normal | 0% | 0 | 0 | 0 | [17 empty] | Commercial_Restaurant_Existing_Miscellaneous_Pool Heater_
Commercial_Restaurant_Existing_Miscellaneous_Natural Gas_Pool Heater_E5 | Commercial | Restaurant | Existing | Miscellaneous | Natural Gas | Pool Heater | E5 |  | 0% | 0% | 0% | 0 | 0 | 0 | 0 | 0 | 0 | 0 | 0 | 0% | 0 | 0 | 0% | Normal | 0% | 0 | 0 | 0 | [17 empty] | Commercial_Restaurant_Existing_Miscellaneous_Pool Heater_
Commercial_Restaurant_Existing_Miscellaneous_Natural Gas_Pool Heater_E6 | Commercial | Restaurant | Existing | Miscellaneous | Natural Gas | Pool Heater | E6 |  | 0% | 0% | 0% | 0 | 0 | 0 | 0 | 0 | 0 | 0 | 0 | 0% | 0 | 0 | 0% | Normal | 0% | 0 | 0 | 0 | [17 empty] | Commercial_Restaurant_Existing_Miscellaneous_Pool Heater_
Commercial_Restaurant_Existing_Miscellaneous_Natural Gas_Pool Heater_E7 | Commercial | Restaurant | Existing | Miscellaneous | Natural Gas | Pool Heater | E7 |  | 0% | 0% | 0% | 0 | 0 | 0 | 0 | 0 | 0 | 0 | 0 | 0% | 0 | 0 | 0% | Normal | 0% | 0 | 0 | 0 | [17 empty] | Commercial_Restaurant_Existing_Miscellaneous_Pool Heater_
Commercial_Restaurant_Existing_Miscellaneous_Natural Gas_Pool Heater_E8 | Commercial | Restaurant | Existing | Miscellaneous | Natural Gas | Pool Heater | E8 |  | 0% | 0% | 0% | 0 | 0 | 0 | 0 | 0 | 0 | 0 | 0 | 0% | 0 | 0 | 0% | Normal | 0% | 0 | 0 | 0 | [17 empty] | Commercial_Restaurant_Existing_Miscellaneous_Pool Heater_
Commercial_Restaurant_Existing_Miscellaneous_Natural Gas_Pool Heater_E9 | Commercial | Restaurant | Existing | Miscellaneous | Natural Gas | Pool Heater | E9 |  | 0% | 0% | 0% | 0 | 0 | 0 | 0 | 0 | 0 | 0 | 0 | 0% | 0 | 0 | 0% | Normal | 0% | 0 | 0 | 0 | [17 empty] | Commercial_Restaurant_Existing_Miscellaneous_Pool Heater_
Commercial_Restaurant_Existing_Miscellaneous_Natural Gas_Pool Heater_E10 | Commercial | Restaurant | Existing | Miscellaneous | Natural Gas | Pool Heater | E10 |  | 0% | 0% | 0% | 0 | 0 | 0 | 0 | 0 | 0 | 0 | 0 | 0% | 0 | 0 | 0% | Normal | 0% | 0 | 0 | 0 | [17 empty] | Commercial_Restaurant_Existing_Miscellaneous_Pool Heater_
Commercial_Restaurant_Existing_Miscellaneous_Natural Gas_Miscellaneous_E1 | Commercial | Restaurant | Existing | Miscellaneous | Natural Gas | Miscellaneous | E1 | Miscellaneous | 100% | 0% | 0% | 0.082443 | 0 | 0 | 0 | 2 | 8 | 2019 | 2051 | 100% | 0 | 0 | 0% | Normal | 0% | 0.079377 | 0 | 0 | 1 unit | 5500 | 0 | 0.079377 | 1 | 1 | 0 | 0 | 0 | 2016 | 1.0386 | N/A | N/A | N/A | 1 | unit | 0.079377 | Commercial_Restaurant_Existing_Miscellaneous_Miscellaneous_Miscellaneous
Commercial_Restaurant_Existing_Miscellaneous_Natural Gas_Miscellaneous_E2 | Commercial | Restaurant | Existing | Miscellaneous | Natural Gas | Miscellaneous | E2 |  | 0% | 0% | 0% | 0 | 0 | 0 | 0 | 0 | 0 | 0 | 0 | 0% | 0 | 0 | 0% | Normal | 0% | 0 | 0 | 0 | [17 empty] | Commercial_Restaurant_Existing_Miscellaneous_Miscellaneous_
Commercial_Restaurant_Existing_Miscellaneous_Natural Gas_Miscellaneous_E3 | Commercial | Restaurant | Existing | Miscellaneous | Natural Gas | Miscellaneous | E3 |  | 0% | 0% | 0% | 0 | 0 | 0 | 0 | 0 | 0 | 0 | 0 | 0% | 0 | 0 | 0% | Normal | 0% | 0 | 0 | 0 | [17 empty] | Commercial_Restaurant_Existing_Miscellaneous_Miscellaneous_
Commercial_Restaurant_Existing_Miscellaneous_Natural Gas_Miscellaneous_E4 | Commercial | Restaurant | Existing | Miscellaneous | Natural Gas | Miscellaneous | E4 |  | 0% | 0% | 0% | 0 | 0 | 0 | 0 | 0 | 0 | 0 | 0 | 0% | 0 | 0 | 0% | Normal | 0% | 0 | 0 | 0 | [17 empty] | Commercial_Restaurant_Existing_Miscellaneous_Miscellaneous_
Commercial_Restaurant_Existing_Miscellaneous_Natural Gas_Miscellaneous_E5 | Commercial | Restaurant | Existing | Miscellaneous | Natural Gas | Miscellaneous | E5 |  | 0% | 0% | 0% | 0 | 0 | 0 | 0 | 0 | 0 | 0 | 0 | 0% | 0 | 0 | 0% | Normal | 0% | 0 | 0 | 0 | [17 empty] | Commercial_Restaurant_Existing_Miscellaneous_Miscellaneous_
Commercial_Restaurant_Existing_Miscellaneous_Natural Gas_Miscellaneous_E6 | Commercial | Restaurant | Existing | Miscellaneous | Natural Gas | Miscellaneous | E6 |  | 0% | 0% | 0% | 0 | 0 | 0 | 0 | 0 | 0 | 0 | 0 | 0% | 0 | 0 | 0% | Normal | 0% | 0 | 0 | 0 | [17 empty] | Commercial_Restaurant_Existing_Miscellaneous_Miscellaneous_
Commercial_Restaurant_Existing_Miscellaneous_Natural Gas_Miscellaneous_E7 | Commercial | Restaurant | Existing | Miscellaneous | Natural Gas | Miscellaneous | E7 |  | 0% | 0% | 0% | 0 | 0 | 0 | 0 | 0 | 0 | 0 | 0 | 0% | 0 | 0 | 0% | Normal | 0% | 0 | 0 | 0 | [17 empty] | Commercial_Restaurant_Existing_Miscellaneous_Miscellaneous_
Commercial_Restaurant_Existing_Miscellaneous_Natural Gas_Miscellaneous_E8 | Commercial | Restaurant | Existing | Miscellaneous | Natural Gas | Miscellaneous | E8 |  | 0% | 0% | 0% | 0 | 0 | 0 | 0 | 0 | 0 | 0 | 0 | 0% | 0 | 0 | 0% | Normal | 0% | 0 | 0 | 0 | [17 empty] | Commercial_Restaurant_Existing_Miscellaneous_Miscellaneous_
Commercial_Restaurant_Existing_Miscellaneous_Natural Gas_Miscellaneous_E9 | Commercial | Restaurant | Existing | Miscellaneous | Natural Gas | Miscellaneous | E9 |  | 0% | 0% | 0% | 0 | 0 | 0 | 0 | 0 | 0 | 0 | 0 | 0% | 0 | 0 | 0% | Normal | 0% | 0 | 0 | 0 | [17 empty] | Commercial_Restaurant_Existing_Miscellaneous_Miscellaneous_
Commercial_Restaurant_Existing_Miscellaneous_Natural Gas_Miscellaneous_E10 | Commercial | Restaurant | Existing | Miscellaneous | Natural Gas | Miscellaneous | E10 |  | 0% | 0% | 0% | 0 | 0 | 0 | 0 | 0 | 0 | 0 | 0 | 0% | 0 | 0 | 0% | Normal | 0% | 0 | 0 | 0 | [17 empty] | Commercial_Restaurant_Existing_Miscellaneous_Miscellaneous_
Commercial_Restaurant_New_Space Heating_Natural Gas_Furnace_E1 | Commercial | Restaurant | New | Space Heating | Natural Gas | Furnace | E1 | AFUE 80% (Standard) | 100% | 0% | 0% | 0.18268 | 0.19138 | 0.029578 | 0 | 17 | 29 | 2019 | 2051 | 30% | 0 | 0 | 0% | Normal | 0% | 0.58932 | 0 | 0 | 400 kBtu/hr | 5500 | 0 | 0.00017143 | 8.5943 | 1050 | 1100 | 170 | 0 | 2018 | 1.0149 | EIA 2018 Tech Forecast | EIA 2018 Tech Forecast | AEG BEST | 400 | kBtu/hr | 0.068571 | Commercial_Restaurant_New_Space Heating_Furnace_AFUE 80% (Standard)
Commercial_Restaurant_New_Space Heating_Natural Gas_Furnace_E2 | Commercial | Restaurant | New | Space Heating | Natural Gas | Furnace | E2 | AFUE 90% | 88.83% | 0% | 0% | 0.30447 | 0.22618 | 0.030447 | 0 | 17 | 29 | 2019 | 2051 | 30% | 0 | 0 | 0% | Normal | 0% | 0.52351 | 0 | 0 | 400 kBtu/hr | 5500 | 0 | 0.00017143 | 7.6346 | 1750 | 1300 | 175 | 0 | 2018 | 1.0149 | EIA 2018 Tech Forecast | EIA 2018 Tech Forecast | AEG BEST | 400 | kBtu/hr | 0.068571 | Commercial_Restaurant_New_Space Heating_Furnace_AFUE 90%
Commercial_Restaurant_New_Space Heating_Natural Gas_Furnace_E3 | Commercial | Restaurant | New | Space Heating | Natural Gas | Furnace | E3 | AFUE 96% | 83.33% | 0% | 0% | 0.42626 | 0.26098 | 0.031317 | 0 | 17 | 29 | 2019 | 2051 | 30% | 0 | 0 | 0% | Normal | 0% | 0.4911 | 0 | 0 | 400 kBtu/hr | 5500 | 0 | 0.00017143 | 7.1619 | 2450 | 1500 | 180 | 0 | 2018 | 1.0149 | EIA 2018 Tech Forecast | EIA 2018 Tech Forecast | AEG BEST | 400 | kBtu/hr | 0.068571 | Commercial_Restaurant_New_Space Heating_Furnace_AFUE 96%
Commercial_Restaurant_New_Space Heating_Natural Gas_Furnace_E4 | Commercial | Restaurant | New | Space Heating | Natural Gas | Furnace | E4 | Convert to NG Air Source Heat Pump | 83.29% | 0% | 0% | 13.9459 | 0.19138 | 0.26201 | 0 | 10 | 20 | 2019 | 2051 | 100% | 0 | 0 | 0% | Normal | 0% | 0.49086 | 0 | 0 | 400 kBtu/hr | 5500 | 0 | 0.00017143 | 7.1583 | 79158.3766 | 1086.3161 | 1487.218 | 0 | 2017 | 1.0277 | AEO 2021 - gas_eng-driven_RTHP-heat 2017 typical | AEO 2021 - gas_eng-driven_RTHP-heat 2017 typical | HP_GAS-Heating-AEO17-1 | 400 | kBtu/hr | 0.068571 | Commercial_Restaurant_New_Space Heating_Furnace_Convert to NG Air Source Heat Pump
Commercial_Restaurant_New_Space Heating_Natural Gas_Furnace_E5 | Commercial | Restaurant | New | Space Heating | Natural Gas | Furnace | E5 |  | 0% | 0% | 0% | 0 | 0 | 0 | 0 | 0 | 0 | 0 | 0 | 0% | 0 | 0 | 0% | Normal | 0% | 0 | 0 | 0 | [17 empty] | Commercial_Restaurant_New_Space Heating_Furnace_
Commercial_Restaurant_New_Space Heating_Natural Gas_Furnace_E6 | Commercial | Restaurant | New | Space Heating | Natural Gas | Furnace | E6 |  | 0% | 0% | 0% | 0 | 0 | 0 | 0 | 0 | 0 | 0 | 0 | 0% | 0 | 0 | 0% | Normal | 0% | 0 | 0 | 0 | [17 empty] | Commercial_Restaurant_New_Space Heating_Furnace_
Commercial_Restaurant_New_Space Heating_Natural Gas_Furnace_E7 | Commercial | Restaurant | New | Space Heating | Natural Gas | Furnace | E7 |  | 0% | 0% | 0% | 0 | 0 | 0 | 0 | 0 | 0 | 0 | 0 | 0% | 0 | 0 | 0% | Normal | 0% | 0 | 0 | 0 | [17 empty] | Commercial_Restaurant_New_Space Heating_Furnace_
Commercial_Restaurant_New_Space Heating_Natural Gas_Furnace_E8 | Commercial | Restaurant | New | Space Heating | Natural Gas | Furnace | E8 |  | 0% | 0% | 0% | 0 | 0 | 0 | 0 | 0 | 0 | 0 | 0 | 0% | 0 | 0 | 0% | Normal | 0% | 0 | 0 | 0 | [17 empty] | Commercial_Restaurant_New_Space Heating_Furnace_
Commercial_Restaurant_New_Space Heating_Natural Gas_Furnace_E9 | Commercial | Restaurant | New | Space Heating | Natural Gas | Furnace | E9 |  | 0% | 0% | 0% | 0 | 0 | 0 | 0 | 0 | 0 | 0 | 0 | 0% | 0 | 0 | 0% | Normal | 0% | 0 | 0 | 0 | [17 empty] | Commercial_Restaurant_New_Space Heating_Furnace_
Commercial_Restaurant_New_Space Heating_Natural Gas_Furnace_E10 | Commercial | Restaurant | New | Space Heating | Natural Gas | Furnace | E10 |  | 0% | 0% | 0% | 0 | 0 | 0 | 0 | 0 | 0 | 0 | 0 | 0% | 0 | 0 | 0% | Normal | 0% | 0 | 0 | 0 | [17 empty] | Commercial_Restaurant_New_Space Heating_Furnace_
Commercial_Restaurant_New_Space Heating_Natural Gas_Boiler_E1 | Commercial | Restaurant | New | Space Heating | Natural Gas | Boiler | E1 | AFUE 80% (Standard) | 100% | 0% | 0% | 1.4441 | 0.80033 | 0.15659 | 0 | 20 | 30 | 2019 | 2051 | 100% | 0 | 0 | 0% | Normal | 0% | 2.7115 | 0 | 0 | 800 kBtu/hr | 5500 | 0 | 8.5714e-05 | 38.3305 | 16600 | 9200 | 1800 | 0 | 2018 | 1.0149 | EIA 2018 Tech Forecast | EIA 2018 Tech Forecast | GBLR-Heating-EIA14-2014 Ref. Case-2 | 800 | kBtu/hr | 0.068571 | Commercial_Restaurant_New_Space Heating_Boiler_AFUE 80% (Standard)
Commercial_Restaurant_New_Space Heating_Natural Gas_Boiler_E2 | Commercial | Restaurant | New | Space Heating | Natural Gas | Boiler | E2 | AFUE 85% | 94.12% | 0% | 0% | 1.9747 | 0.84818 | 0.15659 | 0 | 20 | 30 | 2019 | 2051 | 100% | 0 | 0 | 0% | Normal | 0% | 2.552 | 0 | 0 | 800 kBtu/hr | 5500 | 0 | 8.5714e-05 | 36.0758 | 22700 | 9750 | 1800 | 0 | 2018 | 1.0149 | EIA 2018 Tech Forecast | EIA 2018 Tech Forecast | GBLR-Heating-EIA14-2014 Ref. Case-5 | 800 | kBtu/hr | 0.068571 | Commercial_Restaurant_New_Space Heating_Boiler_AFUE 85%
Commercial_Restaurant_New_Space Heating_Natural Gas_Boiler_E3 | Commercial | Restaurant | New | Space Heating | Natural Gas | Boiler | E3 | AFUE 97% | 82.47% | 0% | 0% | 3.1963 | 0.78843 | 0.15659 | 0 | 20 | 30 | 2019 | 2051 | 100% | 0 | 0 | 0% | Normal | 0% | 2.2363 | 0 | 0 | 800 kBtu/hr | 5500 | 0 | 8.5714e-05 | 31.6128 | 36742.4242 | 9063.1313 | 1800 | 0 | 2018 | 1.0149 | EIA 2018 Tech Forecast | EIA 2018 Tech Forecast | GBLR-Heating-EIA14-2014 Ref. Case-6 | 800 | kBtu/hr | 0.068571 | Commercial_Restaurant_New_Space Heating_Boiler_AFUE 97%
Commercial_Restaurant_New_Space Heating_Natural Gas_Boiler_E4 | Commercial | Restaurant | New | Space Heating | Natural Gas | Boiler | E4 | Convert to NG Air Source Heat Pump | 61.54% | 0% | 0% | 13.9459 | 0.80033 | 0.26201 | 0 | 10 | 20 | 2019 | 2051 | 100% | 0 | 0 | 0% | Normal | 0% | 1.6686 | 0 | 0 | 800 kBtu/hr | 5500 | 0 | 8.5714e-05 | 23.588 | 158316.7533 | 9085.5528 | 2974.436 | 0 | 2017 | 1.0277 | AEO 2021 - gas_eng-driven_RTHP-heat 2017 typical | AEO 2021 - gas_eng-driven_RTHP-heat 2017 typical | HP_GAS-Heating-AEO17-1 | 800 | kBtu/hr | 0.068571 | Commercial_Restaurant_New_Space Heating_Boiler_Convert to NG Air Source Heat Pump
Commercial_Restaurant_New_Space Heating_Natural Gas_Boiler_E5 | Commercial | Restaurant | New | Space Heating | Natural Gas | Boiler | E5 |  | 0% | 0% | 0% | 0 | 0 | 0 | 0 | 0 | 0 | 0 | 0 | 0% | 0 | 0 | 0% | Normal | 0% | 0 | 0 | 0 | [17 empty] | Commercial_Restaurant_New_Space Heating_Boiler_
Commercial_Restaurant_New_Space Heating_Natural Gas_Boiler_E6 | Commercial | Restaurant | New | Space Heating | Natural Gas | Boiler | E6 |  | 0% | 0% | 0% | 0 | 0 | 0 | 0 | 0 | 0 | 0 | 0 | 0% | 0 | 0 | 0% | Normal | 0% | 0 | 0 | 0 | [17 empty] | Commercial_Restaurant_New_Space Heating_Boiler_
Commercial_Restaurant_New_Space Heating_Natural Gas_Boiler_E7 | Commercial | Restaurant | New | Space Heating | Natural Gas | Boiler | E7 |  | 0% | 0% | 0% | 0 | 0 | 0 | 0 | 0 | 0 | 0 | 0 | 0% | 0 | 0 | 0% | Normal | 0% | 0 | 0 | 0 | [17 empty] | Commercial_Restaurant_New_Space Heating_Boiler_
Commercial_Restaurant_New_Space Heating_Natural Gas_Boiler_E8 | Commercial | Restaurant | New | Space Heating | Natural Gas | Boiler | E8 |  | 0% | 0% | 0% | 0 | 0 | 0 | 0 | 0 | 0 | 0 | 0 | 0% | 0 | 0 | 0% | Normal | 0% | 0 | 0 | 0 | [17 empty] | Commercial_Restaurant_New_Space Heating_Boiler_
Commercial_Restaurant_New_Space Heating_Natural Gas_Boiler_E9 | Commercial | Restaurant | New | Space Heating | Natural Gas | Boiler | E9 |  | 0% | 0% | 0% | 0 | 0 | 0 | 0 | 0 | 0 | 0 | 0 | 0% | 0 | 0 | 0% | Normal | 0% | 0 | 0 | 0 | [17 empty] | Commercial_Restaurant_New_Space Heating_Boiler_
Commercial_Restaurant_New_Space Heating_Natural Gas_Boiler_E10 | Commercial | Restaurant | New | Space Heating | Natural Gas | Boiler | E10 |  | 0% | 0% | 0% | 0 | 0 | 0 | 0 | 0 | 0 | 0 | 0 | 0% | 0 | 0 | 0% | Normal | 0% | 0 | 0 | 0 | [17 empty] | Commercial_Restaurant_New_Space Heating_Boiler_
Commercial_Restaurant_New_Space Heating_Natural Gas_Unit Heater_E1 | Commercial | Restaurant | New | Space Heating | Natural Gas | Unit Heater | E1 | Standard | 100% | 0% | 0% | 0.24903 | 0 | 0 | 0 | 10 | 14 | 2019 | 2051 | 100% | 0 | 0 | 0% | Normal | 0% | 0.33672 | 0 | 0 | 125 kBtu/Hr | 5500 | 0 | 1.1568e-06 | 2328.572 | 1753.7127 | 0 | 0 | 0 | 2020 | 0.98199 | IL TRM - 4.4.12 - CI-HVC-IRHT-V02-210101 | AEG Market Research | IL TRM - 4.4.12 - CI-HVC-IRHT-V02-210101 w/ CNGC Sizing | 125 | kBtu/Hr | 0.0001446 | Commercial_Restaurant_New_Space Heating_Unit Heater_Standard
Commercial_Restaurant_New_Space Heating_Natural Gas_Unit Heater_E2 | Commercial | Restaurant | New | Space Heating | Natural Gas | Unit Heater | E2 | Condensing | 95.24% | 0% | 0% | 0.3987 | 0 | 0 | 0 | 10 | 14 | 2019 | 2051 | 100% | 0 | 0 | 0% | Normal | 0% | 0.32069 | 0 | 0 | 125 kBtu/Hr | 5500 | 0 | 1.1568e-06 | 2217.7386 | 2807.7404 | 0 | 0 | 0 | 2020 | 0.98199 | IL TRM - 4.4.5 - CI-HVC-CUHT-V01-190101 | ETO Measure Input Sheet - Com - Condensing Unit Heater GAS SPHT | IL TRM - 4.4.5 - CI-HVC-CUHT-V01-190101 w/ CNGC Sizing | 125 | kBtu/Hr | 0.0001446 | Commercial_Restaurant_New_Space Heating_Unit Heater_Condensing
Commercial_Restaurant_New_Space Heating_Natural Gas_Unit Heater_E3 | Commercial | Restaurant | New | Space Heating | Natural Gas | Unit Heater | E3 | Infrared Radiant | 85% | 0% | 0% | 0.34743 | 0 | 0 | 0 | 11 | 19 | 2019 | 2051 | 100% | 0 | 0 | 0% | Normal | 0% | 0.28621 | 0 | 0 | 125 kBtu/Hr | 5500 | 0 | 1.1568e-06 | 1979.2862 | 2446.6992 | 0 | 0 | 0 | 2020 | 0.98199 | IL TRM - 4.4.12 - CI-HVC-IRHT-V02-210101 | AEG Market Research | IL TRM - 4.4.12 - CI-HVC-IRHT-V02-210101 w/ CNGC Sizing | 125 | kBtu/Hr | 0.0001446 | Commercial_Restaurant_New_Space Heating_Unit Heater_Infrared Radiant
Commercial_Restaurant_New_Space Heating_Natural Gas_Unit Heater_E4 | Commercial | Restaurant | New | Space Heating | Natural Gas | Unit Heater | E4 |  | 0% | 0% | 0% | 0 | 0 | 0 | 0 | 0 | 0 | 0 | 0 | 0% | 0 | 0 | 0% | Normal | 0% | 0 | 0 | 0 | [17 empty] | Commercial_Restaurant_New_Space Heating_Unit Heater_
Commercial_Restaurant_New_Space Heating_Natural Gas_Unit Heater_E5 | Commercial | Restaurant | New | Space Heating | Natural Gas | Unit Heater | E5 |  | 0% | 0% | 0% | 0 | 0 | 0 | 0 | 0 | 0 | 0 | 0 | 0% | 0 | 0 | 0% | Normal | 0% | 0 | 0 | 0 | [17 empty] | Commercial_Restaurant_New_Space Heating_Unit Heater_
Commercial_Restaurant_New_Space Heating_Natural Gas_Unit Heater_E6 | Commercial | Restaurant | New | Space Heating | Natural Gas | Unit Heater | E6 |  | 0% | 0% | 0% | 0 | 0 | 0 | 0 | 0 | 0 | 0 | 0 | 0% | 0 | 0 | 0% | Normal | 0% | 0 | 0 | 0 | [17 empty] | Commercial_Restaurant_New_Space Heating_Unit Heater_
Commercial_Restaurant_New_Space Heating_Natural Gas_Unit Heater_E7 | Commercial | Restaurant | New | Space Heating | Natural Gas | Unit Heater | E7 |  | 0% | 0% | 0% | 0 | 0 | 0 | 0 | 0 | 0 | 0 | 0 | 0% | 0 | 0 | 0% | Normal | 0% | 0 | 0 | 0 | [17 empty] | Commercial_Restaurant_New_Space Heating_Unit Heater_
Commercial_Restaurant_New_Space Heating_Natural Gas_Unit Heater_E8 | Commercial | Restaurant | New | Space Heating | Natural Gas | Unit Heater | E8 |  | 0% | 0% | 0% | 0 | 0 | 0 | 0 | 0 | 0 | 0 | 0 | 0% | 0 | 0 | 0% | Normal | 0% | 0 | 0 | 0 | [17 empty] | Commercial_Restaurant_New_Space Heating_Unit Heater_
Commercial_Restaurant_New_Space Heating_Natural Gas_Unit Heater_E9 | Commercial | Restaurant | New | Space Heating | Natural Gas | Unit Heater | E9 |  | 0% | 0% | 0% | 0 | 0 | 0 | 0 | 0 | 0 | 0 | 0 | 0% | 0 | 0 | 0% | Normal | 0% | 0 | 0 | 0 | [17 empty] | Commercial_Restaurant_New_Space Heating_Unit Heater_
Commercial_Restaurant_New_Space Heating_Natural Gas_Unit Heater_E10 | Commercial | Restaurant | New | Space Heating | Natural Gas | Unit Heater | E10 |  | 0% | 0% | 0% | 0 | 0 | 0 | 0 | 0 | 0 | 0 | 0 | 0% | 0 | 0 | 0% | Normal | 0% | 0 | 0 | 0 | [17 empty] | Commercial_Restaurant_New_Space Heating_Unit Heater_
Commercial_Restaurant_New_Water Heating_Natural Gas_Water Heater_E1 | Commercial | Restaurant | New | Water Heating | Natural Gas | Water Heater | E1 | TE 80% | 100% | 0% | 0% | 0.7081 | 0 | 0.04537 | 0 | 8 | 12 | 2019 | 2051 | 100% | 0 | 0 | 0% | Normal | 0% | 1.1936 | 0 | 0 | 1 kBtu/hr | 5500 | 0 | 0.026278 | 44.8624 | 26.22 | 0 | 1.68 | 0 | 2017 | 1.0277 | AEO 2021 - gas_water_heater 2017 standard | AEO 2021 - gas_water_heater 2017 standard | DHW_WH-Water Heating-PG&E-R7-14 | 1 | kBtu/hr | 0.026278 | Commercial_Restaurant_New_Water Heating_Water Heater_TE 80%
Commercial_Restaurant_New_Water Heating_Natural Gas_Water Heater_E2 | Commercial | Restaurant | New | Water Heating | Natural Gas | Water Heater | E2 | TE 81% | 98.77% | 0% | 0% | 0.70783 | 0 | 0.04537 | 0 | 8 | 12 | 2019 | 2051 | 100% | 0 | 0 | 0% | Normal | 0% | 1.1789 | 0 | 0 | 1 kBtu/hr | 5500 | 0 | 0.026278 | 44.3085 | 26.21 | 0 | 1.68 | 0 | 2017 | 1.0277 | AEO 2021 - gas_water_heater 2017 typical | AEO 2021 - gas_water_heater 2017 typical | DHW_WH-Water Heating-PG&E-R7-14 | 1 | kBtu/hr | 0.026278 | Commercial_Restaurant_New_Water Heating_Water Heater_TE 81%
Commercial_Restaurant_New_Water Heating_Natural Gas_Water Heater_E3 | Commercial | Restaurant | New | Water Heating | Natural Gas | Water Heater | E3 | TE 88% | 90.91% | 0% | 0% | 0.74955 | 0 | 0.042264 | 0 | 8 | 12 | 2019 | 2051 | 100% | 0 | 0 | 0% | Normal | 0% | 1.0851 | 0 | 0 | 1 kBtu/hr | 5500 | 0 | 0.026278 | 40.784 | 27.755 | 0 | 1.565 | 0 | 2017 | 1.0277 | AEO 2021 - gas_water_heater 2017 ENERGY STAR | AEO 2021 - gas_water_heater 2017 ENERGY STAR | DHW_WH-Water Heating-PG&E-R7-14 | 1 | kBtu/hr | 0.026278 | Commercial_Restaurant_New_Water Heating_Water Heater_TE 88%
Commercial_Restaurant_New_Water Heating_Natural Gas_Water Heater_E4 | Commercial | Restaurant | New | Water Heating | Natural Gas | Water Heater | E4 | TE 94% | 85.11% | 0% | 0% | 0.79128 | 0 | 0.039159 | 0 | 8 | 12 | 2019 | 2051 | 100% | 0 | 0 | 0% | Normal | 0% | 1.0159 | 0 | 0 | 1 kBtu/hr | 5500 | 0 | 0.026278 | 38.1807 | 29.3 | 0 | 1.45 | 0 | 2017 | 1.0277 | AEO 2021 - gas_water_heater 2017 ENERGY STAR | AEO 2021 - gas_water_heater 2017 ENERGY STAR | DHW_WH-Water Heating-PG&E-R7-14 | 1 | kBtu/hr | 0.026278 | Commercial_Restaurant_New_Water Heating_Water Heater_TE 94%
Commercial_Restaurant_New_Water Heating_Natural Gas_Water Heater_E5 | Commercial | Restaurant | New | Water Heating | Natural Gas | Water Heater | E5 | TE 96% | 83.33% | 0% | 0% | 0.80811 | 0 | 0.039992 | 0 | 8 | 12 | 2019 | 2051 | 100% | 0 | 0 | 0% | Normal | 0% | 0.9947 | 0 | 0 | 1 kBtu/hr | 5500 | 0 | 0.026278 | 37.3853 | 29.9234 | 0 | 1.4809 | 0 | 2017 | 1.0277 | AEO 2021 - gas_water_heater 2017 ENERGY STAR | AEO 2021 - gas_water_heater 2017 ENERGY STAR | DHW_WH-Water Heating-PG&E-R7-14 | 1 | kBtu/hr | 0.026278 | Commercial_Restaurant_New_Water Heating_Water Heater_TE 96%
Commercial_Restaurant_New_Water Heating_Natural Gas_Water Heater_E6 | Commercial | Restaurant | New | Water Heating | Natural Gas | Water Heater | E6 | Tankless | 81.63% | 0% | 0% | 0.874 | 0 | 0.0091546 | 0 | 8 | 12 | 2019 | 2051 | 100% | 0 | 0 | 0% | Normal | 0% | 0.9744 | 0 | 0 | 1 kBtu/hr | 5500 | 0 | 0.026278 | 36.6223 | 32.3633 | 0 | 0.33898 | 0 | 2017 | 1.0277 | EIA Ref. Case 2018 - Gas Tankless High Eff. | EIA Ref. Case 2018 - Gas Tankless High Eff. | DHW_WH-Water Heating-NMTRM-2016-7 | 1 | kBtu/hr | 0.026278 | Commercial_Restaurant_New_Water Heating_Water Heater_Tankless
Commercial_Restaurant_New_Water Heating_Natural Gas_Water Heater_E7 | Commercial | Restaurant | New | Water Heating | Natural Gas | Water Heater | E7 | Gas-Fired Absorption HPWH | 75.47% | 0% | 0% | 1.4551 | 0 | 0 | 0 | 10 | 16 | 2019 | 2051 | 100% | 0 | 0 | 0% | Normal | 0% | 0.90086 | 0 | 0 | 1 kBtu/hr | 5500 | 0 | 0.026278 | 33.8584 | 56.3879 | 0 | 0 | 0 | 2020 | 0.98199 | DHW_WH-Water Heating-DOE-2014-2 | NEEA Report #E20-309, Robur Heat Pump Field Trial. March 11, 2020. | Engineering Calculation and NEEA Report #E20-309, Robur Heat Pump Field Trial. March 11, 2020. | 1 | kBtu/hr | 0.026278 | Commercial_Restaurant_New_Water Heating_Water Heater_Gas-Fired Absorption HPWH
Commercial_Restaurant_New_Water Heating_Natural Gas_Water Heater_E8 | Commercial | Restaurant | New | Water Heating | Natural Gas | Water Heater | E8 |  | 0% | 0% | 0% | 0 | 0 | 0 | 0 | 0 | 0 | 0 | 0 | 0% | 0 | 0 | 0% | Normal | 0% | 0 | 0 | 0 | [17 empty] | Commercial_Restaurant_New_Water Heating_Water Heater_
Commercial_Restaurant_New_Water Heating_Natural Gas_Water Heater_E9 | Commercial | Restaurant | New | Water Heating | Natural Gas | Water Heater | E9 |  | 0% | 0% | 0% | 0 | 0 | 0 | 0 | 0 | 0 | 0 | 0 | 0% | 0 | 0 | 0% | Normal | 0% | 0 | 0 | 0 | [17 empty] | Commercial_Restaurant_New_Water Heating_Water Heater_
Commercial_Restaurant_New_Water Heating_Natural Gas_Water Heater_E10 | Commercial | Restaurant | New | Water Heating | Natural Gas | Water Heater | E10 |  | 0% | 0% | 0% | 0 | 0 | 0 | 0 | 0 | 0 | 0 | 0 | 0% | 0 | 0 | 0% | Normal | 0% | 0 | 0 | 0 | [17 empty] | Commercial_Restaurant_New_Water Heating_Water Heater_
Commercial_Restaurant_New_Food Preparation_Natural Gas_Oven_E1 | Commercial | Restaurant | New | Food Preparation | Natural Gas | Oven | E1 | Standard | 100% | 0% | 0% | 6.5564 | 0.13828 | 0 | 0 | 10 | 14 | 2019 | 2051 | 100% | 0 | 0 | 0% | Normal | 0% | 0.68914 | 0 | 0 | 1 unit | 5500 | 0 | 0.00084722 | 813.4143 | 7112 | 150 | 0 | 0 | 2013 | 1.0881 | IL TRM - 4.2.1 - CI-FSE-CBOV-V02-160601 | ETO Measure Input Sheet - Com - Gas Convection Oven | IL TRM - 4.2.1 - CI-FSE-CBOV-V02-160601 | 1 | unit | 0.00084722 | Commercial_Restaurant_New_Food Preparation_Oven_Standard
Commercial_Restaurant_New_Food Preparation_Natural Gas_Oven_E2 | Commercial | Restaurant | New | Food Preparation | Natural Gas | Oven | E2 | ENERGY STAR (>44% Baking Efficiency) | 86.89% | 0% | 0% | 6.9141 | 0.13828 | 0 | 0 | 10 | 14 | 2019 | 2051 | 100% | 0 | 0 | 0% | Normal | 0% | 0.59876 | 0 | 0 | 1 unit | 5500 | 0 | 0.00084722 | 706.739 | 7500 | 150 | 0 | 0 | 2013 | 1.0881 | IL TRM - 4.2.1 - CI-FSE-CBOV-V02-160601 | EIA 2018 Tech Forecast | ETO Measure Input Sheet | 1 | unit | 0.00084722 | Commercial_Restaurant_New_Food Preparation_Oven_ENERGY STAR (>44% Baking Efficiency)
Commercial_Restaurant_New_Food Preparation_Natural Gas_Oven_E3 | Commercial | Restaurant | New | Food Preparation | Natural Gas | Oven | E3 |  | 0% | 0% | 0% | 0 | 0 | 0 | 0 | 0 | 0 | 0 | 0 | 0% | 0 | 0 | 0% | Normal | 0% | 0 | 0 | 0 | [17 empty] | Commercial_Restaurant_New_Food Preparation_Oven_
Commercial_Restaurant_New_Food Preparation_Natural Gas_Oven_E4 | Commercial | Restaurant | New | Food Preparation | Natural Gas | Oven | E4 |  | 0% | 0% | 0% | 0 | 0 | 0 | 0 | 0 | 0 | 0 | 0 | 0% | 0 | 0 | 0% | Normal | 0% | 0 | 0 | 0 | [17 empty] | Commercial_Restaurant_New_Food Preparation_Oven_
Commercial_Restaurant_New_Food Preparation_Natural Gas_Oven_E5 | Commercial | Restaurant | New | Food Preparation | Natural Gas | Oven | E5 |  | 0% | 0% | 0% | 0 | 0 | 0 | 0 | 0 | 0 | 0 | 0 | 0% | 0 | 0 | 0% | Normal | 0% | 0 | 0 | 0 | [17 empty] | Commercial_Restaurant_New_Food Preparation_Oven_
Commercial_Restaurant_New_Food Preparation_Natural Gas_Oven_E6 | Commercial | Restaurant | New | Food Preparation | Natural Gas | Oven | E6 |  | 0% | 0% | 0% | 0 | 0 | 0 | 0 | 0 | 0 | 0 | 0 | 0% | 0 | 0 | 0% | Normal | 0% | 0 | 0 | 0 | [17 empty] | Commercial_Restaurant_New_Food Preparation_Oven_
Commercial_Restaurant_New_Food Preparation_Natural Gas_Oven_E7 | Commercial | Restaurant | New | Food Preparation | Natural Gas | Oven | E7 |  | 0% | 0% | 0% | 0 | 0 | 0 | 0 | 0 | 0 | 0 | 0 | 0% | 0 | 0 | 0% | Normal | 0% | 0 | 0 | 0 | [17 empty] | Commercial_Restaurant_New_Food Preparation_Oven_
Commercial_Restaurant_New_Food Preparation_Natural Gas_Oven_E8 | Commercial | Restaurant | New | Food Preparation | Natural Gas | Oven | E8 |  | 0% | 0% | 0% | 0 | 0 | 0 | 0 | 0 | 0 | 0 | 0 | 0% | 0 | 0 | 0% | Normal | 0% | 0 | 0 | 0 | [17 empty] | Commercial_Restaurant_New_Food Preparation_Oven_
Commercial_Restaurant_New_Food Preparation_Natural Gas_Oven_E9 | Commercial | Restaurant | New | Food Preparation | Natural Gas | Oven | E9 |  | 0% | 0% | 0% | 0 | 0 | 0 | 0 | 0 | 0 | 0 | 0 | 0% | 0 | 0 | 0% | Normal | 0% | 0 | 0 | 0 | [17 empty] | Commercial_Restaurant_New_Food Preparation_Oven_
Commercial_Restaurant_New_Food Preparation_Natural Gas_Oven_E10 | Commercial | Restaurant | New | Food Preparation | Natural Gas | Oven | E10 |  | 0% | 0% | 0% | 0 | 0 | 0 | 0 | 0 | 0 | 0 | 0 | 0% | 0 | 0 | 0% | Normal | 0% | 0 | 0 | 0 | [17 empty] | Commercial_Restaurant_New_Food Preparation_Oven_
Commercial_Restaurant_New_Food Preparation_Natural Gas_Conveyor Oven_E1 | Commercial | Restaurant | New | Food Preparation | Natural Gas | Conveyor Oven | E1 | Standard | 100% | 0% | 0% | 4.6993 | 0 | 0 | 0 | 15 | 19 | 2019 | 2051 | 100% | 0 | 0 | 0% | Normal | 0% | 1.2673 | 0 | 0 | 1 unit | 5500 | 0 | 0.00043918 | 2885.475 | 10177 | 0 | 0 | 0 | 2015 | 1.0514 | IL TRM - 4.2.4 - CI-FSE-CVOV-V02-180101 | PGE Workpaper, PGECOFST117 R5, 2015 | MN TRM 3.1 - Gas Conveyor Oven v1.1 | 1 | unit | 0.00043918 | Commercial_Restaurant_New_Food Preparation_Conveyor Oven_Standard
Commercial_Restaurant_New_Food Preparation_Natural Gas_Conveyor Oven_E2 | Commercial | Restaurant | New | Food Preparation | Natural Gas | Conveyor Oven | E2 | Efficient (>44% Baking Efficiency) | 76.02% | 0% | 0% | 5.729 | 0 | 0 | 0 | 15 | 19 | 2019 | 2051 | 100% | 0 | 0 | 0% | Normal | 0% | 0.96331 | 0 | 0 | 1 unit | 5500 | 0 | 0.00043918 | 2193.4093 | 12407 | 0 | 0 | 0 | 2015 | 1.0514 | IL TRM - 4.2.4 - CI-FSE-CVOV-V02-180101 | PGE Workpaper, PGECOFST117 R5, 2015 | MN TRM 3.1 - Gas Conveyor Oven v1.1 | 1 | unit | 0.00043918 | Commercial_Restaurant_New_Food Preparation_Conveyor Oven_Efficient (>44% Baking Efficiency)
Commercial_Restaurant_New_Food Preparation_Natural Gas_Conveyor Oven_E3 | Commercial | Restaurant | New | Food Preparation | Natural Gas | Conveyor Oven | E3 |  | 0% | 0% | 0% | 0 | 0 | 0 | 0 | 0 | 0 | 0 | 0 | 0% | 0 | 0 | 0% | Normal | 0% | 0 | 0 | 0 | [17 empty] | Commercial_Restaurant_New_Food Preparation_Conveyor Oven_
Commercial_Restaurant_New_Food Preparation_Natural Gas_Conveyor Oven_E4 | Commercial | Restaurant | New | Food Preparation | Natural Gas | Conveyor Oven | E4 |  | 0% | 0% | 0% | 0 | 0 | 0 | 0 | 0 | 0 | 0 | 0 | 0% | 0 | 0 | 0% | Normal | 0% | 0 | 0 | 0 | [17 empty] | Commercial_Restaurant_New_Food Preparation_Conveyor Oven_
Commercial_Restaurant_New_Food Preparation_Natural Gas_Conveyor Oven_E5 | Commercial | Restaurant | New | Food Preparation | Natural Gas | Conveyor Oven | E5 |  | 0% | 0% | 0% | 0 | 0 | 0 | 0 | 0 | 0 | 0 | 0 | 0% | 0 | 0 | 0% | Normal | 0% | 0 | 0 | 0 | [17 empty] | Commercial_Restaurant_New_Food Preparation_Conveyor Oven_
Commercial_Restaurant_New_Food Preparation_Natural Gas_Conveyor Oven_E6 | Commercial | Restaurant | New | Food Preparation | Natural Gas | Conveyor Oven | E6 |  | 0% | 0% | 0% | 0 | 0 | 0 | 0 | 0 | 0 | 0 | 0 | 0% | 0 | 0 | 0% | Normal | 0% | 0 | 0 | 0 | [17 empty] | Commercial_Restaurant_New_Food Preparation_Conveyor Oven_
Commercial_Restaurant_New_Food Preparation_Natural Gas_Conveyor Oven_E7 | Commercial | Restaurant | New | Food Preparation | Natural Gas | Conveyor Oven | E7 |  | 0% | 0% | 0% | 0 | 0 | 0 | 0 | 0 | 0 | 0 | 0 | 0% | 0 | 0 | 0% | Normal | 0% | 0 | 0 | 0 | [17 empty] | Commercial_Restaurant_New_Food Preparation_Conveyor Oven_
Commercial_Restaurant_New_Food Preparation_Natural Gas_Conveyor Oven_E8 | Commercial | Restaurant | New | Food Preparation | Natural Gas | Conveyor Oven | E8 |  | 0% | 0% | 0% | 0 | 0 | 0 | 0 | 0 | 0 | 0 | 0 | 0% | 0 | 0 | 0% | Normal | 0% | 0 | 0 | 0 | [17 empty] | Commercial_Restaurant_New_Food Preparation_Conveyor Oven_
Commercial_Restaurant_New_Food Preparation_Natural Gas_Conveyor Oven_E9 | Commercial | Restaurant | New | Food Preparation | Natural Gas | Conveyor Oven | E9 |  | 0% | 0% | 0% | 0 | 0 | 0 | 0 | 0 | 0 | 0 | 0 | 0% | 0 | 0 | 0% | Normal | 0% | 0 | 0 | 0 | [17 empty] | Commercial_Restaurant_New_Food Preparation_Conveyor Oven_
Commercial_Restaurant_New_Food Preparation_Natural Gas_Conveyor Oven_E10 | Commercial | Restaurant | New | Food Preparation | Natural Gas | Conveyor Oven | E10 |  | 0% | 0% | 0% | 0 | 0 | 0 | 0 | 0 | 0 | 0 | 0 | 0% | 0 | 0 | 0% | Normal | 0% | 0 | 0 | 0 | [17 empty] | Commercial_Restaurant_New_Food Preparation_Conveyor Oven_
Commercial_Restaurant_New_Food Preparation_Natural Gas_Double Rack Oven_E1 | Commercial | Restaurant | New | Food Preparation | Natural Gas | Double Rack Oven | E1 | Standard | 100% | 0% | 0% | 6.9109 | 0 | 0 | 0 | 10 | 14 | 2019 | 2051 | 100% | 0 | 0 | 0% | Normal | 0% | 2.2584 | 0 | 0 | 1 unit | 5500 | 0 | 0.00053176 | 4247.1 | 12513 | 0 | 0 | 0 | 2016 | 1.0386 | IL TRM - 4.2.18 - CI-FSE-RKOV-VO2-180101 | PGE Workpaper, PGECOFST109 R6, 2016 | IL TRM - 4.2.18 - CI-FSE-RKOV-VO2-180101 | 1 | unit | 0.00053176 | Commercial_Restaurant_New_Food Preparation_Double Rack Oven_Standard
Commercial_Restaurant_New_Food Preparation_Natural Gas_Double Rack Oven_E2 | Commercial | Restaurant | New | Food Preparation | Natural Gas | Double Rack Oven | E2 | FTSC Qualified (>50% Cooking Efficiency) | 54.55% | 0% | 0% | 9.1908 | 0 | 0 | 0 | 10 | 14 | 2019 | 2051 | 100% | 0 | 0 | 0% | Normal | 0% | 1.2319 | 0 | 0 | 1 unit | 5500 | 0 | 0.00053176 | 2316.6 | 16641 | 0 | 0 | 0 | 2016 | 1.0386 | IL TRM - 4.2.18 - CI-FSE-RKOV-VO2-180101 | PGE Workpaper, PGECOFST109 R6, 2016 | IL TRM - 4.2.18 - CI-FSE-RKOV-VO2-180101 | 1 | unit | 0.00053176 | Commercial_Restaurant_New_Food Preparation_Double Rack Oven_FTSC Qualified (>50% Cooking Efficiency)
Commercial_Restaurant_New_Food Preparation_Natural Gas_Double Rack Oven_E3 | Commercial | Restaurant | New | Food Preparation | Natural Gas | Double Rack Oven | E3 |  | 0% | 0% | 0% | 0 | 0 | 0 | 0 | 0 | 0 | 0 | 0 | 0% | 0 | 0 | 0% | Normal | 0% | 0 | 0 | 0 | [17 empty] | Commercial_Restaurant_New_Food Preparation_Double Rack Oven_
Commercial_Restaurant_New_Food Preparation_Natural Gas_Double Rack Oven_E4 | Commercial | Restaurant | New | Food Preparation | Natural Gas | Double Rack Oven | E4 |  | 0% | 0% | 0% | 0 | 0 | 0 | 0 | 0 | 0 | 0 | 0 | 0% | 0 | 0 | 0% | Normal | 0% | 0 | 0 | 0 | [17 empty] | Commercial_Restaurant_New_Food Preparation_Double Rack Oven_
Commercial_Restaurant_New_Food Preparation_Natural Gas_Double Rack Oven_E5 | Commercial | Restaurant | New | Food Preparation | Natural Gas | Double Rack Oven | E5 |  | 0% | 0% | 0% | 0 | 0 | 0 | 0 | 0 | 0 | 0 | 0 | 0% | 0 | 0 | 0% | Normal | 0% | 0 | 0 | 0 | [17 empty] | Commercial_Restaurant_New_Food Preparation_Double Rack Oven_
Commercial_Restaurant_New_Food Preparation_Natural Gas_Double Rack Oven_E6 | Commercial | Restaurant | New | Food Preparation | Natural Gas | Double Rack Oven | E6 |  | 0% | 0% | 0% | 0 | 0 | 0 | 0 | 0 | 0 | 0 | 0 | 0% | 0 | 0 | 0% | Normal | 0% | 0 | 0 | 0 | [17 empty] | Commercial_Restaurant_New_Food Preparation_Double Rack Oven_
Commercial_Restaurant_New_Food Preparation_Natural Gas_Double Rack Oven_E7 | Commercial | Restaurant | New | Food Preparation | Natural Gas | Double Rack Oven | E7 |  | 0% | 0% | 0% | 0 | 0 | 0 | 0 | 0 | 0 | 0 | 0 | 0% | 0 | 0 | 0% | Normal | 0% | 0 | 0 | 0 | [17 empty] | Commercial_Restaurant_New_Food Preparation_Double Rack Oven_
Commercial_Restaurant_New_Food Preparation_Natural Gas_Double Rack Oven_E8 | Commercial | Restaurant | New | Food Preparation | Natural Gas | Double Rack Oven | E8 |  | 0% | 0% | 0% | 0 | 0 | 0 | 0 | 0 | 0 | 0 | 0 | 0% | 0 | 0 | 0% | Normal | 0% | 0 | 0 | 0 | [17 empty] | Commercial_Restaurant_New_Food Preparation_Double Rack Oven_
Commercial_Restaurant_New_Food Preparation_Natural Gas_Double Rack Oven_E9 | Commercial | Restaurant | New | Food Preparation | Natural Gas | Double Rack Oven | E9 |  | 0% | 0% | 0% | 0 | 0 | 0 | 0 | 0 | 0 | 0 | 0 | 0% | 0 | 0 | 0% | Normal | 0% | 0 | 0 | 0 | [17 empty] | Commercial_Restaurant_New_Food Preparation_Double Rack Oven_
Commercial_Restaurant_New_Food Preparation_Natural Gas_Double Rack Oven_E10 | Commercial | Restaurant | New | Food Preparation | Natural Gas | Double Rack Oven | E10 |  | 0% | 0% | 0% | 0 | 0 | 0 | 0 | 0 | 0 | 0 | 0 | 0% | 0 | 0 | 0% | Normal | 0% | 0 | 0 | 0 | [17 empty] | Commercial_Restaurant_New_Food Preparation_Double Rack Oven_
Commercial_Restaurant_New_Food Preparation_Natural Gas_Fryer_E1 | Commercial | Restaurant | New | Food Preparation | Natural Gas | Fryer | E1 | Standard | 100% | 0% | 0% | 3.5453 | 0 | 0 | 0 | 4 | 7 | 2019 | 2021 | 100% | 0 | 0 | 0% | Normal | 0% | 1.1436 | 0 | 0 | 1 unit | 5500 | 0 | 0.00101 | 1132.275 | 3379.7321 | 0 | 0 | 0 | 2016 | 1.0386 | RTF Wkbk - ComCookingFryer_v3_3 | RTF Wkbk - ComCookingFryer_v3_3 | RTF Wkbk - ComCookingFryer_v3_3 | 1 | unit | 0.00101 | Commercial_Restaurant_New_Food Preparation_Fryer_Standard
Commercial_Restaurant_New_Food Preparation_Natural Gas_Fryer_E2 | Commercial | Restaurant | New | Food Preparation | Natural Gas | Fryer | E2 | ENERGY STAR | 61.29% | 0% | 0% | 4.4565 | 0 | 0 | 0 | 4 | 7 | 2019 | 2051 | 100% | 0 | 0 | 0% | Normal | 0% | 0.70091 | 0 | 0 | 1 unit | 5500 | 0 | 0.00101 | 693.975 | 4248.3333 | 0 | 0 | 0 | 2016 | 1.0386 | RTF Wkbk - ComCookingFryer_v3_3 | RTF Wkbk - ComCookingFryer_v3_3 | RTF Wkbk - ComCookingFryer_v3_3 | 1 | unit | 0.00101 | Commercial_Restaurant_New_Food Preparation_Fryer_ENERGY STAR
Commercial_Restaurant_New_Food Preparation_Natural Gas_Fryer_E3 | Commercial | Restaurant | New | Food Preparation | Natural Gas | Fryer | E3 |  | 0% | 0% | 0% | 0 | 0 | 0 | 0 | 0 | 0 | 0 | 0 | 0% | 0 | 0 | 0% | Normal | 0% | 0 | 0 | 0 | [17 empty] | Commercial_Restaurant_New_Food Preparation_Fryer_
Commercial_Restaurant_New_Food Preparation_Natural Gas_Fryer_E4 | Commercial | Restaurant | New | Food Preparation | Natural Gas | Fryer | E4 |  | 0% | 0% | 0% | 0 | 0 | 0 | 0 | 0 | 0 | 0 | 0 | 0% | 0 | 0 | 0% | Normal | 0% | 0 | 0 | 0 | [17 empty] | Commercial_Restaurant_New_Food Preparation_Fryer_
Commercial_Restaurant_New_Food Preparation_Natural Gas_Fryer_E5 | Commercial | Restaurant | New | Food Preparation | Natural Gas | Fryer | E5 |  | 0% | 0% | 0% | 0 | 0 | 0 | 0 | 0 | 0 | 0 | 0 | 0% | 0 | 0 | 0% | Normal | 0% | 0 | 0 | 0 | [17 empty] | Commercial_Restaurant_New_Food Preparation_Fryer_
Commercial_Restaurant_New_Food Preparation_Natural Gas_Fryer_E6 | Commercial | Restaurant | New | Food Preparation | Natural Gas | Fryer | E6 |  | 0% | 0% | 0% | 0 | 0 | 0 | 0 | 0 | 0 | 0 | 0 | 0% | 0 | 0 | 0% | Normal | 0% | 0 | 0 | 0 | [17 empty] | Commercial_Restaurant_New_Food Preparation_Fryer_
Commercial_Restaurant_New_Food Preparation_Natural Gas_Fryer_E7 | Commercial | Restaurant | New | Food Preparation | Natural Gas | Fryer | E7 |  | 0% | 0% | 0% | 0 | 0 | 0 | 0 | 0 | 0 | 0 | 0 | 0% | 0 | 0 | 0% | Normal | 0% | 0 | 0 | 0 | [17 empty] | Commercial_Restaurant_New_Food Preparation_Fryer_
Commercial_Restaurant_New_Food Preparation_Natural Gas_Fryer_E8 | Commercial | Restaurant | New | Food Preparation | Natural Gas | Fryer | E8 |  | 0% | 0% | 0% | 0 | 0 | 0 | 0 | 0 | 0 | 0 | 0 | 0% | 0 | 0 | 0% | Normal | 0% | 0 | 0 | 0 | [17 empty] | Commercial_Restaurant_New_Food Preparation_Fryer_
Commercial_Restaurant_New_Food Preparation_Natural Gas_Fryer_E9 | Commercial | Restaurant | New | Food Preparation | Natural Gas | Fryer | E9 |  | 0% | 0% | 0% | 0 | 0 | 0 | 0 | 0 | 0 | 0 | 0 | 0% | 0 | 0 | 0% | Normal | 0% | 0 | 0 | 0 | [17 empty] | Commercial_Restaurant_New_Food Preparation_Fryer_
Commercial_Restaurant_New_Food Preparation_Natural Gas_Fryer_E10 | Commercial | Restaurant | New | Food Preparation | Natural Gas | Fryer | E10 |  | 0% | 0% | 0% | 0 | 0 | 0 | 0 | 0 | 0 | 0 | 0 | 0% | 0 | 0 | 0% | Normal | 0% | 0 | 0 | 0 | [17 empty] | Commercial_Restaurant_New_Food Preparation_Fryer_
Commercial_Restaurant_New_Food Preparation_Natural Gas_Broiler_E1 | Commercial | Restaurant | New | Food Preparation | Natural Gas | Broiler | E1 | Standard | 100% | 0% | 0% | 5.2351 | 0 | 0 | 0 | 10 | 14 | 2019 | 2051 | 100% | 0 | 0 | 0% | Normal | 0% | 1.247 | 0 | 0 | 1 unit | 5500 | 0 | 0.0018538 | 672.672 | 2500 | 0 | 0 | 0 | 2011 | 1.1296 | IL TRM - 4.2.14 - CI-FSE-IRBL-V02-180101 | Estimate | IL TRM - 4.2.14 - CI-FSE-IRBL-V02-180101 | 1 | unit | 0.0018538 | Commercial_Restaurant_New_Food Preparation_Broiler_Standard
Commercial_Restaurant_New_Food Preparation_Natural Gas_Broiler_E2 | Commercial | Restaurant | New | Food Preparation | Natural Gas | Broiler | E2 | Infrared Burners | 64.29% | 0% | 0% | 7.3291 | 0 | 0 | 0 | 10 | 14 | 2019 | 2051 | 100% | 0 | 0 | 0% | Normal | 0% | 0.80164 | 0 | 0 | 1 unit | 5500 | 0 | 0.0018538 | 432.432 | 3500 | 0 | 0 | 0 | 2011 | 1.1296 | IL TRM - 4.2.14 - CI-FSE-IRBL-V02-180101 | IL TRM - 4.2.14 - CI-FSE-IRBL-V02-180101 | IL TRM - 4.2.14 - CI-FSE-IRBL-V02-180101 | 1 | unit | 0.0018538 | Commercial_Restaurant_New_Food Preparation_Broiler_Infrared Burners
Commercial_Restaurant_New_Food Preparation_Natural Gas_Broiler_E3 | Commercial | Restaurant | New | Food Preparation | Natural Gas | Broiler | E3 |  | 0% | 0% | 0% | 0 | 0 | 0 | 0 | 0 | 0 | 0 | 0 | 0% | 0 | 0 | 0% | Normal | 0% | 0 | 0 | 0 | [17 empty] | Commercial_Restaurant_New_Food Preparation_Broiler_
Commercial_Restaurant_New_Food Preparation_Natural Gas_Broiler_E4 | Commercial | Restaurant | New | Food Preparation | Natural Gas | Broiler | E4 |  | 0% | 0% | 0% | 0 | 0 | 0 | 0 | 0 | 0 | 0 | 0 | 0% | 0 | 0 | 0% | Normal | 0% | 0 | 0 | 0 | [17 empty] | Commercial_Restaurant_New_Food Preparation_Broiler_
Commercial_Restaurant_New_Food Preparation_Natural Gas_Broiler_E5 | Commercial | Restaurant | New | Food Preparation | Natural Gas | Broiler | E5 |  | 0% | 0% | 0% | 0 | 0 | 0 | 0 | 0 | 0 | 0 | 0 | 0% | 0 | 0 | 0% | Normal | 0% | 0 | 0 | 0 | [17 empty] | Commercial_Restaurant_New_Food Preparation_Broiler_
Commercial_Restaurant_New_Food Preparation_Natural Gas_Broiler_E6 | Commercial | Restaurant | New | Food Preparation | Natural Gas | Broiler | E6 |  | 0% | 0% | 0% | 0 | 0 | 0 | 0 | 0 | 0 | 0 | 0 | 0% | 0 | 0 | 0% | Normal | 0% | 0 | 0 | 0 | [17 empty] | Commercial_Restaurant_New_Food Preparation_Broiler_
Commercial_Restaurant_New_Food Preparation_Natural Gas_Broiler_E7 | Commercial | Restaurant | New | Food Preparation | Natural Gas | Broiler | E7 |  | 0% | 0% | 0% | 0 | 0 | 0 | 0 | 0 | 0 | 0 | 0 | 0% | 0 | 0 | 0% | Normal | 0% | 0 | 0 | 0 | [17 empty] | Commercial_Restaurant_New_Food Preparation_Broiler_
Commercial_Restaurant_New_Food Preparation_Natural Gas_Broiler_E8 | Commercial | Restaurant | New | Food Preparation | Natural Gas | Broiler | E8 |  | 0% | 0% | 0% | 0 | 0 | 0 | 0 | 0 | 0 | 0 | 0 | 0% | 0 | 0 | 0% | Normal | 0% | 0 | 0 | 0 | [17 empty] | Commercial_Restaurant_New_Food Preparation_Broiler_
Commercial_Restaurant_New_Food Preparation_Natural Gas_Broiler_E9 | Commercial | Restaurant | New | Food Preparation | Natural Gas | Broiler | E9 |  | 0% | 0% | 0% | 0 | 0 | 0 | 0 | 0 | 0 | 0 | 0 | 0% | 0 | 0 | 0% | Normal | 0% | 0 | 0 | 0 | [17 empty] | Commercial_Restaurant_New_Food Preparation_Broiler_
Commercial_Restaurant_New_Food Preparation_Natural Gas_Broiler_E10 | Commercial | Restaurant | New | Food Preparation | Natural Gas | Broiler | E10 |  | 0% | 0% | 0% | 0 | 0 | 0 | 0 | 0 | 0 | 0 | 0 | 0% | 0 | 0 | 0% | Normal | 0% | 0 | 0 | 0 | [17 empty] | Commercial_Restaurant_New_Food Preparation_Broiler_
Commercial_Restaurant_New_Food Preparation_Natural Gas_Griddle_E1 | Commercial | Restaurant | New | Food Preparation | Natural Gas | Griddle | E1 | Standard | 100% | 0% | 0% | 3.5005 | 0 | 0 | 0 | 10 | 14 | 2019 | 2051 | 100% | 0 | 0 | 0% | Normal | 0% | 0.76952 | 0 | 0 | 1 unit | 5500 | 0 | 0.00062466 | 1231.891 | 5150 | 0 | 0 | 0 | 2013 | 1.0881 | IL TRM - 4.2.8 - CI-FSE-ESGR-V04-200101 | COOK_GRD-Food Preparation-EIA14-2014 Ref. Case-5 | IL TRM - 4.2.8 - CI-FSE-ESGR-V04-200101 | 1 | unit | 0.00062466 | Commercial_Restaurant_New_Food Preparation_Griddle_Standard
Commercial_Restaurant_New_Food Preparation_Natural Gas_Griddle_E2 | Commercial | Restaurant | New | Food Preparation | Natural Gas | Griddle | E2 | ENERGY STAR | 91.65% | 0% | 0% | 4.3502 | 0 | 0 | 0 | 10 | 14 | 2019 | 2051 | 100% | 0 | 0 | 0% | Normal | 0% | 0.70528 | 0 | 0 | 1 unit | 5500 | 0 | 0.00062466 | 1129.0497 | 6400 | 0 | 0 | 0 | 2013 | 1.0881 | IL TRM - 4.2.8 - CI-FSE-ESGR-V04-200101 | ETO Measure Input Sheet - Com - Gas Griddle | ETO Measure Input Sheet - Com - Gas Griddle | 1 | unit | 0.00062466 | Commercial_Restaurant_New_Food Preparation_Griddle_ENERGY STAR
Commercial_Restaurant_New_Food Preparation_Natural Gas_Griddle_E3 | Commercial | Restaurant | New | Food Preparation | Natural Gas | Griddle | E3 |  | 0% | 0% | 0% | 0 | 0 | 0 | 0 | 0 | 0 | 0 | 0 | 0% | 0 | 0 | 0% | Normal | 0% | 0 | 0 | 0 | [17 empty] | Commercial_Restaurant_New_Food Preparation_Griddle_
Commercial_Restaurant_New_Food Preparation_Natural Gas_Griddle_E4 | Commercial | Restaurant | New | Food Preparation | Natural Gas | Griddle | E4 |  | 0% | 0% | 0% | 0 | 0 | 0 | 0 | 0 | 0 | 0 | 0 | 0% | 0 | 0 | 0% | Normal | 0% | 0 | 0 | 0 | [17 empty] | Commercial_Restaurant_New_Food Preparation_Griddle_
Commercial_Restaurant_New_Food Preparation_Natural Gas_Griddle_E5 | Commercial | Restaurant | New | Food Preparation | Natural Gas | Griddle | E5 |  | 0% | 0% | 0% | 0 | 0 | 0 | 0 | 0 | 0 | 0 | 0 | 0% | 0 | 0 | 0% | Normal | 0% | 0 | 0 | 0 | [17 empty] | Commercial_Restaurant_New_Food Preparation_Griddle_
Commercial_Restaurant_New_Food Preparation_Natural Gas_Griddle_E6 | Commercial | Restaurant | New | Food Preparation | Natural Gas | Griddle | E6 |  | 0% | 0% | 0% | 0 | 0 | 0 | 0 | 0 | 0 | 0 | 0 | 0% | 0 | 0 | 0% | Normal | 0% | 0 | 0 | 0 | [17 empty] | Commercial_Restaurant_New_Food Preparation_Griddle_
Commercial_Restaurant_New_Food Preparation_Natural Gas_Griddle_E7 | Commercial | Restaurant | New | Food Preparation | Natural Gas | Griddle | E7 |  | 0% | 0% | 0% | 0 | 0 | 0 | 0 | 0 | 0 | 0 | 0 | 0% | 0 | 0 | 0% | Normal | 0% | 0 | 0 | 0 | [17 empty] | Commercial_Restaurant_New_Food Preparation_Griddle_
Commercial_Restaurant_New_Food Preparation_Natural Gas_Griddle_E8 | Commercial | Restaurant | New | Food Preparation | Natural Gas | Griddle | E8 |  | 0% | 0% | 0% | 0 | 0 | 0 | 0 | 0 | 0 | 0 | 0 | 0% | 0 | 0 | 0% | Normal | 0% | 0 | 0 | 0 | [17 empty] | Commercial_Restaurant_New_Food Preparation_Griddle_
Commercial_Restaurant_New_Food Preparation_Natural Gas_Griddle_E9 | Commercial | Restaurant | New | Food Preparation | Natural Gas | Griddle | E9 |  | 0% | 0% | 0% | 0 | 0 | 0 | 0 | 0 | 0 | 0 | 0 | 0% | 0 | 0 | 0% | Normal | 0% | 0 | 0 | 0 | [17 empty] | Commercial_Restaurant_New_Food Preparation_Griddle_
Commercial_Restaurant_New_Food Preparation_Natural Gas_Griddle_E10 | Commercial | Restaurant | New | Food Preparation | Natural Gas | Griddle | E10 |  | 0% | 0% | 0% | 0 | 0 | 0 | 0 | 0 | 0 | 0 | 0 | 0% | 0 | 0 | 0% | Normal | 0% | 0 | 0 | 0 | [17 empty] | Commercial_Restaurant_New_Food Preparation_Griddle_
Commercial_Restaurant_New_Food Preparation_Natural Gas_Range_E1 | Commercial | Restaurant | New | Food Preparation | Natural Gas | Range | E1 | Standard | 100% | 0% | 0% | 5.8294 | 0 | 0 | 0 | 8 | 12 | 2019 | 2051 | 100% | 0 | 0 | 0% | Normal | 0% | 0.91366 | 0 | 0 | 1 unit | 5500 | 0 | 0.00076138 | 1200 | 7450 | 0 | 0 | 0 | 2017 | 1.0277 | COOK_OVN-Food Preparation-AEO17-1 | EIA 2018 Tech Forecast | Navigant 2009 | 1 | unit | 0.00076138 | Commercial_Restaurant_New_Food Preparation_Range_Standard
Commercial_Restaurant_New_Food Preparation_Natural Gas_Range_E2 | Commercial | Restaurant | New | Food Preparation | Natural Gas | Range | E2 | High Efficiency | 75% | 0% | 0% | 5.8302 | 0 | 0 | 0 | 8 | 12 | 2019 | 2051 | 100% | 0 | 0 | 0% | Normal | 0% | 0.68525 | 0 | 0 | 1 unit | 5500 | 0 | 0.00076138 | 900 | 7451 | 0 | 0 | 0 | 2017 | 1.0277 | COOK_OVN-Food Preparation-AEO17-1 | EIA 2018 Tech Forecast | EIA 2018 Tech Forecast | 1 | unit | 0.00076138 | Commercial_Restaurant_New_Food Preparation_Range_High Efficiency
Commercial_Restaurant_New_Food Preparation_Natural Gas_Range_E3 | Commercial | Restaurant | New | Food Preparation | Natural Gas | Range | E3 |  | 0% | 0% | 0% | 0 | 0 | 0 | 0 | 0 | 0 | 0 | 0 | 0% | 0 | 0 | 0% | Normal | 0% | 0 | 0 | 0 | [17 empty] | Commercial_Restaurant_New_Food Preparation_Range_
Commercial_Restaurant_New_Food Preparation_Natural Gas_Range_E4 | Commercial | Restaurant | New | Food Preparation | Natural Gas | Range | E4 |  | 0% | 0% | 0% | 0 | 0 | 0 | 0 | 0 | 0 | 0 | 0 | 0% | 0 | 0 | 0% | Normal | 0% | 0 | 0 | 0 | [17 empty] | Commercial_Restaurant_New_Food Preparation_Range_
Commercial_Restaurant_New_Food Preparation_Natural Gas_Range_E5 | Commercial | Restaurant | New | Food Preparation | Natural Gas | Range | E5 |  | 0% | 0% | 0% | 0 | 0 | 0 | 0 | 0 | 0 | 0 | 0 | 0% | 0 | 0 | 0% | Normal | 0% | 0 | 0 | 0 | [17 empty] | Commercial_Restaurant_New_Food Preparation_Range_
Commercial_Restaurant_New_Food Preparation_Natural Gas_Range_E6 | Commercial | Restaurant | New | Food Preparation | Natural Gas | Range | E6 |  | 0% | 0% | 0% | 0 | 0 | 0 | 0 | 0 | 0 | 0 | 0 | 0% | 0 | 0 | 0% | Normal | 0% | 0 | 0 | 0 | [17 empty] | Commercial_Restaurant_New_Food Preparation_Range_
Commercial_Restaurant_New_Food Preparation_Natural Gas_Range_E7 | Commercial | Restaurant | New | Food Preparation | Natural Gas | Range | E7 |  | 0% | 0% | 0% | 0 | 0 | 0 | 0 | 0 | 0 | 0 | 0 | 0% | 0 | 0 | 0% | Normal | 0% | 0 | 0 | 0 | [17 empty] | Commercial_Restaurant_New_Food Preparation_Range_
Commercial_Restaurant_New_Food Preparation_Natural Gas_Range_E8 | Commercial | Restaurant | New | Food Preparation | Natural Gas | Range | E8 |  | 0% | 0% | 0% | 0 | 0 | 0 | 0 | 0 | 0 | 0 | 0 | 0% | 0 | 0 | 0% | Normal | 0% | 0 | 0 | 0 | [17 empty] | Commercial_Restaurant_New_Food Preparation_Range_
Commercial_Restaurant_New_Food Preparation_Natural Gas_Range_E9 | Commercial | Restaurant | New | Food Preparation | Natural Gas | Range | E9 |  | 0% | 0% | 0% | 0 | 0 | 0 | 0 | 0 | 0 | 0 | 0 | 0% | 0 | 0 | 0% | Normal | 0% | 0 | 0 | 0 | [17 empty] | Commercial_Restaurant_New_Food Preparation_Range_
Commercial_Restaurant_New_Food Preparation_Natural Gas_Range_E10 | Commercial | Restaurant | New | Food Preparation | Natural Gas | Range | E10 |  | 0% | 0% | 0% | 0 | 0 | 0 | 0 | 0 | 0 | 0 | 0 | 0% | 0 | 0 | 0% | Normal | 0% | 0 | 0 | 0 | [17 empty] | Commercial_Restaurant_New_Food Preparation_Range_
Commercial_Restaurant_New_Food Preparation_Natural Gas_Steamer_E1 | Commercial | Restaurant | New | Food Preparation | Natural Gas | Steamer | E1 | Standard | 100% | 0% | 0% | 17.272 | 0 | 0 | 0 | 8 | 16 | 2019 | 2021 | 100% | 0 | 0 | 0% | Normal | 0% | 1.8146 | 0 | 0 | 1 unit | 5500 | 0 | 0.0011883 | 1527.0152 | 13100 | 0 | 0 | 0 | 2012 | 1.1095 | IL TRM - 4.2.3 - CI-FSE-STMC-V05-190101 | DOE Commercial R&D 2016 - Table 2-10 | IL TRM - 4.2.3 - CI-FSE-STMC-V05-190101 | 1 | unit | 0.0011883 | Commercial_Restaurant_New_Food Preparation_Steamer_Standard
Commercial_Restaurant_New_Food Preparation_Natural Gas_Steamer_E2 | Commercial | Restaurant | New | Food Preparation | Natural Gas | Steamer | E2 | ENERGY STAR | 43.38% | 0% | 0% | 20.2649 | 0 | -0.0034673 | 0 | 8 | 16 | 2019 | 2051 | 100% | 0 | 0 | 0% | Normal | 0% | 0.78721 | 0 | 0 | 1 unit | 5500 | 0 | 0.0011883 | 662.4553 | 15370 | 0 | -2.6298 | 0 | 2012 | 1.1095 | IL TRM - 4.2.3 - CI-FSE-STMC-V05-190101 | ETO Measure Input Sheet - Com - Gas Steamer | ETO Measure Input Sheet - Com - Gas Steamer | 1 | unit | 0.0011883 | Commercial_Restaurant_New_Food Preparation_Steamer_ENERGY STAR
Commercial_Restaurant_New_Food Preparation_Natural Gas_Steamer_E3 | Commercial | Restaurant | New | Food Preparation | Natural Gas | Steamer | E3 |  | 0% | 0% | 0% | 0 | 0 | 0 | 0 | 0 | 0 | 0 | 0 | 0% | 0 | 0 | 0% | Normal | 0% | 0 | 0 | 0 | [17 empty] | Commercial_Restaurant_New_Food Preparation_Steamer_
Commercial_Restaurant_New_Food Preparation_Natural Gas_Steamer_E4 | Commercial | Restaurant | New | Food Preparation | Natural Gas | Steamer | E4 |  | 0% | 0% | 0% | 0 | 0 | 0 | 0 | 0 | 0 | 0 | 0 | 0% | 0 | 0 | 0% | Normal | 0% | 0 | 0 | 0 | [17 empty] | Commercial_Restaurant_New_Food Preparation_Steamer_
Commercial_Restaurant_New_Food Preparation_Natural Gas_Steamer_E5 | Commercial | Restaurant | New | Food Preparation | Natural Gas | Steamer | E5 |  | 0% | 0% | 0% | 0 | 0 | 0 | 0 | 0 | 0 | 0 | 0 | 0% | 0 | 0 | 0% | Normal | 0% | 0 | 0 | 0 | [17 empty] | Commercial_Restaurant_New_Food Preparation_Steamer_
Commercial_Restaurant_New_Food Preparation_Natural Gas_Steamer_E6 | Commercial | Restaurant | New | Food Preparation | Natural Gas | Steamer | E6 |  | 0% | 0% | 0% | 0 | 0 | 0 | 0 | 0 | 0 | 0 | 0 | 0% | 0 | 0 | 0% | Normal | 0% | 0 | 0 | 0 | [17 empty] | Commercial_Restaurant_New_Food Preparation_Steamer_
Commercial_Restaurant_New_Food Preparation_Natural Gas_Steamer_E7 | Commercial | Restaurant | New | Food Preparation | Natural Gas | Steamer | E7 |  | 0% | 0% | 0% | 0 | 0 | 0 | 0 | 0 | 0 | 0 | 0 | 0% | 0 | 0 | 0% | Normal | 0% | 0 | 0 | 0 | [17 empty] | Commercial_Restaurant_New_Food Preparation_Steamer_
Commercial_Restaurant_New_Food Preparation_Natural Gas_Steamer_E8 | Commercial | Restaurant | New | Food Preparation | Natural Gas | Steamer | E8 |  | 0% | 0% | 0% | 0 | 0 | 0 | 0 | 0 | 0 | 0 | 0 | 0% | 0 | 0 | 0% | Normal | 0% | 0 | 0 | 0 | [17 empty] | Commercial_Restaurant_New_Food Preparation_Steamer_
Commercial_Restaurant_New_Food Preparation_Natural Gas_Steamer_E9 | Commercial | Restaurant | New | Food Preparation | Natural Gas | Steamer | E9 |  | 0% | 0% | 0% | 0 | 0 | 0 | 0 | 0 | 0 | 0 | 0 | 0% | 0 | 0 | 0% | Normal | 0% | 0 | 0 | 0 | [17 empty] | Commercial_Restaurant_New_Food Preparation_Steamer_
Commercial_Restaurant_New_Food Preparation_Natural Gas_Steamer_E10 | Commercial | Restaurant | New | Food Preparation | Natural Gas | Steamer | E10 |  | 0% | 0% | 0% | 0 | 0 | 0 | 0 | 0 | 0 | 0 | 0 | 0% | 0 | 0 | 0% | Normal | 0% | 0 | 0 | 0 | [17 empty] | Commercial_Restaurant_New_Food Preparation_Steamer_
Commercial_Restaurant_New_Food Preparation_Natural Gas_Food Prep Other_E1 | Commercial | Restaurant | New | Food Preparation | Natural Gas | Food Prep Other | E1 | Standard | 100% | 0% | 0% | 0.26227 | 0 | 0 | 0 | 8 | 12 | 2019 | 2051 | 100% | 0 | 0 | 0% | Normal | 0% | 0.32506 | 0 | 0 | 1 unit | 5500 | 0 | 0.0002284 | 1423.18 | 1000 | 0 | 0 | 0 | 2010 | 1.1483 | Default | Default | Default | 1 | unit | 0.0002284 | Commercial_Restaurant_New_Food Preparation_Food Prep Other_Standard
Commercial_Restaurant_New_Food Preparation_Natural Gas_Food Prep Other_E2 | Commercial | Restaurant | New | Food Preparation | Natural Gas | Food Prep Other | E2 | ENERGY STAR | 100% | 0% | 0% | 0.26253 | 0 | 0 | 0 | 8 | 12 | 2019 | 2051 | 100% | 0 | 0 | 0% | Normal | 0% | 0.32506 | 0 | 0 | 1 unit | 5500 | 0 | 0.0002284 | 1423.18 | 1001 | 0 | 0 | 0 | 2010 | 1.1483 | N/A | N/A | N/A | 1 | unit | 0.0002284 | Commercial_Restaurant_New_Food Preparation_Food Prep Other_ENERGY STAR
Commercial_Restaurant_New_Food Preparation_Natural Gas_Food Prep Other_E3 | Commercial | Restaurant | New | Food Preparation | Natural Gas | Food Prep Other | E3 |  | 0% | 0% | 0% | 0 | 0 | 0 | 0 | 0 | 0 | 0 | 0 | 0% | 0 | 0 | 0% | Normal | 0% | 0 | 0 | 0 | [17 empty] | Commercial_Restaurant_New_Food Preparation_Food Prep Other_
Commercial_Restaurant_New_Food Preparation_Natural Gas_Food Prep Other_E4 | Commercial | Restaurant | New | Food Preparation | Natural Gas | Food Prep Other | E4 |  | 0% | 0% | 0% | 0 | 0 | 0 | 0 | 0 | 0 | 0 | 0 | 0% | 0 | 0 | 0% | Normal | 0% | 0 | 0 | 0 | [17 empty] | Commercial_Restaurant_New_Food Preparation_Food Prep Other_
Commercial_Restaurant_New_Food Preparation_Natural Gas_Food Prep Other_E5 | Commercial | Restaurant | New | Food Preparation | Natural Gas | Food Prep Other | E5 |  | 0% | 0% | 0% | 0 | 0 | 0 | 0 | 0 | 0 | 0 | 0 | 0% | 0 | 0 | 0% | Normal | 0% | 0 | 0 | 0 | [17 empty] | Commercial_Restaurant_New_Food Preparation_Food Prep Other_
Commercial_Restaurant_New_Food Preparation_Natural Gas_Food Prep Other_E6 | Commercial | Restaurant | New | Food Preparation | Natural Gas | Food Prep Other | E6 |  | 0% | 0% | 0% | 0 | 0 | 0 | 0 | 0 | 0 | 0 | 0 | 0% | 0 | 0 | 0% | Normal | 0% | 0 | 0 | 0 | [17 empty] | Commercial_Restaurant_New_Food Preparation_Food Prep Other_
Commercial_Restaurant_New_Food Preparation_Natural Gas_Food Prep Other_E7 | Commercial | Restaurant | New | Food Preparation | Natural Gas | Food Prep Other | E7 |  | 0% | 0% | 0% | 0 | 0 | 0 | 0 | 0 | 0 | 0 | 0 | 0% | 0 | 0 | 0% | Normal | 0% | 0 | 0 | 0 | [17 empty] | Commercial_Restaurant_New_Food Preparation_Food Prep Other_
Commercial_Restaurant_New_Food Preparation_Natural Gas_Food Prep Other_E8 | Commercial | Restaurant | New | Food Preparation | Natural Gas | Food Prep Other | E8 |  | 0% | 0% | 0% | 0 | 0 | 0 | 0 | 0 | 0 | 0 | 0 | 0% | 0 | 0 | 0% | Normal | 0% | 0 | 0 | 0 | [17 empty] | Commercial_Restaurant_New_Food Preparation_Food Prep Other_
Commercial_Restaurant_New_Food Preparation_Natural Gas_Food Prep Other_E9 | Commercial | Restaurant | New | Food Preparation | Natural Gas | Food Prep Other | E9 |  | 0% | 0% | 0% | 0 | 0 | 0 | 0 | 0 | 0 | 0 | 0 | 0% | 0 | 0 | 0% | Normal | 0% | 0 | 0 | 0 | [17 empty] | Commercial_Restaurant_New_Food Preparation_Food Prep Other_
Commercial_Restaurant_New_Food Preparation_Natural Gas_Food Prep Other_E10 | Commercial | Restaurant | New | Food Preparation | Natural Gas | Food Prep Other | E10 |  | 0% | 0% | 0% | 0 | 0 | 0 | 0 | 0 | 0 | 0 | 0 | 0% | 0 | 0 | 0% | Normal | 0% | 0 | 0 | 0 | [17 empty] | Commercial_Restaurant_New_Food Preparation_Food Prep Other_
Commercial_Restaurant_New_Miscellaneous_Natural Gas_Pool Heater_E1 | Commercial | Restaurant | New | Miscellaneous | Natural Gas | Pool Heater | E1 | Standard (EF .78) | 100% | 0% | 0% | 0.013077 | 0 | 0 | 0 | 4 | 8 | 2019 | 2051 | 100% | 0 | 0 | 0% | Normal | 0% | 0.010152 | 0 | 0 | 1 unit | 5500 | 0 | 6.7772e-07 | 14980 | 18052 | 0 | 0 | 0 | 2014 | 1.0689 | DOE Commercial R&D 2016 - Table 7-6 | DOE Commercial R&D 2016 - Table 7-7 | DOE Commercial R&D 2016 - Table 7-8 | 1 | unit | 6.7772e-07 | Commercial_Restaurant_New_Miscellaneous_Pool Heater_Standard (EF .78)
Commercial_Restaurant_New_Miscellaneous_Natural Gas_Pool Heater_E2 | Commercial | Restaurant | New | Miscellaneous | Natural Gas | Pool Heater | E2 | Condensing (EF .90) | 85% | 0% | 0% | 0.021412 | 0 | 0 | 0 | 4 | 8 | 2019 | 2051 | 100% | 0 | 0 | 0% | Normal | 0% | 0.0086294 | 0 | 0 | 1 unit | 5500 | 0 | 6.7772e-07 | 12733 | 29558 | 0 | 0 | 0 | 2014 | 1.0689 | DOE Commercial R&D 2016 - Table 7-6 | DOE Commercial R&D 2016 - Table 7-7 | DOE Commercial R&D 2016 - Table 7-9 | 1 | unit | 6.7772e-07 | Commercial_Restaurant_New_Miscellaneous_Pool Heater_Condensing (EF .90)
Commercial_Restaurant_New_Miscellaneous_Natural Gas_Pool Heater_E3 | Commercial | Restaurant | New | Miscellaneous | Natural Gas | Pool Heater | E3 |  | 0% | 0% | 0% | 0 | 0 | 0 | 0 | 0 | 0 | 0 | 0 | 0% | 0 | 0 | 0% | Normal | 0% | 0 | 0 | 0 | [17 empty] | Commercial_Restaurant_New_Miscellaneous_Pool Heater_
Commercial_Restaurant_New_Miscellaneous_Natural Gas_Pool Heater_E4 | Commercial | Restaurant | New | Miscellaneous | Natural Gas | Pool Heater | E4 |  | 0% | 0% | 0% | 0 | 0 | 0 | 0 | 0 | 0 | 0 | 0 | 0% | 0 | 0 | 0% | Normal | 0% | 0 | 0 | 0 | [17 empty] | Commercial_Restaurant_New_Miscellaneous_Pool Heater_
Commercial_Restaurant_New_Miscellaneous_Natural Gas_Pool Heater_E5 | Commercial | Restaurant | New | Miscellaneous | Natural Gas | Pool Heater | E5 |  | 0% | 0% | 0% | 0 | 0 | 0 | 0 | 0 | 0 | 0 | 0 | 0% | 0 | 0 | 0% | Normal | 0% | 0 | 0 | 0 | [17 empty] | Commercial_Restaurant_New_Miscellaneous_Pool Heater_
Commercial_Restaurant_New_Miscellaneous_Natural Gas_Pool Heater_E6 | Commercial | Restaurant | New | Miscellaneous | Natural Gas | Pool Heater | E6 |  | 0% | 0% | 0% | 0 | 0 | 0 | 0 | 0 | 0 | 0 | 0 | 0% | 0 | 0 | 0% | Normal | 0% | 0 | 0 | 0 | [17 empty] | Commercial_Restaurant_New_Miscellaneous_Pool Heater_
Commercial_Restaurant_New_Miscellaneous_Natural Gas_Pool Heater_E7 | Commercial | Restaurant | New | Miscellaneous | Natural Gas | Pool Heater | E7 |  | 0% | 0% | 0% | 0 | 0 | 0 | 0 | 0 | 0 | 0 | 0 | 0% | 0 | 0 | 0% | Normal | 0% | 0 | 0 | 0 | [17 empty] | Commercial_Restaurant_New_Miscellaneous_Pool Heater_
Commercial_Restaurant_New_Miscellaneous_Natural Gas_Pool Heater_E8 | Commercial | Restaurant | New | Miscellaneous | Natural Gas | Pool Heater | E8 |  | 0% | 0% | 0% | 0 | 0 | 0 | 0 | 0 | 0 | 0 | 0 | 0% | 0 | 0 | 0% | Normal | 0% | 0 | 0 | 0 | [17 empty] | Commercial_Restaurant_New_Miscellaneous_Pool Heater_
Commercial_Restaurant_New_Miscellaneous_Natural Gas_Pool Heater_E9 | Commercial | Restaurant | New | Miscellaneous | Natural Gas | Pool Heater | E9 |  | 0% | 0% | 0% | 0 | 0 | 0 | 0 | 0 | 0 | 0 | 0 | 0% | 0 | 0 | 0% | Normal | 0% | 0 | 0 | 0 | [17 empty] | Commercial_Restaurant_New_Miscellaneous_Pool Heater_
Commercial_Restaurant_New_Miscellaneous_Natural Gas_Pool Heater_E10 | Commercial | Restaurant | New | Miscellaneous | Natural Gas | Pool Heater | E10 |  | 0% | 0% | 0% | 0 | 0 | 0 | 0 | 0 | 0 | 0 | 0 | 0% | 0 | 0 | 0% | Normal | 0% | 0 | 0 | 0 | [17 empty] | Commercial_Restaurant_New_Miscellaneous_Pool Heater_
Commercial_Restaurant_New_Miscellaneous_Natural Gas_Miscellaneous_E1 | Commercial | Restaurant | New | Miscellaneous | Natural Gas | Miscellaneous | E1 | Miscellaneous | 100% | 0% | 0% | 1.0386 | 0 | 0 | 0 | 2 | 8 | 2019 | 2051 | 100% | 0 | 0 | 0% | Normal | 0% | 0.079377 | 0 | 0 | 1 unit | 5500 | 0 | 1 | 1 | 1 | 0 | 0 | 0 | 2016 | 1.0386 | N/A | N/A | N/A | 1 | unit | 1 | Commercial_Restaurant_New_Miscellaneous_Miscellaneous_Miscellaneous
Commercial_Restaurant_New_Miscellaneous_Natural Gas_Miscellaneous_E2 | Commercial | Restaurant | New | Miscellaneous | Natural Gas | Miscellaneous | E2 |  | 0% | 0% | 0% | 0 | 0 | 0 | 0 | 0 | 0 | 0 | 0 | 0% | 0 | 0 | 0% | Normal | 0% | 0 | 0 | 0 | [17 empty] | Commercial_Restaurant_New_Miscellaneous_Miscellaneous_
Commercial_Restaurant_New_Miscellaneous_Natural Gas_Miscellaneous_E3 | Commercial | Restaurant | New | Miscellaneous | Natural Gas | Miscellaneous | E3 |  | 0% | 0% | 0% | 0 | 0 | 0 | 0 | 0 | 0 | 0 | 0 | 0% | 0 | 0 | 0% | Normal | 0% | 0 | 0 | 0 | [17 empty] | Commercial_Restaurant_New_Miscellaneous_Miscellaneous_
Commercial_Restaurant_New_Miscellaneous_Natural Gas_Miscellaneous_E4 | Commercial | Restaurant | New | Miscellaneous | Natural Gas | Miscellaneous | E4 |  | 0% | 0% | 0% | 0 | 0 | 0 | 0 | 0 | 0 | 0 | 0 | 0% | 0 | 0 | 0% | Normal | 0% | 0 | 0 | 0 | [17 empty] | Commercial_Restaurant_New_Miscellaneous_Miscellaneous_
Commercial_Restaurant_New_Miscellaneous_Natural Gas_Miscellaneous_E5 | Commercial | Restaurant | New | Miscellaneous | Natural Gas | Miscellaneous | E5 |  | 0% | 0% | 0% | 0 | 0 | 0 | 0 | 0 | 0 | 0 | 0 | 0% | 0 | 0 | 0% | Normal | 0% | 0 | 0 | 0 | [17 empty] | Commercial_Restaurant_New_Miscellaneous_Miscellaneous_
Commercial_Restaurant_New_Miscellaneous_Natural Gas_Miscellaneous_E6 | Commercial | Restaurant | New | Miscellaneous | Natural Gas | Miscellaneous | E6 |  | 0% | 0% | 0% | 0 | 0 | 0 | 0 | 0 | 0 | 0 | 0 | 0% | 0 | 0 | 0% | Normal | 0% | 0 | 0 | 0 | [17 empty] | Commercial_Restaurant_New_Miscellaneous_Miscellaneous_
Commercial_Restaurant_New_Miscellaneous_Natural Gas_Miscellaneous_E7 | Commercial | Restaurant | New | Miscellaneous | Natural Gas | Miscellaneous | E7 |  | 0% | 0% | 0% | 0 | 0 | 0 | 0 | 0 | 0 | 0 | 0 | 0% | 0 | 0 | 0% | Normal | 0% | 0 | 0 | 0 | [17 empty] | Commercial_Restaurant_New_Miscellaneous_Miscellaneous_
Commercial_Restaurant_New_Miscellaneous_Natural Gas_Miscellaneous_E8 | Commercial | Restaurant | New | Miscellaneous | Natural Gas | Miscellaneous | E8 |  | 0% | 0% | 0% | 0 | 0 | 0 | 0 | 0 | 0 | 0 | 0 | 0% | 0 | 0 | 0% | Normal | 0% | 0 | 0 | 0 | [17 empty] | Commercial_Restaurant_New_Miscellaneous_Miscellaneous_
Commercial_Restaurant_New_Miscellaneous_Natural Gas_Miscellaneous_E9 | Commercial | Restaurant | New | Miscellaneous | Natural Gas | Miscellaneous | E9 |  | 0% | 0% | 0% | 0 | 0 | 0 | 0 | 0 | 0 | 0 | 0 | 0% | 0 | 0 | 0% | Normal | 0% | 0 | 0 | 0 | [17 empty] | Commercial_Restaurant_New_Miscellaneous_Miscellaneous_
Commercial_Restaurant_New_Miscellaneous_Natural Gas_Miscellaneous_E10 | Commercial | Restaurant | New | Miscellaneous | Natural Gas | Miscellaneous | E10 |  | 0% | 0% | 0% | 0 | 0 | 0 | 0 | 0 | 0 | 0 | 0 | 0% | 0 | 0 | 0% | Normal | 0% | 0 | 0 | 0 | [17 empty] | Commercial_Restaurant_New_Miscellaneous_Miscellaneous_
Commercial_Grocery_Existing_Space Heating_Natural Gas_Furnace_E1 | Commercial | Grocery | Existing | Space Heating | Natural Gas | Furnace | E1 | AFUE 80% (Standard) | 100% | 0% | 0% | 0.10657 | 0.11164 | 0.017254 | 0 | 17 | 29 | 2019 | 2051 | 25% | 0 | 0 | 0% | Normal | 0% | 0.16674 | 0 | 0 | 400 kBtu/hr | 20000 | 0 | 0.0001 | 4.1686 | 1050 | 1100 | 170 | 0 | 2018 | 1.0149 | EIA 2018 Tech Forecast | EIA 2018 Tech Forecast | AEG BEST | 400 | kBtu/hr | 0.04 | Commercial_Grocery_Existing_Space Heating_Furnace_AFUE 80% (Standard)
Commercial_Grocery_Existing_Space Heating_Natural Gas_Furnace_E2 | Commercial | Grocery | Existing | Space Heating | Natural Gas | Furnace | E2 | AFUE 90% | 88.89% | 0% | 0% | 0.17761 | 0.13194 | 0.017761 | 0 | 17 | 29 | 2019 | 2051 | 25% | 0 | 0 | 0% | Normal | 0% | 0.14822 | 0 | 0 | 400 kBtu/hr | 20000 | 0 | 0.0001 | 3.7055 | 1750 | 1300 | 175 | 0 | 2018 | 1.0149 | EIA 2018 Tech Forecast | EIA 2018 Tech Forecast | AEG BEST | 400 | kBtu/hr | 0.04 | Commercial_Grocery_Existing_Space Heating_Furnace_AFUE 90%
Commercial_Grocery_Existing_Space Heating_Natural Gas_Furnace_E3 | Commercial | Grocery | Existing | Space Heating | Natural Gas | Furnace | E3 | AFUE 96% | 83.33% | 0% | 0% | 0.24865 | 0.15224 | 0.018268 | 0 | 17 | 29 | 2019 | 2051 | 25% | 0 | 0 | 0% | Normal | 0% | 0.13895 | 0 | 0 | 400 kBtu/hr | 20000 | 0 | 0.0001 | 3.4738 | 2450 | 1500 | 180 | 0 | 2018 | 1.0149 | EIA 2018 Tech Forecast | EIA 2018 Tech Forecast | AEG BEST | 400 | kBtu/hr | 0.04 | Commercial_Grocery_Existing_Space Heating_Furnace_AFUE 96%
Commercial_Grocery_Existing_Space Heating_Natural Gas_Furnace_E4 | Commercial | Grocery | Existing | Space Heating | Natural Gas | Furnace | E4 | Convert to NG Air Source Heat Pump | 61.54% | 0% | 0% | 8.1351 | 0.11164 | 0.15284 | 0 | 10 | 20 | 2019 | 2051 | 100% | 0 | 0 | 0% | Normal | 0% | 0.10261 | 0 | 0 | 400 kBtu/hr | 20000 | 0 | 0.0001 | 2.5653 | 79158.3766 | 1086.3161 | 1487.218 | 0 | 2017 | 1.0277 | AEO 2021 - gas_eng-driven_RTHP-heat 2017 typical | AEO 2021 - gas_eng-driven_RTHP-heat 2017 typical | HP_GAS-Heating-AEO17-1 | 400 | kBtu/hr | 0.04 | Commercial_Grocery_Existing_Space Heating_Furnace_Convert to NG Air Source Heat Pump
Commercial_Grocery_Existing_Space Heating_Natural Gas_Furnace_E5 | Commercial | Grocery | Existing | Space Heating | Natural Gas | Furnace | E5 |  | 0% | 0% | 0% | 0 | 0 | 0 | 0 | 0 | 0 | 0 | 0 | 0% | 0 | 0 | 0% | Normal | 0% | 0 | 0 | 0 | [17 empty] | Commercial_Grocery_Existing_Space Heating_Furnace_
Commercial_Grocery_Existing_Space Heating_Natural Gas_Furnace_E6 | Commercial | Grocery | Existing | Space Heating | Natural Gas | Furnace | E6 |  | 0% | 0% | 0% | 0 | 0 | 0 | 0 | 0 | 0 | 0 | 0 | 0% | 0 | 0 | 0% | Normal | 0% | 0 | 0 | 0 | [17 empty] | Commercial_Grocery_Existing_Space Heating_Furnace_
Commercial_Grocery_Existing_Space Heating_Natural Gas_Furnace_E7 | Commercial | Grocery | Existing | Space Heating | Natural Gas | Furnace | E7 |  | 0% | 0% | 0% | 0 | 0 | 0 | 0 | 0 | 0 | 0 | 0 | 0% | 0 | 0 | 0% | Normal | 0% | 0 | 0 | 0 | [17 empty] | Commercial_Grocery_Existing_Space Heating_Furnace_
Commercial_Grocery_Existing_Space Heating_Natural Gas_Furnace_E8 | Commercial | Grocery | Existing | Space Heating | Natural Gas | Furnace | E8 |  | 0% | 0% | 0% | 0 | 0 | 0 | 0 | 0 | 0 | 0 | 0 | 0% | 0 | 0 | 0% | Normal | 0% | 0 | 0 | 0 | [17 empty] | Commercial_Grocery_Existing_Space Heating_Furnace_
Commercial_Grocery_Existing_Space Heating_Natural Gas_Furnace_E9 | Commercial | Grocery | Existing | Space Heating | Natural Gas | Furnace | E9 |  | 0% | 0% | 0% | 0 | 0 | 0 | 0 | 0 | 0 | 0 | 0 | 0% | 0 | 0 | 0% | Normal | 0% | 0 | 0 | 0 | [17 empty] | Commercial_Grocery_Existing_Space Heating_Furnace_
Commercial_Grocery_Existing_Space Heating_Natural Gas_Furnace_E10 | Commercial | Grocery | Existing | Space Heating | Natural Gas | Furnace | E10 |  | 0% | 0% | 0% | 0 | 0 | 0 | 0 | 0 | 0 | 0 | 0 | 0% | 0 | 0 | 0% | Normal | 0% | 0 | 0 | 0 | [17 empty] | Commercial_Grocery_Existing_Space Heating_Furnace_
Commercial_Grocery_Existing_Space Heating_Natural Gas_Boiler_E1 | Commercial | Grocery | Existing | Space Heating | Natural Gas | Boiler | E1 | AFUE 80% (Standard) | 100% | 0% | 0% | 0.84238 | 0.46686 | 0.091342 | 0 | 20 | 30 | 2019 | 2051 | 100% | 0 | 0 | 0% | Normal | 0% | 0.70195 | 0 | 0 | 800 kBtu/hr | 20000 | 0 | 5e-05 | 15.8265 | 16600 | 9200 | 1800 | 0 | 2018 | 1.0149 | EIA 2018 Tech Forecast | EIA 2018 Tech Forecast | GBLR-Heating-EIA14-2014 Ref. Case-2 | 800 | kBtu/hr | 0.04 | Commercial_Grocery_Existing_Space Heating_Boiler_AFUE 80% (Standard)
Commercial_Grocery_Existing_Space Heating_Natural Gas_Boiler_E2 | Commercial | Grocery | Existing | Space Heating | Natural Gas | Boiler | E2 | AFUE 85% | 94.12% | 0% | 0% | 1.1519 | 0.49477 | 0.091342 | 0 | 20 | 30 | 2019 | 2051 | 100% | 0 | 0 | 0% | Normal | 0% | 0.66066 | 0 | 0 | 800 kBtu/hr | 20000 | 0 | 5e-05 | 14.8955 | 22700 | 9750 | 1800 | 0 | 2018 | 1.0149 | EIA 2018 Tech Forecast | EIA 2018 Tech Forecast | GBLR-Heating-EIA14-2014 Ref. Case-5 | 800 | kBtu/hr | 0.04 | Commercial_Grocery_Existing_Space Heating_Boiler_AFUE 85%
Commercial_Grocery_Existing_Space Heating_Natural Gas_Boiler_E3 | Commercial | Grocery | Existing | Space Heating | Natural Gas | Boiler | E3 | AFUE 97% | 82.47% | 0% | 0% | 1.8645 | 0.45992 | 0.091342 | 0 | 20 | 30 | 2019 | 2051 | 100% | 0 | 0 | 0% | Normal | 0% | 0.57893 | 0 | 0 | 800 kBtu/hr | 20000 | 0 | 5e-05 | 13.0527 | 36742.4242 | 9063.1313 | 1800 | 0 | 2018 | 1.0149 | EIA 2018 Tech Forecast | EIA 2018 Tech Forecast | GBLR-Heating-EIA14-2014 Ref. Case-6 | 800 | kBtu/hr | 0.04 | Commercial_Grocery_Existing_Space Heating_Boiler_AFUE 97%
Commercial_Grocery_Existing_Space Heating_Natural Gas_Boiler_E4 | Commercial | Grocery | Existing | Space Heating | Natural Gas | Boiler | E4 | Convert to NG Air Source Heat Pump | 61.54% | 0% | 0% | 8.1351 | 0.46686 | 0.15284 | 0 | 10 | 20 | 2019 | 2051 | 100% | 0 | 0 | 0% | Normal | 0% | 0.43197 | 0 | 0 | 800 kBtu/hr | 20000 | 0 | 5e-05 | 9.7394 | 158316.7533 | 9085.5528 | 2974.436 | 0 | 2017 | 1.0277 | AEO 2021 - gas_eng-driven_RTHP-heat 2017 typical | AEO 2021 - gas_eng-driven_RTHP-heat 2017 typical | HP_GAS-Heating-AEO17-1 | 800 | kBtu/hr | 0.04 | Commercial_Grocery_Existing_Space Heating_Boiler_Convert to NG Air Source Heat Pump
Commercial_Grocery_Existing_Space Heating_Natural Gas_Boiler_E5 | Commercial | Grocery | Existing | Space Heating | Natural Gas | Boiler | E5 |  | 0% | 0% | 0% | 0 | 0 | 0 | 0 | 0 | 0 | 0 | 0 | 0% | 0 | 0 | 0% | Normal | 0% | 0 | 0 | 0 | [17 empty] | Commercial_Grocery_Existing_Space Heating_Boiler_
Commercial_Grocery_Existing_Space Heating_Natural Gas_Boiler_E6 | Commercial | Grocery | Existing | Space Heating | Natural Gas | Boiler | E6 |  | 0% | 0% | 0% | 0 | 0 | 0 | 0 | 0 | 0 | 0 | 0 | 0% | 0 | 0 | 0% | Normal | 0% | 0 | 0 | 0 | [17 empty] | Commercial_Grocery_Existing_Space Heating_Boiler_
Commercial_Grocery_Existing_Space Heating_Natural Gas_Boiler_E7 | Commercial | Grocery | Existing | Space Heating | Natural Gas | Boiler | E7 |  | 0% | 0% | 0% | 0 | 0 | 0 | 0 | 0 | 0 | 0 | 0 | 0% | 0 | 0 | 0% | Normal | 0% | 0 | 0 | 0 | [17 empty] | Commercial_Grocery_Existing_Space Heating_Boiler_
Commercial_Grocery_Existing_Space Heating_Natural Gas_Boiler_E8 | Commercial | Grocery | Existing | Space Heating | Natural Gas | Boiler | E8 |  | 0% | 0% | 0% | 0 | 0 | 0 | 0 | 0 | 0 | 0 | 0 | 0% | 0 | 0 | 0% | Normal | 0% | 0 | 0 | 0 | [17 empty] | Commercial_Grocery_Existing_Space Heating_Boiler_
Commercial_Grocery_Existing_Space Heating_Natural Gas_Boiler_E9 | Commercial | Grocery | Existing | Space Heating | Natural Gas | Boiler | E9 |  | 0% | 0% | 0% | 0 | 0 | 0 | 0 | 0 | 0 | 0 | 0 | 0% | 0 | 0 | 0% | Normal | 0% | 0 | 0 | 0 | [17 empty] | Commercial_Grocery_Existing_Space Heating_Boiler_
Commercial_Grocery_Existing_Space Heating_Natural Gas_Boiler_E10 | Commercial | Grocery | Existing | Space Heating | Natural Gas | Boiler | E10 |  | 0% | 0% | 0% | 0 | 0 | 0 | 0 | 0 | 0 | 0 | 0 | 0% | 0 | 0 | 0% | Normal | 0% | 0 | 0 | 0 | [17 empty] | Commercial_Grocery_Existing_Space Heating_Boiler_
Commercial_Grocery_Existing_Space Heating_Natural Gas_Unit Heater_E1 | Commercial | Grocery | Existing | Space Heating | Natural Gas | Unit Heater | E1 | Standard | 100% | 0% | 0% | 0.070467 | 0 | 0 | 0 | 10 | 14 | 2019 | 2051 | 100% | 0 | 0 | 0% | Normal | 0% | 0.095281 | 0 | 0 | 125 kBtu/Hr | 20000 | 0 | 3.2735e-07 | 2328.572 | 1753.7127 | 0 | 0 | 0 | 2020 | 0.98199 | IL TRM - 4.4.12 - CI-HVC-IRHT-V02-210101 | AEG Market Research | IL TRM - 4.4.12 - CI-HVC-IRHT-V02-210101 w/ CNGC Sizing | 125 | kBtu/Hr | 4.0918e-05 | Commercial_Grocery_Existing_Space Heating_Unit Heater_Standard
Commercial_Grocery_Existing_Space Heating_Natural Gas_Unit Heater_E2 | Commercial | Grocery | Existing | Space Heating | Natural Gas | Unit Heater | E2 | Condensing | 95.24% | 0% | 0% | 0.11282 | 0 | 0 | 0 | 10 | 14 | 2019 | 2051 | 100% | 0 | 0 | 0% | Normal | 0% | 0.090746 | 0 | 0 | 125 kBtu/Hr | 20000 | 0 | 3.2735e-07 | 2217.7386 | 2807.7404 | 0 | 0 | 0 | 2020 | 0.98199 | IL TRM - 4.4.5 - CI-HVC-CUHT-V01-190101 | ETO Measure Input Sheet - Com - Condensing Unit Heater GAS SPHT | IL TRM - 4.4.5 - CI-HVC-CUHT-V01-190101 w/ CNGC Sizing | 125 | kBtu/Hr | 4.0918e-05 | Commercial_Grocery_Existing_Space Heating_Unit Heater_Condensing
Commercial_Grocery_Existing_Space Heating_Natural Gas_Unit Heater_E3 | Commercial | Grocery | Existing | Space Heating | Natural Gas | Unit Heater | E3 | Infrared Radiant | 85% | 0% | 0% | 0.098312 | 0 | 0 | 0 | 11 | 19 | 2019 | 2051 | 100% | 0 | 0 | 0% | Normal | 0% | 0.080989 | 0 | 0 | 125 kBtu/Hr | 20000 | 0 | 3.2735e-07 | 1979.2862 | 2446.6992 | 0 | 0 | 0 | 2020 | 0.98199 | IL TRM - 4.4.12 - CI-HVC-IRHT-V02-210101 | AEG Market Research | IL TRM - 4.4.12 - CI-HVC-IRHT-V02-210101 w/ CNGC Sizing | 125 | kBtu/Hr | 4.0918e-05 | Commercial_Grocery_Existing_Space Heating_Unit Heater_Infrared Radiant
Commercial_Grocery_Existing_Space Heating_Natural Gas_Unit Heater_E4 | Commercial | Grocery | Existing | Space Heating | Natural Gas | Unit Heater | E4 |  | 0% | 0% | 0% | 0 | 0 | 0 | 0 | 0 | 0 | 0 | 0 | 0% | 0 | 0 | 0% | Normal | 0% | 0 | 0 | 0 | [17 empty] | Commercial_Grocery_Existing_Space Heating_Unit Heater_
Commercial_Grocery_Existing_Space Heating_Natural Gas_Unit Heater_E5 | Commercial | Grocery | Existing | Space Heating | Natural Gas | Unit Heater | E5 |  | 0% | 0% | 0% | 0 | 0 | 0 | 0 | 0 | 0 | 0 | 0 | 0% | 0 | 0 | 0% | Normal | 0% | 0 | 0 | 0 | [17 empty] | Commercial_Grocery_Existing_Space Heating_Unit Heater_
Commercial_Grocery_Existing_Space Heating_Natural Gas_Unit Heater_E6 | Commercial | Grocery | Existing | Space Heating | Natural Gas | Unit Heater | E6 |  | 0% | 0% | 0% | 0 | 0 | 0 | 0 | 0 | 0 | 0 | 0 | 0% | 0 | 0 | 0% | Normal | 0% | 0 | 0 | 0 | [17 empty] | Commercial_Grocery_Existing_Space Heating_Unit Heater_
Commercial_Grocery_Existing_Space Heating_Natural Gas_Unit Heater_E7 | Commercial | Grocery | Existing | Space Heating | Natural Gas | Unit Heater | E7 |  | 0% | 0% | 0% | 0 | 0 | 0 | 0 | 0 | 0 | 0 | 0 | 0% | 0 | 0 | 0% | Normal | 0% | 0 | 0 | 0 | [17 empty] | Commercial_Grocery_Existing_Space Heating_Unit Heater_
Commercial_Grocery_Existing_Space Heating_Natural Gas_Unit Heater_E8 | Commercial | Grocery | Existing | Space Heating | Natural Gas | Unit Heater | E8 |  | 0% | 0% | 0% | 0 | 0 | 0 | 0 | 0 | 0 | 0 | 0 | 0% | 0 | 0 | 0% | Normal | 0% | 0 | 0 | 0 | [17 empty] | Commercial_Grocery_Existing_Space Heating_Unit Heater_
Commercial_Grocery_Existing_Space Heating_Natural Gas_Unit Heater_E9 | Commercial | Grocery | Existing | Space Heating | Natural Gas | Unit Heater | E9 |  | 0% | 0% | 0% | 0 | 0 | 0 | 0 | 0 | 0 | 0 | 0 | 0% | 0 | 0 | 0% | Normal | 0% | 0 | 0 | 0 | [17 empty] | Commercial_Grocery_Existing_Space Heating_Unit Heater_
Commercial_Grocery_Existing_Space Heating_Natural Gas_Unit Heater_E10 | Commercial | Grocery | Existing | Space Heating | Natural Gas | Unit Heater | E10 |  | 0% | 0% | 0% | 0 | 0 | 0 | 0 | 0 | 0 | 0 | 0 | 0% | 0 | 0 | 0% | Normal | 0% | 0 | 0 | 0 | [17 empty] | Commercial_Grocery_Existing_Space Heating_Unit Heater_
Commercial_Grocery_Existing_Water Heating_Natural Gas_Water Heater_E1 | Commercial | Grocery | Existing | Water Heating | Natural Gas | Water Heater | E1 | TE 80% | 100% | 0% | 0% | 0.20385 | 0 | 0.013061 | 0 | 8 | 12 | 2019 | 2051 | 100% | 0 | 0 | 0% | Normal | 0% | 0.30393 | 0 | 0 | 1 kBtu/hr | 20000 | 0 | 0.0075651 | 39.6791 | 26.22 | 0 | 1.68 | 0 | 2017 | 1.0277 | AEO 2021 - gas_water_heater 2017 standard | AEO 2021 - gas_water_heater 2017 standard | DHW_WH-Water Heating-PG&E-R7-14 | 1 | kBtu/hr | 0.0075651 | Commercial_Grocery_Existing_Water Heating_Water Heater_TE 80%
Commercial_Grocery_Existing_Water Heating_Natural Gas_Water Heater_E2 | Commercial | Grocery | Existing | Water Heating | Natural Gas | Water Heater | E2 | TE 81% | 98.77% | 0% | 0% | 0.20377 | 0 | 0.013061 | 0 | 8 | 12 | 2019 | 2051 | 100% | 0 | 0 | 0% | Normal | 0% | 0.30018 | 0 | 0 | 1 kBtu/hr | 20000 | 0 | 0.0075651 | 39.1892 | 26.21 | 0 | 1.68 | 0 | 2017 | 1.0277 | AEO 2021 - gas_water_heater 2017 typical | AEO 2021 - gas_water_heater 2017 typical | DHW_WH-Water Heating-PG&E-R7-14 | 1 | kBtu/hr | 0.0075651 | Commercial_Grocery_Existing_Water Heating_Water Heater_TE 81%
Commercial_Grocery_Existing_Water Heating_Natural Gas_Water Heater_E3 | Commercial | Grocery | Existing | Water Heating | Natural Gas | Water Heater | E3 | TE 88% | 90.91% | 0% | 0% | 0.21579 | 0 | 0.012167 | 0 | 8 | 12 | 2019 | 2051 | 100% | 0 | 0 | 0% | Normal | 0% | 0.2763 | 0 | 0 | 1 kBtu/hr | 20000 | 0 | 0.0075651 | 36.0719 | 27.755 | 0 | 1.565 | 0 | 2017 | 1.0277 | AEO 2021 - gas_water_heater 2017 ENERGY STAR | AEO 2021 - gas_water_heater 2017 ENERGY STAR | DHW_WH-Water Heating-PG&E-R7-14 | 1 | kBtu/hr | 0.0075651 | Commercial_Grocery_Existing_Water Heating_Water Heater_TE 88%
Commercial_Grocery_Existing_Water Heating_Natural Gas_Water Heater_E4 | Commercial | Grocery | Existing | Water Heating | Natural Gas | Water Heater | E4 | TE 94% | 85.11% | 0% | 0% | 0.2278 | 0 | 0.011273 | 0 | 8 | 12 | 2019 | 2051 | 100% | 0 | 0 | 0% | Normal | 0% | 0.25866 | 0 | 0 | 1 kBtu/hr | 20000 | 0 | 0.0075651 | 33.7694 | 29.3 | 0 | 1.45 | 0 | 2017 | 1.0277 | AEO 2021 - gas_water_heater 2017 ENERGY STAR | AEO 2021 - gas_water_heater 2017 ENERGY STAR | DHW_WH-Water Heating-PG&E-R7-14 | 1 | kBtu/hr | 0.0075651 | Commercial_Grocery_Existing_Water Heating_Water Heater_TE 94%
Commercial_Grocery_Existing_Water Heating_Natural Gas_Water Heater_E5 | Commercial | Grocery | Existing | Water Heating | Natural Gas | Water Heater | E5 | TE 96% | 83.33% | 0% | 0% | 0.23264 | 0 | 0.011513 | 0 | 8 | 12 | 2019 | 2051 | 100% | 0 | 0 | 0% | Normal | 0% | 0.25327 | 0 | 0 | 1 kBtu/hr | 20000 | 0 | 0.0075651 | 33.0659 | 29.9234 | 0 | 1.4809 | 0 | 2017 | 1.0277 | AEO 2021 - gas_water_heater 2017 ENERGY STAR | AEO 2021 - gas_water_heater 2017 ENERGY STAR | DHW_WH-Water Heating-PG&E-R7-14 | 1 | kBtu/hr | 0.0075651 | Commercial_Grocery_Existing_Water Heating_Water Heater_TE 96%
Commercial_Grocery_Existing_Water Heating_Natural Gas_Water Heater_E6 | Commercial | Grocery | Existing | Water Heating | Natural Gas | Water Heater | E6 | Tankless | 81.63% | 0% | 0% | 0.25161 | 0 | 0.0026355 | 0 | 8 | 12 | 2019 | 2051 | 100% | 0 | 0 | 0% | Normal | 0% | 0.2481 | 0 | 0 | 1 kBtu/hr | 20000 | 0 | 0.0075651 | 32.3911 | 32.3633 | 0 | 0.33898 | 0 | 2017 | 1.0277 | EIA Ref. Case 2018 - Gas Tankless High Eff. | EIA Ref. Case 2018 - Gas Tankless High Eff. | DHW_WH-Water Heating-NMTRM-2016-7 | 1 | kBtu/hr | 0.0075651 | Commercial_Grocery_Existing_Water Heating_Water Heater_Tankless
Commercial_Grocery_Existing_Water Heating_Natural Gas_Water Heater_E7 | Commercial | Grocery | Existing | Water Heating | Natural Gas | Water Heater | E7 | Gas-Fired Absorption HPWH | 75.47% | 0% | 0% | 0.4189 | 0 | 0 | 0 | 10 | 16 | 2019 | 2051 | 100% | 0 | 0 | 0% | Normal | 0% | 0.22938 | 0 | 0 | 1 kBtu/hr | 20000 | 0 | 0.0075651 | 29.9465 | 56.3879 | 0 | 0 | 0 | 2020 | 0.98199 | DHW_WH-Water Heating-DOE-2014-2 | NEEA Report #E20-309, Robur Heat Pump Field Trial. March 11, 2020. | Engineering Calculation and NEEA Report #E20-309, Robur Heat Pump Field Trial. March 11, 2020. | 1 | kBtu/hr | 0.0075651 | Commercial_Grocery_Existing_Water Heating_Water Heater_Gas-Fired Absorption HPWH
Commercial_Grocery_Existing_Water Heating_Natural Gas_Water Heater_E8 | Commercial | Grocery | Existing | Water Heating | Natural Gas | Water Heater | E8 |  | 0% | 0% | 0% | 0 | 0 | 0 | 0 | 0 | 0 | 0 | 0 | 0% | 0 | 0 | 0% | Normal | 0% | 0 | 0 | 0 | [17 empty] | Commercial_Grocery_Existing_Water Heating_Water Heater_
Commercial_Grocery_Existing_Water Heating_Natural Gas_Water Heater_E9 | Commercial | Grocery | Existing | Water Heating | Natural Gas | Water Heater | E9 |  | 0% | 0% | 0% | 0 | 0 | 0 | 0 | 0 | 0 | 0 | 0 | 0% | 0 | 0 | 0% | Normal | 0% | 0 | 0 | 0 | [17 empty] | Commercial_Grocery_Existing_Water Heating_Water Heater_
Commercial_Grocery_Existing_Water Heating_Natural Gas_Water Heater_E10 | Commercial | Grocery | Existing | Water Heating | Natural Gas | Water Heater | E10 |  | 0% | 0% | 0% | 0 | 0 | 0 | 0 | 0 | 0 | 0 | 0 | 0% | 0 | 0 | 0% | Normal | 0% | 0 | 0 | 0 | [17 empty] | Commercial_Grocery_Existing_Water Heating_Water Heater_
Commercial_Grocery_Existing_Food Preparation_Natural Gas_Oven_E1 | Commercial | Grocery | Existing | Food Preparation | Natural Gas | Oven | E1 | Standard | 100% | 0% | 0% | 0.4695 | 0.0099023 | 0 | 0 | 10 | 14 | 2019 | 2051 | 100% | 0 | 0 | 0% | Normal | 0% | 0.049349 | 0 | 0 | 1 unit | 20000 | 0 | 6.0669e-05 | 813.4143 | 7112 | 150 | 0 | 0 | 2013 | 1.0881 | IL TRM - 4.2.1 - CI-FSE-CBOV-V02-160601 | ETO Measure Input Sheet - Com - Gas Convection Oven | IL TRM - 4.2.1 - CI-FSE-CBOV-V02-160601 | 1 | unit | 6.0669e-05 | Commercial_Grocery_Existing_Food Preparation_Oven_Standard
Commercial_Grocery_Existing_Food Preparation_Natural Gas_Oven_E2 | Commercial | Grocery | Existing | Food Preparation | Natural Gas | Oven | E2 | ENERGY STAR (>44% Baking Efficiency) | 86.89% | 0% | 0% | 0.49511 | 0.0099023 | 0 | 0 | 10 | 14 | 2019 | 2051 | 100% | 0 | 0 | 0% | Normal | 0% | 0.042877 | 0 | 0 | 1 unit | 20000 | 0 | 6.0669e-05 | 706.739 | 7500 | 150 | 0 | 0 | 2013 | 1.0881 | IL TRM - 4.2.1 - CI-FSE-CBOV-V02-160601 | EIA 2018 Tech Forecast | ETO Measure Input Sheet | 1 | unit | 6.0669e-05 | Commercial_Grocery_Existing_Food Preparation_Oven_ENERGY STAR (>44% Baking Efficiency)
Commercial_Grocery_Existing_Food Preparation_Natural Gas_Oven_E3 | Commercial | Grocery | Existing | Food Preparation | Natural Gas | Oven | E3 |  | 0% | 0% | 0% | 0 | 0 | 0 | 0 | 0 | 0 | 0 | 0 | 0% | 0 | 0 | 0% | Normal | 0% | 0 | 0 | 0 | [17 empty] | Commercial_Grocery_Existing_Food Preparation_Oven_
Commercial_Grocery_Existing_Food Preparation_Natural Gas_Oven_E4 | Commercial | Grocery | Existing | Food Preparation | Natural Gas | Oven | E4 |  | 0% | 0% | 0% | 0 | 0 | 0 | 0 | 0 | 0 | 0 | 0 | 0% | 0 | 0 | 0% | Normal | 0% | 0 | 0 | 0 | [17 empty] | Commercial_Grocery_Existing_Food Preparation_Oven_
Commercial_Grocery_Existing_Food Preparation_Natural Gas_Oven_E5 | Commercial | Grocery | Existing | Food Preparation | Natural Gas | Oven | E5 |  | 0% | 0% | 0% | 0 | 0 | 0 | 0 | 0 | 0 | 0 | 0 | 0% | 0 | 0 | 0% | Normal | 0% | 0 | 0 | 0 | [17 empty] | Commercial_Grocery_Existing_Food Preparation_Oven_
Commercial_Grocery_Existing_Food Preparation_Natural Gas_Oven_E6 | Commercial | Grocery | Existing | Food Preparation | Natural Gas | Oven | E6 |  | 0% | 0% | 0% | 0 | 0 | 0 | 0 | 0 | 0 | 0 | 0 | 0% | 0 | 0 | 0% | Normal | 0% | 0 | 0 | 0 | [17 empty] | Commercial_Grocery_Existing_Food Preparation_Oven_
Commercial_Grocery_Existing_Food Preparation_Natural Gas_Oven_E7 | Commercial | Grocery | Existing | Food Preparation | Natural Gas | Oven | E7 |  | 0% | 0% | 0% | 0 | 0 | 0 | 0 | 0 | 0 | 0 | 0 | 0% | 0 | 0 | 0% | Normal | 0% | 0 | 0 | 0 | [17 empty] | Commercial_Grocery_Existing_Food Preparation_Oven_
Commercial_Grocery_Existing_Food Preparation_Natural Gas_Oven_E8 | Commercial | Grocery | Existing | Food Preparation | Natural Gas | Oven | E8 |  | 0% | 0% | 0% | 0 | 0 | 0 | 0 | 0 | 0 | 0 | 0 | 0% | 0 | 0 | 0% | Normal | 0% | 0 | 0 | 0 | [17 empty] | Commercial_Grocery_Existing_Food Preparation_Oven_
Commercial_Grocery_Existing_Food Preparation_Natural Gas_Oven_E9 | Commercial | Grocery | Existing | Food Preparation | Natural Gas | Oven | E9 |  | 0% | 0% | 0% | 0 | 0 | 0 | 0 | 0 | 0 | 0 | 0 | 0% | 0 | 0 | 0% | Normal | 0% | 0 | 0 | 0 | [17 empty] | Commercial_Grocery_Existing_Food Preparation_Oven_
Commercial_Grocery_Existing_Food Preparation_Natural Gas_Oven_E10 | Commercial | Grocery | Existing | Food Preparation | Natural Gas | Oven | E10 |  | 0% | 0% | 0% | 0 | 0 | 0 | 0 | 0 | 0 | 0 | 0 | 0% | 0 | 0 | 0% | Normal | 0% | 0 | 0 | 0 | [17 empty] | Commercial_Grocery_Existing_Food Preparation_Oven_
Commercial_Grocery_Existing_Food Preparation_Natural Gas_Conveyor Oven_E1 | Commercial | Grocery | Existing | Food Preparation | Natural Gas | Conveyor Oven | E1 | Standard | 100% | 0% | 0% | 0.33651 | 0 | 0 | 0 | 15 | 19 | 2019 | 2051 | 100% | 0 | 0 | 0% | Normal | 0% | 0.090747 | 0 | 0 | 1 unit | 20000 | 0 | 3.145e-05 | 2885.475 | 10177 | 0 | 0 | 0 | 2015 | 1.0514 | IL TRM - 4.2.4 - CI-FSE-CVOV-V02-180101 | PGE Workpaper, PGECOFST117 R5, 2015 | MN TRM 3.1 - Gas Conveyor Oven v1.1 | 1 | unit | 3.145e-05 | Commercial_Grocery_Existing_Food Preparation_Conveyor Oven_Standard
Commercial_Grocery_Existing_Food Preparation_Natural Gas_Conveyor Oven_E2 | Commercial | Grocery | Existing | Food Preparation | Natural Gas | Conveyor Oven | E2 | Efficient (>44% Baking Efficiency) | 76.02% | 0% | 0% | 0.41025 | 0 | 0 | 0 | 15 | 19 | 2019 | 2051 | 100% | 0 | 0 | 0% | Normal | 0% | 0.068982 | 0 | 0 | 1 unit | 20000 | 0 | 3.145e-05 | 2193.4093 | 12407 | 0 | 0 | 0 | 2015 | 1.0514 | IL TRM - 4.2.4 - CI-FSE-CVOV-V02-180101 | PGE Workpaper, PGECOFST117 R5, 2015 | MN TRM 3.1 - Gas Conveyor Oven v1.1 | 1 | unit | 3.145e-05 | Commercial_Grocery_Existing_Food Preparation_Conveyor Oven_Efficient (>44% Baking Efficiency)
Commercial_Grocery_Existing_Food Preparation_Natural Gas_Conveyor Oven_E3 | Commercial | Grocery | Existing | Food Preparation | Natural Gas | Conveyor Oven | E3 |  | 0% | 0% | 0% | 0 | 0 | 0 | 0 | 0 | 0 | 0 | 0 | 0% | 0 | 0 | 0% | Normal | 0% | 0 | 0 | 0 | [17 empty] | Commercial_Grocery_Existing_Food Preparation_Conveyor Oven_
Commercial_Grocery_Existing_Food Preparation_Natural Gas_Conveyor Oven_E4 | Commercial | Grocery | Existing | Food Preparation | Natural Gas | Conveyor Oven | E4 |  | 0% | 0% | 0% | 0 | 0 | 0 | 0 | 0 | 0 | 0 | 0 | 0% | 0 | 0 | 0% | Normal | 0% | 0 | 0 | 0 | [17 empty] | Commercial_Grocery_Existing_Food Preparation_Conveyor Oven_
Commercial_Grocery_Existing_Food Preparation_Natural Gas_Conveyor Oven_E5 | Commercial | Grocery | Existing | Food Preparation | Natural Gas | Conveyor Oven | E5 |  | 0% | 0% | 0% | 0 | 0 | 0 | 0 | 0 | 0 | 0 | 0 | 0% | 0 | 0 | 0% | Normal | 0% | 0 | 0 | 0 | [17 empty] | Commercial_Grocery_Existing_Food Preparation_Conveyor Oven_
Commercial_Grocery_Existing_Food Preparation_Natural Gas_Conveyor Oven_E6 | Commercial | Grocery | Existing | Food Preparation | Natural Gas | Conveyor Oven | E6 |  | 0% | 0% | 0% | 0 | 0 | 0 | 0 | 0 | 0 | 0 | 0 | 0% | 0 | 0 | 0% | Normal | 0% | 0 | 0 | 0 | [17 empty] | Commercial_Grocery_Existing_Food Preparation_Conveyor Oven_
Commercial_Grocery_Existing_Food Preparation_Natural Gas_Conveyor Oven_E7 | Commercial | Grocery | Existing | Food Preparation | Natural Gas | Conveyor Oven | E7 |  | 0% | 0% | 0% | 0 | 0 | 0 | 0 | 0 | 0 | 0 | 0 | 0% | 0 | 0 | 0% | Normal | 0% | 0 | 0 | 0 | [17 empty] | Commercial_Grocery_Existing_Food Preparation_Conveyor Oven_
Commercial_Grocery_Existing_Food Preparation_Natural Gas_Conveyor Oven_E8 | Commercial | Grocery | Existing | Food Preparation | Natural Gas | Conveyor Oven | E8 |  | 0% | 0% | 0% | 0 | 0 | 0 | 0 | 0 | 0 | 0 | 0 | 0% | 0 | 0 | 0% | Normal | 0% | 0 | 0 | 0 | [17 empty] | Commercial_Grocery_Existing_Food Preparation_Conveyor Oven_
Commercial_Grocery_Existing_Food Preparation_Natural Gas_Conveyor Oven_E9 | Commercial | Grocery | Existing | Food Preparation | Natural Gas | Conveyor Oven | E9 |  | 0% | 0% | 0% | 0 | 0 | 0 | 0 | 0 | 0 | 0 | 0 | 0% | 0 | 0 | 0% | Normal | 0% | 0 | 0 | 0 | [17 empty] | Commercial_Grocery_Existing_Food Preparation_Conveyor Oven_
Commercial_Grocery_Existing_Food Preparation_Natural Gas_Conveyor Oven_E10 | Commercial | Grocery | Existing | Food Preparation | Natural Gas | Conveyor Oven | E10 |  | 0% | 0% | 0% | 0 | 0 | 0 | 0 | 0 | 0 | 0 | 0 | 0% | 0 | 0 | 0% | Normal | 0% | 0 | 0 | 0 | [17 empty] | Commercial_Grocery_Existing_Food Preparation_Conveyor Oven_
Commercial_Grocery_Existing_Food Preparation_Natural Gas_Double Rack Oven_E1 | Commercial | Grocery | Existing | Food Preparation | Natural Gas | Double Rack Oven | E1 | Standard | 100% | 0% | 0% | 0.49488 | 0 | 0 | 0 | 10 | 14 | 2019 | 2051 | 100% | 0 | 0 | 0% | Normal | 0% | 0.16172 | 0 | 0 | 1 unit | 20000 | 0 | 3.8079e-05 | 4247.1 | 12513 | 0 | 0 | 0 | 2016 | 1.0386 | IL TRM - 4.2.18 - CI-FSE-RKOV-VO2-180101 | PGE Workpaper, PGECOFST109 R6, 2016 | IL TRM - 4.2.18 - CI-FSE-RKOV-VO2-180101 | 1 | unit | 3.8079e-05 | Commercial_Grocery_Existing_Food Preparation_Double Rack Oven_Standard
Commercial_Grocery_Existing_Food Preparation_Natural Gas_Double Rack Oven_E2 | Commercial | Grocery | Existing | Food Preparation | Natural Gas | Double Rack Oven | E2 | FTSC Qualified (>50% Cooking Efficiency) | 54.55% | 0% | 0% | 0.65814 | 0 | 0 | 0 | 10 | 14 | 2019 | 2051 | 100% | 0 | 0 | 0% | Normal | 0% | 0.088213 | 0 | 0 | 1 unit | 20000 | 0 | 3.8079e-05 | 2316.6 | 16641 | 0 | 0 | 0 | 2016 | 1.0386 | IL TRM - 4.2.18 - CI-FSE-RKOV-VO2-180101 | PGE Workpaper, PGECOFST109 R6, 2016 | IL TRM - 4.2.18 - CI-FSE-RKOV-VO2-180101 | 1 | unit | 3.8079e-05 | Commercial_Grocery_Existing_Food Preparation_Double Rack Oven_FTSC Qualified (>50% Cooking Efficiency)
Commercial_Grocery_Existing_Food Preparation_Natural Gas_Double Rack Oven_E3 | Commercial | Grocery | Existing | Food Preparation | Natural Gas | Double Rack Oven | E3 |  | 0% | 0% | 0% | 0 | 0 | 0 | 0 | 0 | 0 | 0 | 0 | 0% | 0 | 0 | 0% | Normal | 0% | 0 | 0 | 0 | [17 empty] | Commercial_Grocery_Existing_Food Preparation_Double Rack Oven_
Commercial_Grocery_Existing_Food Preparation_Natural Gas_Double Rack Oven_E4 | Commercial | Grocery | Existing | Food Preparation | Natural Gas | Double Rack Oven | E4 |  | 0% | 0% | 0% | 0 | 0 | 0 | 0 | 0 | 0 | 0 | 0 | 0% | 0 | 0 | 0% | Normal | 0% | 0 | 0 | 0 | [17 empty] | Commercial_Grocery_Existing_Food Preparation_Double Rack Oven_
Commercial_Grocery_Existing_Food Preparation_Natural Gas_Double Rack Oven_E5 | Commercial | Grocery | Existing | Food Preparation | Natural Gas | Double Rack Oven | E5 |  | 0% | 0% | 0% | 0 | 0 | 0 | 0 | 0 | 0 | 0 | 0 | 0% | 0 | 0 | 0% | Normal | 0% | 0 | 0 | 0 | [17 empty] | Commercial_Grocery_Existing_Food Preparation_Double Rack Oven_
Commercial_Grocery_Existing_Food Preparation_Natural Gas_Double Rack Oven_E6 | Commercial | Grocery | Existing | Food Preparation | Natural Gas | Double Rack Oven | E6 |  | 0% | 0% | 0% | 0 | 0 | 0 | 0 | 0 | 0 | 0 | 0 | 0% | 0 | 0 | 0% | Normal | 0% | 0 | 0 | 0 | [17 empty] | Commercial_Grocery_Existing_Food Preparation_Double Rack Oven_
Commercial_Grocery_Existing_Food Preparation_Natural Gas_Double Rack Oven_E7 | Commercial | Grocery | Existing | Food Preparation | Natural Gas | Double Rack Oven | E7 |  | 0% | 0% | 0% | 0 | 0 | 0 | 0 | 0 | 0 | 0 | 0 | 0% | 0 | 0 | 0% | Normal | 0% | 0 | 0 | 0 | [17 empty] | Commercial_Grocery_Existing_Food Preparation_Double Rack Oven_
Commercial_Grocery_Existing_Food Preparation_Natural Gas_Double Rack Oven_E8 | Commercial | Grocery | Existing | Food Preparation | Natural Gas | Double Rack Oven | E8 |  | 0% | 0% | 0% | 0 | 0 | 0 | 0 | 0 | 0 | 0 | 0 | 0% | 0 | 0 | 0% | Normal | 0% | 0 | 0 | 0 | [17 empty] | Commercial_Grocery_Existing_Food Preparation_Double Rack Oven_
Commercial_Grocery_Existing_Food Preparation_Natural Gas_Double Rack Oven_E9 | Commercial | Grocery | Existing | Food Preparation | Natural Gas | Double Rack Oven | E9 |  | 0% | 0% | 0% | 0 | 0 | 0 | 0 | 0 | 0 | 0 | 0 | 0% | 0 | 0 | 0% | Normal | 0% | 0 | 0 | 0 | [17 empty] | Commercial_Grocery_Existing_Food Preparation_Double Rack Oven_
Commercial_Grocery_Existing_Food Preparation_Natural Gas_Double Rack Oven_E10 | Commercial | Grocery | Existing | Food Preparation | Natural Gas | Double Rack Oven | E10 |  | 0% | 0% | 0% | 0 | 0 | 0 | 0 | 0 | 0 | 0 | 0 | 0% | 0 | 0 | 0% | Normal | 0% | 0 | 0 | 0 | [17 empty] | Commercial_Grocery_Existing_Food Preparation_Double Rack Oven_
Commercial_Grocery_Existing_Food Preparation_Natural Gas_Fryer_E1 | Commercial | Grocery | Existing | Food Preparation | Natural Gas | Fryer | E1 | Standard | 100% | 0% | 0% | 0.25388 | 0 | 0 | 0 | 4 | 7 | 2019 | 2021 | 100% | 0 | 0 | 0% | Normal | 0% | 0.081891 | 0 | 0 | 1 unit | 20000 | 0 | 7.2325e-05 | 1132.275 | 3379.7321 | 0 | 0 | 0 | 2016 | 1.0386 | RTF Wkbk - ComCookingFryer_v3_3 | RTF Wkbk - ComCookingFryer_v3_3 | RTF Wkbk - ComCookingFryer_v3_3 | 1 | unit | 7.2325e-05 | Commercial_Grocery_Existing_Food Preparation_Fryer_Standard
Commercial_Grocery_Existing_Food Preparation_Natural Gas_Fryer_E2 | Commercial | Grocery | Existing | Food Preparation | Natural Gas | Fryer | E2 | ENERGY STAR | 61.29% | 0% | 0% | 0.31913 | 0 | 0 | 0 | 4 | 7 | 2019 | 2051 | 100% | 0 | 0 | 0% | Normal | 0% | 0.050191 | 0 | 0 | 1 unit | 20000 | 0 | 7.2325e-05 | 693.975 | 4248.3333 | 0 | 0 | 0 | 2016 | 1.0386 | RTF Wkbk - ComCookingFryer_v3_3 | RTF Wkbk - ComCookingFryer_v3_3 | RTF Wkbk - ComCookingFryer_v3_3 | 1 | unit | 7.2325e-05 | Commercial_Grocery_Existing_Food Preparation_Fryer_ENERGY STAR
Commercial_Grocery_Existing_Food Preparation_Natural Gas_Fryer_E3 | Commercial | Grocery | Existing | Food Preparation | Natural Gas | Fryer | E3 |  | 0% | 0% | 0% | 0 | 0 | 0 | 0 | 0 | 0 | 0 | 0 | 0% | 0 | 0 | 0% | Normal | 0% | 0 | 0 | 0 | [17 empty] | Commercial_Grocery_Existing_Food Preparation_Fryer_
Commercial_Grocery_Existing_Food Preparation_Natural Gas_Fryer_E4 | Commercial | Grocery | Existing | Food Preparation | Natural Gas | Fryer | E4 |  | 0% | 0% | 0% | 0 | 0 | 0 | 0 | 0 | 0 | 0 | 0 | 0% | 0 | 0 | 0% | Normal | 0% | 0 | 0 | 0 | [17 empty] | Commercial_Grocery_Existing_Food Preparation_Fryer_
Commercial_Grocery_Existing_Food Preparation_Natural Gas_Fryer_E5 | Commercial | Grocery | Existing | Food Preparation | Natural Gas | Fryer | E5 |  | 0% | 0% | 0% | 0 | 0 | 0 | 0 | 0 | 0 | 0 | 0 | 0% | 0 | 0 | 0% | Normal | 0% | 0 | 0 | 0 | [17 empty] | Commercial_Grocery_Existing_Food Preparation_Fryer_
Commercial_Grocery_Existing_Food Preparation_Natural Gas_Fryer_E6 | Commercial | Grocery | Existing | Food Preparation | Natural Gas | Fryer | E6 |  | 0% | 0% | 0% | 0 | 0 | 0 | 0 | 0 | 0 | 0 | 0 | 0% | 0 | 0 | 0% | Normal | 0% | 0 | 0 | 0 | [17 empty] | Commercial_Grocery_Existing_Food Preparation_Fryer_
Commercial_Grocery_Existing_Food Preparation_Natural Gas_Fryer_E7 | Commercial | Grocery | Existing | Food Preparation | Natural Gas | Fryer | E7 |  | 0% | 0% | 0% | 0 | 0 | 0 | 0 | 0 | 0 | 0 | 0 | 0% | 0 | 0 | 0% | Normal | 0% | 0 | 0 | 0 | [17 empty] | Commercial_Grocery_Existing_Food Preparation_Fryer_
Commercial_Grocery_Existing_Food Preparation_Natural Gas_Fryer_E8 | Commercial | Grocery | Existing | Food Preparation | Natural Gas | Fryer | E8 |  | 0% | 0% | 0% | 0 | 0 | 0 | 0 | 0 | 0 | 0 | 0 | 0% | 0 | 0 | 0% | Normal | 0% | 0 | 0 | 0 | [17 empty] | Commercial_Grocery_Existing_Food Preparation_Fryer_
Commercial_Grocery_Existing_Food Preparation_Natural Gas_Fryer_E9 | Commercial | Grocery | Existing | Food Preparation | Natural Gas | Fryer | E9 |  | 0% | 0% | 0% | 0 | 0 | 0 | 0 | 0 | 0 | 0 | 0 | 0% | 0 | 0 | 0% | Normal | 0% | 0 | 0 | 0 | [17 empty] | Commercial_Grocery_Existing_Food Preparation_Fryer_
Commercial_Grocery_Existing_Food Preparation_Natural Gas_Fryer_E10 | Commercial | Grocery | Existing | Food Preparation | Natural Gas | Fryer | E10 |  | 0% | 0% | 0% | 0 | 0 | 0 | 0 | 0 | 0 | 0 | 0 | 0% | 0 | 0 | 0% | Normal | 0% | 0 | 0 | 0 | [17 empty] | Commercial_Grocery_Existing_Food Preparation_Fryer_
Commercial_Grocery_Existing_Food Preparation_Natural Gas_Broiler_E1 | Commercial | Grocery | Existing | Food Preparation | Natural Gas | Broiler | E1 | Standard | 100% | 0% | 0% | 0.37488 | 0 | 0 | 0 | 10 | 14 | 2019 | 2051 | 100% | 0 | 0 | 0% | Normal | 0% | 0.089297 | 0 | 0 | 1 unit | 20000 | 0 | 0.00013275 | 672.672 | 2500 | 0 | 0 | 0 | 2011 | 1.1296 | IL TRM - 4.2.14 - CI-FSE-IRBL-V02-180101 | Estimate | IL TRM - 4.2.14 - CI-FSE-IRBL-V02-180101 | 1 | unit | 0.00013275 | Commercial_Grocery_Existing_Food Preparation_Broiler_Standard
Commercial_Grocery_Existing_Food Preparation_Natural Gas_Broiler_E2 | Commercial | Grocery | Existing | Food Preparation | Natural Gas | Broiler | E2 | Infrared Burners | 64.29% | 0% | 0% | 0.52483 | 0 | 0 | 0 | 10 | 14 | 2019 | 2051 | 100% | 0 | 0 | 0% | Normal | 0% | 0.057405 | 0 | 0 | 1 unit | 20000 | 0 | 0.00013275 | 432.432 | 3500 | 0 | 0 | 0 | 2011 | 1.1296 | IL TRM - 4.2.14 - CI-FSE-IRBL-V02-180101 | IL TRM - 4.2.14 - CI-FSE-IRBL-V02-180101 | IL TRM - 4.2.14 - CI-FSE-IRBL-V02-180101 | 1 | unit | 0.00013275 | Commercial_Grocery_Existing_Food Preparation_Broiler_Infrared Burners
Commercial_Grocery_Existing_Food Preparation_Natural Gas_Broiler_E3 | Commercial | Grocery | Existing | Food Preparation | Natural Gas | Broiler | E3 |  | 0% | 0% | 0% | 0 | 0 | 0 | 0 | 0 | 0 | 0 | 0 | 0% | 0 | 0 | 0% | Normal | 0% | 0 | 0 | 0 | [17 empty] | Commercial_Grocery_Existing_Food Preparation_Broiler_
Commercial_Grocery_Existing_Food Preparation_Natural Gas_Broiler_E4 | Commercial | Grocery | Existing | Food Preparation | Natural Gas | Broiler | E4 |  | 0% | 0% | 0% | 0 | 0 | 0 | 0 | 0 | 0 | 0 | 0 | 0% | 0 | 0 | 0% | Normal | 0% | 0 | 0 | 0 | [17 empty] | Commercial_Grocery_Existing_Food Preparation_Broiler_
Commercial_Grocery_Existing_Food Preparation_Natural Gas_Broiler_E5 | Commercial | Grocery | Existing | Food Preparation | Natural Gas | Broiler | E5 |  | 0% | 0% | 0% | 0 | 0 | 0 | 0 | 0 | 0 | 0 | 0 | 0% | 0 | 0 | 0% | Normal | 0% | 0 | 0 | 0 | [17 empty] | Commercial_Grocery_Existing_Food Preparation_Broiler_
Commercial_Grocery_Existing_Food Preparation_Natural Gas_Broiler_E6 | Commercial | Grocery | Existing | Food Preparation | Natural Gas | Broiler | E6 |  | 0% | 0% | 0% | 0 | 0 | 0 | 0 | 0 | 0 | 0 | 0 | 0% | 0 | 0 | 0% | Normal | 0% | 0 | 0 | 0 | [17 empty] | Commercial_Grocery_Existing_Food Preparation_Broiler_
Commercial_Grocery_Existing_Food Preparation_Natural Gas_Broiler_E7 | Commercial | Grocery | Existing | Food Preparation | Natural Gas | Broiler | E7 |  | 0% | 0% | 0% | 0 | 0 | 0 | 0 | 0 | 0 | 0 | 0 | 0% | 0 | 0 | 0% | Normal | 0% | 0 | 0 | 0 | [17 empty] | Commercial_Grocery_Existing_Food Preparation_Broiler_
Commercial_Grocery_Existing_Food Preparation_Natural Gas_Broiler_E8 | Commercial | Grocery | Existing | Food Preparation | Natural Gas | Broiler | E8 |  | 0% | 0% | 0% | 0 | 0 | 0 | 0 | 0 | 0 | 0 | 0 | 0% | 0 | 0 | 0% | Normal | 0% | 0 | 0 | 0 | [17 empty] | Commercial_Grocery_Existing_Food Preparation_Broiler_
Commercial_Grocery_Existing_Food Preparation_Natural Gas_Broiler_E9 | Commercial | Grocery | Existing | Food Preparation | Natural Gas | Broiler | E9 |  | 0% | 0% | 0% | 0 | 0 | 0 | 0 | 0 | 0 | 0 | 0 | 0% | 0 | 0 | 0% | Normal | 0% | 0 | 0 | 0 | [17 empty] | Commercial_Grocery_Existing_Food Preparation_Broiler_
Commercial_Grocery_Existing_Food Preparation_Natural Gas_Broiler_E10 | Commercial | Grocery | Existing | Food Preparation | Natural Gas | Broiler | E10 |  | 0% | 0% | 0% | 0 | 0 | 0 | 0 | 0 | 0 | 0 | 0 | 0% | 0 | 0 | 0% | Normal | 0% | 0 | 0 | 0 | [17 empty] | Commercial_Grocery_Existing_Food Preparation_Broiler_
Commercial_Grocery_Existing_Food Preparation_Natural Gas_Griddle_E1 | Commercial | Grocery | Existing | Food Preparation | Natural Gas | Griddle | E1 | Standard | 100% | 0% | 0% | 0.25067 | 0 | 0 | 0 | 10 | 14 | 2019 | 2051 | 100% | 0 | 0 | 0% | Normal | 0% | 0.055105 | 0 | 0 | 1 unit | 20000 | 0 | 4.4732e-05 | 1231.891 | 5150 | 0 | 0 | 0 | 2013 | 1.0881 | IL TRM - 4.2.8 - CI-FSE-ESGR-V04-200101 | COOK_GRD-Food Preparation-EIA14-2014 Ref. Case-5 | IL TRM - 4.2.8 - CI-FSE-ESGR-V04-200101 | 1 | unit | 4.4732e-05 | Commercial_Grocery_Existing_Food Preparation_Griddle_Standard
Commercial_Grocery_Existing_Food Preparation_Natural Gas_Griddle_E2 | Commercial | Grocery | Existing | Food Preparation | Natural Gas | Griddle | E2 | ENERGY STAR | 91.65% | 0% | 0% | 0.31151 | 0 | 0 | 0 | 10 | 14 | 2019 | 2051 | 100% | 0 | 0 | 0% | Normal | 0% | 0.050504 | 0 | 0 | 1 unit | 20000 | 0 | 4.4732e-05 | 1129.0497 | 6400 | 0 | 0 | 0 | 2013 | 1.0881 | IL TRM - 4.2.8 - CI-FSE-ESGR-V04-200101 | ETO Measure Input Sheet - Com - Gas Griddle | ETO Measure Input Sheet - Com - Gas Griddle | 1 | unit | 4.4732e-05 | Commercial_Grocery_Existing_Food Preparation_Griddle_ENERGY STAR
Commercial_Grocery_Existing_Food Preparation_Natural Gas_Griddle_E3 | Commercial | Grocery | Existing | Food Preparation | Natural Gas | Griddle | E3 |  | 0% | 0% | 0% | 0 | 0 | 0 | 0 | 0 | 0 | 0 | 0 | 0% | 0 | 0 | 0% | Normal | 0% | 0 | 0 | 0 | [17 empty] | Commercial_Grocery_Existing_Food Preparation_Griddle_
Commercial_Grocery_Existing_Food Preparation_Natural Gas_Griddle_E4 | Commercial | Grocery | Existing | Food Preparation | Natural Gas | Griddle | E4 |  | 0% | 0% | 0% | 0 | 0 | 0 | 0 | 0 | 0 | 0 | 0 | 0% | 0 | 0 | 0% | Normal | 0% | 0 | 0 | 0 | [17 empty] | Commercial_Grocery_Existing_Food Preparation_Griddle_
Commercial_Grocery_Existing_Food Preparation_Natural Gas_Griddle_E5 | Commercial | Grocery | Existing | Food Preparation | Natural Gas | Griddle | E5 |  | 0% | 0% | 0% | 0 | 0 | 0 | 0 | 0 | 0 | 0 | 0 | 0% | 0 | 0 | 0% | Normal | 0% | 0 | 0 | 0 | [17 empty] | Commercial_Grocery_Existing_Food Preparation_Griddle_
Commercial_Grocery_Existing_Food Preparation_Natural Gas_Griddle_E6 | Commercial | Grocery | Existing | Food Preparation | Natural Gas | Griddle | E6 |  | 0% | 0% | 0% | 0 | 0 | 0 | 0 | 0 | 0 | 0 | 0 | 0% | 0 | 0 | 0% | Normal | 0% | 0 | 0 | 0 | [17 empty] | Commercial_Grocery_Existing_Food Preparation_Griddle_
Commercial_Grocery_Existing_Food Preparation_Natural Gas_Griddle_E7 | Commercial | Grocery | Existing | Food Preparation | Natural Gas | Griddle | E7 |  | 0% | 0% | 0% | 0 | 0 | 0 | 0 | 0 | 0 | 0 | 0 | 0% | 0 | 0 | 0% | Normal | 0% | 0 | 0 | 0 | [17 empty] | Commercial_Grocery_Existing_Food Preparation_Griddle_
Commercial_Grocery_Existing_Food Preparation_Natural Gas_Griddle_E8 | Commercial | Grocery | Existing | Food Preparation | Natural Gas | Griddle | E8 |  | 0% | 0% | 0% | 0 | 0 | 0 | 0 | 0 | 0 | 0 | 0 | 0% | 0 | 0 | 0% | Normal | 0% | 0 | 0 | 0 | [17 empty] | Commercial_Grocery_Existing_Food Preparation_Griddle_
Commercial_Grocery_Existing_Food Preparation_Natural Gas_Griddle_E9 | Commercial | Grocery | Existing | Food Preparation | Natural Gas | Griddle | E9 |  | 0% | 0% | 0% | 0 | 0 | 0 | 0 | 0 | 0 | 0 | 0 | 0% | 0 | 0 | 0% | Normal | 0% | 0 | 0 | 0 | [17 empty] | Commercial_Grocery_Existing_Food Preparation_Griddle_
Commercial_Grocery_Existing_Food Preparation_Natural Gas_Griddle_E10 | Commercial | Grocery | Existing | Food Preparation | Natural Gas | Griddle | E10 |  | 0% | 0% | 0% | 0 | 0 | 0 | 0 | 0 | 0 | 0 | 0 | 0% | 0 | 0 | 0% | Normal | 0% | 0 | 0 | 0 | [17 empty] | Commercial_Grocery_Existing_Food Preparation_Griddle_
Commercial_Grocery_Existing_Food Preparation_Natural Gas_Range_E1 | Commercial | Grocery | Existing | Food Preparation | Natural Gas | Range | E1 | Standard | 100% | 0% | 0% | 0.41744 | 0 | 0 | 0 | 8 | 12 | 2019 | 2051 | 100% | 0 | 0 | 0% | Normal | 0% | 0.065426 | 0 | 0 | 1 unit | 20000 | 0 | 5.4522e-05 | 1200 | 7450 | 0 | 0 | 0 | 2017 | 1.0277 | COOK_OVN-Food Preparation-AEO17-1 | EIA 2018 Tech Forecast | Navigant 2009 | 1 | unit | 5.4522e-05 | Commercial_Grocery_Existing_Food Preparation_Range_Standard
Commercial_Grocery_Existing_Food Preparation_Natural Gas_Range_E2 | Commercial | Grocery | Existing | Food Preparation | Natural Gas | Range | E2 | High Efficiency | 75% | 0% | 0% | 0.4175 | 0 | 0 | 0 | 8 | 12 | 2019 | 2051 | 100% | 0 | 0 | 0% | Normal | 0% | 0.04907 | 0 | 0 | 1 unit | 20000 | 0 | 5.4522e-05 | 900 | 7451 | 0 | 0 | 0 | 2017 | 1.0277 | COOK_OVN-Food Preparation-AEO17-1 | EIA 2018 Tech Forecast | EIA 2018 Tech Forecast | 1 | unit | 5.4522e-05 | Commercial_Grocery_Existing_Food Preparation_Range_High Efficiency
Commercial_Grocery_Existing_Food Preparation_Natural Gas_Range_E3 | Commercial | Grocery | Existing | Food Preparation | Natural Gas | Range | E3 |  | 0% | 0% | 0% | 0 | 0 | 0 | 0 | 0 | 0 | 0 | 0 | 0% | 0 | 0 | 0% | Normal | 0% | 0 | 0 | 0 | [17 empty] | Commercial_Grocery_Existing_Food Preparation_Range_
Commercial_Grocery_Existing_Food Preparation_Natural Gas_Range_E4 | Commercial | Grocery | Existing | Food Preparation | Natural Gas | Range | E4 |  | 0% | 0% | 0% | 0 | 0 | 0 | 0 | 0 | 0 | 0 | 0 | 0% | 0 | 0 | 0% | Normal | 0% | 0 | 0 | 0 | [17 empty] | Commercial_Grocery_Existing_Food Preparation_Range_
Commercial_Grocery_Existing_Food Preparation_Natural Gas_Range_E5 | Commercial | Grocery | Existing | Food Preparation | Natural Gas | Range | E5 |  | 0% | 0% | 0% | 0 | 0 | 0 | 0 | 0 | 0 | 0 | 0 | 0% | 0 | 0 | 0% | Normal | 0% | 0 | 0 | 0 | [17 empty] | Commercial_Grocery_Existing_Food Preparation_Range_
Commercial_Grocery_Existing_Food Preparation_Natural Gas_Range_E6 | Commercial | Grocery | Existing | Food Preparation | Natural Gas | Range | E6 |  | 0% | 0% | 0% | 0 | 0 | 0 | 0 | 0 | 0 | 0 | 0 | 0% | 0 | 0 | 0% | Normal | 0% | 0 | 0 | 0 | [17 empty] | Commercial_Grocery_Existing_Food Preparation_Range_
Commercial_Grocery_Existing_Food Preparation_Natural Gas_Range_E7 | Commercial | Grocery | Existing | Food Preparation | Natural Gas | Range | E7 |  | 0% | 0% | 0% | 0 | 0 | 0 | 0 | 0 | 0 | 0 | 0 | 0% | 0 | 0 | 0% | Normal | 0% | 0 | 0 | 0 | [17 empty] | Commercial_Grocery_Existing_Food Preparation_Range_
Commercial_Grocery_Existing_Food Preparation_Natural Gas_Range_E8 | Commercial | Grocery | Existing | Food Preparation | Natural Gas | Range | E8 |  | 0% | 0% | 0% | 0 | 0 | 0 | 0 | 0 | 0 | 0 | 0 | 0% | 0 | 0 | 0% | Normal | 0% | 0 | 0 | 0 | [17 empty] | Commercial_Grocery_Existing_Food Preparation_Range_
Commercial_Grocery_Existing_Food Preparation_Natural Gas_Range_E9 | Commercial | Grocery | Existing | Food Preparation | Natural Gas | Range | E9 |  | 0% | 0% | 0% | 0 | 0 | 0 | 0 | 0 | 0 | 0 | 0 | 0% | 0 | 0 | 0% | Normal | 0% | 0 | 0 | 0 | [17 empty] | Commercial_Grocery_Existing_Food Preparation_Range_
Commercial_Grocery_Existing_Food Preparation_Natural Gas_Range_E10 | Commercial | Grocery | Existing | Food Preparation | Natural Gas | Range | E10 |  | 0% | 0% | 0% | 0 | 0 | 0 | 0 | 0 | 0 | 0 | 0 | 0% | 0 | 0 | 0% | Normal | 0% | 0 | 0 | 0 | [17 empty] | Commercial_Grocery_Existing_Food Preparation_Range_
Commercial_Grocery_Existing_Food Preparation_Natural Gas_Steamer_E1 | Commercial | Grocery | Existing | Food Preparation | Natural Gas | Steamer | E1 | Standard | 100% | 0% | 0% | 1.2368 | 0 | 0 | 0 | 8 | 16 | 2019 | 2021 | 100% | 0 | 0 | 0% | Normal | 0% | 0.12994 | 0 | 0 | 1 unit | 20000 | 0 | 8.5094e-05 | 1527.0152 | 13100 | 0 | 0 | 0 | 2012 | 1.1095 | IL TRM - 4.2.3 - CI-FSE-STMC-V05-190101 | DOE Commercial R&D 2016 - Table 2-10 | IL TRM - 4.2.3 - CI-FSE-STMC-V05-190101 | 1 | unit | 8.5094e-05 | Commercial_Grocery_Existing_Food Preparation_Steamer_Standard
Commercial_Grocery_Existing_Food Preparation_Natural Gas_Steamer_E2 | Commercial | Grocery | Existing | Food Preparation | Natural Gas | Steamer | E2 | ENERGY STAR | 43.38% | 0% | 0% | 1.4512 | 0 | -0.00024829 | 0 | 8 | 16 | 2019 | 2051 | 100% | 0 | 0 | 0% | Normal | 0% | 0.056371 | 0 | 0 | 1 unit | 20000 | 0 | 8.5094e-05 | 662.4553 | 15370 | 0 | -2.6298 | 0 | 2012 | 1.1095 | IL TRM - 4.2.3 - CI-FSE-STMC-V05-190101 | ETO Measure Input Sheet - Com - Gas Steamer | ETO Measure Input Sheet - Com - Gas Steamer | 1 | unit | 8.5094e-05 | Commercial_Grocery_Existing_Food Preparation_Steamer_ENERGY STAR
Commercial_Grocery_Existing_Food Preparation_Natural Gas_Steamer_E3 | Commercial | Grocery | Existing | Food Preparation | Natural Gas | Steamer | E3 |  | 0% | 0% | 0% | 0 | 0 | 0 | 0 | 0 | 0 | 0 | 0 | 0% | 0 | 0 | 0% | Normal | 0% | 0 | 0 | 0 | [17 empty] | Commercial_Grocery_Existing_Food Preparation_Steamer_
Commercial_Grocery_Existing_Food Preparation_Natural Gas_Steamer_E4 | Commercial | Grocery | Existing | Food Preparation | Natural Gas | Steamer | E4 |  | 0% | 0% | 0% | 0 | 0 | 0 | 0 | 0 | 0 | 0 | 0 | 0% | 0 | 0 | 0% | Normal | 0% | 0 | 0 | 0 | [17 empty] | Commercial_Grocery_Existing_Food Preparation_Steamer_
Commercial_Grocery_Existing_Food Preparation_Natural Gas_Steamer_E5 | Commercial | Grocery | Existing | Food Preparation | Natural Gas | Steamer | E5 |  | 0% | 0% | 0% | 0 | 0 | 0 | 0 | 0 | 0 | 0 | 0 | 0% | 0 | 0 | 0% | Normal | 0% | 0 | 0 | 0 | [17 empty] | Commercial_Grocery_Existing_Food Preparation_Steamer_
Commercial_Grocery_Existing_Food Preparation_Natural Gas_Steamer_E6 | Commercial | Grocery | Existing | Food Preparation | Natural Gas | Steamer | E6 |  | 0% | 0% | 0% | 0 | 0 | 0 | 0 | 0 | 0 | 0 | 0 | 0% | 0 | 0 | 0% | Normal | 0% | 0 | 0 | 0 | [17 empty] | Commercial_Grocery_Existing_Food Preparation_Steamer_
Commercial_Grocery_Existing_Food Preparation_Natural Gas_Steamer_E7 | Commercial | Grocery | Existing | Food Preparation | Natural Gas | Steamer | E7 |  | 0% | 0% | 0% | 0 | 0 | 0 | 0 | 0 | 0 | 0 | 0 | 0% | 0 | 0 | 0% | Normal | 0% | 0 | 0 | 0 | [17 empty] | Commercial_Grocery_Existing_Food Preparation_Steamer_
Commercial_Grocery_Existing_Food Preparation_Natural Gas_Steamer_E8 | Commercial | Grocery | Existing | Food Preparation | Natural Gas | Steamer | E8 |  | 0% | 0% | 0% | 0 | 0 | 0 | 0 | 0 | 0 | 0 | 0 | 0% | 0 | 0 | 0% | Normal | 0% | 0 | 0 | 0 | [17 empty] | Commercial_Grocery_Existing_Food Preparation_Steamer_
Commercial_Grocery_Existing_Food Preparation_Natural Gas_Steamer_E9 | Commercial | Grocery | Existing | Food Preparation | Natural Gas | Steamer | E9 |  | 0% | 0% | 0% | 0 | 0 | 0 | 0 | 0 | 0 | 0 | 0 | 0% | 0 | 0 | 0% | Normal | 0% | 0 | 0 | 0 | [17 empty] | Commercial_Grocery_Existing_Food Preparation_Steamer_
Commercial_Grocery_Existing_Food Preparation_Natural Gas_Steamer_E10 | Commercial | Grocery | Existing | Food Preparation | Natural Gas | Steamer | E10 |  | 0% | 0% | 0% | 0 | 0 | 0 | 0 | 0 | 0 | 0 | 0 | 0% | 0 | 0 | 0% | Normal | 0% | 0 | 0 | 0 | [17 empty] | Commercial_Grocery_Existing_Food Preparation_Steamer_
Commercial_Grocery_Existing_Food Preparation_Natural Gas_Food Prep Other_E1 | Commercial | Grocery | Existing | Food Preparation | Natural Gas | Food Prep Other | E1 | Standard | 100% | 0% | 0% | 0.018781 | 0 | 0 | 0 | 8 | 12 | 2019 | 2051 | 100% | 0 | 0 | 0% | Normal | 0% | 0.023277 | 0 | 0 | 1 unit | 20000 | 0 | 1.6356e-05 | 1423.18 | 1000 | 0 | 0 | 0 | 2010 | 1.1483 | Default | Default | Default | 1 | unit | 1.6356e-05 | Commercial_Grocery_Existing_Food Preparation_Food Prep Other_Standard
Commercial_Grocery_Existing_Food Preparation_Natural Gas_Food Prep Other_E2 | Commercial | Grocery | Existing | Food Preparation | Natural Gas | Food Prep Other | E2 | ENERGY STAR | 100% | 0% | 0% | 0.0188 | 0 | 0 | 0 | 8 | 12 | 2019 | 2051 | 100% | 0 | 0 | 0% | Normal | 0% | 0.023277 | 0 | 0 | 1 unit | 20000 | 0 | 1.6356e-05 | 1423.18 | 1001 | 0 | 0 | 0 | 2010 | 1.1483 | N/A | N/A | N/A | 1 | unit | 1.6356e-05 | Commercial_Grocery_Existing_Food Preparation_Food Prep Other_ENERGY STAR
Commercial_Grocery_Existing_Food Preparation_Natural Gas_Food Prep Other_E3 | Commercial | Grocery | Existing | Food Preparation | Natural Gas | Food Prep Other | E3 |  | 0% | 0% | 0% | 0 | 0 | 0 | 0 | 0 | 0 | 0 | 0 | 0% | 0 | 0 | 0% | Normal | 0% | 0 | 0 | 0 | [17 empty] | Commercial_Grocery_Existing_Food Preparation_Food Prep Other_
Commercial_Grocery_Existing_Food Preparation_Natural Gas_Food Prep Other_E4 | Commercial | Grocery | Existing | Food Preparation | Natural Gas | Food Prep Other | E4 |  | 0% | 0% | 0% | 0 | 0 | 0 | 0 | 0 | 0 | 0 | 0 | 0% | 0 | 0 | 0% | Normal | 0% | 0 | 0 | 0 | [17 empty] | Commercial_Grocery_Existing_Food Preparation_Food Prep Other_
Commercial_Grocery_Existing_Food Preparation_Natural Gas_Food Prep Other_E5 | Commercial | Grocery | Existing | Food Preparation | Natural Gas | Food Prep Other | E5 |  | 0% | 0% | 0% | 0 | 0 | 0 | 0 | 0 | 0 | 0 | 0 | 0% | 0 | 0 | 0% | Normal | 0% | 0 | 0 | 0 | [17 empty] | Commercial_Grocery_Existing_Food Preparation_Food Prep Other_
Commercial_Grocery_Existing_Food Preparation_Natural Gas_Food Prep Other_E6 | Commercial | Grocery | Existing | Food Preparation | Natural Gas | Food Prep Other | E6 |  | 0% | 0% | 0% | 0 | 0 | 0 | 0 | 0 | 0 | 0 | 0 | 0% | 0 | 0 | 0% | Normal | 0% | 0 | 0 | 0 | [17 empty] | Commercial_Grocery_Existing_Food Preparation_Food Prep Other_
Commercial_Grocery_Existing_Food Preparation_Natural Gas_Food Prep Other_E7 | Commercial | Grocery | Existing | Food Preparation | Natural Gas | Food Prep Other | E7 |  | 0% | 0% | 0% | 0 | 0 | 0 | 0 | 0 | 0 | 0 | 0 | 0% | 0 | 0 | 0% | Normal | 0% | 0 | 0 | 0 | [17 empty] | Commercial_Grocery_Existing_Food Preparation_Food Prep Other_
Commercial_Grocery_Existing_Food Preparation_Natural Gas_Food Prep Other_E8 | Commercial | Grocery | Existing | Food Preparation | Natural Gas | Food Prep Other | E8 |  | 0% | 0% | 0% | 0 | 0 | 0 | 0 | 0 | 0 | 0 | 0 | 0% | 0 | 0 | 0% | Normal | 0% | 0 | 0 | 0 | [17 empty] | Commercial_Grocery_Existing_Food Preparation_Food Prep Other_
Commercial_Grocery_Existing_Food Preparation_Natural Gas_Food Prep Other_E9 | Commercial | Grocery | Existing | Food Preparation | Natural Gas | Food Prep Other | E9 |  | 0% | 0% | 0% | 0 | 0 | 0 | 0 | 0 | 0 | 0 | 0 | 0% | 0 | 0 | 0% | Normal | 0% | 0 | 0 | 0 | [17 empty] | Commercial_Grocery_Existing_Food Preparation_Food Prep Other_
Commercial_Grocery_Existing_Food Preparation_Natural Gas_Food Prep Other_E10 | Commercial | Grocery | Existing | Food Preparation | Natural Gas | Food Prep Other | E10 |  | 0% | 0% | 0% | 0 | 0 | 0 | 0 | 0 | 0 | 0 | 0 | 0% | 0 | 0 | 0% | Normal | 0% | 0 | 0 | 0 | [17 empty] | Commercial_Grocery_Existing_Food Preparation_Food Prep Other_
Commercial_Grocery_Existing_Miscellaneous_Natural Gas_Pool Heater_E1 | Commercial | Grocery | Existing | Miscellaneous | Natural Gas | Pool Heater | E1 | Standard (EF .78) | 100% | 0% | 0% | 0.013077 | 0 | 0 | 0 | 4 | 8 | 2019 | 2051 | 100% | 0 | 0 | 0% | Normal | 0% | 0.010152 | 0 | 0 | 1 unit | 20000 | 0 | 6.7772e-07 | 14980 | 18052 | 0 | 0 | 0 | 2014 | 1.0689 | DOE Commercial R&D 2016 - Table 7-6 | DOE Commercial R&D 2016 - Table 7-7 | DOE Commercial R&D 2016 - Table 7-8 | 1 | unit | 6.7772e-07 | Commercial_Grocery_Existing_Miscellaneous_Pool Heater_Standard (EF .78)
Commercial_Grocery_Existing_Miscellaneous_Natural Gas_Pool Heater_E2 | Commercial | Grocery | Existing | Miscellaneous | Natural Gas | Pool Heater | E2 | Condensing (EF .90) | 85% | 0% | 0% | 0.021412 | 0 | 0 | 0 | 4 | 8 | 2019 | 2051 | 100% | 0 | 0 | 0% | Normal | 0% | 0.0086294 | 0 | 0 | 1 unit | 20000 | 0 | 6.7772e-07 | 12733 | 29558 | 0 | 0 | 0 | 2014 | 1.0689 | DOE Commercial R&D 2016 - Table 7-6 | DOE Commercial R&D 2016 - Table 7-7 | DOE Commercial R&D 2016 - Table 7-9 | 1 | unit | 6.7772e-07 | Commercial_Grocery_Existing_Miscellaneous_Pool Heater_Condensing (EF .90)
Commercial_Grocery_Existing_Miscellaneous_Natural Gas_Pool Heater_E3 | Commercial | Grocery | Existing | Miscellaneous | Natural Gas | Pool Heater | E3 |  | 0% | 0% | 0% | 0 | 0 | 0 | 0 | 0 | 0 | 0 | 0 | 0% | 0 | 0 | 0% | Normal | 0% | 0 | 0 | 0 | [17 empty] | Commercial_Grocery_Existing_Miscellaneous_Pool Heater_
Commercial_Grocery_Existing_Miscellaneous_Natural Gas_Pool Heater_E4 | Commercial | Grocery | Existing | Miscellaneous | Natural Gas | Pool Heater | E4 |  | 0% | 0% | 0% | 0 | 0 | 0 | 0 | 0 | 0 | 0 | 0 | 0% | 0 | 0 | 0% | Normal | 0% | 0 | 0 | 0 | [17 empty] | Commercial_Grocery_Existing_Miscellaneous_Pool Heater_
Commercial_Grocery_Existing_Miscellaneous_Natural Gas_Pool Heater_E5 | Commercial | Grocery | Existing | Miscellaneous | Natural Gas | Pool Heater | E5 |  | 0% | 0% | 0% | 0 | 0 | 0 | 0 | 0 | 0 | 0 | 0 | 0% | 0 | 0 | 0% | Normal | 0% | 0 | 0 | 0 | [17 empty] | Commercial_Grocery_Existing_Miscellaneous_Pool Heater_
Commercial_Grocery_Existing_Miscellaneous_Natural Gas_Pool Heater_E6 | Commercial | Grocery | Existing | Miscellaneous | Natural Gas | Pool Heater | E6 |  | 0% | 0% | 0% | 0 | 0 | 0 | 0 | 0 | 0 | 0 | 0 | 0% | 0 | 0 | 0% | Normal | 0% | 0 | 0 | 0 | [17 empty] | Commercial_Grocery_Existing_Miscellaneous_Pool Heater_
Commercial_Grocery_Existing_Miscellaneous_Natural Gas_Pool Heater_E7 | Commercial | Grocery | Existing | Miscellaneous | Natural Gas | Pool Heater | E7 |  | 0% | 0% | 0% | 0 | 0 | 0 | 0 | 0 | 0 | 0 | 0 | 0% | 0 | 0 | 0% | Normal | 0% | 0 | 0 | 0 | [17 empty] | Commercial_Grocery_Existing_Miscellaneous_Pool Heater_
Commercial_Grocery_Existing_Miscellaneous_Natural Gas_Pool Heater_E8 | Commercial | Grocery | Existing | Miscellaneous | Natural Gas | Pool Heater | E8 |  | 0% | 0% | 0% | 0 | 0 | 0 | 0 | 0 | 0 | 0 | 0 | 0% | 0 | 0 | 0% | Normal | 0% | 0 | 0 | 0 | [17 empty] | Commercial_Grocery_Existing_Miscellaneous_Pool Heater_
Commercial_Grocery_Existing_Miscellaneous_Natural Gas_Pool Heater_E9 | Commercial | Grocery | Existing | Miscellaneous | Natural Gas | Pool Heater | E9 |  | 0% | 0% | 0% | 0 | 0 | 0 | 0 | 0 | 0 | 0 | 0 | 0% | 0 | 0 | 0% | Normal | 0% | 0 | 0 | 0 | [17 empty] | Commercial_Grocery_Existing_Miscellaneous_Pool Heater_
Commercial_Grocery_Existing_Miscellaneous_Natural Gas_Pool Heater_E10 | Commercial | Grocery | Existing | Miscellaneous | Natural Gas | Pool Heater | E10 |  | 0% | 0% | 0% | 0 | 0 | 0 | 0 | 0 | 0 | 0 | 0 | 0% | 0 | 0 | 0% | Normal | 0% | 0 | 0 | 0 | [17 empty] | Commercial_Grocery_Existing_Miscellaneous_Pool Heater_
Commercial_Grocery_Existing_Miscellaneous_Natural Gas_Miscellaneous_E1 | Commercial | Grocery | Existing | Miscellaneous | Natural Gas | Miscellaneous | E1 | Miscellaneous | 100% | 0% | 0% | 0.0031648 | 0 | 0 | 0 | 2 | 8 | 2019 | 2051 | 100% | 0 | 0 | 0% | Normal | 0% | 0.0030471 | 0 | 0 | 1 unit | 20000 | 0 | 0.0030471 | 1 | 1 | 0 | 0 | 0 | 2016 | 1.0386 | N/A | N/A | N/A | 1 | unit | 0.0030471 | Commercial_Grocery_Existing_Miscellaneous_Miscellaneous_Miscellaneous
Commercial_Grocery_Existing_Miscellaneous_Natural Gas_Miscellaneous_E2 | Commercial | Grocery | Existing | Miscellaneous | Natural Gas | Miscellaneous | E2 |  | 0% | 0% | 0% | 0 | 0 | 0 | 0 | 0 | 0 | 0 | 0 | 0% | 0 | 0 | 0% | Normal | 0% | 0 | 0 | 0 | [17 empty] | Commercial_Grocery_Existing_Miscellaneous_Miscellaneous_
Commercial_Grocery_Existing_Miscellaneous_Natural Gas_Miscellaneous_E3 | Commercial | Grocery | Existing | Miscellaneous | Natural Gas | Miscellaneous | E3 |  | 0% | 0% | 0% | 0 | 0 | 0 | 0 | 0 | 0 | 0 | 0 | 0% | 0 | 0 | 0% | Normal | 0% | 0 | 0 | 0 | [17 empty] | Commercial_Grocery_Existing_Miscellaneous_Miscellaneous_
Commercial_Grocery_Existing_Miscellaneous_Natural Gas_Miscellaneous_E4 | Commercial | Grocery | Existing | Miscellaneous | Natural Gas | Miscellaneous | E4 |  | 0% | 0% | 0% | 0 | 0 | 0 | 0 | 0 | 0 | 0 | 0 | 0% | 0 | 0 | 0% | Normal | 0% | 0 | 0 | 0 | [17 empty] | Commercial_Grocery_Existing_Miscellaneous_Miscellaneous_
Commercial_Grocery_Existing_Miscellaneous_Natural Gas_Miscellaneous_E5 | Commercial | Grocery | Existing | Miscellaneous | Natural Gas | Miscellaneous | E5 |  | 0% | 0% | 0% | 0 | 0 | 0 | 0 | 0 | 0 | 0 | 0 | 0% | 0 | 0 | 0% | Normal | 0% | 0 | 0 | 0 | [17 empty] | Commercial_Grocery_Existing_Miscellaneous_Miscellaneous_
Commercial_Grocery_Existing_Miscellaneous_Natural Gas_Miscellaneous_E6 | Commercial | Grocery | Existing | Miscellaneous | Natural Gas | Miscellaneous | E6 |  | 0% | 0% | 0% | 0 | 0 | 0 | 0 | 0 | 0 | 0 | 0 | 0% | 0 | 0 | 0% | Normal | 0% | 0 | 0 | 0 | [17 empty] | Commercial_Grocery_Existing_Miscellaneous_Miscellaneous_
Commercial_Grocery_Existing_Miscellaneous_Natural Gas_Miscellaneous_E7 | Commercial | Grocery | Existing | Miscellaneous | Natural Gas | Miscellaneous | E7 |  | 0% | 0% | 0% | 0 | 0 | 0 | 0 | 0 | 0 | 0 | 0 | 0% | 0 | 0 | 0% | Normal | 0% | 0 | 0 | 0 | [17 empty] | Commercial_Grocery_Existing_Miscellaneous_Miscellaneous_
Commercial_Grocery_Existing_Miscellaneous_Natural Gas_Miscellaneous_E8 | Commercial | Grocery | Existing | Miscellaneous | Natural Gas | Miscellaneous | E8 |  | 0% | 0% | 0% | 0 | 0 | 0 | 0 | 0 | 0 | 0 | 0 | 0% | 0 | 0 | 0% | Normal | 0% | 0 | 0 | 0 | [17 empty] | Commercial_Grocery_Existing_Miscellaneous_Miscellaneous_
Commercial_Grocery_Existing_Miscellaneous_Natural Gas_Miscellaneous_E9 | Commercial | Grocery | Existing | Miscellaneous | Natural Gas | Miscellaneous | E9 |  | 0% | 0% | 0% | 0 | 0 | 0 | 0 | 0 | 0 | 0 | 0 | 0% | 0 | 0 | 0% | Normal | 0% | 0 | 0 | 0 | [17 empty] | Commercial_Grocery_Existing_Miscellaneous_Miscellaneous_
Commercial_Grocery_Existing_Miscellaneous_Natural Gas_Miscellaneous_E10 | Commercial | Grocery | Existing | Miscellaneous | Natural Gas | Miscellaneous | E10 |  | 0% | 0% | 0% | 0 | 0 | 0 | 0 | 0 | 0 | 0 | 0 | 0% | 0 | 0 | 0% | Normal | 0% | 0 | 0 | 0 | [17 empty] | Commercial_Grocery_Existing_Miscellaneous_Miscellaneous_
Commercial_Grocery_New_Space Heating_Natural Gas_Furnace_E1 | Commercial | Grocery | New | Space Heating | Natural Gas | Furnace | E1 | AFUE 80% (Standard) | 100% | 0% | 0% | 0.10657 | 0.11164 | 0.017254 | 0 | 17 | 29 | 2019 | 2051 | 25% | 0 | 0 | 0% | Normal | 0% | 0.16674 | 0 | 0 | 400 kBtu/hr | 35000 | 0 | 0.0001 | 4.1686 | 1050 | 1100 | 170 | 0 | 2018 | 1.0149 | EIA 2018 Tech Forecast | EIA 2018 Tech Forecast | AEG BEST | 400 | kBtu/hr | 0.04 | Commercial_Grocery_New_Space Heating_Furnace_AFUE 80% (Standard)
Commercial_Grocery_New_Space Heating_Natural Gas_Furnace_E2 | Commercial | Grocery | New | Space Heating | Natural Gas | Furnace | E2 | AFUE 90% | 88.89% | 0% | 0% | 0.17761 | 0.13194 | 0.017761 | 0 | 17 | 29 | 2019 | 2051 | 25% | 0 | 0 | 0% | Normal | 0% | 0.14822 | 0 | 0 | 400 kBtu/hr | 35000 | 0 | 0.0001 | 3.7054 | 1750 | 1300 | 175 | 0 | 2018 | 1.0149 | EIA 2018 Tech Forecast | EIA 2018 Tech Forecast | AEG BEST | 400 | kBtu/hr | 0.04 | Commercial_Grocery_New_Space Heating_Furnace_AFUE 90%
Commercial_Grocery_New_Space Heating_Natural Gas_Furnace_E3 | Commercial | Grocery | New | Space Heating | Natural Gas | Furnace | E3 | AFUE 96% | 83.33% | 0% | 0% | 0.24865 | 0.15224 | 0.018268 | 0 | 17 | 29 | 2019 | 2051 | 25% | 0 | 0 | 0% | Normal | 0% | 0.13895 | 0 | 0 | 400 kBtu/hr | 35000 | 0 | 0.0001 | 3.4738 | 2450 | 1500 | 180 | 0 | 2018 | 1.0149 | EIA 2018 Tech Forecast | EIA 2018 Tech Forecast | AEG BEST | 400 | kBtu/hr | 0.04 | Commercial_Grocery_New_Space Heating_Furnace_AFUE 96%
Commercial_Grocery_New_Space Heating_Natural Gas_Furnace_E4 | Commercial | Grocery | New | Space Heating | Natural Gas | Furnace | E4 | Convert to NG Air Source Heat Pump | 83.33% | 0% | 0% | 8.1351 | 0.11164 | 0.15284 | 0 | 10 | 20 | 2019 | 2051 | 100% | 0 | 0 | 0% | Normal | 0% | 0.13895 | 0 | 0 | 400 kBtu/hr | 35000 | 0 | 0.0001 | 3.4737 | 79158.3766 | 1086.3161 | 1487.218 | 0 | 2017 | 1.0277 | AEO 2021 - gas_eng-driven_RTHP-heat 2017 typical | AEO 2021 - gas_eng-driven_RTHP-heat 2017 typical | HP_GAS-Heating-AEO17-1 | 400 | kBtu/hr | 0.04 | Commercial_Grocery_New_Space Heating_Furnace_Convert to NG Air Source Heat Pump
Commercial_Grocery_New_Space Heating_Natural Gas_Furnace_E5 | Commercial | Grocery | New | Space Heating | Natural Gas | Furnace | E5 |  | 0% | 0% | 0% | 0 | 0 | 0 | 0 | 0 | 0 | 0 | 0 | 0% | 0 | 0 | 0% | Normal | 0% | 0 | 0 | 0 | [17 empty] | Commercial_Grocery_New_Space Heating_Furnace_
Commercial_Grocery_New_Space Heating_Natural Gas_Furnace_E6 | Commercial | Grocery | New | Space Heating | Natural Gas | Furnace | E6 |  | 0% | 0% | 0% | 0 | 0 | 0 | 0 | 0 | 0 | 0 | 0 | 0% | 0 | 0 | 0% | Normal | 0% | 0 | 0 | 0 | [17 empty] | Commercial_Grocery_New_Space Heating_Furnace_
Commercial_Grocery_New_Space Heating_Natural Gas_Furnace_E7 | Commercial | Grocery | New | Space Heating | Natural Gas | Furnace | E7 |  | 0% | 0% | 0% | 0 | 0 | 0 | 0 | 0 | 0 | 0 | 0 | 0% | 0 | 0 | 0% | Normal | 0% | 0 | 0 | 0 | [17 empty] | Commercial_Grocery_New_Space Heating_Furnace_
Commercial_Grocery_New_Space Heating_Natural Gas_Furnace_E8 | Commercial | Grocery | New | Space Heating | Natural Gas | Furnace | E8 |  | 0% | 0% | 0% | 0 | 0 | 0 | 0 | 0 | 0 | 0 | 0 | 0% | 0 | 0 | 0% | Normal | 0% | 0 | 0 | 0 | [17 empty] | Commercial_Grocery_New_Space Heating_Furnace_
Commercial_Grocery_New_Space Heating_Natural Gas_Furnace_E9 | Commercial | Grocery | New | Space Heating | Natural Gas | Furnace | E9 |  | 0% | 0% | 0% | 0 | 0 | 0 | 0 | 0 | 0 | 0 | 0 | 0% | 0 | 0 | 0% | Normal | 0% | 0 | 0 | 0 | [17 empty] | Commercial_Grocery_New_Space Heating_Furnace_
Commercial_Grocery_New_Space Heating_Natural Gas_Furnace_E10 | Commercial | Grocery | New | Space Heating | Natural Gas | Furnace | E10 |  | 0% | 0% | 0% | 0 | 0 | 0 | 0 | 0 | 0 | 0 | 0 | 0% | 0 | 0 | 0% | Normal | 0% | 0 | 0 | 0 | [17 empty] | Commercial_Grocery_New_Space Heating_Furnace_
Commercial_Grocery_New_Space Heating_Natural Gas_Boiler_E1 | Commercial | Grocery | New | Space Heating | Natural Gas | Boiler | E1 | AFUE 80% (Standard) | 100% | 0% | 0% | 0.84238 | 0.46686 | 0.091342 | 0 | 20 | 30 | 2019 | 2051 | 100% | 0 | 0 | 0% | Normal | 0% | 0.70201 | 0 | 0 | 800 kBtu/hr | 35000 | 0 | 5e-05 | 15.8278 | 16600 | 9200 | 1800 | 0 | 2018 | 1.0149 | EIA 2018 Tech Forecast | EIA 2018 Tech Forecast | GBLR-Heating-EIA14-2014 Ref. Case-2 | 800 | kBtu/hr | 0.04 | Commercial_Grocery_New_Space Heating_Boiler_AFUE 80% (Standard)
Commercial_Grocery_New_Space Heating_Natural Gas_Boiler_E2 | Commercial | Grocery | New | Space Heating | Natural Gas | Boiler | E2 | AFUE 85% | 94.12% | 0% | 0% | 1.1519 | 0.49477 | 0.091342 | 0 | 20 | 30 | 2019 | 2051 | 100% | 0 | 0 | 0% | Normal | 0% | 0.66072 | 0 | 0 | 800 kBtu/hr | 35000 | 0 | 5e-05 | 14.8968 | 22700 | 9750 | 1800 | 0 | 2018 | 1.0149 | EIA 2018 Tech Forecast | EIA 2018 Tech Forecast | GBLR-Heating-EIA14-2014 Ref. Case-5 | 800 | kBtu/hr | 0.04 | Commercial_Grocery_New_Space Heating_Boiler_AFUE 85%
Commercial_Grocery_New_Space Heating_Natural Gas_Boiler_E3 | Commercial | Grocery | New | Space Heating | Natural Gas | Boiler | E3 | AFUE 97% | 82.47% | 0% | 0% | 1.8645 | 0.45992 | 0.091342 | 0 | 20 | 30 | 2019 | 2051 | 100% | 0 | 0 | 0% | Normal | 0% | 0.57898 | 0 | 0 | 800 kBtu/hr | 35000 | 0 | 5e-05 | 13.0539 | 36742.4242 | 9063.1313 | 1800 | 0 | 2018 | 1.0149 | EIA 2018 Tech Forecast | EIA 2018 Tech Forecast | GBLR-Heating-EIA14-2014 Ref. Case-6 | 800 | kBtu/hr | 0.04 | Commercial_Grocery_New_Space Heating_Boiler_AFUE 97%
Commercial_Grocery_New_Space Heating_Natural Gas_Boiler_E4 | Commercial | Grocery | New | Space Heating | Natural Gas | Boiler | E4 | Convert to NG Air Source Heat Pump | 61.54% | 0% | 0% | 8.1351 | 0.46686 | 0.15284 | 0 | 10 | 20 | 2019 | 2051 | 100% | 0 | 0 | 0% | Normal | 0% | 0.43201 | 0 | 0 | 800 kBtu/hr | 35000 | 0 | 5e-05 | 9.7402 | 158316.7533 | 9085.5528 | 2974.436 | 0 | 2017 | 1.0277 | AEO 2021 - gas_eng-driven_RTHP-heat 2017 typical | AEO 2021 - gas_eng-driven_RTHP-heat 2017 typical | HP_GAS-Heating-AEO17-1 | 800 | kBtu/hr | 0.04 | Commercial_Grocery_New_Space Heating_Boiler_Convert to NG Air Source Heat Pump
Commercial_Grocery_New_Space Heating_Natural Gas_Boiler_E5 | Commercial | Grocery | New | Space Heating | Natural Gas | Boiler | E5 |  | 0% | 0% | 0% | 0 | 0 | 0 | 0 | 0 | 0 | 0 | 0 | 0% | 0 | 0 | 0% | Normal | 0% | 0 | 0 | 0 | [17 empty] | Commercial_Grocery_New_Space Heating_Boiler_
Commercial_Grocery_New_Space Heating_Natural Gas_Boiler_E6 | Commercial | Grocery | New | Space Heating | Natural Gas | Boiler | E6 |  | 0% | 0% | 0% | 0 | 0 | 0 | 0 | 0 | 0 | 0 | 0 | 0% | 0 | 0 | 0% | Normal | 0% | 0 | 0 | 0 | [17 empty] | Commercial_Grocery_New_Space Heating_Boiler_
Commercial_Grocery_New_Space Heating_Natural Gas_Boiler_E7 | Commercial | Grocery | New | Space Heating | Natural Gas | Boiler | E7 |  | 0% | 0% | 0% | 0 | 0 | 0 | 0 | 0 | 0 | 0 | 0 | 0% | 0 | 0 | 0% | Normal | 0% | 0 | 0 | 0 | [17 empty] | Commercial_Grocery_New_Space Heating_Boiler_
Commercial_Grocery_New_Space Heating_Natural Gas_Boiler_E8 | Commercial | Grocery | New | Space Heating | Natural Gas | Boiler | E8 |  | 0% | 0% | 0% | 0 | 0 | 0 | 0 | 0 | 0 | 0 | 0 | 0% | 0 | 0 | 0% | Normal | 0% | 0 | 0 | 0 | [17 empty] | Commercial_Grocery_New_Space Heating_Boiler_
Commercial_Grocery_New_Space Heating_Natural Gas_Boiler_E9 | Commercial | Grocery | New | Space Heating | Natural Gas | Boiler | E9 |  | 0% | 0% | 0% | 0 | 0 | 0 | 0 | 0 | 0 | 0 | 0 | 0% | 0 | 0 | 0% | Normal | 0% | 0 | 0 | 0 | [17 empty] | Commercial_Grocery_New_Space Heating_Boiler_
Commercial_Grocery_New_Space Heating_Natural Gas_Boiler_E10 | Commercial | Grocery | New | Space Heating | Natural Gas | Boiler | E10 |  | 0% | 0% | 0% | 0 | 0 | 0 | 0 | 0 | 0 | 0 | 0 | 0% | 0 | 0 | 0% | Normal | 0% | 0 | 0 | 0 | [17 empty] | Commercial_Grocery_New_Space Heating_Boiler_
Commercial_Grocery_New_Space Heating_Natural Gas_Unit Heater_E1 | Commercial | Grocery | New | Space Heating | Natural Gas | Unit Heater | E1 | Standard | 100% | 0% | 0% | 0.070467 | 0 | 0 | 0 | 10 | 14 | 2019 | 2051 | 100% | 0 | 0 | 0% | Normal | 0% | 0.095281 | 0 | 0 | 125 kBtu/Hr | 35000 | 0 | 3.2735e-07 | 2328.572 | 1753.7127 | 0 | 0 | 0 | 2020 | 0.98199 | IL TRM - 4.4.12 - CI-HVC-IRHT-V02-210101 | AEG Market Research | IL TRM - 4.4.12 - CI-HVC-IRHT-V02-210101 w/ CNGC Sizing | 125 | kBtu/Hr | 4.0918e-05 | Commercial_Grocery_New_Space Heating_Unit Heater_Standard
Commercial_Grocery_New_Space Heating_Natural Gas_Unit Heater_E2 | Commercial | Grocery | New | Space Heating | Natural Gas | Unit Heater | E2 | Condensing | 95.24% | 0% | 0% | 0.11282 | 0 | 0 | 0 | 10 | 14 | 2019 | 2051 | 100% | 0 | 0 | 0% | Normal | 0% | 0.090746 | 0 | 0 | 125 kBtu/Hr | 35000 | 0 | 3.2735e-07 | 2217.7386 | 2807.7404 | 0 | 0 | 0 | 2020 | 0.98199 | IL TRM - 4.4.5 - CI-HVC-CUHT-V01-190101 | ETO Measure Input Sheet - Com - Condensing Unit Heater GAS SPHT | IL TRM - 4.4.5 - CI-HVC-CUHT-V01-190101 w/ CNGC Sizing | 125 | kBtu/Hr | 4.0918e-05 | Commercial_Grocery_New_Space Heating_Unit Heater_Condensing
Commercial_Grocery_New_Space Heating_Natural Gas_Unit Heater_E3 | Commercial | Grocery | New | Space Heating | Natural Gas | Unit Heater | E3 | Infrared Radiant | 85% | 0% | 0% | 0.098312 | 0 | 0 | 0 | 11 | 19 | 2019 | 2051 | 100% | 0 | 0 | 0% | Normal | 0% | 0.080989 | 0 | 0 | 125 kBtu/Hr | 35000 | 0 | 3.2735e-07 | 1979.2862 | 2446.6992 | 0 | 0 | 0 | 2020 | 0.98199 | IL TRM - 4.4.12 - CI-HVC-IRHT-V02-210101 | AEG Market Research | IL TRM - 4.4.12 - CI-HVC-IRHT-V02-210101 w/ CNGC Sizing | 125 | kBtu/Hr | 4.0918e-05 | Commercial_Grocery_New_Space Heating_Unit Heater_Infrared Radiant
Commercial_Grocery_New_Space Heating_Natural Gas_Unit Heater_E4 | Commercial | Grocery | New | Space Heating | Natural Gas | Unit Heater | E4 |  | 0% | 0% | 0% | 0 | 0 | 0 | 0 | 0 | 0 | 0 | 0 | 0% | 0 | 0 | 0% | Normal | 0% | 0 | 0 | 0 | [17 empty] | Commercial_Grocery_New_Space Heating_Unit Heater_
Commercial_Grocery_New_Space Heating_Natural Gas_Unit Heater_E5 | Commercial | Grocery | New | Space Heating | Natural Gas | Unit Heater | E5 |  | 0% | 0% | 0% | 0 | 0 | 0 | 0 | 0 | 0 | 0 | 0 | 0% | 0 | 0 | 0% | Normal | 0% | 0 | 0 | 0 | [17 empty] | Commercial_Grocery_New_Space Heating_Unit Heater_
Commercial_Grocery_New_Space Heating_Natural Gas_Unit Heater_E6 | Commercial | Grocery | New | Space Heating | Natural Gas | Unit Heater | E6 |  | 0% | 0% | 0% | 0 | 0 | 0 | 0 | 0 | 0 | 0 | 0 | 0% | 0 | 0 | 0% | Normal | 0% | 0 | 0 | 0 | [17 empty] | Commercial_Grocery_New_Space Heating_Unit Heater_
Commercial_Grocery_New_Space Heating_Natural Gas_Unit Heater_E7 | Commercial | Grocery | New | Space Heating | Natural Gas | Unit Heater | E7 |  | 0% | 0% | 0% | 0 | 0 | 0 | 0 | 0 | 0 | 0 | 0 | 0% | 0 | 0 | 0% | Normal | 0% | 0 | 0 | 0 | [17 empty] | Commercial_Grocery_New_Space Heating_Unit Heater_
Commercial_Grocery_New_Space Heating_Natural Gas_Unit Heater_E8 | Commercial | Grocery | New | Space Heating | Natural Gas | Unit Heater | E8 |  | 0% | 0% | 0% | 0 | 0 | 0 | 0 | 0 | 0 | 0 | 0 | 0% | 0 | 0 | 0% | Normal | 0% | 0 | 0 | 0 | [17 empty] | Commercial_Grocery_New_Space Heating_Unit Heater_
Commercial_Grocery_New_Space Heating_Natural Gas_Unit Heater_E9 | Commercial | Grocery | New | Space Heating | Natural Gas | Unit Heater | E9 |  | 0% | 0% | 0% | 0 | 0 | 0 | 0 | 0 | 0 | 0 | 0 | 0% | 0 | 0 | 0% | Normal | 0% | 0 | 0 | 0 | [17 empty] | Commercial_Grocery_New_Space Heating_Unit Heater_
Commercial_Grocery_New_Space Heating_Natural Gas_Unit Heater_E10 | Commercial | Grocery | New | Space Heating | Natural Gas | Unit Heater | E10 |  | 0% | 0% | 0% | 0 | 0 | 0 | 0 | 0 | 0 | 0 | 0 | 0% | 0 | 0 | 0% | Normal | 0% | 0 | 0 | 0 | [17 empty] | Commercial_Grocery_New_Space Heating_Unit Heater_
Commercial_Grocery_New_Water Heating_Natural Gas_Water Heater_E1 | Commercial | Grocery | New | Water Heating | Natural Gas | Water Heater | E1 | TE 80% | 100% | 0% | 0% | 0.16438 | 0 | 0.010532 | 0 | 8 | 12 | 2019 | 2051 | 100% | 0 | 0 | 0% | Normal | 0% | 0.30391 | 0 | 0 | 1 kBtu/hr | 35000 | 0 | 0.0061002 | 49.2044 | 26.22 | 0 | 1.68 | 0 | 2017 | 1.0277 | AEO 2021 - gas_water_heater 2017 standard | AEO 2021 - gas_water_heater 2017 standard | DHW_WH-Water Heating-PG&E-R7-14 | 1 | kBtu/hr | 0.0061002 | Commercial_Grocery_New_Water Heating_Water Heater_TE 80%
Commercial_Grocery_New_Water Heating_Natural Gas_Water Heater_E2 | Commercial | Grocery | New | Water Heating | Natural Gas | Water Heater | E2 | TE 81% | 98.77% | 0% | 0% | 0.16431 | 0 | 0.010532 | 0 | 8 | 12 | 2019 | 2051 | 100% | 0 | 0 | 0% | Normal | 0% | 0.30016 | 0 | 0 | 1 kBtu/hr | 35000 | 0 | 0.0061002 | 48.5969 | 26.21 | 0 | 1.68 | 0 | 2017 | 1.0277 | AEO 2021 - gas_water_heater 2017 typical | AEO 2021 - gas_water_heater 2017 typical | DHW_WH-Water Heating-PG&E-R7-14 | 1 | kBtu/hr | 0.0061002 | Commercial_Grocery_New_Water Heating_Water Heater_TE 81%
Commercial_Grocery_New_Water Heating_Natural Gas_Water Heater_E3 | Commercial | Grocery | New | Water Heating | Natural Gas | Water Heater | E3 | TE 88% | 90.91% | 0% | 0% | 0.174 | 0 | 0.0098112 | 0 | 8 | 12 | 2019 | 2051 | 100% | 0 | 0 | 0% | Normal | 0% | 0.27628 | 0 | 0 | 1 kBtu/hr | 35000 | 0 | 0.0061002 | 44.7313 | 27.755 | 0 | 1.565 | 0 | 2017 | 1.0277 | AEO 2021 - gas_water_heater 2017 ENERGY STAR | AEO 2021 - gas_water_heater 2017 ENERGY STAR | DHW_WH-Water Heating-PG&E-R7-14 | 1 | kBtu/hr | 0.0061002 | Commercial_Grocery_New_Water Heating_Water Heater_TE 88%
Commercial_Grocery_New_Water Heating_Natural Gas_Water Heater_E4 | Commercial | Grocery | New | Water Heating | Natural Gas | Water Heater | E4 | TE 94% | 85.11% | 0% | 0% | 0.18369 | 0 | 0.0090903 | 0 | 8 | 12 | 2019 | 2051 | 100% | 0 | 0 | 0% | Normal | 0% | 0.25864 | 0 | 0 | 1 kBtu/hr | 35000 | 0 | 0.0061002 | 41.8761 | 29.3 | 0 | 1.45 | 0 | 2017 | 1.0277 | AEO 2021 - gas_water_heater 2017 ENERGY STAR | AEO 2021 - gas_water_heater 2017 ENERGY STAR | DHW_WH-Water Heating-PG&E-R7-14 | 1 | kBtu/hr | 0.0061002 | Commercial_Grocery_New_Water Heating_Water Heater_TE 94%
Commercial_Grocery_New_Water Heating_Natural Gas_Water Heater_E5 | Commercial | Grocery | New | Water Heating | Natural Gas | Water Heater | E5 | TE 96% | 83.33% | 0% | 0% | 0.18759 | 0 | 0.0092837 | 0 | 8 | 12 | 2019 | 2051 | 100% | 0 | 0 | 0% | Normal | 0% | 0.25326 | 0 | 0 | 1 kBtu/hr | 35000 | 0 | 0.0061002 | 41.0037 | 29.9234 | 0 | 1.4809 | 0 | 2017 | 1.0277 | AEO 2021 - gas_water_heater 2017 ENERGY STAR | AEO 2021 - gas_water_heater 2017 ENERGY STAR | DHW_WH-Water Heating-PG&E-R7-14 | 1 | kBtu/hr | 0.0061002 | Commercial_Grocery_New_Water Heating_Water Heater_TE 96%
Commercial_Grocery_New_Water Heating_Natural Gas_Water Heater_E6 | Commercial | Grocery | New | Water Heating | Natural Gas | Water Heater | E6 | Tankless | 81.63% | 0% | 0% | 0.20289 | 0 | 0.0021251 | 0 | 8 | 12 | 2019 | 2051 | 100% | 0 | 0 | 0% | Normal | 0% | 0.24809 | 0 | 0 | 1 kBtu/hr | 35000 | 0 | 0.0061002 | 40.1668 | 32.3633 | 0 | 0.33898 | 0 | 2017 | 1.0277 | EIA Ref. Case 2018 - Gas Tankless High Eff. | EIA Ref. Case 2018 - Gas Tankless High Eff. | DHW_WH-Water Heating-NMTRM-2016-7 | 1 | kBtu/hr | 0.0061002 | Commercial_Grocery_New_Water Heating_Water Heater_Tankless
Commercial_Grocery_New_Water Heating_Natural Gas_Water Heater_E7 | Commercial | Grocery | New | Water Heating | Natural Gas | Water Heater | E7 | Gas-Fired Absorption HPWH | 75.47% | 0% | 0% | 0.33778 | 0 | 0 | 0 | 10 | 16 | 2019 | 2051 | 100% | 0 | 0 | 0% | Normal | 0% | 0.22936 | 0 | 0 | 1 kBtu/hr | 35000 | 0 | 0.0061002 | 37.1354 | 56.3879 | 0 | 0 | 0 | 2020 | 0.98199 | DHW_WH-Water Heating-DOE-2014-2 | NEEA Report #E20-309, Robur Heat Pump Field Trial. March 11, 2020. | Engineering Calculation and NEEA Report #E20-309, Robur Heat Pump Field Trial. March 11, 2020. | 1 | kBtu/hr | 0.0061002 | Commercial_Grocery_New_Water Heating_Water Heater_Gas-Fired Absorption HPWH
Commercial_Grocery_New_Water Heating_Natural Gas_Water Heater_E8 | Commercial | Grocery | New | Water Heating | Natural Gas | Water Heater | E8 |  | 0% | 0% | 0% | 0 | 0 | 0 | 0 | 0 | 0 | 0 | 0 | 0% | 0 | 0 | 0% | Normal | 0% | 0 | 0 | 0 | [17 empty] | Commercial_Grocery_New_Water Heating_Water Heater_
Commercial_Grocery_New_Water Heating_Natural Gas_Water Heater_E9 | Commercial | Grocery | New | Water Heating | Natural Gas | Water Heater | E9 |  | 0% | 0% | 0% | 0 | 0 | 0 | 0 | 0 | 0 | 0 | 0 | 0% | 0 | 0 | 0% | Normal | 0% | 0 | 0 | 0 | [17 empty] | Commercial_Grocery_New_Water Heating_Water Heater_
Commercial_Grocery_New_Water Heating_Natural Gas_Water Heater_E10 | Commercial | Grocery | New | Water Heating | Natural Gas | Water Heater | E10 |  | 0% | 0% | 0% | 0 | 0 | 0 | 0 | 0 | 0 | 0 | 0 | 0% | 0 | 0 | 0% | Normal | 0% | 0 | 0 | 0 | [17 empty] | Commercial_Grocery_New_Water Heating_Water Heater_
Commercial_Grocery_New_Food Preparation_Natural Gas_Oven_E1 | Commercial | Grocery | New | Food Preparation | Natural Gas | Oven | E1 | Standard | 100% | 0% | 0% | 0.4695 | 0.0099023 | 0 | 0 | 10 | 14 | 2019 | 2051 | 100% | 0 | 0 | 0% | Normal | 0% | 0.049349 | 0 | 0 | 1 unit | 35000 | 0 | 6.0669e-05 | 813.4143 | 7112 | 150 | 0 | 0 | 2013 | 1.0881 | IL TRM - 4.2.1 - CI-FSE-CBOV-V02-160601 | ETO Measure Input Sheet - Com - Gas Convection Oven | IL TRM - 4.2.1 - CI-FSE-CBOV-V02-160601 | 1 | unit | 6.0669e-05 | Commercial_Grocery_New_Food Preparation_Oven_Standard
Commercial_Grocery_New_Food Preparation_Natural Gas_Oven_E2 | Commercial | Grocery | New | Food Preparation | Natural Gas | Oven | E2 | ENERGY STAR (>44% Baking Efficiency) | 86.89% | 0% | 0% | 0.49511 | 0.0099023 | 0 | 0 | 10 | 14 | 2019 | 2051 | 100% | 0 | 0 | 0% | Normal | 0% | 0.042877 | 0 | 0 | 1 unit | 35000 | 0 | 6.0669e-05 | 706.739 | 7500 | 150 | 0 | 0 | 2013 | 1.0881 | IL TRM - 4.2.1 - CI-FSE-CBOV-V02-160601 | EIA 2018 Tech Forecast | ETO Measure Input Sheet | 1 | unit | 6.0669e-05 | Commercial_Grocery_New_Food Preparation_Oven_ENERGY STAR (>44% Baking Efficiency)
Commercial_Grocery_New_Food Preparation_Natural Gas_Oven_E3 | Commercial | Grocery | New | Food Preparation | Natural Gas | Oven | E3 |  | 0% | 0% | 0% | 0 | 0 | 0 | 0 | 0 | 0 | 0 | 0 | 0% | 0 | 0 | 0% | Normal | 0% | 0 | 0 | 0 | [17 empty] | Commercial_Grocery_New_Food Preparation_Oven_
Commercial_Grocery_New_Food Preparation_Natural Gas_Oven_E4 | Commercial | Grocery | New | Food Preparation | Natural Gas | Oven | E4 |  | 0% | 0% | 0% | 0 | 0 | 0 | 0 | 0 | 0 | 0 | 0 | 0% | 0 | 0 | 0% | Normal | 0% | 0 | 0 | 0 | [17 empty] | Commercial_Grocery_New_Food Preparation_Oven_
Commercial_Grocery_New_Food Preparation_Natural Gas_Oven_E5 | Commercial | Grocery | New | Food Preparation | Natural Gas | Oven | E5 |  | 0% | 0% | 0% | 0 | 0 | 0 | 0 | 0 | 0 | 0 | 0 | 0% | 0 | 0 | 0% | Normal | 0% | 0 | 0 | 0 | [17 empty] | Commercial_Grocery_New_Food Preparation_Oven_
Commercial_Grocery_New_Food Preparation_Natural Gas_Oven_E6 | Commercial | Grocery | New | Food Preparation | Natural Gas | Oven | E6 |  | 0% | 0% | 0% | 0 | 0 | 0 | 0 | 0 | 0 | 0 | 0 | 0% | 0 | 0 | 0% | Normal | 0% | 0 | 0 | 0 | [17 empty] | Commercial_Grocery_New_Food Preparation_Oven_
Commercial_Grocery_New_Food Preparation_Natural Gas_Oven_E7 | Commercial | Grocery | New | Food Preparation | Natural Gas | Oven | E7 |  | 0% | 0% | 0% | 0 | 0 | 0 | 0 | 0 | 0 | 0 | 0 | 0% | 0 | 0 | 0% | Normal | 0% | 0 | 0 | 0 | [17 empty] | Commercial_Grocery_New_Food Preparation_Oven_
Commercial_Grocery_New_Food Preparation_Natural Gas_Oven_E8 | Commercial | Grocery | New | Food Preparation | Natural Gas | Oven | E8 |  | 0% | 0% | 0% | 0 | 0 | 0 | 0 | 0 | 0 | 0 | 0 | 0% | 0 | 0 | 0% | Normal | 0% | 0 | 0 | 0 | [17 empty] | Commercial_Grocery_New_Food Preparation_Oven_
Commercial_Grocery_New_Food Preparation_Natural Gas_Oven_E9 | Commercial | Grocery | New | Food Preparation | Natural Gas | Oven | E9 |  | 0% | 0% | 0% | 0 | 0 | 0 | 0 | 0 | 0 | 0 | 0 | 0% | 0 | 0 | 0% | Normal | 0% | 0 | 0 | 0 | [17 empty] | Commercial_Grocery_New_Food Preparation_Oven_
Commercial_Grocery_New_Food Preparation_Natural Gas_Oven_E10 | Commercial | Grocery | New | Food Preparation | Natural Gas | Oven | E10 |  | 0% | 0% | 0% | 0 | 0 | 0 | 0 | 0 | 0 | 0 | 0 | 0% | 0 | 0 | 0% | Normal | 0% | 0 | 0 | 0 | [17 empty] | Commercial_Grocery_New_Food Preparation_Oven_
Commercial_Grocery_New_Food Preparation_Natural Gas_Conveyor Oven_E1 | Commercial | Grocery | New | Food Preparation | Natural Gas | Conveyor Oven | E1 | Standard | 100% | 0% | 0% | 0.33651 | 0 | 0 | 0 | 15 | 19 | 2019 | 2051 | 100% | 0 | 0 | 0% | Normal | 0% | 0.090747 | 0 | 0 | 1 unit | 35000 | 0 | 3.145e-05 | 2885.475 | 10177 | 0 | 0 | 0 | 2015 | 1.0514 | IL TRM - 4.2.4 - CI-FSE-CVOV-V02-180101 | PGE Workpaper, PGECOFST117 R5, 2015 | MN TRM 3.1 - Gas Conveyor Oven v1.1 | 1 | unit | 3.145e-05 | Commercial_Grocery_New_Food Preparation_Conveyor Oven_Standard
Commercial_Grocery_New_Food Preparation_Natural Gas_Conveyor Oven_E2 | Commercial | Grocery | New | Food Preparation | Natural Gas | Conveyor Oven | E2 | Efficient (>44% Baking Efficiency) | 76.02% | 0% | 0% | 0.41025 | 0 | 0 | 0 | 15 | 19 | 2019 | 2051 | 100% | 0 | 0 | 0% | Normal | 0% | 0.068982 | 0 | 0 | 1 unit | 35000 | 0 | 3.145e-05 | 2193.4093 | 12407 | 0 | 0 | 0 | 2015 | 1.0514 | IL TRM - 4.2.4 - CI-FSE-CVOV-V02-180101 | PGE Workpaper, PGECOFST117 R5, 2015 | MN TRM 3.1 - Gas Conveyor Oven v1.1 | 1 | unit | 3.145e-05 | Commercial_Grocery_New_Food Preparation_Conveyor Oven_Efficient (>44% Baking Efficiency)
Commercial_Grocery_New_Food Preparation_Natural Gas_Conveyor Oven_E3 | Commercial | Grocery | New | Food Preparation | Natural Gas | Conveyor Oven | E3 |  | 0% | 0% | 0% | 0 | 0 | 0 | 0 | 0 | 0 | 0 | 0 | 0% | 0 | 0 | 0% | Normal | 0% | 0 | 0 | 0 | [17 empty] | Commercial_Grocery_New_Food Preparation_Conveyor Oven_
Commercial_Grocery_New_Food Preparation_Natural Gas_Conveyor Oven_E4 | Commercial | Grocery | New | Food Preparation | Natural Gas | Conveyor Oven | E4 |  | 0% | 0% | 0% | 0 | 0 | 0 | 0 | 0 | 0 | 0 | 0 | 0% | 0 | 0 | 0% | Normal | 0% | 0 | 0 | 0 | [17 empty] | Commercial_Grocery_New_Food Preparation_Conveyor Oven_
Commercial_Grocery_New_Food Preparation_Natural Gas_Conveyor Oven_E5 | Commercial | Grocery | New | Food Preparation | Natural Gas | Conveyor Oven | E5 |  | 0% | 0% | 0% | 0 | 0 | 0 | 0 | 0 | 0 | 0 | 0 | 0% | 0 | 0 | 0% | Normal | 0% | 0 | 0 | 0 | [17 empty] | Commercial_Grocery_New_Food Preparation_Conveyor Oven_
Commercial_Grocery_New_Food Preparation_Natural Gas_Conveyor Oven_E6 | Commercial | Grocery | New | Food Preparation | Natural Gas | Conveyor Oven | E6 |  | 0% | 0% | 0% | 0 | 0 | 0 | 0 | 0 | 0 | 0 | 0 | 0% | 0 | 0 | 0% | Normal | 0% | 0 | 0 | 0 | [17 empty] | Commercial_Grocery_New_Food Preparation_Conveyor Oven_
Commercial_Grocery_New_Food Preparation_Natural Gas_Conveyor Oven_E7 | Commercial | Grocery | New | Food Preparation | Natural Gas | Conveyor Oven | E7 |  | 0% | 0% | 0% | 0 | 0 | 0 | 0 | 0 | 0 | 0 | 0 | 0% | 0 | 0 | 0% | Normal | 0% | 0 | 0 | 0 | [17 empty] | Commercial_Grocery_New_Food Preparation_Conveyor Oven_
Commercial_Grocery_New_Food Preparation_Natural Gas_Conveyor Oven_E8 | Commercial | Grocery | New | Food Preparation | Natural Gas | Conveyor Oven | E8 |  | 0% | 0% | 0% | 0 | 0 | 0 | 0 | 0 | 0 | 0 | 0 | 0% | 0 | 0 | 0% | Normal | 0% | 0 | 0 | 0 | [17 empty] | Commercial_Grocery_New_Food Preparation_Conveyor Oven_
Commercial_Grocery_New_Food Preparation_Natural Gas_Conveyor Oven_E9 | Commercial | Grocery | New | Food Preparation | Natural Gas | Conveyor Oven | E9 |  | 0% | 0% | 0% | 0 | 0 | 0 | 0 | 0 | 0 | 0 | 0 | 0% | 0 | 0 | 0% | Normal | 0% | 0 | 0 | 0 | [17 empty] | Commercial_Grocery_New_Food Preparation_Conveyor Oven_
Commercial_Grocery_New_Food Preparation_Natural Gas_Conveyor Oven_E10 | Commercial | Grocery | New | Food Preparation | Natural Gas | Conveyor Oven | E10 |  | 0% | 0% | 0% | 0 | 0 | 0 | 0 | 0 | 0 | 0 | 0 | 0% | 0 | 0 | 0% | Normal | 0% | 0 | 0 | 0 | [17 empty] | Commercial_Grocery_New_Food Preparation_Conveyor Oven_
Commercial_Grocery_New_Food Preparation_Natural Gas_Double Rack Oven_E1 | Commercial | Grocery | New | Food Preparation | Natural Gas | Double Rack Oven | E1 | Standard | 100% | 0% | 0% | 0.49488 | 0 | 0 | 0 | 10 | 14 | 2019 | 2051 | 100% | 0 | 0 | 0% | Normal | 0% | 0.16172 | 0 | 0 | 1 unit | 35000 | 0 | 3.8079e-05 | 4247.1 | 12513 | 0 | 0 | 0 | 2016 | 1.0386 | IL TRM - 4.2.18 - CI-FSE-RKOV-VO2-180101 | PGE Workpaper, PGECOFST109 R6, 2016 | IL TRM - 4.2.18 - CI-FSE-RKOV-VO2-180101 | 1 | unit | 3.8079e-05 | Commercial_Grocery_New_Food Preparation_Double Rack Oven_Standard
Commercial_Grocery_New_Food Preparation_Natural Gas_Double Rack Oven_E2 | Commercial | Grocery | New | Food Preparation | Natural Gas | Double Rack Oven | E2 | FTSC Qualified (>50% Cooking Efficiency) | 54.55% | 0% | 0% | 0.65814 | 0 | 0 | 0 | 10 | 14 | 2019 | 2051 | 100% | 0 | 0 | 0% | Normal | 0% | 0.088213 | 0 | 0 | 1 unit | 35000 | 0 | 3.8079e-05 | 2316.6 | 16641 | 0 | 0 | 0 | 2016 | 1.0386 | IL TRM - 4.2.18 - CI-FSE-RKOV-VO2-180101 | PGE Workpaper, PGECOFST109 R6, 2016 | IL TRM - 4.2.18 - CI-FSE-RKOV-VO2-180101 | 1 | unit | 3.8079e-05 | Commercial_Grocery_New_Food Preparation_Double Rack Oven_FTSC Qualified (>50% Cooking Efficiency)
Commercial_Grocery_New_Food Preparation_Natural Gas_Double Rack Oven_E3 | Commercial | Grocery | New | Food Preparation | Natural Gas | Double Rack Oven | E3 |  | 0% | 0% | 0% | 0 | 0 | 0 | 0 | 0 | 0 | 0 | 0 | 0% | 0 | 0 | 0% | Normal | 0% | 0 | 0 | 0 | [17 empty] | Commercial_Grocery_New_Food Preparation_Double Rack Oven_
Commercial_Grocery_New_Food Preparation_Natural Gas_Double Rack Oven_E4 | Commercial | Grocery | New | Food Preparation | Natural Gas | Double Rack Oven | E4 |  | 0% | 0% | 0% | 0 | 0 | 0 | 0 | 0 | 0 | 0 | 0 | 0% | 0 | 0 | 0% | Normal | 0% | 0 | 0 | 0 | [17 empty] | Commercial_Grocery_New_Food Preparation_Double Rack Oven_
Commercial_Grocery_New_Food Preparation_Natural Gas_Double Rack Oven_E5 | Commercial | Grocery | New | Food Preparation | Natural Gas | Double Rack Oven | E5 |  | 0% | 0% | 0% | 0 | 0 | 0 | 0 | 0 | 0 | 0 | 0 | 0% | 0 | 0 | 0% | Normal | 0% | 0 | 0 | 0 | [17 empty] | Commercial_Grocery_New_Food Preparation_Double Rack Oven_
Commercial_Grocery_New_Food Preparation_Natural Gas_Double Rack Oven_E6 | Commercial | Grocery | New | Food Preparation | Natural Gas | Double Rack Oven | E6 |  | 0% | 0% | 0% | 0 | 0 | 0 | 0 | 0 | 0 | 0 | 0 | 0% | 0 | 0 | 0% | Normal | 0% | 0 | 0 | 0 | [17 empty] | Commercial_Grocery_New_Food Preparation_Double Rack Oven_
Commercial_Grocery_New_Food Preparation_Natural Gas_Double Rack Oven_E7 | Commercial | Grocery | New | Food Preparation | Natural Gas | Double Rack Oven | E7 |  | 0% | 0% | 0% | 0 | 0 | 0 | 0 | 0 | 0 | 0 | 0 | 0% | 0 | 0 | 0% | Normal | 0% | 0 | 0 | 0 | [17 empty] | Commercial_Grocery_New_Food Preparation_Double Rack Oven_
Commercial_Grocery_New_Food Preparation_Natural Gas_Double Rack Oven_E8 | Commercial | Grocery | New | Food Preparation | Natural Gas | Double Rack Oven | E8 |  | 0% | 0% | 0% | 0 | 0 | 0 | 0 | 0 | 0 | 0 | 0 | 0% | 0 | 0 | 0% | Normal | 0% | 0 | 0 | 0 | [17 empty] | Commercial_Grocery_New_Food Preparation_Double Rack Oven_
Commercial_Grocery_New_Food Preparation_Natural Gas_Double Rack Oven_E9 | Commercial | Grocery | New | Food Preparation | Natural Gas | Double Rack Oven | E9 |  | 0% | 0% | 0% | 0 | 0 | 0 | 0 | 0 | 0 | 0 | 0 | 0% | 0 | 0 | 0% | Normal | 0% | 0 | 0 | 0 | [17 empty] | Commercial_Grocery_New_Food Preparation_Double Rack Oven_
Commercial_Grocery_New_Food Preparation_Natural Gas_Double Rack Oven_E10 | Commercial | Grocery | New | Food Preparation | Natural Gas | Double Rack Oven | E10 |  | 0% | 0% | 0% | 0 | 0 | 0 | 0 | 0 | 0 | 0 | 0 | 0% | 0 | 0 | 0% | Normal | 0% | 0 | 0 | 0 | [17 empty] | Commercial_Grocery_New_Food Preparation_Double Rack Oven_
Commercial_Grocery_New_Food Preparation_Natural Gas_Fryer_E1 | Commercial | Grocery | New | Food Preparation | Natural Gas | Fryer | E1 | Standard | 100% | 0% | 0% | 0.25388 | 0 | 0 | 0 | 4 | 7 | 2019 | 2021 | 100% | 0 | 0 | 0% | Normal | 0% | 0.081891 | 0 | 0 | 1 unit | 35000 | 0 | 7.2325e-05 | 1132.275 | 3379.7321 | 0 | 0 | 0 | 2016 | 1.0386 | RTF Wkbk - ComCookingFryer_v3_3 | RTF Wkbk - ComCookingFryer_v3_3 | RTF Wkbk - ComCookingFryer_v3_3 | 1 | unit | 7.2325e-05 | Commercial_Grocery_New_Food Preparation_Fryer_Standard
Commercial_Grocery_New_Food Preparation_Natural Gas_Fryer_E2 | Commercial | Grocery | New | Food Preparation | Natural Gas | Fryer | E2 | ENERGY STAR | 61.29% | 0% | 0% | 0.31913 | 0 | 0 | 0 | 4 | 7 | 2019 | 2051 | 100% | 0 | 0 | 0% | Normal | 0% | 0.050191 | 0 | 0 | 1 unit | 35000 | 0 | 7.2325e-05 | 693.975 | 4248.3333 | 0 | 0 | 0 | 2016 | 1.0386 | RTF Wkbk - ComCookingFryer_v3_3 | RTF Wkbk - ComCookingFryer_v3_3 | RTF Wkbk - ComCookingFryer_v3_3 | 1 | unit | 7.2325e-05 | Commercial_Grocery_New_Food Preparation_Fryer_ENERGY STAR
Commercial_Grocery_New_Food Preparation_Natural Gas_Fryer_E3 | Commercial | Grocery | New | Food Preparation | Natural Gas | Fryer | E3 |  | 0% | 0% | 0% | 0 | 0 | 0 | 0 | 0 | 0 | 0 | 0 | 0% | 0 | 0 | 0% | Normal | 0% | 0 | 0 | 0 | [17 empty] | Commercial_Grocery_New_Food Preparation_Fryer_
Commercial_Grocery_New_Food Preparation_Natural Gas_Fryer_E4 | Commercial | Grocery | New | Food Preparation | Natural Gas | Fryer | E4 |  | 0% | 0% | 0% | 0 | 0 | 0 | 0 | 0 | 0 | 0 | 0 | 0% | 0 | 0 | 0% | Normal | 0% | 0 | 0 | 0 | [17 empty] | Commercial_Grocery_New_Food Preparation_Fryer_
Commercial_Grocery_New_Food Preparation_Natural Gas_Fryer_E5 | Commercial | Grocery | New | Food Preparation | Natural Gas | Fryer | E5 |  | 0% | 0% | 0% | 0 | 0 | 0 | 0 | 0 | 0 | 0 | 0 | 0% | 0 | 0 | 0% | Normal | 0% | 0 | 0 | 0 | [17 empty] | Commercial_Grocery_New_Food Preparation_Fryer_
Commercial_Grocery_New_Food Preparation_Natural Gas_Fryer_E6 | Commercial | Grocery | New | Food Preparation | Natural Gas | Fryer | E6 |  | 0% | 0% | 0% | 0 | 0 | 0 | 0 | 0 | 0 | 0 | 0 | 0% | 0 | 0 | 0% | Normal | 0% | 0 | 0 | 0 | [17 empty] | Commercial_Grocery_New_Food Preparation_Fryer_
Commercial_Grocery_New_Food Preparation_Natural Gas_Fryer_E7 | Commercial | Grocery | New | Food Preparation | Natural Gas | Fryer | E7 |  | 0% | 0% | 0% | 0 | 0 | 0 | 0 | 0 | 0 | 0 | 0 | 0% | 0 | 0 | 0% | Normal | 0% | 0 | 0 | 0 | [17 empty] | Commercial_Grocery_New_Food Preparation_Fryer_
Commercial_Grocery_New_Food Preparation_Natural Gas_Fryer_E8 | Commercial | Grocery | New | Food Preparation | Natural Gas | Fryer | E8 |  | 0% | 0% | 0% | 0 | 0 | 0 | 0 | 0 | 0 | 0 | 0 | 0% | 0 | 0 | 0% | Normal | 0% | 0 | 0 | 0 | [17 empty] | Commercial_Grocery_New_Food Preparation_Fryer_
Commercial_Grocery_New_Food Preparation_Natural Gas_Fryer_E9 | Commercial | Grocery | New | Food Preparation | Natural Gas | Fryer | E9 |  | 0% | 0% | 0% | 0 | 0 | 0 | 0 | 0 | 0 | 0 | 0 | 0% | 0 | 0 | 0% | Normal | 0% | 0 | 0 | 0 | [17 empty] | Commercial_Grocery_New_Food Preparation_Fryer_
Commercial_Grocery_New_Food Preparation_Natural Gas_Fryer_E10 | Commercial | Grocery | New | Food Preparation | Natural Gas | Fryer | E10 |  | 0% | 0% | 0% | 0 | 0 | 0 | 0 | 0 | 0 | 0 | 0 | 0% | 0 | 0 | 0% | Normal | 0% | 0 | 0 | 0 | [17 empty] | Commercial_Grocery_New_Food Preparation_Fryer_
Commercial_Grocery_New_Food Preparation_Natural Gas_Broiler_E1 | Commercial | Grocery | New | Food Preparation | Natural Gas | Broiler | E1 | Standard | 100% | 0% | 0% | 0.37488 | 0 | 0 | 0 | 10 | 14 | 2019 | 2051 | 100% | 0 | 0 | 0% | Normal | 0% | 0.089297 | 0 | 0 | 1 unit | 35000 | 0 | 0.00013275 | 672.672 | 2500 | 0 | 0 | 0 | 2011 | 1.1296 | IL TRM - 4.2.14 - CI-FSE-IRBL-V02-180101 | Estimate | IL TRM - 4.2.14 - CI-FSE-IRBL-V02-180101 | 1 | unit | 0.00013275 | Commercial_Grocery_New_Food Preparation_Broiler_Standard
Commercial_Grocery_New_Food Preparation_Natural Gas_Broiler_E2 | Commercial | Grocery | New | Food Preparation | Natural Gas | Broiler | E2 | Infrared Burners | 64.29% | 0% | 0% | 0.52483 | 0 | 0 | 0 | 10 | 14 | 2019 | 2051 | 100% | 0 | 0 | 0% | Normal | 0% | 0.057405 | 0 | 0 | 1 unit | 35000 | 0 | 0.00013275 | 432.432 | 3500 | 0 | 0 | 0 | 2011 | 1.1296 | IL TRM - 4.2.14 - CI-FSE-IRBL-V02-180101 | IL TRM - 4.2.14 - CI-FSE-IRBL-V02-180101 | IL TRM - 4.2.14 - CI-FSE-IRBL-V02-180101 | 1 | unit | 0.00013275 | Commercial_Grocery_New_Food Preparation_Broiler_Infrared Burners
Commercial_Grocery_New_Food Preparation_Natural Gas_Broiler_E3 | Commercial | Grocery | New | Food Preparation | Natural Gas | Broiler | E3 |  | 0% | 0% | 0% | 0 | 0 | 0 | 0 | 0 | 0 | 0 | 0 | 0% | 0 | 0 | 0% | Normal | 0% | 0 | 0 | 0 | [17 empty] | Commercial_Grocery_New_Food Preparation_Broiler_
Commercial_Grocery_New_Food Preparation_Natural Gas_Broiler_E4 | Commercial | Grocery | New | Food Preparation | Natural Gas | Broiler | E4 |  | 0% | 0% | 0% | 0 | 0 | 0 | 0 | 0 | 0 | 0 | 0 | 0% | 0 | 0 | 0% | Normal | 0% | 0 | 0 | 0 | [17 empty] | Commercial_Grocery_New_Food Preparation_Broiler_
Commercial_Grocery_New_Food Preparation_Natural Gas_Broiler_E5 | Commercial | Grocery | New | Food Preparation | Natural Gas | Broiler | E5 |  | 0% | 0% | 0% | 0 | 0 | 0 | 0 | 0 | 0 | 0 | 0 | 0% | 0 | 0 | 0% | Normal | 0% | 0 | 0 | 0 | [17 empty] | Commercial_Grocery_New_Food Preparation_Broiler_
Commercial_Grocery_New_Food Preparation_Natural Gas_Broiler_E6 | Commercial | Grocery | New | Food Preparation | Natural Gas | Broiler | E6 |  | 0% | 0% | 0% | 0 | 0 | 0 | 0 | 0 | 0 | 0 | 0 | 0% | 0 | 0 | 0% | Normal | 0% | 0 | 0 | 0 | [17 empty] | Commercial_Grocery_New_Food Preparation_Broiler_
Commercial_Grocery_New_Food Preparation_Natural Gas_Broiler_E7 | Commercial | Grocery | New | Food Preparation | Natural Gas | Broiler | E7 |  | 0% | 0% | 0% | 0 | 0 | 0 | 0 | 0 | 0 | 0 | 0 | 0% | 0 | 0 | 0% | Normal | 0% | 0 | 0 | 0 | [17 empty] | Commercial_Grocery_New_Food Preparation_Broiler_
Commercial_Grocery_New_Food Preparation_Natural Gas_Broiler_E8 | Commercial | Grocery | New | Food Preparation | Natural Gas | Broiler | E8 |  | 0% | 0% | 0% | 0 | 0 | 0 | 0 | 0 | 0 | 0 | 0 | 0% | 0 | 0 | 0% | Normal | 0% | 0 | 0 | 0 | [17 empty] | Commercial_Grocery_New_Food Preparation_Broiler_
Commercial_Grocery_New_Food Preparation_Natural Gas_Broiler_E9 | Commercial | Grocery | New | Food Preparation | Natural Gas | Broiler | E9 |  | 0% | 0% | 0% | 0 | 0 | 0 | 0 | 0 | 0 | 0 | 0 | 0% | 0 | 0 | 0% | Normal | 0% | 0 | 0 | 0 | [17 empty] | Commercial_Grocery_New_Food Preparation_Broiler_
Commercial_Grocery_New_Food Preparation_Natural Gas_Broiler_E10 | Commercial | Grocery | New | Food Preparation | Natural Gas | Broiler | E10 |  | 0% | 0% | 0% | 0 | 0 | 0 | 0 | 0 | 0 | 0 | 0 | 0% | 0 | 0 | 0% | Normal | 0% | 0 | 0 | 0 | [17 empty] | Commercial_Grocery_New_Food Preparation_Broiler_
Commercial_Grocery_New_Food Preparation_Natural Gas_Griddle_E1 | Commercial | Grocery | New | Food Preparation | Natural Gas | Griddle | E1 | Standard | 100% | 0% | 0% | 0.25067 | 0 | 0 | 0 | 10 | 14 | 2019 | 2051 | 100% | 0 | 0 | 0% | Normal | 0% | 0.055105 | 0 | 0 | 1 unit | 35000 | 0 | 4.4732e-05 | 1231.891 | 5150 | 0 | 0 | 0 | 2013 | 1.0881 | IL TRM - 4.2.8 - CI-FSE-ESGR-V04-200101 | COOK_GRD-Food Preparation-EIA14-2014 Ref. Case-5 | IL TRM - 4.2.8 - CI-FSE-ESGR-V04-200101 | 1 | unit | 4.4732e-05 | Commercial_Grocery_New_Food Preparation_Griddle_Standard
Commercial_Grocery_New_Food Preparation_Natural Gas_Griddle_E2 | Commercial | Grocery | New | Food Preparation | Natural Gas | Griddle | E2 | ENERGY STAR | 91.65% | 0% | 0% | 0.31151 | 0 | 0 | 0 | 10 | 14 | 2019 | 2051 | 100% | 0 | 0 | 0% | Normal | 0% | 0.050504 | 0 | 0 | 1 unit | 35000 | 0 | 4.4732e-05 | 1129.0497 | 6400 | 0 | 0 | 0 | 2013 | 1.0881 | IL TRM - 4.2.8 - CI-FSE-ESGR-V04-200101 | ETO Measure Input Sheet - Com - Gas Griddle | ETO Measure Input Sheet - Com - Gas Griddle | 1 | unit | 4.4732e-05 | Commercial_Grocery_New_Food Preparation_Griddle_ENERGY STAR
Commercial_Grocery_New_Food Preparation_Natural Gas_Griddle_E3 | Commercial | Grocery | New | Food Preparation | Natural Gas | Griddle | E3 |  | 0% | 0% | 0% | 0 | 0 | 0 | 0 | 0 | 0 | 0 | 0 | 0% | 0 | 0 | 0% | Normal | 0% | 0 | 0 | 0 | [17 empty] | Commercial_Grocery_New_Food Preparation_Griddle_
Commercial_Grocery_New_Food Preparation_Natural Gas_Griddle_E4 | Commercial | Grocery | New | Food Preparation | Natural Gas | Griddle | E4 |  | 0% | 0% | 0% | 0 | 0 | 0 | 0 | 0 | 0 | 0 | 0 | 0% | 0 | 0 | 0% | Normal | 0% | 0 | 0 | 0 | [17 empty] | Commercial_Grocery_New_Food Preparation_Griddle_
Commercial_Grocery_New_Food Preparation_Natural Gas_Griddle_E5 | Commercial | Grocery | New | Food Preparation | Natural Gas | Griddle | E5 |  | 0% | 0% | 0% | 0 | 0 | 0 | 0 | 0 | 0 | 0 | 0 | 0% | 0 | 0 | 0% | Normal | 0% | 0 | 0 | 0 | [17 empty] | Commercial_Grocery_New_Food Preparation_Griddle_
Commercial_Grocery_New_Food Preparation_Natural Gas_Griddle_E6 | Commercial | Grocery | New | Food Preparation | Natural Gas | Griddle | E6 |  | 0% | 0% | 0% | 0 | 0 | 0 | 0 | 0 | 0 | 0 | 0 | 0% | 0 | 0 | 0% | Normal | 0% | 0 | 0 | 0 | [17 empty] | Commercial_Grocery_New_Food Preparation_Griddle_
Commercial_Grocery_New_Food Preparation_Natural Gas_Griddle_E7 | Commercial | Grocery | New | Food Preparation | Natural Gas | Griddle | E7 |  | 0% | 0% | 0% | 0 | 0 | 0 | 0 | 0 | 0 | 0 | 0 | 0% | 0 | 0 | 0% | Normal | 0% | 0 | 0 | 0 | [17 empty] | Commercial_Grocery_New_Food Preparation_Griddle_
Commercial_Grocery_New_Food Preparation_Natural Gas_Griddle_E8 | Commercial | Grocery | New | Food Preparation | Natural Gas | Griddle | E8 |  | 0% | 0% | 0% | 0 | 0 | 0 | 0 | 0 | 0 | 0 | 0 | 0% | 0 | 0 | 0% | Normal | 0% | 0 | 0 | 0 | [17 empty] | Commercial_Grocery_New_Food Preparation_Griddle_
Commercial_Grocery_New_Food Preparation_Natural Gas_Griddle_E9 | Commercial | Grocery | New | Food Preparation | Natural Gas | Griddle | E9 |  | 0% | 0% | 0% | 0 | 0 | 0 | 0 | 0 | 0 | 0 | 0 | 0% | 0 | 0 | 0% | Normal | 0% | 0 | 0 | 0 | [17 empty] | Commercial_Grocery_New_Food Preparation_Griddle_
Commercial_Grocery_New_Food Preparation_Natural Gas_Griddle_E10 | Commercial | Grocery | New | Food Preparation | Natural Gas | Griddle | E10 |  | 0% | 0% | 0% | 0 | 0 | 0 | 0 | 0 | 0 | 0 | 0 | 0% | 0 | 0 | 0% | Normal | 0% | 0 | 0 | 0 | [17 empty] | Commercial_Grocery_New_Food Preparation_Griddle_
Commercial_Grocery_New_Food Preparation_Natural Gas_Range_E1 | Commercial | Grocery | New | Food Preparation | Natural Gas | Range | E1 | Standard | 100% | 0% | 0% | 0.41744 | 0 | 0 | 0 | 8 | 12 | 2019 | 2051 | 100% | 0 | 0 | 0% | Normal | 0% | 0.065426 | 0 | 0 | 1 unit | 35000 | 0 | 5.4522e-05 | 1200 | 7450 | 0 | 0 | 0 | 2017 | 1.0277 | COOK_OVN-Food Preparation-AEO17-1 | EIA 2018 Tech Forecast | Navigant 2009 | 1 | unit | 5.4522e-05 | Commercial_Grocery_New_Food Preparation_Range_Standard
Commercial_Grocery_New_Food Preparation_Natural Gas_Range_E2 | Commercial | Grocery | New | Food Preparation | Natural Gas | Range | E2 | High Efficiency | 75% | 0% | 0% | 0.4175 | 0 | 0 | 0 | 8 | 12 | 2019 | 2051 | 100% | 0 | 0 | 0% | Normal | 0% | 0.04907 | 0 | 0 | 1 unit | 35000 | 0 | 5.4522e-05 | 900 | 7451 | 0 | 0 | 0 | 2017 | 1.0277 | COOK_OVN-Food Preparation-AEO17-1 | EIA 2018 Tech Forecast | EIA 2018 Tech Forecast | 1 | unit | 5.4522e-05 | Commercial_Grocery_New_Food Preparation_Range_High Efficiency
Commercial_Grocery_New_Food Preparation_Natural Gas_Range_E3 | Commercial | Grocery | New | Food Preparation | Natural Gas | Range | E3 |  | 0% | 0% | 0% | 0 | 0 | 0 | 0 | 0 | 0 | 0 | 0 | 0% | 0 | 0 | 0% | Normal | 0% | 0 | 0 | 0 | [17 empty] | Commercial_Grocery_New_Food Preparation_Range_
Commercial_Grocery_New_Food Preparation_Natural Gas_Range_E4 | Commercial | Grocery | New | Food Preparation | Natural Gas | Range | E4 |  | 0% | 0% | 0% | 0 | 0 | 0 | 0 | 0 | 0 | 0 | 0 | 0% | 0 | 0 | 0% | Normal | 0% | 0 | 0 | 0 | [17 empty] | Commercial_Grocery_New_Food Preparation_Range_
Commercial_Grocery_New_Food Preparation_Natural Gas_Range_E5 | Commercial | Grocery | New | Food Preparation | Natural Gas | Range | E5 |  | 0% | 0% | 0% | 0 | 0 | 0 | 0 | 0 | 0 | 0 | 0 | 0% | 0 | 0 | 0% | Normal | 0% | 0 | 0 | 0 | [17 empty] | Commercial_Grocery_New_Food Preparation_Range_
Commercial_Grocery_New_Food Preparation_Natural Gas_Range_E6 | Commercial | Grocery | New | Food Preparation | Natural Gas | Range | E6 |  | 0% | 0% | 0% | 0 | 0 | 0 | 0 | 0 | 0 | 0 | 0 | 0% | 0 | 0 | 0% | Normal | 0% | 0 | 0 | 0 | [17 empty] | Commercial_Grocery_New_Food Preparation_Range_
Commercial_Grocery_New_Food Preparation_Natural Gas_Range_E7 | Commercial | Grocery | New | Food Preparation | Natural Gas | Range | E7 |  | 0% | 0% | 0% | 0 | 0 | 0 | 0 | 0 | 0 | 0 | 0 | 0% | 0 | 0 | 0% | Normal | 0% | 0 | 0 | 0 | [17 empty] | Commercial_Grocery_New_Food Preparation_Range_
Commercial_Grocery_New_Food Preparation_Natural Gas_Range_E8 | Commercial | Grocery | New | Food Preparation | Natural Gas | Range | E8 |  | 0% | 0% | 0% | 0 | 0 | 0 | 0 | 0 | 0 | 0 | 0 | 0% | 0 | 0 | 0% | Normal | 0% | 0 | 0 | 0 | [17 empty] | Commercial_Grocery_New_Food Preparation_Range_
Commercial_Grocery_New_Food Preparation_Natural Gas_Range_E9 | Commercial | Grocery | New | Food Preparation | Natural Gas | Range | E9 |  | 0% | 0% | 0% | 0 | 0 | 0 | 0 | 0 | 0 | 0 | 0 | 0% | 0 | 0 | 0% | Normal | 0% | 0 | 0 | 0 | [17 empty] | Commercial_Grocery_New_Food Preparation_Range_
Commercial_Grocery_New_Food Preparation_Natural Gas_Range_E10 | Commercial | Grocery | New | Food Preparation | Natural Gas | Range | E10 |  | 0% | 0% | 0% | 0 | 0 | 0 | 0 | 0 | 0 | 0 | 0 | 0% | 0 | 0 | 0% | Normal | 0% | 0 | 0 | 0 | [17 empty] | Commercial_Grocery_New_Food Preparation_Range_
Commercial_Grocery_New_Food Preparation_Natural Gas_Steamer_E1 | Commercial | Grocery | New | Food Preparation | Natural Gas | Steamer | E1 | Standard | 100% | 0% | 0% | 1.2368 | 0 | 0 | 0 | 8 | 16 | 2019 | 2021 | 100% | 0 | 0 | 0% | Normal | 0% | 0.12994 | 0 | 0 | 1 unit | 35000 | 0 | 8.5094e-05 | 1527.0152 | 13100 | 0 | 0 | 0 | 2012 | 1.1095 | IL TRM - 4.2.3 - CI-FSE-STMC-V05-190101 | DOE Commercial R&D 2016 - Table 2-10 | IL TRM - 4.2.3 - CI-FSE-STMC-V05-190101 | 1 | unit | 8.5094e-05 | Commercial_Grocery_New_Food Preparation_Steamer_Standard
Commercial_Grocery_New_Food Preparation_Natural Gas_Steamer_E2 | Commercial | Grocery | New | Food Preparation | Natural Gas | Steamer | E2 | ENERGY STAR | 43.38% | 0% | 0% | 1.4512 | 0 | -0.00024829 | 0 | 8 | 16 | 2019 | 2051 | 100% | 0 | 0 | 0% | Normal | 0% | 0.056371 | 0 | 0 | 1 unit | 35000 | 0 | 8.5094e-05 | 662.4553 | 15370 | 0 | -2.6298 | 0 | 2012 | 1.1095 | IL TRM - 4.2.3 - CI-FSE-STMC-V05-190101 | ETO Measure Input Sheet - Com - Gas Steamer | ETO Measure Input Sheet - Com - Gas Steamer | 1 | unit | 8.5094e-05 | Commercial_Grocery_New_Food Preparation_Steamer_ENERGY STAR
Commercial_Grocery_New_Food Preparation_Natural Gas_Steamer_E3 | Commercial | Grocery | New | Food Preparation | Natural Gas | Steamer | E3 |  | 0% | 0% | 0% | 0 | 0 | 0 | 0 | 0 | 0 | 0 | 0 | 0% | 0 | 0 | 0% | Normal | 0% | 0 | 0 | 0 | [17 empty] | Commercial_Grocery_New_Food Preparation_Steamer_
Commercial_Grocery_New_Food Preparation_Natural Gas_Steamer_E4 | Commercial | Grocery | New | Food Preparation | Natural Gas | Steamer | E4 |  | 0% | 0% | 0% | 0 | 0 | 0 | 0 | 0 | 0 | 0 | 0 | 0% | 0 | 0 | 0% | Normal | 0% | 0 | 0 | 0 | [17 empty] | Commercial_Grocery_New_Food Preparation_Steamer_
Commercial_Grocery_New_Food Preparation_Natural Gas_Steamer_E5 | Commercial | Grocery | New | Food Preparation | Natural Gas | Steamer | E5 |  | 0% | 0% | 0% | 0 | 0 | 0 | 0 | 0 | 0 | 0 | 0 | 0% | 0 | 0 | 0% | Normal | 0% | 0 | 0 | 0 | [17 empty] | Commercial_Grocery_New_Food Preparation_Steamer_
Commercial_Grocery_New_Food Preparation_Natural Gas_Steamer_E6 | Commercial | Grocery | New | Food Preparation | Natural Gas | Steamer | E6 |  | 0% | 0% | 0% | 0 | 0 | 0 | 0 | 0 | 0 | 0 | 0 | 0% | 0 | 0 | 0% | Normal | 0% | 0 | 0 | 0 | [17 empty] | Commercial_Grocery_New_Food Preparation_Steamer_
Commercial_Grocery_New_Food Preparation_Natural Gas_Steamer_E7 | Commercial | Grocery | New | Food Preparation | Natural Gas | Steamer | E7 |  | 0% | 0% | 0% | 0 | 0 | 0 | 0 | 0 | 0 | 0 | 0 | 0% | 0 | 0 | 0% | Normal | 0% | 0 | 0 | 0 | [17 empty] | Commercial_Grocery_New_Food Preparation_Steamer_
Commercial_Grocery_New_Food Preparation_Natural Gas_Steamer_E8 | Commercial | Grocery | New | Food Preparation | Natural Gas | Steamer | E8 |  | 0% | 0% | 0% | 0 | 0 | 0 | 0 | 0 | 0 | 0 | 0 | 0% | 0 | 0 | 0% | Normal | 0% | 0 | 0 | 0 | [17 empty] | Commercial_Grocery_New_Food Preparation_Steamer_
Commercial_Grocery_New_Food Preparation_Natural Gas_Steamer_E9 | Commercial | Grocery | New | Food Preparation | Natural Gas | Steamer | E9 |  | 0% | 0% | 0% | 0 | 0 | 0 | 0 | 0 | 0 | 0 | 0 | 0% | 0 | 0 | 0% | Normal | 0% | 0 | 0 | 0 | [17 empty] | Commercial_Grocery_New_Food Preparation_Steamer_
Commercial_Grocery_New_Food Preparation_Natural Gas_Steamer_E10 | Commercial | Grocery | New | Food Preparation | Natural Gas | Steamer | E10 |  | 0% | 0% | 0% | 0 | 0 | 0 | 0 | 0 | 0 | 0 | 0 | 0% | 0 | 0 | 0% | Normal | 0% | 0 | 0 | 0 | [17 empty] | Commercial_Grocery_New_Food Preparation_Steamer_
Commercial_Grocery_New_Food Preparation_Natural Gas_Food Prep Other_E1 | Commercial | Grocery | New | Food Preparation | Natural Gas | Food Prep Other | E1 | Standard | 100% | 0% | 0% | 0.018781 | 0 | 0 | 0 | 8 | 12 | 2019 | 2051 | 100% | 0 | 0 | 0% | Normal | 0% | 0.023277 | 0 | 0 | 1 unit | 35000 | 0 | 1.6356e-05 | 1423.18 | 1000 | 0 | 0 | 0 | 2010 | 1.1483 | Default | Default | Default | 1 | unit | 1.6356e-05 | Commercial_Grocery_New_Food Preparation_Food Prep Other_Standard
Commercial_Grocery_New_Food Preparation_Natural Gas_Food Prep Other_E2 | Commercial | Grocery | New | Food Preparation | Natural Gas | Food Prep Other | E2 | ENERGY STAR | 100% | 0% | 0% | 0.0188 | 0 | 0 | 0 | 8 | 12 | 2019 | 2051 | 100% | 0 | 0 | 0% | Normal | 0% | 0.023277 | 0 | 0 | 1 unit | 35000 | 0 | 1.6356e-05 | 1423.18 | 1001 | 0 | 0 | 0 | 2010 | 1.1483 | N/A | N/A | N/A | 1 | unit | 1.6356e-05 | Commercial_Grocery_New_Food Preparation_Food Prep Other_ENERGY STAR
Commercial_Grocery_New_Food Preparation_Natural Gas_Food Prep Other_E3 | Commercial | Grocery | New | Food Preparation | Natural Gas | Food Prep Other | E3 |  | 0% | 0% | 0% | 0 | 0 | 0 | 0 | 0 | 0 | 0 | 0 | 0% | 0 | 0 | 0% | Normal | 0% | 0 | 0 | 0 | [17 empty] | Commercial_Grocery_New_Food Preparation_Food Prep Other_
Commercial_Grocery_New_Food Preparation_Natural Gas_Food Prep Other_E4 | Commercial | Grocery | New | Food Preparation | Natural Gas | Food Prep Other | E4 |  | 0% | 0% | 0% | 0 | 0 | 0 | 0 | 0 | 0 | 0 | 0 | 0% | 0 | 0 | 0% | Normal | 0% | 0 | 0 | 0 | [17 empty] | Commercial_Grocery_New_Food Preparation_Food Prep Other_
Commercial_Grocery_New_Food Preparation_Natural Gas_Food Prep Other_E5 | Commercial | Grocery | New | Food Preparation | Natural Gas | Food Prep Other | E5 |  | 0% | 0% | 0% | 0 | 0 | 0 | 0 | 0 | 0 | 0 | 0 | 0% | 0 | 0 | 0% | Normal | 0% | 0 | 0 | 0 | [17 empty] | Commercial_Grocery_New_Food Preparation_Food Prep Other_
Commercial_Grocery_New_Food Preparation_Natural Gas_Food Prep Other_E6 | Commercial | Grocery | New | Food Preparation | Natural Gas | Food Prep Other | E6 |  | 0% | 0% | 0% | 0 | 0 | 0 | 0 | 0 | 0 | 0 | 0 | 0% | 0 | 0 | 0% | Normal | 0% | 0 | 0 | 0 | [17 empty] | Commercial_Grocery_New_Food Preparation_Food Prep Other_
Commercial_Grocery_New_Food Preparation_Natural Gas_Food Prep Other_E7 | Commercial | Grocery | New | Food Preparation | Natural Gas | Food Prep Other | E7 |  | 0% | 0% | 0% | 0 | 0 | 0 | 0 | 0 | 0 | 0 | 0 | 0% | 0 | 0 | 0% | Normal | 0% | 0 | 0 | 0 | [17 empty] | Commercial_Grocery_New_Food Preparation_Food Prep Other_
Commercial_Grocery_New_Food Preparation_Natural Gas_Food Prep Other_E8 | Commercial | Grocery | New | Food Preparation | Natural Gas | Food Prep Other | E8 |  | 0% | 0% | 0% | 0 | 0 | 0 | 0 | 0 | 0 | 0 | 0 | 0% | 0 | 0 | 0% | Normal | 0% | 0 | 0 | 0 | [17 empty] | Commercial_Grocery_New_Food Preparation_Food Prep Other_
Commercial_Grocery_New_Food Preparation_Natural Gas_Food Prep Other_E9 | Commercial | Grocery | New | Food Preparation | Natural Gas | Food Prep Other | E9 |  | 0% | 0% | 0% | 0 | 0 | 0 | 0 | 0 | 0 | 0 | 0 | 0% | 0 | 0 | 0% | Normal | 0% | 0 | 0 | 0 | [17 empty] | Commercial_Grocery_New_Food Preparation_Food Prep Other_
Commercial_Grocery_New_Food Preparation_Natural Gas_Food Prep Other_E10 | Commercial | Grocery | New | Food Preparation | Natural Gas | Food Prep Other | E10 |  | 0% | 0% | 0% | 0 | 0 | 0 | 0 | 0 | 0 | 0 | 0 | 0% | 0 | 0 | 0% | Normal | 0% | 0 | 0 | 0 | [17 empty] | Commercial_Grocery_New_Food Preparation_Food Prep Other_
Commercial_Grocery_New_Miscellaneous_Natural Gas_Pool Heater_E1 | Commercial | Grocery | New | Miscellaneous | Natural Gas | Pool Heater | E1 | Standard (EF .78) | 100% | 0% | 0% | 0.013077 | 0 | 0 | 0 | 4 | 8 | 2019 | 2051 | 100% | 0 | 0 | 0% | Normal | 0% | 0.010152 | 0 | 0 | 1 unit | 35000 | 0 | 6.7772e-07 | 14980 | 18052 | 0 | 0 | 0 | 2014 | 1.0689 | DOE Commercial R&D 2016 - Table 7-6 | DOE Commercial R&D 2016 - Table 7-7 | DOE Commercial R&D 2016 - Table 7-8 | 1 | unit | 6.7772e-07 | Commercial_Grocery_New_Miscellaneous_Pool Heater_Standard (EF .78)
Commercial_Grocery_New_Miscellaneous_Natural Gas_Pool Heater_E2 | Commercial | Grocery | New | Miscellaneous | Natural Gas | Pool Heater | E2 | Condensing (EF .90) | 85% | 0% | 0% | 0.021412 | 0 | 0 | 0 | 4 | 8 | 2019 | 2051 | 100% | 0 | 0 | 0% | Normal | 0% | 0.0086294 | 0 | 0 | 1 unit | 35000 | 0 | 6.7772e-07 | 12733 | 29558 | 0 | 0 | 0 | 2014 | 1.0689 | DOE Commercial R&D 2016 - Table 7-6 | DOE Commercial R&D 2016 - Table 7-7 | DOE Commercial R&D 2016 - Table 7-9 | 1 | unit | 6.7772e-07 | Commercial_Grocery_New_Miscellaneous_Pool Heater_Condensing (EF .90)
Commercial_Grocery_New_Miscellaneous_Natural Gas_Pool Heater_E3 | Commercial | Grocery | New | Miscellaneous | Natural Gas | Pool Heater | E3 |  | 0% | 0% | 0% | 0 | 0 | 0 | 0 | 0 | 0 | 0 | 0 | 0% | 0 | 0 | 0% | Normal | 0% | 0 | 0 | 0 | [17 empty] | Commercial_Grocery_New_Miscellaneous_Pool Heater_
Commercial_Grocery_New_Miscellaneous_Natural Gas_Pool Heater_E4 | Commercial | Grocery | New | Miscellaneous | Natural Gas | Pool Heater | E4 |  | 0% | 0% | 0% | 0 | 0 | 0 | 0 | 0 | 0 | 0 | 0 | 0% | 0 | 0 | 0% | Normal | 0% | 0 | 0 | 0 | [17 empty] | Commercial_Grocery_New_Miscellaneous_Pool Heater_
Commercial_Grocery_New_Miscellaneous_Natural Gas_Pool Heater_E5 | Commercial | Grocery | New | Miscellaneous | Natural Gas | Pool Heater | E5 |  | 0% | 0% | 0% | 0 | 0 | 0 | 0 | 0 | 0 | 0 | 0 | 0% | 0 | 0 | 0% | Normal | 0% | 0 | 0 | 0 | [17 empty] | Commercial_Grocery_New_Miscellaneous_Pool Heater_
Commercial_Grocery_New_Miscellaneous_Natural Gas_Pool Heater_E6 | Commercial | Grocery | New | Miscellaneous | Natural Gas | Pool Heater | E6 |  | 0% | 0% | 0% | 0 | 0 | 0 | 0 | 0 | 0 | 0 | 0 | 0% | 0 | 0 | 0% | Normal | 0% | 0 | 0 | 0 | [17 empty] | Commercial_Grocery_New_Miscellaneous_Pool Heater_
Commercial_Grocery_New_Miscellaneous_Natural Gas_Pool Heater_E7 | Commercial | Grocery | New | Miscellaneous | Natural Gas | Pool Heater | E7 |  | 0% | 0% | 0% | 0 | 0 | 0 | 0 | 0 | 0 | 0 | 0 | 0% | 0 | 0 | 0% | Normal | 0% | 0 | 0 | 0 | [17 empty] | Commercial_Grocery_New_Miscellaneous_Pool Heater_
Commercial_Grocery_New_Miscellaneous_Natural Gas_Pool Heater_E8 | Commercial | Grocery | New | Miscellaneous | Natural Gas | Pool Heater | E8 |  | 0% | 0% | 0% | 0 | 0 | 0 | 0 | 0 | 0 | 0 | 0 | 0% | 0 | 0 | 0% | Normal | 0% | 0 | 0 | 0 | [17 empty] | Commercial_Grocery_New_Miscellaneous_Pool Heater_
Commercial_Grocery_New_Miscellaneous_Natural Gas_Pool Heater_E9 | Commercial | Grocery | New | Miscellaneous | Natural Gas | Pool Heater | E9 |  | 0% | 0% | 0% | 0 | 0 | 0 | 0 | 0 | 0 | 0 | 0 | 0% | 0 | 0 | 0% | Normal | 0% | 0 | 0 | 0 | [17 empty] | Commercial_Grocery_New_Miscellaneous_Pool Heater_
Commercial_Grocery_New_Miscellaneous_Natural Gas_Pool Heater_E10 | Commercial | Grocery | New | Miscellaneous | Natural Gas | Pool Heater | E10 |  | 0% | 0% | 0% | 0 | 0 | 0 | 0 | 0 | 0 | 0 | 0 | 0% | 0 | 0 | 0% | Normal | 0% | 0 | 0 | 0 | [17 empty] | Commercial_Grocery_New_Miscellaneous_Pool Heater_
Commercial_Grocery_New_Miscellaneous_Natural Gas_Miscellaneous_E1 | Commercial | Grocery | New | Miscellaneous | Natural Gas | Miscellaneous | E1 | Miscellaneous | 100% | 0% | 0% | 1.0386 | 0 | 0 | 0 | 2 | 8 | 2019 | 2051 | 100% | 0 | 0 | 0% | Normal | 0% | 0.0030471 | 0 | 0 | 1 unit | 35000 | 0 | 1 | 1 | 1 | 0 | 0 | 0 | 2016 | 1.0386 | N/A | N/A | N/A | 1 | unit | 1 | Commercial_Grocery_New_Miscellaneous_Miscellaneous_Miscellaneous
Commercial_Grocery_New_Miscellaneous_Natural Gas_Miscellaneous_E2 | Commercial | Grocery | New | Miscellaneous | Natural Gas | Miscellaneous | E2 |  | 0% | 0% | 0% | 0 | 0 | 0 | 0 | 0 | 0 | 0 | 0 | 0% | 0 | 0 | 0% | Normal | 0% | 0 | 0 | 0 | [17 empty] | Commercial_Grocery_New_Miscellaneous_Miscellaneous_
Commercial_Grocery_New_Miscellaneous_Natural Gas_Miscellaneous_E3 | Commercial | Grocery | New | Miscellaneous | Natural Gas | Miscellaneous | E3 |  | 0% | 0% | 0% | 0 | 0 | 0 | 0 | 0 | 0 | 0 | 0 | 0% | 0 | 0 | 0% | Normal | 0% | 0 | 0 | 0 | [17 empty] | Commercial_Grocery_New_Miscellaneous_Miscellaneous_
Commercial_Grocery_New_Miscellaneous_Natural Gas_Miscellaneous_E4 | Commercial | Grocery | New | Miscellaneous | Natural Gas | Miscellaneous | E4 |  | 0% | 0% | 0% | 0 | 0 | 0 | 0 | 0 | 0 | 0 | 0 | 0% | 0 | 0 | 0% | Normal | 0% | 0 | 0 | 0 | [17 empty] | Commercial_Grocery_New_Miscellaneous_Miscellaneous_
Commercial_Grocery_New_Miscellaneous_Natural Gas_Miscellaneous_E5 | Commercial | Grocery | New | Miscellaneous | Natural Gas | Miscellaneous | E5 |  | 0% | 0% | 0% | 0 | 0 | 0 | 0 | 0 | 0 | 0 | 0 | 0% | 0 | 0 | 0% | Normal | 0% | 0 | 0 | 0 | [17 empty] | Commercial_Grocery_New_Miscellaneous_Miscellaneous_
Commercial_Grocery_New_Miscellaneous_Natural Gas_Miscellaneous_E6 | Commercial | Grocery | New | Miscellaneous | Natural Gas | Miscellaneous | E6 |  | 0% | 0% | 0% | 0 | 0 | 0 | 0 | 0 | 0 | 0 | 0 | 0% | 0 | 0 | 0% | Normal | 0% | 0 | 0 | 0 | [17 empty] | Commercial_Grocery_New_Miscellaneous_Miscellaneous_
Commercial_Grocery_New_Miscellaneous_Natural Gas_Miscellaneous_E7 | Commercial | Grocery | New | Miscellaneous | Natural Gas | Miscellaneous | E7 |  | 0% | 0% | 0% | 0 | 0 | 0 | 0 | 0 | 0 | 0 | 0 | 0% | 0 | 0 | 0% | Normal | 0% | 0 | 0 | 0 | [17 empty] | Commercial_Grocery_New_Miscellaneous_Miscellaneous_
Commercial_Grocery_New_Miscellaneous_Natural Gas_Miscellaneous_E8 | Commercial | Grocery | New | Miscellaneous | Natural Gas | Miscellaneous | E8 |  | 0% | 0% | 0% | 0 | 0 | 0 | 0 | 0 | 0 | 0 | 0 | 0% | 0 | 0 | 0% | Normal | 0% | 0 | 0 | 0 | [17 empty] | Commercial_Grocery_New_Miscellaneous_Miscellaneous_
Commercial_Grocery_New_Miscellaneous_Natural Gas_Miscellaneous_E9 | Commercial | Grocery | New | Miscellaneous | Natural Gas | Miscellaneous | E9 |  | 0% | 0% | 0% | 0 | 0 | 0 | 0 | 0 | 0 | 0 | 0 | 0% | 0 | 0 | 0% | Normal | 0% | 0 | 0 | 0 | [17 empty] | Commercial_Grocery_New_Miscellaneous_Miscellaneous_
Commercial_Grocery_New_Miscellaneous_Natural Gas_Miscellaneous_E10 | Commercial | Grocery | New | Miscellaneous | Natural Gas | Miscellaneous | E10 |  | 0% | 0% | 0% | 0 | 0 | 0 | 0 | 0 | 0 | 0 | 0 | 0% | 0 | 0 | 0% | Normal | 0% | 0 | 0 | 0 | [17 empty] | Commercial_Grocery_New_Miscellaneous_Miscellaneous_
Commercial_School_Existing_Space Heating_Natural Gas_Furnace_E1 | Commercial | School | Existing | Space Heating | Natural Gas | Furnace | E1 | AFUE 80% (Standard) | 100% | 0% | 0% | 0.12788 | 0.13397 | 0.020704 | 0 | 17 | 29 | 2019 | 2051 | 55% | 0 | 0 | 0% | Normal | 0% | 0.2643 | 0 | 0 | 400 kBtu/hr | 30000 | 0 | 0.00012 | 5.5063 | 1050 | 1100 | 170 | 0 | 2018 | 1.0149 | EIA 2018 Tech Forecast | EIA 2018 Tech Forecast | AEG BEST | 400 | kBtu/hr | 0.048 | Commercial_School_Existing_Space Heating_Furnace_AFUE 80% (Standard)
Commercial_School_Existing_Space Heating_Natural Gas_Furnace_E2 | Commercial | School | Existing | Space Heating | Natural Gas | Furnace | E2 | AFUE 90% | 88.89% | 0% | 0% | 0.21313 | 0.15833 | 0.021313 | 0 | 17 | 29 | 2019 | 2051 | 55% | 0 | 0 | 0% | Normal | 0% | 0.23493 | 0 | 0 | 400 kBtu/hr | 30000 | 0 | 0.00012 | 4.8945 | 1750 | 1300 | 175 | 0 | 2018 | 1.0149 | EIA 2018 Tech Forecast | EIA 2018 Tech Forecast | AEG BEST | 400 | kBtu/hr | 0.048 | Commercial_School_Existing_Space Heating_Furnace_AFUE 90%
Commercial_School_Existing_Space Heating_Natural Gas_Furnace_E3 | Commercial | School | Existing | Space Heating | Natural Gas | Furnace | E3 | AFUE 96% | 83.33% | 0% | 0% | 0.29839 | 0.18268 | 0.021922 | 0 | 17 | 29 | 2019 | 2051 | 55% | 0 | 0 | 0% | Normal | 0% | 0.22025 | 0 | 0 | 400 kBtu/hr | 30000 | 0 | 0.00012 | 4.5886 | 2450 | 1500 | 180 | 0 | 2018 | 1.0149 | EIA 2018 Tech Forecast | EIA 2018 Tech Forecast | AEG BEST | 400 | kBtu/hr | 0.048 | Commercial_School_Existing_Space Heating_Furnace_AFUE 96%
Commercial_School_Existing_Space Heating_Natural Gas_Furnace_E4 | Commercial | School | Existing | Space Heating | Natural Gas | Furnace | E4 | Convert to NG Air Source Heat Pump | 61.54% | 0% | 0% | 9.7621 | 0.13397 | 0.18341 | 0 | 10 | 20 | 2019 | 2051 | 100% | 0 | 0 | 0% | Normal | 0% | 0.16265 | 0 | 0 | 400 kBtu/hr | 30000 | 0 | 0.00012 | 3.3885 | 79158.3766 | 1086.3161 | 1487.218 | 0 | 2017 | 1.0277 | AEO 2021 - gas_eng-driven_RTHP-heat 2017 typical | AEO 2021 - gas_eng-driven_RTHP-heat 2017 typical | HP_GAS-Heating-AEO17-1 | 400 | kBtu/hr | 0.048 | Commercial_School_Existing_Space Heating_Furnace_Convert to NG Air Source Heat Pump
Commercial_School_Existing_Space Heating_Natural Gas_Furnace_E5 | Commercial | School | Existing | Space Heating | Natural Gas | Furnace | E5 |  | 0% | 0% | 0% | 0 | 0 | 0 | 0 | 0 | 0 | 0 | 0 | 0% | 0 | 0 | 0% | Normal | 0% | 0 | 0 | 0 | [17 empty] | Commercial_School_Existing_Space Heating_Furnace_
Commercial_School_Existing_Space Heating_Natural Gas_Furnace_E6 | Commercial | School | Existing | Space Heating | Natural Gas | Furnace | E6 |  | 0% | 0% | 0% | 0 | 0 | 0 | 0 | 0 | 0 | 0 | 0 | 0% | 0 | 0 | 0% | Normal | 0% | 0 | 0 | 0 | [17 empty] | Commercial_School_Existing_Space Heating_Furnace_
Commercial_School_Existing_Space Heating_Natural Gas_Furnace_E7 | Commercial | School | Existing | Space Heating | Natural Gas | Furnace | E7 |  | 0% | 0% | 0% | 0 | 0 | 0 | 0 | 0 | 0 | 0 | 0 | 0% | 0 | 0 | 0% | Normal | 0% | 0 | 0 | 0 | [17 empty] | Commercial_School_Existing_Space Heating_Furnace_
Commercial_School_Existing_Space Heating_Natural Gas_Furnace_E8 | Commercial | School | Existing | Space Heating | Natural Gas | Furnace | E8 |  | 0% | 0% | 0% | 0 | 0 | 0 | 0 | 0 | 0 | 0 | 0 | 0% | 0 | 0 | 0% | Normal | 0% | 0 | 0 | 0 | [17 empty] | Commercial_School_Existing_Space Heating_Furnace_
Commercial_School_Existing_Space Heating_Natural Gas_Furnace_E9 | Commercial | School | Existing | Space Heating | Natural Gas | Furnace | E9 |  | 0% | 0% | 0% | 0 | 0 | 0 | 0 | 0 | 0 | 0 | 0 | 0% | 0 | 0 | 0% | Normal | 0% | 0 | 0 | 0 | [17 empty] | Commercial_School_Existing_Space Heating_Furnace_
Commercial_School_Existing_Space Heating_Natural Gas_Furnace_E10 | Commercial | School | Existing | Space Heating | Natural Gas | Furnace | E10 |  | 0% | 0% | 0% | 0 | 0 | 0 | 0 | 0 | 0 | 0 | 0 | 0% | 0 | 0 | 0% | Normal | 0% | 0 | 0 | 0 | [17 empty] | Commercial_School_Existing_Space Heating_Furnace_
Commercial_School_Existing_Space Heating_Natural Gas_Boiler_E1 | Commercial | School | Existing | Space Heating | Natural Gas | Boiler | E1 | AFUE 80% (Standard) | 100% | 0% | 0% | 1.0109 | 0.56023 | 0.10961 | 0 | 20 | 30 | 2019 | 2051 | 100% | 0 | 0 | 0% | Normal | 0% | 0.75986 | 0 | 0 | 800 kBtu/hr | 30000 | 0 | 6e-05 | 14.8691 | 16600 | 9200 | 1800 | 0 | 2018 | 1.0149 | EIA 2018 Tech Forecast | EIA 2018 Tech Forecast | GBLR-Heating-EIA14-2014 Ref. Case-2 | 800 | kBtu/hr | 0.048 | Commercial_School_Existing_Space Heating_Boiler_AFUE 80% (Standard)
Commercial_School_Existing_Space Heating_Natural Gas_Boiler_E2 | Commercial | School | Existing | Space Heating | Natural Gas | Boiler | E2 | AFUE 85% | 94.12% | 0% | 0% | 1.3823 | 0.59373 | 0.10961 | 0 | 20 | 30 | 2019 | 2051 | 100% | 0 | 0 | 0% | Normal | 0% | 0.71517 | 0 | 0 | 800 kBtu/hr | 30000 | 0 | 6e-05 | 13.9944 | 22700 | 9750 | 1800 | 0 | 2018 | 1.0149 | EIA 2018 Tech Forecast | EIA 2018 Tech Forecast | GBLR-Heating-EIA14-2014 Ref. Case-5 | 800 | kBtu/hr | 0.048 | Commercial_School_Existing_Space Heating_Boiler_AFUE 85%
Commercial_School_Existing_Space Heating_Natural Gas_Boiler_E3 | Commercial | School | Existing | Space Heating | Natural Gas | Boiler | E3 | AFUE 97% | 82.47% | 0% | 0% | 2.2374 | 0.5519 | 0.10961 | 0 | 20 | 30 | 2019 | 2051 | 100% | 0 | 0 | 0% | Normal | 0% | 0.62669 | 0 | 0 | 800 kBtu/hr | 30000 | 0 | 6e-05 | 12.2631 | 36742.4242 | 9063.1313 | 1800 | 0 | 2018 | 1.0149 | EIA 2018 Tech Forecast | EIA 2018 Tech Forecast | GBLR-Heating-EIA14-2014 Ref. Case-6 | 800 | kBtu/hr | 0.048 | Commercial_School_Existing_Space Heating_Boiler_AFUE 97%
Commercial_School_Existing_Space Heating_Natural Gas_Boiler_E4 | Commercial | School | Existing | Space Heating | Natural Gas | Boiler | E4 | Convert to NG Air Source Heat Pump | 61.54% | 0% | 0% | 9.7621 | 0.56023 | 0.18341 | 0 | 10 | 20 | 2019 | 2051 | 100% | 0 | 0 | 0% | Normal | 0% | 0.46761 | 0 | 0 | 800 kBtu/hr | 30000 | 0 | 6e-05 | 9.1502 | 158316.7533 | 9085.5528 | 2974.436 | 0 | 2017 | 1.0277 | AEO 2021 - gas_eng-driven_RTHP-heat 2017 typical | AEO 2021 - gas_eng-driven_RTHP-heat 2017 typical | HP_GAS-Heating-AEO17-1 | 800 | kBtu/hr | 0.048 | Commercial_School_Existing_Space Heating_Boiler_Convert to NG Air Source Heat Pump
Commercial_School_Existing_Space Heating_Natural Gas_Boiler_E5 | Commercial | School | Existing | Space Heating | Natural Gas | Boiler | E5 |  | 0% | 0% | 0% | 0 | 0 | 0 | 0 | 0 | 0 | 0 | 0 | 0% | 0 | 0 | 0% | Normal | 0% | 0 | 0 | 0 | [17 empty] | Commercial_School_Existing_Space Heating_Boiler_
Commercial_School_Existing_Space Heating_Natural Gas_Boiler_E6 | Commercial | School | Existing | Space Heating | Natural Gas | Boiler | E6 |  | 0% | 0% | 0% | 0 | 0 | 0 | 0 | 0 | 0 | 0 | 0 | 0% | 0 | 0 | 0% | Normal | 0% | 0 | 0 | 0 | [17 empty] | Commercial_School_Existing_Space Heating_Boiler_
Commercial_School_Existing_Space Heating_Natural Gas_Boiler_E7 | Commercial | School | Existing | Space Heating | Natural Gas | Boiler | E7 |  | 0% | 0% | 0% | 0 | 0 | 0 | 0 | 0 | 0 | 0 | 0 | 0% | 0 | 0 | 0% | Normal | 0% | 0 | 0 | 0 | [17 empty] | Commercial_School_Existing_Space Heating_Boiler_
Commercial_School_Existing_Space Heating_Natural Gas_Boiler_E8 | Commercial | School | Existing | Space Heating | Natural Gas | Boiler | E8 |  | 0% | 0% | 0% | 0 | 0 | 0 | 0 | 0 | 0 | 0 | 0 | 0% | 0 | 0 | 0% | Normal | 0% | 0 | 0 | 0 | [17 empty] | Commercial_School_Existing_Space Heating_Boiler_
Commercial_School_Existing_Space Heating_Natural Gas_Boiler_E9 | Commercial | School | Existing | Space Heating | Natural Gas | Boiler | E9 |  | 0% | 0% | 0% | 0 | 0 | 0 | 0 | 0 | 0 | 0 | 0 | 0% | 0 | 0 | 0% | Normal | 0% | 0 | 0 | 0 | [17 empty] | Commercial_School_Existing_Space Heating_Boiler_
Commercial_School_Existing_Space Heating_Natural Gas_Boiler_E10 | Commercial | School | Existing | Space Heating | Natural Gas | Boiler | E10 |  | 0% | 0% | 0% | 0 | 0 | 0 | 0 | 0 | 0 | 0 | 0 | 0% | 0 | 0 | 0% | Normal | 0% | 0 | 0 | 0 | [17 empty] | Commercial_School_Existing_Space Heating_Boiler_
Commercial_School_Existing_Space Heating_Natural Gas_Unit Heater_E1 | Commercial | School | Existing | Space Heating | Natural Gas | Unit Heater | E1 | Standard | 100% | 0% | 0% | 0.1117 | 0 | 0 | 0 | 10 | 14 | 2019 | 2051 | 100% | 0 | 0 | 0% | Normal | 0% | 0.15103 | 0 | 0 | 125 kBtu/Hr | 30000 | 0 | 5.1889e-07 | 2328.572 | 1753.7127 | 0 | 0 | 0 | 2020 | 0.98199 | IL TRM - 4.4.12 - CI-HVC-IRHT-V02-210101 | AEG Market Research | IL TRM - 4.4.12 - CI-HVC-IRHT-V02-210101 w/ CNGC Sizing | 125 | kBtu/Hr | 6.4861e-05 | Commercial_School_Existing_Space Heating_Unit Heater_Standard
Commercial_School_Existing_Space Heating_Natural Gas_Unit Heater_E2 | Commercial | School | Existing | Space Heating | Natural Gas | Unit Heater | E2 | Condensing | 95.24% | 0% | 0% | 0.17883 | 0 | 0 | 0 | 10 | 14 | 2019 | 2051 | 100% | 0 | 0 | 0% | Normal | 0% | 0.14384 | 0 | 0 | 125 kBtu/Hr | 30000 | 0 | 5.1889e-07 | 2217.7386 | 2807.7404 | 0 | 0 | 0 | 2020 | 0.98199 | IL TRM - 4.4.5 - CI-HVC-CUHT-V01-190101 | ETO Measure Input Sheet - Com - Condensing Unit Heater GAS SPHT | IL TRM - 4.4.5 - CI-HVC-CUHT-V01-190101 w/ CNGC Sizing | 125 | kBtu/Hr | 6.4861e-05 | Commercial_School_Existing_Space Heating_Unit Heater_Condensing
Commercial_School_Existing_Space Heating_Natural Gas_Unit Heater_E3 | Commercial | School | Existing | Space Heating | Natural Gas | Unit Heater | E3 | Infrared Radiant | 85% | 0% | 0% | 0.15584 | 0 | 0 | 0 | 11 | 19 | 2019 | 2051 | 100% | 0 | 0 | 0% | Normal | 0% | 0.12838 | 0 | 0 | 125 kBtu/Hr | 30000 | 0 | 5.1889e-07 | 1979.2862 | 2446.6992 | 0 | 0 | 0 | 2020 | 0.98199 | IL TRM - 4.4.12 - CI-HVC-IRHT-V02-210101 | AEG Market Research | IL TRM - 4.4.12 - CI-HVC-IRHT-V02-210101 w/ CNGC Sizing | 125 | kBtu/Hr | 6.4861e-05 | Commercial_School_Existing_Space Heating_Unit Heater_Infrared Radiant
Commercial_School_Existing_Space Heating_Natural Gas_Unit Heater_E4 | Commercial | School | Existing | Space Heating | Natural Gas | Unit Heater | E4 |  | 0% | 0% | 0% | 0 | 0 | 0 | 0 | 0 | 0 | 0 | 0 | 0% | 0 | 0 | 0% | Normal | 0% | 0 | 0 | 0 | [17 empty] | Commercial_School_Existing_Space Heating_Unit Heater_
Commercial_School_Existing_Space Heating_Natural Gas_Unit Heater_E5 | Commercial | School | Existing | Space Heating | Natural Gas | Unit Heater | E5 |  | 0% | 0% | 0% | 0 | 0 | 0 | 0 | 0 | 0 | 0 | 0 | 0% | 0 | 0 | 0% | Normal | 0% | 0 | 0 | 0 | [17 empty] | Commercial_School_Existing_Space Heating_Unit Heater_
Commercial_School_Existing_Space Heating_Natural Gas_Unit Heater_E6 | Commercial | School | Existing | Space Heating | Natural Gas | Unit Heater | E6 |  | 0% | 0% | 0% | 0 | 0 | 0 | 0 | 0 | 0 | 0 | 0 | 0% | 0 | 0 | 0% | Normal | 0% | 0 | 0 | 0 | [17 empty] | Commercial_School_Existing_Space Heating_Unit Heater_
Commercial_School_Existing_Space Heating_Natural Gas_Unit Heater_E7 | Commercial | School | Existing | Space Heating | Natural Gas | Unit Heater | E7 |  | 0% | 0% | 0% | 0 | 0 | 0 | 0 | 0 | 0 | 0 | 0 | 0% | 0 | 0 | 0% | Normal | 0% | 0 | 0 | 0 | [17 empty] | Commercial_School_Existing_Space Heating_Unit Heater_
Commercial_School_Existing_Space Heating_Natural Gas_Unit Heater_E8 | Commercial | School | Existing | Space Heating | Natural Gas | Unit Heater | E8 |  | 0% | 0% | 0% | 0 | 0 | 0 | 0 | 0 | 0 | 0 | 0 | 0% | 0 | 0 | 0% | Normal | 0% | 0 | 0 | 0 | [17 empty] | Commercial_School_Existing_Space Heating_Unit Heater_
Commercial_School_Existing_Space Heating_Natural Gas_Unit Heater_E9 | Commercial | School | Existing | Space Heating | Natural Gas | Unit Heater | E9 |  | 0% | 0% | 0% | 0 | 0 | 0 | 0 | 0 | 0 | 0 | 0 | 0% | 0 | 0 | 0% | Normal | 0% | 0 | 0 | 0 | [17 empty] | Commercial_School_Existing_Space Heating_Unit Heater_
Commercial_School_Existing_Space Heating_Natural Gas_Unit Heater_E10 | Commercial | School | Existing | Space Heating | Natural Gas | Unit Heater | E10 |  | 0% | 0% | 0% | 0 | 0 | 0 | 0 | 0 | 0 | 0 | 0 | 0% | 0 | 0 | 0% | Normal | 0% | 0 | 0 | 0 | [17 empty] | Commercial_School_Existing_Space Heating_Unit Heater_
Commercial_School_Existing_Water Heating_Natural Gas_Water Heater_E1 | Commercial | School | Existing | Water Heating | Natural Gas | Water Heater | E1 | TE 80% | 100% | 0% | 0% | 0.17276 | 0 | 0.011069 | 0 | 8 | 12 | 2019 | 2051 | 100% | 0 | 0 | 0% | Normal | 0% | 0.14148 | 0 | 0 | 1 kBtu/hr | 30000 | 0 | 0.0064113 | 21.7942 | 26.22 | 0 | 1.68 | 0 | 2017 | 1.0277 | AEO 2021 - gas_water_heater 2017 standard | AEO 2021 - gas_water_heater 2017 standard | DHW_WH-Water Heating-PG&E-R7-14 | 1 | kBtu/hr | 0.0064113 | Commercial_School_Existing_Water Heating_Water Heater_TE 80%
Commercial_School_Existing_Water Heating_Natural Gas_Water Heater_E2 | Commercial | School | Existing | Water Heating | Natural Gas | Water Heater | E2 | TE 81% | 98.77% | 0% | 0% | 0.17269 | 0 | 0.011069 | 0 | 8 | 12 | 2019 | 2051 | 100% | 0 | 0 | 0% | Normal | 0% | 0.13973 | 0 | 0 | 1 kBtu/hr | 30000 | 0 | 0.0064113 | 21.5251 | 26.21 | 0 | 1.68 | 0 | 2017 | 1.0277 | AEO 2021 - gas_water_heater 2017 typical | AEO 2021 - gas_water_heater 2017 typical | DHW_WH-Water Heating-PG&E-R7-14 | 1 | kBtu/hr | 0.0064113 | Commercial_School_Existing_Water Heating_Water Heater_TE 81%
Commercial_School_Existing_Water Heating_Natural Gas_Water Heater_E3 | Commercial | School | Existing | Water Heating | Natural Gas | Water Heater | E3 | TE 88% | 90.91% | 0% | 0% | 0.18287 | 0 | 0.010312 | 0 | 8 | 12 | 2019 | 2051 | 100% | 0 | 0 | 0% | Normal | 0% | 0.12861 | 0 | 0 | 1 kBtu/hr | 30000 | 0 | 0.0064113 | 19.8129 | 27.755 | 0 | 1.565 | 0 | 2017 | 1.0277 | AEO 2021 - gas_water_heater 2017 ENERGY STAR | AEO 2021 - gas_water_heater 2017 ENERGY STAR | DHW_WH-Water Heating-PG&E-R7-14 | 1 | kBtu/hr | 0.0064113 | Commercial_School_Existing_Water Heating_Water Heater_TE 88%
Commercial_School_Existing_Water Heating_Natural Gas_Water Heater_E4 | Commercial | School | Existing | Water Heating | Natural Gas | Water Heater | E4 | TE 94% | 85.11% | 0% | 0% | 0.19305 | 0 | 0.0095539 | 0 | 8 | 12 | 2019 | 2051 | 100% | 0 | 0 | 0% | Normal | 0% | 0.1204 | 0 | 0 | 1 kBtu/hr | 30000 | 0 | 0.0064113 | 18.5482 | 29.3 | 0 | 1.45 | 0 | 2017 | 1.0277 | AEO 2021 - gas_water_heater 2017 ENERGY STAR | AEO 2021 - gas_water_heater 2017 ENERGY STAR | DHW_WH-Water Heating-PG&E-R7-14 | 1 | kBtu/hr | 0.0064113 | Commercial_School_Existing_Water Heating_Water Heater_TE 94%
Commercial_School_Existing_Water Heating_Natural Gas_Water Heater_E5 | Commercial | School | Existing | Water Heating | Natural Gas | Water Heater | E5 | TE 96% | 83.33% | 0% | 0% | 0.19716 | 0 | 0.0097572 | 0 | 8 | 12 | 2019 | 2051 | 100% | 0 | 0 | 0% | Normal | 0% | 0.1179 | 0 | 0 | 1 kBtu/hr | 30000 | 0 | 0.0064113 | 18.1618 | 29.9234 | 0 | 1.4809 | 0 | 2017 | 1.0277 | AEO 2021 - gas_water_heater 2017 ENERGY STAR | AEO 2021 - gas_water_heater 2017 ENERGY STAR | DHW_WH-Water Heating-PG&E-R7-14 | 1 | kBtu/hr | 0.0064113 | Commercial_School_Existing_Water Heating_Water Heater_TE 96%
Commercial_School_Existing_Water Heating_Natural Gas_Water Heater_E6 | Commercial | School | Existing | Water Heating | Natural Gas | Water Heater | E6 | Tankless | 81.63% | 0% | 0% | 0.21324 | 0 | 0.0022335 | 0 | 8 | 12 | 2019 | 2051 | 100% | 0 | 0 | 0% | Normal | 0% | 0.11549 | 0 | 0 | 1 kBtu/hr | 30000 | 0 | 0.0064113 | 17.7912 | 32.3633 | 0 | 0.33898 | 0 | 2017 | 1.0277 | EIA Ref. Case 2018 - Gas Tankless High Eff. | EIA Ref. Case 2018 - Gas Tankless High Eff. | DHW_WH-Water Heating-NMTRM-2016-7 | 1 | kBtu/hr | 0.0064113 | Commercial_School_Existing_Water Heating_Water Heater_Tankless
Commercial_School_Existing_Water Heating_Natural Gas_Water Heater_E7 | Commercial | School | Existing | Water Heating | Natural Gas | Water Heater | E7 | Gas-Fired Absorption HPWH | 75.47% | 0% | 0% | 0.35501 | 0 | 0 | 0 | 10 | 16 | 2019 | 2051 | 100% | 0 | 0 | 0% | Normal | 0% | 0.10677 | 0 | 0 | 1 kBtu/hr | 30000 | 0 | 0.0064113 | 16.4484 | 56.3879 | 0 | 0 | 0 | 2020 | 0.98199 | DHW_WH-Water Heating-DOE-2014-2 | NEEA Report #E20-309, Robur Heat Pump Field Trial. March 11, 2020. | Engineering Calculation and NEEA Report #E20-309, Robur Heat Pump Field Trial. March 11, 2020. | 1 | kBtu/hr | 0.0064113 | Commercial_School_Existing_Water Heating_Water Heater_Gas-Fired Absorption HPWH
Commercial_School_Existing_Water Heating_Natural Gas_Water Heater_E8 | Commercial | School | Existing | Water Heating | Natural Gas | Water Heater | E8 |  | 0% | 0% | 0% | 0 | 0 | 0 | 0 | 0 | 0 | 0 | 0 | 0% | 0 | 0 | 0% | Normal | 0% | 0 | 0 | 0 | [17 empty] | Commercial_School_Existing_Water Heating_Water Heater_
Commercial_School_Existing_Water Heating_Natural Gas_Water Heater_E9 | Commercial | School | Existing | Water Heating | Natural Gas | Water Heater | E9 |  | 0% | 0% | 0% | 0 | 0 | 0 | 0 | 0 | 0 | 0 | 0 | 0% | 0 | 0 | 0% | Normal | 0% | 0 | 0 | 0 | [17 empty] | Commercial_School_Existing_Water Heating_Water Heater_
Commercial_School_Existing_Water Heating_Natural Gas_Water Heater_E10 | Commercial | School | Existing | Water Heating | Natural Gas | Water Heater | E10 |  | 0% | 0% | 0% | 0 | 0 | 0 | 0 | 0 | 0 | 0 | 0 | 0% | 0 | 0 | 0% | Normal | 0% | 0 | 0 | 0 | [17 empty] | Commercial_School_Existing_Water Heating_Water Heater_
Commercial_School_Existing_Food Preparation_Natural Gas_Oven_E1 | Commercial | School | Existing | Food Preparation | Natural Gas | Oven | E1 | Standard | 100% | 0% | 0% | 0.20011 | 0.0042205 | 0 | 0 | 10 | 14 | 2019 | 2051 | 100% | 0 | 0 | 0% | Normal | 0% | 0.021033 | 0 | 0 | 1 unit | 30000 | 0 | 2.5858e-05 | 813.4143 | 7112 | 150 | 0 | 0 | 2013 | 1.0881 | IL TRM - 4.2.1 - CI-FSE-CBOV-V02-160601 | ETO Measure Input Sheet - Com - Gas Convection Oven | IL TRM - 4.2.1 - CI-FSE-CBOV-V02-160601 | 1 | unit | 2.5858e-05 | Commercial_School_Existing_Food Preparation_Oven_Standard
Commercial_School_Existing_Food Preparation_Natural Gas_Oven_E2 | Commercial | School | Existing | Food Preparation | Natural Gas | Oven | E2 | ENERGY STAR (>44% Baking Efficiency) | 86.89% | 0% | 0% | 0.21102 | 0.0042205 | 0 | 0 | 10 | 14 | 2019 | 2051 | 100% | 0 | 0 | 0% | Normal | 0% | 0.018275 | 0 | 0 | 1 unit | 30000 | 0 | 2.5858e-05 | 706.739 | 7500 | 150 | 0 | 0 | 2013 | 1.0881 | IL TRM - 4.2.1 - CI-FSE-CBOV-V02-160601 | EIA 2018 Tech Forecast | ETO Measure Input Sheet | 1 | unit | 2.5858e-05 | Commercial_School_Existing_Food Preparation_Oven_ENERGY STAR (>44% Baking Efficiency)
Commercial_School_Existing_Food Preparation_Natural Gas_Oven_E3 | Commercial | School | Existing | Food Preparation | Natural Gas | Oven | E3 |  | 0% | 0% | 0% | 0 | 0 | 0 | 0 | 0 | 0 | 0 | 0 | 0% | 0 | 0 | 0% | Normal | 0% | 0 | 0 | 0 | [17 empty] | Commercial_School_Existing_Food Preparation_Oven_
Commercial_School_Existing_Food Preparation_Natural Gas_Oven_E4 | Commercial | School | Existing | Food Preparation | Natural Gas | Oven | E4 |  | 0% | 0% | 0% | 0 | 0 | 0 | 0 | 0 | 0 | 0 | 0 | 0% | 0 | 0 | 0% | Normal | 0% | 0 | 0 | 0 | [17 empty] | Commercial_School_Existing_Food Preparation_Oven_
Commercial_School_Existing_Food Preparation_Natural Gas_Oven_E5 | Commercial | School | Existing | Food Preparation | Natural Gas | Oven | E5 |  | 0% | 0% | 0% | 0 | 0 | 0 | 0 | 0 | 0 | 0 | 0 | 0% | 0 | 0 | 0% | Normal | 0% | 0 | 0 | 0 | [17 empty] | Commercial_School_Existing_Food Preparation_Oven_
Commercial_School_Existing_Food Preparation_Natural Gas_Oven_E6 | Commercial | School | Existing | Food Preparation | Natural Gas | Oven | E6 |  | 0% | 0% | 0% | 0 | 0 | 0 | 0 | 0 | 0 | 0 | 0 | 0% | 0 | 0 | 0% | Normal | 0% | 0 | 0 | 0 | [17 empty] | Commercial_School_Existing_Food Preparation_Oven_
Commercial_School_Existing_Food Preparation_Natural Gas_Oven_E7 | Commercial | School | Existing | Food Preparation | Natural Gas | Oven | E7 |  | 0% | 0% | 0% | 0 | 0 | 0 | 0 | 0 | 0 | 0 | 0 | 0% | 0 | 0 | 0% | Normal | 0% | 0 | 0 | 0 | [17 empty] | Commercial_School_Existing_Food Preparation_Oven_
Commercial_School_Existing_Food Preparation_Natural Gas_Oven_E8 | Commercial | School | Existing | Food Preparation | Natural Gas | Oven | E8 |  | 0% | 0% | 0% | 0 | 0 | 0 | 0 | 0 | 0 | 0 | 0 | 0% | 0 | 0 | 0% | Normal | 0% | 0 | 0 | 0 | [17 empty] | Commercial_School_Existing_Food Preparation_Oven_
Commercial_School_Existing_Food Preparation_Natural Gas_Oven_E9 | Commercial | School | Existing | Food Preparation | Natural Gas | Oven | E9 |  | 0% | 0% | 0% | 0 | 0 | 0 | 0 | 0 | 0 | 0 | 0 | 0% | 0 | 0 | 0% | Normal | 0% | 0 | 0 | 0 | [17 empty] | Commercial_School_Existing_Food Preparation_Oven_
Commercial_School_Existing_Food Preparation_Natural Gas_Oven_E10 | Commercial | School | Existing | Food Preparation | Natural Gas | Oven | E10 |  | 0% | 0% | 0% | 0 | 0 | 0 | 0 | 0 | 0 | 0 | 0 | 0% | 0 | 0 | 0% | Normal | 0% | 0 | 0 | 0 | [17 empty] | Commercial_School_Existing_Food Preparation_Oven_
Commercial_School_Existing_Food Preparation_Natural Gas_Conveyor Oven_E1 | Commercial | School | Existing | Food Preparation | Natural Gas | Conveyor Oven | E1 | Standard | 100% | 0% | 0% | 0.14343 | 0 | 0 | 0 | 15 | 19 | 2019 | 2051 | 100% | 0 | 0 | 0% | Normal | 0% | 0.038678 | 0 | 0 | 1 unit | 30000 | 0 | 1.3404e-05 | 2885.475 | 10177 | 0 | 0 | 0 | 2015 | 1.0514 | IL TRM - 4.2.4 - CI-FSE-CVOV-V02-180101 | PGE Workpaper, PGECOFST117 R5, 2015 | MN TRM 3.1 - Gas Conveyor Oven v1.1 | 1 | unit | 1.3404e-05 | Commercial_School_Existing_Food Preparation_Conveyor Oven_Standard
Commercial_School_Existing_Food Preparation_Natural Gas_Conveyor Oven_E2 | Commercial | School | Existing | Food Preparation | Natural Gas | Conveyor Oven | E2 | Efficient (>44% Baking Efficiency) | 76.02% | 0% | 0% | 0.17486 | 0 | 0 | 0 | 15 | 19 | 2019 | 2051 | 100% | 0 | 0 | 0% | Normal | 0% | 0.029401 | 0 | 0 | 1 unit | 30000 | 0 | 1.3404e-05 | 2193.4093 | 12407 | 0 | 0 | 0 | 2015 | 1.0514 | IL TRM - 4.2.4 - CI-FSE-CVOV-V02-180101 | PGE Workpaper, PGECOFST117 R5, 2015 | MN TRM 3.1 - Gas Conveyor Oven v1.1 | 1 | unit | 1.3404e-05 | Commercial_School_Existing_Food Preparation_Conveyor Oven_Efficient (>44% Baking Efficiency)
Commercial_School_Existing_Food Preparation_Natural Gas_Conveyor Oven_E3 | Commercial | School | Existing | Food Preparation | Natural Gas | Conveyor Oven | E3 |  | 0% | 0% | 0% | 0 | 0 | 0 | 0 | 0 | 0 | 0 | 0 | 0% | 0 | 0 | 0% | Normal | 0% | 0 | 0 | 0 | [17 empty] | Commercial_School_Existing_Food Preparation_Conveyor Oven_
Commercial_School_Existing_Food Preparation_Natural Gas_Conveyor Oven_E4 | Commercial | School | Existing | Food Preparation | Natural Gas | Conveyor Oven | E4 |  | 0% | 0% | 0% | 0 | 0 | 0 | 0 | 0 | 0 | 0 | 0 | 0% | 0 | 0 | 0% | Normal | 0% | 0 | 0 | 0 | [17 empty] | Commercial_School_Existing_Food Preparation_Conveyor Oven_
Commercial_School_Existing_Food Preparation_Natural Gas_Conveyor Oven_E5 | Commercial | School | Existing | Food Preparation | Natural Gas | Conveyor Oven | E5 |  | 0% | 0% | 0% | 0 | 0 | 0 | 0 | 0 | 0 | 0 | 0 | 0% | 0 | 0 | 0% | Normal | 0% | 0 | 0 | 0 | [17 empty] | Commercial_School_Existing_Food Preparation_Conveyor Oven_
Commercial_School_Existing_Food Preparation_Natural Gas_Conveyor Oven_E6 | Commercial | School | Existing | Food Preparation | Natural Gas | Conveyor Oven | E6 |  | 0% | 0% | 0% | 0 | 0 | 0 | 0 | 0 | 0 | 0 | 0 | 0% | 0 | 0 | 0% | Normal | 0% | 0 | 0 | 0 | [17 empty] | Commercial_School_Existing_Food Preparation_Conveyor Oven_
Commercial_School_Existing_Food Preparation_Natural Gas_Conveyor Oven_E7 | Commercial | School | Existing | Food Preparation | Natural Gas | Conveyor Oven | E7 |  | 0% | 0% | 0% | 0 | 0 | 0 | 0 | 0 | 0 | 0 | 0 | 0% | 0 | 0 | 0% | Normal | 0% | 0 | 0 | 0 | [17 empty] | Commercial_School_Existing_Food Preparation_Conveyor Oven_
Commercial_School_Existing_Food Preparation_Natural Gas_Conveyor Oven_E8 | Commercial | School | Existing | Food Preparation | Natural Gas | Conveyor Oven | E8 |  | 0% | 0% | 0% | 0 | 0 | 0 | 0 | 0 | 0 | 0 | 0 | 0% | 0 | 0 | 0% | Normal | 0% | 0 | 0 | 0 | [17 empty] | Commercial_School_Existing_Food Preparation_Conveyor Oven_
Commercial_School_Existing_Food Preparation_Natural Gas_Conveyor Oven_E9 | Commercial | School | Existing | Food Preparation | Natural Gas | Conveyor Oven | E9 |  | 0% | 0% | 0% | 0 | 0 | 0 | 0 | 0 | 0 | 0 | 0 | 0% | 0 | 0 | 0% | Normal | 0% | 0 | 0 | 0 | [17 empty] | Commercial_School_Existing_Food Preparation_Conveyor Oven_
Commercial_School_Existing_Food Preparation_Natural Gas_Conveyor Oven_E10 | Commercial | School | Existing | Food Preparation | Natural Gas | Conveyor Oven | E10 |  | 0% | 0% | 0% | 0 | 0 | 0 | 0 | 0 | 0 | 0 | 0 | 0% | 0 | 0 | 0% | Normal | 0% | 0 | 0 | 0 | [17 empty] | Commercial_School_Existing_Food Preparation_Conveyor Oven_
Commercial_School_Existing_Food Preparation_Natural Gas_Double Rack Oven_E1 | Commercial | School | Existing | Food Preparation | Natural Gas | Double Rack Oven | E1 | Standard | 100% | 0% | 0% | 0.21093 | 0 | 0 | 0 | 10 | 14 | 2019 | 2051 | 100% | 0 | 0 | 0% | Normal | 0% | 0.068929 | 0 | 0 | 1 unit | 30000 | 0 | 1.623e-05 | 4247.1 | 12513 | 0 | 0 | 0 | 2016 | 1.0386 | IL TRM - 4.2.18 - CI-FSE-RKOV-VO2-180101 | PGE Workpaper, PGECOFST109 R6, 2016 | IL TRM - 4.2.18 - CI-FSE-RKOV-VO2-180101 | 1 | unit | 1.623e-05 | Commercial_School_Existing_Food Preparation_Double Rack Oven_Standard
Commercial_School_Existing_Food Preparation_Natural Gas_Double Rack Oven_E2 | Commercial | School | Existing | Food Preparation | Natural Gas | Double Rack Oven | E2 | FTSC Qualified (>50% Cooking Efficiency) | 54.55% | 0% | 0% | 0.28051 | 0 | 0 | 0 | 10 | 14 | 2019 | 2051 | 100% | 0 | 0 | 0% | Normal | 0% | 0.037598 | 0 | 0 | 1 unit | 30000 | 0 | 1.623e-05 | 2316.6 | 16641 | 0 | 0 | 0 | 2016 | 1.0386 | IL TRM - 4.2.18 - CI-FSE-RKOV-VO2-180101 | PGE Workpaper, PGECOFST109 R6, 2016 | IL TRM - 4.2.18 - CI-FSE-RKOV-VO2-180101 | 1 | unit | 1.623e-05 | Commercial_School_Existing_Food Preparation_Double Rack Oven_FTSC Qualified (>50% Cooking Efficiency)
Commercial_School_Existing_Food Preparation_Natural Gas_Double Rack Oven_E3 | Commercial | School | Existing | Food Preparation | Natural Gas | Double Rack Oven | E3 |  | 0% | 0% | 0% | 0 | 0 | 0 | 0 | 0 | 0 | 0 | 0 | 0% | 0 | 0 | 0% | Normal | 0% | 0 | 0 | 0 | [17 empty] | Commercial_School_Existing_Food Preparation_Double Rack Oven_
Commercial_School_Existing_Food Preparation_Natural Gas_Double Rack Oven_E4 | Commercial | School | Existing | Food Preparation | Natural Gas | Double Rack Oven | E4 |  | 0% | 0% | 0% | 0 | 0 | 0 | 0 | 0 | 0 | 0 | 0 | 0% | 0 | 0 | 0% | Normal | 0% | 0 | 0 | 0 | [17 empty] | Commercial_School_Existing_Food Preparation_Double Rack Oven_
Commercial_School_Existing_Food Preparation_Natural Gas_Double Rack Oven_E5 | Commercial | School | Existing | Food Preparation | Natural Gas | Double Rack Oven | E5 |  | 0% | 0% | 0% | 0 | 0 | 0 | 0 | 0 | 0 | 0 | 0 | 0% | 0 | 0 | 0% | Normal | 0% | 0 | 0 | 0 | [17 empty] | Commercial_School_Existing_Food Preparation_Double Rack Oven_
Commercial_School_Existing_Food Preparation_Natural Gas_Double Rack Oven_E6 | Commercial | School | Existing | Food Preparation | Natural Gas | Double Rack Oven | E6 |  | 0% | 0% | 0% | 0 | 0 | 0 | 0 | 0 | 0 | 0 | 0 | 0% | 0 | 0 | 0% | Normal | 0% | 0 | 0 | 0 | [17 empty] | Commercial_School_Existing_Food Preparation_Double Rack Oven_
Commercial_School_Existing_Food Preparation_Natural Gas_Double Rack Oven_E7 | Commercial | School | Existing | Food Preparation | Natural Gas | Double Rack Oven | E7 |  | 0% | 0% | 0% | 0 | 0 | 0 | 0 | 0 | 0 | 0 | 0 | 0% | 0 | 0 | 0% | Normal | 0% | 0 | 0 | 0 | [17 empty] | Commercial_School_Existing_Food Preparation_Double Rack Oven_
Commercial_School_Existing_Food Preparation_Natural Gas_Double Rack Oven_E8 | Commercial | School | Existing | Food Preparation | Natural Gas | Double Rack Oven | E8 |  | 0% | 0% | 0% | 0 | 0 | 0 | 0 | 0 | 0 | 0 | 0 | 0% | 0 | 0 | 0% | Normal | 0% | 0 | 0 | 0 | [17 empty] | Commercial_School_Existing_Food Preparation_Double Rack Oven_
Commercial_School_Existing_Food Preparation_Natural Gas_Double Rack Oven_E9 | Commercial | School | Existing | Food Preparation | Natural Gas | Double Rack Oven | E9 |  | 0% | 0% | 0% | 0 | 0 | 0 | 0 | 0 | 0 | 0 | 0 | 0% | 0 | 0 | 0% | Normal | 0% | 0 | 0 | 0 | [17 empty] | Commercial_School_Existing_Food Preparation_Double Rack Oven_
Commercial_School_Existing_Food Preparation_Natural Gas_Double Rack Oven_E10 | Commercial | School | Existing | Food Preparation | Natural Gas | Double Rack Oven | E10 |  | 0% | 0% | 0% | 0 | 0 | 0 | 0 | 0 | 0 | 0 | 0 | 0% | 0 | 0 | 0% | Normal | 0% | 0 | 0 | 0 | [17 empty] | Commercial_School_Existing_Food Preparation_Double Rack Oven_
Commercial_School_Existing_Food Preparation_Natural Gas_Fryer_E1 | Commercial | School | Existing | Food Preparation | Natural Gas | Fryer | E1 | Standard | 100% | 0% | 0% | 0.10821 | 0 | 0 | 0 | 4 | 7 | 2019 | 2021 | 100% | 0 | 0 | 0% | Normal | 0% | 0.034903 | 0 | 0 | 1 unit | 30000 | 0 | 3.0826e-05 | 1132.275 | 3379.7321 | 0 | 0 | 0 | 2016 | 1.0386 | RTF Wkbk - ComCookingFryer_v3_3 | RTF Wkbk - ComCookingFryer_v3_3 | RTF Wkbk - ComCookingFryer_v3_3 | 1 | unit | 3.0826e-05 | Commercial_School_Existing_Food Preparation_Fryer_Standard
Commercial_School_Existing_Food Preparation_Natural Gas_Fryer_E2 | Commercial | School | Existing | Food Preparation | Natural Gas | Fryer | E2 | ENERGY STAR | 61.29% | 0% | 0% | 0.13602 | 0 | 0 | 0 | 4 | 7 | 2019 | 2051 | 100% | 0 | 0 | 0% | Normal | 0% | 0.021392 | 0 | 0 | 1 unit | 30000 | 0 | 3.0826e-05 | 693.975 | 4248.3333 | 0 | 0 | 0 | 2016 | 1.0386 | RTF Wkbk - ComCookingFryer_v3_3 | RTF Wkbk - ComCookingFryer_v3_3 | RTF Wkbk - ComCookingFryer_v3_3 | 1 | unit | 3.0826e-05 | Commercial_School_Existing_Food Preparation_Fryer_ENERGY STAR
Commercial_School_Existing_Food Preparation_Natural Gas_Fryer_E3 | Commercial | School | Existing | Food Preparation | Natural Gas | Fryer | E3 |  | 0% | 0% | 0% | 0 | 0 | 0 | 0 | 0 | 0 | 0 | 0 | 0% | 0 | 0 | 0% | Normal | 0% | 0 | 0 | 0 | [17 empty] | Commercial_School_Existing_Food Preparation_Fryer_
Commercial_School_Existing_Food Preparation_Natural Gas_Fryer_E4 | Commercial | School | Existing | Food Preparation | Natural Gas | Fryer | E4 |  | 0% | 0% | 0% | 0 | 0 | 0 | 0 | 0 | 0 | 0 | 0 | 0% | 0 | 0 | 0% | Normal | 0% | 0 | 0 | 0 | [17 empty] | Commercial_School_Existing_Food Preparation_Fryer_
Commercial_School_Existing_Food Preparation_Natural Gas_Fryer_E5 | Commercial | School | Existing | Food Preparation | Natural Gas | Fryer | E5 |  | 0% | 0% | 0% | 0 | 0 | 0 | 0 | 0 | 0 | 0 | 0 | 0% | 0 | 0 | 0% | Normal | 0% | 0 | 0 | 0 | [17 empty] | Commercial_School_Existing_Food Preparation_Fryer_
Commercial_School_Existing_Food Preparation_Natural Gas_Fryer_E6 | Commercial | School | Existing | Food Preparation | Natural Gas | Fryer | E6 |  | 0% | 0% | 0% | 0 | 0 | 0 | 0 | 0 | 0 | 0 | 0 | 0% | 0 | 0 | 0% | Normal | 0% | 0 | 0 | 0 | [17 empty] | Commercial_School_Existing_Food Preparation_Fryer_
Commercial_School_Existing_Food Preparation_Natural Gas_Fryer_E7 | Commercial | School | Existing | Food Preparation | Natural Gas | Fryer | E7 |  | 0% | 0% | 0% | 0 | 0 | 0 | 0 | 0 | 0 | 0 | 0 | 0% | 0 | 0 | 0% | Normal | 0% | 0 | 0 | 0 | [17 empty] | Commercial_School_Existing_Food Preparation_Fryer_
Commercial_School_Existing_Food Preparation_Natural Gas_Fryer_E8 | Commercial | School | Existing | Food Preparation | Natural Gas | Fryer | E8 |  | 0% | 0% | 0% | 0 | 0 | 0 | 0 | 0 | 0 | 0 | 0 | 0% | 0 | 0 | 0% | Normal | 0% | 0 | 0 | 0 | [17 empty] | Commercial_School_Existing_Food Preparation_Fryer_
Commercial_School_Existing_Food Preparation_Natural Gas_Fryer_E9 | Commercial | School | Existing | Food Preparation | Natural Gas | Fryer | E9 |  | 0% | 0% | 0% | 0 | 0 | 0 | 0 | 0 | 0 | 0 | 0 | 0% | 0 | 0 | 0% | Normal | 0% | 0 | 0 | 0 | [17 empty] | Commercial_School_Existing_Food Preparation_Fryer_
Commercial_School_Existing_Food Preparation_Natural Gas_Fryer_E10 | Commercial | School | Existing | Food Preparation | Natural Gas | Fryer | E10 |  | 0% | 0% | 0% | 0 | 0 | 0 | 0 | 0 | 0 | 0 | 0 | 0% | 0 | 0 | 0% | Normal | 0% | 0 | 0 | 0 | [17 empty] | Commercial_School_Existing_Food Preparation_Fryer_
Commercial_School_Existing_Food Preparation_Natural Gas_Broiler_E1 | Commercial | School | Existing | Food Preparation | Natural Gas | Broiler | E1 | Standard | 100% | 0% | 0% | 0.15978 | 0 | 0 | 0 | 10 | 14 | 2019 | 2051 | 100% | 0 | 0 | 0% | Normal | 0% | 0.03806 | 0 | 0 | 1 unit | 30000 | 0 | 5.658e-05 | 672.672 | 2500 | 0 | 0 | 0 | 2011 | 1.1296 | IL TRM - 4.2.14 - CI-FSE-IRBL-V02-180101 | Estimate | IL TRM - 4.2.14 - CI-FSE-IRBL-V02-180101 | 1 | unit | 5.658e-05 | Commercial_School_Existing_Food Preparation_Broiler_Standard
Commercial_School_Existing_Food Preparation_Natural Gas_Broiler_E2 | Commercial | School | Existing | Food Preparation | Natural Gas | Broiler | E2 | Infrared Burners | 64.29% | 0% | 0% | 0.22369 | 0 | 0 | 0 | 10 | 14 | 2019 | 2051 | 100% | 0 | 0 | 0% | Normal | 0% | 0.024467 | 0 | 0 | 1 unit | 30000 | 0 | 5.658e-05 | 432.432 | 3500 | 0 | 0 | 0 | 2011 | 1.1296 | IL TRM - 4.2.14 - CI-FSE-IRBL-V02-180101 | IL TRM - 4.2.14 - CI-FSE-IRBL-V02-180101 | IL TRM - 4.2.14 - CI-FSE-IRBL-V02-180101 | 1 | unit | 5.658e-05 | Commercial_School_Existing_Food Preparation_Broiler_Infrared Burners
Commercial_School_Existing_Food Preparation_Natural Gas_Broiler_E3 | Commercial | School | Existing | Food Preparation | Natural Gas | Broiler | E3 |  | 0% | 0% | 0% | 0 | 0 | 0 | 0 | 0 | 0 | 0 | 0 | 0% | 0 | 0 | 0% | Normal | 0% | 0 | 0 | 0 | [17 empty] | Commercial_School_Existing_Food Preparation_Broiler_
Commercial_School_Existing_Food Preparation_Natural Gas_Broiler_E4 | Commercial | School | Existing | Food Preparation | Natural Gas | Broiler | E4 |  | 0% | 0% | 0% | 0 | 0 | 0 | 0 | 0 | 0 | 0 | 0 | 0% | 0 | 0 | 0% | Normal | 0% | 0 | 0 | 0 | [17 empty] | Commercial_School_Existing_Food Preparation_Broiler_
Commercial_School_Existing_Food Preparation_Natural Gas_Broiler_E5 | Commercial | School | Existing | Food Preparation | Natural Gas | Broiler | E5 |  | 0% | 0% | 0% | 0 | 0 | 0 | 0 | 0 | 0 | 0 | 0 | 0% | 0 | 0 | 0% | Normal | 0% | 0 | 0 | 0 | [17 empty] | Commercial_School_Existing_Food Preparation_Broiler_
Commercial_School_Existing_Food Preparation_Natural Gas_Broiler_E6 | Commercial | School | Existing | Food Preparation | Natural Gas | Broiler | E6 |  | 0% | 0% | 0% | 0 | 0 | 0 | 0 | 0 | 0 | 0 | 0 | 0% | 0 | 0 | 0% | Normal | 0% | 0 | 0 | 0 | [17 empty] | Commercial_School_Existing_Food Preparation_Broiler_
Commercial_School_Existing_Food Preparation_Natural Gas_Broiler_E7 | Commercial | School | Existing | Food Preparation | Natural Gas | Broiler | E7 |  | 0% | 0% | 0% | 0 | 0 | 0 | 0 | 0 | 0 | 0 | 0 | 0% | 0 | 0 | 0% | Normal | 0% | 0 | 0 | 0 | [17 empty] | Commercial_School_Existing_Food Preparation_Broiler_
Commercial_School_Existing_Food Preparation_Natural Gas_Broiler_E8 | Commercial | School | Existing | Food Preparation | Natural Gas | Broiler | E8 |  | 0% | 0% | 0% | 0 | 0 | 0 | 0 | 0 | 0 | 0 | 0 | 0% | 0 | 0 | 0% | Normal | 0% | 0 | 0 | 0 | [17 empty] | Commercial_School_Existing_Food Preparation_Broiler_
Commercial_School_Existing_Food Preparation_Natural Gas_Broiler_E9 | Commercial | School | Existing | Food Preparation | Natural Gas | Broiler | E9 |  | 0% | 0% | 0% | 0 | 0 | 0 | 0 | 0 | 0 | 0 | 0 | 0% | 0 | 0 | 0% | Normal | 0% | 0 | 0 | 0 | [17 empty] | Commercial_School_Existing_Food Preparation_Broiler_
Commercial_School_Existing_Food Preparation_Natural Gas_Broiler_E10 | Commercial | School | Existing | Food Preparation | Natural Gas | Broiler | E10 |  | 0% | 0% | 0% | 0 | 0 | 0 | 0 | 0 | 0 | 0 | 0 | 0% | 0 | 0 | 0% | Normal | 0% | 0 | 0 | 0 | [17 empty] | Commercial_School_Existing_Food Preparation_Broiler_
Commercial_School_Existing_Food Preparation_Natural Gas_Griddle_E1 | Commercial | School | Existing | Food Preparation | Natural Gas | Griddle | E1 | Standard | 100% | 0% | 0% | 0.10684 | 0 | 0 | 0 | 10 | 14 | 2019 | 2051 | 100% | 0 | 0 | 0% | Normal | 0% | 0.023486 | 0 | 0 | 1 unit | 30000 | 0 | 1.9065e-05 | 1231.891 | 5150 | 0 | 0 | 0 | 2013 | 1.0881 | IL TRM - 4.2.8 - CI-FSE-ESGR-V04-200101 | COOK_GRD-Food Preparation-EIA14-2014 Ref. Case-5 | IL TRM - 4.2.8 - CI-FSE-ESGR-V04-200101 | 1 | unit | 1.9065e-05 | Commercial_School_Existing_Food Preparation_Griddle_Standard
Commercial_School_Existing_Food Preparation_Natural Gas_Griddle_E2 | Commercial | School | Existing | Food Preparation | Natural Gas | Griddle | E2 | ENERGY STAR | 91.65% | 0% | 0% | 0.13277 | 0 | 0 | 0 | 10 | 14 | 2019 | 2051 | 100% | 0 | 0 | 0% | Normal | 0% | 0.021526 | 0 | 0 | 1 unit | 30000 | 0 | 1.9065e-05 | 1129.0497 | 6400 | 0 | 0 | 0 | 2013 | 1.0881 | IL TRM - 4.2.8 - CI-FSE-ESGR-V04-200101 | ETO Measure Input Sheet - Com - Gas Griddle | ETO Measure Input Sheet - Com - Gas Griddle | 1 | unit | 1.9065e-05 | Commercial_School_Existing_Food Preparation_Griddle_ENERGY STAR
Commercial_School_Existing_Food Preparation_Natural Gas_Griddle_E3 | Commercial | School | Existing | Food Preparation | Natural Gas | Griddle | E3 |  | 0% | 0% | 0% | 0 | 0 | 0 | 0 | 0 | 0 | 0 | 0 | 0% | 0 | 0 | 0% | Normal | 0% | 0 | 0 | 0 | [17 empty] | Commercial_School_Existing_Food Preparation_Griddle_
Commercial_School_Existing_Food Preparation_Natural Gas_Griddle_E4 | Commercial | School | Existing | Food Preparation | Natural Gas | Griddle | E4 |  | 0% | 0% | 0% | 0 | 0 | 0 | 0 | 0 | 0 | 0 | 0 | 0% | 0 | 0 | 0% | Normal | 0% | 0 | 0 | 0 | [17 empty] | Commercial_School_Existing_Food Preparation_Griddle_
Commercial_School_Existing_Food Preparation_Natural Gas_Griddle_E5 | Commercial | School | Existing | Food Preparation | Natural Gas | Griddle | E5 |  | 0% | 0% | 0% | 0 | 0 | 0 | 0 | 0 | 0 | 0 | 0 | 0% | 0 | 0 | 0% | Normal | 0% | 0 | 0 | 0 | [17 empty] | Commercial_School_Existing_Food Preparation_Griddle_
Commercial_School_Existing_Food Preparation_Natural Gas_Griddle_E6 | Commercial | School | Existing | Food Preparation | Natural Gas | Griddle | E6 |  | 0% | 0% | 0% | 0 | 0 | 0 | 0 | 0 | 0 | 0 | 0 | 0% | 0 | 0 | 0% | Normal | 0% | 0 | 0 | 0 | [17 empty] | Commercial_School_Existing_Food Preparation_Griddle_
Commercial_School_Existing_Food Preparation_Natural Gas_Griddle_E7 | Commercial | School | Existing | Food Preparation | Natural Gas | Griddle | E7 |  | 0% | 0% | 0% | 0 | 0 | 0 | 0 | 0 | 0 | 0 | 0 | 0% | 0 | 0 | 0% | Normal | 0% | 0 | 0 | 0 | [17 empty] | Commercial_School_Existing_Food Preparation_Griddle_
Commercial_School_Existing_Food Preparation_Natural Gas_Griddle_E8 | Commercial | School | Existing | Food Preparation | Natural Gas | Griddle | E8 |  | 0% | 0% | 0% | 0 | 0 | 0 | 0 | 0 | 0 | 0 | 0 | 0% | 0 | 0 | 0% | Normal | 0% | 0 | 0 | 0 | [17 empty] | Commercial_School_Existing_Food Preparation_Griddle_
Commercial_School_Existing_Food Preparation_Natural Gas_Griddle_E9 | Commercial | School | Existing | Food Preparation | Natural Gas | Griddle | E9 |  | 0% | 0% | 0% | 0 | 0 | 0 | 0 | 0 | 0 | 0 | 0 | 0% | 0 | 0 | 0% | Normal | 0% | 0 | 0 | 0 | [17 empty] | Commercial_School_Existing_Food Preparation_Griddle_
Commercial_School_Existing_Food Preparation_Natural Gas_Griddle_E10 | Commercial | School | Existing | Food Preparation | Natural Gas | Griddle | E10 |  | 0% | 0% | 0% | 0 | 0 | 0 | 0 | 0 | 0 | 0 | 0 | 0% | 0 | 0 | 0% | Normal | 0% | 0 | 0 | 0 | [17 empty] | Commercial_School_Existing_Food Preparation_Griddle_
Commercial_School_Existing_Food Preparation_Natural Gas_Range_E1 | Commercial | School | Existing | Food Preparation | Natural Gas | Range | E1 | Standard | 100% | 0% | 0% | 0.17792 | 0 | 0 | 0 | 8 | 12 | 2019 | 2051 | 100% | 0 | 0 | 0% | Normal | 0% | 0.027886 | 0 | 0 | 1 unit | 30000 | 0 | 2.3238e-05 | 1200 | 7450 | 0 | 0 | 0 | 2017 | 1.0277 | COOK_OVN-Food Preparation-AEO17-1 | EIA 2018 Tech Forecast | Navigant 2009 | 1 | unit | 2.3238e-05 | Commercial_School_Existing_Food Preparation_Range_Standard
Commercial_School_Existing_Food Preparation_Natural Gas_Range_E2 | Commercial | School | Existing | Food Preparation | Natural Gas | Range | E2 | High Efficiency | 75% | 0% | 0% | 0.17794 | 0 | 0 | 0 | 8 | 12 | 2019 | 2051 | 100% | 0 | 0 | 0% | Normal | 0% | 0.020914 | 0 | 0 | 1 unit | 30000 | 0 | 2.3238e-05 | 900 | 7451 | 0 | 0 | 0 | 2017 | 1.0277 | COOK_OVN-Food Preparation-AEO17-1 | EIA 2018 Tech Forecast | EIA 2018 Tech Forecast | 1 | unit | 2.3238e-05 | Commercial_School_Existing_Food Preparation_Range_High Efficiency
Commercial_School_Existing_Food Preparation_Natural Gas_Range_E3 | Commercial | School | Existing | Food Preparation | Natural Gas | Range | E3 |  | 0% | 0% | 0% | 0 | 0 | 0 | 0 | 0 | 0 | 0 | 0 | 0% | 0 | 0 | 0% | Normal | 0% | 0 | 0 | 0 | [17 empty] | Commercial_School_Existing_Food Preparation_Range_
Commercial_School_Existing_Food Preparation_Natural Gas_Range_E4 | Commercial | School | Existing | Food Preparation | Natural Gas | Range | E4 |  | 0% | 0% | 0% | 0 | 0 | 0 | 0 | 0 | 0 | 0 | 0 | 0% | 0 | 0 | 0% | Normal | 0% | 0 | 0 | 0 | [17 empty] | Commercial_School_Existing_Food Preparation_Range_
Commercial_School_Existing_Food Preparation_Natural Gas_Range_E5 | Commercial | School | Existing | Food Preparation | Natural Gas | Range | E5 |  | 0% | 0% | 0% | 0 | 0 | 0 | 0 | 0 | 0 | 0 | 0 | 0% | 0 | 0 | 0% | Normal | 0% | 0 | 0 | 0 | [17 empty] | Commercial_School_Existing_Food Preparation_Range_
Commercial_School_Existing_Food Preparation_Natural Gas_Range_E6 | Commercial | School | Existing | Food Preparation | Natural Gas | Range | E6 |  | 0% | 0% | 0% | 0 | 0 | 0 | 0 | 0 | 0 | 0 | 0 | 0% | 0 | 0 | 0% | Normal | 0% | 0 | 0 | 0 | [17 empty] | Commercial_School_Existing_Food Preparation_Range_
Commercial_School_Existing_Food Preparation_Natural Gas_Range_E7 | Commercial | School | Existing | Food Preparation | Natural Gas | Range | E7 |  | 0% | 0% | 0% | 0 | 0 | 0 | 0 | 0 | 0 | 0 | 0 | 0% | 0 | 0 | 0% | Normal | 0% | 0 | 0 | 0 | [17 empty] | Commercial_School_Existing_Food Preparation_Range_
Commercial_School_Existing_Food Preparation_Natural Gas_Range_E8 | Commercial | School | Existing | Food Preparation | Natural Gas | Range | E8 |  | 0% | 0% | 0% | 0 | 0 | 0 | 0 | 0 | 0 | 0 | 0 | 0% | 0 | 0 | 0% | Normal | 0% | 0 | 0 | 0 | [17 empty] | Commercial_School_Existing_Food Preparation_Range_
Commercial_School_Existing_Food Preparation_Natural Gas_Range_E9 | Commercial | School | Existing | Food Preparation | Natural Gas | Range | E9 |  | 0% | 0% | 0% | 0 | 0 | 0 | 0 | 0 | 0 | 0 | 0 | 0% | 0 | 0 | 0% | Normal | 0% | 0 | 0 | 0 | [17 empty] | Commercial_School_Existing_Food Preparation_Range_
Commercial_School_Existing_Food Preparation_Natural Gas_Range_E10 | Commercial | School | Existing | Food Preparation | Natural Gas | Range | E10 |  | 0% | 0% | 0% | 0 | 0 | 0 | 0 | 0 | 0 | 0 | 0 | 0% | 0 | 0 | 0% | Normal | 0% | 0 | 0 | 0 | [17 empty] | Commercial_School_Existing_Food Preparation_Range_
Commercial_School_Existing_Food Preparation_Natural Gas_Steamer_E1 | Commercial | School | Existing | Food Preparation | Natural Gas | Steamer | E1 | Standard | 100% | 0% | 0% | 0.52716 | 0 | 0 | 0 | 8 | 16 | 2019 | 2021 | 100% | 0 | 0 | 0% | Normal | 0% | 0.055383 | 0 | 0 | 1 unit | 30000 | 0 | 3.6269e-05 | 1527.0152 | 13100 | 0 | 0 | 0 | 2012 | 1.1095 | IL TRM - 4.2.3 - CI-FSE-STMC-V05-190101 | DOE Commercial R&D 2016 - Table 2-10 | IL TRM - 4.2.3 - CI-FSE-STMC-V05-190101 | 1 | unit | 3.6269e-05 | Commercial_School_Existing_Food Preparation_Steamer_Standard
Commercial_School_Existing_Food Preparation_Natural Gas_Steamer_E2 | Commercial | School | Existing | Food Preparation | Natural Gas | Steamer | E2 | ENERGY STAR | 43.38% | 0% | 0% | 0.6185 | 0 | -0.00010583 | 0 | 8 | 16 | 2019 | 2051 | 100% | 0 | 0 | 0% | Normal | 0% | 0.024026 | 0 | 0 | 1 unit | 30000 | 0 | 3.6269e-05 | 662.4553 | 15370 | 0 | -2.6298 | 0 | 2012 | 1.1095 | IL TRM - 4.2.3 - CI-FSE-STMC-V05-190101 | ETO Measure Input Sheet - Com - Gas Steamer | ETO Measure Input Sheet - Com - Gas Steamer | 1 | unit | 3.6269e-05 | Commercial_School_Existing_Food Preparation_Steamer_ENERGY STAR
Commercial_School_Existing_Food Preparation_Natural Gas_Steamer_E3 | Commercial | School | Existing | Food Preparation | Natural Gas | Steamer | E3 |  | 0% | 0% | 0% | 0 | 0 | 0 | 0 | 0 | 0 | 0 | 0 | 0% | 0 | 0 | 0% | Normal | 0% | 0 | 0 | 0 | [17 empty] | Commercial_School_Existing_Food Preparation_Steamer_
Commercial_School_Existing_Food Preparation_Natural Gas_Steamer_E4 | Commercial | School | Existing | Food Preparation | Natural Gas | Steamer | E4 |  | 0% | 0% | 0% | 0 | 0 | 0 | 0 | 0 | 0 | 0 | 0 | 0% | 0 | 0 | 0% | Normal | 0% | 0 | 0 | 0 | [17 empty] | Commercial_School_Existing_Food Preparation_Steamer_
Commercial_School_Existing_Food Preparation_Natural Gas_Steamer_E5 | Commercial | School | Existing | Food Preparation | Natural Gas | Steamer | E5 |  | 0% | 0% | 0% | 0 | 0 | 0 | 0 | 0 | 0 | 0 | 0 | 0% | 0 | 0 | 0% | Normal | 0% | 0 | 0 | 0 | [17 empty] | Commercial_School_Existing_Food Preparation_Steamer_
Commercial_School_Existing_Food Preparation_Natural Gas_Steamer_E6 | Commercial | School | Existing | Food Preparation | Natural Gas | Steamer | E6 |  | 0% | 0% | 0% | 0 | 0 | 0 | 0 | 0 | 0 | 0 | 0 | 0% | 0 | 0 | 0% | Normal | 0% | 0 | 0 | 0 | [17 empty] | Commercial_School_Existing_Food Preparation_Steamer_
Commercial_School_Existing_Food Preparation_Natural Gas_Steamer_E7 | Commercial | School | Existing | Food Preparation | Natural Gas | Steamer | E7 |  | 0% | 0% | 0% | 0 | 0 | 0 | 0 | 0 | 0 | 0 | 0 | 0% | 0 | 0 | 0% | Normal | 0% | 0 | 0 | 0 | [17 empty] | Commercial_School_Existing_Food Preparation_Steamer_
Commercial_School_Existing_Food Preparation_Natural Gas_Steamer_E8 | Commercial | School | Existing | Food Preparation | Natural Gas | Steamer | E8 |  | 0% | 0% | 0% | 0 | 0 | 0 | 0 | 0 | 0 | 0 | 0 | 0% | 0 | 0 | 0% | Normal | 0% | 0 | 0 | 0 | [17 empty] | Commercial_School_Existing_Food Preparation_Steamer_
Commercial_School_Existing_Food Preparation_Natural Gas_Steamer_E9 | Commercial | School | Existing | Food Preparation | Natural Gas | Steamer | E9 |  | 0% | 0% | 0% | 0 | 0 | 0 | 0 | 0 | 0 | 0 | 0 | 0% | 0 | 0 | 0% | Normal | 0% | 0 | 0 | 0 | [17 empty] | Commercial_School_Existing_Food Preparation_Steamer_
Commercial_School_Existing_Food Preparation_Natural Gas_Steamer_E10 | Commercial | School | Existing | Food Preparation | Natural Gas | Steamer | E10 |  | 0% | 0% | 0% | 0 | 0 | 0 | 0 | 0 | 0 | 0 | 0 | 0% | 0 | 0 | 0% | Normal | 0% | 0 | 0 | 0 | [17 empty] | Commercial_School_Existing_Food Preparation_Steamer_
Commercial_School_Existing_Food Preparation_Natural Gas_Food Prep Other_E1 | Commercial | School | Existing | Food Preparation | Natural Gas | Food Prep Other | E1 | Standard | 100% | 0% | 0% | 0.0080047 | 0 | 0 | 0 | 8 | 12 | 2019 | 2051 | 100% | 0 | 0 | 0% | Normal | 0% | 0.0099211 | 0 | 0 | 1 unit | 30000 | 0 | 6.9711e-06 | 1423.18 | 1000 | 0 | 0 | 0 | 2010 | 1.1483 | Default | Default | Default | 1 | unit | 6.9711e-06 | Commercial_School_Existing_Food Preparation_Food Prep Other_Standard
Commercial_School_Existing_Food Preparation_Natural Gas_Food Prep Other_E2 | Commercial | School | Existing | Food Preparation | Natural Gas | Food Prep Other | E2 | ENERGY STAR | 100% | 0% | 0% | 0.0080128 | 0 | 0 | 0 | 8 | 12 | 2019 | 2051 | 100% | 0 | 0 | 0% | Normal | 0% | 0.0099211 | 0 | 0 | 1 unit | 30000 | 0 | 6.9711e-06 | 1423.18 | 1001 | 0 | 0 | 0 | 2010 | 1.1483 | N/A | N/A | N/A | 1 | unit | 6.9711e-06 | Commercial_School_Existing_Food Preparation_Food Prep Other_ENERGY STAR
Commercial_School_Existing_Food Preparation_Natural Gas_Food Prep Other_E3 | Commercial | School | Existing | Food Preparation | Natural Gas | Food Prep Other | E3 |  | 0% | 0% | 0% | 0 | 0 | 0 | 0 | 0 | 0 | 0 | 0 | 0% | 0 | 0 | 0% | Normal | 0% | 0 | 0 | 0 | [17 empty] | Commercial_School_Existing_Food Preparation_Food Prep Other_
Commercial_School_Existing_Food Preparation_Natural Gas_Food Prep Other_E4 | Commercial | School | Existing | Food Preparation | Natural Gas | Food Prep Other | E4 |  | 0% | 0% | 0% | 0 | 0 | 0 | 0 | 0 | 0 | 0 | 0 | 0% | 0 | 0 | 0% | Normal | 0% | 0 | 0 | 0 | [17 empty] | Commercial_School_Existing_Food Preparation_Food Prep Other_
Commercial_School_Existing_Food Preparation_Natural Gas_Food Prep Other_E5 | Commercial | School | Existing | Food Preparation | Natural Gas | Food Prep Other | E5 |  | 0% | 0% | 0% | 0 | 0 | 0 | 0 | 0 | 0 | 0 | 0 | 0% | 0 | 0 | 0% | Normal | 0% | 0 | 0 | 0 | [17 empty] | Commercial_School_Existing_Food Preparation_Food Prep Other_
Commercial_School_Existing_Food Preparation_Natural Gas_Food Prep Other_E6 | Commercial | School | Existing | Food Preparation | Natural Gas | Food Prep Other | E6 |  | 0% | 0% | 0% | 0 | 0 | 0 | 0 | 0 | 0 | 0 | 0 | 0% | 0 | 0 | 0% | Normal | 0% | 0 | 0 | 0 | [17 empty] | Commercial_School_Existing_Food Preparation_Food Prep Other_
Commercial_School_Existing_Food Preparation_Natural Gas_Food Prep Other_E7 | Commercial | School | Existing | Food Preparation | Natural Gas | Food Prep Other | E7 |  | 0% | 0% | 0% | 0 | 0 | 0 | 0 | 0 | 0 | 0 | 0 | 0% | 0 | 0 | 0% | Normal | 0% | 0 | 0 | 0 | [17 empty] | Commercial_School_Existing_Food Preparation_Food Prep Other_
Commercial_School_Existing_Food Preparation_Natural Gas_Food Prep Other_E8 | Commercial | School | Existing | Food Preparation | Natural Gas | Food Prep Other | E8 |  | 0% | 0% | 0% | 0 | 0 | 0 | 0 | 0 | 0 | 0 | 0 | 0% | 0 | 0 | 0% | Normal | 0% | 0 | 0 | 0 | [17 empty] | Commercial_School_Existing_Food Preparation_Food Prep Other_
Commercial_School_Existing_Food Preparation_Natural Gas_Food Prep Other_E9 | Commercial | School | Existing | Food Preparation | Natural Gas | Food Prep Other | E9 |  | 0% | 0% | 0% | 0 | 0 | 0 | 0 | 0 | 0 | 0 | 0 | 0% | 0 | 0 | 0% | Normal | 0% | 0 | 0 | 0 | [17 empty] | Commercial_School_Existing_Food Preparation_Food Prep Other_
Commercial_School_Existing_Food Preparation_Natural Gas_Food Prep Other_E10 | Commercial | School | Existing | Food Preparation | Natural Gas | Food Prep Other | E10 |  | 0% | 0% | 0% | 0 | 0 | 0 | 0 | 0 | 0 | 0 | 0 | 0% | 0 | 0 | 0% | Normal | 0% | 0 | 0 | 0 | [17 empty] | Commercial_School_Existing_Food Preparation_Food Prep Other_
Commercial_School_Existing_Miscellaneous_Natural Gas_Pool Heater_E1 | Commercial | School | Existing | Miscellaneous | Natural Gas | Pool Heater | E1 | Standard (EF .78) | 100% | 0% | 0% | 0.002238 | 0 | 0 | 0 | 4 | 8 | 2019 | 2051 | 100% | 0 | 0 | 0% | Normal | 0% | 0.0017375 | 0 | 0 | 1 unit | 30000 | 0 | 1.1599e-07 | 14980 | 18052 | 0 | 0 | 0 | 2014 | 1.0689 | DOE Commercial R&D 2016 - Table 7-6 | DOE Commercial R&D 2016 - Table 7-7 | DOE Commercial R&D 2016 - Table 7-8 | 1 | unit | 1.1599e-07 | Commercial_School_Existing_Miscellaneous_Pool Heater_Standard (EF .78)
Commercial_School_Existing_Miscellaneous_Natural Gas_Pool Heater_E2 | Commercial | School | Existing | Miscellaneous | Natural Gas | Pool Heater | E2 | Condensing (EF .90) | 85% | 0% | 0% | 0.0036644 | 0 | 0 | 0 | 4 | 8 | 2019 | 2051 | 100% | 0 | 0 | 0% | Normal | 0% | 0.0014769 | 0 | 0 | 1 unit | 30000 | 0 | 1.1599e-07 | 12733 | 29558 | 0 | 0 | 0 | 2014 | 1.0689 | DOE Commercial R&D 2016 - Table 7-6 | DOE Commercial R&D 2016 - Table 7-7 | DOE Commercial R&D 2016 - Table 7-9 | 1 | unit | 1.1599e-07 | Commercial_School_Existing_Miscellaneous_Pool Heater_Condensing (EF .90)
Commercial_School_Existing_Miscellaneous_Natural Gas_Pool Heater_E3 | Commercial | School | Existing | Miscellaneous | Natural Gas | Pool Heater | E3 |  | 0% | 0% | 0% | 0 | 0 | 0 | 0 | 0 | 0 | 0 | 0 | 0% | 0 | 0 | 0% | Normal | 0% | 0 | 0 | 0 | [17 empty] | Commercial_School_Existing_Miscellaneous_Pool Heater_
Commercial_School_Existing_Miscellaneous_Natural Gas_Pool Heater_E4 | Commercial | School | Existing | Miscellaneous | Natural Gas | Pool Heater | E4 |  | 0% | 0% | 0% | 0 | 0 | 0 | 0 | 0 | 0 | 0 | 0 | 0% | 0 | 0 | 0% | Normal | 0% | 0 | 0 | 0 | [17 empty] | Commercial_School_Existing_Miscellaneous_Pool Heater_
Commercial_School_Existing_Miscellaneous_Natural Gas_Pool Heater_E5 | Commercial | School | Existing | Miscellaneous | Natural Gas | Pool Heater | E5 |  | 0% | 0% | 0% | 0 | 0 | 0 | 0 | 0 | 0 | 0 | 0 | 0% | 0 | 0 | 0% | Normal | 0% | 0 | 0 | 0 | [17 empty] | Commercial_School_Existing_Miscellaneous_Pool Heater_
Commercial_School_Existing_Miscellaneous_Natural Gas_Pool Heater_E6 | Commercial | School | Existing | Miscellaneous | Natural Gas | Pool Heater | E6 |  | 0% | 0% | 0% | 0 | 0 | 0 | 0 | 0 | 0 | 0 | 0 | 0% | 0 | 0 | 0% | Normal | 0% | 0 | 0 | 0 | [17 empty] | Commercial_School_Existing_Miscellaneous_Pool Heater_
Commercial_School_Existing_Miscellaneous_Natural Gas_Pool Heater_E7 | Commercial | School | Existing | Miscellaneous | Natural Gas | Pool Heater | E7 |  | 0% | 0% | 0% | 0 | 0 | 0 | 0 | 0 | 0 | 0 | 0 | 0% | 0 | 0 | 0% | Normal | 0% | 0 | 0 | 0 | [17 empty] | Commercial_School_Existing_Miscellaneous_Pool Heater_
Commercial_School_Existing_Miscellaneous_Natural Gas_Pool Heater_E8 | Commercial | School | Existing | Miscellaneous | Natural Gas | Pool Heater | E8 |  | 0% | 0% | 0% | 0 | 0 | 0 | 0 | 0 | 0 | 0 | 0 | 0% | 0 | 0 | 0% | Normal | 0% | 0 | 0 | 0 | [17 empty] | Commercial_School_Existing_Miscellaneous_Pool Heater_
Commercial_School_Existing_Miscellaneous_Natural Gas_Pool Heater_E9 | Commercial | School | Existing | Miscellaneous | Natural Gas | Pool Heater | E9 |  | 0% | 0% | 0% | 0 | 0 | 0 | 0 | 0 | 0 | 0 | 0 | 0% | 0 | 0 | 0% | Normal | 0% | 0 | 0 | 0 | [17 empty] | Commercial_School_Existing_Miscellaneous_Pool Heater_
Commercial_School_Existing_Miscellaneous_Natural Gas_Pool Heater_E10 | Commercial | School | Existing | Miscellaneous | Natural Gas | Pool Heater | E10 |  | 0% | 0% | 0% | 0 | 0 | 0 | 0 | 0 | 0 | 0 | 0 | 0% | 0 | 0 | 0% | Normal | 0% | 0 | 0 | 0 | [17 empty] | Commercial_School_Existing_Miscellaneous_Pool Heater_
Commercial_School_Existing_Miscellaneous_Natural Gas_Miscellaneous_E1 | Commercial | School | Existing | Miscellaneous | Natural Gas | Miscellaneous | E1 | Miscellaneous | 100% | 0% | 0% | 0.0097055 | 0 | 0 | 0 | 2 | 8 | 2019 | 2051 | 100% | 0 | 0 | 0% | Normal | 0% | 0.0093446 | 0 | 0 | 1 unit | 30000 | 0 | 0.0093446 | 1 | 1 | 0 | 0 | 0 | 2016 | 1.0386 | N/A | N/A | N/A | 1 | unit | 0.0093446 | Commercial_School_Existing_Miscellaneous_Miscellaneous_Miscellaneous
Commercial_School_Existing_Miscellaneous_Natural Gas_Miscellaneous_E2 | Commercial | School | Existing | Miscellaneous | Natural Gas | Miscellaneous | E2 |  | 0% | 0% | 0% | 0 | 0 | 0 | 0 | 0 | 0 | 0 | 0 | 0% | 0 | 0 | 0% | Normal | 0% | 0 | 0 | 0 | [17 empty] | Commercial_School_Existing_Miscellaneous_Miscellaneous_
Commercial_School_Existing_Miscellaneous_Natural Gas_Miscellaneous_E3 | Commercial | School | Existing | Miscellaneous | Natural Gas | Miscellaneous | E3 |  | 0% | 0% | 0% | 0 | 0 | 0 | 0 | 0 | 0 | 0 | 0 | 0% | 0 | 0 | 0% | Normal | 0% | 0 | 0 | 0 | [17 empty] | Commercial_School_Existing_Miscellaneous_Miscellaneous_
Commercial_School_Existing_Miscellaneous_Natural Gas_Miscellaneous_E4 | Commercial | School | Existing | Miscellaneous | Natural Gas | Miscellaneous | E4 |  | 0% | 0% | 0% | 0 | 0 | 0 | 0 | 0 | 0 | 0 | 0 | 0% | 0 | 0 | 0% | Normal | 0% | 0 | 0 | 0 | [17 empty] | Commercial_School_Existing_Miscellaneous_Miscellaneous_
Commercial_School_Existing_Miscellaneous_Natural Gas_Miscellaneous_E5 | Commercial | School | Existing | Miscellaneous | Natural Gas | Miscellaneous | E5 |  | 0% | 0% | 0% | 0 | 0 | 0 | 0 | 0 | 0 | 0 | 0 | 0% | 0 | 0 | 0% | Normal | 0% | 0 | 0 | 0 | [17 empty] | Commercial_School_Existing_Miscellaneous_Miscellaneous_
Commercial_School_Existing_Miscellaneous_Natural Gas_Miscellaneous_E6 | Commercial | School | Existing | Miscellaneous | Natural Gas | Miscellaneous | E6 |  | 0% | 0% | 0% | 0 | 0 | 0 | 0 | 0 | 0 | 0 | 0 | 0% | 0 | 0 | 0% | Normal | 0% | 0 | 0 | 0 | [17 empty] | Commercial_School_Existing_Miscellaneous_Miscellaneous_
Commercial_School_Existing_Miscellaneous_Natural Gas_Miscellaneous_E7 | Commercial | School | Existing | Miscellaneous | Natural Gas | Miscellaneous | E7 |  | 0% | 0% | 0% | 0 | 0 | 0 | 0 | 0 | 0 | 0 | 0 | 0% | 0 | 0 | 0% | Normal | 0% | 0 | 0 | 0 | [17 empty] | Commercial_School_Existing_Miscellaneous_Miscellaneous_
Commercial_School_Existing_Miscellaneous_Natural Gas_Miscellaneous_E8 | Commercial | School | Existing | Miscellaneous | Natural Gas | Miscellaneous | E8 |  | 0% | 0% | 0% | 0 | 0 | 0 | 0 | 0 | 0 | 0 | 0 | 0% | 0 | 0 | 0% | Normal | 0% | 0 | 0 | 0 | [17 empty] | Commercial_School_Existing_Miscellaneous_Miscellaneous_
Commercial_School_Existing_Miscellaneous_Natural Gas_Miscellaneous_E9 | Commercial | School | Existing | Miscellaneous | Natural Gas | Miscellaneous | E9 |  | 0% | 0% | 0% | 0 | 0 | 0 | 0 | 0 | 0 | 0 | 0 | 0% | 0 | 0 | 0% | Normal | 0% | 0 | 0 | 0 | [17 empty] | Commercial_School_Existing_Miscellaneous_Miscellaneous_
Commercial_School_Existing_Miscellaneous_Natural Gas_Miscellaneous_E10 | Commercial | School | Existing | Miscellaneous | Natural Gas | Miscellaneous | E10 |  | 0% | 0% | 0% | 0 | 0 | 0 | 0 | 0 | 0 | 0 | 0 | 0% | 0 | 0 | 0% | Normal | 0% | 0 | 0 | 0 | [17 empty] | Commercial_School_Existing_Miscellaneous_Miscellaneous_
Commercial_School_New_Space Heating_Natural Gas_Furnace_E1 | Commercial | School | New | Space Heating | Natural Gas | Furnace | E1 | AFUE 80% (Standard) | 100% | 0% | 0% | 0.12788 | 0.13397 | 0.020704 | 0 | 17 | 29 | 2019 | 2051 | 55% | 0 | 0 | 0% | Normal | 0% | 0.2643 | 0 | 0 | 400 kBtu/hr | 30000 | 0 | 0.00012 | 5.5062 | 1050 | 1100 | 170 | 0 | 2018 | 1.0149 | EIA 2018 Tech Forecast | EIA 2018 Tech Forecast | AEG BEST | 400 | kBtu/hr | 0.048 | Commercial_School_New_Space Heating_Furnace_AFUE 80% (Standard)
Commercial_School_New_Space Heating_Natural Gas_Furnace_E2 | Commercial | School | New | Space Heating | Natural Gas | Furnace | E2 | AFUE 90% | 88.89% | 0% | 0% | 0.21313 | 0.15833 | 0.021313 | 0 | 17 | 29 | 2019 | 2051 | 55% | 0 | 0 | 0% | Normal | 0% | 0.23494 | 0 | 0 | 400 kBtu/hr | 30000 | 0 | 0.00012 | 4.8946 | 1750 | 1300 | 175 | 0 | 2018 | 1.0149 | EIA 2018 Tech Forecast | EIA 2018 Tech Forecast | AEG BEST | 400 | kBtu/hr | 0.048 | Commercial_School_New_Space Heating_Furnace_AFUE 90%
Commercial_School_New_Space Heating_Natural Gas_Furnace_E3 | Commercial | School | New | Space Heating | Natural Gas | Furnace | E3 | AFUE 96% | 83.33% | 0% | 0% | 0.29839 | 0.18268 | 0.021922 | 0 | 17 | 29 | 2019 | 2051 | 55% | 0 | 0 | 0% | Normal | 0% | 0.22025 | 0 | 0 | 400 kBtu/hr | 30000 | 0 | 0.00012 | 4.5885 | 2450 | 1500 | 180 | 0 | 2018 | 1.0149 | EIA 2018 Tech Forecast | EIA 2018 Tech Forecast | AEG BEST | 400 | kBtu/hr | 0.048 | Commercial_School_New_Space Heating_Furnace_AFUE 96%
Commercial_School_New_Space Heating_Natural Gas_Furnace_E4 | Commercial | School | New | Space Heating | Natural Gas | Furnace | E4 | Convert to NG Air Source Heat Pump | 83.33% | 0% | 0% | 9.7621 | 0.13397 | 0.18341 | 0 | 10 | 20 | 2019 | 2051 | 100% | 0 | 0 | 0% | Normal | 0% | 0.22024 | 0 | 0 | 400 kBtu/hr | 30000 | 0 | 0.00012 | 4.5884 | 79158.3766 | 1086.3161 | 1487.218 | 0 | 2017 | 1.0277 | AEO 2021 - gas_eng-driven_RTHP-heat 2017 typical | AEO 2021 - gas_eng-driven_RTHP-heat 2017 typical | HP_GAS-Heating-AEO17-1 | 400 | kBtu/hr | 0.048 | Commercial_School_New_Space Heating_Furnace_Convert to NG Air Source Heat Pump
Commercial_School_New_Space Heating_Natural Gas_Furnace_E5 | Commercial | School | New | Space Heating | Natural Gas | Furnace | E5 |  | 0% | 0% | 0% | 0 | 0 | 0 | 0 | 0 | 0 | 0 | 0 | 0% | 0 | 0 | 0% | Normal | 0% | 0 | 0 | 0 | [17 empty] | Commercial_School_New_Space Heating_Furnace_
Commercial_School_New_Space Heating_Natural Gas_Furnace_E6 | Commercial | School | New | Space Heating | Natural Gas | Furnace | E6 |  | 0% | 0% | 0% | 0 | 0 | 0 | 0 | 0 | 0 | 0 | 0 | 0% | 0 | 0 | 0% | Normal | 0% | 0 | 0 | 0 | [17 empty] | Commercial_School_New_Space Heating_Furnace_
Commercial_School_New_Space Heating_Natural Gas_Furnace_E7 | Commercial | School | New | Space Heating | Natural Gas | Furnace | E7 |  | 0% | 0% | 0% | 0 | 0 | 0 | 0 | 0 | 0 | 0 | 0 | 0% | 0 | 0 | 0% | Normal | 0% | 0 | 0 | 0 | [17 empty] | Commercial_School_New_Space Heating_Furnace_
Commercial_School_New_Space Heating_Natural Gas_Furnace_E8 | Commercial | School | New | Space Heating | Natural Gas | Furnace | E8 |  | 0% | 0% | 0% | 0 | 0 | 0 | 0 | 0 | 0 | 0 | 0 | 0% | 0 | 0 | 0% | Normal | 0% | 0 | 0 | 0 | [17 empty] | Commercial_School_New_Space Heating_Furnace_
Commercial_School_New_Space Heating_Natural Gas_Furnace_E9 | Commercial | School | New | Space Heating | Natural Gas | Furnace | E9 |  | 0% | 0% | 0% | 0 | 0 | 0 | 0 | 0 | 0 | 0 | 0 | 0% | 0 | 0 | 0% | Normal | 0% | 0 | 0 | 0 | [17 empty] | Commercial_School_New_Space Heating_Furnace_
Commercial_School_New_Space Heating_Natural Gas_Furnace_E10 | Commercial | School | New | Space Heating | Natural Gas | Furnace | E10 |  | 0% | 0% | 0% | 0 | 0 | 0 | 0 | 0 | 0 | 0 | 0 | 0% | 0 | 0 | 0% | Normal | 0% | 0 | 0 | 0 | [17 empty] | Commercial_School_New_Space Heating_Furnace_
Commercial_School_New_Space Heating_Natural Gas_Boiler_E1 | Commercial | School | New | Space Heating | Natural Gas | Boiler | E1 | AFUE 80% (Standard) | 100% | 0% | 0% | 1.0109 | 0.56023 | 0.10961 | 0 | 20 | 30 | 2019 | 2051 | 100% | 0 | 0 | 0% | Normal | 0% | 0.75986 | 0 | 0 | 800 kBtu/hr | 30000 | 0 | 6e-05 | 15.8304 | 16600 | 9200 | 1800 | 0 | 2018 | 1.0149 | EIA 2018 Tech Forecast | EIA 2018 Tech Forecast | GBLR-Heating-EIA14-2014 Ref. Case-2 | 800 | kBtu/hr | 0.048 | Commercial_School_New_Space Heating_Boiler_AFUE 80% (Standard)
Commercial_School_New_Space Heating_Natural Gas_Boiler_E2 | Commercial | School | New | Space Heating | Natural Gas | Boiler | E2 | AFUE 85% | 94.12% | 0% | 0% | 1.3823 | 0.59373 | 0.10961 | 0 | 20 | 30 | 2019 | 2051 | 100% | 0 | 0 | 0% | Normal | 0% | 0.71516 | 0 | 0 | 800 kBtu/hr | 30000 | 0 | 6e-05 | 14.8992 | 22700 | 9750 | 1800 | 0 | 2018 | 1.0149 | EIA 2018 Tech Forecast | EIA 2018 Tech Forecast | GBLR-Heating-EIA14-2014 Ref. Case-5 | 800 | kBtu/hr | 0.048 | Commercial_School_New_Space Heating_Boiler_AFUE 85%
Commercial_School_New_Space Heating_Natural Gas_Boiler_E3 | Commercial | School | New | Space Heating | Natural Gas | Boiler | E3 | AFUE 97% | 82.47% | 0% | 0% | 2.2374 | 0.5519 | 0.10961 | 0 | 20 | 30 | 2019 | 2051 | 100% | 0 | 0 | 0% | Normal | 0% | 0.62669 | 0 | 0 | 800 kBtu/hr | 30000 | 0 | 6e-05 | 13.056 | 36742.4242 | 9063.1313 | 1800 | 0 | 2018 | 1.0149 | EIA 2018 Tech Forecast | EIA 2018 Tech Forecast | GBLR-Heating-EIA14-2014 Ref. Case-6 | 800 | kBtu/hr | 0.048 | Commercial_School_New_Space Heating_Boiler_AFUE 97%
Commercial_School_New_Space Heating_Natural Gas_Boiler_E4 | Commercial | School | New | Space Heating | Natural Gas | Boiler | E4 | Convert to NG Air Source Heat Pump | 61.54% | 0% | 0% | 9.7621 | 0.56023 | 0.18341 | 0 | 10 | 20 | 2019 | 2051 | 100% | 0 | 0 | 0% | Normal | 0% | 0.46761 | 0 | 0 | 800 kBtu/hr | 30000 | 0 | 6e-05 | 9.7418 | 158316.7533 | 9085.5528 | 2974.436 | 0 | 2017 | 1.0277 | AEO 2021 - gas_eng-driven_RTHP-heat 2017 typical | AEO 2021 - gas_eng-driven_RTHP-heat 2017 typical | HP_GAS-Heating-AEO17-1 | 800 | kBtu/hr | 0.048 | Commercial_School_New_Space Heating_Boiler_Convert to NG Air Source Heat Pump
Commercial_School_New_Space Heating_Natural Gas_Boiler_E5 | Commercial | School | New | Space Heating | Natural Gas | Boiler | E5 |  | 0% | 0% | 0% | 0 | 0 | 0 | 0 | 0 | 0 | 0 | 0 | 0% | 0 | 0 | 0% | Normal | 0% | 0 | 0 | 0 | [17 empty] | Commercial_School_New_Space Heating_Boiler_
Commercial_School_New_Space Heating_Natural Gas_Boiler_E6 | Commercial | School | New | Space Heating | Natural Gas | Boiler | E6 |  | 0% | 0% | 0% | 0 | 0 | 0 | 0 | 0 | 0 | 0 | 0 | 0% | 0 | 0 | 0% | Normal | 0% | 0 | 0 | 0 | [17 empty] | Commercial_School_New_Space Heating_Boiler_
Commercial_School_New_Space Heating_Natural Gas_Boiler_E7 | Commercial | School | New | Space Heating | Natural Gas | Boiler | E7 |  | 0% | 0% | 0% | 0 | 0 | 0 | 0 | 0 | 0 | 0 | 0 | 0% | 0 | 0 | 0% | Normal | 0% | 0 | 0 | 0 | [17 empty] | Commercial_School_New_Space Heating_Boiler_
Commercial_School_New_Space Heating_Natural Gas_Boiler_E8 | Commercial | School | New | Space Heating | Natural Gas | Boiler | E8 |  | 0% | 0% | 0% | 0 | 0 | 0 | 0 | 0 | 0 | 0 | 0 | 0% | 0 | 0 | 0% | Normal | 0% | 0 | 0 | 0 | [17 empty] | Commercial_School_New_Space Heating_Boiler_
Commercial_School_New_Space Heating_Natural Gas_Boiler_E9 | Commercial | School | New | Space Heating | Natural Gas | Boiler | E9 |  | 0% | 0% | 0% | 0 | 0 | 0 | 0 | 0 | 0 | 0 | 0 | 0% | 0 | 0 | 0% | Normal | 0% | 0 | 0 | 0 | [17 empty] | Commercial_School_New_Space Heating_Boiler_
Commercial_School_New_Space Heating_Natural Gas_Boiler_E10 | Commercial | School | New | Space Heating | Natural Gas | Boiler | E10 |  | 0% | 0% | 0% | 0 | 0 | 0 | 0 | 0 | 0 | 0 | 0 | 0% | 0 | 0 | 0% | Normal | 0% | 0 | 0 | 0 | [17 empty] | Commercial_School_New_Space Heating_Boiler_
Commercial_School_New_Space Heating_Natural Gas_Unit Heater_E1 | Commercial | School | New | Space Heating | Natural Gas | Unit Heater | E1 | Standard | 100% | 0% | 0% | 0.1117 | 0 | 0 | 0 | 10 | 14 | 2019 | 2051 | 100% | 0 | 0 | 0% | Normal | 0% | 0.15103 | 0 | 0 | 125 kBtu/Hr | 30000 | 0 | 5.1889e-07 | 2328.572 | 1753.7127 | 0 | 0 | 0 | 2020 | 0.98199 | IL TRM - 4.4.12 - CI-HVC-IRHT-V02-210101 | AEG Market Research | IL TRM - 4.4.12 - CI-HVC-IRHT-V02-210101 w/ CNGC Sizing | 125 | kBtu/Hr | 6.4861e-05 | Commercial_School_New_Space Heating_Unit Heater_Standard
Commercial_School_New_Space Heating_Natural Gas_Unit Heater_E2 | Commercial | School | New | Space Heating | Natural Gas | Unit Heater | E2 | Condensing | 95.24% | 0% | 0% | 0.17883 | 0 | 0 | 0 | 10 | 14 | 2019 | 2051 | 100% | 0 | 0 | 0% | Normal | 0% | 0.14384 | 0 | 0 | 125 kBtu/Hr | 30000 | 0 | 5.1889e-07 | 2217.7386 | 2807.7404 | 0 | 0 | 0 | 2020 | 0.98199 | IL TRM - 4.4.5 - CI-HVC-CUHT-V01-190101 | ETO Measure Input Sheet - Com - Condensing Unit Heater GAS SPHT | IL TRM - 4.4.5 - CI-HVC-CUHT-V01-190101 w/ CNGC Sizing | 125 | kBtu/Hr | 6.4861e-05 | Commercial_School_New_Space Heating_Unit Heater_Condensing
Commercial_School_New_Space Heating_Natural Gas_Unit Heater_E3 | Commercial | School | New | Space Heating | Natural Gas | Unit Heater | E3 | Infrared Radiant | 85% | 0% | 0% | 0.15584 | 0 | 0 | 0 | 11 | 19 | 2019 | 2051 | 100% | 0 | 0 | 0% | Normal | 0% | 0.12838 | 0 | 0 | 125 kBtu/Hr | 30000 | 0 | 5.1889e-07 | 1979.2862 | 2446.6992 | 0 | 0 | 0 | 2020 | 0.98199 | IL TRM - 4.4.12 - CI-HVC-IRHT-V02-210101 | AEG Market Research | IL TRM - 4.4.12 - CI-HVC-IRHT-V02-210101 w/ CNGC Sizing | 125 | kBtu/Hr | 6.4861e-05 | Commercial_School_New_Space Heating_Unit Heater_Infrared Radiant
Commercial_School_New_Space Heating_Natural Gas_Unit Heater_E4 | Commercial | School | New | Space Heating | Natural Gas | Unit Heater | E4 |  | 0% | 0% | 0% | 0 | 0 | 0 | 0 | 0 | 0 | 0 | 0 | 0% | 0 | 0 | 0% | Normal | 0% | 0 | 0 | 0 | [17 empty] | Commercial_School_New_Space Heating_Unit Heater_
Commercial_School_New_Space Heating_Natural Gas_Unit Heater_E5 | Commercial | School | New | Space Heating | Natural Gas | Unit Heater | E5 |  | 0% | 0% | 0% | 0 | 0 | 0 | 0 | 0 | 0 | 0 | 0 | 0% | 0 | 0 | 0% | Normal | 0% | 0 | 0 | 0 | [17 empty] | Commercial_School_New_Space Heating_Unit Heater_
Commercial_School_New_Space Heating_Natural Gas_Unit Heater_E6 | Commercial | School | New | Space Heating | Natural Gas | Unit Heater | E6 |  | 0% | 0% | 0% | 0 | 0 | 0 | 0 | 0 | 0 | 0 | 0 | 0% | 0 | 0 | 0% | Normal | 0% | 0 | 0 | 0 | [17 empty] | Commercial_School_New_Space Heating_Unit Heater_
Commercial_School_New_Space Heating_Natural Gas_Unit Heater_E7 | Commercial | School | New | Space Heating | Natural Gas | Unit Heater | E7 |  | 0% | 0% | 0% | 0 | 0 | 0 | 0 | 0 | 0 | 0 | 0 | 0% | 0 | 0 | 0% | Normal | 0% | 0 | 0 | 0 | [17 empty] | Commercial_School_New_Space Heating_Unit Heater_
Commercial_School_New_Space Heating_Natural Gas_Unit Heater_E8 | Commercial | School | New | Space Heating | Natural Gas | Unit Heater | E8 |  | 0% | 0% | 0% | 0 | 0 | 0 | 0 | 0 | 0 | 0 | 0 | 0% | 0 | 0 | 0% | Normal | 0% | 0 | 0 | 0 | [17 empty] | Commercial_School_New_Space Heating_Unit Heater_
Commercial_School_New_Space Heating_Natural Gas_Unit Heater_E9 | Commercial | School | New | Space Heating | Natural Gas | Unit Heater | E9 |  | 0% | 0% | 0% | 0 | 0 | 0 | 0 | 0 | 0 | 0 | 0 | 0% | 0 | 0 | 0% | Normal | 0% | 0 | 0 | 0 | [17 empty] | Commercial_School_New_Space Heating_Unit Heater_
Commercial_School_New_Space Heating_Natural Gas_Unit Heater_E10 | Commercial | School | New | Space Heating | Natural Gas | Unit Heater | E10 |  | 0% | 0% | 0% | 0 | 0 | 0 | 0 | 0 | 0 | 0 | 0 | 0% | 0 | 0 | 0% | Normal | 0% | 0 | 0 | 0 | [17 empty] | Commercial_School_New_Space Heating_Unit Heater_
Commercial_School_New_Water Heating_Natural Gas_Water Heater_E1 | Commercial | School | New | Water Heating | Natural Gas | Water Heater | E1 | TE 80% | 100% | 0% | 0% | 0.14295 | 0 | 0.0091595 | 0 | 8 | 12 | 2019 | 2051 | 100% | 0 | 0 | 0% | Normal | 0% | 0.14148 | 0 | 0 | 1 kBtu/hr | 30000 | 0 | 0.0053051 | 26.3384 | 26.22 | 0 | 1.68 | 0 | 2017 | 1.0277 | AEO 2021 - gas_water_heater 2017 standard | AEO 2021 - gas_water_heater 2017 standard | DHW_WH-Water Heating-PG&E-R7-14 | 1 | kBtu/hr | 0.0053051 | Commercial_School_New_Water Heating_Water Heater_TE 80%
Commercial_School_New_Water Heating_Natural Gas_Water Heater_E2 | Commercial | School | New | Water Heating | Natural Gas | Water Heater | E2 | TE 81% | 98.77% | 0% | 0% | 0.1429 | 0 | 0.0091595 | 0 | 8 | 12 | 2019 | 2051 | 100% | 0 | 0 | 0% | Normal | 0% | 0.13973 | 0 | 0 | 1 kBtu/hr | 30000 | 0 | 0.0053051 | 26.0133 | 26.21 | 0 | 1.68 | 0 | 2017 | 1.0277 | AEO 2021 - gas_water_heater 2017 typical | AEO 2021 - gas_water_heater 2017 typical | DHW_WH-Water Heating-PG&E-R7-14 | 1 | kBtu/hr | 0.0053051 | Commercial_School_New_Water Heating_Water Heater_TE 81%
Commercial_School_New_Water Heating_Natural Gas_Water Heater_E3 | Commercial | School | New | Water Heating | Natural Gas | Water Heater | E3 | TE 88% | 90.91% | 0% | 0% | 0.15132 | 0 | 0.0085325 | 0 | 8 | 12 | 2019 | 2051 | 100% | 0 | 0 | 0% | Normal | 0% | 0.12861 | 0 | 0 | 1 kBtu/hr | 30000 | 0 | 0.0053051 | 23.944 | 27.755 | 0 | 1.565 | 0 | 2017 | 1.0277 | AEO 2021 - gas_water_heater 2017 ENERGY STAR | AEO 2021 - gas_water_heater 2017 ENERGY STAR | DHW_WH-Water Heating-PG&E-R7-14 | 1 | kBtu/hr | 0.0053051 | Commercial_School_New_Water Heating_Water Heater_TE 88%
Commercial_School_New_Water Heating_Natural Gas_Water Heater_E4 | Commercial | School | New | Water Heating | Natural Gas | Water Heater | E4 | TE 94% | 85.11% | 0% | 0% | 0.15975 | 0 | 0.0079055 | 0 | 8 | 12 | 2019 | 2051 | 100% | 0 | 0 | 0% | Normal | 0% | 0.1204 | 0 | 0 | 1 kBtu/hr | 30000 | 0 | 0.0053051 | 22.4157 | 29.3 | 0 | 1.45 | 0 | 2017 | 1.0277 | AEO 2021 - gas_water_heater 2017 ENERGY STAR | AEO 2021 - gas_water_heater 2017 ENERGY STAR | DHW_WH-Water Heating-PG&E-R7-14 | 1 | kBtu/hr | 0.0053051 | Commercial_School_New_Water Heating_Water Heater_TE 94%
Commercial_School_New_Water Heating_Natural Gas_Water Heater_E5 | Commercial | School | New | Water Heating | Natural Gas | Water Heater | E5 | TE 96% | 83.33% | 0% | 0% | 0.16314 | 0 | 0.0080737 | 0 | 8 | 12 | 2019 | 2051 | 100% | 0 | 0 | 0% | Normal | 0% | 0.1179 | 0 | 0 | 1 kBtu/hr | 30000 | 0 | 0.0053051 | 21.9487 | 29.9234 | 0 | 1.4809 | 0 | 2017 | 1.0277 | AEO 2021 - gas_water_heater 2017 ENERGY STAR | AEO 2021 - gas_water_heater 2017 ENERGY STAR | DHW_WH-Water Heating-PG&E-R7-14 | 1 | kBtu/hr | 0.0053051 | Commercial_School_New_Water Heating_Water Heater_TE 96%
Commercial_School_New_Water Heating_Natural Gas_Water Heater_E6 | Commercial | School | New | Water Heating | Natural Gas | Water Heater | E6 | Tankless | 81.63% | 0% | 0% | 0.17645 | 0 | 0.0018482 | 0 | 8 | 12 | 2019 | 2051 | 100% | 0 | 0 | 0% | Normal | 0% | 0.11549 | 0 | 0 | 1 kBtu/hr | 30000 | 0 | 0.0053051 | 21.5007 | 32.3633 | 0 | 0.33898 | 0 | 2017 | 1.0277 | EIA Ref. Case 2018 - Gas Tankless High Eff. | EIA Ref. Case 2018 - Gas Tankless High Eff. | DHW_WH-Water Heating-NMTRM-2016-7 | 1 | kBtu/hr | 0.0053051 | Commercial_School_New_Water Heating_Water Heater_Tankless
Commercial_School_New_Water Heating_Natural Gas_Water Heater_E7 | Commercial | School | New | Water Heating | Natural Gas | Water Heater | E7 | Gas-Fired Absorption HPWH | 75.47% | 0% | 0% | 0.29376 | 0 | 0 | 0 | 10 | 16 | 2019 | 2051 | 100% | 0 | 0 | 0% | Normal | 0% | 0.10677 | 0 | 0 | 1 kBtu/hr | 30000 | 0 | 0.0053051 | 19.878 | 56.3879 | 0 | 0 | 0 | 2020 | 0.98199 | DHW_WH-Water Heating-DOE-2014-2 | NEEA Report #E20-309, Robur Heat Pump Field Trial. March 11, 2020. | Engineering Calculation and NEEA Report #E20-309, Robur Heat Pump Field Trial. March 11, 2020. | 1 | kBtu/hr | 0.0053051 | Commercial_School_New_Water Heating_Water Heater_Gas-Fired Absorption HPWH
Commercial_School_New_Water Heating_Natural Gas_Water Heater_E8 | Commercial | School | New | Water Heating | Natural Gas | Water Heater | E8 |  | 0% | 0% | 0% | 0 | 0 | 0 | 0 | 0 | 0 | 0 | 0 | 0% | 0 | 0 | 0% | Normal | 0% | 0 | 0 | 0 | [17 empty] | Commercial_School_New_Water Heating_Water Heater_
Commercial_School_New_Water Heating_Natural Gas_Water Heater_E9 | Commercial | School | New | Water Heating | Natural Gas | Water Heater | E9 |  | 0% | 0% | 0% | 0 | 0 | 0 | 0 | 0 | 0 | 0 | 0 | 0% | 0 | 0 | 0% | Normal | 0% | 0 | 0 | 0 | [17 empty] | Commercial_School_New_Water Heating_Water Heater_
Commercial_School_New_Water Heating_Natural Gas_Water Heater_E10 | Commercial | School | New | Water Heating | Natural Gas | Water Heater | E10 |  | 0% | 0% | 0% | 0 | 0 | 0 | 0 | 0 | 0 | 0 | 0 | 0% | 0 | 0 | 0% | Normal | 0% | 0 | 0 | 0 | [17 empty] | Commercial_School_New_Water Heating_Water Heater_
Commercial_School_New_Food Preparation_Natural Gas_Oven_E1 | Commercial | School | New | Food Preparation | Natural Gas | Oven | E1 | Standard | 100% | 0% | 0% | 0.20011 | 0.0042205 | 0 | 0 | 10 | 14 | 2019 | 2051 | 100% | 0 | 0 | 0% | Normal | 0% | 0.021033 | 0 | 0 | 1 unit | 30000 | 0 | 2.5858e-05 | 813.4143 | 7112 | 150 | 0 | 0 | 2013 | 1.0881 | IL TRM - 4.2.1 - CI-FSE-CBOV-V02-160601 | ETO Measure Input Sheet - Com - Gas Convection Oven | IL TRM - 4.2.1 - CI-FSE-CBOV-V02-160601 | 1 | unit | 2.5858e-05 | Commercial_School_New_Food Preparation_Oven_Standard
Commercial_School_New_Food Preparation_Natural Gas_Oven_E2 | Commercial | School | New | Food Preparation | Natural Gas | Oven | E2 | ENERGY STAR (>44% Baking Efficiency) | 86.89% | 0% | 0% | 0.21102 | 0.0042205 | 0 | 0 | 10 | 14 | 2019 | 2051 | 100% | 0 | 0 | 0% | Normal | 0% | 0.018275 | 0 | 0 | 1 unit | 30000 | 0 | 2.5858e-05 | 706.739 | 7500 | 150 | 0 | 0 | 2013 | 1.0881 | IL TRM - 4.2.1 - CI-FSE-CBOV-V02-160601 | EIA 2018 Tech Forecast | ETO Measure Input Sheet | 1 | unit | 2.5858e-05 | Commercial_School_New_Food Preparation_Oven_ENERGY STAR (>44% Baking Efficiency)
Commercial_School_New_Food Preparation_Natural Gas_Oven_E3 | Commercial | School | New | Food Preparation | Natural Gas | Oven | E3 |  | 0% | 0% | 0% | 0 | 0 | 0 | 0 | 0 | 0 | 0 | 0 | 0% | 0 | 0 | 0% | Normal | 0% | 0 | 0 | 0 | [17 empty] | Commercial_School_New_Food Preparation_Oven_
Commercial_School_New_Food Preparation_Natural Gas_Oven_E4 | Commercial | School | New | Food Preparation | Natural Gas | Oven | E4 |  | 0% | 0% | 0% | 0 | 0 | 0 | 0 | 0 | 0 | 0 | 0 | 0% | 0 | 0 | 0% | Normal | 0% | 0 | 0 | 0 | [17 empty] | Commercial_School_New_Food Preparation_Oven_
Commercial_School_New_Food Preparation_Natural Gas_Oven_E5 | Commercial | School | New | Food Preparation | Natural Gas | Oven | E5 |  | 0% | 0% | 0% | 0 | 0 | 0 | 0 | 0 | 0 | 0 | 0 | 0% | 0 | 0 | 0% | Normal | 0% | 0 | 0 | 0 | [17 empty] | Commercial_School_New_Food Preparation_Oven_
Commercial_School_New_Food Preparation_Natural Gas_Oven_E6 | Commercial | School | New | Food Preparation | Natural Gas | Oven | E6 |  | 0% | 0% | 0% | 0 | 0 | 0 | 0 | 0 | 0 | 0 | 0 | 0% | 0 | 0 | 0% | Normal | 0% | 0 | 0 | 0 | [17 empty] | Commercial_School_New_Food Preparation_Oven_
Commercial_School_New_Food Preparation_Natural Gas_Oven_E7 | Commercial | School | New | Food Preparation | Natural Gas | Oven | E7 |  | 0% | 0% | 0% | 0 | 0 | 0 | 0 | 0 | 0 | 0 | 0 | 0% | 0 | 0 | 0% | Normal | 0% | 0 | 0 | 0 | [17 empty] | Commercial_School_New_Food Preparation_Oven_
Commercial_School_New_Food Preparation_Natural Gas_Oven_E8 | Commercial | School | New | Food Preparation | Natural Gas | Oven | E8 |  | 0% | 0% | 0% | 0 | 0 | 0 | 0 | 0 | 0 | 0 | 0 | 0% | 0 | 0 | 0% | Normal | 0% | 0 | 0 | 0 | [17 empty] | Commercial_School_New_Food Preparation_Oven_
Commercial_School_New_Food Preparation_Natural Gas_Oven_E9 | Commercial | School | New | Food Preparation | Natural Gas | Oven | E9 |  | 0% | 0% | 0% | 0 | 0 | 0 | 0 | 0 | 0 | 0 | 0 | 0% | 0 | 0 | 0% | Normal | 0% | 0 | 0 | 0 | [17 empty] | Commercial_School_New_Food Preparation_Oven_
Commercial_School_New_Food Preparation_Natural Gas_Oven_E10 | Commercial | School | New | Food Preparation | Natural Gas | Oven | E10 |  | 0% | 0% | 0% | 0 | 0 | 0 | 0 | 0 | 0 | 0 | 0 | 0% | 0 | 0 | 0% | Normal | 0% | 0 | 0 | 0 | [17 empty] | Commercial_School_New_Food Preparation_Oven_
Commercial_School_New_Food Preparation_Natural Gas_Conveyor Oven_E1 | Commercial | School | New | Food Preparation | Natural Gas | Conveyor Oven | E1 | Standard | 100% | 0% | 0% | 0.14343 | 0 | 0 | 0 | 15 | 19 | 2019 | 2051 | 100% | 0 | 0 | 0% | Normal | 0% | 0.038678 | 0 | 0 | 1 unit | 30000 | 0 | 1.3404e-05 | 2885.475 | 10177 | 0 | 0 | 0 | 2015 | 1.0514 | IL TRM - 4.2.4 - CI-FSE-CVOV-V02-180101 | PGE Workpaper, PGECOFST117 R5, 2015 | MN TRM 3.1 - Gas Conveyor Oven v1.1 | 1 | unit | 1.3404e-05 | Commercial_School_New_Food Preparation_Conveyor Oven_Standard
Commercial_School_New_Food Preparation_Natural Gas_Conveyor Oven_E2 | Commercial | School | New | Food Preparation | Natural Gas | Conveyor Oven | E2 | Efficient (>44% Baking Efficiency) | 76.02% | 0% | 0% | 0.17486 | 0 | 0 | 0 | 15 | 19 | 2019 | 2051 | 100% | 0 | 0 | 0% | Normal | 0% | 0.029401 | 0 | 0 | 1 unit | 30000 | 0 | 1.3404e-05 | 2193.4093 | 12407 | 0 | 0 | 0 | 2015 | 1.0514 | IL TRM - 4.2.4 - CI-FSE-CVOV-V02-180101 | PGE Workpaper, PGECOFST117 R5, 2015 | MN TRM 3.1 - Gas Conveyor Oven v1.1 | 1 | unit | 1.3404e-05 | Commercial_School_New_Food Preparation_Conveyor Oven_Efficient (>44% Baking Efficiency)
Commercial_School_New_Food Preparation_Natural Gas_Conveyor Oven_E3 | Commercial | School | New | Food Preparation | Natural Gas | Conveyor Oven | E3 |  | 0% | 0% | 0% | 0 | 0 | 0 | 0 | 0 | 0 | 0 | 0 | 0% | 0 | 0 | 0% | Normal | 0% | 0 | 0 | 0 | [17 empty] | Commercial_School_New_Food Preparation_Conveyor Oven_
Commercial_School_New_Food Preparation_Natural Gas_Conveyor Oven_E4 | Commercial | School | New | Food Preparation | Natural Gas | Conveyor Oven | E4 |  | 0% | 0% | 0% | 0 | 0 | 0 | 0 | 0 | 0 | 0 | 0 | 0% | 0 | 0 | 0% | Normal | 0% | 0 | 0 | 0 | [17 empty] | Commercial_School_New_Food Preparation_Conveyor Oven_
Commercial_School_New_Food Preparation_Natural Gas_Conveyor Oven_E5 | Commercial | School | New | Food Preparation | Natural Gas | Conveyor Oven | E5 |  | 0% | 0% | 0% | 0 | 0 | 0 | 0 | 0 | 0 | 0 | 0 | 0% | 0 | 0 | 0% | Normal | 0% | 0 | 0 | 0 | [17 empty] | Commercial_School_New_Food Preparation_Conveyor Oven_
Commercial_School_New_Food Preparation_Natural Gas_Conveyor Oven_E6 | Commercial | School | New | Food Preparation | Natural Gas | Conveyor Oven | E6 |  | 0% | 0% | 0% | 0 | 0 | 0 | 0 | 0 | 0 | 0 | 0 | 0% | 0 | 0 | 0% | Normal | 0% | 0 | 0 | 0 | [17 empty] | Commercial_School_New_Food Preparation_Conveyor Oven_
Commercial_School_New_Food Preparation_Natural Gas_Conveyor Oven_E7 | Commercial | School | New | Food Preparation | Natural Gas | Conveyor Oven | E7 |  | 0% | 0% | 0% | 0 | 0 | 0 | 0 | 0 | 0 | 0 | 0 | 0% | 0 | 0 | 0% | Normal | 0% | 0 | 0 | 0 | [17 empty] | Commercial_School_New_Food Preparation_Conveyor Oven_
Commercial_School_New_Food Preparation_Natural Gas_Conveyor Oven_E8 | Commercial | School | New | Food Preparation | Natural Gas | Conveyor Oven | E8 |  | 0% | 0% | 0% | 0 | 0 | 0 | 0 | 0 | 0 | 0 | 0 | 0% | 0 | 0 | 0% | Normal | 0% | 0 | 0 | 0 | [17 empty] | Commercial_School_New_Food Preparation_Conveyor Oven_
Commercial_School_New_Food Preparation_Natural Gas_Conveyor Oven_E9 | Commercial | School | New | Food Preparation | Natural Gas | Conveyor Oven | E9 |  | 0% | 0% | 0% | 0 | 0 | 0 | 0 | 0 | 0 | 0 | 0 | 0% | 0 | 0 | 0% | Normal | 0% | 0 | 0 | 0 | [17 empty] | Commercial_School_New_Food Preparation_Conveyor Oven_
Commercial_School_New_Food Preparation_Natural Gas_Conveyor Oven_E10 | Commercial | School | New | Food Preparation | Natural Gas | Conveyor Oven | E10 |  | 0% | 0% | 0% | 0 | 0 | 0 | 0 | 0 | 0 | 0 | 0 | 0% | 0 | 0 | 0% | Normal | 0% | 0 | 0 | 0 | [17 empty] | Commercial_School_New_Food Preparation_Conveyor Oven_
Commercial_School_New_Food Preparation_Natural Gas_Double Rack Oven_E1 | Commercial | School | New | Food Preparation | Natural Gas | Double Rack Oven | E1 | Standard | 100% | 0% | 0% | 0.21093 | 0 | 0 | 0 | 10 | 14 | 2019 | 2051 | 100% | 0 | 0 | 0% | Normal | 0% | 0.068929 | 0 | 0 | 1 unit | 30000 | 0 | 1.623e-05 | 4247.1 | 12513 | 0 | 0 | 0 | 2016 | 1.0386 | IL TRM - 4.2.18 - CI-FSE-RKOV-VO2-180101 | PGE Workpaper, PGECOFST109 R6, 2016 | IL TRM - 4.2.18 - CI-FSE-RKOV-VO2-180101 | 1 | unit | 1.623e-05 | Commercial_School_New_Food Preparation_Double Rack Oven_Standard
Commercial_School_New_Food Preparation_Natural Gas_Double Rack Oven_E2 | Commercial | School | New | Food Preparation | Natural Gas | Double Rack Oven | E2 | FTSC Qualified (>50% Cooking Efficiency) | 54.55% | 0% | 0% | 0.28051 | 0 | 0 | 0 | 10 | 14 | 2019 | 2051 | 100% | 0 | 0 | 0% | Normal | 0% | 0.037598 | 0 | 0 | 1 unit | 30000 | 0 | 1.623e-05 | 2316.6 | 16641 | 0 | 0 | 0 | 2016 | 1.0386 | IL TRM - 4.2.18 - CI-FSE-RKOV-VO2-180101 | PGE Workpaper, PGECOFST109 R6, 2016 | IL TRM - 4.2.18 - CI-FSE-RKOV-VO2-180101 | 1 | unit | 1.623e-05 | Commercial_School_New_Food Preparation_Double Rack Oven_FTSC Qualified (>50% Cooking Efficiency)
Commercial_School_New_Food Preparation_Natural Gas_Double Rack Oven_E3 | Commercial | School | New | Food Preparation | Natural Gas | Double Rack Oven | E3 |  | 0% | 0% | 0% | 0 | 0 | 0 | 0 | 0 | 0 | 0 | 0 | 0% | 0 | 0 | 0% | Normal | 0% | 0 | 0 | 0 | [17 empty] | Commercial_School_New_Food Preparation_Double Rack Oven_
Commercial_School_New_Food Preparation_Natural Gas_Double Rack Oven_E4 | Commercial | School | New | Food Preparation | Natural Gas | Double Rack Oven | E4 |  | 0% | 0% | 0% | 0 | 0 | 0 | 0 | 0 | 0 | 0 | 0 | 0% | 0 | 0 | 0% | Normal | 0% | 0 | 0 | 0 | [17 empty] | Commercial_School_New_Food Preparation_Double Rack Oven_
Commercial_School_New_Food Preparation_Natural Gas_Double Rack Oven_E5 | Commercial | School | New | Food Preparation | Natural Gas | Double Rack Oven | E5 |  | 0% | 0% | 0% | 0 | 0 | 0 | 0 | 0 | 0 | 0 | 0 | 0% | 0 | 0 | 0% | Normal | 0% | 0 | 0 | 0 | [17 empty] | Commercial_School_New_Food Preparation_Double Rack Oven_
Commercial_School_New_Food Preparation_Natural Gas_Double Rack Oven_E6 | Commercial | School | New | Food Preparation | Natural Gas | Double Rack Oven | E6 |  | 0% | 0% | 0% | 0 | 0 | 0 | 0 | 0 | 0 | 0 | 0 | 0% | 0 | 0 | 0% | Normal | 0% | 0 | 0 | 0 | [17 empty] | Commercial_School_New_Food Preparation_Double Rack Oven_
Commercial_School_New_Food Preparation_Natural Gas_Double Rack Oven_E7 | Commercial | School | New | Food Preparation | Natural Gas | Double Rack Oven | E7 |  | 0% | 0% | 0% | 0 | 0 | 0 | 0 | 0 | 0 | 0 | 0 | 0% | 0 | 0 | 0% | Normal | 0% | 0 | 0 | 0 | [17 empty] | Commercial_School_New_Food Preparation_Double Rack Oven_
Commercial_School_New_Food Preparation_Natural Gas_Double Rack Oven_E8 | Commercial | School | New | Food Preparation | Natural Gas | Double Rack Oven | E8 |  | 0% | 0% | 0% | 0 | 0 | 0 | 0 | 0 | 0 | 0 | 0 | 0% | 0 | 0 | 0% | Normal | 0% | 0 | 0 | 0 | [17 empty] | Commercial_School_New_Food Preparation_Double Rack Oven_
Commercial_School_New_Food Preparation_Natural Gas_Double Rack Oven_E9 | Commercial | School | New | Food Preparation | Natural Gas | Double Rack Oven | E9 |  | 0% | 0% | 0% | 0 | 0 | 0 | 0 | 0 | 0 | 0 | 0 | 0% | 0 | 0 | 0% | Normal | 0% | 0 | 0 | 0 | [17 empty] | Commercial_School_New_Food Preparation_Double Rack Oven_
Commercial_School_New_Food Preparation_Natural Gas_Double Rack Oven_E10 | Commercial | School | New | Food Preparation | Natural Gas | Double Rack Oven | E10 |  | 0% | 0% | 0% | 0 | 0 | 0 | 0 | 0 | 0 | 0 | 0 | 0% | 0 | 0 | 0% | Normal | 0% | 0 | 0 | 0 | [17 empty] | Commercial_School_New_Food Preparation_Double Rack Oven_
Commercial_School_New_Food Preparation_Natural Gas_Fryer_E1 | Commercial | School | New | Food Preparation | Natural Gas | Fryer | E1 | Standard | 100% | 0% | 0% | 0.10821 | 0 | 0 | 0 | 4 | 7 | 2019 | 2021 | 100% | 0 | 0 | 0% | Normal | 0% | 0.034903 | 0 | 0 | 1 unit | 30000 | 0 | 3.0826e-05 | 1132.275 | 3379.7321 | 0 | 0 | 0 | 2016 | 1.0386 | RTF Wkbk - ComCookingFryer_v3_3 | RTF Wkbk - ComCookingFryer_v3_3 | RTF Wkbk - ComCookingFryer_v3_3 | 1 | unit | 3.0826e-05 | Commercial_School_New_Food Preparation_Fryer_Standard
Commercial_School_New_Food Preparation_Natural Gas_Fryer_E2 | Commercial | School | New | Food Preparation | Natural Gas | Fryer | E2 | ENERGY STAR | 61.29% | 0% | 0% | 0.13602 | 0 | 0 | 0 | 4 | 7 | 2019 | 2051 | 100% | 0 | 0 | 0% | Normal | 0% | 0.021392 | 0 | 0 | 1 unit | 30000 | 0 | 3.0826e-05 | 693.975 | 4248.3333 | 0 | 0 | 0 | 2016 | 1.0386 | RTF Wkbk - ComCookingFryer_v3_3 | RTF Wkbk - ComCookingFryer_v3_3 | RTF Wkbk - ComCookingFryer_v3_3 | 1 | unit | 3.0826e-05 | Commercial_School_New_Food Preparation_Fryer_ENERGY STAR
Commercial_School_New_Food Preparation_Natural Gas_Fryer_E3 | Commercial | School | New | Food Preparation | Natural Gas | Fryer | E3 |  | 0% | 0% | 0% | 0 | 0 | 0 | 0 | 0 | 0 | 0 | 0 | 0% | 0 | 0 | 0% | Normal | 0% | 0 | 0 | 0 | [17 empty] | Commercial_School_New_Food Preparation_Fryer_
Commercial_School_New_Food Preparation_Natural Gas_Fryer_E4 | Commercial | School | New | Food Preparation | Natural Gas | Fryer | E4 |  | 0% | 0% | 0% | 0 | 0 | 0 | 0 | 0 | 0 | 0 | 0 | 0% | 0 | 0 | 0% | Normal | 0% | 0 | 0 | 0 | [17 empty] | Commercial_School_New_Food Preparation_Fryer_
Commercial_School_New_Food Preparation_Natural Gas_Fryer_E5 | Commercial | School | New | Food Preparation | Natural Gas | Fryer | E5 |  | 0% | 0% | 0% | 0 | 0 | 0 | 0 | 0 | 0 | 0 | 0 | 0% | 0 | 0 | 0% | Normal | 0% | 0 | 0 | 0 | [17 empty] | Commercial_School_New_Food Preparation_Fryer_
Commercial_School_New_Food Preparation_Natural Gas_Fryer_E6 | Commercial | School | New | Food Preparation | Natural Gas | Fryer | E6 |  | 0% | 0% | 0% | 0 | 0 | 0 | 0 | 0 | 0 | 0 | 0 | 0% | 0 | 0 | 0% | Normal | 0% | 0 | 0 | 0 | [17 empty] | Commercial_School_New_Food Preparation_Fryer_
Commercial_School_New_Food Preparation_Natural Gas_Fryer_E7 | Commercial | School | New | Food Preparation | Natural Gas | Fryer | E7 |  | 0% | 0% | 0% | 0 | 0 | 0 | 0 | 0 | 0 | 0 | 0 | 0% | 0 | 0 | 0% | Normal | 0% | 0 | 0 | 0 | [17 empty] | Commercial_School_New_Food Preparation_Fryer_
Commercial_School_New_Food Preparation_Natural Gas_Fryer_E8 | Commercial | School | New | Food Preparation | Natural Gas | Fryer | E8 |  | 0% | 0% | 0% | 0 | 0 | 0 | 0 | 0 | 0 | 0 | 0 | 0% | 0 | 0 | 0% | Normal | 0% | 0 | 0 | 0 | [17 empty] | Commercial_School_New_Food Preparation_Fryer_
Commercial_School_New_Food Preparation_Natural Gas_Fryer_E9 | Commercial | School | New | Food Preparation | Natural Gas | Fryer | E9 |  | 0% | 0% | 0% | 0 | 0 | 0 | 0 | 0 | 0 | 0 | 0 | 0% | 0 | 0 | 0% | Normal | 0% | 0 | 0 | 0 | [17 empty] | Commercial_School_New_Food Preparation_Fryer_
Commercial_School_New_Food Preparation_Natural Gas_Fryer_E10 | Commercial | School | New | Food Preparation | Natural Gas | Fryer | E10 |  | 0% | 0% | 0% | 0 | 0 | 0 | 0 | 0 | 0 | 0 | 0 | 0% | 0 | 0 | 0% | Normal | 0% | 0 | 0 | 0 | [17 empty] | Commercial_School_New_Food Preparation_Fryer_
Commercial_School_New_Food Preparation_Natural Gas_Broiler_E1 | Commercial | School | New | Food Preparation | Natural Gas | Broiler | E1 | Standard | 100% | 0% | 0% | 0.15978 | 0 | 0 | 0 | 10 | 14 | 2019 | 2051 | 100% | 0 | 0 | 0% | Normal | 0% | 0.03806 | 0 | 0 | 1 unit | 30000 | 0 | 5.658e-05 | 672.672 | 2500 | 0 | 0 | 0 | 2011 | 1.1296 | IL TRM - 4.2.14 - CI-FSE-IRBL-V02-180101 | Estimate | IL TRM - 4.2.14 - CI-FSE-IRBL-V02-180101 | 1 | unit | 5.658e-05 | Commercial_School_New_Food Preparation_Broiler_Standard
Commercial_School_New_Food Preparation_Natural Gas_Broiler_E2 | Commercial | School | New | Food Preparation | Natural Gas | Broiler | E2 | Infrared Burners | 64.29% | 0% | 0% | 0.22369 | 0 | 0 | 0 | 10 | 14 | 2019 | 2051 | 100% | 0 | 0 | 0% | Normal | 0% | 0.024467 | 0 | 0 | 1 unit | 30000 | 0 | 5.658e-05 | 432.432 | 3500 | 0 | 0 | 0 | 2011 | 1.1296 | IL TRM - 4.2.14 - CI-FSE-IRBL-V02-180101 | IL TRM - 4.2.14 - CI-FSE-IRBL-V02-180101 | IL TRM - 4.2.14 - CI-FSE-IRBL-V02-180101 | 1 | unit | 5.658e-05 | Commercial_School_New_Food Preparation_Broiler_Infrared Burners
Commercial_School_New_Food Preparation_Natural Gas_Broiler_E3 | Commercial | School | New | Food Preparation | Natural Gas | Broiler | E3 |  | 0% | 0% | 0% | 0 | 0 | 0 | 0 | 0 | 0 | 0 | 0 | 0% | 0 | 0 | 0% | Normal | 0% | 0 | 0 | 0 | [17 empty] | Commercial_School_New_Food Preparation_Broiler_
Commercial_School_New_Food Preparation_Natural Gas_Broiler_E4 | Commercial | School | New | Food Preparation | Natural Gas | Broiler | E4 |  | 0% | 0% | 0% | 0 | 0 | 0 | 0 | 0 | 0 | 0 | 0 | 0% | 0 | 0 | 0% | Normal | 0% | 0 | 0 | 0 | [17 empty] | Commercial_School_New_Food Preparation_Broiler_
Commercial_School_New_Food Preparation_Natural Gas_Broiler_E5 | Commercial | School | New | Food Preparation | Natural Gas | Broiler | E5 |  | 0% | 0% | 0% | 0 | 0 | 0 | 0 | 0 | 0 | 0 | 0 | 0% | 0 | 0 | 0% | Normal | 0% | 0 | 0 | 0 | [17 empty] | Commercial_School_New_Food Preparation_Broiler_
Commercial_School_New_Food Preparation_Natural Gas_Broiler_E6 | Commercial | School | New | Food Preparation | Natural Gas | Broiler | E6 |  | 0% | 0% | 0% | 0 | 0 | 0 | 0 | 0 | 0 | 0 | 0 | 0% | 0 | 0 | 0% | Normal | 0% | 0 | 0 | 0 | [17 empty] | Commercial_School_New_Food Preparation_Broiler_
Commercial_School_New_Food Preparation_Natural Gas_Broiler_E7 | Commercial | School | New | Food Preparation | Natural Gas | Broiler | E7 |  | 0% | 0% | 0% | 0 | 0 | 0 | 0 | 0 | 0 | 0 | 0 | 0% | 0 | 0 | 0% | Normal | 0% | 0 | 0 | 0 | [17 empty] | Commercial_School_New_Food Preparation_Broiler_
Commercial_School_New_Food Preparation_Natural Gas_Broiler_E8 | Commercial | School | New | Food Preparation | Natural Gas | Broiler | E8 |  | 0% | 0% | 0% | 0 | 0 | 0 | 0 | 0 | 0 | 0 | 0 | 0% | 0 | 0 | 0% | Normal | 0% | 0 | 0 | 0 | [17 empty] | Commercial_School_New_Food Preparation_Broiler_
Commercial_School_New_Food Preparation_Natural Gas_Broiler_E9 | Commercial | School | New | Food Preparation | Natural Gas | Broiler | E9 |  | 0% | 0% | 0% | 0 | 0 | 0 | 0 | 0 | 0 | 0 | 0 | 0% | 0 | 0 | 0% | Normal | 0% | 0 | 0 | 0 | [17 empty] | Commercial_School_New_Food Preparation_Broiler_
Commercial_School_New_Food Preparation_Natural Gas_Broiler_E10 | Commercial | School | New | Food Preparation | Natural Gas | Broiler | E10 |  | 0% | 0% | 0% | 0 | 0 | 0 | 0 | 0 | 0 | 0 | 0 | 0% | 0 | 0 | 0% | Normal | 0% | 0 | 0 | 0 | [17 empty] | Commercial_School_New_Food Preparation_Broiler_
Commercial_School_New_Food Preparation_Natural Gas_Griddle_E1 | Commercial | School | New | Food Preparation | Natural Gas | Griddle | E1 | Standard | 100% | 0% | 0% | 0.10684 | 0 | 0 | 0 | 10 | 14 | 2019 | 2051 | 100% | 0 | 0 | 0% | Normal | 0% | 0.023486 | 0 | 0 | 1 unit | 30000 | 0 | 1.9065e-05 | 1231.891 | 5150 | 0 | 0 | 0 | 2013 | 1.0881 | IL TRM - 4.2.8 - CI-FSE-ESGR-V04-200101 | COOK_GRD-Food Preparation-EIA14-2014 Ref. Case-5 | IL TRM - 4.2.8 - CI-FSE-ESGR-V04-200101 | 1 | unit | 1.9065e-05 | Commercial_School_New_Food Preparation_Griddle_Standard
Commercial_School_New_Food Preparation_Natural Gas_Griddle_E2 | Commercial | School | New | Food Preparation | Natural Gas | Griddle | E2 | ENERGY STAR | 91.65% | 0% | 0% | 0.13277 | 0 | 0 | 0 | 10 | 14 | 2019 | 2051 | 100% | 0 | 0 | 0% | Normal | 0% | 0.021526 | 0 | 0 | 1 unit | 30000 | 0 | 1.9065e-05 | 1129.0497 | 6400 | 0 | 0 | 0 | 2013 | 1.0881 | IL TRM - 4.2.8 - CI-FSE-ESGR-V04-200101 | ETO Measure Input Sheet - Com - Gas Griddle | ETO Measure Input Sheet - Com - Gas Griddle | 1 | unit | 1.9065e-05 | Commercial_School_New_Food Preparation_Griddle_ENERGY STAR
Commercial_School_New_Food Preparation_Natural Gas_Griddle_E3 | Commercial | School | New | Food Preparation | Natural Gas | Griddle | E3 |  | 0% | 0% | 0% | 0 | 0 | 0 | 0 | 0 | 0 | 0 | 0 | 0% | 0 | 0 | 0% | Normal | 0% | 0 | 0 | 0 | [17 empty] | Commercial_School_New_Food Preparation_Griddle_
Commercial_School_New_Food Preparation_Natural Gas_Griddle_E4 | Commercial | School | New | Food Preparation | Natural Gas | Griddle | E4 |  | 0% | 0% | 0% | 0 | 0 | 0 | 0 | 0 | 0 | 0 | 0 | 0% | 0 | 0 | 0% | Normal | 0% | 0 | 0 | 0 | [17 empty] | Commercial_School_New_Food Preparation_Griddle_
Commercial_School_New_Food Preparation_Natural Gas_Griddle_E5 | Commercial | School | New | Food Preparation | Natural Gas | Griddle | E5 |  | 0% | 0% | 0% | 0 | 0 | 0 | 0 | 0 | 0 | 0 | 0 | 0% | 0 | 0 | 0% | Normal | 0% | 0 | 0 | 0 | [17 empty] | Commercial_School_New_Food Preparation_Griddle_
Commercial_School_New_Food Preparation_Natural Gas_Griddle_E6 | Commercial | School | New | Food Preparation | Natural Gas | Griddle | E6 |  | 0% | 0% | 0% | 0 | 0 | 0 | 0 | 0 | 0 | 0 | 0 | 0% | 0 | 0 | 0% | Normal | 0% | 0 | 0 | 0 | [17 empty] | Commercial_School_New_Food Preparation_Griddle_
Commercial_School_New_Food Preparation_Natural Gas_Griddle_E7 | Commercial | School | New | Food Preparation | Natural Gas | Griddle | E7 |  | 0% | 0% | 0% | 0 | 0 | 0 | 0 | 0 | 0 | 0 | 0 | 0% | 0 | 0 | 0% | Normal | 0% | 0 | 0 | 0 | [17 empty] | Commercial_School_New_Food Preparation_Griddle_
Commercial_School_New_Food Preparation_Natural Gas_Griddle_E8 | Commercial | School | New | Food Preparation | Natural Gas | Griddle | E8 |  | 0% | 0% | 0% | 0 | 0 | 0 | 0 | 0 | 0 | 0 | 0 | 0% | 0 | 0 | 0% | Normal | 0% | 0 | 0 | 0 | [17 empty] | Commercial_School_New_Food Preparation_Griddle_
Commercial_School_New_Food Preparation_Natural Gas_Griddle_E9 | Commercial | School | New | Food Preparation | Natural Gas | Griddle | E9 |  | 0% | 0% | 0% | 0 | 0 | 0 | 0 | 0 | 0 | 0 | 0 | 0% | 0 | 0 | 0% | Normal | 0% | 0 | 0 | 0 | [17 empty] | Commercial_School_New_Food Preparation_Griddle_
Commercial_School_New_Food Preparation_Natural Gas_Griddle_E10 | Commercial | School | New | Food Preparation | Natural Gas | Griddle | E10 |  | 0% | 0% | 0% | 0 | 0 | 0 | 0 | 0 | 0 | 0 | 0 | 0% | 0 | 0 | 0% | Normal | 0% | 0 | 0 | 0 | [17 empty] | Commercial_School_New_Food Preparation_Griddle_
Commercial_School_New_Food Preparation_Natural Gas_Range_E1 | Commercial | School | New | Food Preparation | Natural Gas | Range | E1 | Standard | 100% | 0% | 0% | 0.17792 | 0 | 0 | 0 | 8 | 12 | 2019 | 2051 | 100% | 0 | 0 | 0% | Normal | 0% | 0.027886 | 0 | 0 | 1 unit | 30000 | 0 | 2.3238e-05 | 1200 | 7450 | 0 | 0 | 0 | 2017 | 1.0277 | COOK_OVN-Food Preparation-AEO17-1 | EIA 2018 Tech Forecast | Navigant 2009 | 1 | unit | 2.3238e-05 | Commercial_School_New_Food Preparation_Range_Standard
Commercial_School_New_Food Preparation_Natural Gas_Range_E2 | Commercial | School | New | Food Preparation | Natural Gas | Range | E2 | High Efficiency | 75% | 0% | 0% | 0.17794 | 0 | 0 | 0 | 8 | 12 | 2019 | 2051 | 100% | 0 | 0 | 0% | Normal | 0% | 0.020914 | 0 | 0 | 1 unit | 30000 | 0 | 2.3238e-05 | 900 | 7451 | 0 | 0 | 0 | 2017 | 1.0277 | COOK_OVN-Food Preparation-AEO17-1 | EIA 2018 Tech Forecast | EIA 2018 Tech Forecast | 1 | unit | 2.3238e-05 | Commercial_School_New_Food Preparation_Range_High Efficiency
Commercial_School_New_Food Preparation_Natural Gas_Range_E3 | Commercial | School | New | Food Preparation | Natural Gas | Range | E3 |  | 0% | 0% | 0% | 0 | 0 | 0 | 0 | 0 | 0 | 0 | 0 | 0% | 0 | 0 | 0% | Normal | 0% | 0 | 0 | 0 | [17 empty] | Commercial_School_New_Food Preparation_Range_
Commercial_School_New_Food Preparation_Natural Gas_Range_E4 | Commercial | School | New | Food Preparation | Natural Gas | Range | E4 |  | 0% | 0% | 0% | 0 | 0 | 0 | 0 | 0 | 0 | 0 | 0 | 0% | 0 | 0 | 0% | Normal | 0% | 0 | 0 | 0 | [17 empty] | Commercial_School_New_Food Preparation_Range_
Commercial_School_New_Food Preparation_Natural Gas_Range_E5 | Commercial | School | New | Food Preparation | Natural Gas | Range | E5 |  | 0% | 0% | 0% | 0 | 0 | 0 | 0 | 0 | 0 | 0 | 0 | 0% | 0 | 0 | 0% | Normal | 0% | 0 | 0 | 0 | [17 empty] | Commercial_School_New_Food Preparation_Range_
Commercial_School_New_Food Preparation_Natural Gas_Range_E6 | Commercial | School | New | Food Preparation | Natural Gas | Range | E6 |  | 0% | 0% | 0% | 0 | 0 | 0 | 0 | 0 | 0 | 0 | 0 | 0% | 0 | 0 | 0% | Normal | 0% | 0 | 0 | 0 | [17 empty] | Commercial_School_New_Food Preparation_Range_
Commercial_School_New_Food Preparation_Natural Gas_Range_E7 | Commercial | School | New | Food Preparation | Natural Gas | Range | E7 |  | 0% | 0% | 0% | 0 | 0 | 0 | 0 | 0 | 0 | 0 | 0 | 0% | 0 | 0 | 0% | Normal | 0% | 0 | 0 | 0 | [17 empty] | Commercial_School_New_Food Preparation_Range_
Commercial_School_New_Food Preparation_Natural Gas_Range_E8 | Commercial | School | New | Food Preparation | Natural Gas | Range | E8 |  | 0% | 0% | 0% | 0 | 0 | 0 | 0 | 0 | 0 | 0 | 0 | 0% | 0 | 0 | 0% | Normal | 0% | 0 | 0 | 0 | [17 empty] | Commercial_School_New_Food Preparation_Range_
Commercial_School_New_Food Preparation_Natural Gas_Range_E9 | Commercial | School | New | Food Preparation | Natural Gas | Range | E9 |  | 0% | 0% | 0% | 0 | 0 | 0 | 0 | 0 | 0 | 0 | 0 | 0% | 0 | 0 | 0% | Normal | 0% | 0 | 0 | 0 | [17 empty] | Commercial_School_New_Food Preparation_Range_
Commercial_School_New_Food Preparation_Natural Gas_Range_E10 | Commercial | School | New | Food Preparation | Natural Gas | Range | E10 |  | 0% | 0% | 0% | 0 | 0 | 0 | 0 | 0 | 0 | 0 | 0 | 0% | 0 | 0 | 0% | Normal | 0% | 0 | 0 | 0 | [17 empty] | Commercial_School_New_Food Preparation_Range_
Commercial_School_New_Food Preparation_Natural Gas_Steamer_E1 | Commercial | School | New | Food Preparation | Natural Gas | Steamer | E1 | Standard | 100% | 0% | 0% | 0.52716 | 0 | 0 | 0 | 8 | 16 | 2019 | 2021 | 100% | 0 | 0 | 0% | Normal | 0% | 0.055383 | 0 | 0 | 1 unit | 30000 | 0 | 3.6269e-05 | 1527.0152 | 13100 | 0 | 0 | 0 | 2012 | 1.1095 | IL TRM - 4.2.3 - CI-FSE-STMC-V05-190101 | DOE Commercial R&D 2016 - Table 2-10 | IL TRM - 4.2.3 - CI-FSE-STMC-V05-190101 | 1 | unit | 3.6269e-05 | Commercial_School_New_Food Preparation_Steamer_Standard
Commercial_School_New_Food Preparation_Natural Gas_Steamer_E2 | Commercial | School | New | Food Preparation | Natural Gas | Steamer | E2 | ENERGY STAR | 43.38% | 0% | 0% | 0.6185 | 0 | -0.00010583 | 0 | 8 | 16 | 2019 | 2051 | 100% | 0 | 0 | 0% | Normal | 0% | 0.024026 | 0 | 0 | 1 unit | 30000 | 0 | 3.6269e-05 | 662.4553 | 15370 | 0 | -2.6298 | 0 | 2012 | 1.1095 | IL TRM - 4.2.3 - CI-FSE-STMC-V05-190101 | ETO Measure Input Sheet - Com - Gas Steamer | ETO Measure Input Sheet - Com - Gas Steamer | 1 | unit | 3.6269e-05 | Commercial_School_New_Food Preparation_Steamer_ENERGY STAR
Commercial_School_New_Food Preparation_Natural Gas_Steamer_E3 | Commercial | School | New | Food Preparation | Natural Gas | Steamer | E3 |  | 0% | 0% | 0% | 0 | 0 | 0 | 0 | 0 | 0 | 0 | 0 | 0% | 0 | 0 | 0% | Normal | 0% | 0 | 0 | 0 | [17 empty] | Commercial_School_New_Food Preparation_Steamer_
Commercial_School_New_Food Preparation_Natural Gas_Steamer_E4 | Commercial | School | New | Food Preparation | Natural Gas | Steamer | E4 |  | 0% | 0% | 0% | 0 | 0 | 0 | 0 | 0 | 0 | 0 | 0 | 0% | 0 | 0 | 0% | Normal | 0% | 0 | 0 | 0 | [17 empty] | Commercial_School_New_Food Preparation_Steamer_
Commercial_School_New_Food Preparation_Natural Gas_Steamer_E5 | Commercial | School | New | Food Preparation | Natural Gas | Steamer | E5 |  | 0% | 0% | 0% | 0 | 0 | 0 | 0 | 0 | 0 | 0 | 0 | 0% | 0 | 0 | 0% | Normal | 0% | 0 | 0 | 0 | [17 empty] | Commercial_School_New_Food Preparation_Steamer_
Commercial_School_New_Food Preparation_Natural Gas_Steamer_E6 | Commercial | School | New | Food Preparation | Natural Gas | Steamer | E6 |  | 0% | 0% | 0% | 0 | 0 | 0 | 0 | 0 | 0 | 0 | 0 | 0% | 0 | 0 | 0% | Normal | 0% | 0 | 0 | 0 | [17 empty] | Commercial_School_New_Food Preparation_Steamer_
Commercial_School_New_Food Preparation_Natural Gas_Steamer_E7 | Commercial | School | New | Food Preparation | Natural Gas | Steamer | E7 |  | 0% | 0% | 0% | 0 | 0 | 0 | 0 | 0 | 0 | 0 | 0 | 0% | 0 | 0 | 0% | Normal | 0% | 0 | 0 | 0 | [17 empty] | Commercial_School_New_Food Preparation_Steamer_
Commercial_School_New_Food Preparation_Natural Gas_Steamer_E8 | Commercial | School | New | Food Preparation | Natural Gas | Steamer | E8 |  | 0% | 0% | 0% | 0 | 0 | 0 | 0 | 0 | 0 | 0 | 0 | 0% | 0 | 0 | 0% | Normal | 0% | 0 | 0 | 0 | [17 empty] | Commercial_School_New_Food Preparation_Steamer_
Commercial_School_New_Food Preparation_Natural Gas_Steamer_E9 | Commercial | School | New | Food Preparation | Natural Gas | Steamer | E9 |  | 0% | 0% | 0% | 0 | 0 | 0 | 0 | 0 | 0 | 0 | 0 | 0% | 0 | 0 | 0% | Normal | 0% | 0 | 0 | 0 | [17 empty] | Commercial_School_New_Food Preparation_Steamer_
Commercial_School_New_Food Preparation_Natural Gas_Steamer_E10 | Commercial | School | New | Food Preparation | Natural Gas | Steamer | E10 |  | 0% | 0% | 0% | 0 | 0 | 0 | 0 | 0 | 0 | 0 | 0 | 0% | 0 | 0 | 0% | Normal | 0% | 0 | 0 | 0 | [17 empty] | Commercial_School_New_Food Preparation_Steamer_
Commercial_School_New_Food Preparation_Natural Gas_Food Prep Other_E1 | Commercial | School | New | Food Preparation | Natural Gas | Food Prep Other | E1 | Standard | 100% | 0% | 0% | 0.0080047 | 0 | 0 | 0 | 8 | 12 | 2019 | 2051 | 100% | 0 | 0 | 0% | Normal | 0% | 0.0099211 | 0 | 0 | 1 unit | 30000 | 0 | 6.9711e-06 | 1423.18 | 1000 | 0 | 0 | 0 | 2010 | 1.1483 | Default | Default | Default | 1 | unit | 6.9711e-06 | Commercial_School_New_Food Preparation_Food Prep Other_Standard
Commercial_School_New_Food Preparation_Natural Gas_Food Prep Other_E2 | Commercial | School | New | Food Preparation | Natural Gas | Food Prep Other | E2 | ENERGY STAR | 100% | 0% | 0% | 0.0080128 | 0 | 0 | 0 | 8 | 12 | 2019 | 2051 | 100% | 0 | 0 | 0% | Normal | 0% | 0.0099211 | 0 | 0 | 1 unit | 30000 | 0 | 6.9711e-06 | 1423.18 | 1001 | 0 | 0 | 0 | 2010 | 1.1483 | N/A | N/A | N/A | 1 | unit | 6.9711e-06 | Commercial_School_New_Food Preparation_Food Prep Other_ENERGY STAR
Commercial_School_New_Food Preparation_Natural Gas_Food Prep Other_E3 | Commercial | School | New | Food Preparation | Natural Gas | Food Prep Other | E3 |  | 0% | 0% | 0% | 0 | 0 | 0 | 0 | 0 | 0 | 0 | 0 | 0% | 0 | 0 | 0% | Normal | 0% | 0 | 0 | 0 | [17 empty] | Commercial_School_New_Food Preparation_Food Prep Other_
Commercial_School_New_Food Preparation_Natural Gas_Food Prep Other_E4 | Commercial | School | New | Food Preparation | Natural Gas | Food Prep Other | E4 |  | 0% | 0% | 0% | 0 | 0 | 0 | 0 | 0 | 0 | 0 | 0 | 0% | 0 | 0 | 0% | Normal | 0% | 0 | 0 | 0 | [17 empty] | Commercial_School_New_Food Preparation_Food Prep Other_
Commercial_School_New_Food Preparation_Natural Gas_Food Prep Other_E5 | Commercial | School | New | Food Preparation | Natural Gas | Food Prep Other | E5 |  | 0% | 0% | 0% | 0 | 0 | 0 | 0 | 0 | 0 | 0 | 0 | 0% | 0 | 0 | 0% | Normal | 0% | 0 | 0 | 0 | [17 empty] | Commercial_School_New_Food Preparation_Food Prep Other_
Commercial_School_New_Food Preparation_Natural Gas_Food Prep Other_E6 | Commercial | School | New | Food Preparation | Natural Gas | Food Prep Other | E6 |  | 0% | 0% | 0% | 0 | 0 | 0 | 0 | 0 | 0 | 0 | 0 | 0% | 0 | 0 | 0% | Normal | 0% | 0 | 0 | 0 | [17 empty] | Commercial_School_New_Food Preparation_Food Prep Other_
Commercial_School_New_Food Preparation_Natural Gas_Food Prep Other_E7 | Commercial | School | New | Food Preparation | Natural Gas | Food Prep Other | E7 |  | 0% | 0% | 0% | 0 | 0 | 0 | 0 | 0 | 0 | 0 | 0 | 0% | 0 | 0 | 0% | Normal | 0% | 0 | 0 | 0 | [17 empty] | Commercial_School_New_Food Preparation_Food Prep Other_
Commercial_School_New_Food Preparation_Natural Gas_Food Prep Other_E8 | Commercial | School | New | Food Preparation | Natural Gas | Food Prep Other | E8 |  | 0% | 0% | 0% | 0 | 0 | 0 | 0 | 0 | 0 | 0 | 0 | 0% | 0 | 0 | 0% | Normal | 0% | 0 | 0 | 0 | [17 empty] | Commercial_School_New_Food Preparation_Food Prep Other_
Commercial_School_New_Food Preparation_Natural Gas_Food Prep Other_E9 | Commercial | School | New | Food Preparation | Natural Gas | Food Prep Other | E9 |  | 0% | 0% | 0% | 0 | 0 | 0 | 0 | 0 | 0 | 0 | 0 | 0% | 0 | 0 | 0% | Normal | 0% | 0 | 0 | 0 | [17 empty] | Commercial_School_New_Food Preparation_Food Prep Other_
Commercial_School_New_Food Preparation_Natural Gas_Food Prep Other_E10 | Commercial | School | New | Food Preparation | Natural Gas | Food Prep Other | E10 |  | 0% | 0% | 0% | 0 | 0 | 0 | 0 | 0 | 0 | 0 | 0 | 0% | 0 | 0 | 0% | Normal | 0% | 0 | 0 | 0 | [17 empty] | Commercial_School_New_Food Preparation_Food Prep Other_
Commercial_School_New_Miscellaneous_Natural Gas_Pool Heater_E1 | Commercial | School | New | Miscellaneous | Natural Gas | Pool Heater | E1 | Standard (EF .78) | 100% | 0% | 0% | 0.002238 | 0 | 0 | 0 | 4 | 8 | 2019 | 2051 | 100% | 0 | 0 | 0% | Normal | 0% | 0.0017375 | 0 | 0 | 1 unit | 30000 | 0 | 1.1599e-07 | 14980 | 18052 | 0 | 0 | 0 | 2014 | 1.0689 | DOE Commercial R&D 2016 - Table 7-6 | DOE Commercial R&D 2016 - Table 7-7 | DOE Commercial R&D 2016 - Table 7-8 | 1 | unit | 1.1599e-07 | Commercial_School_New_Miscellaneous_Pool Heater_Standard (EF .78)
Commercial_School_New_Miscellaneous_Natural Gas_Pool Heater_E2 | Commercial | School | New | Miscellaneous | Natural Gas | Pool Heater | E2 | Condensing (EF .90) | 85% | 0% | 0% | 0.0036644 | 0 | 0 | 0 | 4 | 8 | 2019 | 2051 | 100% | 0 | 0 | 0% | Normal | 0% | 0.0014769 | 0 | 0 | 1 unit | 30000 | 0 | 1.1599e-07 | 12733 | 29558 | 0 | 0 | 0 | 2014 | 1.0689 | DOE Commercial R&D 2016 - Table 7-6 | DOE Commercial R&D 2016 - Table 7-7 | DOE Commercial R&D 2016 - Table 7-9 | 1 | unit | 1.1599e-07 | Commercial_School_New_Miscellaneous_Pool Heater_Condensing (EF .90)
Commercial_School_New_Miscellaneous_Natural Gas_Pool Heater_E3 | Commercial | School | New | Miscellaneous | Natural Gas | Pool Heater | E3 |  | 0% | 0% | 0% | 0 | 0 | 0 | 0 | 0 | 0 | 0 | 0 | 0% | 0 | 0 | 0% | Normal | 0% | 0 | 0 | 0 | [17 empty] | Commercial_School_New_Miscellaneous_Pool Heater_
Commercial_School_New_Miscellaneous_Natural Gas_Pool Heater_E4 | Commercial | School | New | Miscellaneous | Natural Gas | Pool Heater | E4 |  | 0% | 0% | 0% | 0 | 0 | 0 | 0 | 0 | 0 | 0 | 0 | 0% | 0 | 0 | 0% | Normal | 0% | 0 | 0 | 0 | [17 empty] | Commercial_School_New_Miscellaneous_Pool Heater_
Commercial_School_New_Miscellaneous_Natural Gas_Pool Heater_E5 | Commercial | School | New | Miscellaneous | Natural Gas | Pool Heater | E5 |  | 0% | 0% | 0% | 0 | 0 | 0 | 0 | 0 | 0 | 0 | 0 | 0% | 0 | 0 | 0% | Normal | 0% | 0 | 0 | 0 | [17 empty] | Commercial_School_New_Miscellaneous_Pool Heater_
Commercial_School_New_Miscellaneous_Natural Gas_Pool Heater_E6 | Commercial | School | New | Miscellaneous | Natural Gas | Pool Heater | E6 |  | 0% | 0% | 0% | 0 | 0 | 0 | 0 | 0 | 0 | 0 | 0 | 0% | 0 | 0 | 0% | Normal | 0% | 0 | 0 | 0 | [17 empty] | Commercial_School_New_Miscellaneous_Pool Heater_
Commercial_School_New_Miscellaneous_Natural Gas_Pool Heater_E7 | Commercial | School | New | Miscellaneous | Natural Gas | Pool Heater | E7 |  | 0% | 0% | 0% | 0 | 0 | 0 | 0 | 0 | 0 | 0 | 0 | 0% | 0 | 0 | 0% | Normal | 0% | 0 | 0 | 0 | [17 empty] | Commercial_School_New_Miscellaneous_Pool Heater_
Commercial_School_New_Miscellaneous_Natural Gas_Pool Heater_E8 | Commercial | School | New | Miscellaneous | Natural Gas | Pool Heater | E8 |  | 0% | 0% | 0% | 0 | 0 | 0 | 0 | 0 | 0 | 0 | 0 | 0% | 0 | 0 | 0% | Normal | 0% | 0 | 0 | 0 | [17 empty] | Commercial_School_New_Miscellaneous_Pool Heater_
Commercial_School_New_Miscellaneous_Natural Gas_Pool Heater_E9 | Commercial | School | New | Miscellaneous | Natural Gas | Pool Heater | E9 |  | 0% | 0% | 0% | 0 | 0 | 0 | 0 | 0 | 0 | 0 | 0 | 0% | 0 | 0 | 0% | Normal | 0% | 0 | 0 | 0 | [17 empty] | Commercial_School_New_Miscellaneous_Pool Heater_
Commercial_School_New_Miscellaneous_Natural Gas_Pool Heater_E10 | Commercial | School | New | Miscellaneous | Natural Gas | Pool Heater | E10 |  | 0% | 0% | 0% | 0 | 0 | 0 | 0 | 0 | 0 | 0 | 0 | 0% | 0 | 0 | 0% | Normal | 0% | 0 | 0 | 0 | [17 empty] | Commercial_School_New_Miscellaneous_Pool Heater_
Commercial_School_New_Miscellaneous_Natural Gas_Miscellaneous_E1 | Commercial | School | New | Miscellaneous | Natural Gas | Miscellaneous | E1 | Miscellaneous | 100% | 0% | 0% | 1.0386 | 0 | 0 | 0 | 2 | 8 | 2019 | 2051 | 100% | 0 | 0 | 0% | Normal | 0% | 0.0093446 | 0 | 0 | 1 unit | 30000 | 0 | 1 | 1 | 1 | 0 | 0 | 0 | 2016 | 1.0386 | N/A | N/A | N/A | 1 | unit | 1 | Commercial_School_New_Miscellaneous_Miscellaneous_Miscellaneous
Commercial_School_New_Miscellaneous_Natural Gas_Miscellaneous_E2 | Commercial | School | New | Miscellaneous | Natural Gas | Miscellaneous | E2 |  | 0% | 0% | 0% | 0 | 0 | 0 | 0 | 0 | 0 | 0 | 0 | 0% | 0 | 0 | 0% | Normal | 0% | 0 | 0 | 0 | [17 empty] | Commercial_School_New_Miscellaneous_Miscellaneous_
Commercial_School_New_Miscellaneous_Natural Gas_Miscellaneous_E3 | Commercial | School | New | Miscellaneous | Natural Gas | Miscellaneous | E3 |  | 0% | 0% | 0% | 0 | 0 | 0 | 0 | 0 | 0 | 0 | 0 | 0% | 0 | 0 | 0% | Normal | 0% | 0 | 0 | 0 | [17 empty] | Commercial_School_New_Miscellaneous_Miscellaneous_
Commercial_School_New_Miscellaneous_Natural Gas_Miscellaneous_E4 | Commercial | School | New | Miscellaneous | Natural Gas | Miscellaneous | E4 |  | 0% | 0% | 0% | 0 | 0 | 0 | 0 | 0 | 0 | 0 | 0 | 0% | 0 | 0 | 0% | Normal | 0% | 0 | 0 | 0 | [17 empty] | Commercial_School_New_Miscellaneous_Miscellaneous_
Commercial_School_New_Miscellaneous_Natural Gas_Miscellaneous_E5 | Commercial | School | New | Miscellaneous | Natural Gas | Miscellaneous | E5 |  | 0% | 0% | 0% | 0 | 0 | 0 | 0 | 0 | 0 | 0 | 0 | 0% | 0 | 0 | 0% | Normal | 0% | 0 | 0 | 0 | [17 empty] | Commercial_School_New_Miscellaneous_Miscellaneous_
Commercial_School_New_Miscellaneous_Natural Gas_Miscellaneous_E6 | Commercial | School | New | Miscellaneous | Natural Gas | Miscellaneous | E6 |  | 0% | 0% | 0% | 0 | 0 | 0 | 0 | 0 | 0 | 0 | 0 | 0% | 0 | 0 | 0% | Normal | 0% | 0 | 0 | 0 | [17 empty] | Commercial_School_New_Miscellaneous_Miscellaneous_
Commercial_School_New_Miscellaneous_Natural Gas_Miscellaneous_E7 | Commercial | School | New | Miscellaneous | Natural Gas | Miscellaneous | E7 |  | 0% | 0% | 0% | 0 | 0 | 0 | 0 | 0 | 0 | 0 | 0 | 0% | 0 | 0 | 0% | Normal | 0% | 0 | 0 | 0 | [17 empty] | Commercial_School_New_Miscellaneous_Miscellaneous_
Commercial_School_New_Miscellaneous_Natural Gas_Miscellaneous_E8 | Commercial | School | New | Miscellaneous | Natural Gas | Miscellaneous | E8 |  | 0% | 0% | 0% | 0 | 0 | 0 | 0 | 0 | 0 | 0 | 0 | 0% | 0 | 0 | 0% | Normal | 0% | 0 | 0 | 0 | [17 empty] | Commercial_School_New_Miscellaneous_Miscellaneous_
Commercial_School_New_Miscellaneous_Natural Gas_Miscellaneous_E9 | Commercial | School | New | Miscellaneous | Natural Gas | Miscellaneous | E9 |  | 0% | 0% | 0% | 0 | 0 | 0 | 0 | 0 | 0 | 0 | 0 | 0% | 0 | 0 | 0% | Normal | 0% | 0 | 0 | 0 | [17 empty] | Commercial_School_New_Miscellaneous_Miscellaneous_
Commercial_School_New_Miscellaneous_Natural Gas_Miscellaneous_E10 | Commercial | School | New | Miscellaneous | Natural Gas | Miscellaneous | E10 |  | 0% | 0% | 0% | 0 | 0 | 0 | 0 | 0 | 0 | 0 | 0 | 0% | 0 | 0 | 0% | Normal | 0% | 0 | 0 | 0 | [17 empty] | Commercial_School_New_Miscellaneous_Miscellaneous_
Commercial_College_Existing_Space Heating_Natural Gas_Furnace_E1 | Commercial | College | Existing | Space Heating | Natural Gas | Furnace | E1 | AFUE 80% (Standard) | 100% | 0% | 0% | 0.12788 | 0.13397 | 0.020704 | 0 | 17 | 29 | 2019 | 2051 | 55% | 0 | 0 | 0% | Normal | 0% | 0.1917 | 0 | 0 | 400 kBtu/hr | 30000 | 0 | 0.00012 | 3.9937 | 1050 | 1100 | 170 | 0 | 2018 | 1.0149 | EIA 2018 Tech Forecast | EIA 2018 Tech Forecast | AEG BEST | 400 | kBtu/hr | 0.048 | Commercial_College_Existing_Space Heating_Furnace_AFUE 80% (Standard)
Commercial_College_Existing_Space Heating_Natural Gas_Furnace_E2 | Commercial | College | Existing | Space Heating | Natural Gas | Furnace | E2 | AFUE 90% | 88.89% | 0% | 0% | 0.21313 | 0.15833 | 0.021313 | 0 | 17 | 29 | 2019 | 2051 | 55% | 0 | 0 | 0% | Normal | 0% | 0.1704 | 0 | 0 | 400 kBtu/hr | 30000 | 0 | 0.00012 | 3.55 | 1750 | 1300 | 175 | 0 | 2018 | 1.0149 | EIA 2018 Tech Forecast | EIA 2018 Tech Forecast | AEG BEST | 400 | kBtu/hr | 0.048 | Commercial_College_Existing_Space Heating_Furnace_AFUE 90%
Commercial_College_Existing_Space Heating_Natural Gas_Furnace_E3 | Commercial | College | Existing | Space Heating | Natural Gas | Furnace | E3 | AFUE 96% | 83.33% | 0% | 0% | 0.29839 | 0.18268 | 0.021922 | 0 | 17 | 29 | 2019 | 2051 | 55% | 0 | 0 | 0% | Normal | 0% | 0.15975 | 0 | 0 | 400 kBtu/hr | 30000 | 0 | 0.00012 | 3.3281 | 2450 | 1500 | 180 | 0 | 2018 | 1.0149 | EIA 2018 Tech Forecast | EIA 2018 Tech Forecast | AEG BEST | 400 | kBtu/hr | 0.048 | Commercial_College_Existing_Space Heating_Furnace_AFUE 96%
Commercial_College_Existing_Space Heating_Natural Gas_Furnace_E4 | Commercial | College | Existing | Space Heating | Natural Gas | Furnace | E4 | Convert to NG Air Source Heat Pump | 61.54% | 0% | 0% | 9.7621 | 0.13397 | 0.18341 | 0 | 10 | 20 | 2019 | 2051 | 100% | 0 | 0 | 0% | Normal | 0% | 0.11797 | 0 | 0 | 400 kBtu/hr | 30000 | 0 | 0.00012 | 2.4577 | 79158.3766 | 1086.3161 | 1487.218 | 0 | 2017 | 1.0277 | AEO 2021 - gas_eng-driven_RTHP-heat 2017 typical | AEO 2021 - gas_eng-driven_RTHP-heat 2017 typical | HP_GAS-Heating-AEO17-1 | 400 | kBtu/hr | 0.048 | Commercial_College_Existing_Space Heating_Furnace_Convert to NG Air Source Heat Pump
Commercial_College_Existing_Space Heating_Natural Gas_Furnace_E5 | Commercial | College | Existing | Space Heating | Natural Gas | Furnace | E5 |  | 0% | 0% | 0% | 0 | 0 | 0 | 0 | 0 | 0 | 0 | 0 | 0% | 0 | 0 | 0% | Normal | 0% | 0 | 0 | 0 | [17 empty] | Commercial_College_Existing_Space Heating_Furnace_
Commercial_College_Existing_Space Heating_Natural Gas_Furnace_E6 | Commercial | College | Existing | Space Heating | Natural Gas | Furnace | E6 |  | 0% | 0% | 0% | 0 | 0 | 0 | 0 | 0 | 0 | 0 | 0 | 0% | 0 | 0 | 0% | Normal | 0% | 0 | 0 | 0 | [17 empty] | Commercial_College_Existing_Space Heating_Furnace_
Commercial_College_Existing_Space Heating_Natural Gas_Furnace_E7 | Commercial | College | Existing | Space Heating | Natural Gas | Furnace | E7 |  | 0% | 0% | 0% | 0 | 0 | 0 | 0 | 0 | 0 | 0 | 0 | 0% | 0 | 0 | 0% | Normal | 0% | 0 | 0 | 0 | [17 empty] | Commercial_College_Existing_Space Heating_Furnace_
Commercial_College_Existing_Space Heating_Natural Gas_Furnace_E8 | Commercial | College | Existing | Space Heating | Natural Gas | Furnace | E8 |  | 0% | 0% | 0% | 0 | 0 | 0 | 0 | 0 | 0 | 0 | 0 | 0% | 0 | 0 | 0% | Normal | 0% | 0 | 0 | 0 | [17 empty] | Commercial_College_Existing_Space Heating_Furnace_
Commercial_College_Existing_Space Heating_Natural Gas_Furnace_E9 | Commercial | College | Existing | Space Heating | Natural Gas | Furnace | E9 |  | 0% | 0% | 0% | 0 | 0 | 0 | 0 | 0 | 0 | 0 | 0 | 0% | 0 | 0 | 0% | Normal | 0% | 0 | 0 | 0 | [17 empty] | Commercial_College_Existing_Space Heating_Furnace_
Commercial_College_Existing_Space Heating_Natural Gas_Furnace_E10 | Commercial | College | Existing | Space Heating | Natural Gas | Furnace | E10 |  | 0% | 0% | 0% | 0 | 0 | 0 | 0 | 0 | 0 | 0 | 0 | 0% | 0 | 0 | 0% | Normal | 0% | 0 | 0 | 0 | [17 empty] | Commercial_College_Existing_Space Heating_Furnace_
Commercial_College_Existing_Space Heating_Natural Gas_Boiler_E1 | Commercial | College | Existing | Space Heating | Natural Gas | Boiler | E1 | AFUE 80% (Standard) | 100% | 0% | 0% | 1.0109 | 0.56023 | 0.10961 | 0 | 20 | 30 | 2019 | 2051 | 100% | 0 | 0 | 0% | Normal | 0% | 0.55113 | 0 | 0 | 800 kBtu/hr | 30000 | 0 | 6e-05 | 10.7845 | 16600 | 9200 | 1800 | 0 | 2018 | 1.0149 | EIA 2018 Tech Forecast | EIA 2018 Tech Forecast | GBLR-Heating-EIA14-2014 Ref. Case-2 | 800 | kBtu/hr | 0.048 | Commercial_College_Existing_Space Heating_Boiler_AFUE 80% (Standard)
Commercial_College_Existing_Space Heating_Natural Gas_Boiler_E2 | Commercial | College | Existing | Space Heating | Natural Gas | Boiler | E2 | AFUE 85% | 94.12% | 0% | 0% | 1.3823 | 0.59373 | 0.10961 | 0 | 20 | 30 | 2019 | 2051 | 100% | 0 | 0 | 0% | Normal | 0% | 0.51871 | 0 | 0 | 800 kBtu/hr | 30000 | 0 | 6e-05 | 10.1502 | 22700 | 9750 | 1800 | 0 | 2018 | 1.0149 | EIA 2018 Tech Forecast | EIA 2018 Tech Forecast | GBLR-Heating-EIA14-2014 Ref. Case-5 | 800 | kBtu/hr | 0.048 | Commercial_College_Existing_Space Heating_Boiler_AFUE 85%
Commercial_College_Existing_Space Heating_Natural Gas_Boiler_E3 | Commercial | College | Existing | Space Heating | Natural Gas | Boiler | E3 | AFUE 97% | 82.47% | 0% | 0% | 2.2374 | 0.5519 | 0.10961 | 0 | 20 | 30 | 2019 | 2051 | 100% | 0 | 0 | 0% | Normal | 0% | 0.45454 | 0 | 0 | 800 kBtu/hr | 30000 | 0 | 6e-05 | 8.8945 | 36742.4242 | 9063.1313 | 1800 | 0 | 2018 | 1.0149 | EIA 2018 Tech Forecast | EIA 2018 Tech Forecast | GBLR-Heating-EIA14-2014 Ref. Case-6 | 800 | kBtu/hr | 0.048 | Commercial_College_Existing_Space Heating_Boiler_AFUE 97%
Commercial_College_Existing_Space Heating_Natural Gas_Boiler_E4 | Commercial | College | Existing | Space Heating | Natural Gas | Boiler | E4 | Convert to NG Air Source Heat Pump | 61.54% | 0% | 0% | 9.7621 | 0.56023 | 0.18341 | 0 | 10 | 20 | 2019 | 2051 | 100% | 0 | 0 | 0% | Normal | 0% | 0.33916 | 0 | 0 | 800 kBtu/hr | 30000 | 0 | 6e-05 | 6.6366 | 158316.7533 | 9085.5528 | 2974.436 | 0 | 2017 | 1.0277 | AEO 2021 - gas_eng-driven_RTHP-heat 2017 typical | AEO 2021 - gas_eng-driven_RTHP-heat 2017 typical | HP_GAS-Heating-AEO17-1 | 800 | kBtu/hr | 0.048 | Commercial_College_Existing_Space Heating_Boiler_Convert to NG Air Source Heat Pump
Commercial_College_Existing_Space Heating_Natural Gas_Boiler_E5 | Commercial | College | Existing | Space Heating | Natural Gas | Boiler | E5 |  | 0% | 0% | 0% | 0 | 0 | 0 | 0 | 0 | 0 | 0 | 0 | 0% | 0 | 0 | 0% | Normal | 0% | 0 | 0 | 0 | [17 empty] | Commercial_College_Existing_Space Heating_Boiler_
Commercial_College_Existing_Space Heating_Natural Gas_Boiler_E6 | Commercial | College | Existing | Space Heating | Natural Gas | Boiler | E6 |  | 0% | 0% | 0% | 0 | 0 | 0 | 0 | 0 | 0 | 0 | 0 | 0% | 0 | 0 | 0% | Normal | 0% | 0 | 0 | 0 | [17 empty] | Commercial_College_Existing_Space Heating_Boiler_
Commercial_College_Existing_Space Heating_Natural Gas_Boiler_E7 | Commercial | College | Existing | Space Heating | Natural Gas | Boiler | E7 |  | 0% | 0% | 0% | 0 | 0 | 0 | 0 | 0 | 0 | 0 | 0 | 0% | 0 | 0 | 0% | Normal | 0% | 0 | 0 | 0 | [17 empty] | Commercial_College_Existing_Space Heating_Boiler_
Commercial_College_Existing_Space Heating_Natural Gas_Boiler_E8 | Commercial | College | Existing | Space Heating | Natural Gas | Boiler | E8 |  | 0% | 0% | 0% | 0 | 0 | 0 | 0 | 0 | 0 | 0 | 0 | 0% | 0 | 0 | 0% | Normal | 0% | 0 | 0 | 0 | [17 empty] | Commercial_College_Existing_Space Heating_Boiler_
Commercial_College_Existing_Space Heating_Natural Gas_Boiler_E9 | Commercial | College | Existing | Space Heating | Natural Gas | Boiler | E9 |  | 0% | 0% | 0% | 0 | 0 | 0 | 0 | 0 | 0 | 0 | 0 | 0% | 0 | 0 | 0% | Normal | 0% | 0 | 0 | 0 | [17 empty] | Commercial_College_Existing_Space Heating_Boiler_
Commercial_College_Existing_Space Heating_Natural Gas_Boiler_E10 | Commercial | College | Existing | Space Heating | Natural Gas | Boiler | E10 |  | 0% | 0% | 0% | 0 | 0 | 0 | 0 | 0 | 0 | 0 | 0 | 0% | 0 | 0 | 0% | Normal | 0% | 0 | 0 | 0 | [17 empty] | Commercial_College_Existing_Space Heating_Boiler_
Commercial_College_Existing_Space Heating_Natural Gas_Unit Heater_E1 | Commercial | College | Existing | Space Heating | Natural Gas | Unit Heater | E1 | Standard | 100% | 0% | 0% | 0.081016 | 0 | 0 | 0 | 10 | 14 | 2019 | 2051 | 100% | 0 | 0 | 0% | Normal | 0% | 0.10954 | 0 | 0 | 125 kBtu/Hr | 30000 | 0 | 3.7635e-07 | 2328.572 | 1753.7127 | 0 | 0 | 0 | 2020 | 0.98199 | IL TRM - 4.4.12 - CI-HVC-IRHT-V02-210101 | AEG Market Research | IL TRM - 4.4.12 - CI-HVC-IRHT-V02-210101 w/ CNGC Sizing | 125 | kBtu/Hr | 4.7044e-05 | Commercial_College_Existing_Space Heating_Unit Heater_Standard
Commercial_College_Existing_Space Heating_Natural Gas_Unit Heater_E2 | Commercial | College | Existing | Space Heating | Natural Gas | Unit Heater | E2 | Condensing | 95.24% | 0% | 0% | 0.12971 | 0 | 0 | 0 | 10 | 14 | 2019 | 2051 | 100% | 0 | 0 | 0% | Normal | 0% | 0.10433 | 0 | 0 | 125 kBtu/Hr | 30000 | 0 | 3.7635e-07 | 2217.7386 | 2807.7404 | 0 | 0 | 0 | 2020 | 0.98199 | IL TRM - 4.4.5 - CI-HVC-CUHT-V01-190101 | ETO Measure Input Sheet - Com - Condensing Unit Heater GAS SPHT | IL TRM - 4.4.5 - CI-HVC-CUHT-V01-190101 w/ CNGC Sizing | 125 | kBtu/Hr | 4.7044e-05 | Commercial_College_Existing_Space Heating_Unit Heater_Condensing
Commercial_College_Existing_Space Heating_Natural Gas_Unit Heater_E3 | Commercial | College | Existing | Space Heating | Natural Gas | Unit Heater | E3 | Infrared Radiant | 85% | 0% | 0% | 0.11303 | 0 | 0 | 0 | 11 | 19 | 2019 | 2051 | 100% | 0 | 0 | 0% | Normal | 0% | 0.093113 | 0 | 0 | 125 kBtu/Hr | 30000 | 0 | 3.7635e-07 | 1979.2862 | 2446.6992 | 0 | 0 | 0 | 2020 | 0.98199 | IL TRM - 4.4.12 - CI-HVC-IRHT-V02-210101 | AEG Market Research | IL TRM - 4.4.12 - CI-HVC-IRHT-V02-210101 w/ CNGC Sizing | 125 | kBtu/Hr | 4.7044e-05 | Commercial_College_Existing_Space Heating_Unit Heater_Infrared Radiant
Commercial_College_Existing_Space Heating_Natural Gas_Unit Heater_E4 | Commercial | College | Existing | Space Heating | Natural Gas | Unit Heater | E4 |  | 0% | 0% | 0% | 0 | 0 | 0 | 0 | 0 | 0 | 0 | 0 | 0% | 0 | 0 | 0% | Normal | 0% | 0 | 0 | 0 | [17 empty] | Commercial_College_Existing_Space Heating_Unit Heater_
Commercial_College_Existing_Space Heating_Natural Gas_Unit Heater_E5 | Commercial | College | Existing | Space Heating | Natural Gas | Unit Heater | E5 |  | 0% | 0% | 0% | 0 | 0 | 0 | 0 | 0 | 0 | 0 | 0 | 0% | 0 | 0 | 0% | Normal | 0% | 0 | 0 | 0 | [17 empty] | Commercial_College_Existing_Space Heating_Unit Heater_
Commercial_College_Existing_Space Heating_Natural Gas_Unit Heater_E6 | Commercial | College | Existing | Space Heating | Natural Gas | Unit Heater | E6 |  | 0% | 0% | 0% | 0 | 0 | 0 | 0 | 0 | 0 | 0 | 0 | 0% | 0 | 0 | 0% | Normal | 0% | 0 | 0 | 0 | [17 empty] | Commercial_College_Existing_Space Heating_Unit Heater_
Commercial_College_Existing_Space Heating_Natural Gas_Unit Heater_E7 | Commercial | College | Existing | Space Heating | Natural Gas | Unit Heater | E7 |  | 0% | 0% | 0% | 0 | 0 | 0 | 0 | 0 | 0 | 0 | 0 | 0% | 0 | 0 | 0% | Normal | 0% | 0 | 0 | 0 | [17 empty] | Commercial_College_Existing_Space Heating_Unit Heater_
Commercial_College_Existing_Space Heating_Natural Gas_Unit Heater_E8 | Commercial | College | Existing | Space Heating | Natural Gas | Unit Heater | E8 |  | 0% | 0% | 0% | 0 | 0 | 0 | 0 | 0 | 0 | 0 | 0 | 0% | 0 | 0 | 0% | Normal | 0% | 0 | 0 | 0 | [17 empty] | Commercial_College_Existing_Space Heating_Unit Heater_
Commercial_College_Existing_Space Heating_Natural Gas_Unit Heater_E9 | Commercial | College | Existing | Space Heating | Natural Gas | Unit Heater | E9 |  | 0% | 0% | 0% | 0 | 0 | 0 | 0 | 0 | 0 | 0 | 0 | 0% | 0 | 0 | 0% | Normal | 0% | 0 | 0 | 0 | [17 empty] | Commercial_College_Existing_Space Heating_Unit Heater_
Commercial_College_Existing_Space Heating_Natural Gas_Unit Heater_E10 | Commercial | College | Existing | Space Heating | Natural Gas | Unit Heater | E10 |  | 0% | 0% | 0% | 0 | 0 | 0 | 0 | 0 | 0 | 0 | 0 | 0% | 0 | 0 | 0% | Normal | 0% | 0 | 0 | 0 | [17 empty] | Commercial_College_Existing_Space Heating_Unit Heater_
Commercial_College_Existing_Water Heating_Natural Gas_Water Heater_E1 | Commercial | College | Existing | Water Heating | Natural Gas | Water Heater | E1 | TE 80% | 100% | 0% | 0% | 0.22624 | 0 | 0.014496 | 0 | 8 | 12 | 2019 | 2051 | 100% | 0 | 0 | 0% | Normal | 0% | 0.18527 | 0 | 0 | 1 kBtu/hr | 30000 | 0 | 0.008396 | 21.7942 | 26.22 | 0 | 1.68 | 0 | 2017 | 1.0277 | AEO 2021 - gas_water_heater 2017 standard | AEO 2021 - gas_water_heater 2017 standard | DHW_WH-Water Heating-PG&E-R7-14 | 1 | kBtu/hr | 0.008396 | Commercial_College_Existing_Water Heating_Water Heater_TE 80%
Commercial_College_Existing_Water Heating_Natural Gas_Water Heater_E2 | Commercial | College | Existing | Water Heating | Natural Gas | Water Heater | E2 | TE 81% | 98.77% | 0% | 0% | 0.22616 | 0 | 0.014496 | 0 | 8 | 12 | 2019 | 2051 | 100% | 0 | 0 | 0% | Normal | 0% | 0.18298 | 0 | 0 | 1 kBtu/hr | 30000 | 0 | 0.008396 | 21.5251 | 26.21 | 0 | 1.68 | 0 | 2017 | 1.0277 | AEO 2021 - gas_water_heater 2017 typical | AEO 2021 - gas_water_heater 2017 typical | DHW_WH-Water Heating-PG&E-R7-14 | 1 | kBtu/hr | 0.008396 | Commercial_College_Existing_Water Heating_Water Heater_TE 81%
Commercial_College_Existing_Water Heating_Natural Gas_Water Heater_E3 | Commercial | College | Existing | Water Heating | Natural Gas | Water Heater | E3 | TE 88% | 90.91% | 0% | 0% | 0.23949 | 0 | 0.013504 | 0 | 8 | 12 | 2019 | 2051 | 100% | 0 | 0 | 0% | Normal | 0% | 0.16843 | 0 | 0 | 1 kBtu/hr | 30000 | 0 | 0.008396 | 19.8129 | 27.755 | 0 | 1.565 | 0 | 2017 | 1.0277 | AEO 2021 - gas_water_heater 2017 ENERGY STAR | AEO 2021 - gas_water_heater 2017 ENERGY STAR | DHW_WH-Water Heating-PG&E-R7-14 | 1 | kBtu/hr | 0.008396 | Commercial_College_Existing_Water Heating_Water Heater_TE 88%
Commercial_College_Existing_Water Heating_Natural Gas_Water Heater_E4 | Commercial | College | Existing | Water Heating | Natural Gas | Water Heater | E4 | TE 94% | 85.11% | 0% | 0% | 0.25282 | 0 | 0.012511 | 0 | 8 | 12 | 2019 | 2051 | 100% | 0 | 0 | 0% | Normal | 0% | 0.15768 | 0 | 0 | 1 kBtu/hr | 30000 | 0 | 0.008396 | 18.5482 | 29.3 | 0 | 1.45 | 0 | 2017 | 1.0277 | AEO 2021 - gas_water_heater 2017 ENERGY STAR | AEO 2021 - gas_water_heater 2017 ENERGY STAR | DHW_WH-Water Heating-PG&E-R7-14 | 1 | kBtu/hr | 0.008396 | Commercial_College_Existing_Water Heating_Water Heater_TE 94%
Commercial_College_Existing_Water Heating_Natural Gas_Water Heater_E5 | Commercial | College | Existing | Water Heating | Natural Gas | Water Heater | E5 | TE 96% | 83.33% | 0% | 0% | 0.2582 | 0 | 0.012778 | 0 | 8 | 12 | 2019 | 2051 | 100% | 0 | 0 | 0% | Normal | 0% | 0.15439 | 0 | 0 | 1 kBtu/hr | 30000 | 0 | 0.008396 | 18.1618 | 29.9234 | 0 | 1.4809 | 0 | 2017 | 1.0277 | AEO 2021 - gas_water_heater 2017 ENERGY STAR | AEO 2021 - gas_water_heater 2017 ENERGY STAR | DHW_WH-Water Heating-PG&E-R7-14 | 1 | kBtu/hr | 0.008396 | Commercial_College_Existing_Water Heating_Water Heater_TE 96%
Commercial_College_Existing_Water Heating_Natural Gas_Water Heater_E6 | Commercial | College | Existing | Water Heating | Natural Gas | Water Heater | E6 | Tankless | 81.63% | 0% | 0% | 0.27925 | 0 | 0.002925 | 0 | 8 | 12 | 2019 | 2051 | 100% | 0 | 0 | 0% | Normal | 0% | 0.15124 | 0 | 0 | 1 kBtu/hr | 30000 | 0 | 0.008396 | 17.7912 | 32.3633 | 0 | 0.33898 | 0 | 2017 | 1.0277 | EIA Ref. Case 2018 - Gas Tankless High Eff. | EIA Ref. Case 2018 - Gas Tankless High Eff. | DHW_WH-Water Heating-NMTRM-2016-7 | 1 | kBtu/hr | 0.008396 | Commercial_College_Existing_Water Heating_Water Heater_Tankless
Commercial_College_Existing_Water Heating_Natural Gas_Water Heater_E7 | Commercial | College | Existing | Water Heating | Natural Gas | Water Heater | E7 | Gas-Fired Absorption HPWH | 75.47% | 0% | 0% | 0.46491 | 0 | 0 | 0 | 10 | 16 | 2019 | 2051 | 100% | 0 | 0 | 0% | Normal | 0% | 0.13983 | 0 | 0 | 1 kBtu/hr | 30000 | 0 | 0.008396 | 16.4484 | 56.3879 | 0 | 0 | 0 | 2020 | 0.98199 | DHW_WH-Water Heating-DOE-2014-2 | NEEA Report #E20-309, Robur Heat Pump Field Trial. March 11, 2020. | Engineering Calculation and NEEA Report #E20-309, Robur Heat Pump Field Trial. March 11, 2020. | 1 | kBtu/hr | 0.008396 | Commercial_College_Existing_Water Heating_Water Heater_Gas-Fired Absorption HPWH
Commercial_College_Existing_Water Heating_Natural Gas_Water Heater_E8 | Commercial | College | Existing | Water Heating | Natural Gas | Water Heater | E8 |  | 0% | 0% | 0% | 0 | 0 | 0 | 0 | 0 | 0 | 0 | 0 | 0% | 0 | 0 | 0% | Normal | 0% | 0 | 0 | 0 | [17 empty] | Commercial_College_Existing_Water Heating_Water Heater_
Commercial_College_Existing_Water Heating_Natural Gas_Water Heater_E9 | Commercial | College | Existing | Water Heating | Natural Gas | Water Heater | E9 |  | 0% | 0% | 0% | 0 | 0 | 0 | 0 | 0 | 0 | 0 | 0 | 0% | 0 | 0 | 0% | Normal | 0% | 0 | 0 | 0 | [17 empty] | Commercial_College_Existing_Water Heating_Water Heater_
Commercial_College_Existing_Water Heating_Natural Gas_Water Heater_E10 | Commercial | College | Existing | Water Heating | Natural Gas | Water Heater | E10 |  | 0% | 0% | 0% | 0 | 0 | 0 | 0 | 0 | 0 | 0 | 0 | 0% | 0 | 0 | 0% | Normal | 0% | 0 | 0 | 0 | [17 empty] | Commercial_College_Existing_Water Heating_Water Heater_
Commercial_College_Existing_Food Preparation_Natural Gas_Oven_E1 | Commercial | College | Existing | Food Preparation | Natural Gas | Oven | E1 | Standard | 100% | 0% | 0% | 0.24986 | 0.0052698 | 0 | 0 | 10 | 14 | 2019 | 2051 | 100% | 0 | 0 | 0% | Normal | 0% | 0.026263 | 0 | 0 | 1 unit | 30000 | 0 | 3.2287e-05 | 813.4143 | 7112 | 150 | 0 | 0 | 2013 | 1.0881 | IL TRM - 4.2.1 - CI-FSE-CBOV-V02-160601 | ETO Measure Input Sheet - Com - Gas Convection Oven | IL TRM - 4.2.1 - CI-FSE-CBOV-V02-160601 | 1 | unit | 3.2287e-05 | Commercial_College_Existing_Food Preparation_Oven_Standard
Commercial_College_Existing_Food Preparation_Natural Gas_Oven_E2 | Commercial | College | Existing | Food Preparation | Natural Gas | Oven | E2 | ENERGY STAR (>44% Baking Efficiency) | 86.89% | 0% | 0% | 0.26349 | 0.0052698 | 0 | 0 | 10 | 14 | 2019 | 2051 | 100% | 0 | 0 | 0% | Normal | 0% | 0.022818 | 0 | 0 | 1 unit | 30000 | 0 | 3.2287e-05 | 706.739 | 7500 | 150 | 0 | 0 | 2013 | 1.0881 | IL TRM - 4.2.1 - CI-FSE-CBOV-V02-160601 | EIA 2018 Tech Forecast | ETO Measure Input Sheet | 1 | unit | 3.2287e-05 | Commercial_College_Existing_Food Preparation_Oven_ENERGY STAR (>44% Baking Efficiency)
Commercial_College_Existing_Food Preparation_Natural Gas_Oven_E3 | Commercial | College | Existing | Food Preparation | Natural Gas | Oven | E3 |  | 0% | 0% | 0% | 0 | 0 | 0 | 0 | 0 | 0 | 0 | 0 | 0% | 0 | 0 | 0% | Normal | 0% | 0 | 0 | 0 | [17 empty] | Commercial_College_Existing_Food Preparation_Oven_
Commercial_College_Existing_Food Preparation_Natural Gas_Oven_E4 | Commercial | College | Existing | Food Preparation | Natural Gas | Oven | E4 |  | 0% | 0% | 0% | 0 | 0 | 0 | 0 | 0 | 0 | 0 | 0 | 0% | 0 | 0 | 0% | Normal | 0% | 0 | 0 | 0 | [17 empty] | Commercial_College_Existing_Food Preparation_Oven_
Commercial_College_Existing_Food Preparation_Natural Gas_Oven_E5 | Commercial | College | Existing | Food Preparation | Natural Gas | Oven | E5 |  | 0% | 0% | 0% | 0 | 0 | 0 | 0 | 0 | 0 | 0 | 0 | 0% | 0 | 0 | 0% | Normal | 0% | 0 | 0 | 0 | [17 empty] | Commercial_College_Existing_Food Preparation_Oven_
Commercial_College_Existing_Food Preparation_Natural Gas_Oven_E6 | Commercial | College | Existing | Food Preparation | Natural Gas | Oven | E6 |  | 0% | 0% | 0% | 0 | 0 | 0 | 0 | 0 | 0 | 0 | 0 | 0% | 0 | 0 | 0% | Normal | 0% | 0 | 0 | 0 | [17 empty] | Commercial_College_Existing_Food Preparation_Oven_
Commercial_College_Existing_Food Preparation_Natural Gas_Oven_E7 | Commercial | College | Existing | Food Preparation | Natural Gas | Oven | E7 |  | 0% | 0% | 0% | 0 | 0 | 0 | 0 | 0 | 0 | 0 | 0 | 0% | 0 | 0 | 0% | Normal | 0% | 0 | 0 | 0 | [17 empty] | Commercial_College_Existing_Food Preparation_Oven_
Commercial_College_Existing_Food Preparation_Natural Gas_Oven_E8 | Commercial | College | Existing | Food Preparation | Natural Gas | Oven | E8 |  | 0% | 0% | 0% | 0 | 0 | 0 | 0 | 0 | 0 | 0 | 0 | 0% | 0 | 0 | 0% | Normal | 0% | 0 | 0 | 0 | [17 empty] | Commercial_College_Existing_Food Preparation_Oven_
Commercial_College_Existing_Food Preparation_Natural Gas_Oven_E9 | Commercial | College | Existing | Food Preparation | Natural Gas | Oven | E9 |  | 0% | 0% | 0% | 0 | 0 | 0 | 0 | 0 | 0 | 0 | 0 | 0% | 0 | 0 | 0% | Normal | 0% | 0 | 0 | 0 | [17 empty] | Commercial_College_Existing_Food Preparation_Oven_
Commercial_College_Existing_Food Preparation_Natural Gas_Oven_E10 | Commercial | College | Existing | Food Preparation | Natural Gas | Oven | E10 |  | 0% | 0% | 0% | 0 | 0 | 0 | 0 | 0 | 0 | 0 | 0 | 0% | 0 | 0 | 0% | Normal | 0% | 0 | 0 | 0 | [17 empty] | Commercial_College_Existing_Food Preparation_Oven_
Commercial_College_Existing_Food Preparation_Natural Gas_Conveyor Oven_E1 | Commercial | College | Existing | Food Preparation | Natural Gas | Conveyor Oven | E1 | Standard | 100% | 0% | 0% | 0.17909 | 0 | 0 | 0 | 15 | 19 | 2019 | 2051 | 100% | 0 | 0 | 0% | Normal | 0% | 0.048294 | 0 | 0 | 1 unit | 30000 | 0 | 1.6737e-05 | 2885.475 | 10177 | 0 | 0 | 0 | 2015 | 1.0514 | IL TRM - 4.2.4 - CI-FSE-CVOV-V02-180101 | PGE Workpaper, PGECOFST117 R5, 2015 | MN TRM 3.1 - Gas Conveyor Oven v1.1 | 1 | unit | 1.6737e-05 | Commercial_College_Existing_Food Preparation_Conveyor Oven_Standard
Commercial_College_Existing_Food Preparation_Natural Gas_Conveyor Oven_E2 | Commercial | College | Existing | Food Preparation | Natural Gas | Conveyor Oven | E2 | Efficient (>44% Baking Efficiency) | 76.02% | 0% | 0% | 0.21833 | 0 | 0 | 0 | 15 | 19 | 2019 | 2051 | 100% | 0 | 0 | 0% | Normal | 0% | 0.036711 | 0 | 0 | 1 unit | 30000 | 0 | 1.6737e-05 | 2193.4093 | 12407 | 0 | 0 | 0 | 2015 | 1.0514 | IL TRM - 4.2.4 - CI-FSE-CVOV-V02-180101 | PGE Workpaper, PGECOFST117 R5, 2015 | MN TRM 3.1 - Gas Conveyor Oven v1.1 | 1 | unit | 1.6737e-05 | Commercial_College_Existing_Food Preparation_Conveyor Oven_Efficient (>44% Baking Efficiency)
Commercial_College_Existing_Food Preparation_Natural Gas_Conveyor Oven_E3 | Commercial | College | Existing | Food Preparation | Natural Gas | Conveyor Oven | E3 |  | 0% | 0% | 0% | 0 | 0 | 0 | 0 | 0 | 0 | 0 | 0 | 0% | 0 | 0 | 0% | Normal | 0% | 0 | 0 | 0 | [17 empty] | Commercial_College_Existing_Food Preparation_Conveyor Oven_
Commercial_College_Existing_Food Preparation_Natural Gas_Conveyor Oven_E4 | Commercial | College | Existing | Food Preparation | Natural Gas | Conveyor Oven | E4 |  | 0% | 0% | 0% | 0 | 0 | 0 | 0 | 0 | 0 | 0 | 0 | 0% | 0 | 0 | 0% | Normal | 0% | 0 | 0 | 0 | [17 empty] | Commercial_College_Existing_Food Preparation_Conveyor Oven_
Commercial_College_Existing_Food Preparation_Natural Gas_Conveyor Oven_E5 | Commercial | College | Existing | Food Preparation | Natural Gas | Conveyor Oven | E5 |  | 0% | 0% | 0% | 0 | 0 | 0 | 0 | 0 | 0 | 0 | 0 | 0% | 0 | 0 | 0% | Normal | 0% | 0 | 0 | 0 | [17 empty] | Commercial_College_Existing_Food Preparation_Conveyor Oven_
Commercial_College_Existing_Food Preparation_Natural Gas_Conveyor Oven_E6 | Commercial | College | Existing | Food Preparation | Natural Gas | Conveyor Oven | E6 |  | 0% | 0% | 0% | 0 | 0 | 0 | 0 | 0 | 0 | 0 | 0 | 0% | 0 | 0 | 0% | Normal | 0% | 0 | 0 | 0 | [17 empty] | Commercial_College_Existing_Food Preparation_Conveyor Oven_
Commercial_College_Existing_Food Preparation_Natural Gas_Conveyor Oven_E7 | Commercial | College | Existing | Food Preparation | Natural Gas | Conveyor Oven | E7 |  | 0% | 0% | 0% | 0 | 0 | 0 | 0 | 0 | 0 | 0 | 0 | 0% | 0 | 0 | 0% | Normal | 0% | 0 | 0 | 0 | [17 empty] | Commercial_College_Existing_Food Preparation_Conveyor Oven_
Commercial_College_Existing_Food Preparation_Natural Gas_Conveyor Oven_E8 | Commercial | College | Existing | Food Preparation | Natural Gas | Conveyor Oven | E8 |  | 0% | 0% | 0% | 0 | 0 | 0 | 0 | 0 | 0 | 0 | 0 | 0% | 0 | 0 | 0% | Normal | 0% | 0 | 0 | 0 | [17 empty] | Commercial_College_Existing_Food Preparation_Conveyor Oven_
Commercial_College_Existing_Food Preparation_Natural Gas_Conveyor Oven_E9 | Commercial | College | Existing | Food Preparation | Natural Gas | Conveyor Oven | E9 |  | 0% | 0% | 0% | 0 | 0 | 0 | 0 | 0 | 0 | 0 | 0 | 0% | 0 | 0 | 0% | Normal | 0% | 0 | 0 | 0 | [17 empty] | Commercial_College_Existing_Food Preparation_Conveyor Oven_
Commercial_College_Existing_Food Preparation_Natural Gas_Conveyor Oven_E10 | Commercial | College | Existing | Food Preparation | Natural Gas | Conveyor Oven | E10 |  | 0% | 0% | 0% | 0 | 0 | 0 | 0 | 0 | 0 | 0 | 0 | 0% | 0 | 0 | 0% | Normal | 0% | 0 | 0 | 0 | [17 empty] | Commercial_College_Existing_Food Preparation_Conveyor Oven_
Commercial_College_Existing_Food Preparation_Natural Gas_Double Rack Oven_E1 | Commercial | College | Existing | Food Preparation | Natural Gas | Double Rack Oven | E1 | Standard | 100% | 0% | 0% | 0.26337 | 0 | 0 | 0 | 10 | 14 | 2019 | 2051 | 100% | 0 | 0 | 0% | Normal | 0% | 0.086067 | 0 | 0 | 1 unit | 30000 | 0 | 2.0265e-05 | 4247.1 | 12513 | 0 | 0 | 0 | 2016 | 1.0386 | IL TRM - 4.2.18 - CI-FSE-RKOV-VO2-180101 | PGE Workpaper, PGECOFST109 R6, 2016 | IL TRM - 4.2.18 - CI-FSE-RKOV-VO2-180101 | 1 | unit | 2.0265e-05 | Commercial_College_Existing_Food Preparation_Double Rack Oven_Standard
Commercial_College_Existing_Food Preparation_Natural Gas_Double Rack Oven_E2 | Commercial | College | Existing | Food Preparation | Natural Gas | Double Rack Oven | E2 | FTSC Qualified (>50% Cooking Efficiency) | 54.55% | 0% | 0% | 0.35025 | 0 | 0 | 0 | 10 | 14 | 2019 | 2051 | 100% | 0 | 0 | 0% | Normal | 0% | 0.046946 | 0 | 0 | 1 unit | 30000 | 0 | 2.0265e-05 | 2316.6 | 16641 | 0 | 0 | 0 | 2016 | 1.0386 | IL TRM - 4.2.18 - CI-FSE-RKOV-VO2-180101 | PGE Workpaper, PGECOFST109 R6, 2016 | IL TRM - 4.2.18 - CI-FSE-RKOV-VO2-180101 | 1 | unit | 2.0265e-05 | Commercial_College_Existing_Food Preparation_Double Rack Oven_FTSC Qualified (>50% Cooking Efficiency)
Commercial_College_Existing_Food Preparation_Natural Gas_Double Rack Oven_E3 | Commercial | College | Existing | Food Preparation | Natural Gas | Double Rack Oven | E3 |  | 0% | 0% | 0% | 0 | 0 | 0 | 0 | 0 | 0 | 0 | 0 | 0% | 0 | 0 | 0% | Normal | 0% | 0 | 0 | 0 | [17 empty] | Commercial_College_Existing_Food Preparation_Double Rack Oven_
Commercial_College_Existing_Food Preparation_Natural Gas_Double Rack Oven_E4 | Commercial | College | Existing | Food Preparation | Natural Gas | Double Rack Oven | E4 |  | 0% | 0% | 0% | 0 | 0 | 0 | 0 | 0 | 0 | 0 | 0 | 0% | 0 | 0 | 0% | Normal | 0% | 0 | 0 | 0 | [17 empty] | Commercial_College_Existing_Food Preparation_Double Rack Oven_
Commercial_College_Existing_Food Preparation_Natural Gas_Double Rack Oven_E5 | Commercial | College | Existing | Food Preparation | Natural Gas | Double Rack Oven | E5 |  | 0% | 0% | 0% | 0 | 0 | 0 | 0 | 0 | 0 | 0 | 0 | 0% | 0 | 0 | 0% | Normal | 0% | 0 | 0 | 0 | [17 empty] | Commercial_College_Existing_Food Preparation_Double Rack Oven_
Commercial_College_Existing_Food Preparation_Natural Gas_Double Rack Oven_E6 | Commercial | College | Existing | Food Preparation | Natural Gas | Double Rack Oven | E6 |  | 0% | 0% | 0% | 0 | 0 | 0 | 0 | 0 | 0 | 0 | 0 | 0% | 0 | 0 | 0% | Normal | 0% | 0 | 0 | 0 | [17 empty] | Commercial_College_Existing_Food Preparation_Double Rack Oven_
Commercial_College_Existing_Food Preparation_Natural Gas_Double Rack Oven_E7 | Commercial | College | Existing | Food Preparation | Natural Gas | Double Rack Oven | E7 |  | 0% | 0% | 0% | 0 | 0 | 0 | 0 | 0 | 0 | 0 | 0 | 0% | 0 | 0 | 0% | Normal | 0% | 0 | 0 | 0 | [17 empty] | Commercial_College_Existing_Food Preparation_Double Rack Oven_
Commercial_College_Existing_Food Preparation_Natural Gas_Double Rack Oven_E8 | Commercial | College | Existing | Food Preparation | Natural Gas | Double Rack Oven | E8 |  | 0% | 0% | 0% | 0 | 0 | 0 | 0 | 0 | 0 | 0 | 0 | 0% | 0 | 0 | 0% | Normal | 0% | 0 | 0 | 0 | [17 empty] | Commercial_College_Existing_Food Preparation_Double Rack Oven_
Commercial_College_Existing_Food Preparation_Natural Gas_Double Rack Oven_E9 | Commercial | College | Existing | Food Preparation | Natural Gas | Double Rack Oven | E9 |  | 0% | 0% | 0% | 0 | 0 | 0 | 0 | 0 | 0 | 0 | 0 | 0% | 0 | 0 | 0% | Normal | 0% | 0 | 0 | 0 | [17 empty] | Commercial_College_Existing_Food Preparation_Double Rack Oven_
Commercial_College_Existing_Food Preparation_Natural Gas_Double Rack Oven_E10 | Commercial | College | Existing | Food Preparation | Natural Gas | Double Rack Oven | E10 |  | 0% | 0% | 0% | 0 | 0 | 0 | 0 | 0 | 0 | 0 | 0 | 0% | 0 | 0 | 0% | Normal | 0% | 0 | 0 | 0 | [17 empty] | Commercial_College_Existing_Food Preparation_Double Rack Oven_
Commercial_College_Existing_Food Preparation_Natural Gas_Fryer_E1 | Commercial | College | Existing | Food Preparation | Natural Gas | Fryer | E1 | Standard | 100% | 0% | 0% | 0.13511 | 0 | 0 | 0 | 4 | 7 | 2019 | 2021 | 100% | 0 | 0 | 0% | Normal | 0% | 0.043581 | 0 | 0 | 1 unit | 30000 | 0 | 3.849e-05 | 1132.275 | 3379.7321 | 0 | 0 | 0 | 2016 | 1.0386 | RTF Wkbk - ComCookingFryer_v3_3 | RTF Wkbk - ComCookingFryer_v3_3 | RTF Wkbk - ComCookingFryer_v3_3 | 1 | unit | 3.849e-05 | Commercial_College_Existing_Food Preparation_Fryer_Standard
Commercial_College_Existing_Food Preparation_Natural Gas_Fryer_E2 | Commercial | College | Existing | Food Preparation | Natural Gas | Fryer | E2 | ENERGY STAR | 61.29% | 0% | 0% | 0.16983 | 0 | 0 | 0 | 4 | 7 | 2019 | 2051 | 100% | 0 | 0 | 0% | Normal | 0% | 0.026711 | 0 | 0 | 1 unit | 30000 | 0 | 3.849e-05 | 693.975 | 4248.3333 | 0 | 0 | 0 | 2016 | 1.0386 | RTF Wkbk - ComCookingFryer_v3_3 | RTF Wkbk - ComCookingFryer_v3_3 | RTF Wkbk - ComCookingFryer_v3_3 | 1 | unit | 3.849e-05 | Commercial_College_Existing_Food Preparation_Fryer_ENERGY STAR
Commercial_College_Existing_Food Preparation_Natural Gas_Fryer_E3 | Commercial | College | Existing | Food Preparation | Natural Gas | Fryer | E3 |  | 0% | 0% | 0% | 0 | 0 | 0 | 0 | 0 | 0 | 0 | 0 | 0% | 0 | 0 | 0% | Normal | 0% | 0 | 0 | 0 | [17 empty] | Commercial_College_Existing_Food Preparation_Fryer_
Commercial_College_Existing_Food Preparation_Natural Gas_Fryer_E4 | Commercial | College | Existing | Food Preparation | Natural Gas | Fryer | E4 |  | 0% | 0% | 0% | 0 | 0 | 0 | 0 | 0 | 0 | 0 | 0 | 0% | 0 | 0 | 0% | Normal | 0% | 0 | 0 | 0 | [17 empty] | Commercial_College_Existing_Food Preparation_Fryer_
Commercial_College_Existing_Food Preparation_Natural Gas_Fryer_E5 | Commercial | College | Existing | Food Preparation | Natural Gas | Fryer | E5 |  | 0% | 0% | 0% | 0 | 0 | 0 | 0 | 0 | 0 | 0 | 0 | 0% | 0 | 0 | 0% | Normal | 0% | 0 | 0 | 0 | [17 empty] | Commercial_College_Existing_Food Preparation_Fryer_
Commercial_College_Existing_Food Preparation_Natural Gas_Fryer_E6 | Commercial | College | Existing | Food Preparation | Natural Gas | Fryer | E6 |  | 0% | 0% | 0% | 0 | 0 | 0 | 0 | 0 | 0 | 0 | 0 | 0% | 0 | 0 | 0% | Normal | 0% | 0 | 0 | 0 | [17 empty] | Commercial_College_Existing_Food Preparation_Fryer_
Commercial_College_Existing_Food Preparation_Natural Gas_Fryer_E7 | Commercial | College | Existing | Food Preparation | Natural Gas | Fryer | E7 |  | 0% | 0% | 0% | 0 | 0 | 0 | 0 | 0 | 0 | 0 | 0 | 0% | 0 | 0 | 0% | Normal | 0% | 0 | 0 | 0 | [17 empty] | Commercial_College_Existing_Food Preparation_Fryer_
Commercial_College_Existing_Food Preparation_Natural Gas_Fryer_E8 | Commercial | College | Existing | Food Preparation | Natural Gas | Fryer | E8 |  | 0% | 0% | 0% | 0 | 0 | 0 | 0 | 0 | 0 | 0 | 0 | 0% | 0 | 0 | 0% | Normal | 0% | 0 | 0 | 0 | [17 empty] | Commercial_College_Existing_Food Preparation_Fryer_
Commercial_College_Existing_Food Preparation_Natural Gas_Fryer_E9 | Commercial | College | Existing | Food Preparation | Natural Gas | Fryer | E9 |  | 0% | 0% | 0% | 0 | 0 | 0 | 0 | 0 | 0 | 0 | 0 | 0% | 0 | 0 | 0% | Normal | 0% | 0 | 0 | 0 | [17 empty] | Commercial_College_Existing_Food Preparation_Fryer_
Commercial_College_Existing_Food Preparation_Natural Gas_Fryer_E10 | Commercial | College | Existing | Food Preparation | Natural Gas | Fryer | E10 |  | 0% | 0% | 0% | 0 | 0 | 0 | 0 | 0 | 0 | 0 | 0 | 0% | 0 | 0 | 0% | Normal | 0% | 0 | 0 | 0 | [17 empty] | Commercial_College_Existing_Food Preparation_Fryer_
Commercial_College_Existing_Food Preparation_Natural Gas_Broiler_E1 | Commercial | College | Existing | Food Preparation | Natural Gas | Broiler | E1 | Standard | 100% | 0% | 0% | 0.19951 | 0 | 0 | 0 | 10 | 14 | 2019 | 2051 | 100% | 0 | 0 | 0% | Normal | 0% | 0.047522 | 0 | 0 | 1 unit | 30000 | 0 | 7.0647e-05 | 672.672 | 2500 | 0 | 0 | 0 | 2011 | 1.1296 | IL TRM - 4.2.14 - CI-FSE-IRBL-V02-180101 | Estimate | IL TRM - 4.2.14 - CI-FSE-IRBL-V02-180101 | 1 | unit | 7.0647e-05 | Commercial_College_Existing_Food Preparation_Broiler_Standard
Commercial_College_Existing_Food Preparation_Natural Gas_Broiler_E2 | Commercial | College | Existing | Food Preparation | Natural Gas | Broiler | E2 | Infrared Burners | 64.29% | 0% | 0% | 0.27931 | 0 | 0 | 0 | 10 | 14 | 2019 | 2051 | 100% | 0 | 0 | 0% | Normal | 0% | 0.03055 | 0 | 0 | 1 unit | 30000 | 0 | 7.0647e-05 | 432.432 | 3500 | 0 | 0 | 0 | 2011 | 1.1296 | IL TRM - 4.2.14 - CI-FSE-IRBL-V02-180101 | IL TRM - 4.2.14 - CI-FSE-IRBL-V02-180101 | IL TRM - 4.2.14 - CI-FSE-IRBL-V02-180101 | 1 | unit | 7.0647e-05 | Commercial_College_Existing_Food Preparation_Broiler_Infrared Burners
Commercial_College_Existing_Food Preparation_Natural Gas_Broiler_E3 | Commercial | College | Existing | Food Preparation | Natural Gas | Broiler | E3 |  | 0% | 0% | 0% | 0 | 0 | 0 | 0 | 0 | 0 | 0 | 0 | 0% | 0 | 0 | 0% | Normal | 0% | 0 | 0 | 0 | [17 empty] | Commercial_College_Existing_Food Preparation_Broiler_
Commercial_College_Existing_Food Preparation_Natural Gas_Broiler_E4 | Commercial | College | Existing | Food Preparation | Natural Gas | Broiler | E4 |  | 0% | 0% | 0% | 0 | 0 | 0 | 0 | 0 | 0 | 0 | 0 | 0% | 0 | 0 | 0% | Normal | 0% | 0 | 0 | 0 | [17 empty] | Commercial_College_Existing_Food Preparation_Broiler_
Commercial_College_Existing_Food Preparation_Natural Gas_Broiler_E5 | Commercial | College | Existing | Food Preparation | Natural Gas | Broiler | E5 |  | 0% | 0% | 0% | 0 | 0 | 0 | 0 | 0 | 0 | 0 | 0 | 0% | 0 | 0 | 0% | Normal | 0% | 0 | 0 | 0 | [17 empty] | Commercial_College_Existing_Food Preparation_Broiler_
Commercial_College_Existing_Food Preparation_Natural Gas_Broiler_E6 | Commercial | College | Existing | Food Preparation | Natural Gas | Broiler | E6 |  | 0% | 0% | 0% | 0 | 0 | 0 | 0 | 0 | 0 | 0 | 0 | 0% | 0 | 0 | 0% | Normal | 0% | 0 | 0 | 0 | [17 empty] | Commercial_College_Existing_Food Preparation_Broiler_
Commercial_College_Existing_Food Preparation_Natural Gas_Broiler_E7 | Commercial | College | Existing | Food Preparation | Natural Gas | Broiler | E7 |  | 0% | 0% | 0% | 0 | 0 | 0 | 0 | 0 | 0 | 0 | 0 | 0% | 0 | 0 | 0% | Normal | 0% | 0 | 0 | 0 | [17 empty] | Commercial_College_Existing_Food Preparation_Broiler_
Commercial_College_Existing_Food Preparation_Natural Gas_Broiler_E8 | Commercial | College | Existing | Food Preparation | Natural Gas | Broiler | E8 |  | 0% | 0% | 0% | 0 | 0 | 0 | 0 | 0 | 0 | 0 | 0 | 0% | 0 | 0 | 0% | Normal | 0% | 0 | 0 | 0 | [17 empty] | Commercial_College_Existing_Food Preparation_Broiler_
Commercial_College_Existing_Food Preparation_Natural Gas_Broiler_E9 | Commercial | College | Existing | Food Preparation | Natural Gas | Broiler | E9 |  | 0% | 0% | 0% | 0 | 0 | 0 | 0 | 0 | 0 | 0 | 0 | 0% | 0 | 0 | 0% | Normal | 0% | 0 | 0 | 0 | [17 empty] | Commercial_College_Existing_Food Preparation_Broiler_
Commercial_College_Existing_Food Preparation_Natural Gas_Broiler_E10 | Commercial | College | Existing | Food Preparation | Natural Gas | Broiler | E10 |  | 0% | 0% | 0% | 0 | 0 | 0 | 0 | 0 | 0 | 0 | 0 | 0% | 0 | 0 | 0% | Normal | 0% | 0 | 0 | 0 | [17 empty] | Commercial_College_Existing_Food Preparation_Broiler_
Commercial_College_Existing_Food Preparation_Natural Gas_Griddle_E1 | Commercial | College | Existing | Food Preparation | Natural Gas | Griddle | E1 | Standard | 100% | 0% | 0% | 0.1334 | 0 | 0 | 0 | 10 | 14 | 2019 | 2051 | 100% | 0 | 0 | 0% | Normal | 0% | 0.029326 | 0 | 0 | 1 unit | 30000 | 0 | 2.3806e-05 | 1231.891 | 5150 | 0 | 0 | 0 | 2013 | 1.0881 | IL TRM - 4.2.8 - CI-FSE-ESGR-V04-200101 | COOK_GRD-Food Preparation-EIA14-2014 Ref. Case-5 | IL TRM - 4.2.8 - CI-FSE-ESGR-V04-200101 | 1 | unit | 2.3806e-05 | Commercial_College_Existing_Food Preparation_Griddle_Standard
Commercial_College_Existing_Food Preparation_Natural Gas_Griddle_E2 | Commercial | College | Existing | Food Preparation | Natural Gas | Griddle | E2 | ENERGY STAR | 91.65% | 0% | 0% | 0.16578 | 0 | 0 | 0 | 10 | 14 | 2019 | 2051 | 100% | 0 | 0 | 0% | Normal | 0% | 0.026878 | 0 | 0 | 1 unit | 30000 | 0 | 2.3806e-05 | 1129.0497 | 6400 | 0 | 0 | 0 | 2013 | 1.0881 | IL TRM - 4.2.8 - CI-FSE-ESGR-V04-200101 | ETO Measure Input Sheet - Com - Gas Griddle | ETO Measure Input Sheet - Com - Gas Griddle | 1 | unit | 2.3806e-05 | Commercial_College_Existing_Food Preparation_Griddle_ENERGY STAR
Commercial_College_Existing_Food Preparation_Natural Gas_Griddle_E3 | Commercial | College | Existing | Food Preparation | Natural Gas | Griddle | E3 |  | 0% | 0% | 0% | 0 | 0 | 0 | 0 | 0 | 0 | 0 | 0 | 0% | 0 | 0 | 0% | Normal | 0% | 0 | 0 | 0 | [17 empty] | Commercial_College_Existing_Food Preparation_Griddle_
Commercial_College_Existing_Food Preparation_Natural Gas_Griddle_E4 | Commercial | College | Existing | Food Preparation | Natural Gas | Griddle | E4 |  | 0% | 0% | 0% | 0 | 0 | 0 | 0 | 0 | 0 | 0 | 0 | 0% | 0 | 0 | 0% | Normal | 0% | 0 | 0 | 0 | [17 empty] | Commercial_College_Existing_Food Preparation_Griddle_
Commercial_College_Existing_Food Preparation_Natural Gas_Griddle_E5 | Commercial | College | Existing | Food Preparation | Natural Gas | Griddle | E5 |  | 0% | 0% | 0% | 0 | 0 | 0 | 0 | 0 | 0 | 0 | 0 | 0% | 0 | 0 | 0% | Normal | 0% | 0 | 0 | 0 | [17 empty] | Commercial_College_Existing_Food Preparation_Griddle_
Commercial_College_Existing_Food Preparation_Natural Gas_Griddle_E6 | Commercial | College | Existing | Food Preparation | Natural Gas | Griddle | E6 |  | 0% | 0% | 0% | 0 | 0 | 0 | 0 | 0 | 0 | 0 | 0 | 0% | 0 | 0 | 0% | Normal | 0% | 0 | 0 | 0 | [17 empty] | Commercial_College_Existing_Food Preparation_Griddle_
Commercial_College_Existing_Food Preparation_Natural Gas_Griddle_E7 | Commercial | College | Existing | Food Preparation | Natural Gas | Griddle | E7 |  | 0% | 0% | 0% | 0 | 0 | 0 | 0 | 0 | 0 | 0 | 0 | 0% | 0 | 0 | 0% | Normal | 0% | 0 | 0 | 0 | [17 empty] | Commercial_College_Existing_Food Preparation_Griddle_
Commercial_College_Existing_Food Preparation_Natural Gas_Griddle_E8 | Commercial | College | Existing | Food Preparation | Natural Gas | Griddle | E8 |  | 0% | 0% | 0% | 0 | 0 | 0 | 0 | 0 | 0 | 0 | 0 | 0% | 0 | 0 | 0% | Normal | 0% | 0 | 0 | 0 | [17 empty] | Commercial_College_Existing_Food Preparation_Griddle_
Commercial_College_Existing_Food Preparation_Natural Gas_Griddle_E9 | Commercial | College | Existing | Food Preparation | Natural Gas | Griddle | E9 |  | 0% | 0% | 0% | 0 | 0 | 0 | 0 | 0 | 0 | 0 | 0 | 0% | 0 | 0 | 0% | Normal | 0% | 0 | 0 | 0 | [17 empty] | Commercial_College_Existing_Food Preparation_Griddle_
Commercial_College_Existing_Food Preparation_Natural Gas_Griddle_E10 | Commercial | College | Existing | Food Preparation | Natural Gas | Griddle | E10 |  | 0% | 0% | 0% | 0 | 0 | 0 | 0 | 0 | 0 | 0 | 0 | 0% | 0 | 0 | 0% | Normal | 0% | 0 | 0 | 0 | [17 empty] | Commercial_College_Existing_Food Preparation_Griddle_
Commercial_College_Existing_Food Preparation_Natural Gas_Range_E1 | Commercial | College | Existing | Food Preparation | Natural Gas | Range | E1 | Standard | 100% | 0% | 0% | 0.22216 | 0 | 0 | 0 | 8 | 12 | 2019 | 2051 | 100% | 0 | 0 | 0% | Normal | 0% | 0.034819 | 0 | 0 | 1 unit | 30000 | 0 | 2.9016e-05 | 1200 | 7450 | 0 | 0 | 0 | 2017 | 1.0277 | COOK_OVN-Food Preparation-AEO17-1 | EIA 2018 Tech Forecast | Navigant 2009 | 1 | unit | 2.9016e-05 | Commercial_College_Existing_Food Preparation_Range_Standard
Commercial_College_Existing_Food Preparation_Natural Gas_Range_E2 | Commercial | College | Existing | Food Preparation | Natural Gas | Range | E2 | High Efficiency | 75% | 0% | 0% | 0.22219 | 0 | 0 | 0 | 8 | 12 | 2019 | 2051 | 100% | 0 | 0 | 0% | Normal | 0% | 0.026114 | 0 | 0 | 1 unit | 30000 | 0 | 2.9016e-05 | 900 | 7451 | 0 | 0 | 0 | 2017 | 1.0277 | COOK_OVN-Food Preparation-AEO17-1 | EIA 2018 Tech Forecast | EIA 2018 Tech Forecast | 1 | unit | 2.9016e-05 | Commercial_College_Existing_Food Preparation_Range_High Efficiency
Commercial_College_Existing_Food Preparation_Natural Gas_Range_E3 | Commercial | College | Existing | Food Preparation | Natural Gas | Range | E3 |  | 0% | 0% | 0% | 0 | 0 | 0 | 0 | 0 | 0 | 0 | 0 | 0% | 0 | 0 | 0% | Normal | 0% | 0 | 0 | 0 | [17 empty] | Commercial_College_Existing_Food Preparation_Range_
Commercial_College_Existing_Food Preparation_Natural Gas_Range_E4 | Commercial | College | Existing | Food Preparation | Natural Gas | Range | E4 |  | 0% | 0% | 0% | 0 | 0 | 0 | 0 | 0 | 0 | 0 | 0 | 0% | 0 | 0 | 0% | Normal | 0% | 0 | 0 | 0 | [17 empty] | Commercial_College_Existing_Food Preparation_Range_
Commercial_College_Existing_Food Preparation_Natural Gas_Range_E5 | Commercial | College | Existing | Food Preparation | Natural Gas | Range | E5 |  | 0% | 0% | 0% | 0 | 0 | 0 | 0 | 0 | 0 | 0 | 0 | 0% | 0 | 0 | 0% | Normal | 0% | 0 | 0 | 0 | [17 empty] | Commercial_College_Existing_Food Preparation_Range_
Commercial_College_Existing_Food Preparation_Natural Gas_Range_E6 | Commercial | College | Existing | Food Preparation | Natural Gas | Range | E6 |  | 0% | 0% | 0% | 0 | 0 | 0 | 0 | 0 | 0 | 0 | 0 | 0% | 0 | 0 | 0% | Normal | 0% | 0 | 0 | 0 | [17 empty] | Commercial_College_Existing_Food Preparation_Range_
Commercial_College_Existing_Food Preparation_Natural Gas_Range_E7 | Commercial | College | Existing | Food Preparation | Natural Gas | Range | E7 |  | 0% | 0% | 0% | 0 | 0 | 0 | 0 | 0 | 0 | 0 | 0 | 0% | 0 | 0 | 0% | Normal | 0% | 0 | 0 | 0 | [17 empty] | Commercial_College_Existing_Food Preparation_Range_
Commercial_College_Existing_Food Preparation_Natural Gas_Range_E8 | Commercial | College | Existing | Food Preparation | Natural Gas | Range | E8 |  | 0% | 0% | 0% | 0 | 0 | 0 | 0 | 0 | 0 | 0 | 0 | 0% | 0 | 0 | 0% | Normal | 0% | 0 | 0 | 0 | [17 empty] | Commercial_College_Existing_Food Preparation_Range_
Commercial_College_Existing_Food Preparation_Natural Gas_Range_E9 | Commercial | College | Existing | Food Preparation | Natural Gas | Range | E9 |  | 0% | 0% | 0% | 0 | 0 | 0 | 0 | 0 | 0 | 0 | 0 | 0% | 0 | 0 | 0% | Normal | 0% | 0 | 0 | 0 | [17 empty] | Commercial_College_Existing_Food Preparation_Range_
Commercial_College_Existing_Food Preparation_Natural Gas_Range_E10 | Commercial | College | Existing | Food Preparation | Natural Gas | Range | E10 |  | 0% | 0% | 0% | 0 | 0 | 0 | 0 | 0 | 0 | 0 | 0 | 0% | 0 | 0 | 0% | Normal | 0% | 0 | 0 | 0 | [17 empty] | Commercial_College_Existing_Food Preparation_Range_
Commercial_College_Existing_Food Preparation_Natural Gas_Steamer_E1 | Commercial | College | Existing | Food Preparation | Natural Gas | Steamer | E1 | Standard | 100% | 0% | 0% | 0.65822 | 0 | 0 | 0 | 8 | 16 | 2019 | 2021 | 100% | 0 | 0 | 0% | Normal | 0% | 0.069152 | 0 | 0 | 1 unit | 30000 | 0 | 4.5286e-05 | 1527.0152 | 13100 | 0 | 0 | 0 | 2012 | 1.1095 | IL TRM - 4.2.3 - CI-FSE-STMC-V05-190101 | DOE Commercial R&D 2016 - Table 2-10 | IL TRM - 4.2.3 - CI-FSE-STMC-V05-190101 | 1 | unit | 4.5286e-05 | Commercial_College_Existing_Food Preparation_Steamer_Standard
Commercial_College_Existing_Food Preparation_Natural Gas_Steamer_E2 | Commercial | College | Existing | Food Preparation | Natural Gas | Steamer | E2 | ENERGY STAR | 43.38% | 0% | 0% | 0.77228 | 0 | -0.00013214 | 0 | 8 | 16 | 2019 | 2051 | 100% | 0 | 0 | 0% | Normal | 0% | 0.03 | 0 | 0 | 1 unit | 30000 | 0 | 4.5286e-05 | 662.4553 | 15370 | 0 | -2.6298 | 0 | 2012 | 1.1095 | IL TRM - 4.2.3 - CI-FSE-STMC-V05-190101 | ETO Measure Input Sheet - Com - Gas Steamer | ETO Measure Input Sheet - Com - Gas Steamer | 1 | unit | 4.5286e-05 | Commercial_College_Existing_Food Preparation_Steamer_ENERGY STAR
Commercial_College_Existing_Food Preparation_Natural Gas_Steamer_E3 | Commercial | College | Existing | Food Preparation | Natural Gas | Steamer | E3 |  | 0% | 0% | 0% | 0 | 0 | 0 | 0 | 0 | 0 | 0 | 0 | 0% | 0 | 0 | 0% | Normal | 0% | 0 | 0 | 0 | [17 empty] | Commercial_College_Existing_Food Preparation_Steamer_
Commercial_College_Existing_Food Preparation_Natural Gas_Steamer_E4 | Commercial | College | Existing | Food Preparation | Natural Gas | Steamer | E4 |  | 0% | 0% | 0% | 0 | 0 | 0 | 0 | 0 | 0 | 0 | 0 | 0% | 0 | 0 | 0% | Normal | 0% | 0 | 0 | 0 | [17 empty] | Commercial_College_Existing_Food Preparation_Steamer_
Commercial_College_Existing_Food Preparation_Natural Gas_Steamer_E5 | Commercial | College | Existing | Food Preparation | Natural Gas | Steamer | E5 |  | 0% | 0% | 0% | 0 | 0 | 0 | 0 | 0 | 0 | 0 | 0 | 0% | 0 | 0 | 0% | Normal | 0% | 0 | 0 | 0 | [17 empty] | Commercial_College_Existing_Food Preparation_Steamer_
Commercial_College_Existing_Food Preparation_Natural Gas_Steamer_E6 | Commercial | College | Existing | Food Preparation | Natural Gas | Steamer | E6 |  | 0% | 0% | 0% | 0 | 0 | 0 | 0 | 0 | 0 | 0 | 0 | 0% | 0 | 0 | 0% | Normal | 0% | 0 | 0 | 0 | [17 empty] | Commercial_College_Existing_Food Preparation_Steamer_
Commercial_College_Existing_Food Preparation_Natural Gas_Steamer_E7 | Commercial | College | Existing | Food Preparation | Natural Gas | Steamer | E7 |  | 0% | 0% | 0% | 0 | 0 | 0 | 0 | 0 | 0 | 0 | 0 | 0% | 0 | 0 | 0% | Normal | 0% | 0 | 0 | 0 | [17 empty] | Commercial_College_Existing_Food Preparation_Steamer_
Commercial_College_Existing_Food Preparation_Natural Gas_Steamer_E8 | Commercial | College | Existing | Food Preparation | Natural Gas | Steamer | E8 |  | 0% | 0% | 0% | 0 | 0 | 0 | 0 | 0 | 0 | 0 | 0 | 0% | 0 | 0 | 0% | Normal | 0% | 0 | 0 | 0 | [17 empty] | Commercial_College_Existing_Food Preparation_Steamer_
Commercial_College_Existing_Food Preparation_Natural Gas_Steamer_E9 | Commercial | College | Existing | Food Preparation | Natural Gas | Steamer | E9 |  | 0% | 0% | 0% | 0 | 0 | 0 | 0 | 0 | 0 | 0 | 0 | 0% | 0 | 0 | 0% | Normal | 0% | 0 | 0 | 0 | [17 empty] | Commercial_College_Existing_Food Preparation_Steamer_
Commercial_College_Existing_Food Preparation_Natural Gas_Steamer_E10 | Commercial | College | Existing | Food Preparation | Natural Gas | Steamer | E10 |  | 0% | 0% | 0% | 0 | 0 | 0 | 0 | 0 | 0 | 0 | 0 | 0% | 0 | 0 | 0% | Normal | 0% | 0 | 0 | 0 | [17 empty] | Commercial_College_Existing_Food Preparation_Steamer_
Commercial_College_Existing_Food Preparation_Natural Gas_Food Prep Other_E1 | Commercial | College | Existing | Food Preparation | Natural Gas | Food Prep Other | E1 | Standard | 100% | 0% | 0% | 0.0099949 | 0 | 0 | 0 | 8 | 12 | 2019 | 2051 | 100% | 0 | 0 | 0% | Normal | 0% | 0.012388 | 0 | 0 | 1 unit | 30000 | 0 | 8.7043e-06 | 1423.18 | 1000 | 0 | 0 | 0 | 2010 | 1.1483 | Default | Default | Default | 1 | unit | 8.7043e-06 | Commercial_College_Existing_Food Preparation_Food Prep Other_Standard
Commercial_College_Existing_Food Preparation_Natural Gas_Food Prep Other_E2 | Commercial | College | Existing | Food Preparation | Natural Gas | Food Prep Other | E2 | ENERGY STAR | 100% | 0% | 0% | 0.010005 | 0 | 0 | 0 | 8 | 12 | 2019 | 2051 | 100% | 0 | 0 | 0% | Normal | 0% | 0.012388 | 0 | 0 | 1 unit | 30000 | 0 | 8.7043e-06 | 1423.18 | 1001 | 0 | 0 | 0 | 2010 | 1.1483 | N/A | N/A | N/A | 1 | unit | 8.7043e-06 | Commercial_College_Existing_Food Preparation_Food Prep Other_ENERGY STAR
Commercial_College_Existing_Food Preparation_Natural Gas_Food Prep Other_E3 | Commercial | College | Existing | Food Preparation | Natural Gas | Food Prep Other | E3 |  | 0% | 0% | 0% | 0 | 0 | 0 | 0 | 0 | 0 | 0 | 0 | 0% | 0 | 0 | 0% | Normal | 0% | 0 | 0 | 0 | [17 empty] | Commercial_College_Existing_Food Preparation_Food Prep Other_
Commercial_College_Existing_Food Preparation_Natural Gas_Food Prep Other_E4 | Commercial | College | Existing | Food Preparation | Natural Gas | Food Prep Other | E4 |  | 0% | 0% | 0% | 0 | 0 | 0 | 0 | 0 | 0 | 0 | 0 | 0% | 0 | 0 | 0% | Normal | 0% | 0 | 0 | 0 | [17 empty] | Commercial_College_Existing_Food Preparation_Food Prep Other_
Commercial_College_Existing_Food Preparation_Natural Gas_Food Prep Other_E5 | Commercial | College | Existing | Food Preparation | Natural Gas | Food Prep Other | E5 |  | 0% | 0% | 0% | 0 | 0 | 0 | 0 | 0 | 0 | 0 | 0 | 0% | 0 | 0 | 0% | Normal | 0% | 0 | 0 | 0 | [17 empty] | Commercial_College_Existing_Food Preparation_Food Prep Other_
Commercial_College_Existing_Food Preparation_Natural Gas_Food Prep Other_E6 | Commercial | College | Existing | Food Preparation | Natural Gas | Food Prep Other | E6 |  | 0% | 0% | 0% | 0 | 0 | 0 | 0 | 0 | 0 | 0 | 0 | 0% | 0 | 0 | 0% | Normal | 0% | 0 | 0 | 0 | [17 empty] | Commercial_College_Existing_Food Preparation_Food Prep Other_
Commercial_College_Existing_Food Preparation_Natural Gas_Food Prep Other_E7 | Commercial | College | Existing | Food Preparation | Natural Gas | Food Prep Other | E7 |  | 0% | 0% | 0% | 0 | 0 | 0 | 0 | 0 | 0 | 0 | 0 | 0% | 0 | 0 | 0% | Normal | 0% | 0 | 0 | 0 | [17 empty] | Commercial_College_Existing_Food Preparation_Food Prep Other_
Commercial_College_Existing_Food Preparation_Natural Gas_Food Prep Other_E8 | Commercial | College | Existing | Food Preparation | Natural Gas | Food Prep Other | E8 |  | 0% | 0% | 0% | 0 | 0 | 0 | 0 | 0 | 0 | 0 | 0 | 0% | 0 | 0 | 0% | Normal | 0% | 0 | 0 | 0 | [17 empty] | Commercial_College_Existing_Food Preparation_Food Prep Other_
Commercial_College_Existing_Food Preparation_Natural Gas_Food Prep Other_E9 | Commercial | College | Existing | Food Preparation | Natural Gas | Food Prep Other | E9 |  | 0% | 0% | 0% | 0 | 0 | 0 | 0 | 0 | 0 | 0 | 0 | 0% | 0 | 0 | 0% | Normal | 0% | 0 | 0 | 0 | [17 empty] | Commercial_College_Existing_Food Preparation_Food Prep Other_
Commercial_College_Existing_Food Preparation_Natural Gas_Food Prep Other_E10 | Commercial | College | Existing | Food Preparation | Natural Gas | Food Prep Other | E10 |  | 0% | 0% | 0% | 0 | 0 | 0 | 0 | 0 | 0 | 0 | 0 | 0% | 0 | 0 | 0% | Normal | 0% | 0 | 0 | 0 | [17 empty] | Commercial_College_Existing_Food Preparation_Food Prep Other_
Commercial_College_Existing_Miscellaneous_Natural Gas_Pool Heater_E1 | Commercial | College | Existing | Miscellaneous | Natural Gas | Pool Heater | E1 | Standard (EF .78) | 100% | 0% | 0% | 0.011516 | 0 | 0 | 0 | 4 | 8 | 2019 | 2051 | 100% | 0 | 0 | 0% | Normal | 0% | 0.0089403 | 0 | 0 | 1 unit | 30000 | 0 | 5.9682e-07 | 14980 | 18052 | 0 | 0 | 0 | 2014 | 1.0689 | DOE Commercial R&D 2016 - Table 7-6 | DOE Commercial R&D 2016 - Table 7-7 | DOE Commercial R&D 2016 - Table 7-8 | 1 | unit | 5.9682e-07 | Commercial_College_Existing_Miscellaneous_Pool Heater_Standard (EF .78)
Commercial_College_Existing_Miscellaneous_Natural Gas_Pool Heater_E2 | Commercial | College | Existing | Miscellaneous | Natural Gas | Pool Heater | E2 | Condensing (EF .90) | 85% | 0% | 0% | 0.018856 | 0 | 0 | 0 | 4 | 8 | 2019 | 2051 | 100% | 0 | 0 | 0% | Normal | 0% | 0.0075993 | 0 | 0 | 1 unit | 30000 | 0 | 5.9682e-07 | 12733 | 29558 | 0 | 0 | 0 | 2014 | 1.0689 | DOE Commercial R&D 2016 - Table 7-6 | DOE Commercial R&D 2016 - Table 7-7 | DOE Commercial R&D 2016 - Table 7-9 | 1 | unit | 5.9682e-07 | Commercial_College_Existing_Miscellaneous_Pool Heater_Condensing (EF .90)
Commercial_College_Existing_Miscellaneous_Natural Gas_Pool Heater_E3 | Commercial | College | Existing | Miscellaneous | Natural Gas | Pool Heater | E3 |  | 0% | 0% | 0% | 0 | 0 | 0 | 0 | 0 | 0 | 0 | 0 | 0% | 0 | 0 | 0% | Normal | 0% | 0 | 0 | 0 | [17 empty] | Commercial_College_Existing_Miscellaneous_Pool Heater_
Commercial_College_Existing_Miscellaneous_Natural Gas_Pool Heater_E4 | Commercial | College | Existing | Miscellaneous | Natural Gas | Pool Heater | E4 |  | 0% | 0% | 0% | 0 | 0 | 0 | 0 | 0 | 0 | 0 | 0 | 0% | 0 | 0 | 0% | Normal | 0% | 0 | 0 | 0 | [17 empty] | Commercial_College_Existing_Miscellaneous_Pool Heater_
Commercial_College_Existing_Miscellaneous_Natural Gas_Pool Heater_E5 | Commercial | College | Existing | Miscellaneous | Natural Gas | Pool Heater | E5 |  | 0% | 0% | 0% | 0 | 0 | 0 | 0 | 0 | 0 | 0 | 0 | 0% | 0 | 0 | 0% | Normal | 0% | 0 | 0 | 0 | [17 empty] | Commercial_College_Existing_Miscellaneous_Pool Heater_
Commercial_College_Existing_Miscellaneous_Natural Gas_Pool Heater_E6 | Commercial | College | Existing | Miscellaneous | Natural Gas | Pool Heater | E6 |  | 0% | 0% | 0% | 0 | 0 | 0 | 0 | 0 | 0 | 0 | 0 | 0% | 0 | 0 | 0% | Normal | 0% | 0 | 0 | 0 | [17 empty] | Commercial_College_Existing_Miscellaneous_Pool Heater_
Commercial_College_Existing_Miscellaneous_Natural Gas_Pool Heater_E7 | Commercial | College | Existing | Miscellaneous | Natural Gas | Pool Heater | E7 |  | 0% | 0% | 0% | 0 | 0 | 0 | 0 | 0 | 0 | 0 | 0 | 0% | 0 | 0 | 0% | Normal | 0% | 0 | 0 | 0 | [17 empty] | Commercial_College_Existing_Miscellaneous_Pool Heater_
Commercial_College_Existing_Miscellaneous_Natural Gas_Pool Heater_E8 | Commercial | College | Existing | Miscellaneous | Natural Gas | Pool Heater | E8 |  | 0% | 0% | 0% | 0 | 0 | 0 | 0 | 0 | 0 | 0 | 0 | 0% | 0 | 0 | 0% | Normal | 0% | 0 | 0 | 0 | [17 empty] | Commercial_College_Existing_Miscellaneous_Pool Heater_
Commercial_College_Existing_Miscellaneous_Natural Gas_Pool Heater_E9 | Commercial | College | Existing | Miscellaneous | Natural Gas | Pool Heater | E9 |  | 0% | 0% | 0% | 0 | 0 | 0 | 0 | 0 | 0 | 0 | 0 | 0% | 0 | 0 | 0% | Normal | 0% | 0 | 0 | 0 | [17 empty] | Commercial_College_Existing_Miscellaneous_Pool Heater_
Commercial_College_Existing_Miscellaneous_Natural Gas_Pool Heater_E10 | Commercial | College | Existing | Miscellaneous | Natural Gas | Pool Heater | E10 |  | 0% | 0% | 0% | 0 | 0 | 0 | 0 | 0 | 0 | 0 | 0 | 0% | 0 | 0 | 0% | Normal | 0% | 0 | 0 | 0 | [17 empty] | Commercial_College_Existing_Miscellaneous_Pool Heater_
Commercial_College_Existing_Miscellaneous_Natural Gas_Miscellaneous_E1 | Commercial | College | Existing | Miscellaneous | Natural Gas | Miscellaneous | E1 | Miscellaneous | 100% | 0% | 0% | 0.035917 | 0 | 0 | 0 | 2 | 8 | 2019 | 2051 | 100% | 0 | 0 | 0% | Normal | 0% | 0.034582 | 0 | 0 | 1 unit | 30000 | 0 | 0.034582 | 1 | 1 | 0 | 0 | 0 | 2016 | 1.0386 | N/A | N/A | N/A | 1 | unit | 0.034582 | Commercial_College_Existing_Miscellaneous_Miscellaneous_Miscellaneous
Commercial_College_Existing_Miscellaneous_Natural Gas_Miscellaneous_E2 | Commercial | College | Existing | Miscellaneous | Natural Gas | Miscellaneous | E2 |  | 0% | 0% | 0% | 0 | 0 | 0 | 0 | 0 | 0 | 0 | 0 | 0% | 0 | 0 | 0% | Normal | 0% | 0 | 0 | 0 | [17 empty] | Commercial_College_Existing_Miscellaneous_Miscellaneous_
Commercial_College_Existing_Miscellaneous_Natural Gas_Miscellaneous_E3 | Commercial | College | Existing | Miscellaneous | Natural Gas | Miscellaneous | E3 |  | 0% | 0% | 0% | 0 | 0 | 0 | 0 | 0 | 0 | 0 | 0 | 0% | 0 | 0 | 0% | Normal | 0% | 0 | 0 | 0 | [17 empty] | Commercial_College_Existing_Miscellaneous_Miscellaneous_
Commercial_College_Existing_Miscellaneous_Natural Gas_Miscellaneous_E4 | Commercial | College | Existing | Miscellaneous | Natural Gas | Miscellaneous | E4 |  | 0% | 0% | 0% | 0 | 0 | 0 | 0 | 0 | 0 | 0 | 0 | 0% | 0 | 0 | 0% | Normal | 0% | 0 | 0 | 0 | [17 empty] | Commercial_College_Existing_Miscellaneous_Miscellaneous_
Commercial_College_Existing_Miscellaneous_Natural Gas_Miscellaneous_E5 | Commercial | College | Existing | Miscellaneous | Natural Gas | Miscellaneous | E5 |  | 0% | 0% | 0% | 0 | 0 | 0 | 0 | 0 | 0 | 0 | 0 | 0% | 0 | 0 | 0% | Normal | 0% | 0 | 0 | 0 | [17 empty] | Commercial_College_Existing_Miscellaneous_Miscellaneous_
Commercial_College_Existing_Miscellaneous_Natural Gas_Miscellaneous_E6 | Commercial | College | Existing | Miscellaneous | Natural Gas | Miscellaneous | E6 |  | 0% | 0% | 0% | 0 | 0 | 0 | 0 | 0 | 0 | 0 | 0 | 0% | 0 | 0 | 0% | Normal | 0% | 0 | 0 | 0 | [17 empty] | Commercial_College_Existing_Miscellaneous_Miscellaneous_
Commercial_College_Existing_Miscellaneous_Natural Gas_Miscellaneous_E7 | Commercial | College | Existing | Miscellaneous | Natural Gas | Miscellaneous | E7 |  | 0% | 0% | 0% | 0 | 0 | 0 | 0 | 0 | 0 | 0 | 0 | 0% | 0 | 0 | 0% | Normal | 0% | 0 | 0 | 0 | [17 empty] | Commercial_College_Existing_Miscellaneous_Miscellaneous_
Commercial_College_Existing_Miscellaneous_Natural Gas_Miscellaneous_E8 | Commercial | College | Existing | Miscellaneous | Natural Gas | Miscellaneous | E8 |  | 0% | 0% | 0% | 0 | 0 | 0 | 0 | 0 | 0 | 0 | 0 | 0% | 0 | 0 | 0% | Normal | 0% | 0 | 0 | 0 | [17 empty] | Commercial_College_Existing_Miscellaneous_Miscellaneous_
Commercial_College_Existing_Miscellaneous_Natural Gas_Miscellaneous_E9 | Commercial | College | Existing | Miscellaneous | Natural Gas | Miscellaneous | E9 |  | 0% | 0% | 0% | 0 | 0 | 0 | 0 | 0 | 0 | 0 | 0 | 0% | 0 | 0 | 0% | Normal | 0% | 0 | 0 | 0 | [17 empty] | Commercial_College_Existing_Miscellaneous_Miscellaneous_
Commercial_College_Existing_Miscellaneous_Natural Gas_Miscellaneous_E10 | Commercial | College | Existing | Miscellaneous | Natural Gas | Miscellaneous | E10 |  | 0% | 0% | 0% | 0 | 0 | 0 | 0 | 0 | 0 | 0 | 0 | 0% | 0 | 0 | 0% | Normal | 0% | 0 | 0 | 0 | [17 empty] | Commercial_College_Existing_Miscellaneous_Miscellaneous_
Commercial_College_New_Space Heating_Natural Gas_Furnace_E1 | Commercial | College | New | Space Heating | Natural Gas | Furnace | E1 | AFUE 80% (Standard) | 100% | 0% | 0% | 0.12788 | 0.13397 | 0.020704 | 0 | 17 | 29 | 2019 | 2051 | 55% | 0 | 0 | 0% | Normal | 0% | 0.1917 | 0 | 0 | 400 kBtu/hr | 30000 | 0 | 0.00012 | 3.9937 | 1050 | 1100 | 170 | 0 | 2018 | 1.0149 | EIA 2018 Tech Forecast | EIA 2018 Tech Forecast | AEG BEST | 400 | kBtu/hr | 0.048 | Commercial_College_New_Space Heating_Furnace_AFUE 80% (Standard)
Commercial_College_New_Space Heating_Natural Gas_Furnace_E2 | Commercial | College | New | Space Heating | Natural Gas | Furnace | E2 | AFUE 90% | 88.89% | 0% | 0% | 0.21313 | 0.15833 | 0.021313 | 0 | 17 | 29 | 2019 | 2051 | 55% | 0 | 0 | 0% | Normal | 0% | 0.1704 | 0 | 0 | 400 kBtu/hr | 30000 | 0 | 0.00012 | 3.5501 | 1750 | 1300 | 175 | 0 | 2018 | 1.0149 | EIA 2018 Tech Forecast | EIA 2018 Tech Forecast | AEG BEST | 400 | kBtu/hr | 0.048 | Commercial_College_New_Space Heating_Furnace_AFUE 90%
Commercial_College_New_Space Heating_Natural Gas_Furnace_E3 | Commercial | College | New | Space Heating | Natural Gas | Furnace | E3 | AFUE 96% | 83.33% | 0% | 0% | 0.29839 | 0.18268 | 0.021922 | 0 | 17 | 29 | 2019 | 2051 | 55% | 0 | 0 | 0% | Normal | 0% | 0.15975 | 0 | 0 | 400 kBtu/hr | 30000 | 0 | 0.00012 | 3.328 | 2450 | 1500 | 180 | 0 | 2018 | 1.0149 | EIA 2018 Tech Forecast | EIA 2018 Tech Forecast | AEG BEST | 400 | kBtu/hr | 0.048 | Commercial_College_New_Space Heating_Furnace_AFUE 96%
Commercial_College_New_Space Heating_Natural Gas_Furnace_E4 | Commercial | College | New | Space Heating | Natural Gas | Furnace | E4 | Convert to NG Air Source Heat Pump | 83.33% | 0% | 0% | 9.7621 | 0.13397 | 0.18341 | 0 | 10 | 20 | 2019 | 2051 | 100% | 0 | 0 | 0% | Normal | 0% | 0.15974 | 0 | 0 | 400 kBtu/hr | 30000 | 0 | 0.00012 | 3.328 | 79158.3766 | 1086.3161 | 1487.218 | 0 | 2017 | 1.0277 | AEO 2021 - gas_eng-driven_RTHP-heat 2017 typical | AEO 2021 - gas_eng-driven_RTHP-heat 2017 typical | HP_GAS-Heating-AEO17-1 | 400 | kBtu/hr | 0.048 | Commercial_College_New_Space Heating_Furnace_Convert to NG Air Source Heat Pump
Commercial_College_New_Space Heating_Natural Gas_Furnace_E5 | Commercial | College | New | Space Heating | Natural Gas | Furnace | E5 |  | 0% | 0% | 0% | 0 | 0 | 0 | 0 | 0 | 0 | 0 | 0 | 0% | 0 | 0 | 0% | Normal | 0% | 0 | 0 | 0 | [17 empty] | Commercial_College_New_Space Heating_Furnace_
Commercial_College_New_Space Heating_Natural Gas_Furnace_E6 | Commercial | College | New | Space Heating | Natural Gas | Furnace | E6 |  | 0% | 0% | 0% | 0 | 0 | 0 | 0 | 0 | 0 | 0 | 0 | 0% | 0 | 0 | 0% | Normal | 0% | 0 | 0 | 0 | [17 empty] | Commercial_College_New_Space Heating_Furnace_
Commercial_College_New_Space Heating_Natural Gas_Furnace_E7 | Commercial | College | New | Space Heating | Natural Gas | Furnace | E7 |  | 0% | 0% | 0% | 0 | 0 | 0 | 0 | 0 | 0 | 0 | 0 | 0% | 0 | 0 | 0% | Normal | 0% | 0 | 0 | 0 | [17 empty] | Commercial_College_New_Space Heating_Furnace_
Commercial_College_New_Space Heating_Natural Gas_Furnace_E8 | Commercial | College | New | Space Heating | Natural Gas | Furnace | E8 |  | 0% | 0% | 0% | 0 | 0 | 0 | 0 | 0 | 0 | 0 | 0 | 0% | 0 | 0 | 0% | Normal | 0% | 0 | 0 | 0 | [17 empty] | Commercial_College_New_Space Heating_Furnace_
Commercial_College_New_Space Heating_Natural Gas_Furnace_E9 | Commercial | College | New | Space Heating | Natural Gas | Furnace | E9 |  | 0% | 0% | 0% | 0 | 0 | 0 | 0 | 0 | 0 | 0 | 0 | 0% | 0 | 0 | 0% | Normal | 0% | 0 | 0 | 0 | [17 empty] | Commercial_College_New_Space Heating_Furnace_
Commercial_College_New_Space Heating_Natural Gas_Furnace_E10 | Commercial | College | New | Space Heating | Natural Gas | Furnace | E10 |  | 0% | 0% | 0% | 0 | 0 | 0 | 0 | 0 | 0 | 0 | 0 | 0% | 0 | 0 | 0% | Normal | 0% | 0 | 0 | 0 | [17 empty] | Commercial_College_New_Space Heating_Furnace_
Commercial_College_New_Space Heating_Natural Gas_Boiler_E1 | Commercial | College | New | Space Heating | Natural Gas | Boiler | E1 | AFUE 80% (Standard) | 100% | 0% | 0% | 1.0109 | 0.56023 | 0.10961 | 0 | 20 | 30 | 2019 | 2051 | 100% | 0 | 0 | 0% | Normal | 0% | 0.55113 | 0 | 0 | 800 kBtu/hr | 30000 | 0 | 6e-05 | 11.4818 | 16600 | 9200 | 1800 | 0 | 2018 | 1.0149 | EIA 2018 Tech Forecast | EIA 2018 Tech Forecast | GBLR-Heating-EIA14-2014 Ref. Case-2 | 800 | kBtu/hr | 0.048 | Commercial_College_New_Space Heating_Boiler_AFUE 80% (Standard)
Commercial_College_New_Space Heating_Natural Gas_Boiler_E2 | Commercial | College | New | Space Heating | Natural Gas | Boiler | E2 | AFUE 85% | 94.12% | 0% | 0% | 1.3823 | 0.59373 | 0.10961 | 0 | 20 | 30 | 2019 | 2051 | 100% | 0 | 0 | 0% | Normal | 0% | 0.51871 | 0 | 0 | 800 kBtu/hr | 30000 | 0 | 6e-05 | 10.8064 | 22700 | 9750 | 1800 | 0 | 2018 | 1.0149 | EIA 2018 Tech Forecast | EIA 2018 Tech Forecast | GBLR-Heating-EIA14-2014 Ref. Case-5 | 800 | kBtu/hr | 0.048 | Commercial_College_New_Space Heating_Boiler_AFUE 85%
Commercial_College_New_Space Heating_Natural Gas_Boiler_E3 | Commercial | College | New | Space Heating | Natural Gas | Boiler | E3 | AFUE 97% | 82.47% | 0% | 0% | 2.2374 | 0.5519 | 0.10961 | 0 | 20 | 30 | 2019 | 2051 | 100% | 0 | 0 | 0% | Normal | 0% | 0.45454 | 0 | 0 | 800 kBtu/hr | 30000 | 0 | 6e-05 | 9.4695 | 36742.4242 | 9063.1313 | 1800 | 0 | 2018 | 1.0149 | EIA 2018 Tech Forecast | EIA 2018 Tech Forecast | GBLR-Heating-EIA14-2014 Ref. Case-6 | 800 | kBtu/hr | 0.048 | Commercial_College_New_Space Heating_Boiler_AFUE 97%
Commercial_College_New_Space Heating_Natural Gas_Boiler_E4 | Commercial | College | New | Space Heating | Natural Gas | Boiler | E4 | Convert to NG Air Source Heat Pump | 61.54% | 0% | 0% | 9.7621 | 0.56023 | 0.18341 | 0 | 10 | 20 | 2019 | 2051 | 100% | 0 | 0 | 0% | Normal | 0% | 0.33916 | 0 | 0 | 800 kBtu/hr | 30000 | 0 | 6e-05 | 7.0657 | 158316.7533 | 9085.5528 | 2974.436 | 0 | 2017 | 1.0277 | AEO 2021 - gas_eng-driven_RTHP-heat 2017 typical | AEO 2021 - gas_eng-driven_RTHP-heat 2017 typical | HP_GAS-Heating-AEO17-1 | 800 | kBtu/hr | 0.048 | Commercial_College_New_Space Heating_Boiler_Convert to NG Air Source Heat Pump
Commercial_College_New_Space Heating_Natural Gas_Boiler_E5 | Commercial | College | New | Space Heating | Natural Gas | Boiler | E5 |  | 0% | 0% | 0% | 0 | 0 | 0 | 0 | 0 | 0 | 0 | 0 | 0% | 0 | 0 | 0% | Normal | 0% | 0 | 0 | 0 | [17 empty] | Commercial_College_New_Space Heating_Boiler_
Commercial_College_New_Space Heating_Natural Gas_Boiler_E6 | Commercial | College | New | Space Heating | Natural Gas | Boiler | E6 |  | 0% | 0% | 0% | 0 | 0 | 0 | 0 | 0 | 0 | 0 | 0 | 0% | 0 | 0 | 0% | Normal | 0% | 0 | 0 | 0 | [17 empty] | Commercial_College_New_Space Heating_Boiler_
Commercial_College_New_Space Heating_Natural Gas_Boiler_E7 | Commercial | College | New | Space Heating | Natural Gas | Boiler | E7 |  | 0% | 0% | 0% | 0 | 0 | 0 | 0 | 0 | 0 | 0 | 0 | 0% | 0 | 0 | 0% | Normal | 0% | 0 | 0 | 0 | [17 empty] | Commercial_College_New_Space Heating_Boiler_
Commercial_College_New_Space Heating_Natural Gas_Boiler_E8 | Commercial | College | New | Space Heating | Natural Gas | Boiler | E8 |  | 0% | 0% | 0% | 0 | 0 | 0 | 0 | 0 | 0 | 0 | 0 | 0% | 0 | 0 | 0% | Normal | 0% | 0 | 0 | 0 | [17 empty] | Commercial_College_New_Space Heating_Boiler_
Commercial_College_New_Space Heating_Natural Gas_Boiler_E9 | Commercial | College | New | Space Heating | Natural Gas | Boiler | E9 |  | 0% | 0% | 0% | 0 | 0 | 0 | 0 | 0 | 0 | 0 | 0 | 0% | 0 | 0 | 0% | Normal | 0% | 0 | 0 | 0 | [17 empty] | Commercial_College_New_Space Heating_Boiler_
Commercial_College_New_Space Heating_Natural Gas_Boiler_E10 | Commercial | College | New | Space Heating | Natural Gas | Boiler | E10 |  | 0% | 0% | 0% | 0 | 0 | 0 | 0 | 0 | 0 | 0 | 0 | 0% | 0 | 0 | 0% | Normal | 0% | 0 | 0 | 0 | [17 empty] | Commercial_College_New_Space Heating_Boiler_
Commercial_College_New_Space Heating_Natural Gas_Unit Heater_E1 | Commercial | College | New | Space Heating | Natural Gas | Unit Heater | E1 | Standard | 100% | 0% | 0% | 0.081016 | 0 | 0 | 0 | 10 | 14 | 2019 | 2051 | 100% | 0 | 0 | 0% | Normal | 0% | 0.10954 | 0 | 0 | 125 kBtu/Hr | 30000 | 0 | 3.7635e-07 | 2328.572 | 1753.7127 | 0 | 0 | 0 | 2020 | 0.98199 | IL TRM - 4.4.12 - CI-HVC-IRHT-V02-210101 | AEG Market Research | IL TRM - 4.4.12 - CI-HVC-IRHT-V02-210101 w/ CNGC Sizing | 125 | kBtu/Hr | 4.7044e-05 | Commercial_College_New_Space Heating_Unit Heater_Standard
Commercial_College_New_Space Heating_Natural Gas_Unit Heater_E2 | Commercial | College | New | Space Heating | Natural Gas | Unit Heater | E2 | Condensing | 95.24% | 0% | 0% | 0.12971 | 0 | 0 | 0 | 10 | 14 | 2019 | 2051 | 100% | 0 | 0 | 0% | Normal | 0% | 0.10433 | 0 | 0 | 125 kBtu/Hr | 30000 | 0 | 3.7635e-07 | 2217.7386 | 2807.7404 | 0 | 0 | 0 | 2020 | 0.98199 | IL TRM - 4.4.5 - CI-HVC-CUHT-V01-190101 | ETO Measure Input Sheet - Com - Condensing Unit Heater GAS SPHT | IL TRM - 4.4.5 - CI-HVC-CUHT-V01-190101 w/ CNGC Sizing | 125 | kBtu/Hr | 4.7044e-05 | Commercial_College_New_Space Heating_Unit Heater_Condensing
Commercial_College_New_Space Heating_Natural Gas_Unit Heater_E3 | Commercial | College | New | Space Heating | Natural Gas | Unit Heater | E3 | Infrared Radiant | 85% | 0% | 0% | 0.11303 | 0 | 0 | 0 | 11 | 19 | 2019 | 2051 | 100% | 0 | 0 | 0% | Normal | 0% | 0.093113 | 0 | 0 | 125 kBtu/Hr | 30000 | 0 | 3.7635e-07 | 1979.2862 | 2446.6992 | 0 | 0 | 0 | 2020 | 0.98199 | IL TRM - 4.4.12 - CI-HVC-IRHT-V02-210101 | AEG Market Research | IL TRM - 4.4.12 - CI-HVC-IRHT-V02-210101 w/ CNGC Sizing | 125 | kBtu/Hr | 4.7044e-05 | Commercial_College_New_Space Heating_Unit Heater_Infrared Radiant
Commercial_College_New_Space Heating_Natural Gas_Unit Heater_E4 | Commercial | College | New | Space Heating | Natural Gas | Unit Heater | E4 |  | 0% | 0% | 0% | 0 | 0 | 0 | 0 | 0 | 0 | 0 | 0 | 0% | 0 | 0 | 0% | Normal | 0% | 0 | 0 | 0 | [17 empty] | Commercial_College_New_Space Heating_Unit Heater_
Commercial_College_New_Space Heating_Natural Gas_Unit Heater_E5 | Commercial | College | New | Space Heating | Natural Gas | Unit Heater | E5 |  | 0% | 0% | 0% | 0 | 0 | 0 | 0 | 0 | 0 | 0 | 0 | 0% | 0 | 0 | 0% | Normal | 0% | 0 | 0 | 0 | [17 empty] | Commercial_College_New_Space Heating_Unit Heater_
Commercial_College_New_Space Heating_Natural Gas_Unit Heater_E6 | Commercial | College | New | Space Heating | Natural Gas | Unit Heater | E6 |  | 0% | 0% | 0% | 0 | 0 | 0 | 0 | 0 | 0 | 0 | 0 | 0% | 0 | 0 | 0% | Normal | 0% | 0 | 0 | 0 | [17 empty] | Commercial_College_New_Space Heating_Unit Heater_
Commercial_College_New_Space Heating_Natural Gas_Unit Heater_E7 | Commercial | College | New | Space Heating | Natural Gas | Unit Heater | E7 |  | 0% | 0% | 0% | 0 | 0 | 0 | 0 | 0 | 0 | 0 | 0 | 0% | 0 | 0 | 0% | Normal | 0% | 0 | 0 | 0 | [17 empty] | Commercial_College_New_Space Heating_Unit Heater_
Commercial_College_New_Space Heating_Natural Gas_Unit Heater_E8 | Commercial | College | New | Space Heating | Natural Gas | Unit Heater | E8 |  | 0% | 0% | 0% | 0 | 0 | 0 | 0 | 0 | 0 | 0 | 0 | 0% | 0 | 0 | 0% | Normal | 0% | 0 | 0 | 0 | [17 empty] | Commercial_College_New_Space Heating_Unit Heater_
Commercial_College_New_Space Heating_Natural Gas_Unit Heater_E9 | Commercial | College | New | Space Heating | Natural Gas | Unit Heater | E9 |  | 0% | 0% | 0% | 0 | 0 | 0 | 0 | 0 | 0 | 0 | 0 | 0% | 0 | 0 | 0% | Normal | 0% | 0 | 0 | 0 | [17 empty] | Commercial_College_New_Space Heating_Unit Heater_
Commercial_College_New_Space Heating_Natural Gas_Unit Heater_E10 | Commercial | College | New | Space Heating | Natural Gas | Unit Heater | E10 |  | 0% | 0% | 0% | 0 | 0 | 0 | 0 | 0 | 0 | 0 | 0 | 0% | 0 | 0 | 0% | Normal | 0% | 0 | 0 | 0 | [17 empty] | Commercial_College_New_Space Heating_Unit Heater_
Commercial_College_New_Water Heating_Natural Gas_Water Heater_E1 | Commercial | College | New | Water Heating | Natural Gas | Water Heater | E1 | TE 80% | 100% | 0% | 0% | 0.18721 | 0 | 0.011995 | 0 | 8 | 12 | 2019 | 2051 | 100% | 0 | 0 | 0% | Normal | 0% | 0.18527 | 0 | 0 | 1 kBtu/hr | 30000 | 0 | 0.0069474 | 26.3384 | 26.22 | 0 | 1.68 | 0 | 2017 | 1.0277 | AEO 2021 - gas_water_heater 2017 standard | AEO 2021 - gas_water_heater 2017 standard | DHW_WH-Water Heating-PG&E-R7-14 | 1 | kBtu/hr | 0.0069474 | Commercial_College_New_Water Heating_Water Heater_TE 80%
Commercial_College_New_Water Heating_Natural Gas_Water Heater_E2 | Commercial | College | New | Water Heating | Natural Gas | Water Heater | E2 | TE 81% | 98.77% | 0% | 0% | 0.18714 | 0 | 0.011995 | 0 | 8 | 12 | 2019 | 2051 | 100% | 0 | 0 | 0% | Normal | 0% | 0.18298 | 0 | 0 | 1 kBtu/hr | 30000 | 0 | 0.0069474 | 26.0133 | 26.21 | 0 | 1.68 | 0 | 2017 | 1.0277 | AEO 2021 - gas_water_heater 2017 typical | AEO 2021 - gas_water_heater 2017 typical | DHW_WH-Water Heating-PG&E-R7-14 | 1 | kBtu/hr | 0.0069474 | Commercial_College_New_Water Heating_Water Heater_TE 81%
Commercial_College_New_Water Heating_Natural Gas_Water Heater_E3 | Commercial | College | New | Water Heating | Natural Gas | Water Heater | E3 | TE 88% | 90.91% | 0% | 0% | 0.19817 | 0 | 0.011174 | 0 | 8 | 12 | 2019 | 2051 | 100% | 0 | 0 | 0% | Normal | 0% | 0.16843 | 0 | 0 | 1 kBtu/hr | 30000 | 0 | 0.0069474 | 23.944 | 27.755 | 0 | 1.565 | 0 | 2017 | 1.0277 | AEO 2021 - gas_water_heater 2017 ENERGY STAR | AEO 2021 - gas_water_heater 2017 ENERGY STAR | DHW_WH-Water Heating-PG&E-R7-14 | 1 | kBtu/hr | 0.0069474 | Commercial_College_New_Water Heating_Water Heater_TE 88%
Commercial_College_New_Water Heating_Natural Gas_Water Heater_E4 | Commercial | College | New | Water Heating | Natural Gas | Water Heater | E4 | TE 94% | 85.11% | 0% | 0% | 0.2092 | 0 | 0.010353 | 0 | 8 | 12 | 2019 | 2051 | 100% | 0 | 0 | 0% | Normal | 0% | 0.15768 | 0 | 0 | 1 kBtu/hr | 30000 | 0 | 0.0069474 | 22.4157 | 29.3 | 0 | 1.45 | 0 | 2017 | 1.0277 | AEO 2021 - gas_water_heater 2017 ENERGY STAR | AEO 2021 - gas_water_heater 2017 ENERGY STAR | DHW_WH-Water Heating-PG&E-R7-14 | 1 | kBtu/hr | 0.0069474 | Commercial_College_New_Water Heating_Water Heater_TE 94%
Commercial_College_New_Water Heating_Natural Gas_Water Heater_E5 | Commercial | College | New | Water Heating | Natural Gas | Water Heater | E5 | TE 96% | 83.33% | 0% | 0% | 0.21365 | 0 | 0.010573 | 0 | 8 | 12 | 2019 | 2051 | 100% | 0 | 0 | 0% | Normal | 0% | 0.15439 | 0 | 0 | 1 kBtu/hr | 30000 | 0 | 0.0069474 | 21.9487 | 29.9234 | 0 | 1.4809 | 0 | 2017 | 1.0277 | AEO 2021 - gas_water_heater 2017 ENERGY STAR | AEO 2021 - gas_water_heater 2017 ENERGY STAR | DHW_WH-Water Heating-PG&E-R7-14 | 1 | kBtu/hr | 0.0069474 | Commercial_College_New_Water Heating_Water Heater_TE 96%
Commercial_College_New_Water Heating_Natural Gas_Water Heater_E6 | Commercial | College | New | Water Heating | Natural Gas | Water Heater | E6 | Tankless | 81.63% | 0% | 0% | 0.23107 | 0 | 0.0024203 | 0 | 8 | 12 | 2019 | 2051 | 100% | 0 | 0 | 0% | Normal | 0% | 0.15124 | 0 | 0 | 1 kBtu/hr | 30000 | 0 | 0.0069474 | 21.5007 | 32.3633 | 0 | 0.33898 | 0 | 2017 | 1.0277 | EIA Ref. Case 2018 - Gas Tankless High Eff. | EIA Ref. Case 2018 - Gas Tankless High Eff. | DHW_WH-Water Heating-NMTRM-2016-7 | 1 | kBtu/hr | 0.0069474 | Commercial_College_New_Water Heating_Water Heater_Tankless
Commercial_College_New_Water Heating_Natural Gas_Water Heater_E7 | Commercial | College | New | Water Heating | Natural Gas | Water Heater | E7 | Gas-Fired Absorption HPWH | 75.47% | 0% | 0% | 0.3847 | 0 | 0 | 0 | 10 | 16 | 2019 | 2051 | 100% | 0 | 0 | 0% | Normal | 0% | 0.13983 | 0 | 0 | 1 kBtu/hr | 30000 | 0 | 0.0069474 | 19.878 | 56.3879 | 0 | 0 | 0 | 2020 | 0.98199 | DHW_WH-Water Heating-DOE-2014-2 | NEEA Report #E20-309, Robur Heat Pump Field Trial. March 11, 2020. | Engineering Calculation and NEEA Report #E20-309, Robur Heat Pump Field Trial. March 11, 2020. | 1 | kBtu/hr | 0.0069474 | Commercial_College_New_Water Heating_Water Heater_Gas-Fired Absorption HPWH
Commercial_College_New_Water Heating_Natural Gas_Water Heater_E8 | Commercial | College | New | Water Heating | Natural Gas | Water Heater | E8 |  | 0% | 0% | 0% | 0 | 0 | 0 | 0 | 0 | 0 | 0 | 0 | 0% | 0 | 0 | 0% | Normal | 0% | 0 | 0 | 0 | [17 empty] | Commercial_College_New_Water Heating_Water Heater_
Commercial_College_New_Water Heating_Natural Gas_Water Heater_E9 | Commercial | College | New | Water Heating | Natural Gas | Water Heater | E9 |  | 0% | 0% | 0% | 0 | 0 | 0 | 0 | 0 | 0 | 0 | 0 | 0% | 0 | 0 | 0% | Normal | 0% | 0 | 0 | 0 | [17 empty] | Commercial_College_New_Water Heating_Water Heater_
Commercial_College_New_Water Heating_Natural Gas_Water Heater_E10 | Commercial | College | New | Water Heating | Natural Gas | Water Heater | E10 |  | 0% | 0% | 0% | 0 | 0 | 0 | 0 | 0 | 0 | 0 | 0 | 0% | 0 | 0 | 0% | Normal | 0% | 0 | 0 | 0 | [17 empty] | Commercial_College_New_Water Heating_Water Heater_
Commercial_College_New_Food Preparation_Natural Gas_Oven_E1 | Commercial | College | New | Food Preparation | Natural Gas | Oven | E1 | Standard | 100% | 0% | 0% | 0.24986 | 0.0052698 | 0 | 0 | 10 | 14 | 2019 | 2051 | 100% | 0 | 0 | 0% | Normal | 0% | 0.026263 | 0 | 0 | 1 unit | 30000 | 0 | 3.2287e-05 | 813.4143 | 7112 | 150 | 0 | 0 | 2013 | 1.0881 | IL TRM - 4.2.1 - CI-FSE-CBOV-V02-160601 | ETO Measure Input Sheet - Com - Gas Convection Oven | IL TRM - 4.2.1 - CI-FSE-CBOV-V02-160601 | 1 | unit | 3.2287e-05 | Commercial_College_New_Food Preparation_Oven_Standard
Commercial_College_New_Food Preparation_Natural Gas_Oven_E2 | Commercial | College | New | Food Preparation | Natural Gas | Oven | E2 | ENERGY STAR (>44% Baking Efficiency) | 86.89% | 0% | 0% | 0.26349 | 0.0052698 | 0 | 0 | 10 | 14 | 2019 | 2051 | 100% | 0 | 0 | 0% | Normal | 0% | 0.022818 | 0 | 0 | 1 unit | 30000 | 0 | 3.2287e-05 | 706.739 | 7500 | 150 | 0 | 0 | 2013 | 1.0881 | IL TRM - 4.2.1 - CI-FSE-CBOV-V02-160601 | EIA 2018 Tech Forecast | ETO Measure Input Sheet | 1 | unit | 3.2287e-05 | Commercial_College_New_Food Preparation_Oven_ENERGY STAR (>44% Baking Efficiency)
Commercial_College_New_Food Preparation_Natural Gas_Oven_E3 | Commercial | College | New | Food Preparation | Natural Gas | Oven | E3 |  | 0% | 0% | 0% | 0 | 0 | 0 | 0 | 0 | 0 | 0 | 0 | 0% | 0 | 0 | 0% | Normal | 0% | 0 | 0 | 0 | [17 empty] | Commercial_College_New_Food Preparation_Oven_
Commercial_College_New_Food Preparation_Natural Gas_Oven_E4 | Commercial | College | New | Food Preparation | Natural Gas | Oven | E4 |  | 0% | 0% | 0% | 0 | 0 | 0 | 0 | 0 | 0 | 0 | 0 | 0% | 0 | 0 | 0% | Normal | 0% | 0 | 0 | 0 | [17 empty] | Commercial_College_New_Food Preparation_Oven_
Commercial_College_New_Food Preparation_Natural Gas_Oven_E5 | Commercial | College | New | Food Preparation | Natural Gas | Oven | E5 |  | 0% | 0% | 0% | 0 | 0 | 0 | 0 | 0 | 0 | 0 | 0 | 0% | 0 | 0 | 0% | Normal | 0% | 0 | 0 | 0 | [17 empty] | Commercial_College_New_Food Preparation_Oven_
Commercial_College_New_Food Preparation_Natural Gas_Oven_E6 | Commercial | College | New | Food Preparation | Natural Gas | Oven | E6 |  | 0% | 0% | 0% | 0 | 0 | 0 | 0 | 0 | 0 | 0 | 0 | 0% | 0 | 0 | 0% | Normal | 0% | 0 | 0 | 0 | [17 empty] | Commercial_College_New_Food Preparation_Oven_
Commercial_College_New_Food Preparation_Natural Gas_Oven_E7 | Commercial | College | New | Food Preparation | Natural Gas | Oven | E7 |  | 0% | 0% | 0% | 0 | 0 | 0 | 0 | 0 | 0 | 0 | 0 | 0% | 0 | 0 | 0% | Normal | 0% | 0 | 0 | 0 | [17 empty] | Commercial_College_New_Food Preparation_Oven_
Commercial_College_New_Food Preparation_Natural Gas_Oven_E8 | Commercial | College | New | Food Preparation | Natural Gas | Oven | E8 |  | 0% | 0% | 0% | 0 | 0 | 0 | 0 | 0 | 0 | 0 | 0 | 0% | 0 | 0 | 0% | Normal | 0% | 0 | 0 | 0 | [17 empty] | Commercial_College_New_Food Preparation_Oven_
Commercial_College_New_Food Preparation_Natural Gas_Oven_E9 | Commercial | College | New | Food Preparation | Natural Gas | Oven | E9 |  | 0% | 0% | 0% | 0 | 0 | 0 | 0 | 0 | 0 | 0 | 0 | 0% | 0 | 0 | 0% | Normal | 0% | 0 | 0 | 0 | [17 empty] | Commercial_College_New_Food Preparation_Oven_
Commercial_College_New_Food Preparation_Natural Gas_Oven_E10 | Commercial | College | New | Food Preparation | Natural Gas | Oven | E10 |  | 0% | 0% | 0% | 0 | 0 | 0 | 0 | 0 | 0 | 0 | 0 | 0% | 0 | 0 | 0% | Normal | 0% | 0 | 0 | 0 | [17 empty] | Commercial_College_New_Food Preparation_Oven_
Commercial_College_New_Food Preparation_Natural Gas_Conveyor Oven_E1 | Commercial | College | New | Food Preparation | Natural Gas | Conveyor Oven | E1 | Standard | 100% | 0% | 0% | 0.17909 | 0 | 0 | 0 | 15 | 19 | 2019 | 2051 | 100% | 0 | 0 | 0% | Normal | 0% | 0.048294 | 0 | 0 | 1 unit | 30000 | 0 | 1.6737e-05 | 2885.475 | 10177 | 0 | 0 | 0 | 2015 | 1.0514 | IL TRM - 4.2.4 - CI-FSE-CVOV-V02-180101 | PGE Workpaper, PGECOFST117 R5, 2015 | MN TRM 3.1 - Gas Conveyor Oven v1.1 | 1 | unit | 1.6737e-05 | Commercial_College_New_Food Preparation_Conveyor Oven_Standard
Commercial_College_New_Food Preparation_Natural Gas_Conveyor Oven_E2 | Commercial | College | New | Food Preparation | Natural Gas | Conveyor Oven | E2 | Efficient (>44% Baking Efficiency) | 76.02% | 0% | 0% | 0.21833 | 0 | 0 | 0 | 15 | 19 | 2019 | 2051 | 100% | 0 | 0 | 0% | Normal | 0% | 0.036711 | 0 | 0 | 1 unit | 30000 | 0 | 1.6737e-05 | 2193.4093 | 12407 | 0 | 0 | 0 | 2015 | 1.0514 | IL TRM - 4.2.4 - CI-FSE-CVOV-V02-180101 | PGE Workpaper, PGECOFST117 R5, 2015 | MN TRM 3.1 - Gas Conveyor Oven v1.1 | 1 | unit | 1.6737e-05 | Commercial_College_New_Food Preparation_Conveyor Oven_Efficient (>44% Baking Efficiency)
Commercial_College_New_Food Preparation_Natural Gas_Conveyor Oven_E3 | Commercial | College | New | Food Preparation | Natural Gas | Conveyor Oven | E3 |  | 0% | 0% | 0% | 0 | 0 | 0 | 0 | 0 | 0 | 0 | 0 | 0% | 0 | 0 | 0% | Normal | 0% | 0 | 0 | 0 | [17 empty] | Commercial_College_New_Food Preparation_Conveyor Oven_
Commercial_College_New_Food Preparation_Natural Gas_Conveyor Oven_E4 | Commercial | College | New | Food Preparation | Natural Gas | Conveyor Oven | E4 |  | 0% | 0% | 0% | 0 | 0 | 0 | 0 | 0 | 0 | 0 | 0 | 0% | 0 | 0 | 0% | Normal | 0% | 0 | 0 | 0 | [17 empty] | Commercial_College_New_Food Preparation_Conveyor Oven_
Commercial_College_New_Food Preparation_Natural Gas_Conveyor Oven_E5 | Commercial | College | New | Food Preparation | Natural Gas | Conveyor Oven | E5 |  | 0% | 0% | 0% | 0 | 0 | 0 | 0 | 0 | 0 | 0 | 0 | 0% | 0 | 0 | 0% | Normal | 0% | 0 | 0 | 0 | [17 empty] | Commercial_College_New_Food Preparation_Conveyor Oven_
Commercial_College_New_Food Preparation_Natural Gas_Conveyor Oven_E6 | Commercial | College | New | Food Preparation | Natural Gas | Conveyor Oven | E6 |  | 0% | 0% | 0% | 0 | 0 | 0 | 0 | 0 | 0 | 0 | 0 | 0% | 0 | 0 | 0% | Normal | 0% | 0 | 0 | 0 | [17 empty] | Commercial_College_New_Food Preparation_Conveyor Oven_
Commercial_College_New_Food Preparation_Natural Gas_Conveyor Oven_E7 | Commercial | College | New | Food Preparation | Natural Gas | Conveyor Oven | E7 |  | 0% | 0% | 0% | 0 | 0 | 0 | 0 | 0 | 0 | 0 | 0 | 0% | 0 | 0 | 0% | Normal | 0% | 0 | 0 | 0 | [17 empty] | Commercial_College_New_Food Preparation_Conveyor Oven_
Commercial_College_New_Food Preparation_Natural Gas_Conveyor Oven_E8 | Commercial | College | New | Food Preparation | Natural Gas | Conveyor Oven | E8 |  | 0% | 0% | 0% | 0 | 0 | 0 | 0 | 0 | 0 | 0 | 0 | 0% | 0 | 0 | 0% | Normal | 0% | 0 | 0 | 0 | [17 empty] | Commercial_College_New_Food Preparation_Conveyor Oven_
Commercial_College_New_Food Preparation_Natural Gas_Conveyor Oven_E9 | Commercial | College | New | Food Preparation | Natural Gas | Conveyor Oven | E9 |  | 0% | 0% | 0% | 0 | 0 | 0 | 0 | 0 | 0 | 0 | 0 | 0% | 0 | 0 | 0% | Normal | 0% | 0 | 0 | 0 | [17 empty] | Commercial_College_New_Food Preparation_Conveyor Oven_
Commercial_College_New_Food Preparation_Natural Gas_Conveyor Oven_E10 | Commercial | College | New | Food Preparation | Natural Gas | Conveyor Oven | E10 |  | 0% | 0% | 0% | 0 | 0 | 0 | 0 | 0 | 0 | 0 | 0 | 0% | 0 | 0 | 0% | Normal | 0% | 0 | 0 | 0 | [17 empty] | Commercial_College_New_Food Preparation_Conveyor Oven_
Commercial_College_New_Food Preparation_Natural Gas_Double Rack Oven_E1 | Commercial | College | New | Food Preparation | Natural Gas | Double Rack Oven | E1 | Standard | 100% | 0% | 0% | 0.26337 | 0 | 0 | 0 | 10 | 14 | 2019 | 2051 | 100% | 0 | 0 | 0% | Normal | 0% | 0.086067 | 0 | 0 | 1 unit | 30000 | 0 | 2.0265e-05 | 4247.1 | 12513 | 0 | 0 | 0 | 2016 | 1.0386 | IL TRM - 4.2.18 - CI-FSE-RKOV-VO2-180101 | PGE Workpaper, PGECOFST109 R6, 2016 | IL TRM - 4.2.18 - CI-FSE-RKOV-VO2-180101 | 1 | unit | 2.0265e-05 | Commercial_College_New_Food Preparation_Double Rack Oven_Standard
Commercial_College_New_Food Preparation_Natural Gas_Double Rack Oven_E2 | Commercial | College | New | Food Preparation | Natural Gas | Double Rack Oven | E2 | FTSC Qualified (>50% Cooking Efficiency) | 54.55% | 0% | 0% | 0.35025 | 0 | 0 | 0 | 10 | 14 | 2019 | 2051 | 100% | 0 | 0 | 0% | Normal | 0% | 0.046946 | 0 | 0 | 1 unit | 30000 | 0 | 2.0265e-05 | 2316.6 | 16641 | 0 | 0 | 0 | 2016 | 1.0386 | IL TRM - 4.2.18 - CI-FSE-RKOV-VO2-180101 | PGE Workpaper, PGECOFST109 R6, 2016 | IL TRM - 4.2.18 - CI-FSE-RKOV-VO2-180101 | 1 | unit | 2.0265e-05 | Commercial_College_New_Food Preparation_Double Rack Oven_FTSC Qualified (>50% Cooking Efficiency)
Commercial_College_New_Food Preparation_Natural Gas_Double Rack Oven_E3 | Commercial | College | New | Food Preparation | Natural Gas | Double Rack Oven | E3 |  | 0% | 0% | 0% | 0 | 0 | 0 | 0 | 0 | 0 | 0 | 0 | 0% | 0 | 0 | 0% | Normal | 0% | 0 | 0 | 0 | [17 empty] | Commercial_College_New_Food Preparation_Double Rack Oven_
Commercial_College_New_Food Preparation_Natural Gas_Double Rack Oven_E4 | Commercial | College | New | Food Preparation | Natural Gas | Double Rack Oven | E4 |  | 0% | 0% | 0% | 0 | 0 | 0 | 0 | 0 | 0 | 0 | 0 | 0% | 0 | 0 | 0% | Normal | 0% | 0 | 0 | 0 | [17 empty] | Commercial_College_New_Food Preparation_Double Rack Oven_
Commercial_College_New_Food Preparation_Natural Gas_Double Rack Oven_E5 | Commercial | College | New | Food Preparation | Natural Gas | Double Rack Oven | E5 |  | 0% | 0% | 0% | 0 | 0 | 0 | 0 | 0 | 0 | 0 | 0 | 0% | 0 | 0 | 0% | Normal | 0% | 0 | 0 | 0 | [17 empty] | Commercial_College_New_Food Preparation_Double Rack Oven_
Commercial_College_New_Food Preparation_Natural Gas_Double Rack Oven_E6 | Commercial | College | New | Food Preparation | Natural Gas | Double Rack Oven | E6 |  | 0% | 0% | 0% | 0 | 0 | 0 | 0 | 0 | 0 | 0 | 0 | 0% | 0 | 0 | 0% | Normal | 0% | 0 | 0 | 0 | [17 empty] | Commercial_College_New_Food Preparation_Double Rack Oven_
Commercial_College_New_Food Preparation_Natural Gas_Double Rack Oven_E7 | Commercial | College | New | Food Preparation | Natural Gas | Double Rack Oven | E7 |  | 0% | 0% | 0% | 0 | 0 | 0 | 0 | 0 | 0 | 0 | 0 | 0% | 0 | 0 | 0% | Normal | 0% | 0 | 0 | 0 | [17 empty] | Commercial_College_New_Food Preparation_Double Rack Oven_
Commercial_College_New_Food Preparation_Natural Gas_Double Rack Oven_E8 | Commercial | College | New | Food Preparation | Natural Gas | Double Rack Oven | E8 |  | 0% | 0% | 0% | 0 | 0 | 0 | 0 | 0 | 0 | 0 | 0 | 0% | 0 | 0 | 0% | Normal | 0% | 0 | 0 | 0 | [17 empty] | Commercial_College_New_Food Preparation_Double Rack Oven_
Commercial_College_New_Food Preparation_Natural Gas_Double Rack Oven_E9 | Commercial | College | New | Food Preparation | Natural Gas | Double Rack Oven | E9 |  | 0% | 0% | 0% | 0 | 0 | 0 | 0 | 0 | 0 | 0 | 0 | 0% | 0 | 0 | 0% | Normal | 0% | 0 | 0 | 0 | [17 empty] | Commercial_College_New_Food Preparation_Double Rack Oven_
Commercial_College_New_Food Preparation_Natural Gas_Double Rack Oven_E10 | Commercial | College | New | Food Preparation | Natural Gas | Double Rack Oven | E10 |  | 0% | 0% | 0% | 0 | 0 | 0 | 0 | 0 | 0 | 0 | 0 | 0% | 0 | 0 | 0% | Normal | 0% | 0 | 0 | 0 | [17 empty] | Commercial_College_New_Food Preparation_Double Rack Oven_
Commercial_College_New_Food Preparation_Natural Gas_Fryer_E1 | Commercial | College | New | Food Preparation | Natural Gas | Fryer | E1 | Standard | 100% | 0% | 0% | 0.13511 | 0 | 0 | 0 | 4 | 7 | 2019 | 2021 | 100% | 0 | 0 | 0% | Normal | 0% | 0.043581 | 0 | 0 | 1 unit | 30000 | 0 | 3.849e-05 | 1132.275 | 3379.7321 | 0 | 0 | 0 | 2016 | 1.0386 | RTF Wkbk - ComCookingFryer_v3_3 | RTF Wkbk - ComCookingFryer_v3_3 | RTF Wkbk - ComCookingFryer_v3_3 | 1 | unit | 3.849e-05 | Commercial_College_New_Food Preparation_Fryer_Standard
Commercial_College_New_Food Preparation_Natural Gas_Fryer_E2 | Commercial | College | New | Food Preparation | Natural Gas | Fryer | E2 | ENERGY STAR | 61.29% | 0% | 0% | 0.16983 | 0 | 0 | 0 | 4 | 7 | 2019 | 2051 | 100% | 0 | 0 | 0% | Normal | 0% | 0.026711 | 0 | 0 | 1 unit | 30000 | 0 | 3.849e-05 | 693.975 | 4248.3333 | 0 | 0 | 0 | 2016 | 1.0386 | RTF Wkbk - ComCookingFryer_v3_3 | RTF Wkbk - ComCookingFryer_v3_3 | RTF Wkbk - ComCookingFryer_v3_3 | 1 | unit | 3.849e-05 | Commercial_College_New_Food Preparation_Fryer_ENERGY STAR
Commercial_College_New_Food Preparation_Natural Gas_Fryer_E3 | Commercial | College | New | Food Preparation | Natural Gas | Fryer | E3 |  | 0% | 0% | 0% | 0 | 0 | 0 | 0 | 0 | 0 | 0 | 0 | 0% | 0 | 0 | 0% | Normal | 0% | 0 | 0 | 0 | [17 empty] | Commercial_College_New_Food Preparation_Fryer_
Commercial_College_New_Food Preparation_Natural Gas_Fryer_E4 | Commercial | College | New | Food Preparation | Natural Gas | Fryer | E4 |  | 0% | 0% | 0% | 0 | 0 | 0 | 0 | 0 | 0 | 0 | 0 | 0% | 0 | 0 | 0% | Normal | 0% | 0 | 0 | 0 | [17 empty] | Commercial_College_New_Food Preparation_Fryer_
Commercial_College_New_Food Preparation_Natural Gas_Fryer_E5 | Commercial | College | New | Food Preparation | Natural Gas | Fryer | E5 |  | 0% | 0% | 0% | 0 | 0 | 0 | 0 | 0 | 0 | 0 | 0 | 0% | 0 | 0 | 0% | Normal | 0% | 0 | 0 | 0 | [17 empty] | Commercial_College_New_Food Preparation_Fryer_
Commercial_College_New_Food Preparation_Natural Gas_Fryer_E6 | Commercial | College | New | Food Preparation | Natural Gas | Fryer | E6 |  | 0% | 0% | 0% | 0 | 0 | 0 | 0 | 0 | 0 | 0 | 0 | 0% | 0 | 0 | 0% | Normal | 0% | 0 | 0 | 0 | [17 empty] | Commercial_College_New_Food Preparation_Fryer_
Commercial_College_New_Food Preparation_Natural Gas_Fryer_E7 | Commercial | College | New | Food Preparation | Natural Gas | Fryer | E7 |  | 0% | 0% | 0% | 0 | 0 | 0 | 0 | 0 | 0 | 0 | 0 | 0% | 0 | 0 | 0% | Normal | 0% | 0 | 0 | 0 | [17 empty] | Commercial_College_New_Food Preparation_Fryer_
Commercial_College_New_Food Preparation_Natural Gas_Fryer_E8 | Commercial | College | New | Food Preparation | Natural Gas | Fryer | E8 |  | 0% | 0% | 0% | 0 | 0 | 0 | 0 | 0 | 0 | 0 | 0 | 0% | 0 | 0 | 0% | Normal | 0% | 0 | 0 | 0 | [17 empty] | Commercial_College_New_Food Preparation_Fryer_
Commercial_College_New_Food Preparation_Natural Gas_Fryer_E9 | Commercial | College | New | Food Preparation | Natural Gas | Fryer | E9 |  | 0% | 0% | 0% | 0 | 0 | 0 | 0 | 0 | 0 | 0 | 0 | 0% | 0 | 0 | 0% | Normal | 0% | 0 | 0 | 0 | [17 empty] | Commercial_College_New_Food Preparation_Fryer_
Commercial_College_New_Food Preparation_Natural Gas_Fryer_E10 | Commercial | College | New | Food Preparation | Natural Gas | Fryer | E10 |  | 0% | 0% | 0% | 0 | 0 | 0 | 0 | 0 | 0 | 0 | 0 | 0% | 0 | 0 | 0% | Normal | 0% | 0 | 0 | 0 | [17 empty] | Commercial_College_New_Food Preparation_Fryer_
Commercial_College_New_Food Preparation_Natural Gas_Broiler_E1 | Commercial | College | New | Food Preparation | Natural Gas | Broiler | E1 | Standard | 100% | 0% | 0% | 0.19951 | 0 | 0 | 0 | 10 | 14 | 2019 | 2051 | 100% | 0 | 0 | 0% | Normal | 0% | 0.047522 | 0 | 0 | 1 unit | 30000 | 0 | 7.0647e-05 | 672.672 | 2500 | 0 | 0 | 0 | 2011 | 1.1296 | IL TRM - 4.2.14 - CI-FSE-IRBL-V02-180101 | Estimate | IL TRM - 4.2.14 - CI-FSE-IRBL-V02-180101 | 1 | unit | 7.0647e-05 | Commercial_College_New_Food Preparation_Broiler_Standard
Commercial_College_New_Food Preparation_Natural Gas_Broiler_E2 | Commercial | College | New | Food Preparation | Natural Gas | Broiler | E2 | Infrared Burners | 64.29% | 0% | 0% | 0.27931 | 0 | 0 | 0 | 10 | 14 | 2019 | 2051 | 100% | 0 | 0 | 0% | Normal | 0% | 0.03055 | 0 | 0 | 1 unit | 30000 | 0 | 7.0647e-05 | 432.432 | 3500 | 0 | 0 | 0 | 2011 | 1.1296 | IL TRM - 4.2.14 - CI-FSE-IRBL-V02-180101 | IL TRM - 4.2.14 - CI-FSE-IRBL-V02-180101 | IL TRM - 4.2.14 - CI-FSE-IRBL-V02-180101 | 1 | unit | 7.0647e-05 | Commercial_College_New_Food Preparation_Broiler_Infrared Burners
Commercial_College_New_Food Preparation_Natural Gas_Broiler_E3 | Commercial | College | New | Food Preparation | Natural Gas | Broiler | E3 |  | 0% | 0% | 0% | 0 | 0 | 0 | 0 | 0 | 0 | 0 | 0 | 0% | 0 | 0 | 0% | Normal | 0% | 0 | 0 | 0 | [17 empty] | Commercial_College_New_Food Preparation_Broiler_
Commercial_College_New_Food Preparation_Natural Gas_Broiler_E4 | Commercial | College | New | Food Preparation | Natural Gas | Broiler | E4 |  | 0% | 0% | 0% | 0 | 0 | 0 | 0 | 0 | 0 | 0 | 0 | 0% | 0 | 0 | 0% | Normal | 0% | 0 | 0 | 0 | [17 empty] | Commercial_College_New_Food Preparation_Broiler_
Commercial_College_New_Food Preparation_Natural Gas_Broiler_E5 | Commercial | College | New | Food Preparation | Natural Gas | Broiler | E5 |  | 0% | 0% | 0% | 0 | 0 | 0 | 0 | 0 | 0 | 0 | 0 | 0% | 0 | 0 | 0% | Normal | 0% | 0 | 0 | 0 | [17 empty] | Commercial_College_New_Food Preparation_Broiler_
Commercial_College_New_Food Preparation_Natural Gas_Broiler_E6 | Commercial | College | New | Food Preparation | Natural Gas | Broiler | E6 |  | 0% | 0% | 0% | 0 | 0 | 0 | 0 | 0 | 0 | 0 | 0 | 0% | 0 | 0 | 0% | Normal | 0% | 0 | 0 | 0 | [17 empty] | Commercial_College_New_Food Preparation_Broiler_
Commercial_College_New_Food Preparation_Natural Gas_Broiler_E7 | Commercial | College | New | Food Preparation | Natural Gas | Broiler | E7 |  | 0% | 0% | 0% | 0 | 0 | 0 | 0 | 0 | 0 | 0 | 0 | 0% | 0 | 0 | 0% | Normal | 0% | 0 | 0 | 0 | [17 empty] | Commercial_College_New_Food Preparation_Broiler_
Commercial_College_New_Food Preparation_Natural Gas_Broiler_E8 | Commercial | College | New | Food Preparation | Natural Gas | Broiler | E8 |  | 0% | 0% | 0% | 0 | 0 | 0 | 0 | 0 | 0 | 0 | 0 | 0% | 0 | 0 | 0% | Normal | 0% | 0 | 0 | 0 | [17 empty] | Commercial_College_New_Food Preparation_Broiler_
Commercial_College_New_Food Preparation_Natural Gas_Broiler_E9 | Commercial | College | New | Food Preparation | Natural Gas | Broiler | E9 |  | 0% | 0% | 0% | 0 | 0 | 0 | 0 | 0 | 0 | 0 | 0 | 0% | 0 | 0 | 0% | Normal | 0% | 0 | 0 | 0 | [17 empty] | Commercial_College_New_Food Preparation_Broiler_
Commercial_College_New_Food Preparation_Natural Gas_Broiler_E10 | Commercial | College | New | Food Preparation | Natural Gas | Broiler | E10 |  | 0% | 0% | 0% | 0 | 0 | 0 | 0 | 0 | 0 | 0 | 0 | 0% | 0 | 0 | 0% | Normal | 0% | 0 | 0 | 0 | [17 empty] | Commercial_College_New_Food Preparation_Broiler_
Commercial_College_New_Food Preparation_Natural Gas_Griddle_E1 | Commercial | College | New | Food Preparation | Natural Gas | Griddle | E1 | Standard | 100% | 0% | 0% | 0.1334 | 0 | 0 | 0 | 10 | 14 | 2019 | 2051 | 100% | 0 | 0 | 0% | Normal | 0% | 0.029326 | 0 | 0 | 1 unit | 30000 | 0 | 2.3806e-05 | 1231.891 | 5150 | 0 | 0 | 0 | 2013 | 1.0881 | IL TRM - 4.2.8 - CI-FSE-ESGR-V04-200101 | COOK_GRD-Food Preparation-EIA14-2014 Ref. Case-5 | IL TRM - 4.2.8 - CI-FSE-ESGR-V04-200101 | 1 | unit | 2.3806e-05 | Commercial_College_New_Food Preparation_Griddle_Standard
Commercial_College_New_Food Preparation_Natural Gas_Griddle_E2 | Commercial | College | New | Food Preparation | Natural Gas | Griddle | E2 | ENERGY STAR | 91.65% | 0% | 0% | 0.16578 | 0 | 0 | 0 | 10 | 14 | 2019 | 2051 | 100% | 0 | 0 | 0% | Normal | 0% | 0.026878 | 0 | 0 | 1 unit | 30000 | 0 | 2.3806e-05 | 1129.0497 | 6400 | 0 | 0 | 0 | 2013 | 1.0881 | IL TRM - 4.2.8 - CI-FSE-ESGR-V04-200101 | ETO Measure Input Sheet - Com - Gas Griddle | ETO Measure Input Sheet - Com - Gas Griddle | 1 | unit | 2.3806e-05 | Commercial_College_New_Food Preparation_Griddle_ENERGY STAR
Commercial_College_New_Food Preparation_Natural Gas_Griddle_E3 | Commercial | College | New | Food Preparation | Natural Gas | Griddle | E3 |  | 0% | 0% | 0% | 0 | 0 | 0 | 0 | 0 | 0 | 0 | 0 | 0% | 0 | 0 | 0% | Normal | 0% | 0 | 0 | 0 | [17 empty] | Commercial_College_New_Food Preparation_Griddle_
Commercial_College_New_Food Preparation_Natural Gas_Griddle_E4 | Commercial | College | New | Food Preparation | Natural Gas | Griddle | E4 |  | 0% | 0% | 0% | 0 | 0 | 0 | 0 | 0 | 0 | 0 | 0 | 0% | 0 | 0 | 0% | Normal | 0% | 0 | 0 | 0 | [17 empty] | Commercial_College_New_Food Preparation_Griddle_
Commercial_College_New_Food Preparation_Natural Gas_Griddle_E5 | Commercial | College | New | Food Preparation | Natural Gas | Griddle | E5 |  | 0% | 0% | 0% | 0 | 0 | 0 | 0 | 0 | 0 | 0 | 0 | 0% | 0 | 0 | 0% | Normal | 0% | 0 | 0 | 0 | [17 empty] | Commercial_College_New_Food Preparation_Griddle_
Commercial_College_New_Food Preparation_Natural Gas_Griddle_E6 | Commercial | College | New | Food Preparation | Natural Gas | Griddle | E6 |  | 0% | 0% | 0% | 0 | 0 | 0 | 0 | 0 | 0 | 0 | 0 | 0% | 0 | 0 | 0% | Normal | 0% | 0 | 0 | 0 | [17 empty] | Commercial_College_New_Food Preparation_Griddle_
Commercial_College_New_Food Preparation_Natural Gas_Griddle_E7 | Commercial | College | New | Food Preparation | Natural Gas | Griddle | E7 |  | 0% | 0% | 0% | 0 | 0 | 0 | 0 | 0 | 0 | 0 | 0 | 0% | 0 | 0 | 0% | Normal | 0% | 0 | 0 | 0 | [17 empty] | Commercial_College_New_Food Preparation_Griddle_
Commercial_College_New_Food Preparation_Natural Gas_Griddle_E8 | Commercial | College | New | Food Preparation | Natural Gas | Griddle | E8 |  | 0% | 0% | 0% | 0 | 0 | 0 | 0 | 0 | 0 | 0 | 0 | 0% | 0 | 0 | 0% | Normal | 0% | 0 | 0 | 0 | [17 empty] | Commercial_College_New_Food Preparation_Griddle_
Commercial_College_New_Food Preparation_Natural Gas_Griddle_E9 | Commercial | College | New | Food Preparation | Natural Gas | Griddle | E9 |  | 0% | 0% | 0% | 0 | 0 | 0 | 0 | 0 | 0 | 0 | 0 | 0% | 0 | 0 | 0% | Normal | 0% | 0 | 0 | 0 | [17 empty] | Commercial_College_New_Food Preparation_Griddle_
Commercial_College_New_Food Preparation_Natural Gas_Griddle_E10 | Commercial | College | New | Food Preparation | Natural Gas | Griddle | E10 |  | 0% | 0% | 0% | 0 | 0 | 0 | 0 | 0 | 0 | 0 | 0 | 0% | 0 | 0 | 0% | Normal | 0% | 0 | 0 | 0 | [17 empty] | Commercial_College_New_Food Preparation_Griddle_
Commercial_College_New_Food Preparation_Natural Gas_Range_E1 | Commercial | College | New | Food Preparation | Natural Gas | Range | E1 | Standard | 100% | 0% | 0% | 0.22216 | 0 | 0 | 0 | 8 | 12 | 2019 | 2051 | 100% | 0 | 0 | 0% | Normal | 0% | 0.034819 | 0 | 0 | 1 unit | 30000 | 0 | 2.9016e-05 | 1200 | 7450 | 0 | 0 | 0 | 2017 | 1.0277 | COOK_OVN-Food Preparation-AEO17-1 | EIA 2018 Tech Forecast | Navigant 2009 | 1 | unit | 2.9016e-05 | Commercial_College_New_Food Preparation_Range_Standard
Commercial_College_New_Food Preparation_Natural Gas_Range_E2 | Commercial | College | New | Food Preparation | Natural Gas | Range | E2 | High Efficiency | 75% | 0% | 0% | 0.22219 | 0 | 0 | 0 | 8 | 12 | 2019 | 2051 | 100% | 0 | 0 | 0% | Normal | 0% | 0.026114 | 0 | 0 | 1 unit | 30000 | 0 | 2.9016e-05 | 900 | 7451 | 0 | 0 | 0 | 2017 | 1.0277 | COOK_OVN-Food Preparation-AEO17-1 | EIA 2018 Tech Forecast | EIA 2018 Tech Forecast | 1 | unit | 2.9016e-05 | Commercial_College_New_Food Preparation_Range_High Efficiency
Commercial_College_New_Food Preparation_Natural Gas_Range_E3 | Commercial | College | New | Food Preparation | Natural Gas | Range | E3 |  | 0% | 0% | 0% | 0 | 0 | 0 | 0 | 0 | 0 | 0 | 0 | 0% | 0 | 0 | 0% | Normal | 0% | 0 | 0 | 0 | [17 empty] | Commercial_College_New_Food Preparation_Range_
Commercial_College_New_Food Preparation_Natural Gas_Range_E4 | Commercial | College | New | Food Preparation | Natural Gas | Range | E4 |  | 0% | 0% | 0% | 0 | 0 | 0 | 0 | 0 | 0 | 0 | 0 | 0% | 0 | 0 | 0% | Normal | 0% | 0 | 0 | 0 | [17 empty] | Commercial_College_New_Food Preparation_Range_
Commercial_College_New_Food Preparation_Natural Gas_Range_E5 | Commercial | College | New | Food Preparation | Natural Gas | Range | E5 |  | 0% | 0% | 0% | 0 | 0 | 0 | 0 | 0 | 0 | 0 | 0 | 0% | 0 | 0 | 0% | Normal | 0% | 0 | 0 | 0 | [17 empty] | Commercial_College_New_Food Preparation_Range_
Commercial_College_New_Food Preparation_Natural Gas_Range_E6 | Commercial | College | New | Food Preparation | Natural Gas | Range | E6 |  | 0% | 0% | 0% | 0 | 0 | 0 | 0 | 0 | 0 | 0 | 0 | 0% | 0 | 0 | 0% | Normal | 0% | 0 | 0 | 0 | [17 empty] | Commercial_College_New_Food Preparation_Range_
Commercial_College_New_Food Preparation_Natural Gas_Range_E7 | Commercial | College | New | Food Preparation | Natural Gas | Range | E7 |  | 0% | 0% | 0% | 0 | 0 | 0 | 0 | 0 | 0 | 0 | 0 | 0% | 0 | 0 | 0% | Normal | 0% | 0 | 0 | 0 | [17 empty] | Commercial_College_New_Food Preparation_Range_
Commercial_College_New_Food Preparation_Natural Gas_Range_E8 | Commercial | College | New | Food Preparation | Natural Gas | Range | E8 |  | 0% | 0% | 0% | 0 | 0 | 0 | 0 | 0 | 0 | 0 | 0 | 0% | 0 | 0 | 0% | Normal | 0% | 0 | 0 | 0 | [17 empty] | Commercial_College_New_Food Preparation_Range_
Commercial_College_New_Food Preparation_Natural Gas_Range_E9 | Commercial | College | New | Food Preparation | Natural Gas | Range | E9 |  | 0% | 0% | 0% | 0 | 0 | 0 | 0 | 0 | 0 | 0 | 0 | 0% | 0 | 0 | 0% | Normal | 0% | 0 | 0 | 0 | [17 empty] | Commercial_College_New_Food Preparation_Range_
Commercial_College_New_Food Preparation_Natural Gas_Range_E10 | Commercial | College | New | Food Preparation | Natural Gas | Range | E10 |  | 0% | 0% | 0% | 0 | 0 | 0 | 0 | 0 | 0 | 0 | 0 | 0% | 0 | 0 | 0% | Normal | 0% | 0 | 0 | 0 | [17 empty] | Commercial_College_New_Food Preparation_Range_
Commercial_College_New_Food Preparation_Natural Gas_Steamer_E1 | Commercial | College | New | Food Preparation | Natural Gas | Steamer | E1 | Standard | 100% | 0% | 0% | 0.65822 | 0 | 0 | 0 | 8 | 16 | 2019 | 2021 | 100% | 0 | 0 | 0% | Normal | 0% | 0.069152 | 0 | 0 | 1 unit | 30000 | 0 | 4.5286e-05 | 1527.0152 | 13100 | 0 | 0 | 0 | 2012 | 1.1095 | IL TRM - 4.2.3 - CI-FSE-STMC-V05-190101 | DOE Commercial R&D 2016 - Table 2-10 | IL TRM - 4.2.3 - CI-FSE-STMC-V05-190101 | 1 | unit | 4.5286e-05 | Commercial_College_New_Food Preparation_Steamer_Standard
Commercial_College_New_Food Preparation_Natural Gas_Steamer_E2 | Commercial | College | New | Food Preparation | Natural Gas | Steamer | E2 | ENERGY STAR | 43.38% | 0% | 0% | 0.77228 | 0 | -0.00013214 | 0 | 8 | 16 | 2019 | 2051 | 100% | 0 | 0 | 0% | Normal | 0% | 0.03 | 0 | 0 | 1 unit | 30000 | 0 | 4.5286e-05 | 662.4553 | 15370 | 0 | -2.6298 | 0 | 2012 | 1.1095 | IL TRM - 4.2.3 - CI-FSE-STMC-V05-190101 | ETO Measure Input Sheet - Com - Gas Steamer | ETO Measure Input Sheet - Com - Gas Steamer | 1 | unit | 4.5286e-05 | Commercial_College_New_Food Preparation_Steamer_ENERGY STAR
Commercial_College_New_Food Preparation_Natural Gas_Steamer_E3 | Commercial | College | New | Food Preparation | Natural Gas | Steamer | E3 |  | 0% | 0% | 0% | 0 | 0 | 0 | 0 | 0 | 0 | 0 | 0 | 0% | 0 | 0 | 0% | Normal | 0% | 0 | 0 | 0 | [17 empty] | Commercial_College_New_Food Preparation_Steamer_
Commercial_College_New_Food Preparation_Natural Gas_Steamer_E4 | Commercial | College | New | Food Preparation | Natural Gas | Steamer | E4 |  | 0% | 0% | 0% | 0 | 0 | 0 | 0 | 0 | 0 | 0 | 0 | 0% | 0 | 0 | 0% | Normal | 0% | 0 | 0 | 0 | [17 empty] | Commercial_College_New_Food Preparation_Steamer_
Commercial_College_New_Food Preparation_Natural Gas_Steamer_E5 | Commercial | College | New | Food Preparation | Natural Gas | Steamer | E5 |  | 0% | 0% | 0% | 0 | 0 | 0 | 0 | 0 | 0 | 0 | 0 | 0% | 0 | 0 | 0% | Normal | 0% | 0 | 0 | 0 | [17 empty] | Commercial_College_New_Food Preparation_Steamer_
Commercial_College_New_Food Preparation_Natural Gas_Steamer_E6 | Commercial | College | New | Food Preparation | Natural Gas | Steamer | E6 |  | 0% | 0% | 0% | 0 | 0 | 0 | 0 | 0 | 0 | 0 | 0 | 0% | 0 | 0 | 0% | Normal | 0% | 0 | 0 | 0 | [17 empty] | Commercial_College_New_Food Preparation_Steamer_
Commercial_College_New_Food Preparation_Natural Gas_Steamer_E7 | Commercial | College | New | Food Preparation | Natural Gas | Steamer | E7 |  | 0% | 0% | 0% | 0 | 0 | 0 | 0 | 0 | 0 | 0 | 0 | 0% | 0 | 0 | 0% | Normal | 0% | 0 | 0 | 0 | [17 empty] | Commercial_College_New_Food Preparation_Steamer_
Commercial_College_New_Food Preparation_Natural Gas_Steamer_E8 | Commercial | College | New | Food Preparation | Natural Gas | Steamer | E8 |  | 0% | 0% | 0% | 0 | 0 | 0 | 0 | 0 | 0 | 0 | 0 | 0% | 0 | 0 | 0% | Normal | 0% | 0 | 0 | 0 | [17 empty] | Commercial_College_New_Food Preparation_Steamer_
Commercial_College_New_Food Preparation_Natural Gas_Steamer_E9 | Commercial | College | New | Food Preparation | Natural Gas | Steamer | E9 |  | 0% | 0% | 0% | 0 | 0 | 0 | 0 | 0 | 0 | 0 | 0 | 0% | 0 | 0 | 0% | Normal | 0% | 0 | 0 | 0 | [17 empty] | Commercial_College_New_Food Preparation_Steamer_
Commercial_College_New_Food Preparation_Natural Gas_Steamer_E10 | Commercial | College | New | Food Preparation | Natural Gas | Steamer | E10 |  | 0% | 0% | 0% | 0 | 0 | 0 | 0 | 0 | 0 | 0 | 0 | 0% | 0 | 0 | 0% | Normal | 0% | 0 | 0 | 0 | [17 empty] | Commercial_College_New_Food Preparation_Steamer_
Commercial_College_New_Food Preparation_Natural Gas_Food Prep Other_E1 | Commercial | College | New | Food Preparation | Natural Gas | Food Prep Other | E1 | Standard | 100% | 0% | 0% | 0.0099949 | 0 | 0 | 0 | 8 | 12 | 2019 | 2051 | 100% | 0 | 0 | 0% | Normal | 0% | 0.012388 | 0 | 0 | 1 unit | 30000 | 0 | 8.7043e-06 | 1423.18 | 1000 | 0 | 0 | 0 | 2010 | 1.1483 | Default | Default | Default | 1 | unit | 8.7043e-06 | Commercial_College_New_Food Preparation_Food Prep Other_Standard
Commercial_College_New_Food Preparation_Natural Gas_Food Prep Other_E2 | Commercial | College | New | Food Preparation | Natural Gas | Food Prep Other | E2 | ENERGY STAR | 100% | 0% | 0% | 0.010005 | 0 | 0 | 0 | 8 | 12 | 2019 | 2051 | 100% | 0 | 0 | 0% | Normal | 0% | 0.012388 | 0 | 0 | 1 unit | 30000 | 0 | 8.7043e-06 | 1423.18 | 1001 | 0 | 0 | 0 | 2010 | 1.1483 | N/A | N/A | N/A | 1 | unit | 8.7043e-06 | Commercial_College_New_Food Preparation_Food Prep Other_ENERGY STAR
Commercial_College_New_Food Preparation_Natural Gas_Food Prep Other_E3 | Commercial | College | New | Food Preparation | Natural Gas | Food Prep Other | E3 |  | 0% | 0% | 0% | 0 | 0 | 0 | 0 | 0 | 0 | 0 | 0 | 0% | 0 | 0 | 0% | Normal | 0% | 0 | 0 | 0 | [17 empty] | Commercial_College_New_Food Preparation_Food Prep Other_
Commercial_College_New_Food Preparation_Natural Gas_Food Prep Other_E4 | Commercial | College | New | Food Preparation | Natural Gas | Food Prep Other | E4 |  | 0% | 0% | 0% | 0 | 0 | 0 | 0 | 0 | 0 | 0 | 0 | 0% | 0 | 0 | 0% | Normal | 0% | 0 | 0 | 0 | [17 empty] | Commercial_College_New_Food Preparation_Food Prep Other_
Commercial_College_New_Food Preparation_Natural Gas_Food Prep Other_E5 | Commercial | College | New | Food Preparation | Natural Gas | Food Prep Other | E5 |  | 0% | 0% | 0% | 0 | 0 | 0 | 0 | 0 | 0 | 0 | 0 | 0% | 0 | 0 | 0% | Normal | 0% | 0 | 0 | 0 | [17 empty] | Commercial_College_New_Food Preparation_Food Prep Other_
Commercial_College_New_Food Preparation_Natural Gas_Food Prep Other_E6 | Commercial | College | New | Food Preparation | Natural Gas | Food Prep Other | E6 |  | 0% | 0% | 0% | 0 | 0 | 0 | 0 | 0 | 0 | 0 | 0 | 0% | 0 | 0 | 0% | Normal | 0% | 0 | 0 | 0 | [17 empty] | Commercial_College_New_Food Preparation_Food Prep Other_
Commercial_College_New_Food Preparation_Natural Gas_Food Prep Other_E7 | Commercial | College | New | Food Preparation | Natural Gas | Food Prep Other | E7 |  | 0% | 0% | 0% | 0 | 0 | 0 | 0 | 0 | 0 | 0 | 0 | 0% | 0 | 0 | 0% | Normal | 0% | 0 | 0 | 0 | [17 empty] | Commercial_College_New_Food Preparation_Food Prep Other_
Commercial_College_New_Food Preparation_Natural Gas_Food Prep Other_E8 | Commercial | College | New | Food Preparation | Natural Gas | Food Prep Other | E8 |  | 0% | 0% | 0% | 0 | 0 | 0 | 0 | 0 | 0 | 0 | 0 | 0% | 0 | 0 | 0% | Normal | 0% | 0 | 0 | 0 | [17 empty] | Commercial_College_New_Food Preparation_Food Prep Other_
Commercial_College_New_Food Preparation_Natural Gas_Food Prep Other_E9 | Commercial | College | New | Food Preparation | Natural Gas | Food Prep Other | E9 |  | 0% | 0% | 0% | 0 | 0 | 0 | 0 | 0 | 0 | 0 | 0 | 0% | 0 | 0 | 0% | Normal | 0% | 0 | 0 | 0 | [17 empty] | Commercial_College_New_Food Preparation_Food Prep Other_
Commercial_College_New_Food Preparation_Natural Gas_Food Prep Other_E10 | Commercial | College | New | Food Preparation | Natural Gas | Food Prep Other | E10 |  | 0% | 0% | 0% | 0 | 0 | 0 | 0 | 0 | 0 | 0 | 0 | 0% | 0 | 0 | 0% | Normal | 0% | 0 | 0 | 0 | [17 empty] | Commercial_College_New_Food Preparation_Food Prep Other_
Commercial_College_New_Miscellaneous_Natural Gas_Pool Heater_E1 | Commercial | College | New | Miscellaneous | Natural Gas | Pool Heater | E1 | Standard (EF .78) | 100% | 0% | 0% | 0.011516 | 0 | 0 | 0 | 4 | 8 | 2019 | 2051 | 100% | 0 | 0 | 0% | Normal | 0% | 0.0089403 | 0 | 0 | 1 unit | 30000 | 0 | 5.9682e-07 | 14980 | 18052 | 0 | 0 | 0 | 2014 | 1.0689 | DOE Commercial R&D 2016 - Table 7-6 | DOE Commercial R&D 2016 - Table 7-7 | DOE Commercial R&D 2016 - Table 7-8 | 1 | unit | 5.9682e-07 | Commercial_College_New_Miscellaneous_Pool Heater_Standard (EF .78)
Commercial_College_New_Miscellaneous_Natural Gas_Pool Heater_E2 | Commercial | College | New | Miscellaneous | Natural Gas | Pool Heater | E2 | Condensing (EF .90) | 85% | 0% | 0% | 0.018856 | 0 | 0 | 0 | 4 | 8 | 2019 | 2051 | 100% | 0 | 0 | 0% | Normal | 0% | 0.0075993 | 0 | 0 | 1 unit | 30000 | 0 | 5.9682e-07 | 12733 | 29558 | 0 | 0 | 0 | 2014 | 1.0689 | DOE Commercial R&D 2016 - Table 7-6 | DOE Commercial R&D 2016 - Table 7-7 | DOE Commercial R&D 2016 - Table 7-9 | 1 | unit | 5.9682e-07 | Commercial_College_New_Miscellaneous_Pool Heater_Condensing (EF .90)
Commercial_College_New_Miscellaneous_Natural Gas_Pool Heater_E3 | Commercial | College | New | Miscellaneous | Natural Gas | Pool Heater | E3 |  | 0% | 0% | 0% | 0 | 0 | 0 | 0 | 0 | 0 | 0 | 0 | 0% | 0 | 0 | 0% | Normal | 0% | 0 | 0 | 0 | [17 empty] | Commercial_College_New_Miscellaneous_Pool Heater_
Commercial_College_New_Miscellaneous_Natural Gas_Pool Heater_E4 | Commercial | College | New | Miscellaneous | Natural Gas | Pool Heater | E4 |  | 0% | 0% | 0% | 0 | 0 | 0 | 0 | 0 | 0 | 0 | 0 | 0% | 0 | 0 | 0% | Normal | 0% | 0 | 0 | 0 | [17 empty] | Commercial_College_New_Miscellaneous_Pool Heater_
Commercial_College_New_Miscellaneous_Natural Gas_Pool Heater_E5 | Commercial | College | New | Miscellaneous | Natural Gas | Pool Heater | E5 |  | 0% | 0% | 0% | 0 | 0 | 0 | 0 | 0 | 0 | 0 | 0 | 0% | 0 | 0 | 0% | Normal | 0% | 0 | 0 | 0 | [17 empty] | Commercial_College_New_Miscellaneous_Pool Heater_
Commercial_College_New_Miscellaneous_Natural Gas_Pool Heater_E6 | Commercial | College | New | Miscellaneous | Natural Gas | Pool Heater | E6 |  | 0% | 0% | 0% | 0 | 0 | 0 | 0 | 0 | 0 | 0 | 0 | 0% | 0 | 0 | 0% | Normal | 0% | 0 | 0 | 0 | [17 empty] | Commercial_College_New_Miscellaneous_Pool Heater_
Commercial_College_New_Miscellaneous_Natural Gas_Pool Heater_E7 | Commercial | College | New | Miscellaneous | Natural Gas | Pool Heater | E7 |  | 0% | 0% | 0% | 0 | 0 | 0 | 0 | 0 | 0 | 0 | 0 | 0% | 0 | 0 | 0% | Normal | 0% | 0 | 0 | 0 | [17 empty] | Commercial_College_New_Miscellaneous_Pool Heater_
Commercial_College_New_Miscellaneous_Natural Gas_Pool Heater_E8 | Commercial | College | New | Miscellaneous | Natural Gas | Pool Heater | E8 |  | 0% | 0% | 0% | 0 | 0 | 0 | 0 | 0 | 0 | 0 | 0 | 0% | 0 | 0 | 0% | Normal | 0% | 0 | 0 | 0 | [17 empty] | Commercial_College_New_Miscellaneous_Pool Heater_
Commercial_College_New_Miscellaneous_Natural Gas_Pool Heater_E9 | Commercial | College | New | Miscellaneous | Natural Gas | Pool Heater | E9 |  | 0% | 0% | 0% | 0 | 0 | 0 | 0 | 0 | 0 | 0 | 0 | 0% | 0 | 0 | 0% | Normal | 0% | 0 | 0 | 0 | [17 empty] | Commercial_College_New_Miscellaneous_Pool Heater_
Commercial_College_New_Miscellaneous_Natural Gas_Pool Heater_E10 | Commercial | College | New | Miscellaneous | Natural Gas | Pool Heater | E10 |  | 0% | 0% | 0% | 0 | 0 | 0 | 0 | 0 | 0 | 0 | 0 | 0% | 0 | 0 | 0% | Normal | 0% | 0 | 0 | 0 | [17 empty] | Commercial_College_New_Miscellaneous_Pool Heater_
Commercial_College_New_Miscellaneous_Natural Gas_Miscellaneous_E1 | Commercial | College | New | Miscellaneous | Natural Gas | Miscellaneous | E1 | Miscellaneous | 100% | 0% | 0% | 1.0386 | 0 | 0 | 0 | 2 | 8 | 2019 | 2051 | 100% | 0 | 0 | 0% | Normal | 0% | 0.034582 | 0 | 0 | 1 unit | 30000 | 0 | 1 | 1 | 1 | 0 | 0 | 0 | 2016 | 1.0386 | N/A | N/A | N/A | 1 | unit | 1 | Commercial_College_New_Miscellaneous_Miscellaneous_Miscellaneous
Commercial_College_New_Miscellaneous_Natural Gas_Miscellaneous_E2 | Commercial | College | New | Miscellaneous | Natural Gas | Miscellaneous | E2 |  | 0% | 0% | 0% | 0 | 0 | 0 | 0 | 0 | 0 | 0 | 0 | 0% | 0 | 0 | 0% | Normal | 0% | 0 | 0 | 0 | [17 empty] | Commercial_College_New_Miscellaneous_Miscellaneous_
Commercial_College_New_Miscellaneous_Natural Gas_Miscellaneous_E3 | Commercial | College | New | Miscellaneous | Natural Gas | Miscellaneous | E3 |  | 0% | 0% | 0% | 0 | 0 | 0 | 0 | 0 | 0 | 0 | 0 | 0% | 0 | 0 | 0% | Normal | 0% | 0 | 0 | 0 | [17 empty] | Commercial_College_New_Miscellaneous_Miscellaneous_
Commercial_College_New_Miscellaneous_Natural Gas_Miscellaneous_E4 | Commercial | College | New | Miscellaneous | Natural Gas | Miscellaneous | E4 |  | 0% | 0% | 0% | 0 | 0 | 0 | 0 | 0 | 0 | 0 | 0 | 0% | 0 | 0 | 0% | Normal | 0% | 0 | 0 | 0 | [17 empty] | Commercial_College_New_Miscellaneous_Miscellaneous_
Commercial_College_New_Miscellaneous_Natural Gas_Miscellaneous_E5 | Commercial | College | New | Miscellaneous | Natural Gas | Miscellaneous | E5 |  | 0% | 0% | 0% | 0 | 0 | 0 | 0 | 0 | 0 | 0 | 0 | 0% | 0 | 0 | 0% | Normal | 0% | 0 | 0 | 0 | [17 empty] | Commercial_College_New_Miscellaneous_Miscellaneous_
Commercial_College_New_Miscellaneous_Natural Gas_Miscellaneous_E6 | Commercial | College | New | Miscellaneous | Natural Gas | Miscellaneous | E6 |  | 0% | 0% | 0% | 0 | 0 | 0 | 0 | 0 | 0 | 0 | 0 | 0% | 0 | 0 | 0% | Normal | 0% | 0 | 0 | 0 | [17 empty] | Commercial_College_New_Miscellaneous_Miscellaneous_
Commercial_College_New_Miscellaneous_Natural Gas_Miscellaneous_E7 | Commercial | College | New | Miscellaneous | Natural Gas | Miscellaneous | E7 |  | 0% | 0% | 0% | 0 | 0 | 0 | 0 | 0 | 0 | 0 | 0 | 0% | 0 | 0 | 0% | Normal | 0% | 0 | 0 | 0 | [17 empty] | Commercial_College_New_Miscellaneous_Miscellaneous_
Commercial_College_New_Miscellaneous_Natural Gas_Miscellaneous_E8 | Commercial | College | New | Miscellaneous | Natural Gas | Miscellaneous | E8 |  | 0% | 0% | 0% | 0 | 0 | 0 | 0 | 0 | 0 | 0 | 0 | 0% | 0 | 0 | 0% | Normal | 0% | 0 | 0 | 0 | [17 empty] | Commercial_College_New_Miscellaneous_Miscellaneous_
Commercial_College_New_Miscellaneous_Natural Gas_Miscellaneous_E9 | Commercial | College | New | Miscellaneous | Natural Gas | Miscellaneous | E9 |  | 0% | 0% | 0% | 0 | 0 | 0 | 0 | 0 | 0 | 0 | 0 | 0% | 0 | 0 | 0% | Normal | 0% | 0 | 0 | 0 | [17 empty] | Commercial_College_New_Miscellaneous_Miscellaneous_
Commercial_College_New_Miscellaneous_Natural Gas_Miscellaneous_E10 | Commercial | College | New | Miscellaneous | Natural Gas | Miscellaneous | E10 |  | 0% | 0% | 0% | 0 | 0 | 0 | 0 | 0 | 0 | 0 | 0 | 0% | 0 | 0 | 0% | Normal | 0% | 0 | 0 | 0 | [17 empty] | Commercial_College_New_Miscellaneous_Miscellaneous_
Commercial_Hospital_Existing_Space Heating_Natural Gas_Furnace_E1 | Commercial | Hospital | Existing | Space Heating | Natural Gas | Furnace | E1 | AFUE 80% (Standard) | 100% | 0% | 0% | 0.11625 | 0.12179 | 0.018822 | 0 | 17 | 29 | 2019 | 2051 | 65% | 0 | 0 | 0% | Normal | 0% | 0.12943 | 0 | 0 | 400 kBtu/hr | 30000 | 0 | 0.00010909 | 2.9662 | 1050 | 1100 | 170 | 0 | 2018 | 1.0149 | EIA 2018 Tech Forecast | EIA 2018 Tech Forecast | AEG BEST | 400 | kBtu/hr | 0.043636 | Commercial_Hospital_Existing_Space Heating_Furnace_AFUE 80% (Standard)
Commercial_Hospital_Existing_Space Heating_Natural Gas_Furnace_E2 | Commercial | Hospital | Existing | Space Heating | Natural Gas | Furnace | E2 | AFUE 90% | 88.89% | 0% | 0% | 0.19376 | 0.14393 | 0.019376 | 0 | 17 | 29 | 2019 | 2051 | 65% | 0 | 0 | 0% | Normal | 0% | 0.11505 | 0 | 0 | 400 kBtu/hr | 30000 | 0 | 0.00010909 | 2.6366 | 1750 | 1300 | 175 | 0 | 2018 | 1.0149 | EIA 2018 Tech Forecast | EIA 2018 Tech Forecast | AEG BEST | 400 | kBtu/hr | 0.043636 | Commercial_Hospital_Existing_Space Heating_Furnace_AFUE 90%
Commercial_Hospital_Existing_Space Heating_Natural Gas_Furnace_E3 | Commercial | Hospital | Existing | Space Heating | Natural Gas | Furnace | E3 | AFUE 96% | 83.33% | 0% | 0% | 0.27126 | 0.16608 | 0.019929 | 0 | 17 | 29 | 2019 | 2051 | 65% | 0 | 0 | 0% | Normal | 0% | 0.10786 | 0 | 0 | 400 kBtu/hr | 30000 | 0 | 0.00010909 | 2.4718 | 2450 | 1500 | 180 | 0 | 2018 | 1.0149 | EIA 2018 Tech Forecast | EIA 2018 Tech Forecast | AEG BEST | 400 | kBtu/hr | 0.043636 | Commercial_Hospital_Existing_Space Heating_Furnace_AFUE 96%
Commercial_Hospital_Existing_Space Heating_Natural Gas_Furnace_E4 | Commercial | Hospital | Existing | Space Heating | Natural Gas | Furnace | E4 | Convert to NG Air Source Heat Pump | 61.54% | 0% | 0% | 8.8747 | 0.12179 | 0.16674 | 0 | 10 | 20 | 2019 | 2051 | 100% | 0 | 0 | 0% | Normal | 0% | 0.079651 | 0 | 0 | 400 kBtu/hr | 30000 | 0 | 0.00010909 | 1.8253 | 79158.3766 | 1086.3161 | 1487.218 | 0 | 2017 | 1.0277 | AEO 2021 - gas_eng-driven_RTHP-heat 2017 typical | AEO 2021 - gas_eng-driven_RTHP-heat 2017 typical | HP_GAS-Heating-AEO17-1 | 400 | kBtu/hr | 0.043636 | Commercial_Hospital_Existing_Space Heating_Furnace_Convert to NG Air Source Heat Pump
Commercial_Hospital_Existing_Space Heating_Natural Gas_Furnace_E5 | Commercial | Hospital | Existing | Space Heating | Natural Gas | Furnace | E5 |  | 0% | 0% | 0% | 0 | 0 | 0 | 0 | 0 | 0 | 0 | 0 | 0% | 0 | 0 | 0% | Normal | 0% | 0 | 0 | 0 | [17 empty] | Commercial_Hospital_Existing_Space Heating_Furnace_
Commercial_Hospital_Existing_Space Heating_Natural Gas_Furnace_E6 | Commercial | Hospital | Existing | Space Heating | Natural Gas | Furnace | E6 |  | 0% | 0% | 0% | 0 | 0 | 0 | 0 | 0 | 0 | 0 | 0 | 0% | 0 | 0 | 0% | Normal | 0% | 0 | 0 | 0 | [17 empty] | Commercial_Hospital_Existing_Space Heating_Furnace_
Commercial_Hospital_Existing_Space Heating_Natural Gas_Furnace_E7 | Commercial | Hospital | Existing | Space Heating | Natural Gas | Furnace | E7 |  | 0% | 0% | 0% | 0 | 0 | 0 | 0 | 0 | 0 | 0 | 0 | 0% | 0 | 0 | 0% | Normal | 0% | 0 | 0 | 0 | [17 empty] | Commercial_Hospital_Existing_Space Heating_Furnace_
Commercial_Hospital_Existing_Space Heating_Natural Gas_Furnace_E8 | Commercial | Hospital | Existing | Space Heating | Natural Gas | Furnace | E8 |  | 0% | 0% | 0% | 0 | 0 | 0 | 0 | 0 | 0 | 0 | 0 | 0% | 0 | 0 | 0% | Normal | 0% | 0 | 0 | 0 | [17 empty] | Commercial_Hospital_Existing_Space Heating_Furnace_
Commercial_Hospital_Existing_Space Heating_Natural Gas_Furnace_E9 | Commercial | Hospital | Existing | Space Heating | Natural Gas | Furnace | E9 |  | 0% | 0% | 0% | 0 | 0 | 0 | 0 | 0 | 0 | 0 | 0 | 0% | 0 | 0 | 0% | Normal | 0% | 0 | 0 | 0 | [17 empty] | Commercial_Hospital_Existing_Space Heating_Furnace_
Commercial_Hospital_Existing_Space Heating_Natural Gas_Furnace_E10 | Commercial | Hospital | Existing | Space Heating | Natural Gas | Furnace | E10 |  | 0% | 0% | 0% | 0 | 0 | 0 | 0 | 0 | 0 | 0 | 0 | 0% | 0 | 0 | 0% | Normal | 0% | 0 | 0 | 0 | [17 empty] | Commercial_Hospital_Existing_Space Heating_Furnace_
Commercial_Hospital_Existing_Space Heating_Natural Gas_Boiler_E1 | Commercial | Hospital | Existing | Space Heating | Natural Gas | Boiler | E1 | AFUE 80% (Standard) | 100% | 0% | 0% | 0.91896 | 0.5093 | 0.099646 | 0 | 20 | 30 | 2019 | 2051 | 100% | 0 | 0 | 0% | Normal | 0% | 0.33494 | 0 | 0 | 800 kBtu/hr | 30000 | 0 | 5.4545e-05 | 6.9798 | 16600 | 9200 | 1800 | 0 | 2018 | 1.0149 | EIA 2018 Tech Forecast | EIA 2018 Tech Forecast | GBLR-Heating-EIA14-2014 Ref. Case-2 | 800 | kBtu/hr | 0.043636 | Commercial_Hospital_Existing_Space Heating_Boiler_AFUE 80% (Standard)
Commercial_Hospital_Existing_Space Heating_Natural Gas_Boiler_E2 | Commercial | Hospital | Existing | Space Heating | Natural Gas | Boiler | E2 | AFUE 85% | 94.12% | 0% | 0% | 1.2567 | 0.53975 | 0.099646 | 0 | 20 | 30 | 2019 | 2051 | 100% | 0 | 0 | 0% | Normal | 0% | 0.31524 | 0 | 0 | 800 kBtu/hr | 30000 | 0 | 5.4545e-05 | 6.5692 | 22700 | 9750 | 1800 | 0 | 2018 | 1.0149 | EIA 2018 Tech Forecast | EIA 2018 Tech Forecast | GBLR-Heating-EIA14-2014 Ref. Case-5 | 800 | kBtu/hr | 0.043636 | Commercial_Hospital_Existing_Space Heating_Boiler_AFUE 85%
Commercial_Hospital_Existing_Space Heating_Natural Gas_Boiler_E3 | Commercial | Hospital | Existing | Space Heating | Natural Gas | Boiler | E3 | AFUE 97% | 82.47% | 0% | 0% | 2.034 | 0.50173 | 0.099646 | 0 | 20 | 30 | 2019 | 2051 | 100% | 0 | 0 | 0% | Normal | 0% | 0.27624 | 0 | 0 | 800 kBtu/hr | 30000 | 0 | 5.4545e-05 | 5.7565 | 36742.4242 | 9063.1313 | 1800 | 0 | 2018 | 1.0149 | EIA 2018 Tech Forecast | EIA 2018 Tech Forecast | GBLR-Heating-EIA14-2014 Ref. Case-6 | 800 | kBtu/hr | 0.043636 | Commercial_Hospital_Existing_Space Heating_Boiler_AFUE 97%
Commercial_Hospital_Existing_Space Heating_Natural Gas_Boiler_E4 | Commercial | Hospital | Existing | Space Heating | Natural Gas | Boiler | E4 | Convert to NG Air Source Heat Pump | 61.54% | 0% | 0% | 8.8747 | 0.5093 | 0.16674 | 0 | 10 | 20 | 2019 | 2051 | 100% | 0 | 0 | 0% | Normal | 0% | 0.20612 | 0 | 0 | 800 kBtu/hr | 30000 | 0 | 5.4545e-05 | 4.2953 | 158316.7533 | 9085.5528 | 2974.436 | 0 | 2017 | 1.0277 | AEO 2021 - gas_eng-driven_RTHP-heat 2017 typical | AEO 2021 - gas_eng-driven_RTHP-heat 2017 typical | HP_GAS-Heating-AEO17-1 | 800 | kBtu/hr | 0.043636 | Commercial_Hospital_Existing_Space Heating_Boiler_Convert to NG Air Source Heat Pump
Commercial_Hospital_Existing_Space Heating_Natural Gas_Boiler_E5 | Commercial | Hospital | Existing | Space Heating | Natural Gas | Boiler | E5 |  | 0% | 0% | 0% | 0 | 0 | 0 | 0 | 0 | 0 | 0 | 0 | 0% | 0 | 0 | 0% | Normal | 0% | 0 | 0 | 0 | [17 empty] | Commercial_Hospital_Existing_Space Heating_Boiler_
Commercial_Hospital_Existing_Space Heating_Natural Gas_Boiler_E6 | Commercial | Hospital | Existing | Space Heating | Natural Gas | Boiler | E6 |  | 0% | 0% | 0% | 0 | 0 | 0 | 0 | 0 | 0 | 0 | 0 | 0% | 0 | 0 | 0% | Normal | 0% | 0 | 0 | 0 | [17 empty] | Commercial_Hospital_Existing_Space Heating_Boiler_
Commercial_Hospital_Existing_Space Heating_Natural Gas_Boiler_E7 | Commercial | Hospital | Existing | Space Heating | Natural Gas | Boiler | E7 |  | 0% | 0% | 0% | 0 | 0 | 0 | 0 | 0 | 0 | 0 | 0 | 0% | 0 | 0 | 0% | Normal | 0% | 0 | 0 | 0 | [17 empty] | Commercial_Hospital_Existing_Space Heating_Boiler_
Commercial_Hospital_Existing_Space Heating_Natural Gas_Boiler_E8 | Commercial | Hospital | Existing | Space Heating | Natural Gas | Boiler | E8 |  | 0% | 0% | 0% | 0 | 0 | 0 | 0 | 0 | 0 | 0 | 0 | 0% | 0 | 0 | 0% | Normal | 0% | 0 | 0 | 0 | [17 empty] | Commercial_Hospital_Existing_Space Heating_Boiler_
Commercial_Hospital_Existing_Space Heating_Natural Gas_Boiler_E9 | Commercial | Hospital | Existing | Space Heating | Natural Gas | Boiler | E9 |  | 0% | 0% | 0% | 0 | 0 | 0 | 0 | 0 | 0 | 0 | 0 | 0% | 0 | 0 | 0% | Normal | 0% | 0 | 0 | 0 | [17 empty] | Commercial_Hospital_Existing_Space Heating_Boiler_
Commercial_Hospital_Existing_Space Heating_Natural Gas_Boiler_E10 | Commercial | Hospital | Existing | Space Heating | Natural Gas | Boiler | E10 |  | 0% | 0% | 0% | 0 | 0 | 0 | 0 | 0 | 0 | 0 | 0 | 0% | 0 | 0 | 0% | Normal | 0% | 0 | 0 | 0 | [17 empty] | Commercial_Hospital_Existing_Space Heating_Boiler_
Commercial_Hospital_Existing_Space Heating_Natural Gas_Unit Heater_E1 | Commercial | Hospital | Existing | Space Heating | Natural Gas | Unit Heater | E1 | Standard | 100% | 0% | 0% | 0.054701 | 0 | 0 | 0 | 10 | 14 | 2019 | 2051 | 100% | 0 | 0 | 0% | Normal | 0% | 0.073963 | 0 | 0 | 125 kBtu/Hr | 30000 | 0 | 2.5411e-07 | 2328.572 | 1753.7127 | 0 | 0 | 0 | 2020 | 0.98199 | IL TRM - 4.4.12 - CI-HVC-IRHT-V02-210101 | AEG Market Research | IL TRM - 4.4.12 - CI-HVC-IRHT-V02-210101 w/ CNGC Sizing | 125 | kBtu/Hr | 3.1763e-05 | Commercial_Hospital_Existing_Space Heating_Unit Heater_Standard
Commercial_Hospital_Existing_Space Heating_Natural Gas_Unit Heater_E2 | Commercial | Hospital | Existing | Space Heating | Natural Gas | Unit Heater | E2 | Condensing | 95.24% | 0% | 0% | 0.087577 | 0 | 0 | 0 | 10 | 14 | 2019 | 2051 | 100% | 0 | 0 | 0% | Normal | 0% | 0.070443 | 0 | 0 | 125 kBtu/Hr | 30000 | 0 | 2.5411e-07 | 2217.7386 | 2807.7404 | 0 | 0 | 0 | 2020 | 0.98199 | IL TRM - 4.4.5 - CI-HVC-CUHT-V01-190101 | ETO Measure Input Sheet - Com - Condensing Unit Heater GAS SPHT | IL TRM - 4.4.5 - CI-HVC-CUHT-V01-190101 w/ CNGC Sizing | 125 | kBtu/Hr | 3.1763e-05 | Commercial_Hospital_Existing_Space Heating_Unit Heater_Condensing
Commercial_Hospital_Existing_Space Heating_Natural Gas_Unit Heater_E3 | Commercial | Hospital | Existing | Space Heating | Natural Gas | Unit Heater | E3 | Infrared Radiant | 85% | 0% | 0% | 0.076316 | 0 | 0 | 0 | 11 | 19 | 2019 | 2051 | 100% | 0 | 0 | 0% | Normal | 0% | 0.062869 | 0 | 0 | 125 kBtu/Hr | 30000 | 0 | 2.5411e-07 | 1979.2862 | 2446.6992 | 0 | 0 | 0 | 2020 | 0.98199 | IL TRM - 4.4.12 - CI-HVC-IRHT-V02-210101 | AEG Market Research | IL TRM - 4.4.12 - CI-HVC-IRHT-V02-210101 w/ CNGC Sizing | 125 | kBtu/Hr | 3.1763e-05 | Commercial_Hospital_Existing_Space Heating_Unit Heater_Infrared Radiant
Commercial_Hospital_Existing_Space Heating_Natural Gas_Unit Heater_E4 | Commercial | Hospital | Existing | Space Heating | Natural Gas | Unit Heater | E4 |  | 0% | 0% | 0% | 0 | 0 | 0 | 0 | 0 | 0 | 0 | 0 | 0% | 0 | 0 | 0% | Normal | 0% | 0 | 0 | 0 | [17 empty] | Commercial_Hospital_Existing_Space Heating_Unit Heater_
Commercial_Hospital_Existing_Space Heating_Natural Gas_Unit Heater_E5 | Commercial | Hospital | Existing | Space Heating | Natural Gas | Unit Heater | E5 |  | 0% | 0% | 0% | 0 | 0 | 0 | 0 | 0 | 0 | 0 | 0 | 0% | 0 | 0 | 0% | Normal | 0% | 0 | 0 | 0 | [17 empty] | Commercial_Hospital_Existing_Space Heating_Unit Heater_
Commercial_Hospital_Existing_Space Heating_Natural Gas_Unit Heater_E6 | Commercial | Hospital | Existing | Space Heating | Natural Gas | Unit Heater | E6 |  | 0% | 0% | 0% | 0 | 0 | 0 | 0 | 0 | 0 | 0 | 0 | 0% | 0 | 0 | 0% | Normal | 0% | 0 | 0 | 0 | [17 empty] | Commercial_Hospital_Existing_Space Heating_Unit Heater_
Commercial_Hospital_Existing_Space Heating_Natural Gas_Unit Heater_E7 | Commercial | Hospital | Existing | Space Heating | Natural Gas | Unit Heater | E7 |  | 0% | 0% | 0% | 0 | 0 | 0 | 0 | 0 | 0 | 0 | 0 | 0% | 0 | 0 | 0% | Normal | 0% | 0 | 0 | 0 | [17 empty] | Commercial_Hospital_Existing_Space Heating_Unit Heater_
Commercial_Hospital_Existing_Space Heating_Natural Gas_Unit Heater_E8 | Commercial | Hospital | Existing | Space Heating | Natural Gas | Unit Heater | E8 |  | 0% | 0% | 0% | 0 | 0 | 0 | 0 | 0 | 0 | 0 | 0 | 0% | 0 | 0 | 0% | Normal | 0% | 0 | 0 | 0 | [17 empty] | Commercial_Hospital_Existing_Space Heating_Unit Heater_
Commercial_Hospital_Existing_Space Heating_Natural Gas_Unit Heater_E9 | Commercial | Hospital | Existing | Space Heating | Natural Gas | Unit Heater | E9 |  | 0% | 0% | 0% | 0 | 0 | 0 | 0 | 0 | 0 | 0 | 0 | 0% | 0 | 0 | 0% | Normal | 0% | 0 | 0 | 0 | [17 empty] | Commercial_Hospital_Existing_Space Heating_Unit Heater_
Commercial_Hospital_Existing_Space Heating_Natural Gas_Unit Heater_E10 | Commercial | Hospital | Existing | Space Heating | Natural Gas | Unit Heater | E10 |  | 0% | 0% | 0% | 0 | 0 | 0 | 0 | 0 | 0 | 0 | 0 | 0% | 0 | 0 | 0% | Normal | 0% | 0 | 0 | 0 | [17 empty] | Commercial_Hospital_Existing_Space Heating_Unit Heater_
Commercial_Hospital_Existing_Water Heating_Natural Gas_Water Heater_E1 | Commercial | Hospital | Existing | Water Heating | Natural Gas | Water Heater | E1 | TE 80% | 100% | 0% | 0% | 0.12884 | 0 | 0.008255 | 0 | 8 | 12 | 2019 | 2051 | 100% | 0 | 0 | 0% | Normal | 0% | 0.31105 | 0 | 0 | 1 kBtu/hr | 30000 | 0 | 0.0047812 | 64.2538 | 26.22 | 0 | 1.68 | 0 | 2017 | 1.0277 | AEO 2021 - gas_water_heater 2017 standard | AEO 2021 - gas_water_heater 2017 standard | DHW_WH-Water Heating-PG&E-R7-14 | 1 | kBtu/hr | 0.0047812 | Commercial_Hospital_Existing_Water Heating_Water Heater_TE 80%
Commercial_Hospital_Existing_Water Heating_Natural Gas_Water Heater_E2 | Commercial | Hospital | Existing | Water Heating | Natural Gas | Water Heater | E2 | TE 81% | 98.77% | 0% | 0% | 0.12879 | 0 | 0.008255 | 0 | 8 | 12 | 2019 | 2051 | 100% | 0 | 0 | 0% | Normal | 0% | 0.30721 | 0 | 0 | 1 kBtu/hr | 30000 | 0 | 0.0047812 | 63.4605 | 26.21 | 0 | 1.68 | 0 | 2017 | 1.0277 | AEO 2021 - gas_water_heater 2017 typical | AEO 2021 - gas_water_heater 2017 typical | DHW_WH-Water Heating-PG&E-R7-14 | 1 | kBtu/hr | 0.0047812 | Commercial_Hospital_Existing_Water Heating_Water Heater_TE 81%
Commercial_Hospital_Existing_Water Heating_Natural Gas_Water Heater_E3 | Commercial | Hospital | Existing | Water Heating | Natural Gas | Water Heater | E3 | TE 88% | 90.91% | 0% | 0% | 0.13638 | 0 | 0.0076899 | 0 | 8 | 12 | 2019 | 2051 | 100% | 0 | 0 | 0% | Normal | 0% | 0.28278 | 0 | 0 | 1 kBtu/hr | 30000 | 0 | 0.0047812 | 58.4125 | 27.755 | 0 | 1.565 | 0 | 2017 | 1.0277 | AEO 2021 - gas_water_heater 2017 ENERGY STAR | AEO 2021 - gas_water_heater 2017 ENERGY STAR | DHW_WH-Water Heating-PG&E-R7-14 | 1 | kBtu/hr | 0.0047812 | Commercial_Hospital_Existing_Water Heating_Water Heater_TE 88%
Commercial_Hospital_Existing_Water Heating_Natural Gas_Water Heater_E4 | Commercial | Hospital | Existing | Water Heating | Natural Gas | Water Heater | E4 | TE 94% | 85.11% | 0% | 0% | 0.14397 | 0 | 0.0071248 | 0 | 8 | 12 | 2019 | 2051 | 100% | 0 | 0 | 0% | Normal | 0% | 0.26473 | 0 | 0 | 1 kBtu/hr | 30000 | 0 | 0.0047812 | 54.6841 | 29.3 | 0 | 1.45 | 0 | 2017 | 1.0277 | AEO 2021 - gas_water_heater 2017 ENERGY STAR | AEO 2021 - gas_water_heater 2017 ENERGY STAR | DHW_WH-Water Heating-PG&E-R7-14 | 1 | kBtu/hr | 0.0047812 | Commercial_Hospital_Existing_Water Heating_Water Heater_TE 94%
Commercial_Hospital_Existing_Water Heating_Natural Gas_Water Heater_E5 | Commercial | Hospital | Existing | Water Heating | Natural Gas | Water Heater | E5 | TE 96% | 83.33% | 0% | 0% | 0.14703 | 0 | 0.0072764 | 0 | 8 | 12 | 2019 | 2051 | 100% | 0 | 0 | 0% | Normal | 0% | 0.25921 | 0 | 0 | 1 kBtu/hr | 30000 | 0 | 0.0047812 | 53.5448 | 29.9234 | 0 | 1.4809 | 0 | 2017 | 1.0277 | AEO 2021 - gas_water_heater 2017 ENERGY STAR | AEO 2021 - gas_water_heater 2017 ENERGY STAR | DHW_WH-Water Heating-PG&E-R7-14 | 1 | kBtu/hr | 0.0047812 | Commercial_Hospital_Existing_Water Heating_Water Heater_TE 96%
Commercial_Hospital_Existing_Water Heating_Natural Gas_Water Heater_E6 | Commercial | Hospital | Existing | Water Heating | Natural Gas | Water Heater | E6 | Tankless | 81.63% | 0% | 0% | 0.15902 | 0 | 0.0016657 | 0 | 8 | 12 | 2019 | 2051 | 100% | 0 | 0 | 0% | Normal | 0% | 0.25392 | 0 | 0 | 1 kBtu/hr | 30000 | 0 | 0.0047812 | 52.4521 | 32.3633 | 0 | 0.33898 | 0 | 2017 | 1.0277 | EIA Ref. Case 2018 - Gas Tankless High Eff. | EIA Ref. Case 2018 - Gas Tankless High Eff. | DHW_WH-Water Heating-NMTRM-2016-7 | 1 | kBtu/hr | 0.0047812 | Commercial_Hospital_Existing_Water Heating_Water Heater_Tankless
Commercial_Hospital_Existing_Water Heating_Natural Gas_Water Heater_E7 | Commercial | Hospital | Existing | Water Heating | Natural Gas | Water Heater | E7 | Gas-Fired Absorption HPWH | 75.47% | 0% | 0% | 0.26475 | 0 | 0 | 0 | 10 | 16 | 2019 | 2051 | 100% | 0 | 0 | 0% | Normal | 0% | 0.23476 | 0 | 0 | 1 kBtu/hr | 30000 | 0 | 0.0047812 | 48.4934 | 56.3879 | 0 | 0 | 0 | 2020 | 0.98199 | DHW_WH-Water Heating-DOE-2014-2 | NEEA Report #E20-309, Robur Heat Pump Field Trial. March 11, 2020. | Engineering Calculation and NEEA Report #E20-309, Robur Heat Pump Field Trial. March 11, 2020. | 1 | kBtu/hr | 0.0047812 | Commercial_Hospital_Existing_Water Heating_Water Heater_Gas-Fired Absorption HPWH
Commercial_Hospital_Existing_Water Heating_Natural Gas_Water Heater_E8 | Commercial | Hospital | Existing | Water Heating | Natural Gas | Water Heater | E8 |  | 0% | 0% | 0% | 0 | 0 | 0 | 0 | 0 | 0 | 0 | 0 | 0% | 0 | 0 | 0% | Normal | 0% | 0 | 0 | 0 | [17 empty] | Commercial_Hospital_Existing_Water Heating_Water Heater_
Commercial_Hospital_Existing_Water Heating_Natural Gas_Water Heater_E9 | Commercial | Hospital | Existing | Water Heating | Natural Gas | Water Heater | E9 |  | 0% | 0% | 0% | 0 | 0 | 0 | 0 | 0 | 0 | 0 | 0 | 0% | 0 | 0 | 0% | Normal | 0% | 0 | 0 | 0 | [17 empty] | Commercial_Hospital_Existing_Water Heating_Water Heater_
Commercial_Hospital_Existing_Water Heating_Natural Gas_Water Heater_E10 | Commercial | Hospital | Existing | Water Heating | Natural Gas | Water Heater | E10 |  | 0% | 0% | 0% | 0 | 0 | 0 | 0 | 0 | 0 | 0 | 0 | 0% | 0 | 0 | 0% | Normal | 0% | 0 | 0 | 0 | [17 empty] | Commercial_Hospital_Existing_Water Heating_Water Heater_
Commercial_Hospital_Existing_Food Preparation_Natural Gas_Oven_E1 | Commercial | Hospital | Existing | Food Preparation | Natural Gas | Oven | E1 | Standard | 100% | 0% | 0% | 0.87734 | 0.018504 | 0 | 0 | 10 | 14 | 2019 | 2051 | 100% | 0 | 0 | 0% | Normal | 0% | 0.092217 | 0 | 0 | 1 unit | 30000 | 0 | 0.00011337 | 813.4143 | 7112 | 150 | 0 | 0 | 2013 | 1.0881 | IL TRM - 4.2.1 - CI-FSE-CBOV-V02-160601 | ETO Measure Input Sheet - Com - Gas Convection Oven | IL TRM - 4.2.1 - CI-FSE-CBOV-V02-160601 | 1 | unit | 0.00011337 | Commercial_Hospital_Existing_Food Preparation_Oven_Standard
Commercial_Hospital_Existing_Food Preparation_Natural Gas_Oven_E2 | Commercial | Hospital | Existing | Food Preparation | Natural Gas | Oven | E2 | ENERGY STAR (>44% Baking Efficiency) | 86.89% | 0% | 0% | 0.92521 | 0.018504 | 0 | 0 | 10 | 14 | 2019 | 2051 | 100% | 0 | 0 | 0% | Normal | 0% | 0.080123 | 0 | 0 | 1 unit | 30000 | 0 | 0.00011337 | 706.739 | 7500 | 150 | 0 | 0 | 2013 | 1.0881 | IL TRM - 4.2.1 - CI-FSE-CBOV-V02-160601 | EIA 2018 Tech Forecast | ETO Measure Input Sheet | 1 | unit | 0.00011337 | Commercial_Hospital_Existing_Food Preparation_Oven_ENERGY STAR (>44% Baking Efficiency)
Commercial_Hospital_Existing_Food Preparation_Natural Gas_Oven_E3 | Commercial | Hospital | Existing | Food Preparation | Natural Gas | Oven | E3 |  | 0% | 0% | 0% | 0 | 0 | 0 | 0 | 0 | 0 | 0 | 0 | 0% | 0 | 0 | 0% | Normal | 0% | 0 | 0 | 0 | [17 empty] | Commercial_Hospital_Existing_Food Preparation_Oven_
Commercial_Hospital_Existing_Food Preparation_Natural Gas_Oven_E4 | Commercial | Hospital | Existing | Food Preparation | Natural Gas | Oven | E4 |  | 0% | 0% | 0% | 0 | 0 | 0 | 0 | 0 | 0 | 0 | 0 | 0% | 0 | 0 | 0% | Normal | 0% | 0 | 0 | 0 | [17 empty] | Commercial_Hospital_Existing_Food Preparation_Oven_
Commercial_Hospital_Existing_Food Preparation_Natural Gas_Oven_E5 | Commercial | Hospital | Existing | Food Preparation | Natural Gas | Oven | E5 |  | 0% | 0% | 0% | 0 | 0 | 0 | 0 | 0 | 0 | 0 | 0 | 0% | 0 | 0 | 0% | Normal | 0% | 0 | 0 | 0 | [17 empty] | Commercial_Hospital_Existing_Food Preparation_Oven_
Commercial_Hospital_Existing_Food Preparation_Natural Gas_Oven_E6 | Commercial | Hospital | Existing | Food Preparation | Natural Gas | Oven | E6 |  | 0% | 0% | 0% | 0 | 0 | 0 | 0 | 0 | 0 | 0 | 0 | 0% | 0 | 0 | 0% | Normal | 0% | 0 | 0 | 0 | [17 empty] | Commercial_Hospital_Existing_Food Preparation_Oven_
Commercial_Hospital_Existing_Food Preparation_Natural Gas_Oven_E7 | Commercial | Hospital | Existing | Food Preparation | Natural Gas | Oven | E7 |  | 0% | 0% | 0% | 0 | 0 | 0 | 0 | 0 | 0 | 0 | 0 | 0% | 0 | 0 | 0% | Normal | 0% | 0 | 0 | 0 | [17 empty] | Commercial_Hospital_Existing_Food Preparation_Oven_
Commercial_Hospital_Existing_Food Preparation_Natural Gas_Oven_E8 | Commercial | Hospital | Existing | Food Preparation | Natural Gas | Oven | E8 |  | 0% | 0% | 0% | 0 | 0 | 0 | 0 | 0 | 0 | 0 | 0 | 0% | 0 | 0 | 0% | Normal | 0% | 0 | 0 | 0 | [17 empty] | Commercial_Hospital_Existing_Food Preparation_Oven_
Commercial_Hospital_Existing_Food Preparation_Natural Gas_Oven_E9 | Commercial | Hospital | Existing | Food Preparation | Natural Gas | Oven | E9 |  | 0% | 0% | 0% | 0 | 0 | 0 | 0 | 0 | 0 | 0 | 0 | 0% | 0 | 0 | 0% | Normal | 0% | 0 | 0 | 0 | [17 empty] | Commercial_Hospital_Existing_Food Preparation_Oven_
Commercial_Hospital_Existing_Food Preparation_Natural Gas_Oven_E10 | Commercial | Hospital | Existing | Food Preparation | Natural Gas | Oven | E10 |  | 0% | 0% | 0% | 0 | 0 | 0 | 0 | 0 | 0 | 0 | 0 | 0% | 0 | 0 | 0% | Normal | 0% | 0 | 0 | 0 | [17 empty] | Commercial_Hospital_Existing_Food Preparation_Oven_
Commercial_Hospital_Existing_Food Preparation_Natural Gas_Conveyor Oven_E1 | Commercial | Hospital | Existing | Food Preparation | Natural Gas | Conveyor Oven | E1 | Standard | 100% | 0% | 0% | 0.62884 | 0 | 0 | 0 | 15 | 19 | 2019 | 2051 | 100% | 0 | 0 | 0% | Normal | 0% | 0.16958 | 0 | 0 | 1 unit | 30000 | 0 | 5.8769e-05 | 2885.475 | 10177 | 0 | 0 | 0 | 2015 | 1.0514 | IL TRM - 4.2.4 - CI-FSE-CVOV-V02-180101 | PGE Workpaper, PGECOFST117 R5, 2015 | MN TRM 3.1 - Gas Conveyor Oven v1.1 | 1 | unit | 5.8769e-05 | Commercial_Hospital_Existing_Food Preparation_Conveyor Oven_Standard
Commercial_Hospital_Existing_Food Preparation_Natural Gas_Conveyor Oven_E2 | Commercial | Hospital | Existing | Food Preparation | Natural Gas | Conveyor Oven | E2 | Efficient (>44% Baking Efficiency) | 76.02% | 0% | 0% | 0.76663 | 0 | 0 | 0 | 15 | 19 | 2019 | 2051 | 100% | 0 | 0 | 0% | Normal | 0% | 0.12891 | 0 | 0 | 1 unit | 30000 | 0 | 5.8769e-05 | 2193.4093 | 12407 | 0 | 0 | 0 | 2015 | 1.0514 | IL TRM - 4.2.4 - CI-FSE-CVOV-V02-180101 | PGE Workpaper, PGECOFST117 R5, 2015 | MN TRM 3.1 - Gas Conveyor Oven v1.1 | 1 | unit | 5.8769e-05 | Commercial_Hospital_Existing_Food Preparation_Conveyor Oven_Efficient (>44% Baking Efficiency)
Commercial_Hospital_Existing_Food Preparation_Natural Gas_Conveyor Oven_E3 | Commercial | Hospital | Existing | Food Preparation | Natural Gas | Conveyor Oven | E3 |  | 0% | 0% | 0% | 0 | 0 | 0 | 0 | 0 | 0 | 0 | 0 | 0% | 0 | 0 | 0% | Normal | 0% | 0 | 0 | 0 | [17 empty] | Commercial_Hospital_Existing_Food Preparation_Conveyor Oven_
Commercial_Hospital_Existing_Food Preparation_Natural Gas_Conveyor Oven_E4 | Commercial | Hospital | Existing | Food Preparation | Natural Gas | Conveyor Oven | E4 |  | 0% | 0% | 0% | 0 | 0 | 0 | 0 | 0 | 0 | 0 | 0 | 0% | 0 | 0 | 0% | Normal | 0% | 0 | 0 | 0 | [17 empty] | Commercial_Hospital_Existing_Food Preparation_Conveyor Oven_
Commercial_Hospital_Existing_Food Preparation_Natural Gas_Conveyor Oven_E5 | Commercial | Hospital | Existing | Food Preparation | Natural Gas | Conveyor Oven | E5 |  | 0% | 0% | 0% | 0 | 0 | 0 | 0 | 0 | 0 | 0 | 0 | 0% | 0 | 0 | 0% | Normal | 0% | 0 | 0 | 0 | [17 empty] | Commercial_Hospital_Existing_Food Preparation_Conveyor Oven_
Commercial_Hospital_Existing_Food Preparation_Natural Gas_Conveyor Oven_E6 | Commercial | Hospital | Existing | Food Preparation | Natural Gas | Conveyor Oven | E6 |  | 0% | 0% | 0% | 0 | 0 | 0 | 0 | 0 | 0 | 0 | 0 | 0% | 0 | 0 | 0% | Normal | 0% | 0 | 0 | 0 | [17 empty] | Commercial_Hospital_Existing_Food Preparation_Conveyor Oven_
Commercial_Hospital_Existing_Food Preparation_Natural Gas_Conveyor Oven_E7 | Commercial | Hospital | Existing | Food Preparation | Natural Gas | Conveyor Oven | E7 |  | 0% | 0% | 0% | 0 | 0 | 0 | 0 | 0 | 0 | 0 | 0 | 0% | 0 | 0 | 0% | Normal | 0% | 0 | 0 | 0 | [17 empty] | Commercial_Hospital_Existing_Food Preparation_Conveyor Oven_
Commercial_Hospital_Existing_Food Preparation_Natural Gas_Conveyor Oven_E8 | Commercial | Hospital | Existing | Food Preparation | Natural Gas | Conveyor Oven | E8 |  | 0% | 0% | 0% | 0 | 0 | 0 | 0 | 0 | 0 | 0 | 0 | 0% | 0 | 0 | 0% | Normal | 0% | 0 | 0 | 0 | [17 empty] | Commercial_Hospital_Existing_Food Preparation_Conveyor Oven_
Commercial_Hospital_Existing_Food Preparation_Natural Gas_Conveyor Oven_E9 | Commercial | Hospital | Existing | Food Preparation | Natural Gas | Conveyor Oven | E9 |  | 0% | 0% | 0% | 0 | 0 | 0 | 0 | 0 | 0 | 0 | 0 | 0% | 0 | 0 | 0% | Normal | 0% | 0 | 0 | 0 | [17 empty] | Commercial_Hospital_Existing_Food Preparation_Conveyor Oven_
Commercial_Hospital_Existing_Food Preparation_Natural Gas_Conveyor Oven_E10 | Commercial | Hospital | Existing | Food Preparation | Natural Gas | Conveyor Oven | E10 |  | 0% | 0% | 0% | 0 | 0 | 0 | 0 | 0 | 0 | 0 | 0 | 0% | 0 | 0 | 0% | Normal | 0% | 0 | 0 | 0 | [17 empty] | Commercial_Hospital_Existing_Food Preparation_Conveyor Oven_
Commercial_Hospital_Existing_Food Preparation_Natural Gas_Double Rack Oven_E1 | Commercial | Hospital | Existing | Food Preparation | Natural Gas | Double Rack Oven | E1 | Standard | 100% | 0% | 0% | 0.92478 | 0 | 0 | 0 | 10 | 14 | 2019 | 2051 | 100% | 0 | 0 | 0% | Normal | 0% | 0.30221 | 0 | 0 | 1 unit | 30000 | 0 | 7.1157e-05 | 4247.1 | 12513 | 0 | 0 | 0 | 2016 | 1.0386 | IL TRM - 4.2.18 - CI-FSE-RKOV-VO2-180101 | PGE Workpaper, PGECOFST109 R6, 2016 | IL TRM - 4.2.18 - CI-FSE-RKOV-VO2-180101 | 1 | unit | 7.1157e-05 | Commercial_Hospital_Existing_Food Preparation_Double Rack Oven_Standard
Commercial_Hospital_Existing_Food Preparation_Natural Gas_Double Rack Oven_E2 | Commercial | Hospital | Existing | Food Preparation | Natural Gas | Double Rack Oven | E2 | FTSC Qualified (>50% Cooking Efficiency) | 54.55% | 0% | 0% | 1.2299 | 0 | 0 | 0 | 10 | 14 | 2019 | 2051 | 100% | 0 | 0 | 0% | Normal | 0% | 0.16484 | 0 | 0 | 1 unit | 30000 | 0 | 7.1157e-05 | 2316.6 | 16641 | 0 | 0 | 0 | 2016 | 1.0386 | IL TRM - 4.2.18 - CI-FSE-RKOV-VO2-180101 | PGE Workpaper, PGECOFST109 R6, 2016 | IL TRM - 4.2.18 - CI-FSE-RKOV-VO2-180101 | 1 | unit | 7.1157e-05 | Commercial_Hospital_Existing_Food Preparation_Double Rack Oven_FTSC Qualified (>50% Cooking Efficiency)
Commercial_Hospital_Existing_Food Preparation_Natural Gas_Double Rack Oven_E3 | Commercial | Hospital | Existing | Food Preparation | Natural Gas | Double Rack Oven | E3 |  | 0% | 0% | 0% | 0 | 0 | 0 | 0 | 0 | 0 | 0 | 0 | 0% | 0 | 0 | 0% | Normal | 0% | 0 | 0 | 0 | [17 empty] | Commercial_Hospital_Existing_Food Preparation_Double Rack Oven_
Commercial_Hospital_Existing_Food Preparation_Natural Gas_Double Rack Oven_E4 | Commercial | Hospital | Existing | Food Preparation | Natural Gas | Double Rack Oven | E4 |  | 0% | 0% | 0% | 0 | 0 | 0 | 0 | 0 | 0 | 0 | 0 | 0% | 0 | 0 | 0% | Normal | 0% | 0 | 0 | 0 | [17 empty] | Commercial_Hospital_Existing_Food Preparation_Double Rack Oven_
Commercial_Hospital_Existing_Food Preparation_Natural Gas_Double Rack Oven_E5 | Commercial | Hospital | Existing | Food Preparation | Natural Gas | Double Rack Oven | E5 |  | 0% | 0% | 0% | 0 | 0 | 0 | 0 | 0 | 0 | 0 | 0 | 0% | 0 | 0 | 0% | Normal | 0% | 0 | 0 | 0 | [17 empty] | Commercial_Hospital_Existing_Food Preparation_Double Rack Oven_
Commercial_Hospital_Existing_Food Preparation_Natural Gas_Double Rack Oven_E6 | Commercial | Hospital | Existing | Food Preparation | Natural Gas | Double Rack Oven | E6 |  | 0% | 0% | 0% | 0 | 0 | 0 | 0 | 0 | 0 | 0 | 0 | 0% | 0 | 0 | 0% | Normal | 0% | 0 | 0 | 0 | [17 empty] | Commercial_Hospital_Existing_Food Preparation_Double Rack Oven_
Commercial_Hospital_Existing_Food Preparation_Natural Gas_Double Rack Oven_E7 | Commercial | Hospital | Existing | Food Preparation | Natural Gas | Double Rack Oven | E7 |  | 0% | 0% | 0% | 0 | 0 | 0 | 0 | 0 | 0 | 0 | 0 | 0% | 0 | 0 | 0% | Normal | 0% | 0 | 0 | 0 | [17 empty] | Commercial_Hospital_Existing_Food Preparation_Double Rack Oven_
Commercial_Hospital_Existing_Food Preparation_Natural Gas_Double Rack Oven_E8 | Commercial | Hospital | Existing | Food Preparation | Natural Gas | Double Rack Oven | E8 |  | 0% | 0% | 0% | 0 | 0 | 0 | 0 | 0 | 0 | 0 | 0 | 0% | 0 | 0 | 0% | Normal | 0% | 0 | 0 | 0 | [17 empty] | Commercial_Hospital_Existing_Food Preparation_Double Rack Oven_
Commercial_Hospital_Existing_Food Preparation_Natural Gas_Double Rack Oven_E9 | Commercial | Hospital | Existing | Food Preparation | Natural Gas | Double Rack Oven | E9 |  | 0% | 0% | 0% | 0 | 0 | 0 | 0 | 0 | 0 | 0 | 0 | 0% | 0 | 0 | 0% | Normal | 0% | 0 | 0 | 0 | [17 empty] | Commercial_Hospital_Existing_Food Preparation_Double Rack Oven_
Commercial_Hospital_Existing_Food Preparation_Natural Gas_Double Rack Oven_E10 | Commercial | Hospital | Existing | Food Preparation | Natural Gas | Double Rack Oven | E10 |  | 0% | 0% | 0% | 0 | 0 | 0 | 0 | 0 | 0 | 0 | 0 | 0% | 0 | 0 | 0% | Normal | 0% | 0 | 0 | 0 | [17 empty] | Commercial_Hospital_Existing_Food Preparation_Double Rack Oven_
Commercial_Hospital_Existing_Food Preparation_Natural Gas_Fryer_E1 | Commercial | Hospital | Existing | Food Preparation | Natural Gas | Fryer | E1 | Standard | 100% | 0% | 0% | 0.47442 | 0 | 0 | 0 | 4 | 7 | 2019 | 2021 | 100% | 0 | 0 | 0% | Normal | 0% | 0.15303 | 0 | 0 | 1 unit | 30000 | 0 | 0.00013515 | 1132.275 | 3379.7321 | 0 | 0 | 0 | 2016 | 1.0386 | RTF Wkbk - ComCookingFryer_v3_3 | RTF Wkbk - ComCookingFryer_v3_3 | RTF Wkbk - ComCookingFryer_v3_3 | 1 | unit | 0.00013515 | Commercial_Hospital_Existing_Food Preparation_Fryer_Standard
Commercial_Hospital_Existing_Food Preparation_Natural Gas_Fryer_E2 | Commercial | Hospital | Existing | Food Preparation | Natural Gas | Fryer | E2 | ENERGY STAR | 61.29% | 0% | 0% | 0.59635 | 0 | 0 | 0 | 4 | 7 | 2019 | 2051 | 100% | 0 | 0 | 0% | Normal | 0% | 0.093792 | 0 | 0 | 1 unit | 30000 | 0 | 0.00013515 | 693.975 | 4248.3333 | 0 | 0 | 0 | 2016 | 1.0386 | RTF Wkbk - ComCookingFryer_v3_3 | RTF Wkbk - ComCookingFryer_v3_3 | RTF Wkbk - ComCookingFryer_v3_3 | 1 | unit | 0.00013515 | Commercial_Hospital_Existing_Food Preparation_Fryer_ENERGY STAR
Commercial_Hospital_Existing_Food Preparation_Natural Gas_Fryer_E3 | Commercial | Hospital | Existing | Food Preparation | Natural Gas | Fryer | E3 |  | 0% | 0% | 0% | 0 | 0 | 0 | 0 | 0 | 0 | 0 | 0 | 0% | 0 | 0 | 0% | Normal | 0% | 0 | 0 | 0 | [17 empty] | Commercial_Hospital_Existing_Food Preparation_Fryer_
Commercial_Hospital_Existing_Food Preparation_Natural Gas_Fryer_E4 | Commercial | Hospital | Existing | Food Preparation | Natural Gas | Fryer | E4 |  | 0% | 0% | 0% | 0 | 0 | 0 | 0 | 0 | 0 | 0 | 0 | 0% | 0 | 0 | 0% | Normal | 0% | 0 | 0 | 0 | [17 empty] | Commercial_Hospital_Existing_Food Preparation_Fryer_
Commercial_Hospital_Existing_Food Preparation_Natural Gas_Fryer_E5 | Commercial | Hospital | Existing | Food Preparation | Natural Gas | Fryer | E5 |  | 0% | 0% | 0% | 0 | 0 | 0 | 0 | 0 | 0 | 0 | 0 | 0% | 0 | 0 | 0% | Normal | 0% | 0 | 0 | 0 | [17 empty] | Commercial_Hospital_Existing_Food Preparation_Fryer_
Commercial_Hospital_Existing_Food Preparation_Natural Gas_Fryer_E6 | Commercial | Hospital | Existing | Food Preparation | Natural Gas | Fryer | E6 |  | 0% | 0% | 0% | 0 | 0 | 0 | 0 | 0 | 0 | 0 | 0 | 0% | 0 | 0 | 0% | Normal | 0% | 0 | 0 | 0 | [17 empty] | Commercial_Hospital_Existing_Food Preparation_Fryer_
Commercial_Hospital_Existing_Food Preparation_Natural Gas_Fryer_E7 | Commercial | Hospital | Existing | Food Preparation | Natural Gas | Fryer | E7 |  | 0% | 0% | 0% | 0 | 0 | 0 | 0 | 0 | 0 | 0 | 0 | 0% | 0 | 0 | 0% | Normal | 0% | 0 | 0 | 0 | [17 empty] | Commercial_Hospital_Existing_Food Preparation_Fryer_
Commercial_Hospital_Existing_Food Preparation_Natural Gas_Fryer_E8 | Commercial | Hospital | Existing | Food Preparation | Natural Gas | Fryer | E8 |  | 0% | 0% | 0% | 0 | 0 | 0 | 0 | 0 | 0 | 0 | 0 | 0% | 0 | 0 | 0% | Normal | 0% | 0 | 0 | 0 | [17 empty] | Commercial_Hospital_Existing_Food Preparation_Fryer_
Commercial_Hospital_Existing_Food Preparation_Natural Gas_Fryer_E9 | Commercial | Hospital | Existing | Food Preparation | Natural Gas | Fryer | E9 |  | 0% | 0% | 0% | 0 | 0 | 0 | 0 | 0 | 0 | 0 | 0 | 0% | 0 | 0 | 0% | Normal | 0% | 0 | 0 | 0 | [17 empty] | Commercial_Hospital_Existing_Food Preparation_Fryer_
Commercial_Hospital_Existing_Food Preparation_Natural Gas_Fryer_E10 | Commercial | Hospital | Existing | Food Preparation | Natural Gas | Fryer | E10 |  | 0% | 0% | 0% | 0 | 0 | 0 | 0 | 0 | 0 | 0 | 0 | 0% | 0 | 0 | 0% | Normal | 0% | 0 | 0 | 0 | [17 empty] | Commercial_Hospital_Existing_Food Preparation_Fryer_
Commercial_Hospital_Existing_Food Preparation_Natural Gas_Broiler_E1 | Commercial | Hospital | Existing | Food Preparation | Natural Gas | Broiler | E1 | Standard | 100% | 0% | 0% | 0.70053 | 0 | 0 | 0 | 10 | 14 | 2019 | 2051 | 100% | 0 | 0 | 0% | Normal | 0% | 0.16687 | 0 | 0 | 1 unit | 30000 | 0 | 0.00024807 | 672.672 | 2500 | 0 | 0 | 0 | 2011 | 1.1296 | IL TRM - 4.2.14 - CI-FSE-IRBL-V02-180101 | Estimate | IL TRM - 4.2.14 - CI-FSE-IRBL-V02-180101 | 1 | unit | 0.00024807 | Commercial_Hospital_Existing_Food Preparation_Broiler_Standard
Commercial_Hospital_Existing_Food Preparation_Natural Gas_Broiler_E2 | Commercial | Hospital | Existing | Food Preparation | Natural Gas | Broiler | E2 | Infrared Burners | 64.29% | 0% | 0% | 0.98075 | 0 | 0 | 0 | 10 | 14 | 2019 | 2051 | 100% | 0 | 0 | 0% | Normal | 0% | 0.10727 | 0 | 0 | 1 unit | 30000 | 0 | 0.00024807 | 432.432 | 3500 | 0 | 0 | 0 | 2011 | 1.1296 | IL TRM - 4.2.14 - CI-FSE-IRBL-V02-180101 | IL TRM - 4.2.14 - CI-FSE-IRBL-V02-180101 | IL TRM - 4.2.14 - CI-FSE-IRBL-V02-180101 | 1 | unit | 0.00024807 | Commercial_Hospital_Existing_Food Preparation_Broiler_Infrared Burners
Commercial_Hospital_Existing_Food Preparation_Natural Gas_Broiler_E3 | Commercial | Hospital | Existing | Food Preparation | Natural Gas | Broiler | E3 |  | 0% | 0% | 0% | 0 | 0 | 0 | 0 | 0 | 0 | 0 | 0 | 0% | 0 | 0 | 0% | Normal | 0% | 0 | 0 | 0 | [17 empty] | Commercial_Hospital_Existing_Food Preparation_Broiler_
Commercial_Hospital_Existing_Food Preparation_Natural Gas_Broiler_E4 | Commercial | Hospital | Existing | Food Preparation | Natural Gas | Broiler | E4 |  | 0% | 0% | 0% | 0 | 0 | 0 | 0 | 0 | 0 | 0 | 0 | 0% | 0 | 0 | 0% | Normal | 0% | 0 | 0 | 0 | [17 empty] | Commercial_Hospital_Existing_Food Preparation_Broiler_
Commercial_Hospital_Existing_Food Preparation_Natural Gas_Broiler_E5 | Commercial | Hospital | Existing | Food Preparation | Natural Gas | Broiler | E5 |  | 0% | 0% | 0% | 0 | 0 | 0 | 0 | 0 | 0 | 0 | 0 | 0% | 0 | 0 | 0% | Normal | 0% | 0 | 0 | 0 | [17 empty] | Commercial_Hospital_Existing_Food Preparation_Broiler_
Commercial_Hospital_Existing_Food Preparation_Natural Gas_Broiler_E6 | Commercial | Hospital | Existing | Food Preparation | Natural Gas | Broiler | E6 |  | 0% | 0% | 0% | 0 | 0 | 0 | 0 | 0 | 0 | 0 | 0 | 0% | 0 | 0 | 0% | Normal | 0% | 0 | 0 | 0 | [17 empty] | Commercial_Hospital_Existing_Food Preparation_Broiler_
Commercial_Hospital_Existing_Food Preparation_Natural Gas_Broiler_E7 | Commercial | Hospital | Existing | Food Preparation | Natural Gas | Broiler | E7 |  | 0% | 0% | 0% | 0 | 0 | 0 | 0 | 0 | 0 | 0 | 0 | 0% | 0 | 0 | 0% | Normal | 0% | 0 | 0 | 0 | [17 empty] | Commercial_Hospital_Existing_Food Preparation_Broiler_
Commercial_Hospital_Existing_Food Preparation_Natural Gas_Broiler_E8 | Commercial | Hospital | Existing | Food Preparation | Natural Gas | Broiler | E8 |  | 0% | 0% | 0% | 0 | 0 | 0 | 0 | 0 | 0 | 0 | 0 | 0% | 0 | 0 | 0% | Normal | 0% | 0 | 0 | 0 | [17 empty] | Commercial_Hospital_Existing_Food Preparation_Broiler_
Commercial_Hospital_Existing_Food Preparation_Natural Gas_Broiler_E9 | Commercial | Hospital | Existing | Food Preparation | Natural Gas | Broiler | E9 |  | 0% | 0% | 0% | 0 | 0 | 0 | 0 | 0 | 0 | 0 | 0 | 0% | 0 | 0 | 0% | Normal | 0% | 0 | 0 | 0 | [17 empty] | Commercial_Hospital_Existing_Food Preparation_Broiler_
Commercial_Hospital_Existing_Food Preparation_Natural Gas_Broiler_E10 | Commercial | Hospital | Existing | Food Preparation | Natural Gas | Broiler | E10 |  | 0% | 0% | 0% | 0 | 0 | 0 | 0 | 0 | 0 | 0 | 0 | 0% | 0 | 0 | 0% | Normal | 0% | 0 | 0 | 0 | [17 empty] | Commercial_Hospital_Existing_Food Preparation_Broiler_
Commercial_Hospital_Existing_Food Preparation_Natural Gas_Griddle_E1 | Commercial | Hospital | Existing | Food Preparation | Natural Gas | Griddle | E1 | Standard | 100% | 0% | 0% | 0.46842 | 0 | 0 | 0 | 10 | 14 | 2019 | 2051 | 100% | 0 | 0 | 0% | Normal | 0% | 0.10297 | 0 | 0 | 1 unit | 30000 | 0 | 8.3589e-05 | 1231.891 | 5150 | 0 | 0 | 0 | 2013 | 1.0881 | IL TRM - 4.2.8 - CI-FSE-ESGR-V04-200101 | COOK_GRD-Food Preparation-EIA14-2014 Ref. Case-5 | IL TRM - 4.2.8 - CI-FSE-ESGR-V04-200101 | 1 | unit | 8.3589e-05 | Commercial_Hospital_Existing_Food Preparation_Griddle_Standard
Commercial_Hospital_Existing_Food Preparation_Natural Gas_Griddle_E2 | Commercial | Hospital | Existing | Food Preparation | Natural Gas | Griddle | E2 | ENERGY STAR | 91.65% | 0% | 0% | 0.58212 | 0 | 0 | 0 | 10 | 14 | 2019 | 2051 | 100% | 0 | 0 | 0% | Normal | 0% | 0.094377 | 0 | 0 | 1 unit | 30000 | 0 | 8.3589e-05 | 1129.0497 | 6400 | 0 | 0 | 0 | 2013 | 1.0881 | IL TRM - 4.2.8 - CI-FSE-ESGR-V04-200101 | ETO Measure Input Sheet - Com - Gas Griddle | ETO Measure Input Sheet - Com - Gas Griddle | 1 | unit | 8.3589e-05 | Commercial_Hospital_Existing_Food Preparation_Griddle_ENERGY STAR
Commercial_Hospital_Existing_Food Preparation_Natural Gas_Griddle_E3 | Commercial | Hospital | Existing | Food Preparation | Natural Gas | Griddle | E3 |  | 0% | 0% | 0% | 0 | 0 | 0 | 0 | 0 | 0 | 0 | 0 | 0% | 0 | 0 | 0% | Normal | 0% | 0 | 0 | 0 | [17 empty] | Commercial_Hospital_Existing_Food Preparation_Griddle_
Commercial_Hospital_Existing_Food Preparation_Natural Gas_Griddle_E4 | Commercial | Hospital | Existing | Food Preparation | Natural Gas | Griddle | E4 |  | 0% | 0% | 0% | 0 | 0 | 0 | 0 | 0 | 0 | 0 | 0 | 0% | 0 | 0 | 0% | Normal | 0% | 0 | 0 | 0 | [17 empty] | Commercial_Hospital_Existing_Food Preparation_Griddle_
Commercial_Hospital_Existing_Food Preparation_Natural Gas_Griddle_E5 | Commercial | Hospital | Existing | Food Preparation | Natural Gas | Griddle | E5 |  | 0% | 0% | 0% | 0 | 0 | 0 | 0 | 0 | 0 | 0 | 0 | 0% | 0 | 0 | 0% | Normal | 0% | 0 | 0 | 0 | [17 empty] | Commercial_Hospital_Existing_Food Preparation_Griddle_
Commercial_Hospital_Existing_Food Preparation_Natural Gas_Griddle_E6 | Commercial | Hospital | Existing | Food Preparation | Natural Gas | Griddle | E6 |  | 0% | 0% | 0% | 0 | 0 | 0 | 0 | 0 | 0 | 0 | 0 | 0% | 0 | 0 | 0% | Normal | 0% | 0 | 0 | 0 | [17 empty] | Commercial_Hospital_Existing_Food Preparation_Griddle_
Commercial_Hospital_Existing_Food Preparation_Natural Gas_Griddle_E7 | Commercial | Hospital | Existing | Food Preparation | Natural Gas | Griddle | E7 |  | 0% | 0% | 0% | 0 | 0 | 0 | 0 | 0 | 0 | 0 | 0 | 0% | 0 | 0 | 0% | Normal | 0% | 0 | 0 | 0 | [17 empty] | Commercial_Hospital_Existing_Food Preparation_Griddle_
Commercial_Hospital_Existing_Food Preparation_Natural Gas_Griddle_E8 | Commercial | Hospital | Existing | Food Preparation | Natural Gas | Griddle | E8 |  | 0% | 0% | 0% | 0 | 0 | 0 | 0 | 0 | 0 | 0 | 0 | 0% | 0 | 0 | 0% | Normal | 0% | 0 | 0 | 0 | [17 empty] | Commercial_Hospital_Existing_Food Preparation_Griddle_
Commercial_Hospital_Existing_Food Preparation_Natural Gas_Griddle_E9 | Commercial | Hospital | Existing | Food Preparation | Natural Gas | Griddle | E9 |  | 0% | 0% | 0% | 0 | 0 | 0 | 0 | 0 | 0 | 0 | 0 | 0% | 0 | 0 | 0% | Normal | 0% | 0 | 0 | 0 | [17 empty] | Commercial_Hospital_Existing_Food Preparation_Griddle_
Commercial_Hospital_Existing_Food Preparation_Natural Gas_Griddle_E10 | Commercial | Hospital | Existing | Food Preparation | Natural Gas | Griddle | E10 |  | 0% | 0% | 0% | 0 | 0 | 0 | 0 | 0 | 0 | 0 | 0 | 0% | 0 | 0 | 0% | Normal | 0% | 0 | 0 | 0 | [17 empty] | Commercial_Hospital_Existing_Food Preparation_Griddle_
Commercial_Hospital_Existing_Food Preparation_Natural Gas_Range_E1 | Commercial | Hospital | Existing | Food Preparation | Natural Gas | Range | E1 | Standard | 100% | 0% | 0% | 0.78006 | 0 | 0 | 0 | 8 | 12 | 2019 | 2051 | 100% | 0 | 0 | 0% | Normal | 0% | 0.12226 | 0 | 0 | 1 unit | 30000 | 0 | 0.00010188 | 1200 | 7450 | 0 | 0 | 0 | 2017 | 1.0277 | COOK_OVN-Food Preparation-AEO17-1 | EIA 2018 Tech Forecast | Navigant 2009 | 1 | unit | 0.00010188 | Commercial_Hospital_Existing_Food Preparation_Range_Standard
Commercial_Hospital_Existing_Food Preparation_Natural Gas_Range_E2 | Commercial | Hospital | Existing | Food Preparation | Natural Gas | Range | E2 | High Efficiency | 75% | 0% | 0% | 0.78017 | 0 | 0 | 0 | 8 | 12 | 2019 | 2051 | 100% | 0 | 0 | 0% | Normal | 0% | 0.091696 | 0 | 0 | 1 unit | 30000 | 0 | 0.00010188 | 900 | 7451 | 0 | 0 | 0 | 2017 | 1.0277 | COOK_OVN-Food Preparation-AEO17-1 | EIA 2018 Tech Forecast | EIA 2018 Tech Forecast | 1 | unit | 0.00010188 | Commercial_Hospital_Existing_Food Preparation_Range_High Efficiency
Commercial_Hospital_Existing_Food Preparation_Natural Gas_Range_E3 | Commercial | Hospital | Existing | Food Preparation | Natural Gas | Range | E3 |  | 0% | 0% | 0% | 0 | 0 | 0 | 0 | 0 | 0 | 0 | 0 | 0% | 0 | 0 | 0% | Normal | 0% | 0 | 0 | 0 | [17 empty] | Commercial_Hospital_Existing_Food Preparation_Range_
Commercial_Hospital_Existing_Food Preparation_Natural Gas_Range_E4 | Commercial | Hospital | Existing | Food Preparation | Natural Gas | Range | E4 |  | 0% | 0% | 0% | 0 | 0 | 0 | 0 | 0 | 0 | 0 | 0 | 0% | 0 | 0 | 0% | Normal | 0% | 0 | 0 | 0 | [17 empty] | Commercial_Hospital_Existing_Food Preparation_Range_
Commercial_Hospital_Existing_Food Preparation_Natural Gas_Range_E5 | Commercial | Hospital | Existing | Food Preparation | Natural Gas | Range | E5 |  | 0% | 0% | 0% | 0 | 0 | 0 | 0 | 0 | 0 | 0 | 0 | 0% | 0 | 0 | 0% | Normal | 0% | 0 | 0 | 0 | [17 empty] | Commercial_Hospital_Existing_Food Preparation_Range_
Commercial_Hospital_Existing_Food Preparation_Natural Gas_Range_E6 | Commercial | Hospital | Existing | Food Preparation | Natural Gas | Range | E6 |  | 0% | 0% | 0% | 0 | 0 | 0 | 0 | 0 | 0 | 0 | 0 | 0% | 0 | 0 | 0% | Normal | 0% | 0 | 0 | 0 | [17 empty] | Commercial_Hospital_Existing_Food Preparation_Range_
Commercial_Hospital_Existing_Food Preparation_Natural Gas_Range_E7 | Commercial | Hospital | Existing | Food Preparation | Natural Gas | Range | E7 |  | 0% | 0% | 0% | 0 | 0 | 0 | 0 | 0 | 0 | 0 | 0 | 0% | 0 | 0 | 0% | Normal | 0% | 0 | 0 | 0 | [17 empty] | Commercial_Hospital_Existing_Food Preparation_Range_
Commercial_Hospital_Existing_Food Preparation_Natural Gas_Range_E8 | Commercial | Hospital | Existing | Food Preparation | Natural Gas | Range | E8 |  | 0% | 0% | 0% | 0 | 0 | 0 | 0 | 0 | 0 | 0 | 0 | 0% | 0 | 0 | 0% | Normal | 0% | 0 | 0 | 0 | [17 empty] | Commercial_Hospital_Existing_Food Preparation_Range_
Commercial_Hospital_Existing_Food Preparation_Natural Gas_Range_E9 | Commercial | Hospital | Existing | Food Preparation | Natural Gas | Range | E9 |  | 0% | 0% | 0% | 0 | 0 | 0 | 0 | 0 | 0 | 0 | 0 | 0% | 0 | 0 | 0% | Normal | 0% | 0 | 0 | 0 | [17 empty] | Commercial_Hospital_Existing_Food Preparation_Range_
Commercial_Hospital_Existing_Food Preparation_Natural Gas_Range_E10 | Commercial | Hospital | Existing | Food Preparation | Natural Gas | Range | E10 |  | 0% | 0% | 0% | 0 | 0 | 0 | 0 | 0 | 0 | 0 | 0 | 0% | 0 | 0 | 0% | Normal | 0% | 0 | 0 | 0 | [17 empty] | Commercial_Hospital_Existing_Food Preparation_Range_
Commercial_Hospital_Existing_Food Preparation_Natural Gas_Steamer_E1 | Commercial | Hospital | Existing | Food Preparation | Natural Gas | Steamer | E1 | Standard | 100% | 0% | 0% | 2.3112 | 0 | 0 | 0 | 8 | 16 | 2019 | 2021 | 100% | 0 | 0 | 0% | Normal | 0% | 0.24282 | 0 | 0 | 1 unit | 30000 | 0 | 0.00015901 | 1527.0152 | 13100 | 0 | 0 | 0 | 2012 | 1.1095 | IL TRM - 4.2.3 - CI-FSE-STMC-V05-190101 | DOE Commercial R&D 2016 - Table 2-10 | IL TRM - 4.2.3 - CI-FSE-STMC-V05-190101 | 1 | unit | 0.00015901 | Commercial_Hospital_Existing_Food Preparation_Steamer_Standard
Commercial_Hospital_Existing_Food Preparation_Natural Gas_Steamer_E2 | Commercial | Hospital | Existing | Food Preparation | Natural Gas | Steamer | E2 | ENERGY STAR | 43.38% | 0% | 0% | 2.7117 | 0 | -0.00046398 | 0 | 8 | 16 | 2019 | 2051 | 100% | 0 | 0 | 0% | Normal | 0% | 0.10534 | 0 | 0 | 1 unit | 30000 | 0 | 0.00015901 | 662.4553 | 15370 | 0 | -2.6298 | 0 | 2012 | 1.1095 | IL TRM - 4.2.3 - CI-FSE-STMC-V05-190101 | ETO Measure Input Sheet - Com - Gas Steamer | ETO Measure Input Sheet - Com - Gas Steamer | 1 | unit | 0.00015901 | Commercial_Hospital_Existing_Food Preparation_Steamer_ENERGY STAR
Commercial_Hospital_Existing_Food Preparation_Natural Gas_Steamer_E3 | Commercial | Hospital | Existing | Food Preparation | Natural Gas | Steamer | E3 |  | 0% | 0% | 0% | 0 | 0 | 0 | 0 | 0 | 0 | 0 | 0 | 0% | 0 | 0 | 0% | Normal | 0% | 0 | 0 | 0 | [17 empty] | Commercial_Hospital_Existing_Food Preparation_Steamer_
Commercial_Hospital_Existing_Food Preparation_Natural Gas_Steamer_E4 | Commercial | Hospital | Existing | Food Preparation | Natural Gas | Steamer | E4 |  | 0% | 0% | 0% | 0 | 0 | 0 | 0 | 0 | 0 | 0 | 0 | 0% | 0 | 0 | 0% | Normal | 0% | 0 | 0 | 0 | [17 empty] | Commercial_Hospital_Existing_Food Preparation_Steamer_
Commercial_Hospital_Existing_Food Preparation_Natural Gas_Steamer_E5 | Commercial | Hospital | Existing | Food Preparation | Natural Gas | Steamer | E5 |  | 0% | 0% | 0% | 0 | 0 | 0 | 0 | 0 | 0 | 0 | 0 | 0% | 0 | 0 | 0% | Normal | 0% | 0 | 0 | 0 | [17 empty] | Commercial_Hospital_Existing_Food Preparation_Steamer_
Commercial_Hospital_Existing_Food Preparation_Natural Gas_Steamer_E6 | Commercial | Hospital | Existing | Food Preparation | Natural Gas | Steamer | E6 |  | 0% | 0% | 0% | 0 | 0 | 0 | 0 | 0 | 0 | 0 | 0 | 0% | 0 | 0 | 0% | Normal | 0% | 0 | 0 | 0 | [17 empty] | Commercial_Hospital_Existing_Food Preparation_Steamer_
Commercial_Hospital_Existing_Food Preparation_Natural Gas_Steamer_E7 | Commercial | Hospital | Existing | Food Preparation | Natural Gas | Steamer | E7 |  | 0% | 0% | 0% | 0 | 0 | 0 | 0 | 0 | 0 | 0 | 0 | 0% | 0 | 0 | 0% | Normal | 0% | 0 | 0 | 0 | [17 empty] | Commercial_Hospital_Existing_Food Preparation_Steamer_
Commercial_Hospital_Existing_Food Preparation_Natural Gas_Steamer_E8 | Commercial | Hospital | Existing | Food Preparation | Natural Gas | Steamer | E8 |  | 0% | 0% | 0% | 0 | 0 | 0 | 0 | 0 | 0 | 0 | 0 | 0% | 0 | 0 | 0% | Normal | 0% | 0 | 0 | 0 | [17 empty] | Commercial_Hospital_Existing_Food Preparation_Steamer_
Commercial_Hospital_Existing_Food Preparation_Natural Gas_Steamer_E9 | Commercial | Hospital | Existing | Food Preparation | Natural Gas | Steamer | E9 |  | 0% | 0% | 0% | 0 | 0 | 0 | 0 | 0 | 0 | 0 | 0 | 0% | 0 | 0 | 0% | Normal | 0% | 0 | 0 | 0 | [17 empty] | Commercial_Hospital_Existing_Food Preparation_Steamer_
Commercial_Hospital_Existing_Food Preparation_Natural Gas_Steamer_E10 | Commercial | Hospital | Existing | Food Preparation | Natural Gas | Steamer | E10 |  | 0% | 0% | 0% | 0 | 0 | 0 | 0 | 0 | 0 | 0 | 0 | 0% | 0 | 0 | 0% | Normal | 0% | 0 | 0 | 0 | [17 empty] | Commercial_Hospital_Existing_Food Preparation_Steamer_
Commercial_Hospital_Existing_Food Preparation_Natural Gas_Food Prep Other_E1 | Commercial | Hospital | Existing | Food Preparation | Natural Gas | Food Prep Other | E1 | Standard | 100% | 0% | 0% | 0.035096 | 0 | 0 | 0 | 8 | 12 | 2019 | 2051 | 100% | 0 | 0 | 0% | Normal | 0% | 0.043498 | 0 | 0 | 1 unit | 30000 | 0 | 3.0564e-05 | 1423.18 | 1000 | 0 | 0 | 0 | 2010 | 1.1483 | Default | Default | Default | 1 | unit | 3.0564e-05 | Commercial_Hospital_Existing_Food Preparation_Food Prep Other_Standard
Commercial_Hospital_Existing_Food Preparation_Natural Gas_Food Prep Other_E2 | Commercial | Hospital | Existing | Food Preparation | Natural Gas | Food Prep Other | E2 | ENERGY STAR | 100% | 0% | 0% | 0.035131 | 0 | 0 | 0 | 8 | 12 | 2019 | 2051 | 100% | 0 | 0 | 0% | Normal | 0% | 0.043498 | 0 | 0 | 1 unit | 30000 | 0 | 3.0564e-05 | 1423.18 | 1001 | 0 | 0 | 0 | 2010 | 1.1483 | N/A | N/A | N/A | 1 | unit | 3.0564e-05 | Commercial_Hospital_Existing_Food Preparation_Food Prep Other_ENERGY STAR
Commercial_Hospital_Existing_Food Preparation_Natural Gas_Food Prep Other_E3 | Commercial | Hospital | Existing | Food Preparation | Natural Gas | Food Prep Other | E3 |  | 0% | 0% | 0% | 0 | 0 | 0 | 0 | 0 | 0 | 0 | 0 | 0% | 0 | 0 | 0% | Normal | 0% | 0 | 0 | 0 | [17 empty] | Commercial_Hospital_Existing_Food Preparation_Food Prep Other_
Commercial_Hospital_Existing_Food Preparation_Natural Gas_Food Prep Other_E4 | Commercial | Hospital | Existing | Food Preparation | Natural Gas | Food Prep Other | E4 |  | 0% | 0% | 0% | 0 | 0 | 0 | 0 | 0 | 0 | 0 | 0 | 0% | 0 | 0 | 0% | Normal | 0% | 0 | 0 | 0 | [17 empty] | Commercial_Hospital_Existing_Food Preparation_Food Prep Other_
Commercial_Hospital_Existing_Food Preparation_Natural Gas_Food Prep Other_E5 | Commercial | Hospital | Existing | Food Preparation | Natural Gas | Food Prep Other | E5 |  | 0% | 0% | 0% | 0 | 0 | 0 | 0 | 0 | 0 | 0 | 0 | 0% | 0 | 0 | 0% | Normal | 0% | 0 | 0 | 0 | [17 empty] | Commercial_Hospital_Existing_Food Preparation_Food Prep Other_
Commercial_Hospital_Existing_Food Preparation_Natural Gas_Food Prep Other_E6 | Commercial | Hospital | Existing | Food Preparation | Natural Gas | Food Prep Other | E6 |  | 0% | 0% | 0% | 0 | 0 | 0 | 0 | 0 | 0 | 0 | 0 | 0% | 0 | 0 | 0% | Normal | 0% | 0 | 0 | 0 | [17 empty] | Commercial_Hospital_Existing_Food Preparation_Food Prep Other_
Commercial_Hospital_Existing_Food Preparation_Natural Gas_Food Prep Other_E7 | Commercial | Hospital | Existing | Food Preparation | Natural Gas | Food Prep Other | E7 |  | 0% | 0% | 0% | 0 | 0 | 0 | 0 | 0 | 0 | 0 | 0 | 0% | 0 | 0 | 0% | Normal | 0% | 0 | 0 | 0 | [17 empty] | Commercial_Hospital_Existing_Food Preparation_Food Prep Other_
Commercial_Hospital_Existing_Food Preparation_Natural Gas_Food Prep Other_E8 | Commercial | Hospital | Existing | Food Preparation | Natural Gas | Food Prep Other | E8 |  | 0% | 0% | 0% | 0 | 0 | 0 | 0 | 0 | 0 | 0 | 0 | 0% | 0 | 0 | 0% | Normal | 0% | 0 | 0 | 0 | [17 empty] | Commercial_Hospital_Existing_Food Preparation_Food Prep Other_
Commercial_Hospital_Existing_Food Preparation_Natural Gas_Food Prep Other_E9 | Commercial | Hospital | Existing | Food Preparation | Natural Gas | Food Prep Other | E9 |  | 0% | 0% | 0% | 0 | 0 | 0 | 0 | 0 | 0 | 0 | 0 | 0% | 0 | 0 | 0% | Normal | 0% | 0 | 0 | 0 | [17 empty] | Commercial_Hospital_Existing_Food Preparation_Food Prep Other_
Commercial_Hospital_Existing_Food Preparation_Natural Gas_Food Prep Other_E10 | Commercial | Hospital | Existing | Food Preparation | Natural Gas | Food Prep Other | E10 |  | 0% | 0% | 0% | 0 | 0 | 0 | 0 | 0 | 0 | 0 | 0 | 0% | 0 | 0 | 0% | Normal | 0% | 0 | 0 | 0 | [17 empty] | Commercial_Hospital_Existing_Food Preparation_Food Prep Other_
Commercial_Hospital_Existing_Miscellaneous_Natural Gas_Pool Heater_E1 | Commercial | Hospital | Existing | Miscellaneous | Natural Gas | Pool Heater | E1 | Standard (EF .78) | 100% | 0% | 0% | 0.013077 | 0 | 0 | 0 | 4 | 8 | 2019 | 2051 | 100% | 0 | 0 | 0% | Normal | 0% | 0.010152 | 0 | 0 | 1 unit | 30000 | 0 | 6.7772e-07 | 14980 | 18052 | 0 | 0 | 0 | 2014 | 1.0689 | DOE Commercial R&D 2016 - Table 7-6 | DOE Commercial R&D 2016 - Table 7-7 | DOE Commercial R&D 2016 - Table 7-8 | 1 | unit | 6.7772e-07 | Commercial_Hospital_Existing_Miscellaneous_Pool Heater_Standard (EF .78)
Commercial_Hospital_Existing_Miscellaneous_Natural Gas_Pool Heater_E2 | Commercial | Hospital | Existing | Miscellaneous | Natural Gas | Pool Heater | E2 | Condensing (EF .90) | 85% | 0% | 0% | 0.021412 | 0 | 0 | 0 | 4 | 8 | 2019 | 2051 | 100% | 0 | 0 | 0% | Normal | 0% | 0.0086294 | 0 | 0 | 1 unit | 30000 | 0 | 6.7772e-07 | 12733 | 29558 | 0 | 0 | 0 | 2014 | 1.0689 | DOE Commercial R&D 2016 - Table 7-6 | DOE Commercial R&D 2016 - Table 7-7 | DOE Commercial R&D 2016 - Table 7-9 | 1 | unit | 6.7772e-07 | Commercial_Hospital_Existing_Miscellaneous_Pool Heater_Condensing (EF .90)
Commercial_Hospital_Existing_Miscellaneous_Natural Gas_Pool Heater_E3 | Commercial | Hospital | Existing | Miscellaneous | Natural Gas | Pool Heater | E3 |  | 0% | 0% | 0% | 0 | 0 | 0 | 0 | 0 | 0 | 0 | 0 | 0% | 0 | 0 | 0% | Normal | 0% | 0 | 0 | 0 | [17 empty] | Commercial_Hospital_Existing_Miscellaneous_Pool Heater_
Commercial_Hospital_Existing_Miscellaneous_Natural Gas_Pool Heater_E4 | Commercial | Hospital | Existing | Miscellaneous | Natural Gas | Pool Heater | E4 |  | 0% | 0% | 0% | 0 | 0 | 0 | 0 | 0 | 0 | 0 | 0 | 0% | 0 | 0 | 0% | Normal | 0% | 0 | 0 | 0 | [17 empty] | Commercial_Hospital_Existing_Miscellaneous_Pool Heater_
Commercial_Hospital_Existing_Miscellaneous_Natural Gas_Pool Heater_E5 | Commercial | Hospital | Existing | Miscellaneous | Natural Gas | Pool Heater | E5 |  | 0% | 0% | 0% | 0 | 0 | 0 | 0 | 0 | 0 | 0 | 0 | 0% | 0 | 0 | 0% | Normal | 0% | 0 | 0 | 0 | [17 empty] | Commercial_Hospital_Existing_Miscellaneous_Pool Heater_
Commercial_Hospital_Existing_Miscellaneous_Natural Gas_Pool Heater_E6 | Commercial | Hospital | Existing | Miscellaneous | Natural Gas | Pool Heater | E6 |  | 0% | 0% | 0% | 0 | 0 | 0 | 0 | 0 | 0 | 0 | 0 | 0% | 0 | 0 | 0% | Normal | 0% | 0 | 0 | 0 | [17 empty] | Commercial_Hospital_Existing_Miscellaneous_Pool Heater_
Commercial_Hospital_Existing_Miscellaneous_Natural Gas_Pool Heater_E7 | Commercial | Hospital | Existing | Miscellaneous | Natural Gas | Pool Heater | E7 |  | 0% | 0% | 0% | 0 | 0 | 0 | 0 | 0 | 0 | 0 | 0 | 0% | 0 | 0 | 0% | Normal | 0% | 0 | 0 | 0 | [17 empty] | Commercial_Hospital_Existing_Miscellaneous_Pool Heater_
Commercial_Hospital_Existing_Miscellaneous_Natural Gas_Pool Heater_E8 | Commercial | Hospital | Existing | Miscellaneous | Natural Gas | Pool Heater | E8 |  | 0% | 0% | 0% | 0 | 0 | 0 | 0 | 0 | 0 | 0 | 0 | 0% | 0 | 0 | 0% | Normal | 0% | 0 | 0 | 0 | [17 empty] | Commercial_Hospital_Existing_Miscellaneous_Pool Heater_
Commercial_Hospital_Existing_Miscellaneous_Natural Gas_Pool Heater_E9 | Commercial | Hospital | Existing | Miscellaneous | Natural Gas | Pool Heater | E9 |  | 0% | 0% | 0% | 0 | 0 | 0 | 0 | 0 | 0 | 0 | 0 | 0% | 0 | 0 | 0% | Normal | 0% | 0 | 0 | 0 | [17 empty] | Commercial_Hospital_Existing_Miscellaneous_Pool Heater_
Commercial_Hospital_Existing_Miscellaneous_Natural Gas_Pool Heater_E10 | Commercial | Hospital | Existing | Miscellaneous | Natural Gas | Pool Heater | E10 |  | 0% | 0% | 0% | 0 | 0 | 0 | 0 | 0 | 0 | 0 | 0 | 0% | 0 | 0 | 0% | Normal | 0% | 0 | 0 | 0 | [17 empty] | Commercial_Hospital_Existing_Miscellaneous_Pool Heater_
Commercial_Hospital_Existing_Miscellaneous_Natural Gas_Miscellaneous_E1 | Commercial | Hospital | Existing | Miscellaneous | Natural Gas | Miscellaneous | E1 | Miscellaneous | 100% | 0% | 0% | 0.010787 | 0 | 0 | 0 | 2 | 8 | 2019 | 2051 | 100% | 0 | 0 | 0% | Normal | 0% | 0.010385 | 0 | 0 | 1 unit | 30000 | 0 | 0.010385 | 1 | 1 | 0 | 0 | 0 | 2016 | 1.0386 | N/A | N/A | N/A | 1 | unit | 0.010385 | Commercial_Hospital_Existing_Miscellaneous_Miscellaneous_Miscellaneous
Commercial_Hospital_Existing_Miscellaneous_Natural Gas_Miscellaneous_E2 | Commercial | Hospital | Existing | Miscellaneous | Natural Gas | Miscellaneous | E2 |  | 0% | 0% | 0% | 0 | 0 | 0 | 0 | 0 | 0 | 0 | 0 | 0% | 0 | 0 | 0% | Normal | 0% | 0 | 0 | 0 | [17 empty] | Commercial_Hospital_Existing_Miscellaneous_Miscellaneous_
Commercial_Hospital_Existing_Miscellaneous_Natural Gas_Miscellaneous_E3 | Commercial | Hospital | Existing | Miscellaneous | Natural Gas | Miscellaneous | E3 |  | 0% | 0% | 0% | 0 | 0 | 0 | 0 | 0 | 0 | 0 | 0 | 0% | 0 | 0 | 0% | Normal | 0% | 0 | 0 | 0 | [17 empty] | Commercial_Hospital_Existing_Miscellaneous_Miscellaneous_
Commercial_Hospital_Existing_Miscellaneous_Natural Gas_Miscellaneous_E4 | Commercial | Hospital | Existing | Miscellaneous | Natural Gas | Miscellaneous | E4 |  | 0% | 0% | 0% | 0 | 0 | 0 | 0 | 0 | 0 | 0 | 0 | 0% | 0 | 0 | 0% | Normal | 0% | 0 | 0 | 0 | [17 empty] | Commercial_Hospital_Existing_Miscellaneous_Miscellaneous_
Commercial_Hospital_Existing_Miscellaneous_Natural Gas_Miscellaneous_E5 | Commercial | Hospital | Existing | Miscellaneous | Natural Gas | Miscellaneous | E5 |  | 0% | 0% | 0% | 0 | 0 | 0 | 0 | 0 | 0 | 0 | 0 | 0% | 0 | 0 | 0% | Normal | 0% | 0 | 0 | 0 | [17 empty] | Commercial_Hospital_Existing_Miscellaneous_Miscellaneous_
Commercial_Hospital_Existing_Miscellaneous_Natural Gas_Miscellaneous_E6 | Commercial | Hospital | Existing | Miscellaneous | Natural Gas | Miscellaneous | E6 |  | 0% | 0% | 0% | 0 | 0 | 0 | 0 | 0 | 0 | 0 | 0 | 0% | 0 | 0 | 0% | Normal | 0% | 0 | 0 | 0 | [17 empty] | Commercial_Hospital_Existing_Miscellaneous_Miscellaneous_
Commercial_Hospital_Existing_Miscellaneous_Natural Gas_Miscellaneous_E7 | Commercial | Hospital | Existing | Miscellaneous | Natural Gas | Miscellaneous | E7 |  | 0% | 0% | 0% | 0 | 0 | 0 | 0 | 0 | 0 | 0 | 0 | 0% | 0 | 0 | 0% | Normal | 0% | 0 | 0 | 0 | [17 empty] | Commercial_Hospital_Existing_Miscellaneous_Miscellaneous_
Commercial_Hospital_Existing_Miscellaneous_Natural Gas_Miscellaneous_E8 | Commercial | Hospital | Existing | Miscellaneous | Natural Gas | Miscellaneous | E8 |  | 0% | 0% | 0% | 0 | 0 | 0 | 0 | 0 | 0 | 0 | 0 | 0% | 0 | 0 | 0% | Normal | 0% | 0 | 0 | 0 | [17 empty] | Commercial_Hospital_Existing_Miscellaneous_Miscellaneous_
Commercial_Hospital_Existing_Miscellaneous_Natural Gas_Miscellaneous_E9 | Commercial | Hospital | Existing | Miscellaneous | Natural Gas | Miscellaneous | E9 |  | 0% | 0% | 0% | 0 | 0 | 0 | 0 | 0 | 0 | 0 | 0 | 0% | 0 | 0 | 0% | Normal | 0% | 0 | 0 | 0 | [17 empty] | Commercial_Hospital_Existing_Miscellaneous_Miscellaneous_
Commercial_Hospital_Existing_Miscellaneous_Natural Gas_Miscellaneous_E10 | Commercial | Hospital | Existing | Miscellaneous | Natural Gas | Miscellaneous | E10 |  | 0% | 0% | 0% | 0 | 0 | 0 | 0 | 0 | 0 | 0 | 0 | 0% | 0 | 0 | 0% | Normal | 0% | 0 | 0 | 0 | [17 empty] | Commercial_Hospital_Existing_Miscellaneous_Miscellaneous_
Commercial_Hospital_New_Space Heating_Natural Gas_Furnace_E1 | Commercial | Hospital | New | Space Heating | Natural Gas | Furnace | E1 | AFUE 80% (Standard) | 100% | 0% | 0% | 0.11625 | 0.12179 | 0.018822 | 0 | 17 | 29 | 2019 | 2051 | 65% | 0 | 0 | 0% | Normal | 0% | 0.12944 | 0 | 0 | 400 kBtu/hr | 30000 | 0 | 0.00010909 | 2.9663 | 1050 | 1100 | 170 | 0 | 2018 | 1.0149 | EIA 2018 Tech Forecast | EIA 2018 Tech Forecast | AEG BEST | 400 | kBtu/hr | 0.043636 | Commercial_Hospital_New_Space Heating_Furnace_AFUE 80% (Standard)
Commercial_Hospital_New_Space Heating_Natural Gas_Furnace_E2 | Commercial | Hospital | New | Space Heating | Natural Gas | Furnace | E2 | AFUE 90% | 88.89% | 0% | 0% | 0.19376 | 0.14393 | 0.019376 | 0 | 17 | 29 | 2019 | 2051 | 65% | 0 | 0 | 0% | Normal | 0% | 0.11506 | 0 | 0 | 400 kBtu/hr | 30000 | 0 | 0.00010909 | 2.6368 | 1750 | 1300 | 175 | 0 | 2018 | 1.0149 | EIA 2018 Tech Forecast | EIA 2018 Tech Forecast | AEG BEST | 400 | kBtu/hr | 0.043636 | Commercial_Hospital_New_Space Heating_Furnace_AFUE 90%
Commercial_Hospital_New_Space Heating_Natural Gas_Furnace_E3 | Commercial | Hospital | New | Space Heating | Natural Gas | Furnace | E3 | AFUE 96% | 83.33% | 0% | 0% | 0.27126 | 0.16608 | 0.019929 | 0 | 17 | 29 | 2019 | 2051 | 65% | 0 | 0 | 0% | Normal | 0% | 0.10787 | 0 | 0 | 400 kBtu/hr | 30000 | 0 | 0.00010909 | 2.472 | 2450 | 1500 | 180 | 0 | 2018 | 1.0149 | EIA 2018 Tech Forecast | EIA 2018 Tech Forecast | AEG BEST | 400 | kBtu/hr | 0.043636 | Commercial_Hospital_New_Space Heating_Furnace_AFUE 96%
Commercial_Hospital_New_Space Heating_Natural Gas_Furnace_E4 | Commercial | Hospital | New | Space Heating | Natural Gas | Furnace | E4 | Convert to NG Air Source Heat Pump | 83.34% | 0% | 0% | 8.8747 | 0.12179 | 0.16674 | 0 | 10 | 20 | 2019 | 2051 | 100% | 0 | 0 | 0% | Normal | 0% | 0.10787 | 0 | 0 | 400 kBtu/hr | 30000 | 0 | 0.00010909 | 2.4721 | 79158.3766 | 1086.3161 | 1487.218 | 0 | 2017 | 1.0277 | AEO 2021 - gas_eng-driven_RTHP-heat 2017 typical | AEO 2021 - gas_eng-driven_RTHP-heat 2017 typical | HP_GAS-Heating-AEO17-1 | 400 | kBtu/hr | 0.043636 | Commercial_Hospital_New_Space Heating_Furnace_Convert to NG Air Source Heat Pump
Commercial_Hospital_New_Space Heating_Natural Gas_Furnace_E5 | Commercial | Hospital | New | Space Heating | Natural Gas | Furnace | E5 |  | 0% | 0% | 0% | 0 | 0 | 0 | 0 | 0 | 0 | 0 | 0 | 0% | 0 | 0 | 0% | Normal | 0% | 0 | 0 | 0 | [17 empty] | Commercial_Hospital_New_Space Heating_Furnace_
Commercial_Hospital_New_Space Heating_Natural Gas_Furnace_E6 | Commercial | Hospital | New | Space Heating | Natural Gas | Furnace | E6 |  | 0% | 0% | 0% | 0 | 0 | 0 | 0 | 0 | 0 | 0 | 0 | 0% | 0 | 0 | 0% | Normal | 0% | 0 | 0 | 0 | [17 empty] | Commercial_Hospital_New_Space Heating_Furnace_
Commercial_Hospital_New_Space Heating_Natural Gas_Furnace_E7 | Commercial | Hospital | New | Space Heating | Natural Gas | Furnace | E7 |  | 0% | 0% | 0% | 0 | 0 | 0 | 0 | 0 | 0 | 0 | 0 | 0% | 0 | 0 | 0% | Normal | 0% | 0 | 0 | 0 | [17 empty] | Commercial_Hospital_New_Space Heating_Furnace_
Commercial_Hospital_New_Space Heating_Natural Gas_Furnace_E8 | Commercial | Hospital | New | Space Heating | Natural Gas | Furnace | E8 |  | 0% | 0% | 0% | 0 | 0 | 0 | 0 | 0 | 0 | 0 | 0 | 0% | 0 | 0 | 0% | Normal | 0% | 0 | 0 | 0 | [17 empty] | Commercial_Hospital_New_Space Heating_Furnace_
Commercial_Hospital_New_Space Heating_Natural Gas_Furnace_E9 | Commercial | Hospital | New | Space Heating | Natural Gas | Furnace | E9 |  | 0% | 0% | 0% | 0 | 0 | 0 | 0 | 0 | 0 | 0 | 0 | 0% | 0 | 0 | 0% | Normal | 0% | 0 | 0 | 0 | [17 empty] | Commercial_Hospital_New_Space Heating_Furnace_
Commercial_Hospital_New_Space Heating_Natural Gas_Furnace_E10 | Commercial | Hospital | New | Space Heating | Natural Gas | Furnace | E10 |  | 0% | 0% | 0% | 0 | 0 | 0 | 0 | 0 | 0 | 0 | 0 | 0% | 0 | 0 | 0% | Normal | 0% | 0 | 0 | 0 | [17 empty] | Commercial_Hospital_New_Space Heating_Furnace_
Commercial_Hospital_New_Space Heating_Natural Gas_Boiler_E1 | Commercial | Hospital | New | Space Heating | Natural Gas | Boiler | E1 | AFUE 80% (Standard) | 100% | 0% | 0% | 0.91896 | 0.5093 | 0.099646 | 0 | 20 | 30 | 2019 | 2051 | 100% | 0 | 0 | 0% | Normal | 0% | 0.33493 | 0 | 0 | 800 kBtu/hr | 30000 | 0 | 5.4545e-05 | 7.0581 | 16600 | 9200 | 1800 | 0 | 2018 | 1.0149 | EIA 2018 Tech Forecast | EIA 2018 Tech Forecast | GBLR-Heating-EIA14-2014 Ref. Case-2 | 800 | kBtu/hr | 0.043636 | Commercial_Hospital_New_Space Heating_Boiler_AFUE 80% (Standard)
Commercial_Hospital_New_Space Heating_Natural Gas_Boiler_E2 | Commercial | Hospital | New | Space Heating | Natural Gas | Boiler | E2 | AFUE 85% | 94.12% | 0% | 0% | 1.2567 | 0.53975 | 0.099646 | 0 | 20 | 30 | 2019 | 2051 | 100% | 0 | 0 | 0% | Normal | 0% | 0.31523 | 0 | 0 | 800 kBtu/hr | 30000 | 0 | 5.4545e-05 | 6.6429 | 22700 | 9750 | 1800 | 0 | 2018 | 1.0149 | EIA 2018 Tech Forecast | EIA 2018 Tech Forecast | GBLR-Heating-EIA14-2014 Ref. Case-5 | 800 | kBtu/hr | 0.043636 | Commercial_Hospital_New_Space Heating_Boiler_AFUE 85%
Commercial_Hospital_New_Space Heating_Natural Gas_Boiler_E3 | Commercial | Hospital | New | Space Heating | Natural Gas | Boiler | E3 | AFUE 97% | 82.47% | 0% | 0% | 2.034 | 0.50173 | 0.099646 | 0 | 20 | 30 | 2019 | 2051 | 100% | 0 | 0 | 0% | Normal | 0% | 0.27623 | 0 | 0 | 800 kBtu/hr | 30000 | 0 | 5.4545e-05 | 5.8211 | 36742.4242 | 9063.1313 | 1800 | 0 | 2018 | 1.0149 | EIA 2018 Tech Forecast | EIA 2018 Tech Forecast | GBLR-Heating-EIA14-2014 Ref. Case-6 | 800 | kBtu/hr | 0.043636 | Commercial_Hospital_New_Space Heating_Boiler_AFUE 97%
Commercial_Hospital_New_Space Heating_Natural Gas_Boiler_E4 | Commercial | Hospital | New | Space Heating | Natural Gas | Boiler | E4 | Convert to NG Air Source Heat Pump | 61.54% | 0% | 0% | 8.8747 | 0.5093 | 0.16674 | 0 | 10 | 20 | 2019 | 2051 | 100% | 0 | 0 | 0% | Normal | 0% | 0.20611 | 0 | 0 | 800 kBtu/hr | 30000 | 0 | 5.4545e-05 | 4.3435 | 158316.7533 | 9085.5528 | 2974.436 | 0 | 2017 | 1.0277 | AEO 2021 - gas_eng-driven_RTHP-heat 2017 typical | AEO 2021 - gas_eng-driven_RTHP-heat 2017 typical | HP_GAS-Heating-AEO17-1 | 800 | kBtu/hr | 0.043636 | Commercial_Hospital_New_Space Heating_Boiler_Convert to NG Air Source Heat Pump
Commercial_Hospital_New_Space Heating_Natural Gas_Boiler_E5 | Commercial | Hospital | New | Space Heating | Natural Gas | Boiler | E5 |  | 0% | 0% | 0% | 0 | 0 | 0 | 0 | 0 | 0 | 0 | 0 | 0% | 0 | 0 | 0% | Normal | 0% | 0 | 0 | 0 | [17 empty] | Commercial_Hospital_New_Space Heating_Boiler_
Commercial_Hospital_New_Space Heating_Natural Gas_Boiler_E6 | Commercial | Hospital | New | Space Heating | Natural Gas | Boiler | E6 |  | 0% | 0% | 0% | 0 | 0 | 0 | 0 | 0 | 0 | 0 | 0 | 0% | 0 | 0 | 0% | Normal | 0% | 0 | 0 | 0 | [17 empty] | Commercial_Hospital_New_Space Heating_Boiler_
Commercial_Hospital_New_Space Heating_Natural Gas_Boiler_E7 | Commercial | Hospital | New | Space Heating | Natural Gas | Boiler | E7 |  | 0% | 0% | 0% | 0 | 0 | 0 | 0 | 0 | 0 | 0 | 0 | 0% | 0 | 0 | 0% | Normal | 0% | 0 | 0 | 0 | [17 empty] | Commercial_Hospital_New_Space Heating_Boiler_
Commercial_Hospital_New_Space Heating_Natural Gas_Boiler_E8 | Commercial | Hospital | New | Space Heating | Natural Gas | Boiler | E8 |  | 0% | 0% | 0% | 0 | 0 | 0 | 0 | 0 | 0 | 0 | 0 | 0% | 0 | 0 | 0% | Normal | 0% | 0 | 0 | 0 | [17 empty] | Commercial_Hospital_New_Space Heating_Boiler_
Commercial_Hospital_New_Space Heating_Natural Gas_Boiler_E9 | Commercial | Hospital | New | Space Heating | Natural Gas | Boiler | E9 |  | 0% | 0% | 0% | 0 | 0 | 0 | 0 | 0 | 0 | 0 | 0 | 0% | 0 | 0 | 0% | Normal | 0% | 0 | 0 | 0 | [17 empty] | Commercial_Hospital_New_Space Heating_Boiler_
Commercial_Hospital_New_Space Heating_Natural Gas_Boiler_E10 | Commercial | Hospital | New | Space Heating | Natural Gas | Boiler | E10 |  | 0% | 0% | 0% | 0 | 0 | 0 | 0 | 0 | 0 | 0 | 0 | 0% | 0 | 0 | 0% | Normal | 0% | 0 | 0 | 0 | [17 empty] | Commercial_Hospital_New_Space Heating_Boiler_
Commercial_Hospital_New_Space Heating_Natural Gas_Unit Heater_E1 | Commercial | Hospital | New | Space Heating | Natural Gas | Unit Heater | E1 | Standard | 100% | 0% | 0% | 0.054701 | 0 | 0 | 0 | 10 | 14 | 2019 | 2051 | 100% | 0 | 0 | 0% | Normal | 0% | 0.073963 | 0 | 0 | 125 kBtu/Hr | 30000 | 0 | 2.5411e-07 | 2328.572 | 1753.7127 | 0 | 0 | 0 | 2020 | 0.98199 | IL TRM - 4.4.12 - CI-HVC-IRHT-V02-210101 | AEG Market Research | IL TRM - 4.4.12 - CI-HVC-IRHT-V02-210101 w/ CNGC Sizing | 125 | kBtu/Hr | 3.1763e-05 | Commercial_Hospital_New_Space Heating_Unit Heater_Standard
Commercial_Hospital_New_Space Heating_Natural Gas_Unit Heater_E2 | Commercial | Hospital | New | Space Heating | Natural Gas | Unit Heater | E2 | Condensing | 95.24% | 0% | 0% | 0.087577 | 0 | 0 | 0 | 10 | 14 | 2019 | 2051 | 100% | 0 | 0 | 0% | Normal | 0% | 0.070443 | 0 | 0 | 125 kBtu/Hr | 30000 | 0 | 2.5411e-07 | 2217.7386 | 2807.7404 | 0 | 0 | 0 | 2020 | 0.98199 | IL TRM - 4.4.5 - CI-HVC-CUHT-V01-190101 | ETO Measure Input Sheet - Com - Condensing Unit Heater GAS SPHT | IL TRM - 4.4.5 - CI-HVC-CUHT-V01-190101 w/ CNGC Sizing | 125 | kBtu/Hr | 3.1763e-05 | Commercial_Hospital_New_Space Heating_Unit Heater_Condensing
Commercial_Hospital_New_Space Heating_Natural Gas_Unit Heater_E3 | Commercial | Hospital | New | Space Heating | Natural Gas | Unit Heater | E3 | Infrared Radiant | 85% | 0% | 0% | 0.076316 | 0 | 0 | 0 | 11 | 19 | 2019 | 2051 | 100% | 0 | 0 | 0% | Normal | 0% | 0.062869 | 0 | 0 | 125 kBtu/Hr | 30000 | 0 | 2.5411e-07 | 1979.2862 | 2446.6992 | 0 | 0 | 0 | 2020 | 0.98199 | IL TRM - 4.4.12 - CI-HVC-IRHT-V02-210101 | AEG Market Research | IL TRM - 4.4.12 - CI-HVC-IRHT-V02-210101 w/ CNGC Sizing | 125 | kBtu/Hr | 3.1763e-05 | Commercial_Hospital_New_Space Heating_Unit Heater_Infrared Radiant
Commercial_Hospital_New_Space Heating_Natural Gas_Unit Heater_E4 | Commercial | Hospital | New | Space Heating | Natural Gas | Unit Heater | E4 |  | 0% | 0% | 0% | 0 | 0 | 0 | 0 | 0 | 0 | 0 | 0 | 0% | 0 | 0 | 0% | Normal | 0% | 0 | 0 | 0 | [17 empty] | Commercial_Hospital_New_Space Heating_Unit Heater_
Commercial_Hospital_New_Space Heating_Natural Gas_Unit Heater_E5 | Commercial | Hospital | New | Space Heating | Natural Gas | Unit Heater | E5 |  | 0% | 0% | 0% | 0 | 0 | 0 | 0 | 0 | 0 | 0 | 0 | 0% | 0 | 0 | 0% | Normal | 0% | 0 | 0 | 0 | [17 empty] | Commercial_Hospital_New_Space Heating_Unit Heater_
Commercial_Hospital_New_Space Heating_Natural Gas_Unit Heater_E6 | Commercial | Hospital | New | Space Heating | Natural Gas | Unit Heater | E6 |  | 0% | 0% | 0% | 0 | 0 | 0 | 0 | 0 | 0 | 0 | 0 | 0% | 0 | 0 | 0% | Normal | 0% | 0 | 0 | 0 | [17 empty] | Commercial_Hospital_New_Space Heating_Unit Heater_
Commercial_Hospital_New_Space Heating_Natural Gas_Unit Heater_E7 | Commercial | Hospital | New | Space Heating | Natural Gas | Unit Heater | E7 |  | 0% | 0% | 0% | 0 | 0 | 0 | 0 | 0 | 0 | 0 | 0 | 0% | 0 | 0 | 0% | Normal | 0% | 0 | 0 | 0 | [17 empty] | Commercial_Hospital_New_Space Heating_Unit Heater_
Commercial_Hospital_New_Space Heating_Natural Gas_Unit Heater_E8 | Commercial | Hospital | New | Space Heating | Natural Gas | Unit Heater | E8 |  | 0% | 0% | 0% | 0 | 0 | 0 | 0 | 0 | 0 | 0 | 0 | 0% | 0 | 0 | 0% | Normal | 0% | 0 | 0 | 0 | [17 empty] | Commercial_Hospital_New_Space Heating_Unit Heater_
Commercial_Hospital_New_Space Heating_Natural Gas_Unit Heater_E9 | Commercial | Hospital | New | Space Heating | Natural Gas | Unit Heater | E9 |  | 0% | 0% | 0% | 0 | 0 | 0 | 0 | 0 | 0 | 0 | 0 | 0% | 0 | 0 | 0% | Normal | 0% | 0 | 0 | 0 | [17 empty] | Commercial_Hospital_New_Space Heating_Unit Heater_
Commercial_Hospital_New_Space Heating_Natural Gas_Unit Heater_E10 | Commercial | Hospital | New | Space Heating | Natural Gas | Unit Heater | E10 |  | 0% | 0% | 0% | 0 | 0 | 0 | 0 | 0 | 0 | 0 | 0 | 0% | 0 | 0 | 0% | Normal | 0% | 0 | 0 | 0 | [17 empty] | Commercial_Hospital_New_Space Heating_Unit Heater_
Commercial_Hospital_New_Water Heating_Natural Gas_Water Heater_E1 | Commercial | Hospital | New | Water Heating | Natural Gas | Water Heater | E1 | TE 80% | 100% | 0% | 0% | 0.10657 | 0 | 0.006828 | 0 | 8 | 12 | 2019 | 2051 | 100% | 0 | 0 | 0% | Normal | 0% | 0.31105 | 0 | 0 | 1 kBtu/hr | 30000 | 0 | 0.0039547 | 77.682 | 26.22 | 0 | 1.68 | 0 | 2017 | 1.0277 | AEO 2021 - gas_water_heater 2017 standard | AEO 2021 - gas_water_heater 2017 standard | DHW_WH-Water Heating-PG&E-R7-14 | 1 | kBtu/hr | 0.0039547 | Commercial_Hospital_New_Water Heating_Water Heater_TE 80%
Commercial_Hospital_New_Water Heating_Natural Gas_Water Heater_E2 | Commercial | Hospital | New | Water Heating | Natural Gas | Water Heater | E2 | TE 81% | 98.77% | 0% | 0% | 0.10653 | 0 | 0.006828 | 0 | 8 | 12 | 2019 | 2051 | 100% | 0 | 0 | 0% | Normal | 0% | 0.30721 | 0 | 0 | 1 kBtu/hr | 30000 | 0 | 0.0039547 | 76.723 | 26.21 | 0 | 1.68 | 0 | 2017 | 1.0277 | AEO 2021 - gas_water_heater 2017 typical | AEO 2021 - gas_water_heater 2017 typical | DHW_WH-Water Heating-PG&E-R7-14 | 1 | kBtu/hr | 0.0039547 | Commercial_Hospital_New_Water Heating_Water Heater_TE 81%
Commercial_Hospital_New_Water Heating_Natural Gas_Water Heater_E3 | Commercial | Hospital | New | Water Heating | Natural Gas | Water Heater | E3 | TE 88% | 90.91% | 0% | 0% | 0.1128 | 0 | 0.0063606 | 0 | 8 | 12 | 2019 | 2051 | 100% | 0 | 0 | 0% | Normal | 0% | 0.28278 | 0 | 0 | 1 kBtu/hr | 30000 | 0 | 0.0039547 | 70.62 | 27.755 | 0 | 1.565 | 0 | 2017 | 1.0277 | AEO 2021 - gas_water_heater 2017 ENERGY STAR | AEO 2021 - gas_water_heater 2017 ENERGY STAR | DHW_WH-Water Heating-PG&E-R7-14 | 1 | kBtu/hr | 0.0039547 | Commercial_Hospital_New_Water Heating_Water Heater_TE 88%
Commercial_Hospital_New_Water Heating_Natural Gas_Water Heater_E4 | Commercial | Hospital | New | Water Heating | Natural Gas | Water Heater | E4 | TE 94% | 85.11% | 0% | 0% | 0.11908 | 0 | 0.0058932 | 0 | 8 | 12 | 2019 | 2051 | 100% | 0 | 0 | 0% | Normal | 0% | 0.26473 | 0 | 0 | 1 kBtu/hr | 30000 | 0 | 0.0039547 | 66.1123 | 29.3 | 0 | 1.45 | 0 | 2017 | 1.0277 | AEO 2021 - gas_water_heater 2017 ENERGY STAR | AEO 2021 - gas_water_heater 2017 ENERGY STAR | DHW_WH-Water Heating-PG&E-R7-14 | 1 | kBtu/hr | 0.0039547 | Commercial_Hospital_New_Water Heating_Water Heater_TE 94%
Commercial_Hospital_New_Water Heating_Natural Gas_Water Heater_E5 | Commercial | Hospital | New | Water Heating | Natural Gas | Water Heater | E5 | TE 96% | 83.33% | 0% | 0% | 0.12162 | 0 | 0.0060186 | 0 | 8 | 12 | 2019 | 2051 | 100% | 0 | 0 | 0% | Normal | 0% | 0.25921 | 0 | 0 | 1 kBtu/hr | 30000 | 0 | 0.0039547 | 64.735 | 29.9234 | 0 | 1.4809 | 0 | 2017 | 1.0277 | AEO 2021 - gas_water_heater 2017 ENERGY STAR | AEO 2021 - gas_water_heater 2017 ENERGY STAR | DHW_WH-Water Heating-PG&E-R7-14 | 1 | kBtu/hr | 0.0039547 | Commercial_Hospital_New_Water Heating_Water Heater_TE 96%
Commercial_Hospital_New_Water Heating_Natural Gas_Water Heater_E6 | Commercial | Hospital | New | Water Heating | Natural Gas | Water Heater | E6 | Tankless | 81.63% | 0% | 0% | 0.13153 | 0 | 0.0013777 | 0 | 8 | 12 | 2019 | 2051 | 100% | 0 | 0 | 0% | Normal | 0% | 0.25392 | 0 | 0 | 1 kBtu/hr | 30000 | 0 | 0.0039547 | 63.4139 | 32.3633 | 0 | 0.33898 | 0 | 2017 | 1.0277 | EIA Ref. Case 2018 - Gas Tankless High Eff. | EIA Ref. Case 2018 - Gas Tankless High Eff. | DHW_WH-Water Heating-NMTRM-2016-7 | 1 | kBtu/hr | 0.0039547 | Commercial_Hospital_New_Water Heating_Water Heater_Tankless
Commercial_Hospital_New_Water Heating_Natural Gas_Water Heater_E7 | Commercial | Hospital | New | Water Heating | Natural Gas | Water Heater | E7 | Gas-Fired Absorption HPWH | 75.47% | 0% | 0% | 0.21898 | 0 | 0 | 0 | 10 | 16 | 2019 | 2051 | 100% | 0 | 0 | 0% | Normal | 0% | 0.23476 | 0 | 0 | 1 kBtu/hr | 30000 | 0 | 0.0039547 | 58.6279 | 56.3879 | 0 | 0 | 0 | 2020 | 0.98199 | DHW_WH-Water Heating-DOE-2014-2 | NEEA Report #E20-309, Robur Heat Pump Field Trial. March 11, 2020. | Engineering Calculation and NEEA Report #E20-309, Robur Heat Pump Field Trial. March 11, 2020. | 1 | kBtu/hr | 0.0039547 | Commercial_Hospital_New_Water Heating_Water Heater_Gas-Fired Absorption HPWH
Commercial_Hospital_New_Water Heating_Natural Gas_Water Heater_E8 | Commercial | Hospital | New | Water Heating | Natural Gas | Water Heater | E8 |  | 0% | 0% | 0% | 0 | 0 | 0 | 0 | 0 | 0 | 0 | 0 | 0% | 0 | 0 | 0% | Normal | 0% | 0 | 0 | 0 | [17 empty] | Commercial_Hospital_New_Water Heating_Water Heater_
Commercial_Hospital_New_Water Heating_Natural Gas_Water Heater_E9 | Commercial | Hospital | New | Water Heating | Natural Gas | Water Heater | E9 |  | 0% | 0% | 0% | 0 | 0 | 0 | 0 | 0 | 0 | 0 | 0 | 0% | 0 | 0 | 0% | Normal | 0% | 0 | 0 | 0 | [17 empty] | Commercial_Hospital_New_Water Heating_Water Heater_
Commercial_Hospital_New_Water Heating_Natural Gas_Water Heater_E10 | Commercial | Hospital | New | Water Heating | Natural Gas | Water Heater | E10 |  | 0% | 0% | 0% | 0 | 0 | 0 | 0 | 0 | 0 | 0 | 0 | 0% | 0 | 0 | 0% | Normal | 0% | 0 | 0 | 0 | [17 empty] | Commercial_Hospital_New_Water Heating_Water Heater_
Commercial_Hospital_New_Food Preparation_Natural Gas_Oven_E1 | Commercial | Hospital | New | Food Preparation | Natural Gas | Oven | E1 | Standard | 100% | 0% | 0% | 0.87734 | 0.018504 | 0 | 0 | 10 | 14 | 2019 | 2051 | 100% | 0 | 0 | 0% | Normal | 0% | 0.092217 | 0 | 0 | 1 unit | 30000 | 0 | 0.00011337 | 813.4143 | 7112 | 150 | 0 | 0 | 2013 | 1.0881 | IL TRM - 4.2.1 - CI-FSE-CBOV-V02-160601 | ETO Measure Input Sheet - Com - Gas Convection Oven | IL TRM - 4.2.1 - CI-FSE-CBOV-V02-160601 | 1 | unit | 0.00011337 | Commercial_Hospital_New_Food Preparation_Oven_Standard
Commercial_Hospital_New_Food Preparation_Natural Gas_Oven_E2 | Commercial | Hospital | New | Food Preparation | Natural Gas | Oven | E2 | ENERGY STAR (>44% Baking Efficiency) | 86.89% | 0% | 0% | 0.92521 | 0.018504 | 0 | 0 | 10 | 14 | 2019 | 2051 | 100% | 0 | 0 | 0% | Normal | 0% | 0.080123 | 0 | 0 | 1 unit | 30000 | 0 | 0.00011337 | 706.739 | 7500 | 150 | 0 | 0 | 2013 | 1.0881 | IL TRM - 4.2.1 - CI-FSE-CBOV-V02-160601 | EIA 2018 Tech Forecast | ETO Measure Input Sheet | 1 | unit | 0.00011337 | Commercial_Hospital_New_Food Preparation_Oven_ENERGY STAR (>44% Baking Efficiency)
Commercial_Hospital_New_Food Preparation_Natural Gas_Oven_E3 | Commercial | Hospital | New | Food Preparation | Natural Gas | Oven | E3 |  | 0% | 0% | 0% | 0 | 0 | 0 | 0 | 0 | 0 | 0 | 0 | 0% | 0 | 0 | 0% | Normal | 0% | 0 | 0 | 0 | [17 empty] | Commercial_Hospital_New_Food Preparation_Oven_
Commercial_Hospital_New_Food Preparation_Natural Gas_Oven_E4 | Commercial | Hospital | New | Food Preparation | Natural Gas | Oven | E4 |  | 0% | 0% | 0% | 0 | 0 | 0 | 0 | 0 | 0 | 0 | 0 | 0% | 0 | 0 | 0% | Normal | 0% | 0 | 0 | 0 | [17 empty] | Commercial_Hospital_New_Food Preparation_Oven_
Commercial_Hospital_New_Food Preparation_Natural Gas_Oven_E5 | Commercial | Hospital | New | Food Preparation | Natural Gas | Oven | E5 |  | 0% | 0% | 0% | 0 | 0 | 0 | 0 | 0 | 0 | 0 | 0 | 0% | 0 | 0 | 0% | Normal | 0% | 0 | 0 | 0 | [17 empty] | Commercial_Hospital_New_Food Preparation_Oven_
Commercial_Hospital_New_Food Preparation_Natural Gas_Oven_E6 | Commercial | Hospital | New | Food Preparation | Natural Gas | Oven | E6 |  | 0% | 0% | 0% | 0 | 0 | 0 | 0 | 0 | 0 | 0 | 0 | 0% | 0 | 0 | 0% | Normal | 0% | 0 | 0 | 0 | [17 empty] | Commercial_Hospital_New_Food Preparation_Oven_
Commercial_Hospital_New_Food Preparation_Natural Gas_Oven_E7 | Commercial | Hospital | New | Food Preparation | Natural Gas | Oven | E7 |  | 0% | 0% | 0% | 0 | 0 | 0 | 0 | 0 | 0 | 0 | 0 | 0% | 0 | 0 | 0% | Normal | 0% | 0 | 0 | 0 | [17 empty] | Commercial_Hospital_New_Food Preparation_Oven_
Commercial_Hospital_New_Food Preparation_Natural Gas_Oven_E8 | Commercial | Hospital | New | Food Preparation | Natural Gas | Oven | E8 |  | 0% | 0% | 0% | 0 | 0 | 0 | 0 | 0 | 0 | 0 | 0 | 0% | 0 | 0 | 0% | Normal | 0% | 0 | 0 | 0 | [17 empty] | Commercial_Hospital_New_Food Preparation_Oven_
Commercial_Hospital_New_Food Preparation_Natural Gas_Oven_E9 | Commercial | Hospital | New | Food Preparation | Natural Gas | Oven | E9 |  | 0% | 0% | 0% | 0 | 0 | 0 | 0 | 0 | 0 | 0 | 0 | 0% | 0 | 0 | 0% | Normal | 0% | 0 | 0 | 0 | [17 empty] | Commercial_Hospital_New_Food Preparation_Oven_
Commercial_Hospital_New_Food Preparation_Natural Gas_Oven_E10 | Commercial | Hospital | New | Food Preparation | Natural Gas | Oven | E10 |  | 0% | 0% | 0% | 0 | 0 | 0 | 0 | 0 | 0 | 0 | 0 | 0% | 0 | 0 | 0% | Normal | 0% | 0 | 0 | 0 | [17 empty] | Commercial_Hospital_New_Food Preparation_Oven_
Commercial_Hospital_New_Food Preparation_Natural Gas_Conveyor Oven_E1 | Commercial | Hospital | New | Food Preparation | Natural Gas | Conveyor Oven | E1 | Standard | 100% | 0% | 0% | 0.62884 | 0 | 0 | 0 | 15 | 19 | 2019 | 2051 | 100% | 0 | 0 | 0% | Normal | 0% | 0.16958 | 0 | 0 | 1 unit | 30000 | 0 | 5.8769e-05 | 2885.475 | 10177 | 0 | 0 | 0 | 2015 | 1.0514 | IL TRM - 4.2.4 - CI-FSE-CVOV-V02-180101 | PGE Workpaper, PGECOFST117 R5, 2015 | MN TRM 3.1 - Gas Conveyor Oven v1.1 | 1 | unit | 5.8769e-05 | Commercial_Hospital_New_Food Preparation_Conveyor Oven_Standard
Commercial_Hospital_New_Food Preparation_Natural Gas_Conveyor Oven_E2 | Commercial | Hospital | New | Food Preparation | Natural Gas | Conveyor Oven | E2 | Efficient (>44% Baking Efficiency) | 76.02% | 0% | 0% | 0.76663 | 0 | 0 | 0 | 15 | 19 | 2019 | 2051 | 100% | 0 | 0 | 0% | Normal | 0% | 0.12891 | 0 | 0 | 1 unit | 30000 | 0 | 5.8769e-05 | 2193.4093 | 12407 | 0 | 0 | 0 | 2015 | 1.0514 | IL TRM - 4.2.4 - CI-FSE-CVOV-V02-180101 | PGE Workpaper, PGECOFST117 R5, 2015 | MN TRM 3.1 - Gas Conveyor Oven v1.1 | 1 | unit | 5.8769e-05 | Commercial_Hospital_New_Food Preparation_Conveyor Oven_Efficient (>44% Baking Efficiency)
Commercial_Hospital_New_Food Preparation_Natural Gas_Conveyor Oven_E3 | Commercial | Hospital | New | Food Preparation | Natural Gas | Conveyor Oven | E3 |  | 0% | 0% | 0% | 0 | 0 | 0 | 0 | 0 | 0 | 0 | 0 | 0% | 0 | 0 | 0% | Normal | 0% | 0 | 0 | 0 | [17 empty] | Commercial_Hospital_New_Food Preparation_Conveyor Oven_
Commercial_Hospital_New_Food Preparation_Natural Gas_Conveyor Oven_E4 | Commercial | Hospital | New | Food Preparation | Natural Gas | Conveyor Oven | E4 |  | 0% | 0% | 0% | 0 | 0 | 0 | 0 | 0 | 0 | 0 | 0 | 0% | 0 | 0 | 0% | Normal | 0% | 0 | 0 | 0 | [17 empty] | Commercial_Hospital_New_Food Preparation_Conveyor Oven_
Commercial_Hospital_New_Food Preparation_Natural Gas_Conveyor Oven_E5 | Commercial | Hospital | New | Food Preparation | Natural Gas | Conveyor Oven | E5 |  | 0% | 0% | 0% | 0 | 0 | 0 | 0 | 0 | 0 | 0 | 0 | 0% | 0 | 0 | 0% | Normal | 0% | 0 | 0 | 0 | [17 empty] | Commercial_Hospital_New_Food Preparation_Conveyor Oven_
Commercial_Hospital_New_Food Preparation_Natural Gas_Conveyor Oven_E6 | Commercial | Hospital | New | Food Preparation | Natural Gas | Conveyor Oven | E6 |  | 0% | 0% | 0% | 0 | 0 | 0 | 0 | 0 | 0 | 0 | 0 | 0% | 0 | 0 | 0% | Normal | 0% | 0 | 0 | 0 | [17 empty] | Commercial_Hospital_New_Food Preparation_Conveyor Oven_
Commercial_Hospital_New_Food Preparation_Natural Gas_Conveyor Oven_E7 | Commercial | Hospital | New | Food Preparation | Natural Gas | Conveyor Oven | E7 |  | 0% | 0% | 0% | 0 | 0 | 0 | 0 | 0 | 0 | 0 | 0 | 0% | 0 | 0 | 0% | Normal | 0% | 0 | 0 | 0 | [17 empty] | Commercial_Hospital_New_Food Preparation_Conveyor Oven_
Commercial_Hospital_New_Food Preparation_Natural Gas_Conveyor Oven_E8 | Commercial | Hospital | New | Food Preparation | Natural Gas | Conveyor Oven | E8 |  | 0% | 0% | 0% | 0 | 0 | 0 | 0 | 0 | 0 | 0 | 0 | 0% | 0 | 0 | 0% | Normal | 0% | 0 | 0 | 0 | [17 empty] | Commercial_Hospital_New_Food Preparation_Conveyor Oven_
Commercial_Hospital_New_Food Preparation_Natural Gas_Conveyor Oven_E9 | Commercial | Hospital | New | Food Preparation | Natural Gas | Conveyor Oven | E9 |  | 0% | 0% | 0% | 0 | 0 | 0 | 0 | 0 | 0 | 0 | 0 | 0% | 0 | 0 | 0% | Normal | 0% | 0 | 0 | 0 | [17 empty] | Commercial_Hospital_New_Food Preparation_Conveyor Oven_
Commercial_Hospital_New_Food Preparation_Natural Gas_Conveyor Oven_E10 | Commercial | Hospital | New | Food Preparation | Natural Gas | Conveyor Oven | E10 |  | 0% | 0% | 0% | 0 | 0 | 0 | 0 | 0 | 0 | 0 | 0 | 0% | 0 | 0 | 0% | Normal | 0% | 0 | 0 | 0 | [17 empty] | Commercial_Hospital_New_Food Preparation_Conveyor Oven_
Commercial_Hospital_New_Food Preparation_Natural Gas_Double Rack Oven_E1 | Commercial | Hospital | New | Food Preparation | Natural Gas | Double Rack Oven | E1 | Standard | 100% | 0% | 0% | 0.92478 | 0 | 0 | 0 | 10 | 14 | 2019 | 2051 | 100% | 0 | 0 | 0% | Normal | 0% | 0.30221 | 0 | 0 | 1 unit | 30000 | 0 | 7.1157e-05 | 4247.1 | 12513 | 0 | 0 | 0 | 2016 | 1.0386 | IL TRM - 4.2.18 - CI-FSE-RKOV-VO2-180101 | PGE Workpaper, PGECOFST109 R6, 2016 | IL TRM - 4.2.18 - CI-FSE-RKOV-VO2-180101 | 1 | unit | 7.1157e-05 | Commercial_Hospital_New_Food Preparation_Double Rack Oven_Standard
Commercial_Hospital_New_Food Preparation_Natural Gas_Double Rack Oven_E2 | Commercial | Hospital | New | Food Preparation | Natural Gas | Double Rack Oven | E2 | FTSC Qualified (>50% Cooking Efficiency) | 54.55% | 0% | 0% | 1.2299 | 0 | 0 | 0 | 10 | 14 | 2019 | 2051 | 100% | 0 | 0 | 0% | Normal | 0% | 0.16484 | 0 | 0 | 1 unit | 30000 | 0 | 7.1157e-05 | 2316.6 | 16641 | 0 | 0 | 0 | 2016 | 1.0386 | IL TRM - 4.2.18 - CI-FSE-RKOV-VO2-180101 | PGE Workpaper, PGECOFST109 R6, 2016 | IL TRM - 4.2.18 - CI-FSE-RKOV-VO2-180101 | 1 | unit | 7.1157e-05 | Commercial_Hospital_New_Food Preparation_Double Rack Oven_FTSC Qualified (>50% Cooking Efficiency)
Commercial_Hospital_New_Food Preparation_Natural Gas_Double Rack Oven_E3 | Commercial | Hospital | New | Food Preparation | Natural Gas | Double Rack Oven | E3 |  | 0% | 0% | 0% | 0 | 0 | 0 | 0 | 0 | 0 | 0 | 0 | 0% | 0 | 0 | 0% | Normal | 0% | 0 | 0 | 0 | [17 empty] | Commercial_Hospital_New_Food Preparation_Double Rack Oven_
Commercial_Hospital_New_Food Preparation_Natural Gas_Double Rack Oven_E4 | Commercial | Hospital | New | Food Preparation | Natural Gas | Double Rack Oven | E4 |  | 0% | 0% | 0% | 0 | 0 | 0 | 0 | 0 | 0 | 0 | 0 | 0% | 0 | 0 | 0% | Normal | 0% | 0 | 0 | 0 | [17 empty] | Commercial_Hospital_New_Food Preparation_Double Rack Oven_
Commercial_Hospital_New_Food Preparation_Natural Gas_Double Rack Oven_E5 | Commercial | Hospital | New | Food Preparation | Natural Gas | Double Rack Oven | E5 |  | 0% | 0% | 0% | 0 | 0 | 0 | 0 | 0 | 0 | 0 | 0 | 0% | 0 | 0 | 0% | Normal | 0% | 0 | 0 | 0 | [17 empty] | Commercial_Hospital_New_Food Preparation_Double Rack Oven_
Commercial_Hospital_New_Food Preparation_Natural Gas_Double Rack Oven_E6 | Commercial | Hospital | New | Food Preparation | Natural Gas | Double Rack Oven | E6 |  | 0% | 0% | 0% | 0 | 0 | 0 | 0 | 0 | 0 | 0 | 0 | 0% | 0 | 0 | 0% | Normal | 0% | 0 | 0 | 0 | [17 empty] | Commercial_Hospital_New_Food Preparation_Double Rack Oven_
Commercial_Hospital_New_Food Preparation_Natural Gas_Double Rack Oven_E7 | Commercial | Hospital | New | Food Preparation | Natural Gas | Double Rack Oven | E7 |  | 0% | 0% | 0% | 0 | 0 | 0 | 0 | 0 | 0 | 0 | 0 | 0% | 0 | 0 | 0% | Normal | 0% | 0 | 0 | 0 | [17 empty] | Commercial_Hospital_New_Food Preparation_Double Rack Oven_
Commercial_Hospital_New_Food Preparation_Natural Gas_Double Rack Oven_E8 | Commercial | Hospital | New | Food Preparation | Natural Gas | Double Rack Oven | E8 |  | 0% | 0% | 0% | 0 | 0 | 0 | 0 | 0 | 0 | 0 | 0 | 0% | 0 | 0 | 0% | Normal | 0% | 0 | 0 | 0 | [17 empty] | Commercial_Hospital_New_Food Preparation_Double Rack Oven_
Commercial_Hospital_New_Food Preparation_Natural Gas_Double Rack Oven_E9 | Commercial | Hospital | New | Food Preparation | Natural Gas | Double Rack Oven | E9 |  | 0% | 0% | 0% | 0 | 0 | 0 | 0 | 0 | 0 | 0 | 0 | 0% | 0 | 0 | 0% | Normal | 0% | 0 | 0 | 0 | [17 empty] | Commercial_Hospital_New_Food Preparation_Double Rack Oven_
Commercial_Hospital_New_Food Preparation_Natural Gas_Double Rack Oven_E10 | Commercial | Hospital | New | Food Preparation | Natural Gas | Double Rack Oven | E10 |  | 0% | 0% | 0% | 0 | 0 | 0 | 0 | 0 | 0 | 0 | 0 | 0% | 0 | 0 | 0% | Normal | 0% | 0 | 0 | 0 | [17 empty] | Commercial_Hospital_New_Food Preparation_Double Rack Oven_
Commercial_Hospital_New_Food Preparation_Natural Gas_Fryer_E1 | Commercial | Hospital | New | Food Preparation | Natural Gas | Fryer | E1 | Standard | 100% | 0% | 0% | 0.47442 | 0 | 0 | 0 | 4 | 7 | 2019 | 2021 | 100% | 0 | 0 | 0% | Normal | 0% | 0.15303 | 0 | 0 | 1 unit | 30000 | 0 | 0.00013515 | 1132.275 | 3379.7321 | 0 | 0 | 0 | 2016 | 1.0386 | RTF Wkbk - ComCookingFryer_v3_3 | RTF Wkbk - ComCookingFryer_v3_3 | RTF Wkbk - ComCookingFryer_v3_3 | 1 | unit | 0.00013515 | Commercial_Hospital_New_Food Preparation_Fryer_Standard
Commercial_Hospital_New_Food Preparation_Natural Gas_Fryer_E2 | Commercial | Hospital | New | Food Preparation | Natural Gas | Fryer | E2 | ENERGY STAR | 61.29% | 0% | 0% | 0.59635 | 0 | 0 | 0 | 4 | 7 | 2019 | 2051 | 100% | 0 | 0 | 0% | Normal | 0% | 0.093792 | 0 | 0 | 1 unit | 30000 | 0 | 0.00013515 | 693.975 | 4248.3333 | 0 | 0 | 0 | 2016 | 1.0386 | RTF Wkbk - ComCookingFryer_v3_3 | RTF Wkbk - ComCookingFryer_v3_3 | RTF Wkbk - ComCookingFryer_v3_3 | 1 | unit | 0.00013515 | Commercial_Hospital_New_Food Preparation_Fryer_ENERGY STAR
Commercial_Hospital_New_Food Preparation_Natural Gas_Fryer_E3 | Commercial | Hospital | New | Food Preparation | Natural Gas | Fryer | E3 |  | 0% | 0% | 0% | 0 | 0 | 0 | 0 | 0 | 0 | 0 | 0 | 0% | 0 | 0 | 0% | Normal | 0% | 0 | 0 | 0 | [17 empty] | Commercial_Hospital_New_Food Preparation_Fryer_
Commercial_Hospital_New_Food Preparation_Natural Gas_Fryer_E4 | Commercial | Hospital | New | Food Preparation | Natural Gas | Fryer | E4 |  | 0% | 0% | 0% | 0 | 0 | 0 | 0 | 0 | 0 | 0 | 0 | 0% | 0 | 0 | 0% | Normal | 0% | 0 | 0 | 0 | [17 empty] | Commercial_Hospital_New_Food Preparation_Fryer_
Commercial_Hospital_New_Food Preparation_Natural Gas_Fryer_E5 | Commercial | Hospital | New | Food Preparation | Natural Gas | Fryer | E5 |  | 0% | 0% | 0% | 0 | 0 | 0 | 0 | 0 | 0 | 0 | 0 | 0% | 0 | 0 | 0% | Normal | 0% | 0 | 0 | 0 | [17 empty] | Commercial_Hospital_New_Food Preparation_Fryer_
Commercial_Hospital_New_Food Preparation_Natural Gas_Fryer_E6 | Commercial | Hospital | New | Food Preparation | Natural Gas | Fryer | E6 |  | 0% | 0% | 0% | 0 | 0 | 0 | 0 | 0 | 0 | 0 | 0 | 0% | 0 | 0 | 0% | Normal | 0% | 0 | 0 | 0 | [17 empty] | Commercial_Hospital_New_Food Preparation_Fryer_
Commercial_Hospital_New_Food Preparation_Natural Gas_Fryer_E7 | Commercial | Hospital | New | Food Preparation | Natural Gas | Fryer | E7 |  | 0% | 0% | 0% | 0 | 0 | 0 | 0 | 0 | 0 | 0 | 0 | 0% | 0 | 0 | 0% | Normal | 0% | 0 | 0 | 0 | [17 empty] | Commercial_Hospital_New_Food Preparation_Fryer_
Commercial_Hospital_New_Food Preparation_Natural Gas_Fryer_E8 | Commercial | Hospital | New | Food Preparation | Natural Gas | Fryer | E8 |  | 0% | 0% | 0% | 0 | 0 | 0 | 0 | 0 | 0 | 0 | 0 | 0% | 0 | 0 | 0% | Normal | 0% | 0 | 0 | 0 | [17 empty] | Commercial_Hospital_New_Food Preparation_Fryer_
Commercial_Hospital_New_Food Preparation_Natural Gas_Fryer_E9 | Commercial | Hospital | New | Food Preparation | Natural Gas | Fryer | E9 |  | 0% | 0% | 0% | 0 | 0 | 0 | 0 | 0 | 0 | 0 | 0 | 0% | 0 | 0 | 0% | Normal | 0% | 0 | 0 | 0 | [17 empty] | Commercial_Hospital_New_Food Preparation_Fryer_
Commercial_Hospital_New_Food Preparation_Natural Gas_Fryer_E10 | Commercial | Hospital | New | Food Preparation | Natural Gas | Fryer | E10 |  | 0% | 0% | 0% | 0 | 0 | 0 | 0 | 0 | 0 | 0 | 0 | 0% | 0 | 0 | 0% | Normal | 0% | 0 | 0 | 0 | [17 empty] | Commercial_Hospital_New_Food Preparation_Fryer_
Commercial_Hospital_New_Food Preparation_Natural Gas_Broiler_E1 | Commercial | Hospital | New | Food Preparation | Natural Gas | Broiler | E1 | Standard | 100% | 0% | 0% | 0.70053 | 0 | 0 | 0 | 10 | 14 | 2019 | 2051 | 100% | 0 | 0 | 0% | Normal | 0% | 0.16687 | 0 | 0 | 1 unit | 30000 | 0 | 0.00024807 | 672.672 | 2500 | 0 | 0 | 0 | 2011 | 1.1296 | IL TRM - 4.2.14 - CI-FSE-IRBL-V02-180101 | Estimate | IL TRM - 4.2.14 - CI-FSE-IRBL-V02-180101 | 1 | unit | 0.00024807 | Commercial_Hospital_New_Food Preparation_Broiler_Standard
Commercial_Hospital_New_Food Preparation_Natural Gas_Broiler_E2 | Commercial | Hospital | New | Food Preparation | Natural Gas | Broiler | E2 | Infrared Burners | 64.29% | 0% | 0% | 0.98075 | 0 | 0 | 0 | 10 | 14 | 2019 | 2051 | 100% | 0 | 0 | 0% | Normal | 0% | 0.10727 | 0 | 0 | 1 unit | 30000 | 0 | 0.00024807 | 432.432 | 3500 | 0 | 0 | 0 | 2011 | 1.1296 | IL TRM - 4.2.14 - CI-FSE-IRBL-V02-180101 | IL TRM - 4.2.14 - CI-FSE-IRBL-V02-180101 | IL TRM - 4.2.14 - CI-FSE-IRBL-V02-180101 | 1 | unit | 0.00024807 | Commercial_Hospital_New_Food Preparation_Broiler_Infrared Burners
Commercial_Hospital_New_Food Preparation_Natural Gas_Broiler_E3 | Commercial | Hospital | New | Food Preparation | Natural Gas | Broiler | E3 |  | 0% | 0% | 0% | 0 | 0 | 0 | 0 | 0 | 0 | 0 | 0 | 0% | 0 | 0 | 0% | Normal | 0% | 0 | 0 | 0 | [17 empty] | Commercial_Hospital_New_Food Preparation_Broiler_
Commercial_Hospital_New_Food Preparation_Natural Gas_Broiler_E4 | Commercial | Hospital | New | Food Preparation | Natural Gas | Broiler | E4 |  | 0% | 0% | 0% | 0 | 0 | 0 | 0 | 0 | 0 | 0 | 0 | 0% | 0 | 0 | 0% | Normal | 0% | 0 | 0 | 0 | [17 empty] | Commercial_Hospital_New_Food Preparation_Broiler_
Commercial_Hospital_New_Food Preparation_Natural Gas_Broiler_E5 | Commercial | Hospital | New | Food Preparation | Natural Gas | Broiler | E5 |  | 0% | 0% | 0% | 0 | 0 | 0 | 0 | 0 | 0 | 0 | 0 | 0% | 0 | 0 | 0% | Normal | 0% | 0 | 0 | 0 | [17 empty] | Commercial_Hospital_New_Food Preparation_Broiler_
Commercial_Hospital_New_Food Preparation_Natural Gas_Broiler_E6 | Commercial | Hospital | New | Food Preparation | Natural Gas | Broiler | E6 |  | 0% | 0% | 0% | 0 | 0 | 0 | 0 | 0 | 0 | 0 | 0 | 0% | 0 | 0 | 0% | Normal | 0% | 0 | 0 | 0 | [17 empty] | Commercial_Hospital_New_Food Preparation_Broiler_
Commercial_Hospital_New_Food Preparation_Natural Gas_Broiler_E7 | Commercial | Hospital | New | Food Preparation | Natural Gas | Broiler | E7 |  | 0% | 0% | 0% | 0 | 0 | 0 | 0 | 0 | 0 | 0 | 0 | 0% | 0 | 0 | 0% | Normal | 0% | 0 | 0 | 0 | [17 empty] | Commercial_Hospital_New_Food Preparation_Broiler_
Commercial_Hospital_New_Food Preparation_Natural Gas_Broiler_E8 | Commercial | Hospital | New | Food Preparation | Natural Gas | Broiler | E8 |  | 0% | 0% | 0% | 0 | 0 | 0 | 0 | 0 | 0 | 0 | 0 | 0% | 0 | 0 | 0% | Normal | 0% | 0 | 0 | 0 | [17 empty] | Commercial_Hospital_New_Food Preparation_Broiler_
Commercial_Hospital_New_Food Preparation_Natural Gas_Broiler_E9 | Commercial | Hospital | New | Food Preparation | Natural Gas | Broiler | E9 |  | 0% | 0% | 0% | 0 | 0 | 0 | 0 | 0 | 0 | 0 | 0 | 0% | 0 | 0 | 0% | Normal | 0% | 0 | 0 | 0 | [17 empty] | Commercial_Hospital_New_Food Preparation_Broiler_
Commercial_Hospital_New_Food Preparation_Natural Gas_Broiler_E10 | Commercial | Hospital | New | Food Preparation | Natural Gas | Broiler | E10 |  | 0% | 0% | 0% | 0 | 0 | 0 | 0 | 0 | 0 | 0 | 0 | 0% | 0 | 0 | 0% | Normal | 0% | 0 | 0 | 0 | [17 empty] | Commercial_Hospital_New_Food Preparation_Broiler_
Commercial_Hospital_New_Food Preparation_Natural Gas_Griddle_E1 | Commercial | Hospital | New | Food Preparation | Natural Gas | Griddle | E1 | Standard | 100% | 0% | 0% | 0.46842 | 0 | 0 | 0 | 10 | 14 | 2019 | 2051 | 100% | 0 | 0 | 0% | Normal | 0% | 0.10297 | 0 | 0 | 1 unit | 30000 | 0 | 8.3589e-05 | 1231.891 | 5150 | 0 | 0 | 0 | 2013 | 1.0881 | IL TRM - 4.2.8 - CI-FSE-ESGR-V04-200101 | COOK_GRD-Food Preparation-EIA14-2014 Ref. Case-5 | IL TRM - 4.2.8 - CI-FSE-ESGR-V04-200101 | 1 | unit | 8.3589e-05 | Commercial_Hospital_New_Food Preparation_Griddle_Standard
Commercial_Hospital_New_Food Preparation_Natural Gas_Griddle_E2 | Commercial | Hospital | New | Food Preparation | Natural Gas | Griddle | E2 | ENERGY STAR | 91.65% | 0% | 0% | 0.58212 | 0 | 0 | 0 | 10 | 14 | 2019 | 2051 | 100% | 0 | 0 | 0% | Normal | 0% | 0.094377 | 0 | 0 | 1 unit | 30000 | 0 | 8.3589e-05 | 1129.0497 | 6400 | 0 | 0 | 0 | 2013 | 1.0881 | IL TRM - 4.2.8 - CI-FSE-ESGR-V04-200101 | ETO Measure Input Sheet - Com - Gas Griddle | ETO Measure Input Sheet - Com - Gas Griddle | 1 | unit | 8.3589e-05 | Commercial_Hospital_New_Food Preparation_Griddle_ENERGY STAR
Commercial_Hospital_New_Food Preparation_Natural Gas_Griddle_E3 | Commercial | Hospital | New | Food Preparation | Natural Gas | Griddle | E3 |  | 0% | 0% | 0% | 0 | 0 | 0 | 0 | 0 | 0 | 0 | 0 | 0% | 0 | 0 | 0% | Normal | 0% | 0 | 0 | 0 | [17 empty] | Commercial_Hospital_New_Food Preparation_Griddle_
Commercial_Hospital_New_Food Preparation_Natural Gas_Griddle_E4 | Commercial | Hospital | New | Food Preparation | Natural Gas | Griddle | E4 |  | 0% | 0% | 0% | 0 | 0 | 0 | 0 | 0 | 0 | 0 | 0 | 0% | 0 | 0 | 0% | Normal | 0% | 0 | 0 | 0 | [17 empty] | Commercial_Hospital_New_Food Preparation_Griddle_
Commercial_Hospital_New_Food Preparation_Natural Gas_Griddle_E5 | Commercial | Hospital | New | Food Preparation | Natural Gas | Griddle | E5 |  | 0% | 0% | 0% | 0 | 0 | 0 | 0 | 0 | 0 | 0 | 0 | 0% | 0 | 0 | 0% | Normal | 0% | 0 | 0 | 0 | [17 empty] | Commercial_Hospital_New_Food Preparation_Griddle_
Commercial_Hospital_New_Food Preparation_Natural Gas_Griddle_E6 | Commercial | Hospital | New | Food Preparation | Natural Gas | Griddle | E6 |  | 0% | 0% | 0% | 0 | 0 | 0 | 0 | 0 | 0 | 0 | 0 | 0% | 0 | 0 | 0% | Normal | 0% | 0 | 0 | 0 | [17 empty] | Commercial_Hospital_New_Food Preparation_Griddle_
Commercial_Hospital_New_Food Preparation_Natural Gas_Griddle_E7 | Commercial | Hospital | New | Food Preparation | Natural Gas | Griddle | E7 |  | 0% | 0% | 0% | 0 | 0 | 0 | 0 | 0 | 0 | 0 | 0 | 0% | 0 | 0 | 0% | Normal | 0% | 0 | 0 | 0 | [17 empty] | Commercial_Hospital_New_Food Preparation_Griddle_
Commercial_Hospital_New_Food Preparation_Natural Gas_Griddle_E8 | Commercial | Hospital | New | Food Preparation | Natural Gas | Griddle | E8 |  | 0% | 0% | 0% | 0 | 0 | 0 | 0 | 0 | 0 | 0 | 0 | 0% | 0 | 0 | 0% | Normal | 0% | 0 | 0 | 0 | [17 empty] | Commercial_Hospital_New_Food Preparation_Griddle_
Commercial_Hospital_New_Food Preparation_Natural Gas_Griddle_E9 | Commercial | Hospital | New | Food Preparation | Natural Gas | Griddle | E9 |  | 0% | 0% | 0% | 0 | 0 | 0 | 0 | 0 | 0 | 0 | 0 | 0% | 0 | 0 | 0% | Normal | 0% | 0 | 0 | 0 | [17 empty] | Commercial_Hospital_New_Food Preparation_Griddle_
Commercial_Hospital_New_Food Preparation_Natural Gas_Griddle_E10 | Commercial | Hospital | New | Food Preparation | Natural Gas | Griddle | E10 |  | 0% | 0% | 0% | 0 | 0 | 0 | 0 | 0 | 0 | 0 | 0 | 0% | 0 | 0 | 0% | Normal | 0% | 0 | 0 | 0 | [17 empty] | Commercial_Hospital_New_Food Preparation_Griddle_
Commercial_Hospital_New_Food Preparation_Natural Gas_Range_E1 | Commercial | Hospital | New | Food Preparation | Natural Gas | Range | E1 | Standard | 100% | 0% | 0% | 0.78006 | 0 | 0 | 0 | 8 | 12 | 2019 | 2051 | 100% | 0 | 0 | 0% | Normal | 0% | 0.12226 | 0 | 0 | 1 unit | 30000 | 0 | 0.00010188 | 1200 | 7450 | 0 | 0 | 0 | 2017 | 1.0277 | COOK_OVN-Food Preparation-AEO17-1 | EIA 2018 Tech Forecast | Navigant 2009 | 1 | unit | 0.00010188 | Commercial_Hospital_New_Food Preparation_Range_Standard
Commercial_Hospital_New_Food Preparation_Natural Gas_Range_E2 | Commercial | Hospital | New | Food Preparation | Natural Gas | Range | E2 | High Efficiency | 75% | 0% | 0% | 0.78017 | 0 | 0 | 0 | 8 | 12 | 2019 | 2051 | 100% | 0 | 0 | 0% | Normal | 0% | 0.091696 | 0 | 0 | 1 unit | 30000 | 0 | 0.00010188 | 900 | 7451 | 0 | 0 | 0 | 2017 | 1.0277 | COOK_OVN-Food Preparation-AEO17-1 | EIA 2018 Tech Forecast | EIA 2018 Tech Forecast | 1 | unit | 0.00010188 | Commercial_Hospital_New_Food Preparation_Range_High Efficiency
Commercial_Hospital_New_Food Preparation_Natural Gas_Range_E3 | Commercial | Hospital | New | Food Preparation | Natural Gas | Range | E3 |  | 0% | 0% | 0% | 0 | 0 | 0 | 0 | 0 | 0 | 0 | 0 | 0% | 0 | 0 | 0% | Normal | 0% | 0 | 0 | 0 | [17 empty] | Commercial_Hospital_New_Food Preparation_Range_
Commercial_Hospital_New_Food Preparation_Natural Gas_Range_E4 | Commercial | Hospital | New | Food Preparation | Natural Gas | Range | E4 |  | 0% | 0% | 0% | 0 | 0 | 0 | 0 | 0 | 0 | 0 | 0 | 0% | 0 | 0 | 0% | Normal | 0% | 0 | 0 | 0 | [17 empty] | Commercial_Hospital_New_Food Preparation_Range_
Commercial_Hospital_New_Food Preparation_Natural Gas_Range_E5 | Commercial | Hospital | New | Food Preparation | Natural Gas | Range | E5 |  | 0% | 0% | 0% | 0 | 0 | 0 | 0 | 0 | 0 | 0 | 0 | 0% | 0 | 0 | 0% | Normal | 0% | 0 | 0 | 0 | [17 empty] | Commercial_Hospital_New_Food Preparation_Range_
Commercial_Hospital_New_Food Preparation_Natural Gas_Range_E6 | Commercial | Hospital | New | Food Preparation | Natural Gas | Range | E6 |  | 0% | 0% | 0% | 0 | 0 | 0 | 0 | 0 | 0 | 0 | 0 | 0% | 0 | 0 | 0% | Normal | 0% | 0 | 0 | 0 | [17 empty] | Commercial_Hospital_New_Food Preparation_Range_
Commercial_Hospital_New_Food Preparation_Natural Gas_Range_E7 | Commercial | Hospital | New | Food Preparation | Natural Gas | Range | E7 |  | 0% | 0% | 0% | 0 | 0 | 0 | 0 | 0 | 0 | 0 | 0 | 0% | 0 | 0 | 0% | Normal | 0% | 0 | 0 | 0 | [17 empty] | Commercial_Hospital_New_Food Preparation_Range_
Commercial_Hospital_New_Food Preparation_Natural Gas_Range_E8 | Commercial | Hospital | New | Food Preparation | Natural Gas | Range | E8 |  | 0% | 0% | 0% | 0 | 0 | 0 | 0 | 0 | 0 | 0 | 0 | 0% | 0 | 0 | 0% | Normal | 0% | 0 | 0 | 0 | [17 empty] | Commercial_Hospital_New_Food Preparation_Range_
Commercial_Hospital_New_Food Preparation_Natural Gas_Range_E9 | Commercial | Hospital | New | Food Preparation | Natural Gas | Range | E9 |  | 0% | 0% | 0% | 0 | 0 | 0 | 0 | 0 | 0 | 0 | 0 | 0% | 0 | 0 | 0% | Normal | 0% | 0 | 0 | 0 | [17 empty] | Commercial_Hospital_New_Food Preparation_Range_
Commercial_Hospital_New_Food Preparation_Natural Gas_Range_E10 | Commercial | Hospital | New | Food Preparation | Natural Gas | Range | E10 |  | 0% | 0% | 0% | 0 | 0 | 0 | 0 | 0 | 0 | 0 | 0 | 0% | 0 | 0 | 0% | Normal | 0% | 0 | 0 | 0 | [17 empty] | Commercial_Hospital_New_Food Preparation_Range_
Commercial_Hospital_New_Food Preparation_Natural Gas_Steamer_E1 | Commercial | Hospital | New | Food Preparation | Natural Gas | Steamer | E1 | Standard | 100% | 0% | 0% | 2.3112 | 0 | 0 | 0 | 8 | 16 | 2019 | 2021 | 100% | 0 | 0 | 0% | Normal | 0% | 0.24282 | 0 | 0 | 1 unit | 30000 | 0 | 0.00015901 | 1527.0152 | 13100 | 0 | 0 | 0 | 2012 | 1.1095 | IL TRM - 4.2.3 - CI-FSE-STMC-V05-190101 | DOE Commercial R&D 2016 - Table 2-10 | IL TRM - 4.2.3 - CI-FSE-STMC-V05-190101 | 1 | unit | 0.00015901 | Commercial_Hospital_New_Food Preparation_Steamer_Standard
Commercial_Hospital_New_Food Preparation_Natural Gas_Steamer_E2 | Commercial | Hospital | New | Food Preparation | Natural Gas | Steamer | E2 | ENERGY STAR | 43.38% | 0% | 0% | 2.7117 | 0 | -0.00046398 | 0 | 8 | 16 | 2019 | 2051 | 100% | 0 | 0 | 0% | Normal | 0% | 0.10534 | 0 | 0 | 1 unit | 30000 | 0 | 0.00015901 | 662.4553 | 15370 | 0 | -2.6298 | 0 | 2012 | 1.1095 | IL TRM - 4.2.3 - CI-FSE-STMC-V05-190101 | ETO Measure Input Sheet - Com - Gas Steamer | ETO Measure Input Sheet - Com - Gas Steamer | 1 | unit | 0.00015901 | Commercial_Hospital_New_Food Preparation_Steamer_ENERGY STAR
Commercial_Hospital_New_Food Preparation_Natural Gas_Steamer_E3 | Commercial | Hospital | New | Food Preparation | Natural Gas | Steamer | E3 |  | 0% | 0% | 0% | 0 | 0 | 0 | 0 | 0 | 0 | 0 | 0 | 0% | 0 | 0 | 0% | Normal | 0% | 0 | 0 | 0 | [17 empty] | Commercial_Hospital_New_Food Preparation_Steamer_
Commercial_Hospital_New_Food Preparation_Natural Gas_Steamer_E4 | Commercial | Hospital | New | Food Preparation | Natural Gas | Steamer | E4 |  | 0% | 0% | 0% | 0 | 0 | 0 | 0 | 0 | 0 | 0 | 0 | 0% | 0 | 0 | 0% | Normal | 0% | 0 | 0 | 0 | [17 empty] | Commercial_Hospital_New_Food Preparation_Steamer_
Commercial_Hospital_New_Food Preparation_Natural Gas_Steamer_E5 | Commercial | Hospital | New | Food Preparation | Natural Gas | Steamer | E5 |  | 0% | 0% | 0% | 0 | 0 | 0 | 0 | 0 | 0 | 0 | 0 | 0% | 0 | 0 | 0% | Normal | 0% | 0 | 0 | 0 | [17 empty] | Commercial_Hospital_New_Food Preparation_Steamer_
Commercial_Hospital_New_Food Preparation_Natural Gas_Steamer_E6 | Commercial | Hospital | New | Food Preparation | Natural Gas | Steamer | E6 |  | 0% | 0% | 0% | 0 | 0 | 0 | 0 | 0 | 0 | 0 | 0 | 0% | 0 | 0 | 0% | Normal | 0% | 0 | 0 | 0 | [17 empty] | Commercial_Hospital_New_Food Preparation_Steamer_
Commercial_Hospital_New_Food Preparation_Natural Gas_Steamer_E7 | Commercial | Hospital | New | Food Preparation | Natural Gas | Steamer | E7 |  | 0% | 0% | 0% | 0 | 0 | 0 | 0 | 0 | 0 | 0 | 0 | 0% | 0 | 0 | 0% | Normal | 0% | 0 | 0 | 0 | [17 empty] | Commercial_Hospital_New_Food Preparation_Steamer_
Commercial_Hospital_New_Food Preparation_Natural Gas_Steamer_E8 | Commercial | Hospital | New | Food Preparation | Natural Gas | Steamer | E8 |  | 0% | 0% | 0% | 0 | 0 | 0 | 0 | 0 | 0 | 0 | 0 | 0% | 0 | 0 | 0% | Normal | 0% | 0 | 0 | 0 | [17 empty] | Commercial_Hospital_New_Food Preparation_Steamer_
Commercial_Hospital_New_Food Preparation_Natural Gas_Steamer_E9 | Commercial | Hospital | New | Food Preparation | Natural Gas | Steamer | E9 |  | 0% | 0% | 0% | 0 | 0 | 0 | 0 | 0 | 0 | 0 | 0 | 0% | 0 | 0 | 0% | Normal | 0% | 0 | 0 | 0 | [17 empty] | Commercial_Hospital_New_Food Preparation_Steamer_
Commercial_Hospital_New_Food Preparation_Natural Gas_Steamer_E10 | Commercial | Hospital | New | Food Preparation | Natural Gas | Steamer | E10 |  | 0% | 0% | 0% | 0 | 0 | 0 | 0 | 0 | 0 | 0 | 0 | 0% | 0 | 0 | 0% | Normal | 0% | 0 | 0 | 0 | [17 empty] | Commercial_Hospital_New_Food Preparation_Steamer_
Commercial_Hospital_New_Food Preparation_Natural Gas_Food Prep Other_E1 | Commercial | Hospital | New | Food Preparation | Natural Gas | Food Prep Other | E1 | Standard | 100% | 0% | 0% | 0.035096 | 0 | 0 | 0 | 8 | 12 | 2019 | 2051 | 100% | 0 | 0 | 0% | Normal | 0% | 0.043498 | 0 | 0 | 1 unit | 30000 | 0 | 3.0564e-05 | 1423.18 | 1000 | 0 | 0 | 0 | 2010 | 1.1483 | Default | Default | Default | 1 | unit | 3.0564e-05 | Commercial_Hospital_New_Food Preparation_Food Prep Other_Standard
Commercial_Hospital_New_Food Preparation_Natural Gas_Food Prep Other_E2 | Commercial | Hospital | New | Food Preparation | Natural Gas | Food Prep Other | E2 | ENERGY STAR | 100% | 0% | 0% | 0.035131 | 0 | 0 | 0 | 8 | 12 | 2019 | 2051 | 100% | 0 | 0 | 0% | Normal | 0% | 0.043498 | 0 | 0 | 1 unit | 30000 | 0 | 3.0564e-05 | 1423.18 | 1001 | 0 | 0 | 0 | 2010 | 1.1483 | N/A | N/A | N/A | 1 | unit | 3.0564e-05 | Commercial_Hospital_New_Food Preparation_Food Prep Other_ENERGY STAR
Commercial_Hospital_New_Food Preparation_Natural Gas_Food Prep Other_E3 | Commercial | Hospital | New | Food Preparation | Natural Gas | Food Prep Other | E3 |  | 0% | 0% | 0% | 0 | 0 | 0 | 0 | 0 | 0 | 0 | 0 | 0% | 0 | 0 | 0% | Normal | 0% | 0 | 0 | 0 | [17 empty] | Commercial_Hospital_New_Food Preparation_Food Prep Other_
Commercial_Hospital_New_Food Preparation_Natural Gas_Food Prep Other_E4 | Commercial | Hospital | New | Food Preparation | Natural Gas | Food Prep Other | E4 |  | 0% | 0% | 0% | 0 | 0 | 0 | 0 | 0 | 0 | 0 | 0 | 0% | 0 | 0 | 0% | Normal | 0% | 0 | 0 | 0 | [17 empty] | Commercial_Hospital_New_Food Preparation_Food Prep Other_
Commercial_Hospital_New_Food Preparation_Natural Gas_Food Prep Other_E5 | Commercial | Hospital | New | Food Preparation | Natural Gas | Food Prep Other | E5 |  | 0% | 0% | 0% | 0 | 0 | 0 | 0 | 0 | 0 | 0 | 0 | 0% | 0 | 0 | 0% | Normal | 0% | 0 | 0 | 0 | [17 empty] | Commercial_Hospital_New_Food Preparation_Food Prep Other_
Commercial_Hospital_New_Food Preparation_Natural Gas_Food Prep Other_E6 | Commercial | Hospital | New | Food Preparation | Natural Gas | Food Prep Other | E6 |  | 0% | 0% | 0% | 0 | 0 | 0 | 0 | 0 | 0 | 0 | 0 | 0% | 0 | 0 | 0% | Normal | 0% | 0 | 0 | 0 | [17 empty] | Commercial_Hospital_New_Food Preparation_Food Prep Other_
Commercial_Hospital_New_Food Preparation_Natural Gas_Food Prep Other_E7 | Commercial | Hospital | New | Food Preparation | Natural Gas | Food Prep Other | E7 |  | 0% | 0% | 0% | 0 | 0 | 0 | 0 | 0 | 0 | 0 | 0 | 0% | 0 | 0 | 0% | Normal | 0% | 0 | 0 | 0 | [17 empty] | Commercial_Hospital_New_Food Preparation_Food Prep Other_
Commercial_Hospital_New_Food Preparation_Natural Gas_Food Prep Other_E8 | Commercial | Hospital | New | Food Preparation | Natural Gas | Food Prep Other | E8 |  | 0% | 0% | 0% | 0 | 0 | 0 | 0 | 0 | 0 | 0 | 0 | 0% | 0 | 0 | 0% | Normal | 0% | 0 | 0 | 0 | [17 empty] | Commercial_Hospital_New_Food Preparation_Food Prep Other_
Commercial_Hospital_New_Food Preparation_Natural Gas_Food Prep Other_E9 | Commercial | Hospital | New | Food Preparation | Natural Gas | Food Prep Other | E9 |  | 0% | 0% | 0% | 0 | 0 | 0 | 0 | 0 | 0 | 0 | 0 | 0% | 0 | 0 | 0% | Normal | 0% | 0 | 0 | 0 | [17 empty] | Commercial_Hospital_New_Food Preparation_Food Prep Other_
Commercial_Hospital_New_Food Preparation_Natural Gas_Food Prep Other_E10 | Commercial | Hospital | New | Food Preparation | Natural Gas | Food Prep Other | E10 |  | 0% | 0% | 0% | 0 | 0 | 0 | 0 | 0 | 0 | 0 | 0 | 0% | 0 | 0 | 0% | Normal | 0% | 0 | 0 | 0 | [17 empty] | Commercial_Hospital_New_Food Preparation_Food Prep Other_
Commercial_Hospital_New_Miscellaneous_Natural Gas_Pool Heater_E1 | Commercial | Hospital | New | Miscellaneous | Natural Gas | Pool Heater | E1 | Standard (EF .78) | 100% | 0% | 0% | 0.013077 | 0 | 0 | 0 | 4 | 8 | 2019 | 2051 | 100% | 0 | 0 | 0% | Normal | 0% | 0.010152 | 0 | 0 | 1 unit | 30000 | 0 | 6.7772e-07 | 14980 | 18052 | 0 | 0 | 0 | 2014 | 1.0689 | DOE Commercial R&D 2016 - Table 7-6 | DOE Commercial R&D 2016 - Table 7-7 | DOE Commercial R&D 2016 - Table 7-8 | 1 | unit | 6.7772e-07 | Commercial_Hospital_New_Miscellaneous_Pool Heater_Standard (EF .78)
Commercial_Hospital_New_Miscellaneous_Natural Gas_Pool Heater_E2 | Commercial | Hospital | New | Miscellaneous | Natural Gas | Pool Heater | E2 | Condensing (EF .90) | 85% | 0% | 0% | 0.021412 | 0 | 0 | 0 | 4 | 8 | 2019 | 2051 | 100% | 0 | 0 | 0% | Normal | 0% | 0.0086294 | 0 | 0 | 1 unit | 30000 | 0 | 6.7772e-07 | 12733 | 29558 | 0 | 0 | 0 | 2014 | 1.0689 | DOE Commercial R&D 2016 - Table 7-6 | DOE Commercial R&D 2016 - Table 7-7 | DOE Commercial R&D 2016 - Table 7-9 | 1 | unit | 6.7772e-07 | Commercial_Hospital_New_Miscellaneous_Pool Heater_Condensing (EF .90)
Commercial_Hospital_New_Miscellaneous_Natural Gas_Pool Heater_E3 | Commercial | Hospital | New | Miscellaneous | Natural Gas | Pool Heater | E3 |  | 0% | 0% | 0% | 0 | 0 | 0 | 0 | 0 | 0 | 0 | 0 | 0% | 0 | 0 | 0% | Normal | 0% | 0 | 0 | 0 | [17 empty] | Commercial_Hospital_New_Miscellaneous_Pool Heater_
Commercial_Hospital_New_Miscellaneous_Natural Gas_Pool Heater_E4 | Commercial | Hospital | New | Miscellaneous | Natural Gas | Pool Heater | E4 |  | 0% | 0% | 0% | 0 | 0 | 0 | 0 | 0 | 0 | 0 | 0 | 0% | 0 | 0 | 0% | Normal | 0% | 0 | 0 | 0 | [17 empty] | Commercial_Hospital_New_Miscellaneous_Pool Heater_
Commercial_Hospital_New_Miscellaneous_Natural Gas_Pool Heater_E5 | Commercial | Hospital | New | Miscellaneous | Natural Gas | Pool Heater | E5 |  | 0% | 0% | 0% | 0 | 0 | 0 | 0 | 0 | 0 | 0 | 0 | 0% | 0 | 0 | 0% | Normal | 0% | 0 | 0 | 0 | [17 empty] | Commercial_Hospital_New_Miscellaneous_Pool Heater_
Commercial_Hospital_New_Miscellaneous_Natural Gas_Pool Heater_E6 | Commercial | Hospital | New | Miscellaneous | Natural Gas | Pool Heater | E6 |  | 0% | 0% | 0% | 0 | 0 | 0 | 0 | 0 | 0 | 0 | 0 | 0% | 0 | 0 | 0% | Normal | 0% | 0 | 0 | 0 | [17 empty] | Commercial_Hospital_New_Miscellaneous_Pool Heater_
Commercial_Hospital_New_Miscellaneous_Natural Gas_Pool Heater_E7 | Commercial | Hospital | New | Miscellaneous | Natural Gas | Pool Heater | E7 |  | 0% | 0% | 0% | 0 | 0 | 0 | 0 | 0 | 0 | 0 | 0 | 0% | 0 | 0 | 0% | Normal | 0% | 0 | 0 | 0 | [17 empty] | Commercial_Hospital_New_Miscellaneous_Pool Heater_
Commercial_Hospital_New_Miscellaneous_Natural Gas_Pool Heater_E8 | Commercial | Hospital | New | Miscellaneous | Natural Gas | Pool Heater | E8 |  | 0% | 0% | 0% | 0 | 0 | 0 | 0 | 0 | 0 | 0 | 0 | 0% | 0 | 0 | 0% | Normal | 0% | 0 | 0 | 0 | [17 empty] | Commercial_Hospital_New_Miscellaneous_Pool Heater_
Commercial_Hospital_New_Miscellaneous_Natural Gas_Pool Heater_E9 | Commercial | Hospital | New | Miscellaneous | Natural Gas | Pool Heater | E9 |  | 0% | 0% | 0% | 0 | 0 | 0 | 0 | 0 | 0 | 0 | 0 | 0% | 0 | 0 | 0% | Normal | 0% | 0 | 0 | 0 | [17 empty] | Commercial_Hospital_New_Miscellaneous_Pool Heater_
Commercial_Hospital_New_Miscellaneous_Natural Gas_Pool Heater_E10 | Commercial | Hospital | New | Miscellaneous | Natural Gas | Pool Heater | E10 |  | 0% | 0% | 0% | 0 | 0 | 0 | 0 | 0 | 0 | 0 | 0 | 0% | 0 | 0 | 0% | Normal | 0% | 0 | 0 | 0 | [17 empty] | Commercial_Hospital_New_Miscellaneous_Pool Heater_
Commercial_Hospital_New_Miscellaneous_Natural Gas_Miscellaneous_E1 | Commercial | Hospital | New | Miscellaneous | Natural Gas | Miscellaneous | E1 | Miscellaneous | 100% | 0% | 0% | 1.0386 | 0 | 0 | 0 | 2 | 8 | 2019 | 2051 | 100% | 0 | 0 | 0% | Normal | 0% | 0.010385 | 0 | 0 | 1 unit | 30000 | 0 | 1 | 1 | 1 | 0 | 0 | 0 | 2016 | 1.0386 | N/A | N/A | N/A | 1 | unit | 1 | Commercial_Hospital_New_Miscellaneous_Miscellaneous_Miscellaneous
Commercial_Hospital_New_Miscellaneous_Natural Gas_Miscellaneous_E2 | Commercial | Hospital | New | Miscellaneous | Natural Gas | Miscellaneous | E2 |  | 0% | 0% | 0% | 0 | 0 | 0 | 0 | 0 | 0 | 0 | 0 | 0% | 0 | 0 | 0% | Normal | 0% | 0 | 0 | 0 | [17 empty] | Commercial_Hospital_New_Miscellaneous_Miscellaneous_
Commercial_Hospital_New_Miscellaneous_Natural Gas_Miscellaneous_E3 | Commercial | Hospital | New | Miscellaneous | Natural Gas | Miscellaneous | E3 |  | 0% | 0% | 0% | 0 | 0 | 0 | 0 | 0 | 0 | 0 | 0 | 0% | 0 | 0 | 0% | Normal | 0% | 0 | 0 | 0 | [17 empty] | Commercial_Hospital_New_Miscellaneous_Miscellaneous_
Commercial_Hospital_New_Miscellaneous_Natural Gas_Miscellaneous_E4 | Commercial | Hospital | New | Miscellaneous | Natural Gas | Miscellaneous | E4 |  | 0% | 0% | 0% | 0 | 0 | 0 | 0 | 0 | 0 | 0 | 0 | 0% | 0 | 0 | 0% | Normal | 0% | 0 | 0 | 0 | [17 empty] | Commercial_Hospital_New_Miscellaneous_Miscellaneous_
Commercial_Hospital_New_Miscellaneous_Natural Gas_Miscellaneous_E5 | Commercial | Hospital | New | Miscellaneous | Natural Gas | Miscellaneous | E5 |  | 0% | 0% | 0% | 0 | 0 | 0 | 0 | 0 | 0 | 0 | 0 | 0% | 0 | 0 | 0% | Normal | 0% | 0 | 0 | 0 | [17 empty] | Commercial_Hospital_New_Miscellaneous_Miscellaneous_
Commercial_Hospital_New_Miscellaneous_Natural Gas_Miscellaneous_E6 | Commercial | Hospital | New | Miscellaneous | Natural Gas | Miscellaneous | E6 |  | 0% | 0% | 0% | 0 | 0 | 0 | 0 | 0 | 0 | 0 | 0 | 0% | 0 | 0 | 0% | Normal | 0% | 0 | 0 | 0 | [17 empty] | Commercial_Hospital_New_Miscellaneous_Miscellaneous_
Commercial_Hospital_New_Miscellaneous_Natural Gas_Miscellaneous_E7 | Commercial | Hospital | New | Miscellaneous | Natural Gas | Miscellaneous | E7 |  | 0% | 0% | 0% | 0 | 0 | 0 | 0 | 0 | 0 | 0 | 0 | 0% | 0 | 0 | 0% | Normal | 0% | 0 | 0 | 0 | [17 empty] | Commercial_Hospital_New_Miscellaneous_Miscellaneous_
Commercial_Hospital_New_Miscellaneous_Natural Gas_Miscellaneous_E8 | Commercial | Hospital | New | Miscellaneous | Natural Gas | Miscellaneous | E8 |  | 0% | 0% | 0% | 0 | 0 | 0 | 0 | 0 | 0 | 0 | 0 | 0% | 0 | 0 | 0% | Normal | 0% | 0 | 0 | 0 | [17 empty] | Commercial_Hospital_New_Miscellaneous_Miscellaneous_
Commercial_Hospital_New_Miscellaneous_Natural Gas_Miscellaneous_E9 | Commercial | Hospital | New | Miscellaneous | Natural Gas | Miscellaneous | E9 |  | 0% | 0% | 0% | 0 | 0 | 0 | 0 | 0 | 0 | 0 | 0 | 0% | 0 | 0 | 0% | Normal | 0% | 0 | 0 | 0 | [17 empty] | Commercial_Hospital_New_Miscellaneous_Miscellaneous_
Commercial_Hospital_New_Miscellaneous_Natural Gas_Miscellaneous_E10 | Commercial | Hospital | New | Miscellaneous | Natural Gas | Miscellaneous | E10 |  | 0% | 0% | 0% | 0 | 0 | 0 | 0 | 0 | 0 | 0 | 0 | 0% | 0 | 0 | 0% | Normal | 0% | 0 | 0 | 0 | [17 empty] | Commercial_Hospital_New_Miscellaneous_Miscellaneous_
Commercial_Other Health_Existing_Space Heating_Natural Gas_Furnace_E1 | Commercial | Other Health | Existing | Space Heating | Natural Gas | Furnace | E1 | AFUE 80% (Standard) | 100% | 0% | 0% | 0.11625 | 0.12179 | 0.018822 | 0 | 17 | 29 | 2019 | 2051 | 65% | 0 | 0 | 0% | Normal | 0% | 0.079667 | 0 | 0 | 400 kBtu/hr | 30000 | 0 | 0.00010909 | 1.8257 | 1050 | 1100 | 170 | 0 | 2018 | 1.0149 | EIA 2018 Tech Forecast | EIA 2018 Tech Forecast | AEG BEST | 400 | kBtu/hr | 0.043636 | Commercial_Other Health_Existing_Space Heating_Furnace_AFUE 80% (Standard)
Commercial_Other Health_Existing_Space Heating_Natural Gas_Furnace_E2 | Commercial | Other Health | Existing | Space Heating | Natural Gas | Furnace | E2 | AFUE 90% | 88.89% | 0% | 0% | 0.19376 | 0.14393 | 0.019376 | 0 | 17 | 29 | 2019 | 2051 | 65% | 0 | 0 | 0% | Normal | 0% | 0.070817 | 0 | 0 | 400 kBtu/hr | 30000 | 0 | 0.00010909 | 1.6229 | 1750 | 1300 | 175 | 0 | 2018 | 1.0149 | EIA 2018 Tech Forecast | EIA 2018 Tech Forecast | AEG BEST | 400 | kBtu/hr | 0.043636 | Commercial_Other Health_Existing_Space Heating_Furnace_AFUE 90%
Commercial_Other Health_Existing_Space Heating_Natural Gas_Furnace_E3 | Commercial | Other Health | Existing | Space Heating | Natural Gas | Furnace | E3 | AFUE 96% | 83.33% | 0% | 0% | 0.27126 | 0.16608 | 0.019929 | 0 | 17 | 29 | 2019 | 2051 | 65% | 0 | 0 | 0% | Normal | 0% | 0.066389 | 0 | 0 | 400 kBtu/hr | 30000 | 0 | 0.00010909 | 1.5214 | 2450 | 1500 | 180 | 0 | 2018 | 1.0149 | EIA 2018 Tech Forecast | EIA 2018 Tech Forecast | AEG BEST | 400 | kBtu/hr | 0.043636 | Commercial_Other Health_Existing_Space Heating_Furnace_AFUE 96%
Commercial_Other Health_Existing_Space Heating_Natural Gas_Furnace_E4 | Commercial | Other Health | Existing | Space Heating | Natural Gas | Furnace | E4 | Convert to NG Air Source Heat Pump | 61.54% | 0% | 0% | 8.8747 | 0.12179 | 0.16674 | 0 | 10 | 20 | 2019 | 2051 | 100% | 0 | 0 | 0% | Normal | 0% | 0.049026 | 0 | 0 | 400 kBtu/hr | 30000 | 0 | 0.00010909 | 1.1235 | 79158.3766 | 1086.3161 | 1487.218 | 0 | 2017 | 1.0277 | AEO 2021 - gas_eng-driven_RTHP-heat 2017 typical | AEO 2021 - gas_eng-driven_RTHP-heat 2017 typical | HP_GAS-Heating-AEO17-1 | 400 | kBtu/hr | 0.043636 | Commercial_Other Health_Existing_Space Heating_Furnace_Convert to NG Air Source Heat Pump
Commercial_Other Health_Existing_Space Heating_Natural Gas_Furnace_E5 | Commercial | Other Health | Existing | Space Heating | Natural Gas | Furnace | E5 |  | 0% | 0% | 0% | 0 | 0 | 0 | 0 | 0 | 0 | 0 | 0 | 0% | 0 | 0 | 0% | Normal | 0% | 0 | 0 | 0 | [17 empty] | Commercial_Other Health_Existing_Space Heating_Furnace_
Commercial_Other Health_Existing_Space Heating_Natural Gas_Furnace_E6 | Commercial | Other Health | Existing | Space Heating | Natural Gas | Furnace | E6 |  | 0% | 0% | 0% | 0 | 0 | 0 | 0 | 0 | 0 | 0 | 0 | 0% | 0 | 0 | 0% | Normal | 0% | 0 | 0 | 0 | [17 empty] | Commercial_Other Health_Existing_Space Heating_Furnace_
Commercial_Other Health_Existing_Space Heating_Natural Gas_Furnace_E7 | Commercial | Other Health | Existing | Space Heating | Natural Gas | Furnace | E7 |  | 0% | 0% | 0% | 0 | 0 | 0 | 0 | 0 | 0 | 0 | 0 | 0% | 0 | 0 | 0% | Normal | 0% | 0 | 0 | 0 | [17 empty] | Commercial_Other Health_Existing_Space Heating_Furnace_
Commercial_Other Health_Existing_Space Heating_Natural Gas_Furnace_E8 | Commercial | Other Health | Existing | Space Heating | Natural Gas | Furnace | E8 |  | 0% | 0% | 0% | 0 | 0 | 0 | 0 | 0 | 0 | 0 | 0 | 0% | 0 | 0 | 0% | Normal | 0% | 0 | 0 | 0 | [17 empty] | Commercial_Other Health_Existing_Space Heating_Furnace_
Commercial_Other Health_Existing_Space Heating_Natural Gas_Furnace_E9 | Commercial | Other Health | Existing | Space Heating | Natural Gas | Furnace | E9 |  | 0% | 0% | 0% | 0 | 0 | 0 | 0 | 0 | 0 | 0 | 0 | 0% | 0 | 0 | 0% | Normal | 0% | 0 | 0 | 0 | [17 empty] | Commercial_Other Health_Existing_Space Heating_Furnace_
Commercial_Other Health_Existing_Space Heating_Natural Gas_Furnace_E10 | Commercial | Other Health | Existing | Space Heating | Natural Gas | Furnace | E10 |  | 0% | 0% | 0% | 0 | 0 | 0 | 0 | 0 | 0 | 0 | 0 | 0% | 0 | 0 | 0% | Normal | 0% | 0 | 0 | 0 | [17 empty] | Commercial_Other Health_Existing_Space Heating_Furnace_
Commercial_Other Health_Existing_Space Heating_Natural Gas_Boiler_E1 | Commercial | Other Health | Existing | Space Heating | Natural Gas | Boiler | E1 | AFUE 80% (Standard) | 100% | 0% | 0% | 0.91896 | 0.5093 | 0.099646 | 0 | 20 | 30 | 2019 | 2051 | 100% | 0 | 0 | 0% | Normal | 0% | 0.2436 | 0 | 0 | 800 kBtu/hr | 30000 | 0 | 5.4545e-05 | 5.0763 | 16600 | 9200 | 1800 | 0 | 2018 | 1.0149 | EIA 2018 Tech Forecast | EIA 2018 Tech Forecast | GBLR-Heating-EIA14-2014 Ref. Case-2 | 800 | kBtu/hr | 0.043636 | Commercial_Other Health_Existing_Space Heating_Boiler_AFUE 80% (Standard)
Commercial_Other Health_Existing_Space Heating_Natural Gas_Boiler_E2 | Commercial | Other Health | Existing | Space Heating | Natural Gas | Boiler | E2 | AFUE 85% | 94.12% | 0% | 0% | 1.2567 | 0.53975 | 0.099646 | 0 | 20 | 30 | 2019 | 2051 | 100% | 0 | 0 | 0% | Normal | 0% | 0.22927 | 0 | 0 | 800 kBtu/hr | 30000 | 0 | 5.4545e-05 | 4.7777 | 22700 | 9750 | 1800 | 0 | 2018 | 1.0149 | EIA 2018 Tech Forecast | EIA 2018 Tech Forecast | GBLR-Heating-EIA14-2014 Ref. Case-5 | 800 | kBtu/hr | 0.043636 | Commercial_Other Health_Existing_Space Heating_Boiler_AFUE 85%
Commercial_Other Health_Existing_Space Heating_Natural Gas_Boiler_E3 | Commercial | Other Health | Existing | Space Heating | Natural Gas | Boiler | E3 | AFUE 97% | 82.47% | 0% | 0% | 2.034 | 0.50173 | 0.099646 | 0 | 20 | 30 | 2019 | 2051 | 100% | 0 | 0 | 0% | Normal | 0% | 0.2009 | 0 | 0 | 800 kBtu/hr | 30000 | 0 | 5.4545e-05 | 4.1866 | 36742.4242 | 9063.1313 | 1800 | 0 | 2018 | 1.0149 | EIA 2018 Tech Forecast | EIA 2018 Tech Forecast | GBLR-Heating-EIA14-2014 Ref. Case-6 | 800 | kBtu/hr | 0.043636 | Commercial_Other Health_Existing_Space Heating_Boiler_AFUE 97%
Commercial_Other Health_Existing_Space Heating_Natural Gas_Boiler_E4 | Commercial | Other Health | Existing | Space Heating | Natural Gas | Boiler | E4 | Convert to NG Air Source Heat Pump | 61.54% | 0% | 0% | 8.8747 | 0.5093 | 0.16674 | 0 | 10 | 20 | 2019 | 2051 | 100% | 0 | 0 | 0% | Normal | 0% | 0.14991 | 0 | 0 | 800 kBtu/hr | 30000 | 0 | 5.4545e-05 | 3.1239 | 158316.7533 | 9085.5528 | 2974.436 | 0 | 2017 | 1.0277 | AEO 2021 - gas_eng-driven_RTHP-heat 2017 typical | AEO 2021 - gas_eng-driven_RTHP-heat 2017 typical | HP_GAS-Heating-AEO17-1 | 800 | kBtu/hr | 0.043636 | Commercial_Other Health_Existing_Space Heating_Boiler_Convert to NG Air Source Heat Pump
Commercial_Other Health_Existing_Space Heating_Natural Gas_Boiler_E5 | Commercial | Other Health | Existing | Space Heating | Natural Gas | Boiler | E5 |  | 0% | 0% | 0% | 0 | 0 | 0 | 0 | 0 | 0 | 0 | 0 | 0% | 0 | 0 | 0% | Normal | 0% | 0 | 0 | 0 | [17 empty] | Commercial_Other Health_Existing_Space Heating_Boiler_
Commercial_Other Health_Existing_Space Heating_Natural Gas_Boiler_E6 | Commercial | Other Health | Existing | Space Heating | Natural Gas | Boiler | E6 |  | 0% | 0% | 0% | 0 | 0 | 0 | 0 | 0 | 0 | 0 | 0 | 0% | 0 | 0 | 0% | Normal | 0% | 0 | 0 | 0 | [17 empty] | Commercial_Other Health_Existing_Space Heating_Boiler_
Commercial_Other Health_Existing_Space Heating_Natural Gas_Boiler_E7 | Commercial | Other Health | Existing | Space Heating | Natural Gas | Boiler | E7 |  | 0% | 0% | 0% | 0 | 0 | 0 | 0 | 0 | 0 | 0 | 0 | 0% | 0 | 0 | 0% | Normal | 0% | 0 | 0 | 0 | [17 empty] | Commercial_Other Health_Existing_Space Heating_Boiler_
Commercial_Other Health_Existing_Space Heating_Natural Gas_Boiler_E8 | Commercial | Other Health | Existing | Space Heating | Natural Gas | Boiler | E8 |  | 0% | 0% | 0% | 0 | 0 | 0 | 0 | 0 | 0 | 0 | 0 | 0% | 0 | 0 | 0% | Normal | 0% | 0 | 0 | 0 | [17 empty] | Commercial_Other Health_Existing_Space Heating_Boiler_
Commercial_Other Health_Existing_Space Heating_Natural Gas_Boiler_E9 | Commercial | Other Health | Existing | Space Heating | Natural Gas | Boiler | E9 |  | 0% | 0% | 0% | 0 | 0 | 0 | 0 | 0 | 0 | 0 | 0 | 0% | 0 | 0 | 0% | Normal | 0% | 0 | 0 | 0 | [17 empty] | Commercial_Other Health_Existing_Space Heating_Boiler_
Commercial_Other Health_Existing_Space Heating_Natural Gas_Boiler_E10 | Commercial | Other Health | Existing | Space Heating | Natural Gas | Boiler | E10 |  | 0% | 0% | 0% | 0 | 0 | 0 | 0 | 0 | 0 | 0 | 0 | 0% | 0 | 0 | 0% | Normal | 0% | 0 | 0 | 0 | [17 empty] | Commercial_Other Health_Existing_Space Heating_Boiler_
Commercial_Other Health_Existing_Space Heating_Natural Gas_Unit Heater_E1 | Commercial | Other Health | Existing | Space Heating | Natural Gas | Unit Heater | E1 | Standard | 100% | 0% | 0% | 0.033669 | 0 | 0 | 0 | 10 | 14 | 2019 | 2051 | 100% | 0 | 0 | 0% | Normal | 0% | 0.045525 | 0 | 0 | 125 kBtu/Hr | 30000 | 0 | 1.564e-07 | 2328.572 | 1753.7127 | 0 | 0 | 0 | 2020 | 0.98199 | IL TRM - 4.4.12 - CI-HVC-IRHT-V02-210101 | AEG Market Research | IL TRM - 4.4.12 - CI-HVC-IRHT-V02-210101 w/ CNGC Sizing | 125 | kBtu/Hr | 1.9551e-05 | Commercial_Other Health_Existing_Space Heating_Unit Heater_Standard
Commercial_Other Health_Existing_Space Heating_Natural Gas_Unit Heater_E2 | Commercial | Other Health | Existing | Space Heating | Natural Gas | Unit Heater | E2 | Condensing | 95.24% | 0% | 0% | 0.053905 | 0 | 0 | 0 | 10 | 14 | 2019 | 2051 | 100% | 0 | 0 | 0% | Normal | 0% | 0.043358 | 0 | 0 | 125 kBtu/Hr | 30000 | 0 | 1.564e-07 | 2217.7386 | 2807.7404 | 0 | 0 | 0 | 2020 | 0.98199 | IL TRM - 4.4.5 - CI-HVC-CUHT-V01-190101 | ETO Measure Input Sheet - Com - Condensing Unit Heater GAS SPHT | IL TRM - 4.4.5 - CI-HVC-CUHT-V01-190101 w/ CNGC Sizing | 125 | kBtu/Hr | 1.9551e-05 | Commercial_Other Health_Existing_Space Heating_Unit Heater_Condensing
Commercial_Other Health_Existing_Space Heating_Natural Gas_Unit Heater_E3 | Commercial | Other Health | Existing | Space Heating | Natural Gas | Unit Heater | E3 | Infrared Radiant | 85% | 0% | 0% | 0.046973 | 0 | 0 | 0 | 11 | 19 | 2019 | 2051 | 100% | 0 | 0 | 0% | Normal | 0% | 0.038696 | 0 | 0 | 125 kBtu/Hr | 30000 | 0 | 1.564e-07 | 1979.2862 | 2446.6992 | 0 | 0 | 0 | 2020 | 0.98199 | IL TRM - 4.4.12 - CI-HVC-IRHT-V02-210101 | AEG Market Research | IL TRM - 4.4.12 - CI-HVC-IRHT-V02-210101 w/ CNGC Sizing | 125 | kBtu/Hr | 1.9551e-05 | Commercial_Other Health_Existing_Space Heating_Unit Heater_Infrared Radiant
Commercial_Other Health_Existing_Space Heating_Natural Gas_Unit Heater_E4 | Commercial | Other Health | Existing | Space Heating | Natural Gas | Unit Heater | E4 |  | 0% | 0% | 0% | 0 | 0 | 0 | 0 | 0 | 0 | 0 | 0 | 0% | 0 | 0 | 0% | Normal | 0% | 0 | 0 | 0 | [17 empty] | Commercial_Other Health_Existing_Space Heating_Unit Heater_
Commercial_Other Health_Existing_Space Heating_Natural Gas_Unit Heater_E5 | Commercial | Other Health | Existing | Space Heating | Natural Gas | Unit Heater | E5 |  | 0% | 0% | 0% | 0 | 0 | 0 | 0 | 0 | 0 | 0 | 0 | 0% | 0 | 0 | 0% | Normal | 0% | 0 | 0 | 0 | [17 empty] | Commercial_Other Health_Existing_Space Heating_Unit Heater_
Commercial_Other Health_Existing_Space Heating_Natural Gas_Unit Heater_E6 | Commercial | Other Health | Existing | Space Heating | Natural Gas | Unit Heater | E6 |  | 0% | 0% | 0% | 0 | 0 | 0 | 0 | 0 | 0 | 0 | 0 | 0% | 0 | 0 | 0% | Normal | 0% | 0 | 0 | 0 | [17 empty] | Commercial_Other Health_Existing_Space Heating_Unit Heater_
Commercial_Other Health_Existing_Space Heating_Natural Gas_Unit Heater_E7 | Commercial | Other Health | Existing | Space Heating | Natural Gas | Unit Heater | E7 |  | 0% | 0% | 0% | 0 | 0 | 0 | 0 | 0 | 0 | 0 | 0 | 0% | 0 | 0 | 0% | Normal | 0% | 0 | 0 | 0 | [17 empty] | Commercial_Other Health_Existing_Space Heating_Unit Heater_
Commercial_Other Health_Existing_Space Heating_Natural Gas_Unit Heater_E8 | Commercial | Other Health | Existing | Space Heating | Natural Gas | Unit Heater | E8 |  | 0% | 0% | 0% | 0 | 0 | 0 | 0 | 0 | 0 | 0 | 0 | 0% | 0 | 0 | 0% | Normal | 0% | 0 | 0 | 0 | [17 empty] | Commercial_Other Health_Existing_Space Heating_Unit Heater_
Commercial_Other Health_Existing_Space Heating_Natural Gas_Unit Heater_E9 | Commercial | Other Health | Existing | Space Heating | Natural Gas | Unit Heater | E9 |  | 0% | 0% | 0% | 0 | 0 | 0 | 0 | 0 | 0 | 0 | 0 | 0% | 0 | 0 | 0% | Normal | 0% | 0 | 0 | 0 | [17 empty] | Commercial_Other Health_Existing_Space Heating_Unit Heater_
Commercial_Other Health_Existing_Space Heating_Natural Gas_Unit Heater_E10 | Commercial | Other Health | Existing | Space Heating | Natural Gas | Unit Heater | E10 |  | 0% | 0% | 0% | 0 | 0 | 0 | 0 | 0 | 0 | 0 | 0 | 0% | 0 | 0 | 0% | Normal | 0% | 0 | 0 | 0 | [17 empty] | Commercial_Other Health_Existing_Space Heating_Unit Heater_
Commercial_Other Health_Existing_Water Heating_Natural Gas_Water Heater_E1 | Commercial | Other Health | Existing | Water Heating | Natural Gas | Water Heater | E1 | TE 80% | 100% | 0% | 0% | 0.13174 | 0 | 0.0084412 | 0 | 8 | 12 | 2019 | 2051 | 100% | 0 | 0 | 0% | Normal | 0% | 0.31807 | 0 | 0 | 1 kBtu/hr | 30000 | 0 | 0.0048891 | 64.2538 | 26.22 | 0 | 1.68 | 0 | 2017 | 1.0277 | AEO 2021 - gas_water_heater 2017 standard | AEO 2021 - gas_water_heater 2017 standard | DHW_WH-Water Heating-PG&E-R7-14 | 1 | kBtu/hr | 0.0048891 | Commercial_Other Health_Existing_Water Heating_Water Heater_TE 80%
Commercial_Other Health_Existing_Water Heating_Natural Gas_Water Heater_E2 | Commercial | Other Health | Existing | Water Heating | Natural Gas | Water Heater | E2 | TE 81% | 98.77% | 0% | 0% | 0.13169 | 0 | 0.0084412 | 0 | 8 | 12 | 2019 | 2051 | 100% | 0 | 0 | 0% | Normal | 0% | 0.31414 | 0 | 0 | 1 kBtu/hr | 30000 | 0 | 0.0048891 | 63.4605 | 26.21 | 0 | 1.68 | 0 | 2017 | 1.0277 | AEO 2021 - gas_water_heater 2017 typical | AEO 2021 - gas_water_heater 2017 typical | DHW_WH-Water Heating-PG&E-R7-14 | 1 | kBtu/hr | 0.0048891 | Commercial_Other Health_Existing_Water Heating_Water Heater_TE 81%
Commercial_Other Health_Existing_Water Heating_Natural Gas_Water Heater_E3 | Commercial | Other Health | Existing | Water Heating | Natural Gas | Water Heater | E3 | TE 88% | 90.91% | 0% | 0% | 0.13946 | 0 | 0.0078634 | 0 | 8 | 12 | 2019 | 2051 | 100% | 0 | 0 | 0% | Normal | 0% | 0.28915 | 0 | 0 | 1 kBtu/hr | 30000 | 0 | 0.0048891 | 58.4125 | 27.755 | 0 | 1.565 | 0 | 2017 | 1.0277 | AEO 2021 - gas_water_heater 2017 ENERGY STAR | AEO 2021 - gas_water_heater 2017 ENERGY STAR | DHW_WH-Water Heating-PG&E-R7-14 | 1 | kBtu/hr | 0.0048891 | Commercial_Other Health_Existing_Water Heating_Water Heater_TE 88%
Commercial_Other Health_Existing_Water Heating_Natural Gas_Water Heater_E4 | Commercial | Other Health | Existing | Water Heating | Natural Gas | Water Heater | E4 | TE 94% | 85.11% | 0% | 0% | 0.14722 | 0 | 0.0072855 | 0 | 8 | 12 | 2019 | 2051 | 100% | 0 | 0 | 0% | Normal | 0% | 0.2707 | 0 | 0 | 1 kBtu/hr | 30000 | 0 | 0.0048891 | 54.6841 | 29.3 | 0 | 1.45 | 0 | 2017 | 1.0277 | AEO 2021 - gas_water_heater 2017 ENERGY STAR | AEO 2021 - gas_water_heater 2017 ENERGY STAR | DHW_WH-Water Heating-PG&E-R7-14 | 1 | kBtu/hr | 0.0048891 | Commercial_Other Health_Existing_Water Heating_Water Heater_TE 94%
Commercial_Other Health_Existing_Water Heating_Natural Gas_Water Heater_E5 | Commercial | Other Health | Existing | Water Heating | Natural Gas | Water Heater | E5 | TE 96% | 83.33% | 0% | 0% | 0.15035 | 0 | 0.0074405 | 0 | 8 | 12 | 2019 | 2051 | 100% | 0 | 0 | 0% | Normal | 0% | 0.26506 | 0 | 0 | 1 kBtu/hr | 30000 | 0 | 0.0048891 | 53.5448 | 29.9234 | 0 | 1.4809 | 0 | 2017 | 1.0277 | AEO 2021 - gas_water_heater 2017 ENERGY STAR | AEO 2021 - gas_water_heater 2017 ENERGY STAR | DHW_WH-Water Heating-PG&E-R7-14 | 1 | kBtu/hr | 0.0048891 | Commercial_Other Health_Existing_Water Heating_Water Heater_TE 96%
Commercial_Other Health_Existing_Water Heating_Natural Gas_Water Heater_E6 | Commercial | Other Health | Existing | Water Heating | Natural Gas | Water Heater | E6 | Tankless | 81.63% | 0% | 0% | 0.16261 | 0 | 0.0017032 | 0 | 8 | 12 | 2019 | 2051 | 100% | 0 | 0 | 0% | Normal | 0% | 0.25965 | 0 | 0 | 1 kBtu/hr | 30000 | 0 | 0.0048891 | 52.4521 | 32.3633 | 0 | 0.33898 | 0 | 2017 | 1.0277 | EIA Ref. Case 2018 - Gas Tankless High Eff. | EIA Ref. Case 2018 - Gas Tankless High Eff. | DHW_WH-Water Heating-NMTRM-2016-7 | 1 | kBtu/hr | 0.0048891 | Commercial_Other Health_Existing_Water Heating_Water Heater_Tankless
Commercial_Other Health_Existing_Water Heating_Natural Gas_Water Heater_E7 | Commercial | Other Health | Existing | Water Heating | Natural Gas | Water Heater | E7 | Gas-Fired Absorption HPWH | 75.47% | 0% | 0% | 0.27072 | 0 | 0 | 0 | 10 | 16 | 2019 | 2051 | 100% | 0 | 0 | 0% | Normal | 0% | 0.24005 | 0 | 0 | 1 kBtu/hr | 30000 | 0 | 0.0048891 | 48.4934 | 56.3879 | 0 | 0 | 0 | 2020 | 0.98199 | DHW_WH-Water Heating-DOE-2014-2 | NEEA Report #E20-309, Robur Heat Pump Field Trial. March 11, 2020. | Engineering Calculation and NEEA Report #E20-309, Robur Heat Pump Field Trial. March 11, 2020. | 1 | kBtu/hr | 0.0048891 | Commercial_Other Health_Existing_Water Heating_Water Heater_Gas-Fired Absorption HPWH
Commercial_Other Health_Existing_Water Heating_Natural Gas_Water Heater_E8 | Commercial | Other Health | Existing | Water Heating | Natural Gas | Water Heater | E8 |  | 0% | 0% | 0% | 0 | 0 | 0 | 0 | 0 | 0 | 0 | 0 | 0% | 0 | 0 | 0% | Normal | 0% | 0 | 0 | 0 | [17 empty] | Commercial_Other Health_Existing_Water Heating_Water Heater_
Commercial_Other Health_Existing_Water Heating_Natural Gas_Water Heater_E9 | Commercial | Other Health | Existing | Water Heating | Natural Gas | Water Heater | E9 |  | 0% | 0% | 0% | 0 | 0 | 0 | 0 | 0 | 0 | 0 | 0 | 0% | 0 | 0 | 0% | Normal | 0% | 0 | 0 | 0 | [17 empty] | Commercial_Other Health_Existing_Water Heating_Water Heater_
Commercial_Other Health_Existing_Water Heating_Natural Gas_Water Heater_E10 | Commercial | Other Health | Existing | Water Heating | Natural Gas | Water Heater | E10 |  | 0% | 0% | 0% | 0 | 0 | 0 | 0 | 0 | 0 | 0 | 0 | 0% | 0 | 0 | 0% | Normal | 0% | 0 | 0 | 0 | [17 empty] | Commercial_Other Health_Existing_Water Heating_Water Heater_
Commercial_Other Health_Existing_Food Preparation_Natural Gas_Oven_E1 | Commercial | Other Health | Existing | Food Preparation | Natural Gas | Oven | E1 | Standard | 100% | 0% | 0% | 0.90491 | 0.019086 | 0 | 0 | 10 | 14 | 2019 | 2051 | 100% | 0 | 0 | 0% | Normal | 0% | 0.095115 | 0 | 0 | 1 unit | 30000 | 0 | 0.00011693 | 813.4143 | 7112 | 150 | 0 | 0 | 2013 | 1.0881 | IL TRM - 4.2.1 - CI-FSE-CBOV-V02-160601 | ETO Measure Input Sheet - Com - Gas Convection Oven | IL TRM - 4.2.1 - CI-FSE-CBOV-V02-160601 | 1 | unit | 0.00011693 | Commercial_Other Health_Existing_Food Preparation_Oven_Standard
Commercial_Other Health_Existing_Food Preparation_Natural Gas_Oven_E2 | Commercial | Other Health | Existing | Food Preparation | Natural Gas | Oven | E2 | ENERGY STAR (>44% Baking Efficiency) | 86.89% | 0% | 0% | 0.95428 | 0.019086 | 0 | 0 | 10 | 14 | 2019 | 2051 | 100% | 0 | 0 | 0% | Normal | 0% | 0.082641 | 0 | 0 | 1 unit | 30000 | 0 | 0.00011693 | 706.739 | 7500 | 150 | 0 | 0 | 2013 | 1.0881 | IL TRM - 4.2.1 - CI-FSE-CBOV-V02-160601 | EIA 2018 Tech Forecast | ETO Measure Input Sheet | 1 | unit | 0.00011693 | Commercial_Other Health_Existing_Food Preparation_Oven_ENERGY STAR (>44% Baking Efficiency)
Commercial_Other Health_Existing_Food Preparation_Natural Gas_Oven_E3 | Commercial | Other Health | Existing | Food Preparation | Natural Gas | Oven | E3 |  | 0% | 0% | 0% | 0 | 0 | 0 | 0 | 0 | 0 | 0 | 0 | 0% | 0 | 0 | 0% | Normal | 0% | 0 | 0 | 0 | [17 empty] | Commercial_Other Health_Existing_Food Preparation_Oven_
Commercial_Other Health_Existing_Food Preparation_Natural Gas_Oven_E4 | Commercial | Other Health | Existing | Food Preparation | Natural Gas | Oven | E4 |  | 0% | 0% | 0% | 0 | 0 | 0 | 0 | 0 | 0 | 0 | 0 | 0% | 0 | 0 | 0% | Normal | 0% | 0 | 0 | 0 | [17 empty] | Commercial_Other Health_Existing_Food Preparation_Oven_
Commercial_Other Health_Existing_Food Preparation_Natural Gas_Oven_E5 | Commercial | Other Health | Existing | Food Preparation | Natural Gas | Oven | E5 |  | 0% | 0% | 0% | 0 | 0 | 0 | 0 | 0 | 0 | 0 | 0 | 0% | 0 | 0 | 0% | Normal | 0% | 0 | 0 | 0 | [17 empty] | Commercial_Other Health_Existing_Food Preparation_Oven_
Commercial_Other Health_Existing_Food Preparation_Natural Gas_Oven_E6 | Commercial | Other Health | Existing | Food Preparation | Natural Gas | Oven | E6 |  | 0% | 0% | 0% | 0 | 0 | 0 | 0 | 0 | 0 | 0 | 0 | 0% | 0 | 0 | 0% | Normal | 0% | 0 | 0 | 0 | [17 empty] | Commercial_Other Health_Existing_Food Preparation_Oven_
Commercial_Other Health_Existing_Food Preparation_Natural Gas_Oven_E7 | Commercial | Other Health | Existing | Food Preparation | Natural Gas | Oven | E7 |  | 0% | 0% | 0% | 0 | 0 | 0 | 0 | 0 | 0 | 0 | 0 | 0% | 0 | 0 | 0% | Normal | 0% | 0 | 0 | 0 | [17 empty] | Commercial_Other Health_Existing_Food Preparation_Oven_
Commercial_Other Health_Existing_Food Preparation_Natural Gas_Oven_E8 | Commercial | Other Health | Existing | Food Preparation | Natural Gas | Oven | E8 |  | 0% | 0% | 0% | 0 | 0 | 0 | 0 | 0 | 0 | 0 | 0 | 0% | 0 | 0 | 0% | Normal | 0% | 0 | 0 | 0 | [17 empty] | Commercial_Other Health_Existing_Food Preparation_Oven_
Commercial_Other Health_Existing_Food Preparation_Natural Gas_Oven_E9 | Commercial | Other Health | Existing | Food Preparation | Natural Gas | Oven | E9 |  | 0% | 0% | 0% | 0 | 0 | 0 | 0 | 0 | 0 | 0 | 0 | 0% | 0 | 0 | 0% | Normal | 0% | 0 | 0 | 0 | [17 empty] | Commercial_Other Health_Existing_Food Preparation_Oven_
Commercial_Other Health_Existing_Food Preparation_Natural Gas_Oven_E10 | Commercial | Other Health | Existing | Food Preparation | Natural Gas | Oven | E10 |  | 0% | 0% | 0% | 0 | 0 | 0 | 0 | 0 | 0 | 0 | 0 | 0% | 0 | 0 | 0% | Normal | 0% | 0 | 0 | 0 | [17 empty] | Commercial_Other Health_Existing_Food Preparation_Oven_
Commercial_Other Health_Existing_Food Preparation_Natural Gas_Conveyor Oven_E1 | Commercial | Other Health | Existing | Food Preparation | Natural Gas | Conveyor Oven | E1 | Standard | 100% | 0% | 0% | 0.6486 | 0 | 0 | 0 | 15 | 19 | 2019 | 2051 | 100% | 0 | 0 | 0% | Normal | 0% | 0.17491 | 0 | 0 | 1 unit | 30000 | 0 | 6.0616e-05 | 2885.475 | 10177 | 0 | 0 | 0 | 2015 | 1.0514 | IL TRM - 4.2.4 - CI-FSE-CVOV-V02-180101 | PGE Workpaper, PGECOFST117 R5, 2015 | MN TRM 3.1 - Gas Conveyor Oven v1.1 | 1 | unit | 6.0616e-05 | Commercial_Other Health_Existing_Food Preparation_Conveyor Oven_Standard
Commercial_Other Health_Existing_Food Preparation_Natural Gas_Conveyor Oven_E2 | Commercial | Other Health | Existing | Food Preparation | Natural Gas | Conveyor Oven | E2 | Efficient (>44% Baking Efficiency) | 76.02% | 0% | 0% | 0.79072 | 0 | 0 | 0 | 15 | 19 | 2019 | 2051 | 100% | 0 | 0 | 0% | Normal | 0% | 0.13296 | 0 | 0 | 1 unit | 30000 | 0 | 6.0616e-05 | 2193.4093 | 12407 | 0 | 0 | 0 | 2015 | 1.0514 | IL TRM - 4.2.4 - CI-FSE-CVOV-V02-180101 | PGE Workpaper, PGECOFST117 R5, 2015 | MN TRM 3.1 - Gas Conveyor Oven v1.1 | 1 | unit | 6.0616e-05 | Commercial_Other Health_Existing_Food Preparation_Conveyor Oven_Efficient (>44% Baking Efficiency)
Commercial_Other Health_Existing_Food Preparation_Natural Gas_Conveyor Oven_E3 | Commercial | Other Health | Existing | Food Preparation | Natural Gas | Conveyor Oven | E3 |  | 0% | 0% | 0% | 0 | 0 | 0 | 0 | 0 | 0 | 0 | 0 | 0% | 0 | 0 | 0% | Normal | 0% | 0 | 0 | 0 | [17 empty] | Commercial_Other Health_Existing_Food Preparation_Conveyor Oven_
Commercial_Other Health_Existing_Food Preparation_Natural Gas_Conveyor Oven_E4 | Commercial | Other Health | Existing | Food Preparation | Natural Gas | Conveyor Oven | E4 |  | 0% | 0% | 0% | 0 | 0 | 0 | 0 | 0 | 0 | 0 | 0 | 0% | 0 | 0 | 0% | Normal | 0% | 0 | 0 | 0 | [17 empty] | Commercial_Other Health_Existing_Food Preparation_Conveyor Oven_
Commercial_Other Health_Existing_Food Preparation_Natural Gas_Conveyor Oven_E5 | Commercial | Other Health | Existing | Food Preparation | Natural Gas | Conveyor Oven | E5 |  | 0% | 0% | 0% | 0 | 0 | 0 | 0 | 0 | 0 | 0 | 0 | 0% | 0 | 0 | 0% | Normal | 0% | 0 | 0 | 0 | [17 empty] | Commercial_Other Health_Existing_Food Preparation_Conveyor Oven_
Commercial_Other Health_Existing_Food Preparation_Natural Gas_Conveyor Oven_E6 | Commercial | Other Health | Existing | Food Preparation | Natural Gas | Conveyor Oven | E6 |  | 0% | 0% | 0% | 0 | 0 | 0 | 0 | 0 | 0 | 0 | 0 | 0% | 0 | 0 | 0% | Normal | 0% | 0 | 0 | 0 | [17 empty] | Commercial_Other Health_Existing_Food Preparation_Conveyor Oven_
Commercial_Other Health_Existing_Food Preparation_Natural Gas_Conveyor Oven_E7 | Commercial | Other Health | Existing | Food Preparation | Natural Gas | Conveyor Oven | E7 |  | 0% | 0% | 0% | 0 | 0 | 0 | 0 | 0 | 0 | 0 | 0 | 0% | 0 | 0 | 0% | Normal | 0% | 0 | 0 | 0 | [17 empty] | Commercial_Other Health_Existing_Food Preparation_Conveyor Oven_
Commercial_Other Health_Existing_Food Preparation_Natural Gas_Conveyor Oven_E8 | Commercial | Other Health | Existing | Food Preparation | Natural Gas | Conveyor Oven | E8 |  | 0% | 0% | 0% | 0 | 0 | 0 | 0 | 0 | 0 | 0 | 0 | 0% | 0 | 0 | 0% | Normal | 0% | 0 | 0 | 0 | [17 empty] | Commercial_Other Health_Existing_Food Preparation_Conveyor Oven_
Commercial_Other Health_Existing_Food Preparation_Natural Gas_Conveyor Oven_E9 | Commercial | Other Health | Existing | Food Preparation | Natural Gas | Conveyor Oven | E9 |  | 0% | 0% | 0% | 0 | 0 | 0 | 0 | 0 | 0 | 0 | 0 | 0% | 0 | 0 | 0% | Normal | 0% | 0 | 0 | 0 | [17 empty] | Commercial_Other Health_Existing_Food Preparation_Conveyor Oven_
Commercial_Other Health_Existing_Food Preparation_Natural Gas_Conveyor Oven_E10 | Commercial | Other Health | Existing | Food Preparation | Natural Gas | Conveyor Oven | E10 |  | 0% | 0% | 0% | 0 | 0 | 0 | 0 | 0 | 0 | 0 | 0 | 0% | 0 | 0 | 0% | Normal | 0% | 0 | 0 | 0 | [17 empty] | Commercial_Other Health_Existing_Food Preparation_Conveyor Oven_
Commercial_Other Health_Existing_Food Preparation_Natural Gas_Double Rack Oven_E1 | Commercial | Other Health | Existing | Food Preparation | Natural Gas | Double Rack Oven | E1 | Standard | 100% | 0% | 0% | 0.95384 | 0 | 0 | 0 | 10 | 14 | 2019 | 2051 | 100% | 0 | 0 | 0% | Normal | 0% | 0.31171 | 0 | 0 | 1 unit | 30000 | 0 | 7.3393e-05 | 4247.1 | 12513 | 0 | 0 | 0 | 2016 | 1.0386 | IL TRM - 4.2.18 - CI-FSE-RKOV-VO2-180101 | PGE Workpaper, PGECOFST109 R6, 2016 | IL TRM - 4.2.18 - CI-FSE-RKOV-VO2-180101 | 1 | unit | 7.3393e-05 | Commercial_Other Health_Existing_Food Preparation_Double Rack Oven_Standard
Commercial_Other Health_Existing_Food Preparation_Natural Gas_Double Rack Oven_E2 | Commercial | Other Health | Existing | Food Preparation | Natural Gas | Double Rack Oven | E2 | FTSC Qualified (>50% Cooking Efficiency) | 54.55% | 0% | 0% | 1.2685 | 0 | 0 | 0 | 10 | 14 | 2019 | 2051 | 100% | 0 | 0 | 0% | Normal | 0% | 0.17002 | 0 | 0 | 1 unit | 30000 | 0 | 7.3393e-05 | 2316.6 | 16641 | 0 | 0 | 0 | 2016 | 1.0386 | IL TRM - 4.2.18 - CI-FSE-RKOV-VO2-180101 | PGE Workpaper, PGECOFST109 R6, 2016 | IL TRM - 4.2.18 - CI-FSE-RKOV-VO2-180101 | 1 | unit | 7.3393e-05 | Commercial_Other Health_Existing_Food Preparation_Double Rack Oven_FTSC Qualified (>50% Cooking Efficiency)
Commercial_Other Health_Existing_Food Preparation_Natural Gas_Double Rack Oven_E3 | Commercial | Other Health | Existing | Food Preparation | Natural Gas | Double Rack Oven | E3 |  | 0% | 0% | 0% | 0 | 0 | 0 | 0 | 0 | 0 | 0 | 0 | 0% | 0 | 0 | 0% | Normal | 0% | 0 | 0 | 0 | [17 empty] | Commercial_Other Health_Existing_Food Preparation_Double Rack Oven_
Commercial_Other Health_Existing_Food Preparation_Natural Gas_Double Rack Oven_E4 | Commercial | Other Health | Existing | Food Preparation | Natural Gas | Double Rack Oven | E4 |  | 0% | 0% | 0% | 0 | 0 | 0 | 0 | 0 | 0 | 0 | 0 | 0% | 0 | 0 | 0% | Normal | 0% | 0 | 0 | 0 | [17 empty] | Commercial_Other Health_Existing_Food Preparation_Double Rack Oven_
Commercial_Other Health_Existing_Food Preparation_Natural Gas_Double Rack Oven_E5 | Commercial | Other Health | Existing | Food Preparation | Natural Gas | Double Rack Oven | E5 |  | 0% | 0% | 0% | 0 | 0 | 0 | 0 | 0 | 0 | 0 | 0 | 0% | 0 | 0 | 0% | Normal | 0% | 0 | 0 | 0 | [17 empty] | Commercial_Other Health_Existing_Food Preparation_Double Rack Oven_
Commercial_Other Health_Existing_Food Preparation_Natural Gas_Double Rack Oven_E6 | Commercial | Other Health | Existing | Food Preparation | Natural Gas | Double Rack Oven | E6 |  | 0% | 0% | 0% | 0 | 0 | 0 | 0 | 0 | 0 | 0 | 0 | 0% | 0 | 0 | 0% | Normal | 0% | 0 | 0 | 0 | [17 empty] | Commercial_Other Health_Existing_Food Preparation_Double Rack Oven_
Commercial_Other Health_Existing_Food Preparation_Natural Gas_Double Rack Oven_E7 | Commercial | Other Health | Existing | Food Preparation | Natural Gas | Double Rack Oven | E7 |  | 0% | 0% | 0% | 0 | 0 | 0 | 0 | 0 | 0 | 0 | 0 | 0% | 0 | 0 | 0% | Normal | 0% | 0 | 0 | 0 | [17 empty] | Commercial_Other Health_Existing_Food Preparation_Double Rack Oven_
Commercial_Other Health_Existing_Food Preparation_Natural Gas_Double Rack Oven_E8 | Commercial | Other Health | Existing | Food Preparation | Natural Gas | Double Rack Oven | E8 |  | 0% | 0% | 0% | 0 | 0 | 0 | 0 | 0 | 0 | 0 | 0 | 0% | 0 | 0 | 0% | Normal | 0% | 0 | 0 | 0 | [17 empty] | Commercial_Other Health_Existing_Food Preparation_Double Rack Oven_
Commercial_Other Health_Existing_Food Preparation_Natural Gas_Double Rack Oven_E9 | Commercial | Other Health | Existing | Food Preparation | Natural Gas | Double Rack Oven | E9 |  | 0% | 0% | 0% | 0 | 0 | 0 | 0 | 0 | 0 | 0 | 0 | 0% | 0 | 0 | 0% | Normal | 0% | 0 | 0 | 0 | [17 empty] | Commercial_Other Health_Existing_Food Preparation_Double Rack Oven_
Commercial_Other Health_Existing_Food Preparation_Natural Gas_Double Rack Oven_E10 | Commercial | Other Health | Existing | Food Preparation | Natural Gas | Double Rack Oven | E10 |  | 0% | 0% | 0% | 0 | 0 | 0 | 0 | 0 | 0 | 0 | 0 | 0% | 0 | 0 | 0% | Normal | 0% | 0 | 0 | 0 | [17 empty] | Commercial_Other Health_Existing_Food Preparation_Double Rack Oven_
Commercial_Other Health_Existing_Food Preparation_Natural Gas_Fryer_E1 | Commercial | Other Health | Existing | Food Preparation | Natural Gas | Fryer | E1 | Standard | 100% | 0% | 0% | 0.48933 | 0 | 0 | 0 | 4 | 7 | 2019 | 2021 | 100% | 0 | 0 | 0% | Normal | 0% | 0.15784 | 0 | 0 | 1 unit | 30000 | 0 | 0.0001394 | 1132.275 | 3379.7321 | 0 | 0 | 0 | 2016 | 1.0386 | RTF Wkbk - ComCookingFryer_v3_3 | RTF Wkbk - ComCookingFryer_v3_3 | RTF Wkbk - ComCookingFryer_v3_3 | 1 | unit | 0.0001394 | Commercial_Other Health_Existing_Food Preparation_Fryer_Standard
Commercial_Other Health_Existing_Food Preparation_Natural Gas_Fryer_E2 | Commercial | Other Health | Existing | Food Preparation | Natural Gas | Fryer | E2 | ENERGY STAR | 61.29% | 0% | 0% | 0.61508 | 0 | 0 | 0 | 4 | 7 | 2019 | 2051 | 100% | 0 | 0 | 0% | Normal | 0% | 0.096739 | 0 | 0 | 1 unit | 30000 | 0 | 0.0001394 | 693.975 | 4248.3333 | 0 | 0 | 0 | 2016 | 1.0386 | RTF Wkbk - ComCookingFryer_v3_3 | RTF Wkbk - ComCookingFryer_v3_3 | RTF Wkbk - ComCookingFryer_v3_3 | 1 | unit | 0.0001394 | Commercial_Other Health_Existing_Food Preparation_Fryer_ENERGY STAR
Commercial_Other Health_Existing_Food Preparation_Natural Gas_Fryer_E3 | Commercial | Other Health | Existing | Food Preparation | Natural Gas | Fryer | E3 |  | 0% | 0% | 0% | 0 | 0 | 0 | 0 | 0 | 0 | 0 | 0 | 0% | 0 | 0 | 0% | Normal | 0% | 0 | 0 | 0 | [17 empty] | Commercial_Other Health_Existing_Food Preparation_Fryer_
Commercial_Other Health_Existing_Food Preparation_Natural Gas_Fryer_E4 | Commercial | Other Health | Existing | Food Preparation | Natural Gas | Fryer | E4 |  | 0% | 0% | 0% | 0 | 0 | 0 | 0 | 0 | 0 | 0 | 0 | 0% | 0 | 0 | 0% | Normal | 0% | 0 | 0 | 0 | [17 empty] | Commercial_Other Health_Existing_Food Preparation_Fryer_
Commercial_Other Health_Existing_Food Preparation_Natural Gas_Fryer_E5 | Commercial | Other Health | Existing | Food Preparation | Natural Gas | Fryer | E5 |  | 0% | 0% | 0% | 0 | 0 | 0 | 0 | 0 | 0 | 0 | 0 | 0% | 0 | 0 | 0% | Normal | 0% | 0 | 0 | 0 | [17 empty] | Commercial_Other Health_Existing_Food Preparation_Fryer_
Commercial_Other Health_Existing_Food Preparation_Natural Gas_Fryer_E6 | Commercial | Other Health | Existing | Food Preparation | Natural Gas | Fryer | E6 |  | 0% | 0% | 0% | 0 | 0 | 0 | 0 | 0 | 0 | 0 | 0 | 0% | 0 | 0 | 0% | Normal | 0% | 0 | 0 | 0 | [17 empty] | Commercial_Other Health_Existing_Food Preparation_Fryer_
Commercial_Other Health_Existing_Food Preparation_Natural Gas_Fryer_E7 | Commercial | Other Health | Existing | Food Preparation | Natural Gas | Fryer | E7 |  | 0% | 0% | 0% | 0 | 0 | 0 | 0 | 0 | 0 | 0 | 0 | 0% | 0 | 0 | 0% | Normal | 0% | 0 | 0 | 0 | [17 empty] | Commercial_Other Health_Existing_Food Preparation_Fryer_
Commercial_Other Health_Existing_Food Preparation_Natural Gas_Fryer_E8 | Commercial | Other Health | Existing | Food Preparation | Natural Gas | Fryer | E8 |  | 0% | 0% | 0% | 0 | 0 | 0 | 0 | 0 | 0 | 0 | 0 | 0% | 0 | 0 | 0% | Normal | 0% | 0 | 0 | 0 | [17 empty] | Commercial_Other Health_Existing_Food Preparation_Fryer_
Commercial_Other Health_Existing_Food Preparation_Natural Gas_Fryer_E9 | Commercial | Other Health | Existing | Food Preparation | Natural Gas | Fryer | E9 |  | 0% | 0% | 0% | 0 | 0 | 0 | 0 | 0 | 0 | 0 | 0 | 0% | 0 | 0 | 0% | Normal | 0% | 0 | 0 | 0 | [17 empty] | Commercial_Other Health_Existing_Food Preparation_Fryer_
Commercial_Other Health_Existing_Food Preparation_Natural Gas_Fryer_E10 | Commercial | Other Health | Existing | Food Preparation | Natural Gas | Fryer | E10 |  | 0% | 0% | 0% | 0 | 0 | 0 | 0 | 0 | 0 | 0 | 0 | 0% | 0 | 0 | 0% | Normal | 0% | 0 | 0 | 0 | [17 empty] | Commercial_Other Health_Existing_Food Preparation_Fryer_
Commercial_Other Health_Existing_Food Preparation_Natural Gas_Broiler_E1 | Commercial | Other Health | Existing | Food Preparation | Natural Gas | Broiler | E1 | Standard | 100% | 0% | 0% | 0.72255 | 0 | 0 | 0 | 10 | 14 | 2019 | 2051 | 100% | 0 | 0 | 0% | Normal | 0% | 0.17211 | 0 | 0 | 1 unit | 30000 | 0 | 0.00025586 | 672.672 | 2500 | 0 | 0 | 0 | 2011 | 1.1296 | IL TRM - 4.2.14 - CI-FSE-IRBL-V02-180101 | Estimate | IL TRM - 4.2.14 - CI-FSE-IRBL-V02-180101 | 1 | unit | 0.00025586 | Commercial_Other Health_Existing_Food Preparation_Broiler_Standard
Commercial_Other Health_Existing_Food Preparation_Natural Gas_Broiler_E2 | Commercial | Other Health | Existing | Food Preparation | Natural Gas | Broiler | E2 | Infrared Burners | 64.29% | 0% | 0% | 1.0116 | 0 | 0 | 0 | 10 | 14 | 2019 | 2051 | 100% | 0 | 0 | 0% | Normal | 0% | 0.11064 | 0 | 0 | 1 unit | 30000 | 0 | 0.00025586 | 432.432 | 3500 | 0 | 0 | 0 | 2011 | 1.1296 | IL TRM - 4.2.14 - CI-FSE-IRBL-V02-180101 | IL TRM - 4.2.14 - CI-FSE-IRBL-V02-180101 | IL TRM - 4.2.14 - CI-FSE-IRBL-V02-180101 | 1 | unit | 0.00025586 | Commercial_Other Health_Existing_Food Preparation_Broiler_Infrared Burners
Commercial_Other Health_Existing_Food Preparation_Natural Gas_Broiler_E3 | Commercial | Other Health | Existing | Food Preparation | Natural Gas | Broiler | E3 |  | 0% | 0% | 0% | 0 | 0 | 0 | 0 | 0 | 0 | 0 | 0 | 0% | 0 | 0 | 0% | Normal | 0% | 0 | 0 | 0 | [17 empty] | Commercial_Other Health_Existing_Food Preparation_Broiler_
Commercial_Other Health_Existing_Food Preparation_Natural Gas_Broiler_E4 | Commercial | Other Health | Existing | Food Preparation | Natural Gas | Broiler | E4 |  | 0% | 0% | 0% | 0 | 0 | 0 | 0 | 0 | 0 | 0 | 0 | 0% | 0 | 0 | 0% | Normal | 0% | 0 | 0 | 0 | [17 empty] | Commercial_Other Health_Existing_Food Preparation_Broiler_
Commercial_Other Health_Existing_Food Preparation_Natural Gas_Broiler_E5 | Commercial | Other Health | Existing | Food Preparation | Natural Gas | Broiler | E5 |  | 0% | 0% | 0% | 0 | 0 | 0 | 0 | 0 | 0 | 0 | 0 | 0% | 0 | 0 | 0% | Normal | 0% | 0 | 0 | 0 | [17 empty] | Commercial_Other Health_Existing_Food Preparation_Broiler_
Commercial_Other Health_Existing_Food Preparation_Natural Gas_Broiler_E6 | Commercial | Other Health | Existing | Food Preparation | Natural Gas | Broiler | E6 |  | 0% | 0% | 0% | 0 | 0 | 0 | 0 | 0 | 0 | 0 | 0 | 0% | 0 | 0 | 0% | Normal | 0% | 0 | 0 | 0 | [17 empty] | Commercial_Other Health_Existing_Food Preparation_Broiler_
Commercial_Other Health_Existing_Food Preparation_Natural Gas_Broiler_E7 | Commercial | Other Health | Existing | Food Preparation | Natural Gas | Broiler | E7 |  | 0% | 0% | 0% | 0 | 0 | 0 | 0 | 0 | 0 | 0 | 0 | 0% | 0 | 0 | 0% | Normal | 0% | 0 | 0 | 0 | [17 empty] | Commercial_Other Health_Existing_Food Preparation_Broiler_
Commercial_Other Health_Existing_Food Preparation_Natural Gas_Broiler_E8 | Commercial | Other Health | Existing | Food Preparation | Natural Gas | Broiler | E8 |  | 0% | 0% | 0% | 0 | 0 | 0 | 0 | 0 | 0 | 0 | 0 | 0% | 0 | 0 | 0% | Normal | 0% | 0 | 0 | 0 | [17 empty] | Commercial_Other Health_Existing_Food Preparation_Broiler_
Commercial_Other Health_Existing_Food Preparation_Natural Gas_Broiler_E9 | Commercial | Other Health | Existing | Food Preparation | Natural Gas | Broiler | E9 |  | 0% | 0% | 0% | 0 | 0 | 0 | 0 | 0 | 0 | 0 | 0 | 0% | 0 | 0 | 0% | Normal | 0% | 0 | 0 | 0 | [17 empty] | Commercial_Other Health_Existing_Food Preparation_Broiler_
Commercial_Other Health_Existing_Food Preparation_Natural Gas_Broiler_E10 | Commercial | Other Health | Existing | Food Preparation | Natural Gas | Broiler | E10 |  | 0% | 0% | 0% | 0 | 0 | 0 | 0 | 0 | 0 | 0 | 0 | 0% | 0 | 0 | 0% | Normal | 0% | 0 | 0 | 0 | [17 empty] | Commercial_Other Health_Existing_Food Preparation_Broiler_
Commercial_Other Health_Existing_Food Preparation_Natural Gas_Griddle_E1 | Commercial | Other Health | Existing | Food Preparation | Natural Gas | Griddle | E1 | Standard | 100% | 0% | 0% | 0.48314 | 0 | 0 | 0 | 10 | 14 | 2019 | 2051 | 100% | 0 | 0 | 0% | Normal | 0% | 0.10621 | 0 | 0 | 1 unit | 30000 | 0 | 8.6216e-05 | 1231.891 | 5150 | 0 | 0 | 0 | 2013 | 1.0881 | IL TRM - 4.2.8 - CI-FSE-ESGR-V04-200101 | COOK_GRD-Food Preparation-EIA14-2014 Ref. Case-5 | IL TRM - 4.2.8 - CI-FSE-ESGR-V04-200101 | 1 | unit | 8.6216e-05 | Commercial_Other Health_Existing_Food Preparation_Griddle_Standard
Commercial_Other Health_Existing_Food Preparation_Natural Gas_Griddle_E2 | Commercial | Other Health | Existing | Food Preparation | Natural Gas | Griddle | E2 | ENERGY STAR | 91.65% | 0% | 0% | 0.60041 | 0 | 0 | 0 | 10 | 14 | 2019 | 2051 | 100% | 0 | 0 | 0% | Normal | 0% | 0.097342 | 0 | 0 | 1 unit | 30000 | 0 | 8.6216e-05 | 1129.0497 | 6400 | 0 | 0 | 0 | 2013 | 1.0881 | IL TRM - 4.2.8 - CI-FSE-ESGR-V04-200101 | ETO Measure Input Sheet - Com - Gas Griddle | ETO Measure Input Sheet - Com - Gas Griddle | 1 | unit | 8.6216e-05 | Commercial_Other Health_Existing_Food Preparation_Griddle_ENERGY STAR
Commercial_Other Health_Existing_Food Preparation_Natural Gas_Griddle_E3 | Commercial | Other Health | Existing | Food Preparation | Natural Gas | Griddle | E3 |  | 0% | 0% | 0% | 0 | 0 | 0 | 0 | 0 | 0 | 0 | 0 | 0% | 0 | 0 | 0% | Normal | 0% | 0 | 0 | 0 | [17 empty] | Commercial_Other Health_Existing_Food Preparation_Griddle_
Commercial_Other Health_Existing_Food Preparation_Natural Gas_Griddle_E4 | Commercial | Other Health | Existing | Food Preparation | Natural Gas | Griddle | E4 |  | 0% | 0% | 0% | 0 | 0 | 0 | 0 | 0 | 0 | 0 | 0 | 0% | 0 | 0 | 0% | Normal | 0% | 0 | 0 | 0 | [17 empty] | Commercial_Other Health_Existing_Food Preparation_Griddle_
Commercial_Other Health_Existing_Food Preparation_Natural Gas_Griddle_E5 | Commercial | Other Health | Existing | Food Preparation | Natural Gas | Griddle | E5 |  | 0% | 0% | 0% | 0 | 0 | 0 | 0 | 0 | 0 | 0 | 0 | 0% | 0 | 0 | 0% | Normal | 0% | 0 | 0 | 0 | [17 empty] | Commercial_Other Health_Existing_Food Preparation_Griddle_
Commercial_Other Health_Existing_Food Preparation_Natural Gas_Griddle_E6 | Commercial | Other Health | Existing | Food Preparation | Natural Gas | Griddle | E6 |  | 0% | 0% | 0% | 0 | 0 | 0 | 0 | 0 | 0 | 0 | 0 | 0% | 0 | 0 | 0% | Normal | 0% | 0 | 0 | 0 | [17 empty] | Commercial_Other Health_Existing_Food Preparation_Griddle_
Commercial_Other Health_Existing_Food Preparation_Natural Gas_Griddle_E7 | Commercial | Other Health | Existing | Food Preparation | Natural Gas | Griddle | E7 |  | 0% | 0% | 0% | 0 | 0 | 0 | 0 | 0 | 0 | 0 | 0 | 0% | 0 | 0 | 0% | Normal | 0% | 0 | 0 | 0 | [17 empty] | Commercial_Other Health_Existing_Food Preparation_Griddle_
Commercial_Other Health_Existing_Food Preparation_Natural Gas_Griddle_E8 | Commercial | Other Health | Existing | Food Preparation | Natural Gas | Griddle | E8 |  | 0% | 0% | 0% | 0 | 0 | 0 | 0 | 0 | 0 | 0 | 0 | 0% | 0 | 0 | 0% | Normal | 0% | 0 | 0 | 0 | [17 empty] | Commercial_Other Health_Existing_Food Preparation_Griddle_
Commercial_Other Health_Existing_Food Preparation_Natural Gas_Griddle_E9 | Commercial | Other Health | Existing | Food Preparation | Natural Gas | Griddle | E9 |  | 0% | 0% | 0% | 0 | 0 | 0 | 0 | 0 | 0 | 0 | 0 | 0% | 0 | 0 | 0% | Normal | 0% | 0 | 0 | 0 | [17 empty] | Commercial_Other Health_Existing_Food Preparation_Griddle_
Commercial_Other Health_Existing_Food Preparation_Natural Gas_Griddle_E10 | Commercial | Other Health | Existing | Food Preparation | Natural Gas | Griddle | E10 |  | 0% | 0% | 0% | 0 | 0 | 0 | 0 | 0 | 0 | 0 | 0 | 0% | 0 | 0 | 0% | Normal | 0% | 0 | 0 | 0 | [17 empty] | Commercial_Other Health_Existing_Food Preparation_Griddle_
Commercial_Other Health_Existing_Food Preparation_Natural Gas_Range_E1 | Commercial | Other Health | Existing | Food Preparation | Natural Gas | Range | E1 | Standard | 100% | 0% | 0% | 0.80458 | 0 | 0 | 0 | 8 | 12 | 2019 | 2051 | 100% | 0 | 0 | 0% | Normal | 0% | 0.1261 | 0 | 0 | 1 unit | 30000 | 0 | 0.00010509 | 1200 | 7450 | 0 | 0 | 0 | 2017 | 1.0277 | COOK_OVN-Food Preparation-AEO17-1 | EIA 2018 Tech Forecast | Navigant 2009 | 1 | unit | 0.00010509 | Commercial_Other Health_Existing_Food Preparation_Range_Standard
Commercial_Other Health_Existing_Food Preparation_Natural Gas_Range_E2 | Commercial | Other Health | Existing | Food Preparation | Natural Gas | Range | E2 | High Efficiency | 75% | 0% | 0% | 0.80468 | 0 | 0 | 0 | 8 | 12 | 2019 | 2051 | 100% | 0 | 0 | 0% | Normal | 0% | 0.094577 | 0 | 0 | 1 unit | 30000 | 0 | 0.00010509 | 900 | 7451 | 0 | 0 | 0 | 2017 | 1.0277 | COOK_OVN-Food Preparation-AEO17-1 | EIA 2018 Tech Forecast | EIA 2018 Tech Forecast | 1 | unit | 0.00010509 | Commercial_Other Health_Existing_Food Preparation_Range_High Efficiency
Commercial_Other Health_Existing_Food Preparation_Natural Gas_Range_E3 | Commercial | Other Health | Existing | Food Preparation | Natural Gas | Range | E3 |  | 0% | 0% | 0% | 0 | 0 | 0 | 0 | 0 | 0 | 0 | 0 | 0% | 0 | 0 | 0% | Normal | 0% | 0 | 0 | 0 | [17 empty] | Commercial_Other Health_Existing_Food Preparation_Range_
Commercial_Other Health_Existing_Food Preparation_Natural Gas_Range_E4 | Commercial | Other Health | Existing | Food Preparation | Natural Gas | Range | E4 |  | 0% | 0% | 0% | 0 | 0 | 0 | 0 | 0 | 0 | 0 | 0 | 0% | 0 | 0 | 0% | Normal | 0% | 0 | 0 | 0 | [17 empty] | Commercial_Other Health_Existing_Food Preparation_Range_
Commercial_Other Health_Existing_Food Preparation_Natural Gas_Range_E5 | Commercial | Other Health | Existing | Food Preparation | Natural Gas | Range | E5 |  | 0% | 0% | 0% | 0 | 0 | 0 | 0 | 0 | 0 | 0 | 0 | 0% | 0 | 0 | 0% | Normal | 0% | 0 | 0 | 0 | [17 empty] | Commercial_Other Health_Existing_Food Preparation_Range_
Commercial_Other Health_Existing_Food Preparation_Natural Gas_Range_E6 | Commercial | Other Health | Existing | Food Preparation | Natural Gas | Range | E6 |  | 0% | 0% | 0% | 0 | 0 | 0 | 0 | 0 | 0 | 0 | 0 | 0% | 0 | 0 | 0% | Normal | 0% | 0 | 0 | 0 | [17 empty] | Commercial_Other Health_Existing_Food Preparation_Range_
Commercial_Other Health_Existing_Food Preparation_Natural Gas_Range_E7 | Commercial | Other Health | Existing | Food Preparation | Natural Gas | Range | E7 |  | 0% | 0% | 0% | 0 | 0 | 0 | 0 | 0 | 0 | 0 | 0 | 0% | 0 | 0 | 0% | Normal | 0% | 0 | 0 | 0 | [17 empty] | Commercial_Other Health_Existing_Food Preparation_Range_
Commercial_Other Health_Existing_Food Preparation_Natural Gas_Range_E8 | Commercial | Other Health | Existing | Food Preparation | Natural Gas | Range | E8 |  | 0% | 0% | 0% | 0 | 0 | 0 | 0 | 0 | 0 | 0 | 0 | 0% | 0 | 0 | 0% | Normal | 0% | 0 | 0 | 0 | [17 empty] | Commercial_Other Health_Existing_Food Preparation_Range_
Commercial_Other Health_Existing_Food Preparation_Natural Gas_Range_E9 | Commercial | Other Health | Existing | Food Preparation | Natural Gas | Range | E9 |  | 0% | 0% | 0% | 0 | 0 | 0 | 0 | 0 | 0 | 0 | 0 | 0% | 0 | 0 | 0% | Normal | 0% | 0 | 0 | 0 | [17 empty] | Commercial_Other Health_Existing_Food Preparation_Range_
Commercial_Other Health_Existing_Food Preparation_Natural Gas_Range_E10 | Commercial | Other Health | Existing | Food Preparation | Natural Gas | Range | E10 |  | 0% | 0% | 0% | 0 | 0 | 0 | 0 | 0 | 0 | 0 | 0 | 0% | 0 | 0 | 0% | Normal | 0% | 0 | 0 | 0 | [17 empty] | Commercial_Other Health_Existing_Food Preparation_Range_
Commercial_Other Health_Existing_Food Preparation_Natural Gas_Steamer_E1 | Commercial | Other Health | Existing | Food Preparation | Natural Gas | Steamer | E1 | Standard | 100% | 0% | 0% | 2.3839 | 0 | 0 | 0 | 8 | 16 | 2019 | 2021 | 100% | 0 | 0 | 0% | Normal | 0% | 0.25045 | 0 | 0 | 1 unit | 30000 | 0 | 0.00016401 | 1527.0152 | 13100 | 0 | 0 | 0 | 2012 | 1.1095 | IL TRM - 4.2.3 - CI-FSE-STMC-V05-190101 | DOE Commercial R&D 2016 - Table 2-10 | IL TRM - 4.2.3 - CI-FSE-STMC-V05-190101 | 1 | unit | 0.00016401 | Commercial_Other Health_Existing_Food Preparation_Steamer_Standard
Commercial_Other Health_Existing_Food Preparation_Natural Gas_Steamer_E2 | Commercial | Other Health | Existing | Food Preparation | Natural Gas | Steamer | E2 | ENERGY STAR | 43.38% | 0% | 0% | 2.797 | 0 | -0.00047856 | 0 | 8 | 16 | 2019 | 2051 | 100% | 0 | 0 | 0% | Normal | 0% | 0.10865 | 0 | 0 | 1 unit | 30000 | 0 | 0.00016401 | 662.4553 | 15370 | 0 | -2.6298 | 0 | 2012 | 1.1095 | IL TRM - 4.2.3 - CI-FSE-STMC-V05-190101 | ETO Measure Input Sheet - Com - Gas Steamer | ETO Measure Input Sheet - Com - Gas Steamer | 1 | unit | 0.00016401 | Commercial_Other Health_Existing_Food Preparation_Steamer_ENERGY STAR
Commercial_Other Health_Existing_Food Preparation_Natural Gas_Steamer_E3 | Commercial | Other Health | Existing | Food Preparation | Natural Gas | Steamer | E3 |  | 0% | 0% | 0% | 0 | 0 | 0 | 0 | 0 | 0 | 0 | 0 | 0% | 0 | 0 | 0% | Normal | 0% | 0 | 0 | 0 | [17 empty] | Commercial_Other Health_Existing_Food Preparation_Steamer_
Commercial_Other Health_Existing_Food Preparation_Natural Gas_Steamer_E4 | Commercial | Other Health | Existing | Food Preparation | Natural Gas | Steamer | E4 |  | 0% | 0% | 0% | 0 | 0 | 0 | 0 | 0 | 0 | 0 | 0 | 0% | 0 | 0 | 0% | Normal | 0% | 0 | 0 | 0 | [17 empty] | Commercial_Other Health_Existing_Food Preparation_Steamer_
Commercial_Other Health_Existing_Food Preparation_Natural Gas_Steamer_E5 | Commercial | Other Health | Existing | Food Preparation | Natural Gas | Steamer | E5 |  | 0% | 0% | 0% | 0 | 0 | 0 | 0 | 0 | 0 | 0 | 0 | 0% | 0 | 0 | 0% | Normal | 0% | 0 | 0 | 0 | [17 empty] | Commercial_Other Health_Existing_Food Preparation_Steamer_
Commercial_Other Health_Existing_Food Preparation_Natural Gas_Steamer_E6 | Commercial | Other Health | Existing | Food Preparation | Natural Gas | Steamer | E6 |  | 0% | 0% | 0% | 0 | 0 | 0 | 0 | 0 | 0 | 0 | 0 | 0% | 0 | 0 | 0% | Normal | 0% | 0 | 0 | 0 | [17 empty] | Commercial_Other Health_Existing_Food Preparation_Steamer_
Commercial_Other Health_Existing_Food Preparation_Natural Gas_Steamer_E7 | Commercial | Other Health | Existing | Food Preparation | Natural Gas | Steamer | E7 |  | 0% | 0% | 0% | 0 | 0 | 0 | 0 | 0 | 0 | 0 | 0 | 0% | 0 | 0 | 0% | Normal | 0% | 0 | 0 | 0 | [17 empty] | Commercial_Other Health_Existing_Food Preparation_Steamer_
Commercial_Other Health_Existing_Food Preparation_Natural Gas_Steamer_E8 | Commercial | Other Health | Existing | Food Preparation | Natural Gas | Steamer | E8 |  | 0% | 0% | 0% | 0 | 0 | 0 | 0 | 0 | 0 | 0 | 0 | 0% | 0 | 0 | 0% | Normal | 0% | 0 | 0 | 0 | [17 empty] | Commercial_Other Health_Existing_Food Preparation_Steamer_
Commercial_Other Health_Existing_Food Preparation_Natural Gas_Steamer_E9 | Commercial | Other Health | Existing | Food Preparation | Natural Gas | Steamer | E9 |  | 0% | 0% | 0% | 0 | 0 | 0 | 0 | 0 | 0 | 0 | 0 | 0% | 0 | 0 | 0% | Normal | 0% | 0 | 0 | 0 | [17 empty] | Commercial_Other Health_Existing_Food Preparation_Steamer_
Commercial_Other Health_Existing_Food Preparation_Natural Gas_Steamer_E10 | Commercial | Other Health | Existing | Food Preparation | Natural Gas | Steamer | E10 |  | 0% | 0% | 0% | 0 | 0 | 0 | 0 | 0 | 0 | 0 | 0 | 0% | 0 | 0 | 0% | Normal | 0% | 0 | 0 | 0 | [17 empty] | Commercial_Other Health_Existing_Food Preparation_Steamer_
Commercial_Other Health_Existing_Food Preparation_Natural Gas_Food Prep Other_E1 | Commercial | Other Health | Existing | Food Preparation | Natural Gas | Food Prep Other | E1 | Standard | 100% | 0% | 0% | 0.036198 | 0 | 0 | 0 | 8 | 12 | 2019 | 2051 | 100% | 0 | 0 | 0% | Normal | 0% | 0.044865 | 0 | 0 | 1 unit | 30000 | 0 | 3.1524e-05 | 1423.18 | 1000 | 0 | 0 | 0 | 2010 | 1.1483 | Default | Default | Default | 1 | unit | 3.1524e-05 | Commercial_Other Health_Existing_Food Preparation_Food Prep Other_Standard
Commercial_Other Health_Existing_Food Preparation_Natural Gas_Food Prep Other_E2 | Commercial | Other Health | Existing | Food Preparation | Natural Gas | Food Prep Other | E2 | ENERGY STAR | 100% | 0% | 0% | 0.036235 | 0 | 0 | 0 | 8 | 12 | 2019 | 2051 | 100% | 0 | 0 | 0% | Normal | 0% | 0.044865 | 0 | 0 | 1 unit | 30000 | 0 | 3.1524e-05 | 1423.18 | 1001 | 0 | 0 | 0 | 2010 | 1.1483 | N/A | N/A | N/A | 1 | unit | 3.1524e-05 | Commercial_Other Health_Existing_Food Preparation_Food Prep Other_ENERGY STAR
Commercial_Other Health_Existing_Food Preparation_Natural Gas_Food Prep Other_E3 | Commercial | Other Health | Existing | Food Preparation | Natural Gas | Food Prep Other | E3 |  | 0% | 0% | 0% | 0 | 0 | 0 | 0 | 0 | 0 | 0 | 0 | 0% | 0 | 0 | 0% | Normal | 0% | 0 | 0 | 0 | [17 empty] | Commercial_Other Health_Existing_Food Preparation_Food Prep Other_
Commercial_Other Health_Existing_Food Preparation_Natural Gas_Food Prep Other_E4 | Commercial | Other Health | Existing | Food Preparation | Natural Gas | Food Prep Other | E4 |  | 0% | 0% | 0% | 0 | 0 | 0 | 0 | 0 | 0 | 0 | 0 | 0% | 0 | 0 | 0% | Normal | 0% | 0 | 0 | 0 | [17 empty] | Commercial_Other Health_Existing_Food Preparation_Food Prep Other_
Commercial_Other Health_Existing_Food Preparation_Natural Gas_Food Prep Other_E5 | Commercial | Other Health | Existing | Food Preparation | Natural Gas | Food Prep Other | E5 |  | 0% | 0% | 0% | 0 | 0 | 0 | 0 | 0 | 0 | 0 | 0 | 0% | 0 | 0 | 0% | Normal | 0% | 0 | 0 | 0 | [17 empty] | Commercial_Other Health_Existing_Food Preparation_Food Prep Other_
Commercial_Other Health_Existing_Food Preparation_Natural Gas_Food Prep Other_E6 | Commercial | Other Health | Existing | Food Preparation | Natural Gas | Food Prep Other | E6 |  | 0% | 0% | 0% | 0 | 0 | 0 | 0 | 0 | 0 | 0 | 0 | 0% | 0 | 0 | 0% | Normal | 0% | 0 | 0 | 0 | [17 empty] | Commercial_Other Health_Existing_Food Preparation_Food Prep Other_
Commercial_Other Health_Existing_Food Preparation_Natural Gas_Food Prep Other_E7 | Commercial | Other Health | Existing | Food Preparation | Natural Gas | Food Prep Other | E7 |  | 0% | 0% | 0% | 0 | 0 | 0 | 0 | 0 | 0 | 0 | 0 | 0% | 0 | 0 | 0% | Normal | 0% | 0 | 0 | 0 | [17 empty] | Commercial_Other Health_Existing_Food Preparation_Food Prep Other_
Commercial_Other Health_Existing_Food Preparation_Natural Gas_Food Prep Other_E8 | Commercial | Other Health | Existing | Food Preparation | Natural Gas | Food Prep Other | E8 |  | 0% | 0% | 0% | 0 | 0 | 0 | 0 | 0 | 0 | 0 | 0 | 0% | 0 | 0 | 0% | Normal | 0% | 0 | 0 | 0 | [17 empty] | Commercial_Other Health_Existing_Food Preparation_Food Prep Other_
Commercial_Other Health_Existing_Food Preparation_Natural Gas_Food Prep Other_E9 | Commercial | Other Health | Existing | Food Preparation | Natural Gas | Food Prep Other | E9 |  | 0% | 0% | 0% | 0 | 0 | 0 | 0 | 0 | 0 | 0 | 0 | 0% | 0 | 0 | 0% | Normal | 0% | 0 | 0 | 0 | [17 empty] | Commercial_Other Health_Existing_Food Preparation_Food Prep Other_
Commercial_Other Health_Existing_Food Preparation_Natural Gas_Food Prep Other_E10 | Commercial | Other Health | Existing | Food Preparation | Natural Gas | Food Prep Other | E10 |  | 0% | 0% | 0% | 0 | 0 | 0 | 0 | 0 | 0 | 0 | 0 | 0% | 0 | 0 | 0% | Normal | 0% | 0 | 0 | 0 | [17 empty] | Commercial_Other Health_Existing_Food Preparation_Food Prep Other_
Commercial_Other Health_Existing_Miscellaneous_Natural Gas_Pool Heater_E1 | Commercial | Other Health | Existing | Miscellaneous | Natural Gas | Pool Heater | E1 | Standard (EF .78) | 100% | 0% | 0% | 0.013077 | 0 | 0 | 0 | 4 | 8 | 2019 | 2051 | 100% | 0 | 0 | 0% | Normal | 0% | 0.010152 | 0 | 0 | 1 unit | 30000 | 0 | 6.7772e-07 | 14980 | 18052 | 0 | 0 | 0 | 2014 | 1.0689 | DOE Commercial R&D 2016 - Table 7-6 | DOE Commercial R&D 2016 - Table 7-7 | DOE Commercial R&D 2016 - Table 7-8 | 1 | unit | 6.7772e-07 | Commercial_Other Health_Existing_Miscellaneous_Pool Heater_Standard (EF .78)
Commercial_Other Health_Existing_Miscellaneous_Natural Gas_Pool Heater_E2 | Commercial | Other Health | Existing | Miscellaneous | Natural Gas | Pool Heater | E2 | Condensing (EF .90) | 85% | 0% | 0% | 0.021412 | 0 | 0 | 0 | 4 | 8 | 2019 | 2051 | 100% | 0 | 0 | 0% | Normal | 0% | 0.0086294 | 0 | 0 | 1 unit | 30000 | 0 | 6.7772e-07 | 12733 | 29558 | 0 | 0 | 0 | 2014 | 1.0689 | DOE Commercial R&D 2016 - Table 7-6 | DOE Commercial R&D 2016 - Table 7-7 | DOE Commercial R&D 2016 - Table 7-9 | 1 | unit | 6.7772e-07 | Commercial_Other Health_Existing_Miscellaneous_Pool Heater_Condensing (EF .90)
Commercial_Other Health_Existing_Miscellaneous_Natural Gas_Pool Heater_E3 | Commercial | Other Health | Existing | Miscellaneous | Natural Gas | Pool Heater | E3 |  | 0% | 0% | 0% | 0 | 0 | 0 | 0 | 0 | 0 | 0 | 0 | 0% | 0 | 0 | 0% | Normal | 0% | 0 | 0 | 0 | [17 empty] | Commercial_Other Health_Existing_Miscellaneous_Pool Heater_
Commercial_Other Health_Existing_Miscellaneous_Natural Gas_Pool Heater_E4 | Commercial | Other Health | Existing | Miscellaneous | Natural Gas | Pool Heater | E4 |  | 0% | 0% | 0% | 0 | 0 | 0 | 0 | 0 | 0 | 0 | 0 | 0% | 0 | 0 | 0% | Normal | 0% | 0 | 0 | 0 | [17 empty] | Commercial_Other Health_Existing_Miscellaneous_Pool Heater_
Commercial_Other Health_Existing_Miscellaneous_Natural Gas_Pool Heater_E5 | Commercial | Other Health | Existing | Miscellaneous | Natural Gas | Pool Heater | E5 |  | 0% | 0% | 0% | 0 | 0 | 0 | 0 | 0 | 0 | 0 | 0 | 0% | 0 | 0 | 0% | Normal | 0% | 0 | 0 | 0 | [17 empty] | Commercial_Other Health_Existing_Miscellaneous_Pool Heater_
Commercial_Other Health_Existing_Miscellaneous_Natural Gas_Pool Heater_E6 | Commercial | Other Health | Existing | Miscellaneous | Natural Gas | Pool Heater | E6 |  | 0% | 0% | 0% | 0 | 0 | 0 | 0 | 0 | 0 | 0 | 0 | 0% | 0 | 0 | 0% | Normal | 0% | 0 | 0 | 0 | [17 empty] | Commercial_Other Health_Existing_Miscellaneous_Pool Heater_
Commercial_Other Health_Existing_Miscellaneous_Natural Gas_Pool Heater_E7 | Commercial | Other Health | Existing | Miscellaneous | Natural Gas | Pool Heater | E7 |  | 0% | 0% | 0% | 0 | 0 | 0 | 0 | 0 | 0 | 0 | 0 | 0% | 0 | 0 | 0% | Normal | 0% | 0 | 0 | 0 | [17 empty] | Commercial_Other Health_Existing_Miscellaneous_Pool Heater_
Commercial_Other Health_Existing_Miscellaneous_Natural Gas_Pool Heater_E8 | Commercial | Other Health | Existing | Miscellaneous | Natural Gas | Pool Heater | E8 |  | 0% | 0% | 0% | 0 | 0 | 0 | 0 | 0 | 0 | 0 | 0 | 0% | 0 | 0 | 0% | Normal | 0% | 0 | 0 | 0 | [17 empty] | Commercial_Other Health_Existing_Miscellaneous_Pool Heater_
Commercial_Other Health_Existing_Miscellaneous_Natural Gas_Pool Heater_E9 | Commercial | Other Health | Existing | Miscellaneous | Natural Gas | Pool Heater | E9 |  | 0% | 0% | 0% | 0 | 0 | 0 | 0 | 0 | 0 | 0 | 0 | 0% | 0 | 0 | 0% | Normal | 0% | 0 | 0 | 0 | [17 empty] | Commercial_Other Health_Existing_Miscellaneous_Pool Heater_
Commercial_Other Health_Existing_Miscellaneous_Natural Gas_Pool Heater_E10 | Commercial | Other Health | Existing | Miscellaneous | Natural Gas | Pool Heater | E10 |  | 0% | 0% | 0% | 0 | 0 | 0 | 0 | 0 | 0 | 0 | 0 | 0% | 0 | 0 | 0% | Normal | 0% | 0 | 0 | 0 | [17 empty] | Commercial_Other Health_Existing_Miscellaneous_Pool Heater_
Commercial_Other Health_Existing_Miscellaneous_Natural Gas_Miscellaneous_E1 | Commercial | Other Health | Existing | Miscellaneous | Natural Gas | Miscellaneous | E1 | Miscellaneous | 100% | 0% | 0% | 0.0082042 | 0 | 0 | 0 | 2 | 8 | 2019 | 2051 | 100% | 0 | 0 | 0% | Normal | 0% | 0.0078991 | 0 | 0 | 1 unit | 30000 | 0 | 0.0078991 | 1 | 1 | 0 | 0 | 0 | 2016 | 1.0386 | N/A | N/A | N/A | 1 | unit | 0.0078991 | Commercial_Other Health_Existing_Miscellaneous_Miscellaneous_Miscellaneous
Commercial_Other Health_Existing_Miscellaneous_Natural Gas_Miscellaneous_E2 | Commercial | Other Health | Existing | Miscellaneous | Natural Gas | Miscellaneous | E2 |  | 0% | 0% | 0% | 0 | 0 | 0 | 0 | 0 | 0 | 0 | 0 | 0% | 0 | 0 | 0% | Normal | 0% | 0 | 0 | 0 | [17 empty] | Commercial_Other Health_Existing_Miscellaneous_Miscellaneous_
Commercial_Other Health_Existing_Miscellaneous_Natural Gas_Miscellaneous_E3 | Commercial | Other Health | Existing | Miscellaneous | Natural Gas | Miscellaneous | E3 |  | 0% | 0% | 0% | 0 | 0 | 0 | 0 | 0 | 0 | 0 | 0 | 0% | 0 | 0 | 0% | Normal | 0% | 0 | 0 | 0 | [17 empty] | Commercial_Other Health_Existing_Miscellaneous_Miscellaneous_
Commercial_Other Health_Existing_Miscellaneous_Natural Gas_Miscellaneous_E4 | Commercial | Other Health | Existing | Miscellaneous | Natural Gas | Miscellaneous | E4 |  | 0% | 0% | 0% | 0 | 0 | 0 | 0 | 0 | 0 | 0 | 0 | 0% | 0 | 0 | 0% | Normal | 0% | 0 | 0 | 0 | [17 empty] | Commercial_Other Health_Existing_Miscellaneous_Miscellaneous_
Commercial_Other Health_Existing_Miscellaneous_Natural Gas_Miscellaneous_E5 | Commercial | Other Health | Existing | Miscellaneous | Natural Gas | Miscellaneous | E5 |  | 0% | 0% | 0% | 0 | 0 | 0 | 0 | 0 | 0 | 0 | 0 | 0% | 0 | 0 | 0% | Normal | 0% | 0 | 0 | 0 | [17 empty] | Commercial_Other Health_Existing_Miscellaneous_Miscellaneous_
Commercial_Other Health_Existing_Miscellaneous_Natural Gas_Miscellaneous_E6 | Commercial | Other Health | Existing | Miscellaneous | Natural Gas | Miscellaneous | E6 |  | 0% | 0% | 0% | 0 | 0 | 0 | 0 | 0 | 0 | 0 | 0 | 0% | 0 | 0 | 0% | Normal | 0% | 0 | 0 | 0 | [17 empty] | Commercial_Other Health_Existing_Miscellaneous_Miscellaneous_
Commercial_Other Health_Existing_Miscellaneous_Natural Gas_Miscellaneous_E7 | Commercial | Other Health | Existing | Miscellaneous | Natural Gas | Miscellaneous | E7 |  | 0% | 0% | 0% | 0 | 0 | 0 | 0 | 0 | 0 | 0 | 0 | 0% | 0 | 0 | 0% | Normal | 0% | 0 | 0 | 0 | [17 empty] | Commercial_Other Health_Existing_Miscellaneous_Miscellaneous_
Commercial_Other Health_Existing_Miscellaneous_Natural Gas_Miscellaneous_E8 | Commercial | Other Health | Existing | Miscellaneous | Natural Gas | Miscellaneous | E8 |  | 0% | 0% | 0% | 0 | 0 | 0 | 0 | 0 | 0 | 0 | 0 | 0% | 0 | 0 | 0% | Normal | 0% | 0 | 0 | 0 | [17 empty] | Commercial_Other Health_Existing_Miscellaneous_Miscellaneous_
Commercial_Other Health_Existing_Miscellaneous_Natural Gas_Miscellaneous_E9 | Commercial | Other Health | Existing | Miscellaneous | Natural Gas | Miscellaneous | E9 |  | 0% | 0% | 0% | 0 | 0 | 0 | 0 | 0 | 0 | 0 | 0 | 0% | 0 | 0 | 0% | Normal | 0% | 0 | 0 | 0 | [17 empty] | Commercial_Other Health_Existing_Miscellaneous_Miscellaneous_
Commercial_Other Health_Existing_Miscellaneous_Natural Gas_Miscellaneous_E10 | Commercial | Other Health | Existing | Miscellaneous | Natural Gas | Miscellaneous | E10 |  | 0% | 0% | 0% | 0 | 0 | 0 | 0 | 0 | 0 | 0 | 0 | 0% | 0 | 0 | 0% | Normal | 0% | 0 | 0 | 0 | [17 empty] | Commercial_Other Health_Existing_Miscellaneous_Miscellaneous_
Commercial_Other Health_New_Space Heating_Natural Gas_Furnace_E1 | Commercial | Other Health | New | Space Heating | Natural Gas | Furnace | E1 | AFUE 80% (Standard) | 100% | 0% | 0% | 0.11625 | 0.12179 | 0.018822 | 0 | 17 | 29 | 2019 | 2051 | 65% | 0 | 0 | 0% | Normal | 0% | 0.079672 | 0 | 0 | 400 kBtu/hr | 30000 | 0 | 0.00010909 | 1.8258 | 1050 | 1100 | 170 | 0 | 2018 | 1.0149 | EIA 2018 Tech Forecast | EIA 2018 Tech Forecast | AEG BEST | 400 | kBtu/hr | 0.043636 | Commercial_Other Health_New_Space Heating_Furnace_AFUE 80% (Standard)
Commercial_Other Health_New_Space Heating_Natural Gas_Furnace_E2 | Commercial | Other Health | New | Space Heating | Natural Gas | Furnace | E2 | AFUE 90% | 88.89% | 0% | 0% | 0.19376 | 0.14393 | 0.019376 | 0 | 17 | 29 | 2019 | 2051 | 65% | 0 | 0 | 0% | Normal | 0% | 0.070822 | 0 | 0 | 400 kBtu/hr | 30000 | 0 | 0.00010909 | 1.623 | 1750 | 1300 | 175 | 0 | 2018 | 1.0149 | EIA 2018 Tech Forecast | EIA 2018 Tech Forecast | AEG BEST | 400 | kBtu/hr | 0.043636 | Commercial_Other Health_New_Space Heating_Furnace_AFUE 90%
Commercial_Other Health_New_Space Heating_Natural Gas_Furnace_E3 | Commercial | Other Health | New | Space Heating | Natural Gas | Furnace | E3 | AFUE 96% | 83.33% | 0% | 0% | 0.27126 | 0.16608 | 0.019929 | 0 | 17 | 29 | 2019 | 2051 | 65% | 0 | 0 | 0% | Normal | 0% | 0.066393 | 0 | 0 | 400 kBtu/hr | 30000 | 0 | 0.00010909 | 1.5215 | 2450 | 1500 | 180 | 0 | 2018 | 1.0149 | EIA 2018 Tech Forecast | EIA 2018 Tech Forecast | AEG BEST | 400 | kBtu/hr | 0.043636 | Commercial_Other Health_New_Space Heating_Furnace_AFUE 96%
Commercial_Other Health_New_Space Heating_Natural Gas_Furnace_E4 | Commercial | Other Health | New | Space Heating | Natural Gas | Furnace | E4 | Convert to NG Air Source Heat Pump | 83.34% | 0% | 0% | 8.8747 | 0.12179 | 0.16674 | 0 | 10 | 20 | 2019 | 2051 | 100% | 0 | 0 | 0% | Normal | 0% | 0.066397 | 0 | 0 | 400 kBtu/hr | 30000 | 0 | 0.00010909 | 1.5216 | 79158.3766 | 1086.3161 | 1487.218 | 0 | 2017 | 1.0277 | AEO 2021 - gas_eng-driven_RTHP-heat 2017 typical | AEO 2021 - gas_eng-driven_RTHP-heat 2017 typical | HP_GAS-Heating-AEO17-1 | 400 | kBtu/hr | 0.043636 | Commercial_Other Health_New_Space Heating_Furnace_Convert to NG Air Source Heat Pump
Commercial_Other Health_New_Space Heating_Natural Gas_Furnace_E5 | Commercial | Other Health | New | Space Heating | Natural Gas | Furnace | E5 |  | 0% | 0% | 0% | 0 | 0 | 0 | 0 | 0 | 0 | 0 | 0 | 0% | 0 | 0 | 0% | Normal | 0% | 0 | 0 | 0 | [17 empty] | Commercial_Other Health_New_Space Heating_Furnace_
Commercial_Other Health_New_Space Heating_Natural Gas_Furnace_E6 | Commercial | Other Health | New | Space Heating | Natural Gas | Furnace | E6 |  | 0% | 0% | 0% | 0 | 0 | 0 | 0 | 0 | 0 | 0 | 0 | 0% | 0 | 0 | 0% | Normal | 0% | 0 | 0 | 0 | [17 empty] | Commercial_Other Health_New_Space Heating_Furnace_
Commercial_Other Health_New_Space Heating_Natural Gas_Furnace_E7 | Commercial | Other Health | New | Space Heating | Natural Gas | Furnace | E7 |  | 0% | 0% | 0% | 0 | 0 | 0 | 0 | 0 | 0 | 0 | 0 | 0% | 0 | 0 | 0% | Normal | 0% | 0 | 0 | 0 | [17 empty] | Commercial_Other Health_New_Space Heating_Furnace_
Commercial_Other Health_New_Space Heating_Natural Gas_Furnace_E8 | Commercial | Other Health | New | Space Heating | Natural Gas | Furnace | E8 |  | 0% | 0% | 0% | 0 | 0 | 0 | 0 | 0 | 0 | 0 | 0 | 0% | 0 | 0 | 0% | Normal | 0% | 0 | 0 | 0 | [17 empty] | Commercial_Other Health_New_Space Heating_Furnace_
Commercial_Other Health_New_Space Heating_Natural Gas_Furnace_E9 | Commercial | Other Health | New | Space Heating | Natural Gas | Furnace | E9 |  | 0% | 0% | 0% | 0 | 0 | 0 | 0 | 0 | 0 | 0 | 0 | 0% | 0 | 0 | 0% | Normal | 0% | 0 | 0 | 0 | [17 empty] | Commercial_Other Health_New_Space Heating_Furnace_
Commercial_Other Health_New_Space Heating_Natural Gas_Furnace_E10 | Commercial | Other Health | New | Space Heating | Natural Gas | Furnace | E10 |  | 0% | 0% | 0% | 0 | 0 | 0 | 0 | 0 | 0 | 0 | 0 | 0% | 0 | 0 | 0% | Normal | 0% | 0 | 0 | 0 | [17 empty] | Commercial_Other Health_New_Space Heating_Furnace_
Commercial_Other Health_New_Space Heating_Natural Gas_Boiler_E1 | Commercial | Other Health | New | Space Heating | Natural Gas | Boiler | E1 | AFUE 80% (Standard) | 100% | 0% | 0% | 0.91896 | 0.5093 | 0.099646 | 0 | 20 | 30 | 2019 | 2051 | 100% | 0 | 0 | 0% | Normal | 0% | 0.24359 | 0 | 0 | 800 kBtu/hr | 30000 | 0 | 5.4545e-05 | 5.1333 | 16600 | 9200 | 1800 | 0 | 2018 | 1.0149 | EIA 2018 Tech Forecast | EIA 2018 Tech Forecast | GBLR-Heating-EIA14-2014 Ref. Case-2 | 800 | kBtu/hr | 0.043636 | Commercial_Other Health_New_Space Heating_Boiler_AFUE 80% (Standard)
Commercial_Other Health_New_Space Heating_Natural Gas_Boiler_E2 | Commercial | Other Health | New | Space Heating | Natural Gas | Boiler | E2 | AFUE 85% | 94.12% | 0% | 0% | 1.2567 | 0.53975 | 0.099646 | 0 | 20 | 30 | 2019 | 2051 | 100% | 0 | 0 | 0% | Normal | 0% | 0.22926 | 0 | 0 | 800 kBtu/hr | 30000 | 0 | 5.4545e-05 | 4.8313 | 22700 | 9750 | 1800 | 0 | 2018 | 1.0149 | EIA 2018 Tech Forecast | EIA 2018 Tech Forecast | GBLR-Heating-EIA14-2014 Ref. Case-5 | 800 | kBtu/hr | 0.043636 | Commercial_Other Health_New_Space Heating_Boiler_AFUE 85%
Commercial_Other Health_New_Space Heating_Natural Gas_Boiler_E3 | Commercial | Other Health | New | Space Heating | Natural Gas | Boiler | E3 | AFUE 97% | 82.47% | 0% | 0% | 2.034 | 0.50173 | 0.099646 | 0 | 20 | 30 | 2019 | 2051 | 100% | 0 | 0 | 0% | Normal | 0% | 0.2009 | 0 | 0 | 800 kBtu/hr | 30000 | 0 | 5.4545e-05 | 4.2336 | 36742.4242 | 9063.1313 | 1800 | 0 | 2018 | 1.0149 | EIA 2018 Tech Forecast | EIA 2018 Tech Forecast | GBLR-Heating-EIA14-2014 Ref. Case-6 | 800 | kBtu/hr | 0.043636 | Commercial_Other Health_New_Space Heating_Boiler_AFUE 97%
Commercial_Other Health_New_Space Heating_Natural Gas_Boiler_E4 | Commercial | Other Health | New | Space Heating | Natural Gas | Boiler | E4 | Convert to NG Air Source Heat Pump | 61.54% | 0% | 0% | 8.8747 | 0.5093 | 0.16674 | 0 | 10 | 20 | 2019 | 2051 | 100% | 0 | 0 | 0% | Normal | 0% | 0.1499 | 0 | 0 | 800 kBtu/hr | 30000 | 0 | 5.4545e-05 | 3.1589 | 158316.7533 | 9085.5528 | 2974.436 | 0 | 2017 | 1.0277 | AEO 2021 - gas_eng-driven_RTHP-heat 2017 typical | AEO 2021 - gas_eng-driven_RTHP-heat 2017 typical | HP_GAS-Heating-AEO17-1 | 800 | kBtu/hr | 0.043636 | Commercial_Other Health_New_Space Heating_Boiler_Convert to NG Air Source Heat Pump
Commercial_Other Health_New_Space Heating_Natural Gas_Boiler_E5 | Commercial | Other Health | New | Space Heating | Natural Gas | Boiler | E5 |  | 0% | 0% | 0% | 0 | 0 | 0 | 0 | 0 | 0 | 0 | 0 | 0% | 0 | 0 | 0% | Normal | 0% | 0 | 0 | 0 | [17 empty] | Commercial_Other Health_New_Space Heating_Boiler_
Commercial_Other Health_New_Space Heating_Natural Gas_Boiler_E6 | Commercial | Other Health | New | Space Heating | Natural Gas | Boiler | E6 |  | 0% | 0% | 0% | 0 | 0 | 0 | 0 | 0 | 0 | 0 | 0 | 0% | 0 | 0 | 0% | Normal | 0% | 0 | 0 | 0 | [17 empty] | Commercial_Other Health_New_Space Heating_Boiler_
Commercial_Other Health_New_Space Heating_Natural Gas_Boiler_E7 | Commercial | Other Health | New | Space Heating | Natural Gas | Boiler | E7 |  | 0% | 0% | 0% | 0 | 0 | 0 | 0 | 0 | 0 | 0 | 0 | 0% | 0 | 0 | 0% | Normal | 0% | 0 | 0 | 0 | [17 empty] | Commercial_Other Health_New_Space Heating_Boiler_
Commercial_Other Health_New_Space Heating_Natural Gas_Boiler_E8 | Commercial | Other Health | New | Space Heating | Natural Gas | Boiler | E8 |  | 0% | 0% | 0% | 0 | 0 | 0 | 0 | 0 | 0 | 0 | 0 | 0% | 0 | 0 | 0% | Normal | 0% | 0 | 0 | 0 | [17 empty] | Commercial_Other Health_New_Space Heating_Boiler_
Commercial_Other Health_New_Space Heating_Natural Gas_Boiler_E9 | Commercial | Other Health | New | Space Heating | Natural Gas | Boiler | E9 |  | 0% | 0% | 0% | 0 | 0 | 0 | 0 | 0 | 0 | 0 | 0 | 0% | 0 | 0 | 0% | Normal | 0% | 0 | 0 | 0 | [17 empty] | Commercial_Other Health_New_Space Heating_Boiler_
Commercial_Other Health_New_Space Heating_Natural Gas_Boiler_E10 | Commercial | Other Health | New | Space Heating | Natural Gas | Boiler | E10 |  | 0% | 0% | 0% | 0 | 0 | 0 | 0 | 0 | 0 | 0 | 0 | 0% | 0 | 0 | 0% | Normal | 0% | 0 | 0 | 0 | [17 empty] | Commercial_Other Health_New_Space Heating_Boiler_
Commercial_Other Health_New_Space Heating_Natural Gas_Unit Heater_E1 | Commercial | Other Health | New | Space Heating | Natural Gas | Unit Heater | E1 | Standard | 100% | 0% | 0% | 0.033669 | 0 | 0 | 0 | 10 | 14 | 2019 | 2051 | 100% | 0 | 0 | 0% | Normal | 0% | 0.045525 | 0 | 0 | 125 kBtu/Hr | 30000 | 0 | 1.564e-07 | 2328.572 | 1753.7127 | 0 | 0 | 0 | 2020 | 0.98199 | IL TRM - 4.4.12 - CI-HVC-IRHT-V02-210101 | AEG Market Research | IL TRM - 4.4.12 - CI-HVC-IRHT-V02-210101 w/ CNGC Sizing | 125 | kBtu/Hr | 1.9551e-05 | Commercial_Other Health_New_Space Heating_Unit Heater_Standard
Commercial_Other Health_New_Space Heating_Natural Gas_Unit Heater_E2 | Commercial | Other Health | New | Space Heating | Natural Gas | Unit Heater | E2 | Condensing | 95.24% | 0% | 0% | 0.053905 | 0 | 0 | 0 | 10 | 14 | 2019 | 2051 | 100% | 0 | 0 | 0% | Normal | 0% | 0.043358 | 0 | 0 | 125 kBtu/Hr | 30000 | 0 | 1.564e-07 | 2217.7386 | 2807.7404 | 0 | 0 | 0 | 2020 | 0.98199 | IL TRM - 4.4.5 - CI-HVC-CUHT-V01-190101 | ETO Measure Input Sheet - Com - Condensing Unit Heater GAS SPHT | IL TRM - 4.4.5 - CI-HVC-CUHT-V01-190101 w/ CNGC Sizing | 125 | kBtu/Hr | 1.9551e-05 | Commercial_Other Health_New_Space Heating_Unit Heater_Condensing
Commercial_Other Health_New_Space Heating_Natural Gas_Unit Heater_E3 | Commercial | Other Health | New | Space Heating | Natural Gas | Unit Heater | E3 | Infrared Radiant | 85% | 0% | 0% | 0.046973 | 0 | 0 | 0 | 11 | 19 | 2019 | 2051 | 100% | 0 | 0 | 0% | Normal | 0% | 0.038696 | 0 | 0 | 125 kBtu/Hr | 30000 | 0 | 1.564e-07 | 1979.2862 | 2446.6992 | 0 | 0 | 0 | 2020 | 0.98199 | IL TRM - 4.4.12 - CI-HVC-IRHT-V02-210101 | AEG Market Research | IL TRM - 4.4.12 - CI-HVC-IRHT-V02-210101 w/ CNGC Sizing | 125 | kBtu/Hr | 1.9551e-05 | Commercial_Other Health_New_Space Heating_Unit Heater_Infrared Radiant
Commercial_Other Health_New_Space Heating_Natural Gas_Unit Heater_E4 | Commercial | Other Health | New | Space Heating | Natural Gas | Unit Heater | E4 |  | 0% | 0% | 0% | 0 | 0 | 0 | 0 | 0 | 0 | 0 | 0 | 0% | 0 | 0 | 0% | Normal | 0% | 0 | 0 | 0 | [17 empty] | Commercial_Other Health_New_Space Heating_Unit Heater_
Commercial_Other Health_New_Space Heating_Natural Gas_Unit Heater_E5 | Commercial | Other Health | New | Space Heating | Natural Gas | Unit Heater | E5 |  | 0% | 0% | 0% | 0 | 0 | 0 | 0 | 0 | 0 | 0 | 0 | 0% | 0 | 0 | 0% | Normal | 0% | 0 | 0 | 0 | [17 empty] | Commercial_Other Health_New_Space Heating_Unit Heater_
Commercial_Other Health_New_Space Heating_Natural Gas_Unit Heater_E6 | Commercial | Other Health | New | Space Heating | Natural Gas | Unit Heater | E6 |  | 0% | 0% | 0% | 0 | 0 | 0 | 0 | 0 | 0 | 0 | 0 | 0% | 0 | 0 | 0% | Normal | 0% | 0 | 0 | 0 | [17 empty] | Commercial_Other Health_New_Space Heating_Unit Heater_
Commercial_Other Health_New_Space Heating_Natural Gas_Unit Heater_E7 | Commercial | Other Health | New | Space Heating | Natural Gas | Unit Heater | E7 |  | 0% | 0% | 0% | 0 | 0 | 0 | 0 | 0 | 0 | 0 | 0 | 0% | 0 | 0 | 0% | Normal | 0% | 0 | 0 | 0 | [17 empty] | Commercial_Other Health_New_Space Heating_Unit Heater_
Commercial_Other Health_New_Space Heating_Natural Gas_Unit Heater_E8 | Commercial | Other Health | New | Space Heating | Natural Gas | Unit Heater | E8 |  | 0% | 0% | 0% | 0 | 0 | 0 | 0 | 0 | 0 | 0 | 0 | 0% | 0 | 0 | 0% | Normal | 0% | 0 | 0 | 0 | [17 empty] | Commercial_Other Health_New_Space Heating_Unit Heater_
Commercial_Other Health_New_Space Heating_Natural Gas_Unit Heater_E9 | Commercial | Other Health | New | Space Heating | Natural Gas | Unit Heater | E9 |  | 0% | 0% | 0% | 0 | 0 | 0 | 0 | 0 | 0 | 0 | 0 | 0% | 0 | 0 | 0% | Normal | 0% | 0 | 0 | 0 | [17 empty] | Commercial_Other Health_New_Space Heating_Unit Heater_
Commercial_Other Health_New_Space Heating_Natural Gas_Unit Heater_E10 | Commercial | Other Health | New | Space Heating | Natural Gas | Unit Heater | E10 |  | 0% | 0% | 0% | 0 | 0 | 0 | 0 | 0 | 0 | 0 | 0 | 0% | 0 | 0 | 0% | Normal | 0% | 0 | 0 | 0 | [17 empty] | Commercial_Other Health_New_Space Heating_Unit Heater_
Commercial_Other Health_New_Water Heating_Natural Gas_Water Heater_E1 | Commercial | Other Health | New | Water Heating | Natural Gas | Water Heater | E1 | TE 80% | 100% | 0% | 0% | 0.10897 | 0 | 0.006982 | 0 | 8 | 12 | 2019 | 2051 | 100% | 0 | 0 | 0% | Normal | 0% | 0.31807 | 0 | 0 | 1 kBtu/hr | 30000 | 0 | 0.0040439 | 77.682 | 26.22 | 0 | 1.68 | 0 | 2017 | 1.0277 | AEO 2021 - gas_water_heater 2017 standard | AEO 2021 - gas_water_heater 2017 standard | DHW_WH-Water Heating-PG&E-R7-14 | 1 | kBtu/hr | 0.0040439 | Commercial_Other Health_New_Water Heating_Water Heater_TE 80%
Commercial_Other Health_New_Water Heating_Natural Gas_Water Heater_E2 | Commercial | Other Health | New | Water Heating | Natural Gas | Water Heater | E2 | TE 81% | 98.77% | 0% | 0% | 0.10893 | 0 | 0.006982 | 0 | 8 | 12 | 2019 | 2051 | 100% | 0 | 0 | 0% | Normal | 0% | 0.31414 | 0 | 0 | 1 kBtu/hr | 30000 | 0 | 0.0040439 | 76.723 | 26.21 | 0 | 1.68 | 0 | 2017 | 1.0277 | AEO 2021 - gas_water_heater 2017 typical | AEO 2021 - gas_water_heater 2017 typical | DHW_WH-Water Heating-PG&E-R7-14 | 1 | kBtu/hr | 0.0040439 | Commercial_Other Health_New_Water Heating_Water Heater_TE 81%
Commercial_Other Health_New_Water Heating_Natural Gas_Water Heater_E3 | Commercial | Other Health | New | Water Heating | Natural Gas | Water Heater | E3 | TE 88% | 90.91% | 0% | 0% | 0.11535 | 0 | 0.0065041 | 0 | 8 | 12 | 2019 | 2051 | 100% | 0 | 0 | 0% | Normal | 0% | 0.28915 | 0 | 0 | 1 kBtu/hr | 30000 | 0 | 0.0040439 | 70.62 | 27.755 | 0 | 1.565 | 0 | 2017 | 1.0277 | AEO 2021 - gas_water_heater 2017 ENERGY STAR | AEO 2021 - gas_water_heater 2017 ENERGY STAR | DHW_WH-Water Heating-PG&E-R7-14 | 1 | kBtu/hr | 0.0040439 | Commercial_Other Health_New_Water Heating_Water Heater_TE 88%
Commercial_Other Health_New_Water Heating_Natural Gas_Water Heater_E4 | Commercial | Other Health | New | Water Heating | Natural Gas | Water Heater | E4 | TE 94% | 85.11% | 0% | 0% | 0.12177 | 0 | 0.0060261 | 0 | 8 | 12 | 2019 | 2051 | 100% | 0 | 0 | 0% | Normal | 0% | 0.2707 | 0 | 0 | 1 kBtu/hr | 30000 | 0 | 0.0040439 | 66.1123 | 29.3 | 0 | 1.45 | 0 | 2017 | 1.0277 | AEO 2021 - gas_water_heater 2017 ENERGY STAR | AEO 2021 - gas_water_heater 2017 ENERGY STAR | DHW_WH-Water Heating-PG&E-R7-14 | 1 | kBtu/hr | 0.0040439 | Commercial_Other Health_New_Water Heating_Water Heater_TE 94%
Commercial_Other Health_New_Water Heating_Natural Gas_Water Heater_E5 | Commercial | Other Health | New | Water Heating | Natural Gas | Water Heater | E5 | TE 96% | 83.33% | 0% | 0% | 0.12436 | 0 | 0.0061544 | 0 | 8 | 12 | 2019 | 2051 | 100% | 0 | 0 | 0% | Normal | 0% | 0.26506 | 0 | 0 | 1 kBtu/hr | 30000 | 0 | 0.0040439 | 64.735 | 29.9234 | 0 | 1.4809 | 0 | 2017 | 1.0277 | AEO 2021 - gas_water_heater 2017 ENERGY STAR | AEO 2021 - gas_water_heater 2017 ENERGY STAR | DHW_WH-Water Heating-PG&E-R7-14 | 1 | kBtu/hr | 0.0040439 | Commercial_Other Health_New_Water Heating_Water Heater_TE 96%
Commercial_Other Health_New_Water Heating_Natural Gas_Water Heater_E6 | Commercial | Other Health | New | Water Heating | Natural Gas | Water Heater | E6 | Tankless | 81.63% | 0% | 0% | 0.1345 | 0 | 0.0014088 | 0 | 8 | 12 | 2019 | 2051 | 100% | 0 | 0 | 0% | Normal | 0% | 0.25965 | 0 | 0 | 1 kBtu/hr | 30000 | 0 | 0.0040439 | 63.4139 | 32.3633 | 0 | 0.33898 | 0 | 2017 | 1.0277 | EIA Ref. Case 2018 - Gas Tankless High Eff. | EIA Ref. Case 2018 - Gas Tankless High Eff. | DHW_WH-Water Heating-NMTRM-2016-7 | 1 | kBtu/hr | 0.0040439 | Commercial_Other Health_New_Water Heating_Water Heater_Tankless
Commercial_Other Health_New_Water Heating_Natural Gas_Water Heater_E7 | Commercial | Other Health | New | Water Heating | Natural Gas | Water Heater | E7 | Gas-Fired Absorption HPWH | 75.47% | 0% | 0% | 0.22392 | 0 | 0 | 0 | 10 | 16 | 2019 | 2051 | 100% | 0 | 0 | 0% | Normal | 0% | 0.24005 | 0 | 0 | 1 kBtu/hr | 30000 | 0 | 0.0040439 | 58.6279 | 56.3879 | 0 | 0 | 0 | 2020 | 0.98199 | DHW_WH-Water Heating-DOE-2014-2 | NEEA Report #E20-309, Robur Heat Pump Field Trial. March 11, 2020. | Engineering Calculation and NEEA Report #E20-309, Robur Heat Pump Field Trial. March 11, 2020. | 1 | kBtu/hr | 0.0040439 | Commercial_Other Health_New_Water Heating_Water Heater_Gas-Fired Absorption HPWH
Commercial_Other Health_New_Water Heating_Natural Gas_Water Heater_E8 | Commercial | Other Health | New | Water Heating | Natural Gas | Water Heater | E8 |  | 0% | 0% | 0% | 0 | 0 | 0 | 0 | 0 | 0 | 0 | 0 | 0% | 0 | 0 | 0% | Normal | 0% | 0 | 0 | 0 | [17 empty] | Commercial_Other Health_New_Water Heating_Water Heater_
Commercial_Other Health_New_Water Heating_Natural Gas_Water Heater_E9 | Commercial | Other Health | New | Water Heating | Natural Gas | Water Heater | E9 |  | 0% | 0% | 0% | 0 | 0 | 0 | 0 | 0 | 0 | 0 | 0 | 0% | 0 | 0 | 0% | Normal | 0% | 0 | 0 | 0 | [17 empty] | Commercial_Other Health_New_Water Heating_Water Heater_
Commercial_Other Health_New_Water Heating_Natural Gas_Water Heater_E10 | Commercial | Other Health | New | Water Heating | Natural Gas | Water Heater | E10 |  | 0% | 0% | 0% | 0 | 0 | 0 | 0 | 0 | 0 | 0 | 0 | 0% | 0 | 0 | 0% | Normal | 0% | 0 | 0 | 0 | [17 empty] | Commercial_Other Health_New_Water Heating_Water Heater_
Commercial_Other Health_New_Food Preparation_Natural Gas_Oven_E1 | Commercial | Other Health | New | Food Preparation | Natural Gas | Oven | E1 | Standard | 100% | 0% | 0% | 0.90491 | 0.019086 | 0 | 0 | 10 | 14 | 2019 | 2051 | 100% | 0 | 0 | 0% | Normal | 0% | 0.095115 | 0 | 0 | 1 unit | 30000 | 0 | 0.00011693 | 813.4143 | 7112 | 150 | 0 | 0 | 2013 | 1.0881 | IL TRM - 4.2.1 - CI-FSE-CBOV-V02-160601 | ETO Measure Input Sheet - Com - Gas Convection Oven | IL TRM - 4.2.1 - CI-FSE-CBOV-V02-160601 | 1 | unit | 0.00011693 | Commercial_Other Health_New_Food Preparation_Oven_Standard
Commercial_Other Health_New_Food Preparation_Natural Gas_Oven_E2 | Commercial | Other Health | New | Food Preparation | Natural Gas | Oven | E2 | ENERGY STAR (>44% Baking Efficiency) | 86.89% | 0% | 0% | 0.95428 | 0.019086 | 0 | 0 | 10 | 14 | 2019 | 2051 | 100% | 0 | 0 | 0% | Normal | 0% | 0.082641 | 0 | 0 | 1 unit | 30000 | 0 | 0.00011693 | 706.739 | 7500 | 150 | 0 | 0 | 2013 | 1.0881 | IL TRM - 4.2.1 - CI-FSE-CBOV-V02-160601 | EIA 2018 Tech Forecast | ETO Measure Input Sheet | 1 | unit | 0.00011693 | Commercial_Other Health_New_Food Preparation_Oven_ENERGY STAR (>44% Baking Efficiency)
Commercial_Other Health_New_Food Preparation_Natural Gas_Oven_E3 | Commercial | Other Health | New | Food Preparation | Natural Gas | Oven | E3 |  | 0% | 0% | 0% | 0 | 0 | 0 | 0 | 0 | 0 | 0 | 0 | 0% | 0 | 0 | 0% | Normal | 0% | 0 | 0 | 0 | [17 empty] | Commercial_Other Health_New_Food Preparation_Oven_
Commercial_Other Health_New_Food Preparation_Natural Gas_Oven_E4 | Commercial | Other Health | New | Food Preparation | Natural Gas | Oven | E4 |  | 0% | 0% | 0% | 0 | 0 | 0 | 0 | 0 | 0 | 0 | 0 | 0% | 0 | 0 | 0% | Normal | 0% | 0 | 0 | 0 | [17 empty] | Commercial_Other Health_New_Food Preparation_Oven_
Commercial_Other Health_New_Food Preparation_Natural Gas_Oven_E5 | Commercial | Other Health | New | Food Preparation | Natural Gas | Oven | E5 |  | 0% | 0% | 0% | 0 | 0 | 0 | 0 | 0 | 0 | 0 | 0 | 0% | 0 | 0 | 0% | Normal | 0% | 0 | 0 | 0 | [17 empty] | Commercial_Other Health_New_Food Preparation_Oven_
Commercial_Other Health_New_Food Preparation_Natural Gas_Oven_E6 | Commercial | Other Health | New | Food Preparation | Natural Gas | Oven | E6 |  | 0% | 0% | 0% | 0 | 0 | 0 | 0 | 0 | 0 | 0 | 0 | 0% | 0 | 0 | 0% | Normal | 0% | 0 | 0 | 0 | [17 empty] | Commercial_Other Health_New_Food Preparation_Oven_
Commercial_Other Health_New_Food Preparation_Natural Gas_Oven_E7 | Commercial | Other Health | New | Food Preparation | Natural Gas | Oven | E7 |  | 0% | 0% | 0% | 0 | 0 | 0 | 0 | 0 | 0 | 0 | 0 | 0% | 0 | 0 | 0% | Normal | 0% | 0 | 0 | 0 | [17 empty] | Commercial_Other Health_New_Food Preparation_Oven_
Commercial_Other Health_New_Food Preparation_Natural Gas_Oven_E8 | Commercial | Other Health | New | Food Preparation | Natural Gas | Oven | E8 |  | 0% | 0% | 0% | 0 | 0 | 0 | 0 | 0 | 0 | 0 | 0 | 0% | 0 | 0 | 0% | Normal | 0% | 0 | 0 | 0 | [17 empty] | Commercial_Other Health_New_Food Preparation_Oven_
Commercial_Other Health_New_Food Preparation_Natural Gas_Oven_E9 | Commercial | Other Health | New | Food Preparation | Natural Gas | Oven | E9 |  | 0% | 0% | 0% | 0 | 0 | 0 | 0 | 0 | 0 | 0 | 0 | 0% | 0 | 0 | 0% | Normal | 0% | 0 | 0 | 0 | [17 empty] | Commercial_Other Health_New_Food Preparation_Oven_
Commercial_Other Health_New_Food Preparation_Natural Gas_Oven_E10 | Commercial | Other Health | New | Food Preparation | Natural Gas | Oven | E10 |  | 0% | 0% | 0% | 0 | 0 | 0 | 0 | 0 | 0 | 0 | 0 | 0% | 0 | 0 | 0% | Normal | 0% | 0 | 0 | 0 | [17 empty] | Commercial_Other Health_New_Food Preparation_Oven_
Commercial_Other Health_New_Food Preparation_Natural Gas_Conveyor Oven_E1 | Commercial | Other Health | New | Food Preparation | Natural Gas | Conveyor Oven | E1 | Standard | 100% | 0% | 0% | 0.6486 | 0 | 0 | 0 | 15 | 19 | 2019 | 2051 | 100% | 0 | 0 | 0% | Normal | 0% | 0.17491 | 0 | 0 | 1 unit | 30000 | 0 | 6.0616e-05 | 2885.475 | 10177 | 0 | 0 | 0 | 2015 | 1.0514 | IL TRM - 4.2.4 - CI-FSE-CVOV-V02-180101 | PGE Workpaper, PGECOFST117 R5, 2015 | MN TRM 3.1 - Gas Conveyor Oven v1.1 | 1 | unit | 6.0616e-05 | Commercial_Other Health_New_Food Preparation_Conveyor Oven_Standard
Commercial_Other Health_New_Food Preparation_Natural Gas_Conveyor Oven_E2 | Commercial | Other Health | New | Food Preparation | Natural Gas | Conveyor Oven | E2 | Efficient (>44% Baking Efficiency) | 76.02% | 0% | 0% | 0.79072 | 0 | 0 | 0 | 15 | 19 | 2019 | 2051 | 100% | 0 | 0 | 0% | Normal | 0% | 0.13296 | 0 | 0 | 1 unit | 30000 | 0 | 6.0616e-05 | 2193.4093 | 12407 | 0 | 0 | 0 | 2015 | 1.0514 | IL TRM - 4.2.4 - CI-FSE-CVOV-V02-180101 | PGE Workpaper, PGECOFST117 R5, 2015 | MN TRM 3.1 - Gas Conveyor Oven v1.1 | 1 | unit | 6.0616e-05 | Commercial_Other Health_New_Food Preparation_Conveyor Oven_Efficient (>44% Baking Efficiency)
Commercial_Other Health_New_Food Preparation_Natural Gas_Conveyor Oven_E3 | Commercial | Other Health | New | Food Preparation | Natural Gas | Conveyor Oven | E3 |  | 0% | 0% | 0% | 0 | 0 | 0 | 0 | 0 | 0 | 0 | 0 | 0% | 0 | 0 | 0% | Normal | 0% | 0 | 0 | 0 | [17 empty] | Commercial_Other Health_New_Food Preparation_Conveyor Oven_
Commercial_Other Health_New_Food Preparation_Natural Gas_Conveyor Oven_E4 | Commercial | Other Health | New | Food Preparation | Natural Gas | Conveyor Oven | E4 |  | 0% | 0% | 0% | 0 | 0 | 0 | 0 | 0 | 0 | 0 | 0 | 0% | 0 | 0 | 0% | Normal | 0% | 0 | 0 | 0 | [17 empty] | Commercial_Other Health_New_Food Preparation_Conveyor Oven_
Commercial_Other Health_New_Food Preparation_Natural Gas_Conveyor Oven_E5 | Commercial | Other Health | New | Food Preparation | Natural Gas | Conveyor Oven | E5 |  | 0% | 0% | 0% | 0 | 0 | 0 | 0 | 0 | 0 | 0 | 0 | 0% | 0 | 0 | 0% | Normal | 0% | 0 | 0 | 0 | [17 empty] | Commercial_Other Health_New_Food Preparation_Conveyor Oven_
Commercial_Other Health_New_Food Preparation_Natural Gas_Conveyor Oven_E6 | Commercial | Other Health | New | Food Preparation | Natural Gas | Conveyor Oven | E6 |  | 0% | 0% | 0% | 0 | 0 | 0 | 0 | 0 | 0 | 0 | 0 | 0% | 0 | 0 | 0% | Normal | 0% | 0 | 0 | 0 | [17 empty] | Commercial_Other Health_New_Food Preparation_Conveyor Oven_
Commercial_Other Health_New_Food Preparation_Natural Gas_Conveyor Oven_E7 | Commercial | Other Health | New | Food Preparation | Natural Gas | Conveyor Oven | E7 |  | 0% | 0% | 0% | 0 | 0 | 0 | 0 | 0 | 0 | 0 | 0 | 0% | 0 | 0 | 0% | Normal | 0% | 0 | 0 | 0 | [17 empty] | Commercial_Other Health_New_Food Preparation_Conveyor Oven_
Commercial_Other Health_New_Food Preparation_Natural Gas_Conveyor Oven_E8 | Commercial | Other Health | New | Food Preparation | Natural Gas | Conveyor Oven | E8 |  | 0% | 0% | 0% | 0 | 0 | 0 | 0 | 0 | 0 | 0 | 0 | 0% | 0 | 0 | 0% | Normal | 0% | 0 | 0 | 0 | [17 empty] | Commercial_Other Health_New_Food Preparation_Conveyor Oven_
Commercial_Other Health_New_Food Preparation_Natural Gas_Conveyor Oven_E9 | Commercial | Other Health | New | Food Preparation | Natural Gas | Conveyor Oven | E9 |  | 0% | 0% | 0% | 0 | 0 | 0 | 0 | 0 | 0 | 0 | 0 | 0% | 0 | 0 | 0% | Normal | 0% | 0 | 0 | 0 | [17 empty] | Commercial_Other Health_New_Food Preparation_Conveyor Oven_
Commercial_Other Health_New_Food Preparation_Natural Gas_Conveyor Oven_E10 | Commercial | Other Health | New | Food Preparation | Natural Gas | Conveyor Oven | E10 |  | 0% | 0% | 0% | 0 | 0 | 0 | 0 | 0 | 0 | 0 | 0 | 0% | 0 | 0 | 0% | Normal | 0% | 0 | 0 | 0 | [17 empty] | Commercial_Other Health_New_Food Preparation_Conveyor Oven_
Commercial_Other Health_New_Food Preparation_Natural Gas_Double Rack Oven_E1 | Commercial | Other Health | New | Food Preparation | Natural Gas | Double Rack Oven | E1 | Standard | 100% | 0% | 0% | 0.95384 | 0 | 0 | 0 | 10 | 14 | 2019 | 2051 | 100% | 0 | 0 | 0% | Normal | 0% | 0.31171 | 0 | 0 | 1 unit | 30000 | 0 | 7.3393e-05 | 4247.1 | 12513 | 0 | 0 | 0 | 2016 | 1.0386 | IL TRM - 4.2.18 - CI-FSE-RKOV-VO2-180101 | PGE Workpaper, PGECOFST109 R6, 2016 | IL TRM - 4.2.18 - CI-FSE-RKOV-VO2-180101 | 1 | unit | 7.3393e-05 | Commercial_Other Health_New_Food Preparation_Double Rack Oven_Standard
Commercial_Other Health_New_Food Preparation_Natural Gas_Double Rack Oven_E2 | Commercial | Other Health | New | Food Preparation | Natural Gas | Double Rack Oven | E2 | FTSC Qualified (>50% Cooking Efficiency) | 54.55% | 0% | 0% | 1.2685 | 0 | 0 | 0 | 10 | 14 | 2019 | 2051 | 100% | 0 | 0 | 0% | Normal | 0% | 0.17002 | 0 | 0 | 1 unit | 30000 | 0 | 7.3393e-05 | 2316.6 | 16641 | 0 | 0 | 0 | 2016 | 1.0386 | IL TRM - 4.2.18 - CI-FSE-RKOV-VO2-180101 | PGE Workpaper, PGECOFST109 R6, 2016 | IL TRM - 4.2.18 - CI-FSE-RKOV-VO2-180101 | 1 | unit | 7.3393e-05 | Commercial_Other Health_New_Food Preparation_Double Rack Oven_FTSC Qualified (>50% Cooking Efficiency)
Commercial_Other Health_New_Food Preparation_Natural Gas_Double Rack Oven_E3 | Commercial | Other Health | New | Food Preparation | Natural Gas | Double Rack Oven | E3 |  | 0% | 0% | 0% | 0 | 0 | 0 | 0 | 0 | 0 | 0 | 0 | 0% | 0 | 0 | 0% | Normal | 0% | 0 | 0 | 0 | [17 empty] | Commercial_Other Health_New_Food Preparation_Double Rack Oven_
Commercial_Other Health_New_Food Preparation_Natural Gas_Double Rack Oven_E4 | Commercial | Other Health | New | Food Preparation | Natural Gas | Double Rack Oven | E4 |  | 0% | 0% | 0% | 0 | 0 | 0 | 0 | 0 | 0 | 0 | 0 | 0% | 0 | 0 | 0% | Normal | 0% | 0 | 0 | 0 | [17 empty] | Commercial_Other Health_New_Food Preparation_Double Rack Oven_
Commercial_Other Health_New_Food Preparation_Natural Gas_Double Rack Oven_E5 | Commercial | Other Health | New | Food Preparation | Natural Gas | Double Rack Oven | E5 |  | 0% | 0% | 0% | 0 | 0 | 0 | 0 | 0 | 0 | 0 | 0 | 0% | 0 | 0 | 0% | Normal | 0% | 0 | 0 | 0 | [17 empty] | Commercial_Other Health_New_Food Preparation_Double Rack Oven_
Commercial_Other Health_New_Food Preparation_Natural Gas_Double Rack Oven_E6 | Commercial | Other Health | New | Food Preparation | Natural Gas | Double Rack Oven | E6 |  | 0% | 0% | 0% | 0 | 0 | 0 | 0 | 0 | 0 | 0 | 0 | 0% | 0 | 0 | 0% | Normal | 0% | 0 | 0 | 0 | [17 empty] | Commercial_Other Health_New_Food Preparation_Double Rack Oven_
Commercial_Other Health_New_Food Preparation_Natural Gas_Double Rack Oven_E7 | Commercial | Other Health | New | Food Preparation | Natural Gas | Double Rack Oven | E7 |  | 0% | 0% | 0% | 0 | 0 | 0 | 0 | 0 | 0 | 0 | 0 | 0% | 0 | 0 | 0% | Normal | 0% | 0 | 0 | 0 | [17 empty] | Commercial_Other Health_New_Food Preparation_Double Rack Oven_
Commercial_Other Health_New_Food Preparation_Natural Gas_Double Rack Oven_E8 | Commercial | Other Health | New | Food Preparation | Natural Gas | Double Rack Oven | E8 |  | 0% | 0% | 0% | 0 | 0 | 0 | 0 | 0 | 0 | 0 | 0 | 0% | 0 | 0 | 0% | Normal | 0% | 0 | 0 | 0 | [17 empty] | Commercial_Other Health_New_Food Preparation_Double Rack Oven_
Commercial_Other Health_New_Food Preparation_Natural Gas_Double Rack Oven_E9 | Commercial | Other Health | New | Food Preparation | Natural Gas | Double Rack Oven | E9 |  | 0% | 0% | 0% | 0 | 0 | 0 | 0 | 0 | 0 | 0 | 0 | 0% | 0 | 0 | 0% | Normal | 0% | 0 | 0 | 0 | [17 empty] | Commercial_Other Health_New_Food Preparation_Double Rack Oven_
Commercial_Other Health_New_Food Preparation_Natural Gas_Double Rack Oven_E10 | Commercial | Other Health | New | Food Preparation | Natural Gas | Double Rack Oven | E10 |  | 0% | 0% | 0% | 0 | 0 | 0 | 0 | 0 | 0 | 0 | 0 | 0% | 0 | 0 | 0% | Normal | 0% | 0 | 0 | 0 | [17 empty] | Commercial_Other Health_New_Food Preparation_Double Rack Oven_
Commercial_Other Health_New_Food Preparation_Natural Gas_Fryer_E1 | Commercial | Other Health | New | Food Preparation | Natural Gas | Fryer | E1 | Standard | 100% | 0% | 0% | 0.48933 | 0 | 0 | 0 | 4 | 7 | 2019 | 2021 | 100% | 0 | 0 | 0% | Normal | 0% | 0.15784 | 0 | 0 | 1 unit | 30000 | 0 | 0.0001394 | 1132.275 | 3379.7321 | 0 | 0 | 0 | 2016 | 1.0386 | RTF Wkbk - ComCookingFryer_v3_3 | RTF Wkbk - ComCookingFryer_v3_3 | RTF Wkbk - ComCookingFryer_v3_3 | 1 | unit | 0.0001394 | Commercial_Other Health_New_Food Preparation_Fryer_Standard
Commercial_Other Health_New_Food Preparation_Natural Gas_Fryer_E2 | Commercial | Other Health | New | Food Preparation | Natural Gas | Fryer | E2 | ENERGY STAR | 61.29% | 0% | 0% | 0.61508 | 0 | 0 | 0 | 4 | 7 | 2019 | 2051 | 100% | 0 | 0 | 0% | Normal | 0% | 0.096739 | 0 | 0 | 1 unit | 30000 | 0 | 0.0001394 | 693.975 | 4248.3333 | 0 | 0 | 0 | 2016 | 1.0386 | RTF Wkbk - ComCookingFryer_v3_3 | RTF Wkbk - ComCookingFryer_v3_3 | RTF Wkbk - ComCookingFryer_v3_3 | 1 | unit | 0.0001394 | Commercial_Other Health_New_Food Preparation_Fryer_ENERGY STAR
Commercial_Other Health_New_Food Preparation_Natural Gas_Fryer_E3 | Commercial | Other Health | New | Food Preparation | Natural Gas | Fryer | E3 |  | 0% | 0% | 0% | 0 | 0 | 0 | 0 | 0 | 0 | 0 | 0 | 0% | 0 | 0 | 0% | Normal | 0% | 0 | 0 | 0 | [17 empty] | Commercial_Other Health_New_Food Preparation_Fryer_
Commercial_Other Health_New_Food Preparation_Natural Gas_Fryer_E4 | Commercial | Other Health | New | Food Preparation | Natural Gas | Fryer | E4 |  | 0% | 0% | 0% | 0 | 0 | 0 | 0 | 0 | 0 | 0 | 0 | 0% | 0 | 0 | 0% | Normal | 0% | 0 | 0 | 0 | [17 empty] | Commercial_Other Health_New_Food Preparation_Fryer_
Commercial_Other Health_New_Food Preparation_Natural Gas_Fryer_E5 | Commercial | Other Health | New | Food Preparation | Natural Gas | Fryer | E5 |  | 0% | 0% | 0% | 0 | 0 | 0 | 0 | 0 | 0 | 0 | 0 | 0% | 0 | 0 | 0% | Normal | 0% | 0 | 0 | 0 | [17 empty] | Commercial_Other Health_New_Food Preparation_Fryer_
Commercial_Other Health_New_Food Preparation_Natural Gas_Fryer_E6 | Commercial | Other Health | New | Food Preparation | Natural Gas | Fryer | E6 |  | 0% | 0% | 0% | 0 | 0 | 0 | 0 | 0 | 0 | 0 | 0 | 0% | 0 | 0 | 0% | Normal | 0% | 0 | 0 | 0 | [17 empty] | Commercial_Other Health_New_Food Preparation_Fryer_
Commercial_Other Health_New_Food Preparation_Natural Gas_Fryer_E7 | Commercial | Other Health | New | Food Preparation | Natural Gas | Fryer | E7 |  | 0% | 0% | 0% | 0 | 0 | 0 | 0 | 0 | 0 | 0 | 0 | 0% | 0 | 0 | 0% | Normal | 0% | 0 | 0 | 0 | [17 empty] | Commercial_Other Health_New_Food Preparation_Fryer_
Commercial_Other Health_New_Food Preparation_Natural Gas_Fryer_E8 | Commercial | Other Health | New | Food Preparation | Natural Gas | Fryer | E8 |  | 0% | 0% | 0% | 0 | 0 | 0 | 0 | 0 | 0 | 0 | 0 | 0% | 0 | 0 | 0% | Normal | 0% | 0 | 0 | 0 | [17 empty] | Commercial_Other Health_New_Food Preparation_Fryer_
Commercial_Other Health_New_Food Preparation_Natural Gas_Fryer_E9 | Commercial | Other Health | New | Food Preparation | Natural Gas | Fryer | E9 |  | 0% | 0% | 0% | 0 | 0 | 0 | 0 | 0 | 0 | 0 | 0 | 0% | 0 | 0 | 0% | Normal | 0% | 0 | 0 | 0 | [17 empty] | Commercial_Other Health_New_Food Preparation_Fryer_
Commercial_Other Health_New_Food Preparation_Natural Gas_Fryer_E10 | Commercial | Other Health | New | Food Preparation | Natural Gas | Fryer | E10 |  | 0% | 0% | 0% | 0 | 0 | 0 | 0 | 0 | 0 | 0 | 0 | 0% | 0 | 0 | 0% | Normal | 0% | 0 | 0 | 0 | [17 empty] | Commercial_Other Health_New_Food Preparation_Fryer_
Commercial_Other Health_New_Food Preparation_Natural Gas_Broiler_E1 | Commercial | Other Health | New | Food Preparation | Natural Gas | Broiler | E1 | Standard | 100% | 0% | 0% | 0.72255 | 0 | 0 | 0 | 10 | 14 | 2019 | 2051 | 100% | 0 | 0 | 0% | Normal | 0% | 0.17211 | 0 | 0 | 1 unit | 30000 | 0 | 0.00025586 | 672.672 | 2500 | 0 | 0 | 0 | 2011 | 1.1296 | IL TRM - 4.2.14 - CI-FSE-IRBL-V02-180101 | Estimate | IL TRM - 4.2.14 - CI-FSE-IRBL-V02-180101 | 1 | unit | 0.00025586 | Commercial_Other Health_New_Food Preparation_Broiler_Standard
Commercial_Other Health_New_Food Preparation_Natural Gas_Broiler_E2 | Commercial | Other Health | New | Food Preparation | Natural Gas | Broiler | E2 | Infrared Burners | 64.29% | 0% | 0% | 1.0116 | 0 | 0 | 0 | 10 | 14 | 2019 | 2051 | 100% | 0 | 0 | 0% | Normal | 0% | 0.11064 | 0 | 0 | 1 unit | 30000 | 0 | 0.00025586 | 432.432 | 3500 | 0 | 0 | 0 | 2011 | 1.1296 | IL TRM - 4.2.14 - CI-FSE-IRBL-V02-180101 | IL TRM - 4.2.14 - CI-FSE-IRBL-V02-180101 | IL TRM - 4.2.14 - CI-FSE-IRBL-V02-180101 | 1 | unit | 0.00025586 | Commercial_Other Health_New_Food Preparation_Broiler_Infrared Burners
Commercial_Other Health_New_Food Preparation_Natural Gas_Broiler_E3 | Commercial | Other Health | New | Food Preparation | Natural Gas | Broiler | E3 |  | 0% | 0% | 0% | 0 | 0 | 0 | 0 | 0 | 0 | 0 | 0 | 0% | 0 | 0 | 0% | Normal | 0% | 0 | 0 | 0 | [17 empty] | Commercial_Other Health_New_Food Preparation_Broiler_
Commercial_Other Health_New_Food Preparation_Natural Gas_Broiler_E4 | Commercial | Other Health | New | Food Preparation | Natural Gas | Broiler | E4 |  | 0% | 0% | 0% | 0 | 0 | 0 | 0 | 0 | 0 | 0 | 0 | 0% | 0 | 0 | 0% | Normal | 0% | 0 | 0 | 0 | [17 empty] | Commercial_Other Health_New_Food Preparation_Broiler_
Commercial_Other Health_New_Food Preparation_Natural Gas_Broiler_E5 | Commercial | Other Health | New | Food Preparation | Natural Gas | Broiler | E5 |  | 0% | 0% | 0% | 0 | 0 | 0 | 0 | 0 | 0 | 0 | 0 | 0% | 0 | 0 | 0% | Normal | 0% | 0 | 0 | 0 | [17 empty] | Commercial_Other Health_New_Food Preparation_Broiler_
Commercial_Other Health_New_Food Preparation_Natural Gas_Broiler_E6 | Commercial | Other Health | New | Food Preparation | Natural Gas | Broiler | E6 |  | 0% | 0% | 0% | 0 | 0 | 0 | 0 | 0 | 0 | 0 | 0 | 0% | 0 | 0 | 0% | Normal | 0% | 0 | 0 | 0 | [17 empty] | Commercial_Other Health_New_Food Preparation_Broiler_
Commercial_Other Health_New_Food Preparation_Natural Gas_Broiler_E7 | Commercial | Other Health | New | Food Preparation | Natural Gas | Broiler | E7 |  | 0% | 0% | 0% | 0 | 0 | 0 | 0 | 0 | 0 | 0 | 0 | 0% | 0 | 0 | 0% | Normal | 0% | 0 | 0 | 0 | [17 empty] | Commercial_Other Health_New_Food Preparation_Broiler_
Commercial_Other Health_New_Food Preparation_Natural Gas_Broiler_E8 | Commercial | Other Health | New | Food Preparation | Natural Gas | Broiler | E8 |  | 0% | 0% | 0% | 0 | 0 | 0 | 0 | 0 | 0 | 0 | 0 | 0% | 0 | 0 | 0% | Normal | 0% | 0 | 0 | 0 | [17 empty] | Commercial_Other Health_New_Food Preparation_Broiler_
Commercial_Other Health_New_Food Preparation_Natural Gas_Broiler_E9 | Commercial | Other Health | New | Food Preparation | Natural Gas | Broiler | E9 |  | 0% | 0% | 0% | 0 | 0 | 0 | 0 | 0 | 0 | 0 | 0 | 0% | 0 | 0 | 0% | Normal | 0% | 0 | 0 | 0 | [17 empty] | Commercial_Other Health_New_Food Preparation_Broiler_
Commercial_Other Health_New_Food Preparation_Natural Gas_Broiler_E10 | Commercial | Other Health | New | Food Preparation | Natural Gas | Broiler | E10 |  | 0% | 0% | 0% | 0 | 0 | 0 | 0 | 0 | 0 | 0 | 0 | 0% | 0 | 0 | 0% | Normal | 0% | 0 | 0 | 0 | [17 empty] | Commercial_Other Health_New_Food Preparation_Broiler_
Commercial_Other Health_New_Food Preparation_Natural Gas_Griddle_E1 | Commercial | Other Health | New | Food Preparation | Natural Gas | Griddle | E1 | Standard | 100% | 0% | 0% | 0.48314 | 0 | 0 | 0 | 10 | 14 | 2019 | 2051 | 100% | 0 | 0 | 0% | Normal | 0% | 0.10621 | 0 | 0 | 1 unit | 30000 | 0 | 8.6216e-05 | 1231.891 | 5150 | 0 | 0 | 0 | 2013 | 1.0881 | IL TRM - 4.2.8 - CI-FSE-ESGR-V04-200101 | COOK_GRD-Food Preparation-EIA14-2014 Ref. Case-5 | IL TRM - 4.2.8 - CI-FSE-ESGR-V04-200101 | 1 | unit | 8.6216e-05 | Commercial_Other Health_New_Food Preparation_Griddle_Standard
Commercial_Other Health_New_Food Preparation_Natural Gas_Griddle_E2 | Commercial | Other Health | New | Food Preparation | Natural Gas | Griddle | E2 | ENERGY STAR | 91.65% | 0% | 0% | 0.60041 | 0 | 0 | 0 | 10 | 14 | 2019 | 2051 | 100% | 0 | 0 | 0% | Normal | 0% | 0.097342 | 0 | 0 | 1 unit | 30000 | 0 | 8.6216e-05 | 1129.0497 | 6400 | 0 | 0 | 0 | 2013 | 1.0881 | IL TRM - 4.2.8 - CI-FSE-ESGR-V04-200101 | ETO Measure Input Sheet - Com - Gas Griddle | ETO Measure Input Sheet - Com - Gas Griddle | 1 | unit | 8.6216e-05 | Commercial_Other Health_New_Food Preparation_Griddle_ENERGY STAR
Commercial_Other Health_New_Food Preparation_Natural Gas_Griddle_E3 | Commercial | Other Health | New | Food Preparation | Natural Gas | Griddle | E3 |  | 0% | 0% | 0% | 0 | 0 | 0 | 0 | 0 | 0 | 0 | 0 | 0% | 0 | 0 | 0% | Normal | 0% | 0 | 0 | 0 | [17 empty] | Commercial_Other Health_New_Food Preparation_Griddle_
Commercial_Other Health_New_Food Preparation_Natural Gas_Griddle_E4 | Commercial | Other Health | New | Food Preparation | Natural Gas | Griddle | E4 |  | 0% | 0% | 0% | 0 | 0 | 0 | 0 | 0 | 0 | 0 | 0 | 0% | 0 | 0 | 0% | Normal | 0% | 0 | 0 | 0 | [17 empty] | Commercial_Other Health_New_Food Preparation_Griddle_
Commercial_Other Health_New_Food Preparation_Natural Gas_Griddle_E5 | Commercial | Other Health | New | Food Preparation | Natural Gas | Griddle | E5 |  | 0% | 0% | 0% | 0 | 0 | 0 | 0 | 0 | 0 | 0 | 0 | 0% | 0 | 0 | 0% | Normal | 0% | 0 | 0 | 0 | [17 empty] | Commercial_Other Health_New_Food Preparation_Griddle_
Commercial_Other Health_New_Food Preparation_Natural Gas_Griddle_E6 | Commercial | Other Health | New | Food Preparation | Natural Gas | Griddle | E6 |  | 0% | 0% | 0% | 0 | 0 | 0 | 0 | 0 | 0 | 0 | 0 | 0% | 0 | 0 | 0% | Normal | 0% | 0 | 0 | 0 | [17 empty] | Commercial_Other Health_New_Food Preparation_Griddle_
Commercial_Other Health_New_Food Preparation_Natural Gas_Griddle_E7 | Commercial | Other Health | New | Food Preparation | Natural Gas | Griddle | E7 |  | 0% | 0% | 0% | 0 | 0 | 0 | 0 | 0 | 0 | 0 | 0 | 0% | 0 | 0 | 0% | Normal | 0% | 0 | 0 | 0 | [17 empty] | Commercial_Other Health_New_Food Preparation_Griddle_
Commercial_Other Health_New_Food Preparation_Natural Gas_Griddle_E8 | Commercial | Other Health | New | Food Preparation | Natural Gas | Griddle | E8 |  | 0% | 0% | 0% | 0 | 0 | 0 | 0 | 0 | 0 | 0 | 0 | 0% | 0 | 0 | 0% | Normal | 0% | 0 | 0 | 0 | [17 empty] | Commercial_Other Health_New_Food Preparation_Griddle_
Commercial_Other Health_New_Food Preparation_Natural Gas_Griddle_E9 | Commercial | Other Health | New | Food Preparation | Natural Gas | Griddle | E9 |  | 0% | 0% | 0% | 0 | 0 | 0 | 0 | 0 | 0 | 0 | 0 | 0% | 0 | 0 | 0% | Normal | 0% | 0 | 0 | 0 | [17 empty] | Commercial_Other Health_New_Food Preparation_Griddle_
Commercial_Other Health_New_Food Preparation_Natural Gas_Griddle_E10 | Commercial | Other Health | New | Food Preparation | Natural Gas | Griddle | E10 |  | 0% | 0% | 0% | 0 | 0 | 0 | 0 | 0 | 0 | 0 | 0 | 0% | 0 | 0 | 0% | Normal | 0% | 0 | 0 | 0 | [17 empty] | Commercial_Other Health_New_Food Preparation_Griddle_
Commercial_Other Health_New_Food Preparation_Natural Gas_Range_E1 | Commercial | Other Health | New | Food Preparation | Natural Gas | Range | E1 | Standard | 100% | 0% | 0% | 0.80458 | 0 | 0 | 0 | 8 | 12 | 2019 | 2051 | 100% | 0 | 0 | 0% | Normal | 0% | 0.1261 | 0 | 0 | 1 unit | 30000 | 0 | 0.00010509 | 1200 | 7450 | 0 | 0 | 0 | 2017 | 1.0277 | COOK_OVN-Food Preparation-AEO17-1 | EIA 2018 Tech Forecast | Navigant 2009 | 1 | unit | 0.00010509 | Commercial_Other Health_New_Food Preparation_Range_Standard
Commercial_Other Health_New_Food Preparation_Natural Gas_Range_E2 | Commercial | Other Health | New | Food Preparation | Natural Gas | Range | E2 | High Efficiency | 75% | 0% | 0% | 0.80468 | 0 | 0 | 0 | 8 | 12 | 2019 | 2051 | 100% | 0 | 0 | 0% | Normal | 0% | 0.094577 | 0 | 0 | 1 unit | 30000 | 0 | 0.00010509 | 900 | 7451 | 0 | 0 | 0 | 2017 | 1.0277 | COOK_OVN-Food Preparation-AEO17-1 | EIA 2018 Tech Forecast | EIA 2018 Tech Forecast | 1 | unit | 0.00010509 | Commercial_Other Health_New_Food Preparation_Range_High Efficiency
Commercial_Other Health_New_Food Preparation_Natural Gas_Range_E3 | Commercial | Other Health | New | Food Preparation | Natural Gas | Range | E3 |  | 0% | 0% | 0% | 0 | 0 | 0 | 0 | 0 | 0 | 0 | 0 | 0% | 0 | 0 | 0% | Normal | 0% | 0 | 0 | 0 | [17 empty] | Commercial_Other Health_New_Food Preparation_Range_
Commercial_Other Health_New_Food Preparation_Natural Gas_Range_E4 | Commercial | Other Health | New | Food Preparation | Natural Gas | Range | E4 |  | 0% | 0% | 0% | 0 | 0 | 0 | 0 | 0 | 0 | 0 | 0 | 0% | 0 | 0 | 0% | Normal | 0% | 0 | 0 | 0 | [17 empty] | Commercial_Other Health_New_Food Preparation_Range_
Commercial_Other Health_New_Food Preparation_Natural Gas_Range_E5 | Commercial | Other Health | New | Food Preparation | Natural Gas | Range | E5 |  | 0% | 0% | 0% | 0 | 0 | 0 | 0 | 0 | 0 | 0 | 0 | 0% | 0 | 0 | 0% | Normal | 0% | 0 | 0 | 0 | [17 empty] | Commercial_Other Health_New_Food Preparation_Range_
Commercial_Other Health_New_Food Preparation_Natural Gas_Range_E6 | Commercial | Other Health | New | Food Preparation | Natural Gas | Range | E6 |  | 0% | 0% | 0% | 0 | 0 | 0 | 0 | 0 | 0 | 0 | 0 | 0% | 0 | 0 | 0% | Normal | 0% | 0 | 0 | 0 | [17 empty] | Commercial_Other Health_New_Food Preparation_Range_
Commercial_Other Health_New_Food Preparation_Natural Gas_Range_E7 | Commercial | Other Health | New | Food Preparation | Natural Gas | Range | E7 |  | 0% | 0% | 0% | 0 | 0 | 0 | 0 | 0 | 0 | 0 | 0 | 0% | 0 | 0 | 0% | Normal | 0% | 0 | 0 | 0 | [17 empty] | Commercial_Other Health_New_Food Preparation_Range_
Commercial_Other Health_New_Food Preparation_Natural Gas_Range_E8 | Commercial | Other Health | New | Food Preparation | Natural Gas | Range | E8 |  | 0% | 0% | 0% | 0 | 0 | 0 | 0 | 0 | 0 | 0 | 0 | 0% | 0 | 0 | 0% | Normal | 0% | 0 | 0 | 0 | [17 empty] | Commercial_Other Health_New_Food Preparation_Range_
Commercial_Other Health_New_Food Preparation_Natural Gas_Range_E9 | Commercial | Other Health | New | Food Preparation | Natural Gas | Range | E9 |  | 0% | 0% | 0% | 0 | 0 | 0 | 0 | 0 | 0 | 0 | 0 | 0% | 0 | 0 | 0% | Normal | 0% | 0 | 0 | 0 | [17 empty] | Commercial_Other Health_New_Food Preparation_Range_
Commercial_Other Health_New_Food Preparation_Natural Gas_Range_E10 | Commercial | Other Health | New | Food Preparation | Natural Gas | Range | E10 |  | 0% | 0% | 0% | 0 | 0 | 0 | 0 | 0 | 0 | 0 | 0 | 0% | 0 | 0 | 0% | Normal | 0% | 0 | 0 | 0 | [17 empty] | Commercial_Other Health_New_Food Preparation_Range_
Commercial_Other Health_New_Food Preparation_Natural Gas_Steamer_E1 | Commercial | Other Health | New | Food Preparation | Natural Gas | Steamer | E1 | Standard | 100% | 0% | 0% | 2.3839 | 0 | 0 | 0 | 8 | 16 | 2019 | 2021 | 100% | 0 | 0 | 0% | Normal | 0% | 0.25045 | 0 | 0 | 1 unit | 30000 | 0 | 0.00016401 | 1527.0152 | 13100 | 0 | 0 | 0 | 2012 | 1.1095 | IL TRM - 4.2.3 - CI-FSE-STMC-V05-190101 | DOE Commercial R&D 2016 - Table 2-10 | IL TRM - 4.2.3 - CI-FSE-STMC-V05-190101 | 1 | unit | 0.00016401 | Commercial_Other Health_New_Food Preparation_Steamer_Standard
Commercial_Other Health_New_Food Preparation_Natural Gas_Steamer_E2 | Commercial | Other Health | New | Food Preparation | Natural Gas | Steamer | E2 | ENERGY STAR | 43.38% | 0% | 0% | 2.797 | 0 | -0.00047856 | 0 | 8 | 16 | 2019 | 2051 | 100% | 0 | 0 | 0% | Normal | 0% | 0.10865 | 0 | 0 | 1 unit | 30000 | 0 | 0.00016401 | 662.4553 | 15370 | 0 | -2.6298 | 0 | 2012 | 1.1095 | IL TRM - 4.2.3 - CI-FSE-STMC-V05-190101 | ETO Measure Input Sheet - Com - Gas Steamer | ETO Measure Input Sheet - Com - Gas Steamer | 1 | unit | 0.00016401 | Commercial_Other Health_New_Food Preparation_Steamer_ENERGY STAR
Commercial_Other Health_New_Food Preparation_Natural Gas_Steamer_E3 | Commercial | Other Health | New | Food Preparation | Natural Gas | Steamer | E3 |  | 0% | 0% | 0% | 0 | 0 | 0 | 0 | 0 | 0 | 0 | 0 | 0% | 0 | 0 | 0% | Normal | 0% | 0 | 0 | 0 | [17 empty] | Commercial_Other Health_New_Food Preparation_Steamer_
Commercial_Other Health_New_Food Preparation_Natural Gas_Steamer_E4 | Commercial | Other Health | New | Food Preparation | Natural Gas | Steamer | E4 |  | 0% | 0% | 0% | 0 | 0 | 0 | 0 | 0 | 0 | 0 | 0 | 0% | 0 | 0 | 0% | Normal | 0% | 0 | 0 | 0 | [17 empty] | Commercial_Other Health_New_Food Preparation_Steamer_
Commercial_Other Health_New_Food Preparation_Natural Gas_Steamer_E5 | Commercial | Other Health | New | Food Preparation | Natural Gas | Steamer | E5 |  | 0% | 0% | 0% | 0 | 0 | 0 | 0 | 0 | 0 | 0 | 0 | 0% | 0 | 0 | 0% | Normal | 0% | 0 | 0 | 0 | [17 empty] | Commercial_Other Health_New_Food Preparation_Steamer_
Commercial_Other Health_New_Food Preparation_Natural Gas_Steamer_E6 | Commercial | Other Health | New | Food Preparation | Natural Gas | Steamer | E6 |  | 0% | 0% | 0% | 0 | 0 | 0 | 0 | 0 | 0 | 0 | 0 | 0% | 0 | 0 | 0% | Normal | 0% | 0 | 0 | 0 | [17 empty] | Commercial_Other Health_New_Food Preparation_Steamer_
Commercial_Other Health_New_Food Preparation_Natural Gas_Steamer_E7 | Commercial | Other Health | New | Food Preparation | Natural Gas | Steamer | E7 |  | 0% | 0% | 0% | 0 | 0 | 0 | 0 | 0 | 0 | 0 | 0 | 0% | 0 | 0 | 0% | Normal | 0% | 0 | 0 | 0 | [17 empty] | Commercial_Other Health_New_Food Preparation_Steamer_
Commercial_Other Health_New_Food Preparation_Natural Gas_Steamer_E8 | Commercial | Other Health | New | Food Preparation | Natural Gas | Steamer | E8 |  | 0% | 0% | 0% | 0 | 0 | 0 | 0 | 0 | 0 | 0 | 0 | 0% | 0 | 0 | 0% | Normal | 0% | 0 | 0 | 0 | [17 empty] | Commercial_Other Health_New_Food Preparation_Steamer_
Commercial_Other Health_New_Food Preparation_Natural Gas_Steamer_E9 | Commercial | Other Health | New | Food Preparation | Natural Gas | Steamer | E9 |  | 0% | 0% | 0% | 0 | 0 | 0 | 0 | 0 | 0 | 0 | 0 | 0% | 0 | 0 | 0% | Normal | 0% | 0 | 0 | 0 | [17 empty] | Commercial_Other Health_New_Food Preparation_Steamer_
Commercial_Other Health_New_Food Preparation_Natural Gas_Steamer_E10 | Commercial | Other Health | New | Food Preparation | Natural Gas | Steamer | E10 |  | 0% | 0% | 0% | 0 | 0 | 0 | 0 | 0 | 0 | 0 | 0 | 0% | 0 | 0 | 0% | Normal | 0% | 0 | 0 | 0 | [17 empty] | Commercial_Other Health_New_Food Preparation_Steamer_
Commercial_Other Health_New_Food Preparation_Natural Gas_Food Prep Other_E1 | Commercial | Other Health | New | Food Preparation | Natural Gas | Food Prep Other | E1 | Standard | 100% | 0% | 0% | 0.036198 | 0 | 0 | 0 | 8 | 12 | 2019 | 2051 | 100% | 0 | 0 | 0% | Normal | 0% | 0.044865 | 0 | 0 | 1 unit | 30000 | 0 | 3.1524e-05 | 1423.18 | 1000 | 0 | 0 | 0 | 2010 | 1.1483 | Default | Default | Default | 1 | unit | 3.1524e-05 | Commercial_Other Health_New_Food Preparation_Food Prep Other_Standard
Commercial_Other Health_New_Food Preparation_Natural Gas_Food Prep Other_E2 | Commercial | Other Health | New | Food Preparation | Natural Gas | Food Prep Other | E2 | ENERGY STAR | 100% | 0% | 0% | 0.036235 | 0 | 0 | 0 | 8 | 12 | 2019 | 2051 | 100% | 0 | 0 | 0% | Normal | 0% | 0.044865 | 0 | 0 | 1 unit | 30000 | 0 | 3.1524e-05 | 1423.18 | 1001 | 0 | 0 | 0 | 2010 | 1.1483 | N/A | N/A | N/A | 1 | unit | 3.1524e-05 | Commercial_Other Health_New_Food Preparation_Food Prep Other_ENERGY STAR
Commercial_Other Health_New_Food Preparation_Natural Gas_Food Prep Other_E3 | Commercial | Other Health | New | Food Preparation | Natural Gas | Food Prep Other | E3 |  | 0% | 0% | 0% | 0 | 0 | 0 | 0 | 0 | 0 | 0 | 0 | 0% | 0 | 0 | 0% | Normal | 0% | 0 | 0 | 0 | [17 empty] | Commercial_Other Health_New_Food Preparation_Food Prep Other_
Commercial_Other Health_New_Food Preparation_Natural Gas_Food Prep Other_E4 | Commercial | Other Health | New | Food Preparation | Natural Gas | Food Prep Other | E4 |  | 0% | 0% | 0% | 0 | 0 | 0 | 0 | 0 | 0 | 0 | 0 | 0% | 0 | 0 | 0% | Normal | 0% | 0 | 0 | 0 | [17 empty] | Commercial_Other Health_New_Food Preparation_Food Prep Other_
Commercial_Other Health_New_Food Preparation_Natural Gas_Food Prep Other_E5 | Commercial | Other Health | New | Food Preparation | Natural Gas | Food Prep Other | E5 |  | 0% | 0% | 0% | 0 | 0 | 0 | 0 | 0 | 0 | 0 | 0 | 0% | 0 | 0 | 0% | Normal | 0% | 0 | 0 | 0 | [17 empty] | Commercial_Other Health_New_Food Preparation_Food Prep Other_
Commercial_Other Health_New_Food Preparation_Natural Gas_Food Prep Other_E6 | Commercial | Other Health | New | Food Preparation | Natural Gas | Food Prep Other | E6 |  | 0% | 0% | 0% | 0 | 0 | 0 | 0 | 0 | 0 | 0 | 0 | 0% | 0 | 0 | 0% | Normal | 0% | 0 | 0 | 0 | [17 empty] | Commercial_Other Health_New_Food Preparation_Food Prep Other_
Commercial_Other Health_New_Food Preparation_Natural Gas_Food Prep Other_E7 | Commercial | Other Health | New | Food Preparation | Natural Gas | Food Prep Other | E7 |  | 0% | 0% | 0% | 0 | 0 | 0 | 0 | 0 | 0 | 0 | 0 | 0% | 0 | 0 | 0% | Normal | 0% | 0 | 0 | 0 | [17 empty] | Commercial_Other Health_New_Food Preparation_Food Prep Other_
Commercial_Other Health_New_Food Preparation_Natural Gas_Food Prep Other_E8 | Commercial | Other Health | New | Food Preparation | Natural Gas | Food Prep Other | E8 |  | 0% | 0% | 0% | 0 | 0 | 0 | 0 | 0 | 0 | 0 | 0 | 0% | 0 | 0 | 0% | Normal | 0% | 0 | 0 | 0 | [17 empty] | Commercial_Other Health_New_Food Preparation_Food Prep Other_
Commercial_Other Health_New_Food Preparation_Natural Gas_Food Prep Other_E9 | Commercial | Other Health | New | Food Preparation | Natural Gas | Food Prep Other | E9 |  | 0% | 0% | 0% | 0 | 0 | 0 | 0 | 0 | 0 | 0 | 0 | 0% | 0 | 0 | 0% | Normal | 0% | 0 | 0 | 0 | [17 empty] | Commercial_Other Health_New_Food Preparation_Food Prep Other_
Commercial_Other Health_New_Food Preparation_Natural Gas_Food Prep Other_E10 | Commercial | Other Health | New | Food Preparation | Natural Gas | Food Prep Other | E10 |  | 0% | 0% | 0% | 0 | 0 | 0 | 0 | 0 | 0 | 0 | 0 | 0% | 0 | 0 | 0% | Normal | 0% | 0 | 0 | 0 | [17 empty] | Commercial_Other Health_New_Food Preparation_Food Prep Other_
Commercial_Other Health_New_Miscellaneous_Natural Gas_Pool Heater_E1 | Commercial | Other Health | New | Miscellaneous | Natural Gas | Pool Heater | E1 | Standard (EF .78) | 100% | 0% | 0% | 0.013077 | 0 | 0 | 0 | 4 | 8 | 2019 | 2051 | 100% | 0 | 0 | 0% | Normal | 0% | 0.010152 | 0 | 0 | 1 unit | 30000 | 0 | 6.7772e-07 | 14980 | 18052 | 0 | 0 | 0 | 2014 | 1.0689 | DOE Commercial R&D 2016 - Table 7-6 | DOE Commercial R&D 2016 - Table 7-7 | DOE Commercial R&D 2016 - Table 7-8 | 1 | unit | 6.7772e-07 | Commercial_Other Health_New_Miscellaneous_Pool Heater_Standard (EF .78)
Commercial_Other Health_New_Miscellaneous_Natural Gas_Pool Heater_E2 | Commercial | Other Health | New | Miscellaneous | Natural Gas | Pool Heater | E2 | Condensing (EF .90) | 85% | 0% | 0% | 0.021412 | 0 | 0 | 0 | 4 | 8 | 2019 | 2051 | 100% | 0 | 0 | 0% | Normal | 0% | 0.0086294 | 0 | 0 | 1 unit | 30000 | 0 | 6.7772e-07 | 12733 | 29558 | 0 | 0 | 0 | 2014 | 1.0689 | DOE Commercial R&D 2016 - Table 7-6 | DOE Commercial R&D 2016 - Table 7-7 | DOE Commercial R&D 2016 - Table 7-9 | 1 | unit | 6.7772e-07 | Commercial_Other Health_New_Miscellaneous_Pool Heater_Condensing (EF .90)
Commercial_Other Health_New_Miscellaneous_Natural Gas_Pool Heater_E3 | Commercial | Other Health | New | Miscellaneous | Natural Gas | Pool Heater | E3 |  | 0% | 0% | 0% | 0 | 0 | 0 | 0 | 0 | 0 | 0 | 0 | 0% | 0 | 0 | 0% | Normal | 0% | 0 | 0 | 0 | [17 empty] | Commercial_Other Health_New_Miscellaneous_Pool Heater_
Commercial_Other Health_New_Miscellaneous_Natural Gas_Pool Heater_E4 | Commercial | Other Health | New | Miscellaneous | Natural Gas | Pool Heater | E4 |  | 0% | 0% | 0% | 0 | 0 | 0 | 0 | 0 | 0 | 0 | 0 | 0% | 0 | 0 | 0% | Normal | 0% | 0 | 0 | 0 | [17 empty] | Commercial_Other Health_New_Miscellaneous_Pool Heater_
Commercial_Other Health_New_Miscellaneous_Natural Gas_Pool Heater_E5 | Commercial | Other Health | New | Miscellaneous | Natural Gas | Pool Heater | E5 |  | 0% | 0% | 0% | 0 | 0 | 0 | 0 | 0 | 0 | 0 | 0 | 0% | 0 | 0 | 0% | Normal | 0% | 0 | 0 | 0 | [17 empty] | Commercial_Other Health_New_Miscellaneous_Pool Heater_
Commercial_Other Health_New_Miscellaneous_Natural Gas_Pool Heater_E6 | Commercial | Other Health | New | Miscellaneous | Natural Gas | Pool Heater | E6 |  | 0% | 0% | 0% | 0 | 0 | 0 | 0 | 0 | 0 | 0 | 0 | 0% | 0 | 0 | 0% | Normal | 0% | 0 | 0 | 0 | [17 empty] | Commercial_Other Health_New_Miscellaneous_Pool Heater_
Commercial_Other Health_New_Miscellaneous_Natural Gas_Pool Heater_E7 | Commercial | Other Health | New | Miscellaneous | Natural Gas | Pool Heater | E7 |  | 0% | 0% | 0% | 0 | 0 | 0 | 0 | 0 | 0 | 0 | 0 | 0% | 0 | 0 | 0% | Normal | 0% | 0 | 0 | 0 | [17 empty] | Commercial_Other Health_New_Miscellaneous_Pool Heater_
Commercial_Other Health_New_Miscellaneous_Natural Gas_Pool Heater_E8 | Commercial | Other Health | New | Miscellaneous | Natural Gas | Pool Heater | E8 |  | 0% | 0% | 0% | 0 | 0 | 0 | 0 | 0 | 0 | 0 | 0 | 0% | 0 | 0 | 0% | Normal | 0% | 0 | 0 | 0 | [17 empty] | Commercial_Other Health_New_Miscellaneous_Pool Heater_
Commercial_Other Health_New_Miscellaneous_Natural Gas_Pool Heater_E9 | Commercial | Other Health | New | Miscellaneous | Natural Gas | Pool Heater | E9 |  | 0% | 0% | 0% | 0 | 0 | 0 | 0 | 0 | 0 | 0 | 0 | 0% | 0 | 0 | 0% | Normal | 0% | 0 | 0 | 0 | [17 empty] | Commercial_Other Health_New_Miscellaneous_Pool Heater_
Commercial_Other Health_New_Miscellaneous_Natural Gas_Pool Heater_E10 | Commercial | Other Health | New | Miscellaneous | Natural Gas | Pool Heater | E10 |  | 0% | 0% | 0% | 0 | 0 | 0 | 0 | 0 | 0 | 0 | 0 | 0% | 0 | 0 | 0% | Normal | 0% | 0 | 0 | 0 | [17 empty] | Commercial_Other Health_New_Miscellaneous_Pool Heater_
Commercial_Other Health_New_Miscellaneous_Natural Gas_Miscellaneous_E1 | Commercial | Other Health | New | Miscellaneous | Natural Gas | Miscellaneous | E1 | Miscellaneous | 100% | 0% | 0% | 1.0386 | 0 | 0 | 0 | 2 | 8 | 2019 | 2051 | 100% | 0 | 0 | 0% | Normal | 0% | 0.0078991 | 0 | 0 | 1 unit | 30000 | 0 | 1 | 1 | 1 | 0 | 0 | 0 | 2016 | 1.0386 | N/A | N/A | N/A | 1 | unit | 1 | Commercial_Other Health_New_Miscellaneous_Miscellaneous_Miscellaneous
Commercial_Other Health_New_Miscellaneous_Natural Gas_Miscellaneous_E2 | Commercial | Other Health | New | Miscellaneous | Natural Gas | Miscellaneous | E2 |  | 0% | 0% | 0% | 0 | 0 | 0 | 0 | 0 | 0 | 0 | 0 | 0% | 0 | 0 | 0% | Normal | 0% | 0 | 0 | 0 | [17 empty] | Commercial_Other Health_New_Miscellaneous_Miscellaneous_
Commercial_Other Health_New_Miscellaneous_Natural Gas_Miscellaneous_E3 | Commercial | Other Health | New | Miscellaneous | Natural Gas | Miscellaneous | E3 |  | 0% | 0% | 0% | 0 | 0 | 0 | 0 | 0 | 0 | 0 | 0 | 0% | 0 | 0 | 0% | Normal | 0% | 0 | 0 | 0 | [17 empty] | Commercial_Other Health_New_Miscellaneous_Miscellaneous_
Commercial_Other Health_New_Miscellaneous_Natural Gas_Miscellaneous_E4 | Commercial | Other Health | New | Miscellaneous | Natural Gas | Miscellaneous | E4 |  | 0% | 0% | 0% | 0 | 0 | 0 | 0 | 0 | 0 | 0 | 0 | 0% | 0 | 0 | 0% | Normal | 0% | 0 | 0 | 0 | [17 empty] | Commercial_Other Health_New_Miscellaneous_Miscellaneous_
Commercial_Other Health_New_Miscellaneous_Natural Gas_Miscellaneous_E5 | Commercial | Other Health | New | Miscellaneous | Natural Gas | Miscellaneous | E5 |  | 0% | 0% | 0% | 0 | 0 | 0 | 0 | 0 | 0 | 0 | 0 | 0% | 0 | 0 | 0% | Normal | 0% | 0 | 0 | 0 | [17 empty] | Commercial_Other Health_New_Miscellaneous_Miscellaneous_
Commercial_Other Health_New_Miscellaneous_Natural Gas_Miscellaneous_E6 | Commercial | Other Health | New | Miscellaneous | Natural Gas | Miscellaneous | E6 |  | 0% | 0% | 0% | 0 | 0 | 0 | 0 | 0 | 0 | 0 | 0 | 0% | 0 | 0 | 0% | Normal | 0% | 0 | 0 | 0 | [17 empty] | Commercial_Other Health_New_Miscellaneous_Miscellaneous_
Commercial_Other Health_New_Miscellaneous_Natural Gas_Miscellaneous_E7 | Commercial | Other Health | New | Miscellaneous | Natural Gas | Miscellaneous | E7 |  | 0% | 0% | 0% | 0 | 0 | 0 | 0 | 0 | 0 | 0 | 0 | 0% | 0 | 0 | 0% | Normal | 0% | 0 | 0 | 0 | [17 empty] | Commercial_Other Health_New_Miscellaneous_Miscellaneous_
Commercial_Other Health_New_Miscellaneous_Natural Gas_Miscellaneous_E8 | Commercial | Other Health | New | Miscellaneous | Natural Gas | Miscellaneous | E8 |  | 0% | 0% | 0% | 0 | 0 | 0 | 0 | 0 | 0 | 0 | 0 | 0% | 0 | 0 | 0% | Normal | 0% | 0 | 0 | 0 | [17 empty] | Commercial_Other Health_New_Miscellaneous_Miscellaneous_
Commercial_Other Health_New_Miscellaneous_Natural Gas_Miscellaneous_E9 | Commercial | Other Health | New | Miscellaneous | Natural Gas | Miscellaneous | E9 |  | 0% | 0% | 0% | 0 | 0 | 0 | 0 | 0 | 0 | 0 | 0 | 0% | 0 | 0 | 0% | Normal | 0% | 0 | 0 | 0 | [17 empty] | Commercial_Other Health_New_Miscellaneous_Miscellaneous_
Commercial_Other Health_New_Miscellaneous_Natural Gas_Miscellaneous_E10 | Commercial | Other Health | New | Miscellaneous | Natural Gas | Miscellaneous | E10 |  | 0% | 0% | 0% | 0 | 0 | 0 | 0 | 0 | 0 | 0 | 0 | 0% | 0 | 0 | 0% | Normal | 0% | 0 | 0 | 0 | [17 empty] | Commercial_Other Health_New_Miscellaneous_Miscellaneous_
Commercial_Lodging_Existing_Space Heating_Natural Gas_Furnace_E1 | Commercial | Lodging | Existing | Space Heating | Natural Gas | Furnace | E1 | AFUE 80% (Standard) | 100% | 0% | 0% | 0.088193 | 0.092392 | 0.014279 | 0 | 17 | 29 | 2019 | 2051 | 80% | 0 | 0 | 0% | Normal | 0% | 0.46622 | 0 | 0 | 400 kBtu/hr | 55000 | 0 | 8.2759e-05 | 14.0837 | 1050 | 1100 | 170 | 0 | 2018 | 1.0149 | EIA 2018 Tech Forecast | EIA 2018 Tech Forecast | AEG BEST | 400 | kBtu/hr | 0.033103 | Commercial_Lodging_Existing_Space Heating_Furnace_AFUE 80% (Standard)
Commercial_Lodging_Existing_Space Heating_Natural Gas_Furnace_E2 | Commercial | Lodging | Existing | Space Heating | Natural Gas | Furnace | E2 | AFUE 90% | 88.89% | 0% | 0% | 0.14699 | 0.10919 | 0.014699 | 0 | 17 | 29 | 2019 | 2051 | 80% | 0 | 0 | 0% | Normal | 0% | 0.41443 | 0 | 0 | 400 kBtu/hr | 55000 | 0 | 8.2759e-05 | 12.5191 | 1750 | 1300 | 175 | 0 | 2018 | 1.0149 | EIA 2018 Tech Forecast | EIA 2018 Tech Forecast | AEG BEST | 400 | kBtu/hr | 0.033103 | Commercial_Lodging_Existing_Space Heating_Furnace_AFUE 90%
Commercial_Lodging_Existing_Space Heating_Natural Gas_Furnace_E3 | Commercial | Lodging | Existing | Space Heating | Natural Gas | Furnace | E3 | AFUE 96% | 83.33% | 0% | 0% | 0.20578 | 0.12599 | 0.015119 | 0 | 17 | 29 | 2019 | 2051 | 80% | 0 | 0 | 0% | Normal | 0% | 0.38851 | 0 | 0 | 400 kBtu/hr | 55000 | 0 | 8.2759e-05 | 11.7364 | 2450 | 1500 | 180 | 0 | 2018 | 1.0149 | EIA 2018 Tech Forecast | EIA 2018 Tech Forecast | AEG BEST | 400 | kBtu/hr | 0.033103 | Commercial_Lodging_Existing_Space Heating_Furnace_AFUE 96%
Commercial_Lodging_Existing_Space Heating_Natural Gas_Furnace_E4 | Commercial | Lodging | Existing | Space Heating | Natural Gas | Furnace | E4 | Convert to NG Air Source Heat Pump | 61.54% | 0% | 0% | 6.7325 | 0.092392 | 0.12649 | 0 | 10 | 20 | 2019 | 2051 | 100% | 0 | 0 | 0% | Normal | 0% | 0.2869 | 0 | 0 | 400 kBtu/hr | 55000 | 0 | 8.2759e-05 | 8.6669 | 79158.3766 | 1086.3161 | 1487.218 | 0 | 2017 | 1.0277 | AEO 2021 - gas_eng-driven_RTHP-heat 2017 typical | AEO 2021 - gas_eng-driven_RTHP-heat 2017 typical | HP_GAS-Heating-AEO17-1 | 400 | kBtu/hr | 0.033103 | Commercial_Lodging_Existing_Space Heating_Furnace_Convert to NG Air Source Heat Pump
Commercial_Lodging_Existing_Space Heating_Natural Gas_Furnace_E5 | Commercial | Lodging | Existing | Space Heating | Natural Gas | Furnace | E5 |  | 0% | 0% | 0% | 0 | 0 | 0 | 0 | 0 | 0 | 0 | 0 | 0% | 0 | 0 | 0% | Normal | 0% | 0 | 0 | 0 | [17 empty] | Commercial_Lodging_Existing_Space Heating_Furnace_
Commercial_Lodging_Existing_Space Heating_Natural Gas_Furnace_E6 | Commercial | Lodging | Existing | Space Heating | Natural Gas | Furnace | E6 |  | 0% | 0% | 0% | 0 | 0 | 0 | 0 | 0 | 0 | 0 | 0 | 0% | 0 | 0 | 0% | Normal | 0% | 0 | 0 | 0 | [17 empty] | Commercial_Lodging_Existing_Space Heating_Furnace_
Commercial_Lodging_Existing_Space Heating_Natural Gas_Furnace_E7 | Commercial | Lodging | Existing | Space Heating | Natural Gas | Furnace | E7 |  | 0% | 0% | 0% | 0 | 0 | 0 | 0 | 0 | 0 | 0 | 0 | 0% | 0 | 0 | 0% | Normal | 0% | 0 | 0 | 0 | [17 empty] | Commercial_Lodging_Existing_Space Heating_Furnace_
Commercial_Lodging_Existing_Space Heating_Natural Gas_Furnace_E8 | Commercial | Lodging | Existing | Space Heating | Natural Gas | Furnace | E8 |  | 0% | 0% | 0% | 0 | 0 | 0 | 0 | 0 | 0 | 0 | 0 | 0% | 0 | 0 | 0% | Normal | 0% | 0 | 0 | 0 | [17 empty] | Commercial_Lodging_Existing_Space Heating_Furnace_
Commercial_Lodging_Existing_Space Heating_Natural Gas_Furnace_E9 | Commercial | Lodging | Existing | Space Heating | Natural Gas | Furnace | E9 |  | 0% | 0% | 0% | 0 | 0 | 0 | 0 | 0 | 0 | 0 | 0 | 0% | 0 | 0 | 0% | Normal | 0% | 0 | 0 | 0 | [17 empty] | Commercial_Lodging_Existing_Space Heating_Furnace_
Commercial_Lodging_Existing_Space Heating_Natural Gas_Furnace_E10 | Commercial | Lodging | Existing | Space Heating | Natural Gas | Furnace | E10 |  | 0% | 0% | 0% | 0 | 0 | 0 | 0 | 0 | 0 | 0 | 0 | 0% | 0 | 0 | 0% | Normal | 0% | 0 | 0 | 0 | [17 empty] | Commercial_Lodging_Existing_Space Heating_Furnace_
Commercial_Lodging_Existing_Space Heating_Natural Gas_Boiler_E1 | Commercial | Lodging | Existing | Space Heating | Natural Gas | Boiler | E1 | AFUE 80% (Standard) | 100% | 0% | 0% | 0.69714 | 0.38637 | 0.075594 | 0 | 20 | 30 | 2019 | 2051 | 100% | 0 | 0 | 0% | Normal | 0% | 1.1711 | 0 | 0 | 800 kBtu/hr | 55000 | 0 | 4.1379e-05 | 32.4243 | 16600 | 9200 | 1800 | 0 | 2018 | 1.0149 | EIA 2018 Tech Forecast | EIA 2018 Tech Forecast | GBLR-Heating-EIA14-2014 Ref. Case-2 | 800 | kBtu/hr | 0.033103 | Commercial_Lodging_Existing_Space Heating_Boiler_AFUE 80% (Standard)
Commercial_Lodging_Existing_Space Heating_Natural Gas_Boiler_E2 | Commercial | Lodging | Existing | Space Heating | Natural Gas | Boiler | E2 | AFUE 85% | 94.12% | 0% | 0% | 0.95332 | 0.40947 | 0.075594 | 0 | 20 | 30 | 2019 | 2051 | 100% | 0 | 0 | 0% | Normal | 0% | 1.1022 | 0 | 0 | 800 kBtu/hr | 55000 | 0 | 4.1379e-05 | 30.517 | 22700 | 9750 | 1800 | 0 | 2018 | 1.0149 | EIA 2018 Tech Forecast | EIA 2018 Tech Forecast | GBLR-Heating-EIA14-2014 Ref. Case-5 | 800 | kBtu/hr | 0.033103 | Commercial_Lodging_Existing_Space Heating_Boiler_AFUE 85%
Commercial_Lodging_Existing_Space Heating_Natural Gas_Boiler_E3 | Commercial | Lodging | Existing | Space Heating | Natural Gas | Boiler | E3 | AFUE 97% | 82.47% | 0% | 0% | 1.5431 | 0.38062 | 0.075594 | 0 | 20 | 30 | 2019 | 2051 | 100% | 0 | 0 | 0% | Normal | 0% | 0.96585 | 0 | 0 | 800 kBtu/hr | 55000 | 0 | 4.1379e-05 | 26.7417 | 36742.4242 | 9063.1313 | 1800 | 0 | 2018 | 1.0149 | EIA 2018 Tech Forecast | EIA 2018 Tech Forecast | GBLR-Heating-EIA14-2014 Ref. Case-6 | 800 | kBtu/hr | 0.033103 | Commercial_Lodging_Existing_Space Heating_Boiler_AFUE 97%
Commercial_Lodging_Existing_Space Heating_Natural Gas_Boiler_E4 | Commercial | Lodging | Existing | Space Heating | Natural Gas | Boiler | E4 | Convert to NG Air Source Heat Pump | 61.54% | 0% | 0% | 6.7325 | 0.38637 | 0.12649 | 0 | 10 | 20 | 2019 | 2051 | 100% | 0 | 0 | 0% | Normal | 0% | 0.72067 | 0 | 0 | 800 kBtu/hr | 55000 | 0 | 4.1379e-05 | 19.9534 | 158316.7533 | 9085.5528 | 2974.436 | 0 | 2017 | 1.0277 | AEO 2021 - gas_eng-driven_RTHP-heat 2017 typical | AEO 2021 - gas_eng-driven_RTHP-heat 2017 typical | HP_GAS-Heating-AEO17-1 | 800 | kBtu/hr | 0.033103 | Commercial_Lodging_Existing_Space Heating_Boiler_Convert to NG Air Source Heat Pump
Commercial_Lodging_Existing_Space Heating_Natural Gas_Boiler_E5 | Commercial | Lodging | Existing | Space Heating | Natural Gas | Boiler | E5 |  | 0% | 0% | 0% | 0 | 0 | 0 | 0 | 0 | 0 | 0 | 0 | 0% | 0 | 0 | 0% | Normal | 0% | 0 | 0 | 0 | [17 empty] | Commercial_Lodging_Existing_Space Heating_Boiler_
Commercial_Lodging_Existing_Space Heating_Natural Gas_Boiler_E6 | Commercial | Lodging | Existing | Space Heating | Natural Gas | Boiler | E6 |  | 0% | 0% | 0% | 0 | 0 | 0 | 0 | 0 | 0 | 0 | 0 | 0% | 0 | 0 | 0% | Normal | 0% | 0 | 0 | 0 | [17 empty] | Commercial_Lodging_Existing_Space Heating_Boiler_
Commercial_Lodging_Existing_Space Heating_Natural Gas_Boiler_E7 | Commercial | Lodging | Existing | Space Heating | Natural Gas | Boiler | E7 |  | 0% | 0% | 0% | 0 | 0 | 0 | 0 | 0 | 0 | 0 | 0 | 0% | 0 | 0 | 0% | Normal | 0% | 0 | 0 | 0 | [17 empty] | Commercial_Lodging_Existing_Space Heating_Boiler_
Commercial_Lodging_Existing_Space Heating_Natural Gas_Boiler_E8 | Commercial | Lodging | Existing | Space Heating | Natural Gas | Boiler | E8 |  | 0% | 0% | 0% | 0 | 0 | 0 | 0 | 0 | 0 | 0 | 0 | 0% | 0 | 0 | 0% | Normal | 0% | 0 | 0 | 0 | [17 empty] | Commercial_Lodging_Existing_Space Heating_Boiler_
Commercial_Lodging_Existing_Space Heating_Natural Gas_Boiler_E9 | Commercial | Lodging | Existing | Space Heating | Natural Gas | Boiler | E9 |  | 0% | 0% | 0% | 0 | 0 | 0 | 0 | 0 | 0 | 0 | 0 | 0% | 0 | 0 | 0% | Normal | 0% | 0 | 0 | 0 | [17 empty] | Commercial_Lodging_Existing_Space Heating_Boiler_
Commercial_Lodging_Existing_Space Heating_Natural Gas_Boiler_E10 | Commercial | Lodging | Existing | Space Heating | Natural Gas | Boiler | E10 |  | 0% | 0% | 0% | 0 | 0 | 0 | 0 | 0 | 0 | 0 | 0 | 0% | 0 | 0 | 0% | Normal | 0% | 0 | 0 | 0 | [17 empty] | Commercial_Lodging_Existing_Space Heating_Boiler_
Commercial_Lodging_Existing_Space Heating_Natural Gas_Unit Heater_E1 | Commercial | Lodging | Existing | Space Heating | Natural Gas | Unit Heater | E1 | Standard | 100% | 0% | 0% | 0.19703 | 0 | 0 | 0 | 10 | 14 | 2019 | 2051 | 100% | 0 | 0 | 0% | Normal | 0% | 0.26641 | 0 | 0 | 125 kBtu/Hr | 55000 | 0 | 9.1529e-07 | 2328.572 | 1753.7127 | 0 | 0 | 0 | 2020 | 0.98199 | IL TRM - 4.4.12 - CI-HVC-IRHT-V02-210101 | AEG Market Research | IL TRM - 4.4.12 - CI-HVC-IRHT-V02-210101 w/ CNGC Sizing | 125 | kBtu/Hr | 0.00011441 | Commercial_Lodging_Existing_Space Heating_Unit Heater_Standard
Commercial_Lodging_Existing_Space Heating_Natural Gas_Unit Heater_E2 | Commercial | Lodging | Existing | Space Heating | Natural Gas | Unit Heater | E2 | Condensing | 95.24% | 0% | 0% | 0.31545 | 0 | 0 | 0 | 10 | 14 | 2019 | 2051 | 100% | 0 | 0 | 0% | Normal | 0% | 0.25373 | 0 | 0 | 125 kBtu/Hr | 55000 | 0 | 9.1529e-07 | 2217.7386 | 2807.7404 | 0 | 0 | 0 | 2020 | 0.98199 | IL TRM - 4.4.5 - CI-HVC-CUHT-V01-190101 | ETO Measure Input Sheet - Com - Condensing Unit Heater GAS SPHT | IL TRM - 4.4.5 - CI-HVC-CUHT-V01-190101 w/ CNGC Sizing | 125 | kBtu/Hr | 0.00011441 | Commercial_Lodging_Existing_Space Heating_Unit Heater_Condensing
Commercial_Lodging_Existing_Space Heating_Natural Gas_Unit Heater_E3 | Commercial | Lodging | Existing | Space Heating | Natural Gas | Unit Heater | E3 | Infrared Radiant | 85% | 0% | 0% | 0.27489 | 0 | 0 | 0 | 11 | 19 | 2019 | 2051 | 100% | 0 | 0 | 0% | Normal | 0% | 0.22645 | 0 | 0 | 125 kBtu/Hr | 55000 | 0 | 9.1529e-07 | 1979.2862 | 2446.6992 | 0 | 0 | 0 | 2020 | 0.98199 | IL TRM - 4.4.12 - CI-HVC-IRHT-V02-210101 | AEG Market Research | IL TRM - 4.4.12 - CI-HVC-IRHT-V02-210101 w/ CNGC Sizing | 125 | kBtu/Hr | 0.00011441 | Commercial_Lodging_Existing_Space Heating_Unit Heater_Infrared Radiant
Commercial_Lodging_Existing_Space Heating_Natural Gas_Unit Heater_E4 | Commercial | Lodging | Existing | Space Heating | Natural Gas | Unit Heater | E4 |  | 0% | 0% | 0% | 0 | 0 | 0 | 0 | 0 | 0 | 0 | 0 | 0% | 0 | 0 | 0% | Normal | 0% | 0 | 0 | 0 | [17 empty] | Commercial_Lodging_Existing_Space Heating_Unit Heater_
Commercial_Lodging_Existing_Space Heating_Natural Gas_Unit Heater_E5 | Commercial | Lodging | Existing | Space Heating | Natural Gas | Unit Heater | E5 |  | 0% | 0% | 0% | 0 | 0 | 0 | 0 | 0 | 0 | 0 | 0 | 0% | 0 | 0 | 0% | Normal | 0% | 0 | 0 | 0 | [17 empty] | Commercial_Lodging_Existing_Space Heating_Unit Heater_
Commercial_Lodging_Existing_Space Heating_Natural Gas_Unit Heater_E6 | Commercial | Lodging | Existing | Space Heating | Natural Gas | Unit Heater | E6 |  | 0% | 0% | 0% | 0 | 0 | 0 | 0 | 0 | 0 | 0 | 0 | 0% | 0 | 0 | 0% | Normal | 0% | 0 | 0 | 0 | [17 empty] | Commercial_Lodging_Existing_Space Heating_Unit Heater_
Commercial_Lodging_Existing_Space Heating_Natural Gas_Unit Heater_E7 | Commercial | Lodging | Existing | Space Heating | Natural Gas | Unit Heater | E7 |  | 0% | 0% | 0% | 0 | 0 | 0 | 0 | 0 | 0 | 0 | 0 | 0% | 0 | 0 | 0% | Normal | 0% | 0 | 0 | 0 | [17 empty] | Commercial_Lodging_Existing_Space Heating_Unit Heater_
Commercial_Lodging_Existing_Space Heating_Natural Gas_Unit Heater_E8 | Commercial | Lodging | Existing | Space Heating | Natural Gas | Unit Heater | E8 |  | 0% | 0% | 0% | 0 | 0 | 0 | 0 | 0 | 0 | 0 | 0 | 0% | 0 | 0 | 0% | Normal | 0% | 0 | 0 | 0 | [17 empty] | Commercial_Lodging_Existing_Space Heating_Unit Heater_
Commercial_Lodging_Existing_Space Heating_Natural Gas_Unit Heater_E9 | Commercial | Lodging | Existing | Space Heating | Natural Gas | Unit Heater | E9 |  | 0% | 0% | 0% | 0 | 0 | 0 | 0 | 0 | 0 | 0 | 0 | 0% | 0 | 0 | 0% | Normal | 0% | 0 | 0 | 0 | [17 empty] | Commercial_Lodging_Existing_Space Heating_Unit Heater_
Commercial_Lodging_Existing_Space Heating_Natural Gas_Unit Heater_E10 | Commercial | Lodging | Existing | Space Heating | Natural Gas | Unit Heater | E10 |  | 0% | 0% | 0% | 0 | 0 | 0 | 0 | 0 | 0 | 0 | 0 | 0% | 0 | 0 | 0% | Normal | 0% | 0 | 0 | 0 | [17 empty] | Commercial_Lodging_Existing_Space Heating_Unit Heater_
Commercial_Lodging_Existing_Water Heating_Natural Gas_Water Heater_E1 | Commercial | Lodging | Existing | Water Heating | Natural Gas | Water Heater | E1 | TE 80% | 100% | 0% | 0% | 0.87295 | 0 | 0.055933 | 0 | 8 | 12 | 2019 | 2051 | 100% | 0 | 0 | 0% | Normal | 0% | 0.7063 | 0 | 0 | 1 kBtu/hr | 55000 | 0 | 0.032396 | 21.533 | 26.22 | 0 | 1.68 | 0 | 2017 | 1.0277 | AEO 2021 - gas_water_heater 2017 standard | AEO 2021 - gas_water_heater 2017 standard | DHW_WH-Water Heating-PG&E-R7-14 | 1 | kBtu/hr | 0.032396 | Commercial_Lodging_Existing_Water Heating_Water Heater_TE 80%
Commercial_Lodging_Existing_Water Heating_Natural Gas_Water Heater_E2 | Commercial | Lodging | Existing | Water Heating | Natural Gas | Water Heater | E2 | TE 81% | 98.77% | 0% | 0% | 0.87262 | 0 | 0.055933 | 0 | 8 | 12 | 2019 | 2051 | 100% | 0 | 0 | 0% | Normal | 0% | 0.69758 | 0 | 0 | 1 kBtu/hr | 55000 | 0 | 0.032396 | 21.2671 | 26.21 | 0 | 1.68 | 0 | 2017 | 1.0277 | AEO 2021 - gas_water_heater 2017 typical | AEO 2021 - gas_water_heater 2017 typical | DHW_WH-Water Heating-PG&E-R7-14 | 1 | kBtu/hr | 0.032396 | Commercial_Lodging_Existing_Water Heating_Water Heater_TE 81%
Commercial_Lodging_Existing_Water Heating_Natural Gas_Water Heater_E3 | Commercial | Lodging | Existing | Water Heating | Natural Gas | Water Heater | E3 | TE 88% | 90.91% | 0% | 0% | 0.92406 | 0 | 0.052104 | 0 | 8 | 12 | 2019 | 2051 | 100% | 0 | 0 | 0% | Normal | 0% | 0.64209 | 0 | 0 | 1 kBtu/hr | 55000 | 0 | 0.032396 | 19.5754 | 27.755 | 0 | 1.565 | 0 | 2017 | 1.0277 | AEO 2021 - gas_water_heater 2017 ENERGY STAR | AEO 2021 - gas_water_heater 2017 ENERGY STAR | DHW_WH-Water Heating-PG&E-R7-14 | 1 | kBtu/hr | 0.032396 | Commercial_Lodging_Existing_Water Heating_Water Heater_TE 88%
Commercial_Lodging_Existing_Water Heating_Natural Gas_Water Heater_E4 | Commercial | Lodging | Existing | Water Heating | Natural Gas | Water Heater | E4 | TE 94% | 85.11% | 0% | 0% | 0.9755 | 0 | 0.048276 | 0 | 8 | 12 | 2019 | 2051 | 100% | 0 | 0 | 0% | Normal | 0% | 0.60111 | 0 | 0 | 1 kBtu/hr | 55000 | 0 | 0.032396 | 18.3259 | 29.3 | 0 | 1.45 | 0 | 2017 | 1.0277 | AEO 2021 - gas_water_heater 2017 ENERGY STAR | AEO 2021 - gas_water_heater 2017 ENERGY STAR | DHW_WH-Water Heating-PG&E-R7-14 | 1 | kBtu/hr | 0.032396 | Commercial_Lodging_Existing_Water Heating_Water Heater_TE 94%
Commercial_Lodging_Existing_Water Heating_Natural Gas_Water Heater_E5 | Commercial | Lodging | Existing | Water Heating | Natural Gas | Water Heater | E5 | TE 96% | 83.33% | 0% | 0% | 0.99625 | 0 | 0.049303 | 0 | 8 | 12 | 2019 | 2051 | 100% | 0 | 0 | 0% | Normal | 0% | 0.58859 | 0 | 0 | 1 kBtu/hr | 55000 | 0 | 0.032396 | 17.9442 | 29.9234 | 0 | 1.4809 | 0 | 2017 | 1.0277 | AEO 2021 - gas_water_heater 2017 ENERGY STAR | AEO 2021 - gas_water_heater 2017 ENERGY STAR | DHW_WH-Water Heating-PG&E-R7-14 | 1 | kBtu/hr | 0.032396 | Commercial_Lodging_Existing_Water Heating_Water Heater_TE 96%
Commercial_Lodging_Existing_Water Heating_Natural Gas_Water Heater_E6 | Commercial | Lodging | Existing | Water Heating | Natural Gas | Water Heater | E6 | Tankless | 81.63% | 0% | 0% | 1.0775 | 0 | 0.011286 | 0 | 8 | 12 | 2019 | 2051 | 100% | 0 | 0 | 0% | Normal | 0% | 0.57657 | 0 | 0 | 1 kBtu/hr | 55000 | 0 | 0.032396 | 17.5779 | 32.3633 | 0 | 0.33898 | 0 | 2017 | 1.0277 | EIA Ref. Case 2018 - Gas Tankless High Eff. | EIA Ref. Case 2018 - Gas Tankless High Eff. | DHW_WH-Water Heating-NMTRM-2016-7 | 1 | kBtu/hr | 0.032396 | Commercial_Lodging_Existing_Water Heating_Water Heater_Tankless
Commercial_Lodging_Existing_Water Heating_Natural Gas_Water Heater_E7 | Commercial | Lodging | Existing | Water Heating | Natural Gas | Water Heater | E7 | Gas-Fired Absorption HPWH | 75.47% | 0% | 0% | 1.7939 | 0 | 0 | 0 | 10 | 16 | 2019 | 2051 | 100% | 0 | 0 | 0% | Normal | 0% | 0.53306 | 0 | 0 | 1 kBtu/hr | 55000 | 0 | 0.032396 | 16.2513 | 56.3879 | 0 | 0 | 0 | 2020 | 0.98199 | DHW_WH-Water Heating-DOE-2014-2 | NEEA Report #E20-309, Robur Heat Pump Field Trial. March 11, 2020. | Engineering Calculation and NEEA Report #E20-309, Robur Heat Pump Field Trial. March 11, 2020. | 1 | kBtu/hr | 0.032396 | Commercial_Lodging_Existing_Water Heating_Water Heater_Gas-Fired Absorption HPWH
Commercial_Lodging_Existing_Water Heating_Natural Gas_Water Heater_E8 | Commercial | Lodging | Existing | Water Heating | Natural Gas | Water Heater | E8 |  | 0% | 0% | 0% | 0 | 0 | 0 | 0 | 0 | 0 | 0 | 0 | 0% | 0 | 0 | 0% | Normal | 0% | 0 | 0 | 0 | [17 empty] | Commercial_Lodging_Existing_Water Heating_Water Heater_
Commercial_Lodging_Existing_Water Heating_Natural Gas_Water Heater_E9 | Commercial | Lodging | Existing | Water Heating | Natural Gas | Water Heater | E9 |  | 0% | 0% | 0% | 0 | 0 | 0 | 0 | 0 | 0 | 0 | 0 | 0% | 0 | 0 | 0% | Normal | 0% | 0 | 0 | 0 | [17 empty] | Commercial_Lodging_Existing_Water Heating_Water Heater_
Commercial_Lodging_Existing_Water Heating_Natural Gas_Water Heater_E10 | Commercial | Lodging | Existing | Water Heating | Natural Gas | Water Heater | E10 |  | 0% | 0% | 0% | 0 | 0 | 0 | 0 | 0 | 0 | 0 | 0 | 0% | 0 | 0 | 0% | Normal | 0% | 0 | 0 | 0 | [17 empty] | Commercial_Lodging_Existing_Water Heating_Water Heater_
Commercial_Lodging_Existing_Food Preparation_Natural Gas_Oven_E1 | Commercial | Lodging | Existing | Food Preparation | Natural Gas | Oven | E1 | Standard | 100% | 0% | 0% | 0.97164 | 0.020493 | 0 | 0 | 10 | 14 | 2019 | 2051 | 100% | 0 | 0 | 0% | Normal | 0% | 0.10213 | 0 | 0 | 1 unit | 55000 | 0 | 0.00012556 | 813.4143 | 7112 | 150 | 0 | 0 | 2013 | 1.0881 | IL TRM - 4.2.1 - CI-FSE-CBOV-V02-160601 | ETO Measure Input Sheet - Com - Gas Convection Oven | IL TRM - 4.2.1 - CI-FSE-CBOV-V02-160601 | 1 | unit | 0.00012556 | Commercial_Lodging_Existing_Food Preparation_Oven_Standard
Commercial_Lodging_Existing_Food Preparation_Natural Gas_Oven_E2 | Commercial | Lodging | Existing | Food Preparation | Natural Gas | Oven | E2 | ENERGY STAR (>44% Baking Efficiency) | 86.89% | 0% | 0% | 1.0246 | 0.020493 | 0 | 0 | 10 | 14 | 2019 | 2051 | 100% | 0 | 0 | 0% | Normal | 0% | 0.088735 | 0 | 0 | 1 unit | 55000 | 0 | 0.00012556 | 706.739 | 7500 | 150 | 0 | 0 | 2013 | 1.0881 | IL TRM - 4.2.1 - CI-FSE-CBOV-V02-160601 | EIA 2018 Tech Forecast | ETO Measure Input Sheet | 1 | unit | 0.00012556 | Commercial_Lodging_Existing_Food Preparation_Oven_ENERGY STAR (>44% Baking Efficiency)
Commercial_Lodging_Existing_Food Preparation_Natural Gas_Oven_E3 | Commercial | Lodging | Existing | Food Preparation | Natural Gas | Oven | E3 |  | 0% | 0% | 0% | 0 | 0 | 0 | 0 | 0 | 0 | 0 | 0 | 0% | 0 | 0 | 0% | Normal | 0% | 0 | 0 | 0 | [17 empty] | Commercial_Lodging_Existing_Food Preparation_Oven_
Commercial_Lodging_Existing_Food Preparation_Natural Gas_Oven_E4 | Commercial | Lodging | Existing | Food Preparation | Natural Gas | Oven | E4 |  | 0% | 0% | 0% | 0 | 0 | 0 | 0 | 0 | 0 | 0 | 0 | 0% | 0 | 0 | 0% | Normal | 0% | 0 | 0 | 0 | [17 empty] | Commercial_Lodging_Existing_Food Preparation_Oven_
Commercial_Lodging_Existing_Food Preparation_Natural Gas_Oven_E5 | Commercial | Lodging | Existing | Food Preparation | Natural Gas | Oven | E5 |  | 0% | 0% | 0% | 0 | 0 | 0 | 0 | 0 | 0 | 0 | 0 | 0% | 0 | 0 | 0% | Normal | 0% | 0 | 0 | 0 | [17 empty] | Commercial_Lodging_Existing_Food Preparation_Oven_
Commercial_Lodging_Existing_Food Preparation_Natural Gas_Oven_E6 | Commercial | Lodging | Existing | Food Preparation | Natural Gas | Oven | E6 |  | 0% | 0% | 0% | 0 | 0 | 0 | 0 | 0 | 0 | 0 | 0 | 0% | 0 | 0 | 0% | Normal | 0% | 0 | 0 | 0 | [17 empty] | Commercial_Lodging_Existing_Food Preparation_Oven_
Commercial_Lodging_Existing_Food Preparation_Natural Gas_Oven_E7 | Commercial | Lodging | Existing | Food Preparation | Natural Gas | Oven | E7 |  | 0% | 0% | 0% | 0 | 0 | 0 | 0 | 0 | 0 | 0 | 0 | 0% | 0 | 0 | 0% | Normal | 0% | 0 | 0 | 0 | [17 empty] | Commercial_Lodging_Existing_Food Preparation_Oven_
Commercial_Lodging_Existing_Food Preparation_Natural Gas_Oven_E8 | Commercial | Lodging | Existing | Food Preparation | Natural Gas | Oven | E8 |  | 0% | 0% | 0% | 0 | 0 | 0 | 0 | 0 | 0 | 0 | 0 | 0% | 0 | 0 | 0% | Normal | 0% | 0 | 0 | 0 | [17 empty] | Commercial_Lodging_Existing_Food Preparation_Oven_
Commercial_Lodging_Existing_Food Preparation_Natural Gas_Oven_E9 | Commercial | Lodging | Existing | Food Preparation | Natural Gas | Oven | E9 |  | 0% | 0% | 0% | 0 | 0 | 0 | 0 | 0 | 0 | 0 | 0 | 0% | 0 | 0 | 0% | Normal | 0% | 0 | 0 | 0 | [17 empty] | Commercial_Lodging_Existing_Food Preparation_Oven_
Commercial_Lodging_Existing_Food Preparation_Natural Gas_Oven_E10 | Commercial | Lodging | Existing | Food Preparation | Natural Gas | Oven | E10 |  | 0% | 0% | 0% | 0 | 0 | 0 | 0 | 0 | 0 | 0 | 0 | 0% | 0 | 0 | 0% | Normal | 0% | 0 | 0 | 0 | [17 empty] | Commercial_Lodging_Existing_Food Preparation_Oven_
Commercial_Lodging_Existing_Food Preparation_Natural Gas_Conveyor Oven_E1 | Commercial | Lodging | Existing | Food Preparation | Natural Gas | Conveyor Oven | E1 | Standard | 100% | 0% | 0% | 0.69642 | 0 | 0 | 0 | 15 | 19 | 2019 | 2051 | 100% | 0 | 0 | 0% | Normal | 0% | 0.1878 | 0 | 0 | 1 unit | 55000 | 0 | 6.5086e-05 | 2885.475 | 10177 | 0 | 0 | 0 | 2015 | 1.0514 | IL TRM - 4.2.4 - CI-FSE-CVOV-V02-180101 | PGE Workpaper, PGECOFST117 R5, 2015 | MN TRM 3.1 - Gas Conveyor Oven v1.1 | 1 | unit | 6.5086e-05 | Commercial_Lodging_Existing_Food Preparation_Conveyor Oven_Standard
Commercial_Lodging_Existing_Food Preparation_Natural Gas_Conveyor Oven_E2 | Commercial | Lodging | Existing | Food Preparation | Natural Gas | Conveyor Oven | E2 | Efficient (>44% Baking Efficiency) | 76.02% | 0% | 0% | 0.84903 | 0 | 0 | 0 | 15 | 19 | 2019 | 2051 | 100% | 0 | 0 | 0% | Normal | 0% | 0.14276 | 0 | 0 | 1 unit | 55000 | 0 | 6.5086e-05 | 2193.4093 | 12407 | 0 | 0 | 0 | 2015 | 1.0514 | IL TRM - 4.2.4 - CI-FSE-CVOV-V02-180101 | PGE Workpaper, PGECOFST117 R5, 2015 | MN TRM 3.1 - Gas Conveyor Oven v1.1 | 1 | unit | 6.5086e-05 | Commercial_Lodging_Existing_Food Preparation_Conveyor Oven_Efficient (>44% Baking Efficiency)
Commercial_Lodging_Existing_Food Preparation_Natural Gas_Conveyor Oven_E3 | Commercial | Lodging | Existing | Food Preparation | Natural Gas | Conveyor Oven | E3 |  | 0% | 0% | 0% | 0 | 0 | 0 | 0 | 0 | 0 | 0 | 0 | 0% | 0 | 0 | 0% | Normal | 0% | 0 | 0 | 0 | [17 empty] | Commercial_Lodging_Existing_Food Preparation_Conveyor Oven_
Commercial_Lodging_Existing_Food Preparation_Natural Gas_Conveyor Oven_E4 | Commercial | Lodging | Existing | Food Preparation | Natural Gas | Conveyor Oven | E4 |  | 0% | 0% | 0% | 0 | 0 | 0 | 0 | 0 | 0 | 0 | 0 | 0% | 0 | 0 | 0% | Normal | 0% | 0 | 0 | 0 | [17 empty] | Commercial_Lodging_Existing_Food Preparation_Conveyor Oven_
Commercial_Lodging_Existing_Food Preparation_Natural Gas_Conveyor Oven_E5 | Commercial | Lodging | Existing | Food Preparation | Natural Gas | Conveyor Oven | E5 |  | 0% | 0% | 0% | 0 | 0 | 0 | 0 | 0 | 0 | 0 | 0 | 0% | 0 | 0 | 0% | Normal | 0% | 0 | 0 | 0 | [17 empty] | Commercial_Lodging_Existing_Food Preparation_Conveyor Oven_
Commercial_Lodging_Existing_Food Preparation_Natural Gas_Conveyor Oven_E6 | Commercial | Lodging | Existing | Food Preparation | Natural Gas | Conveyor Oven | E6 |  | 0% | 0% | 0% | 0 | 0 | 0 | 0 | 0 | 0 | 0 | 0 | 0% | 0 | 0 | 0% | Normal | 0% | 0 | 0 | 0 | [17 empty] | Commercial_Lodging_Existing_Food Preparation_Conveyor Oven_
Commercial_Lodging_Existing_Food Preparation_Natural Gas_Conveyor Oven_E7 | Commercial | Lodging | Existing | Food Preparation | Natural Gas | Conveyor Oven | E7 |  | 0% | 0% | 0% | 0 | 0 | 0 | 0 | 0 | 0 | 0 | 0 | 0% | 0 | 0 | 0% | Normal | 0% | 0 | 0 | 0 | [17 empty] | Commercial_Lodging_Existing_Food Preparation_Conveyor Oven_
Commercial_Lodging_Existing_Food Preparation_Natural Gas_Conveyor Oven_E8 | Commercial | Lodging | Existing | Food Preparation | Natural Gas | Conveyor Oven | E8 |  | 0% | 0% | 0% | 0 | 0 | 0 | 0 | 0 | 0 | 0 | 0 | 0% | 0 | 0 | 0% | Normal | 0% | 0 | 0 | 0 | [17 empty] | Commercial_Lodging_Existing_Food Preparation_Conveyor Oven_
Commercial_Lodging_Existing_Food Preparation_Natural Gas_Conveyor Oven_E9 | Commercial | Lodging | Existing | Food Preparation | Natural Gas | Conveyor Oven | E9 |  | 0% | 0% | 0% | 0 | 0 | 0 | 0 | 0 | 0 | 0 | 0 | 0% | 0 | 0 | 0% | Normal | 0% | 0 | 0 | 0 | [17 empty] | Commercial_Lodging_Existing_Food Preparation_Conveyor Oven_
Commercial_Lodging_Existing_Food Preparation_Natural Gas_Conveyor Oven_E10 | Commercial | Lodging | Existing | Food Preparation | Natural Gas | Conveyor Oven | E10 |  | 0% | 0% | 0% | 0 | 0 | 0 | 0 | 0 | 0 | 0 | 0 | 0% | 0 | 0 | 0% | Normal | 0% | 0 | 0 | 0 | [17 empty] | Commercial_Lodging_Existing_Food Preparation_Conveyor Oven_
Commercial_Lodging_Existing_Food Preparation_Natural Gas_Double Rack Oven_E1 | Commercial | Lodging | Existing | Food Preparation | Natural Gas | Double Rack Oven | E1 | Standard | 100% | 0% | 0% | 1.0242 | 0 | 0 | 0 | 10 | 14 | 2019 | 2051 | 100% | 0 | 0 | 0% | Normal | 0% | 0.33469 | 0 | 0 | 1 unit | 55000 | 0 | 7.8805e-05 | 4247.1 | 12513 | 0 | 0 | 0 | 2016 | 1.0386 | IL TRM - 4.2.18 - CI-FSE-RKOV-VO2-180101 | PGE Workpaper, PGECOFST109 R6, 2016 | IL TRM - 4.2.18 - CI-FSE-RKOV-VO2-180101 | 1 | unit | 7.8805e-05 | Commercial_Lodging_Existing_Food Preparation_Double Rack Oven_Standard
Commercial_Lodging_Existing_Food Preparation_Natural Gas_Double Rack Oven_E2 | Commercial | Lodging | Existing | Food Preparation | Natural Gas | Double Rack Oven | E2 | FTSC Qualified (>50% Cooking Efficiency) | 54.55% | 0% | 0% | 1.362 | 0 | 0 | 0 | 10 | 14 | 2019 | 2051 | 100% | 0 | 0 | 0% | Normal | 0% | 0.18256 | 0 | 0 | 1 unit | 55000 | 0 | 7.8805e-05 | 2316.6 | 16641 | 0 | 0 | 0 | 2016 | 1.0386 | IL TRM - 4.2.18 - CI-FSE-RKOV-VO2-180101 | PGE Workpaper, PGECOFST109 R6, 2016 | IL TRM - 4.2.18 - CI-FSE-RKOV-VO2-180101 | 1 | unit | 7.8805e-05 | Commercial_Lodging_Existing_Food Preparation_Double Rack Oven_FTSC Qualified (>50% Cooking Efficiency)
Commercial_Lodging_Existing_Food Preparation_Natural Gas_Double Rack Oven_E3 | Commercial | Lodging | Existing | Food Preparation | Natural Gas | Double Rack Oven | E3 |  | 0% | 0% | 0% | 0 | 0 | 0 | 0 | 0 | 0 | 0 | 0 | 0% | 0 | 0 | 0% | Normal | 0% | 0 | 0 | 0 | [17 empty] | Commercial_Lodging_Existing_Food Preparation_Double Rack Oven_
Commercial_Lodging_Existing_Food Preparation_Natural Gas_Double Rack Oven_E4 | Commercial | Lodging | Existing | Food Preparation | Natural Gas | Double Rack Oven | E4 |  | 0% | 0% | 0% | 0 | 0 | 0 | 0 | 0 | 0 | 0 | 0 | 0% | 0 | 0 | 0% | Normal | 0% | 0 | 0 | 0 | [17 empty] | Commercial_Lodging_Existing_Food Preparation_Double Rack Oven_
Commercial_Lodging_Existing_Food Preparation_Natural Gas_Double Rack Oven_E5 | Commercial | Lodging | Existing | Food Preparation | Natural Gas | Double Rack Oven | E5 |  | 0% | 0% | 0% | 0 | 0 | 0 | 0 | 0 | 0 | 0 | 0 | 0% | 0 | 0 | 0% | Normal | 0% | 0 | 0 | 0 | [17 empty] | Commercial_Lodging_Existing_Food Preparation_Double Rack Oven_
Commercial_Lodging_Existing_Food Preparation_Natural Gas_Double Rack Oven_E6 | Commercial | Lodging | Existing | Food Preparation | Natural Gas | Double Rack Oven | E6 |  | 0% | 0% | 0% | 0 | 0 | 0 | 0 | 0 | 0 | 0 | 0 | 0% | 0 | 0 | 0% | Normal | 0% | 0 | 0 | 0 | [17 empty] | Commercial_Lodging_Existing_Food Preparation_Double Rack Oven_
Commercial_Lodging_Existing_Food Preparation_Natural Gas_Double Rack Oven_E7 | Commercial | Lodging | Existing | Food Preparation | Natural Gas | Double Rack Oven | E7 |  | 0% | 0% | 0% | 0 | 0 | 0 | 0 | 0 | 0 | 0 | 0 | 0% | 0 | 0 | 0% | Normal | 0% | 0 | 0 | 0 | [17 empty] | Commercial_Lodging_Existing_Food Preparation_Double Rack Oven_
Commercial_Lodging_Existing_Food Preparation_Natural Gas_Double Rack Oven_E8 | Commercial | Lodging | Existing | Food Preparation | Natural Gas | Double Rack Oven | E8 |  | 0% | 0% | 0% | 0 | 0 | 0 | 0 | 0 | 0 | 0 | 0 | 0% | 0 | 0 | 0% | Normal | 0% | 0 | 0 | 0 | [17 empty] | Commercial_Lodging_Existing_Food Preparation_Double Rack Oven_
Commercial_Lodging_Existing_Food Preparation_Natural Gas_Double Rack Oven_E9 | Commercial | Lodging | Existing | Food Preparation | Natural Gas | Double Rack Oven | E9 |  | 0% | 0% | 0% | 0 | 0 | 0 | 0 | 0 | 0 | 0 | 0 | 0% | 0 | 0 | 0% | Normal | 0% | 0 | 0 | 0 | [17 empty] | Commercial_Lodging_Existing_Food Preparation_Double Rack Oven_
Commercial_Lodging_Existing_Food Preparation_Natural Gas_Double Rack Oven_E10 | Commercial | Lodging | Existing | Food Preparation | Natural Gas | Double Rack Oven | E10 |  | 0% | 0% | 0% | 0 | 0 | 0 | 0 | 0 | 0 | 0 | 0 | 0% | 0 | 0 | 0% | Normal | 0% | 0 | 0 | 0 | [17 empty] | Commercial_Lodging_Existing_Food Preparation_Double Rack Oven_
Commercial_Lodging_Existing_Food Preparation_Natural Gas_Fryer_E1 | Commercial | Lodging | Existing | Food Preparation | Natural Gas | Fryer | E1 | Standard | 100% | 0% | 0% | 0.52541 | 0 | 0 | 0 | 4 | 7 | 2019 | 2021 | 100% | 0 | 0 | 0% | Normal | 0% | 0.16948 | 0 | 0 | 1 unit | 55000 | 0 | 0.00014968 | 1132.275 | 3379.7321 | 0 | 0 | 0 | 2016 | 1.0386 | RTF Wkbk - ComCookingFryer_v3_3 | RTF Wkbk - ComCookingFryer_v3_3 | RTF Wkbk - ComCookingFryer_v3_3 | 1 | unit | 0.00014968 | Commercial_Lodging_Existing_Food Preparation_Fryer_Standard
Commercial_Lodging_Existing_Food Preparation_Natural Gas_Fryer_E2 | Commercial | Lodging | Existing | Food Preparation | Natural Gas | Fryer | E2 | ENERGY STAR | 61.29% | 0% | 0% | 0.66044 | 0 | 0 | 0 | 4 | 7 | 2019 | 2051 | 100% | 0 | 0 | 0% | Normal | 0% | 0.10387 | 0 | 0 | 1 unit | 55000 | 0 | 0.00014968 | 693.975 | 4248.3333 | 0 | 0 | 0 | 2016 | 1.0386 | RTF Wkbk - ComCookingFryer_v3_3 | RTF Wkbk - ComCookingFryer_v3_3 | RTF Wkbk - ComCookingFryer_v3_3 | 1 | unit | 0.00014968 | Commercial_Lodging_Existing_Food Preparation_Fryer_ENERGY STAR
Commercial_Lodging_Existing_Food Preparation_Natural Gas_Fryer_E3 | Commercial | Lodging | Existing | Food Preparation | Natural Gas | Fryer | E3 |  | 0% | 0% | 0% | 0 | 0 | 0 | 0 | 0 | 0 | 0 | 0 | 0% | 0 | 0 | 0% | Normal | 0% | 0 | 0 | 0 | [17 empty] | Commercial_Lodging_Existing_Food Preparation_Fryer_
Commercial_Lodging_Existing_Food Preparation_Natural Gas_Fryer_E4 | Commercial | Lodging | Existing | Food Preparation | Natural Gas | Fryer | E4 |  | 0% | 0% | 0% | 0 | 0 | 0 | 0 | 0 | 0 | 0 | 0 | 0% | 0 | 0 | 0% | Normal | 0% | 0 | 0 | 0 | [17 empty] | Commercial_Lodging_Existing_Food Preparation_Fryer_
Commercial_Lodging_Existing_Food Preparation_Natural Gas_Fryer_E5 | Commercial | Lodging | Existing | Food Preparation | Natural Gas | Fryer | E5 |  | 0% | 0% | 0% | 0 | 0 | 0 | 0 | 0 | 0 | 0 | 0 | 0% | 0 | 0 | 0% | Normal | 0% | 0 | 0 | 0 | [17 empty] | Commercial_Lodging_Existing_Food Preparation_Fryer_
Commercial_Lodging_Existing_Food Preparation_Natural Gas_Fryer_E6 | Commercial | Lodging | Existing | Food Preparation | Natural Gas | Fryer | E6 |  | 0% | 0% | 0% | 0 | 0 | 0 | 0 | 0 | 0 | 0 | 0 | 0% | 0 | 0 | 0% | Normal | 0% | 0 | 0 | 0 | [17 empty] | Commercial_Lodging_Existing_Food Preparation_Fryer_
Commercial_Lodging_Existing_Food Preparation_Natural Gas_Fryer_E7 | Commercial | Lodging | Existing | Food Preparation | Natural Gas | Fryer | E7 |  | 0% | 0% | 0% | 0 | 0 | 0 | 0 | 0 | 0 | 0 | 0 | 0% | 0 | 0 | 0% | Normal | 0% | 0 | 0 | 0 | [17 empty] | Commercial_Lodging_Existing_Food Preparation_Fryer_
Commercial_Lodging_Existing_Food Preparation_Natural Gas_Fryer_E8 | Commercial | Lodging | Existing | Food Preparation | Natural Gas | Fryer | E8 |  | 0% | 0% | 0% | 0 | 0 | 0 | 0 | 0 | 0 | 0 | 0 | 0% | 0 | 0 | 0% | Normal | 0% | 0 | 0 | 0 | [17 empty] | Commercial_Lodging_Existing_Food Preparation_Fryer_
Commercial_Lodging_Existing_Food Preparation_Natural Gas_Fryer_E9 | Commercial | Lodging | Existing | Food Preparation | Natural Gas | Fryer | E9 |  | 0% | 0% | 0% | 0 | 0 | 0 | 0 | 0 | 0 | 0 | 0 | 0% | 0 | 0 | 0% | Normal | 0% | 0 | 0 | 0 | [17 empty] | Commercial_Lodging_Existing_Food Preparation_Fryer_
Commercial_Lodging_Existing_Food Preparation_Natural Gas_Fryer_E10 | Commercial | Lodging | Existing | Food Preparation | Natural Gas | Fryer | E10 |  | 0% | 0% | 0% | 0 | 0 | 0 | 0 | 0 | 0 | 0 | 0 | 0% | 0 | 0 | 0% | Normal | 0% | 0 | 0 | 0 | [17 empty] | Commercial_Lodging_Existing_Food Preparation_Fryer_
Commercial_Lodging_Existing_Food Preparation_Natural Gas_Broiler_E1 | Commercial | Lodging | Existing | Food Preparation | Natural Gas | Broiler | E1 | Standard | 100% | 0% | 0% | 0.77583 | 0 | 0 | 0 | 10 | 14 | 2019 | 2051 | 100% | 0 | 0 | 0% | Normal | 0% | 0.1848 | 0 | 0 | 1 unit | 55000 | 0 | 0.00027473 | 672.672 | 2500 | 0 | 0 | 0 | 2011 | 1.1296 | IL TRM - 4.2.14 - CI-FSE-IRBL-V02-180101 | Estimate | IL TRM - 4.2.14 - CI-FSE-IRBL-V02-180101 | 1 | unit | 0.00027473 | Commercial_Lodging_Existing_Food Preparation_Broiler_Standard
Commercial_Lodging_Existing_Food Preparation_Natural Gas_Broiler_E2 | Commercial | Lodging | Existing | Food Preparation | Natural Gas | Broiler | E2 | Infrared Burners | 64.29% | 0% | 0% | 1.0862 | 0 | 0 | 0 | 10 | 14 | 2019 | 2051 | 100% | 0 | 0 | 0% | Normal | 0% | 0.1188 | 0 | 0 | 1 unit | 55000 | 0 | 0.00027473 | 432.432 | 3500 | 0 | 0 | 0 | 2011 | 1.1296 | IL TRM - 4.2.14 - CI-FSE-IRBL-V02-180101 | IL TRM - 4.2.14 - CI-FSE-IRBL-V02-180101 | IL TRM - 4.2.14 - CI-FSE-IRBL-V02-180101 | 1 | unit | 0.00027473 | Commercial_Lodging_Existing_Food Preparation_Broiler_Infrared Burners
Commercial_Lodging_Existing_Food Preparation_Natural Gas_Broiler_E3 | Commercial | Lodging | Existing | Food Preparation | Natural Gas | Broiler | E3 |  | 0% | 0% | 0% | 0 | 0 | 0 | 0 | 0 | 0 | 0 | 0 | 0% | 0 | 0 | 0% | Normal | 0% | 0 | 0 | 0 | [17 empty] | Commercial_Lodging_Existing_Food Preparation_Broiler_
Commercial_Lodging_Existing_Food Preparation_Natural Gas_Broiler_E4 | Commercial | Lodging | Existing | Food Preparation | Natural Gas | Broiler | E4 |  | 0% | 0% | 0% | 0 | 0 | 0 | 0 | 0 | 0 | 0 | 0 | 0% | 0 | 0 | 0% | Normal | 0% | 0 | 0 | 0 | [17 empty] | Commercial_Lodging_Existing_Food Preparation_Broiler_
Commercial_Lodging_Existing_Food Preparation_Natural Gas_Broiler_E5 | Commercial | Lodging | Existing | Food Preparation | Natural Gas | Broiler | E5 |  | 0% | 0% | 0% | 0 | 0 | 0 | 0 | 0 | 0 | 0 | 0 | 0% | 0 | 0 | 0% | Normal | 0% | 0 | 0 | 0 | [17 empty] | Commercial_Lodging_Existing_Food Preparation_Broiler_
Commercial_Lodging_Existing_Food Preparation_Natural Gas_Broiler_E6 | Commercial | Lodging | Existing | Food Preparation | Natural Gas | Broiler | E6 |  | 0% | 0% | 0% | 0 | 0 | 0 | 0 | 0 | 0 | 0 | 0 | 0% | 0 | 0 | 0% | Normal | 0% | 0 | 0 | 0 | [17 empty] | Commercial_Lodging_Existing_Food Preparation_Broiler_
Commercial_Lodging_Existing_Food Preparation_Natural Gas_Broiler_E7 | Commercial | Lodging | Existing | Food Preparation | Natural Gas | Broiler | E7 |  | 0% | 0% | 0% | 0 | 0 | 0 | 0 | 0 | 0 | 0 | 0 | 0% | 0 | 0 | 0% | Normal | 0% | 0 | 0 | 0 | [17 empty] | Commercial_Lodging_Existing_Food Preparation_Broiler_
Commercial_Lodging_Existing_Food Preparation_Natural Gas_Broiler_E8 | Commercial | Lodging | Existing | Food Preparation | Natural Gas | Broiler | E8 |  | 0% | 0% | 0% | 0 | 0 | 0 | 0 | 0 | 0 | 0 | 0 | 0% | 0 | 0 | 0% | Normal | 0% | 0 | 0 | 0 | [17 empty] | Commercial_Lodging_Existing_Food Preparation_Broiler_
Commercial_Lodging_Existing_Food Preparation_Natural Gas_Broiler_E9 | Commercial | Lodging | Existing | Food Preparation | Natural Gas | Broiler | E9 |  | 0% | 0% | 0% | 0 | 0 | 0 | 0 | 0 | 0 | 0 | 0 | 0% | 0 | 0 | 0% | Normal | 0% | 0 | 0 | 0 | [17 empty] | Commercial_Lodging_Existing_Food Preparation_Broiler_
Commercial_Lodging_Existing_Food Preparation_Natural Gas_Broiler_E10 | Commercial | Lodging | Existing | Food Preparation | Natural Gas | Broiler | E10 |  | 0% | 0% | 0% | 0 | 0 | 0 | 0 | 0 | 0 | 0 | 0 | 0% | 0 | 0 | 0% | Normal | 0% | 0 | 0 | 0 | [17 empty] | Commercial_Lodging_Existing_Food Preparation_Broiler_
Commercial_Lodging_Existing_Food Preparation_Natural Gas_Griddle_E1 | Commercial | Lodging | Existing | Food Preparation | Natural Gas | Griddle | E1 | Standard | 100% | 0% | 0% | 0.51877 | 0 | 0 | 0 | 10 | 14 | 2019 | 2051 | 100% | 0 | 0 | 0% | Normal | 0% | 0.11404 | 0 | 0 | 1 unit | 55000 | 0 | 9.2573e-05 | 1231.891 | 5150 | 0 | 0 | 0 | 2013 | 1.0881 | IL TRM - 4.2.8 - CI-FSE-ESGR-V04-200101 | COOK_GRD-Food Preparation-EIA14-2014 Ref. Case-5 | IL TRM - 4.2.8 - CI-FSE-ESGR-V04-200101 | 1 | unit | 9.2573e-05 | Commercial_Lodging_Existing_Food Preparation_Griddle_Standard
Commercial_Lodging_Existing_Food Preparation_Natural Gas_Griddle_E2 | Commercial | Lodging | Existing | Food Preparation | Natural Gas | Griddle | E2 | ENERGY STAR | 91.65% | 0% | 0% | 0.64468 | 0 | 0 | 0 | 10 | 14 | 2019 | 2051 | 100% | 0 | 0 | 0% | Normal | 0% | 0.10452 | 0 | 0 | 1 unit | 55000 | 0 | 9.2573e-05 | 1129.0497 | 6400 | 0 | 0 | 0 | 2013 | 1.0881 | IL TRM - 4.2.8 - CI-FSE-ESGR-V04-200101 | ETO Measure Input Sheet - Com - Gas Griddle | ETO Measure Input Sheet - Com - Gas Griddle | 1 | unit | 9.2573e-05 | Commercial_Lodging_Existing_Food Preparation_Griddle_ENERGY STAR
Commercial_Lodging_Existing_Food Preparation_Natural Gas_Griddle_E3 | Commercial | Lodging | Existing | Food Preparation | Natural Gas | Griddle | E3 |  | 0% | 0% | 0% | 0 | 0 | 0 | 0 | 0 | 0 | 0 | 0 | 0% | 0 | 0 | 0% | Normal | 0% | 0 | 0 | 0 | [17 empty] | Commercial_Lodging_Existing_Food Preparation_Griddle_
Commercial_Lodging_Existing_Food Preparation_Natural Gas_Griddle_E4 | Commercial | Lodging | Existing | Food Preparation | Natural Gas | Griddle | E4 |  | 0% | 0% | 0% | 0 | 0 | 0 | 0 | 0 | 0 | 0 | 0 | 0% | 0 | 0 | 0% | Normal | 0% | 0 | 0 | 0 | [17 empty] | Commercial_Lodging_Existing_Food Preparation_Griddle_
Commercial_Lodging_Existing_Food Preparation_Natural Gas_Griddle_E5 | Commercial | Lodging | Existing | Food Preparation | Natural Gas | Griddle | E5 |  | 0% | 0% | 0% | 0 | 0 | 0 | 0 | 0 | 0 | 0 | 0 | 0% | 0 | 0 | 0% | Normal | 0% | 0 | 0 | 0 | [17 empty] | Commercial_Lodging_Existing_Food Preparation_Griddle_
Commercial_Lodging_Existing_Food Preparation_Natural Gas_Griddle_E6 | Commercial | Lodging | Existing | Food Preparation | Natural Gas | Griddle | E6 |  | 0% | 0% | 0% | 0 | 0 | 0 | 0 | 0 | 0 | 0 | 0 | 0% | 0 | 0 | 0% | Normal | 0% | 0 | 0 | 0 | [17 empty] | Commercial_Lodging_Existing_Food Preparation_Griddle_
Commercial_Lodging_Existing_Food Preparation_Natural Gas_Griddle_E7 | Commercial | Lodging | Existing | Food Preparation | Natural Gas | Griddle | E7 |  | 0% | 0% | 0% | 0 | 0 | 0 | 0 | 0 | 0 | 0 | 0 | 0% | 0 | 0 | 0% | Normal | 0% | 0 | 0 | 0 | [17 empty] | Commercial_Lodging_Existing_Food Preparation_Griddle_
Commercial_Lodging_Existing_Food Preparation_Natural Gas_Griddle_E8 | Commercial | Lodging | Existing | Food Preparation | Natural Gas | Griddle | E8 |  | 0% | 0% | 0% | 0 | 0 | 0 | 0 | 0 | 0 | 0 | 0 | 0% | 0 | 0 | 0% | Normal | 0% | 0 | 0 | 0 | [17 empty] | Commercial_Lodging_Existing_Food Preparation_Griddle_
Commercial_Lodging_Existing_Food Preparation_Natural Gas_Griddle_E9 | Commercial | Lodging | Existing | Food Preparation | Natural Gas | Griddle | E9 |  | 0% | 0% | 0% | 0 | 0 | 0 | 0 | 0 | 0 | 0 | 0 | 0% | 0 | 0 | 0% | Normal | 0% | 0 | 0 | 0 | [17 empty] | Commercial_Lodging_Existing_Food Preparation_Griddle_
Commercial_Lodging_Existing_Food Preparation_Natural Gas_Griddle_E10 | Commercial | Lodging | Existing | Food Preparation | Natural Gas | Griddle | E10 |  | 0% | 0% | 0% | 0 | 0 | 0 | 0 | 0 | 0 | 0 | 0 | 0% | 0 | 0 | 0% | Normal | 0% | 0 | 0 | 0 | [17 empty] | Commercial_Lodging_Existing_Food Preparation_Griddle_
Commercial_Lodging_Existing_Food Preparation_Natural Gas_Range_E1 | Commercial | Lodging | Existing | Food Preparation | Natural Gas | Range | E1 | Standard | 100% | 0% | 0% | 0.8639 | 0 | 0 | 0 | 8 | 12 | 2019 | 2051 | 100% | 0 | 0 | 0% | Normal | 0% | 0.1354 | 0 | 0 | 1 unit | 55000 | 0 | 0.00011283 | 1200 | 7450 | 0 | 0 | 0 | 2017 | 1.0277 | COOK_OVN-Food Preparation-AEO17-1 | EIA 2018 Tech Forecast | Navigant 2009 | 1 | unit | 0.00011283 | Commercial_Lodging_Existing_Food Preparation_Range_Standard
Commercial_Lodging_Existing_Food Preparation_Natural Gas_Range_E2 | Commercial | Lodging | Existing | Food Preparation | Natural Gas | Range | E2 | High Efficiency | 75% | 0% | 0% | 0.86402 | 0 | 0 | 0 | 8 | 12 | 2019 | 2051 | 100% | 0 | 0 | 0% | Normal | 0% | 0.10155 | 0 | 0 | 1 unit | 55000 | 0 | 0.00011283 | 900 | 7451 | 0 | 0 | 0 | 2017 | 1.0277 | COOK_OVN-Food Preparation-AEO17-1 | EIA 2018 Tech Forecast | EIA 2018 Tech Forecast | 1 | unit | 0.00011283 | Commercial_Lodging_Existing_Food Preparation_Range_High Efficiency
Commercial_Lodging_Existing_Food Preparation_Natural Gas_Range_E3 | Commercial | Lodging | Existing | Food Preparation | Natural Gas | Range | E3 |  | 0% | 0% | 0% | 0 | 0 | 0 | 0 | 0 | 0 | 0 | 0 | 0% | 0 | 0 | 0% | Normal | 0% | 0 | 0 | 0 | [17 empty] | Commercial_Lodging_Existing_Food Preparation_Range_
Commercial_Lodging_Existing_Food Preparation_Natural Gas_Range_E4 | Commercial | Lodging | Existing | Food Preparation | Natural Gas | Range | E4 |  | 0% | 0% | 0% | 0 | 0 | 0 | 0 | 0 | 0 | 0 | 0 | 0% | 0 | 0 | 0% | Normal | 0% | 0 | 0 | 0 | [17 empty] | Commercial_Lodging_Existing_Food Preparation_Range_
Commercial_Lodging_Existing_Food Preparation_Natural Gas_Range_E5 | Commercial | Lodging | Existing | Food Preparation | Natural Gas | Range | E5 |  | 0% | 0% | 0% | 0 | 0 | 0 | 0 | 0 | 0 | 0 | 0 | 0% | 0 | 0 | 0% | Normal | 0% | 0 | 0 | 0 | [17 empty] | Commercial_Lodging_Existing_Food Preparation_Range_
Commercial_Lodging_Existing_Food Preparation_Natural Gas_Range_E6 | Commercial | Lodging | Existing | Food Preparation | Natural Gas | Range | E6 |  | 0% | 0% | 0% | 0 | 0 | 0 | 0 | 0 | 0 | 0 | 0 | 0% | 0 | 0 | 0% | Normal | 0% | 0 | 0 | 0 | [17 empty] | Commercial_Lodging_Existing_Food Preparation_Range_
Commercial_Lodging_Existing_Food Preparation_Natural Gas_Range_E7 | Commercial | Lodging | Existing | Food Preparation | Natural Gas | Range | E7 |  | 0% | 0% | 0% | 0 | 0 | 0 | 0 | 0 | 0 | 0 | 0 | 0% | 0 | 0 | 0% | Normal | 0% | 0 | 0 | 0 | [17 empty] | Commercial_Lodging_Existing_Food Preparation_Range_
Commercial_Lodging_Existing_Food Preparation_Natural Gas_Range_E8 | Commercial | Lodging | Existing | Food Preparation | Natural Gas | Range | E8 |  | 0% | 0% | 0% | 0 | 0 | 0 | 0 | 0 | 0 | 0 | 0 | 0% | 0 | 0 | 0% | Normal | 0% | 0 | 0 | 0 | [17 empty] | Commercial_Lodging_Existing_Food Preparation_Range_
Commercial_Lodging_Existing_Food Preparation_Natural Gas_Range_E9 | Commercial | Lodging | Existing | Food Preparation | Natural Gas | Range | E9 |  | 0% | 0% | 0% | 0 | 0 | 0 | 0 | 0 | 0 | 0 | 0 | 0% | 0 | 0 | 0% | Normal | 0% | 0 | 0 | 0 | [17 empty] | Commercial_Lodging_Existing_Food Preparation_Range_
Commercial_Lodging_Existing_Food Preparation_Natural Gas_Range_E10 | Commercial | Lodging | Existing | Food Preparation | Natural Gas | Range | E10 |  | 0% | 0% | 0% | 0 | 0 | 0 | 0 | 0 | 0 | 0 | 0 | 0% | 0 | 0 | 0% | Normal | 0% | 0 | 0 | 0 | [17 empty] | Commercial_Lodging_Existing_Food Preparation_Range_
Commercial_Lodging_Existing_Food Preparation_Natural Gas_Steamer_E1 | Commercial | Lodging | Existing | Food Preparation | Natural Gas | Steamer | E1 | Standard | 100% | 0% | 0% | 2.5596 | 0 | 0 | 0 | 8 | 16 | 2019 | 2021 | 100% | 0 | 0 | 0% | Normal | 0% | 0.26891 | 0 | 0 | 1 unit | 55000 | 0 | 0.0001761 | 1527.0152 | 13100 | 0 | 0 | 0 | 2012 | 1.1095 | IL TRM - 4.2.3 - CI-FSE-STMC-V05-190101 | DOE Commercial R&D 2016 - Table 2-10 | IL TRM - 4.2.3 - CI-FSE-STMC-V05-190101 | 1 | unit | 0.0001761 | Commercial_Lodging_Existing_Food Preparation_Steamer_Standard
Commercial_Lodging_Existing_Food Preparation_Natural Gas_Steamer_E2 | Commercial | Lodging | Existing | Food Preparation | Natural Gas | Steamer | E2 | ENERGY STAR | 43.38% | 0% | 0% | 3.0032 | 0 | -0.00051384 | 0 | 8 | 16 | 2019 | 2051 | 100% | 0 | 0 | 0% | Normal | 0% | 0.11666 | 0 | 0 | 1 unit | 55000 | 0 | 0.0001761 | 662.4553 | 15370 | 0 | -2.6298 | 0 | 2012 | 1.1095 | IL TRM - 4.2.3 - CI-FSE-STMC-V05-190101 | ETO Measure Input Sheet - Com - Gas Steamer | ETO Measure Input Sheet - Com - Gas Steamer | 1 | unit | 0.0001761 | Commercial_Lodging_Existing_Food Preparation_Steamer_ENERGY STAR
Commercial_Lodging_Existing_Food Preparation_Natural Gas_Steamer_E3 | Commercial | Lodging | Existing | Food Preparation | Natural Gas | Steamer | E3 |  | 0% | 0% | 0% | 0 | 0 | 0 | 0 | 0 | 0 | 0 | 0 | 0% | 0 | 0 | 0% | Normal | 0% | 0 | 0 | 0 | [17 empty] | Commercial_Lodging_Existing_Food Preparation_Steamer_
Commercial_Lodging_Existing_Food Preparation_Natural Gas_Steamer_E4 | Commercial | Lodging | Existing | Food Preparation | Natural Gas | Steamer | E4 |  | 0% | 0% | 0% | 0 | 0 | 0 | 0 | 0 | 0 | 0 | 0 | 0% | 0 | 0 | 0% | Normal | 0% | 0 | 0 | 0 | [17 empty] | Commercial_Lodging_Existing_Food Preparation_Steamer_
Commercial_Lodging_Existing_Food Preparation_Natural Gas_Steamer_E5 | Commercial | Lodging | Existing | Food Preparation | Natural Gas | Steamer | E5 |  | 0% | 0% | 0% | 0 | 0 | 0 | 0 | 0 | 0 | 0 | 0 | 0% | 0 | 0 | 0% | Normal | 0% | 0 | 0 | 0 | [17 empty] | Commercial_Lodging_Existing_Food Preparation_Steamer_
Commercial_Lodging_Existing_Food Preparation_Natural Gas_Steamer_E6 | Commercial | Lodging | Existing | Food Preparation | Natural Gas | Steamer | E6 |  | 0% | 0% | 0% | 0 | 0 | 0 | 0 | 0 | 0 | 0 | 0 | 0% | 0 | 0 | 0% | Normal | 0% | 0 | 0 | 0 | [17 empty] | Commercial_Lodging_Existing_Food Preparation_Steamer_
Commercial_Lodging_Existing_Food Preparation_Natural Gas_Steamer_E7 | Commercial | Lodging | Existing | Food Preparation | Natural Gas | Steamer | E7 |  | 0% | 0% | 0% | 0 | 0 | 0 | 0 | 0 | 0 | 0 | 0 | 0% | 0 | 0 | 0% | Normal | 0% | 0 | 0 | 0 | [17 empty] | Commercial_Lodging_Existing_Food Preparation_Steamer_
Commercial_Lodging_Existing_Food Preparation_Natural Gas_Steamer_E8 | Commercial | Lodging | Existing | Food Preparation | Natural Gas | Steamer | E8 |  | 0% | 0% | 0% | 0 | 0 | 0 | 0 | 0 | 0 | 0 | 0 | 0% | 0 | 0 | 0% | Normal | 0% | 0 | 0 | 0 | [17 empty] | Commercial_Lodging_Existing_Food Preparation_Steamer_
Commercial_Lodging_Existing_Food Preparation_Natural Gas_Steamer_E9 | Commercial | Lodging | Existing | Food Preparation | Natural Gas | Steamer | E9 |  | 0% | 0% | 0% | 0 | 0 | 0 | 0 | 0 | 0 | 0 | 0 | 0% | 0 | 0 | 0% | Normal | 0% | 0 | 0 | 0 | [17 empty] | Commercial_Lodging_Existing_Food Preparation_Steamer_
Commercial_Lodging_Existing_Food Preparation_Natural Gas_Steamer_E10 | Commercial | Lodging | Existing | Food Preparation | Natural Gas | Steamer | E10 |  | 0% | 0% | 0% | 0 | 0 | 0 | 0 | 0 | 0 | 0 | 0 | 0% | 0 | 0 | 0% | Normal | 0% | 0 | 0 | 0 | [17 empty] | Commercial_Lodging_Existing_Food Preparation_Steamer_
Commercial_Lodging_Existing_Food Preparation_Natural Gas_Food Prep Other_E1 | Commercial | Lodging | Existing | Food Preparation | Natural Gas | Food Prep Other | E1 | Standard | 100% | 0% | 0% | 0.038868 | 0 | 0 | 0 | 8 | 12 | 2019 | 2051 | 100% | 0 | 0 | 0% | Normal | 0% | 0.048173 | 0 | 0 | 1 unit | 55000 | 0 | 3.3849e-05 | 1423.18 | 1000 | 0 | 0 | 0 | 2010 | 1.1483 | Default | Default | Default | 1 | unit | 3.3849e-05 | Commercial_Lodging_Existing_Food Preparation_Food Prep Other_Standard
Commercial_Lodging_Existing_Food Preparation_Natural Gas_Food Prep Other_E2 | Commercial | Lodging | Existing | Food Preparation | Natural Gas | Food Prep Other | E2 | ENERGY STAR | 100% | 0% | 0% | 0.038907 | 0 | 0 | 0 | 8 | 12 | 2019 | 2051 | 100% | 0 | 0 | 0% | Normal | 0% | 0.048173 | 0 | 0 | 1 unit | 55000 | 0 | 3.3849e-05 | 1423.18 | 1001 | 0 | 0 | 0 | 2010 | 1.1483 | N/A | N/A | N/A | 1 | unit | 3.3849e-05 | Commercial_Lodging_Existing_Food Preparation_Food Prep Other_ENERGY STAR
Commercial_Lodging_Existing_Food Preparation_Natural Gas_Food Prep Other_E3 | Commercial | Lodging | Existing | Food Preparation | Natural Gas | Food Prep Other | E3 |  | 0% | 0% | 0% | 0 | 0 | 0 | 0 | 0 | 0 | 0 | 0 | 0% | 0 | 0 | 0% | Normal | 0% | 0 | 0 | 0 | [17 empty] | Commercial_Lodging_Existing_Food Preparation_Food Prep Other_
Commercial_Lodging_Existing_Food Preparation_Natural Gas_Food Prep Other_E4 | Commercial | Lodging | Existing | Food Preparation | Natural Gas | Food Prep Other | E4 |  | 0% | 0% | 0% | 0 | 0 | 0 | 0 | 0 | 0 | 0 | 0 | 0% | 0 | 0 | 0% | Normal | 0% | 0 | 0 | 0 | [17 empty] | Commercial_Lodging_Existing_Food Preparation_Food Prep Other_
Commercial_Lodging_Existing_Food Preparation_Natural Gas_Food Prep Other_E5 | Commercial | Lodging | Existing | Food Preparation | Natural Gas | Food Prep Other | E5 |  | 0% | 0% | 0% | 0 | 0 | 0 | 0 | 0 | 0 | 0 | 0 | 0% | 0 | 0 | 0% | Normal | 0% | 0 | 0 | 0 | [17 empty] | Commercial_Lodging_Existing_Food Preparation_Food Prep Other_
Commercial_Lodging_Existing_Food Preparation_Natural Gas_Food Prep Other_E6 | Commercial | Lodging | Existing | Food Preparation | Natural Gas | Food Prep Other | E6 |  | 0% | 0% | 0% | 0 | 0 | 0 | 0 | 0 | 0 | 0 | 0 | 0% | 0 | 0 | 0% | Normal | 0% | 0 | 0 | 0 | [17 empty] | Commercial_Lodging_Existing_Food Preparation_Food Prep Other_
Commercial_Lodging_Existing_Food Preparation_Natural Gas_Food Prep Other_E7 | Commercial | Lodging | Existing | Food Preparation | Natural Gas | Food Prep Other | E7 |  | 0% | 0% | 0% | 0 | 0 | 0 | 0 | 0 | 0 | 0 | 0 | 0% | 0 | 0 | 0% | Normal | 0% | 0 | 0 | 0 | [17 empty] | Commercial_Lodging_Existing_Food Preparation_Food Prep Other_
Commercial_Lodging_Existing_Food Preparation_Natural Gas_Food Prep Other_E8 | Commercial | Lodging | Existing | Food Preparation | Natural Gas | Food Prep Other | E8 |  | 0% | 0% | 0% | 0 | 0 | 0 | 0 | 0 | 0 | 0 | 0 | 0% | 0 | 0 | 0% | Normal | 0% | 0 | 0 | 0 | [17 empty] | Commercial_Lodging_Existing_Food Preparation_Food Prep Other_
Commercial_Lodging_Existing_Food Preparation_Natural Gas_Food Prep Other_E9 | Commercial | Lodging | Existing | Food Preparation | Natural Gas | Food Prep Other | E9 |  | 0% | 0% | 0% | 0 | 0 | 0 | 0 | 0 | 0 | 0 | 0 | 0% | 0 | 0 | 0% | Normal | 0% | 0 | 0 | 0 | [17 empty] | Commercial_Lodging_Existing_Food Preparation_Food Prep Other_
Commercial_Lodging_Existing_Food Preparation_Natural Gas_Food Prep Other_E10 | Commercial | Lodging | Existing | Food Preparation | Natural Gas | Food Prep Other | E10 |  | 0% | 0% | 0% | 0 | 0 | 0 | 0 | 0 | 0 | 0 | 0 | 0% | 0 | 0 | 0% | Normal | 0% | 0 | 0 | 0 | [17 empty] | Commercial_Lodging_Existing_Food Preparation_Food Prep Other_
Commercial_Lodging_Existing_Miscellaneous_Natural Gas_Pool Heater_E1 | Commercial | Lodging | Existing | Miscellaneous | Natural Gas | Pool Heater | E1 | Standard (EF .78) | 100% | 0% | 0% | 0.011749 | 0 | 0 | 0 | 4 | 8 | 2019 | 2051 | 100% | 0 | 0 | 0% | Normal | 0% | 0.0091216 | 0 | 0 | 1 unit | 55000 | 0 | 6.0892e-07 | 14980 | 18052 | 0 | 0 | 0 | 2014 | 1.0689 | DOE Commercial R&D 2016 - Table 7-6 | DOE Commercial R&D 2016 - Table 7-7 | DOE Commercial R&D 2016 - Table 7-8 | 1 | unit | 6.0892e-07 | Commercial_Lodging_Existing_Miscellaneous_Pool Heater_Standard (EF .78)
Commercial_Lodging_Existing_Miscellaneous_Natural Gas_Pool Heater_E2 | Commercial | Lodging | Existing | Miscellaneous | Natural Gas | Pool Heater | E2 | Condensing (EF .90) | 85% | 0% | 0% | 0.019238 | 0 | 0 | 0 | 4 | 8 | 2019 | 2051 | 100% | 0 | 0 | 0% | Normal | 0% | 0.0077533 | 0 | 0 | 1 unit | 55000 | 0 | 6.0892e-07 | 12733 | 29558 | 0 | 0 | 0 | 2014 | 1.0689 | DOE Commercial R&D 2016 - Table 7-6 | DOE Commercial R&D 2016 - Table 7-7 | DOE Commercial R&D 2016 - Table 7-9 | 1 | unit | 6.0892e-07 | Commercial_Lodging_Existing_Miscellaneous_Pool Heater_Condensing (EF .90)
Commercial_Lodging_Existing_Miscellaneous_Natural Gas_Pool Heater_E3 | Commercial | Lodging | Existing | Miscellaneous | Natural Gas | Pool Heater | E3 |  | 0% | 0% | 0% | 0 | 0 | 0 | 0 | 0 | 0 | 0 | 0 | 0% | 0 | 0 | 0% | Normal | 0% | 0 | 0 | 0 | [17 empty] | Commercial_Lodging_Existing_Miscellaneous_Pool Heater_
Commercial_Lodging_Existing_Miscellaneous_Natural Gas_Pool Heater_E4 | Commercial | Lodging | Existing | Miscellaneous | Natural Gas | Pool Heater | E4 |  | 0% | 0% | 0% | 0 | 0 | 0 | 0 | 0 | 0 | 0 | 0 | 0% | 0 | 0 | 0% | Normal | 0% | 0 | 0 | 0 | [17 empty] | Commercial_Lodging_Existing_Miscellaneous_Pool Heater_
Commercial_Lodging_Existing_Miscellaneous_Natural Gas_Pool Heater_E5 | Commercial | Lodging | Existing | Miscellaneous | Natural Gas | Pool Heater | E5 |  | 0% | 0% | 0% | 0 | 0 | 0 | 0 | 0 | 0 | 0 | 0 | 0% | 0 | 0 | 0% | Normal | 0% | 0 | 0 | 0 | [17 empty] | Commercial_Lodging_Existing_Miscellaneous_Pool Heater_
Commercial_Lodging_Existing_Miscellaneous_Natural Gas_Pool Heater_E6 | Commercial | Lodging | Existing | Miscellaneous | Natural Gas | Pool Heater | E6 |  | 0% | 0% | 0% | 0 | 0 | 0 | 0 | 0 | 0 | 0 | 0 | 0% | 0 | 0 | 0% | Normal | 0% | 0 | 0 | 0 | [17 empty] | Commercial_Lodging_Existing_Miscellaneous_Pool Heater_
Commercial_Lodging_Existing_Miscellaneous_Natural Gas_Pool Heater_E7 | Commercial | Lodging | Existing | Miscellaneous | Natural Gas | Pool Heater | E7 |  | 0% | 0% | 0% | 0 | 0 | 0 | 0 | 0 | 0 | 0 | 0 | 0% | 0 | 0 | 0% | Normal | 0% | 0 | 0 | 0 | [17 empty] | Commercial_Lodging_Existing_Miscellaneous_Pool Heater_
Commercial_Lodging_Existing_Miscellaneous_Natural Gas_Pool Heater_E8 | Commercial | Lodging | Existing | Miscellaneous | Natural Gas | Pool Heater | E8 |  | 0% | 0% | 0% | 0 | 0 | 0 | 0 | 0 | 0 | 0 | 0 | 0% | 0 | 0 | 0% | Normal | 0% | 0 | 0 | 0 | [17 empty] | Commercial_Lodging_Existing_Miscellaneous_Pool Heater_
Commercial_Lodging_Existing_Miscellaneous_Natural Gas_Pool Heater_E9 | Commercial | Lodging | Existing | Miscellaneous | Natural Gas | Pool Heater | E9 |  | 0% | 0% | 0% | 0 | 0 | 0 | 0 | 0 | 0 | 0 | 0 | 0% | 0 | 0 | 0% | Normal | 0% | 0 | 0 | 0 | [17 empty] | Commercial_Lodging_Existing_Miscellaneous_Pool Heater_
Commercial_Lodging_Existing_Miscellaneous_Natural Gas_Pool Heater_E10 | Commercial | Lodging | Existing | Miscellaneous | Natural Gas | Pool Heater | E10 |  | 0% | 0% | 0% | 0 | 0 | 0 | 0 | 0 | 0 | 0 | 0 | 0% | 0 | 0 | 0% | Normal | 0% | 0 | 0 | 0 | [17 empty] | Commercial_Lodging_Existing_Miscellaneous_Pool Heater_
Commercial_Lodging_Existing_Miscellaneous_Natural Gas_Miscellaneous_E1 | Commercial | Lodging | Existing | Miscellaneous | Natural Gas | Miscellaneous | E1 | Miscellaneous | 100% | 0% | 0% | 0.036002 | 0 | 0 | 0 | 2 | 8 | 2019 | 2051 | 100% | 0 | 0 | 0% | Normal | 0% | 0.034663 | 0 | 0 | 1 unit | 55000 | 0 | 0.034663 | 1 | 1 | 0 | 0 | 0 | 2016 | 1.0386 | N/A | N/A | N/A | 1 | unit | 0.034663 | Commercial_Lodging_Existing_Miscellaneous_Miscellaneous_Miscellaneous
Commercial_Lodging_Existing_Miscellaneous_Natural Gas_Miscellaneous_E2 | Commercial | Lodging | Existing | Miscellaneous | Natural Gas | Miscellaneous | E2 |  | 0% | 0% | 0% | 0 | 0 | 0 | 0 | 0 | 0 | 0 | 0 | 0% | 0 | 0 | 0% | Normal | 0% | 0 | 0 | 0 | [17 empty] | Commercial_Lodging_Existing_Miscellaneous_Miscellaneous_
Commercial_Lodging_Existing_Miscellaneous_Natural Gas_Miscellaneous_E3 | Commercial | Lodging | Existing | Miscellaneous | Natural Gas | Miscellaneous | E3 |  | 0% | 0% | 0% | 0 | 0 | 0 | 0 | 0 | 0 | 0 | 0 | 0% | 0 | 0 | 0% | Normal | 0% | 0 | 0 | 0 | [17 empty] | Commercial_Lodging_Existing_Miscellaneous_Miscellaneous_
Commercial_Lodging_Existing_Miscellaneous_Natural Gas_Miscellaneous_E4 | Commercial | Lodging | Existing | Miscellaneous | Natural Gas | Miscellaneous | E4 |  | 0% | 0% | 0% | 0 | 0 | 0 | 0 | 0 | 0 | 0 | 0 | 0% | 0 | 0 | 0% | Normal | 0% | 0 | 0 | 0 | [17 empty] | Commercial_Lodging_Existing_Miscellaneous_Miscellaneous_
Commercial_Lodging_Existing_Miscellaneous_Natural Gas_Miscellaneous_E5 | Commercial | Lodging | Existing | Miscellaneous | Natural Gas | Miscellaneous | E5 |  | 0% | 0% | 0% | 0 | 0 | 0 | 0 | 0 | 0 | 0 | 0 | 0% | 0 | 0 | 0% | Normal | 0% | 0 | 0 | 0 | [17 empty] | Commercial_Lodging_Existing_Miscellaneous_Miscellaneous_
Commercial_Lodging_Existing_Miscellaneous_Natural Gas_Miscellaneous_E6 | Commercial | Lodging | Existing | Miscellaneous | Natural Gas | Miscellaneous | E6 |  | 0% | 0% | 0% | 0 | 0 | 0 | 0 | 0 | 0 | 0 | 0 | 0% | 0 | 0 | 0% | Normal | 0% | 0 | 0 | 0 | [17 empty] | Commercial_Lodging_Existing_Miscellaneous_Miscellaneous_
Commercial_Lodging_Existing_Miscellaneous_Natural Gas_Miscellaneous_E7 | Commercial | Lodging | Existing | Miscellaneous | Natural Gas | Miscellaneous | E7 |  | 0% | 0% | 0% | 0 | 0 | 0 | 0 | 0 | 0 | 0 | 0 | 0% | 0 | 0 | 0% | Normal | 0% | 0 | 0 | 0 | [17 empty] | Commercial_Lodging_Existing_Miscellaneous_Miscellaneous_
Commercial_Lodging_Existing_Miscellaneous_Natural Gas_Miscellaneous_E8 | Commercial | Lodging | Existing | Miscellaneous | Natural Gas | Miscellaneous | E8 |  | 0% | 0% | 0% | 0 | 0 | 0 | 0 | 0 | 0 | 0 | 0 | 0% | 0 | 0 | 0% | Normal | 0% | 0 | 0 | 0 | [17 empty] | Commercial_Lodging_Existing_Miscellaneous_Miscellaneous_
Commercial_Lodging_Existing_Miscellaneous_Natural Gas_Miscellaneous_E9 | Commercial | Lodging | Existing | Miscellaneous | Natural Gas | Miscellaneous | E9 |  | 0% | 0% | 0% | 0 | 0 | 0 | 0 | 0 | 0 | 0 | 0 | 0% | 0 | 0 | 0% | Normal | 0% | 0 | 0 | 0 | [17 empty] | Commercial_Lodging_Existing_Miscellaneous_Miscellaneous_
Commercial_Lodging_Existing_Miscellaneous_Natural Gas_Miscellaneous_E10 | Commercial | Lodging | Existing | Miscellaneous | Natural Gas | Miscellaneous | E10 |  | 0% | 0% | 0% | 0 | 0 | 0 | 0 | 0 | 0 | 0 | 0 | 0% | 0 | 0 | 0% | Normal | 0% | 0 | 0 | 0 | [17 empty] | Commercial_Lodging_Existing_Miscellaneous_Miscellaneous_
Commercial_Lodging_New_Space Heating_Natural Gas_Furnace_E1 | Commercial | Lodging | New | Space Heating | Natural Gas | Furnace | E1 | AFUE 80% (Standard) | 100% | 0% | 0% | 0.088193 | 0.092392 | 0.014279 | 0 | 17 | 29 | 2019 | 2051 | 80% | 0 | 0 | 0% | Normal | 0% | 0.46622 | 0 | 0 | 400 kBtu/hr | 55000 | 0 | 8.2759e-05 | 14.0838 | 1050 | 1100 | 170 | 0 | 2018 | 1.0149 | EIA 2018 Tech Forecast | EIA 2018 Tech Forecast | AEG BEST | 400 | kBtu/hr | 0.033103 | Commercial_Lodging_New_Space Heating_Furnace_AFUE 80% (Standard)
Commercial_Lodging_New_Space Heating_Natural Gas_Furnace_E2 | Commercial | Lodging | New | Space Heating | Natural Gas | Furnace | E2 | AFUE 90% | 88.89% | 0% | 0% | 0.14699 | 0.10919 | 0.014699 | 0 | 17 | 29 | 2019 | 2051 | 80% | 0 | 0 | 0% | Normal | 0% | 0.41441 | 0 | 0 | 400 kBtu/hr | 55000 | 0 | 8.2759e-05 | 12.5185 | 1750 | 1300 | 175 | 0 | 2018 | 1.0149 | EIA 2018 Tech Forecast | EIA 2018 Tech Forecast | AEG BEST | 400 | kBtu/hr | 0.033103 | Commercial_Lodging_New_Space Heating_Furnace_AFUE 90%
Commercial_Lodging_New_Space Heating_Natural Gas_Furnace_E3 | Commercial | Lodging | New | Space Heating | Natural Gas | Furnace | E3 | AFUE 96% | 83.33% | 0% | 0% | 0.20578 | 0.12599 | 0.015119 | 0 | 17 | 29 | 2019 | 2051 | 80% | 0 | 0 | 0% | Normal | 0% | 0.38852 | 0 | 0 | 400 kBtu/hr | 55000 | 0 | 8.2759e-05 | 11.7365 | 2450 | 1500 | 180 | 0 | 2018 | 1.0149 | EIA 2018 Tech Forecast | EIA 2018 Tech Forecast | AEG BEST | 400 | kBtu/hr | 0.033103 | Commercial_Lodging_New_Space Heating_Furnace_AFUE 96%
Commercial_Lodging_New_Space Heating_Natural Gas_Furnace_E4 | Commercial | Lodging | New | Space Heating | Natural Gas | Furnace | E4 | Convert to NG Air Source Heat Pump | 83.33% | 0% | 0% | 6.7325 | 0.092392 | 0.12649 | 0 | 10 | 20 | 2019 | 2051 | 100% | 0 | 0 | 0% | Normal | 0% | 0.3885 | 0 | 0 | 400 kBtu/hr | 55000 | 0 | 8.2759e-05 | 11.7359 | 79158.3766 | 1086.3161 | 1487.218 | 0 | 2017 | 1.0277 | AEO 2021 - gas_eng-driven_RTHP-heat 2017 typical | AEO 2021 - gas_eng-driven_RTHP-heat 2017 typical | HP_GAS-Heating-AEO17-1 | 400 | kBtu/hr | 0.033103 | Commercial_Lodging_New_Space Heating_Furnace_Convert to NG Air Source Heat Pump
Commercial_Lodging_New_Space Heating_Natural Gas_Furnace_E5 | Commercial | Lodging | New | Space Heating | Natural Gas | Furnace | E5 |  | 0% | 0% | 0% | 0 | 0 | 0 | 0 | 0 | 0 | 0 | 0 | 0% | 0 | 0 | 0% | Normal | 0% | 0 | 0 | 0 | [17 empty] | Commercial_Lodging_New_Space Heating_Furnace_
Commercial_Lodging_New_Space Heating_Natural Gas_Furnace_E6 | Commercial | Lodging | New | Space Heating | Natural Gas | Furnace | E6 |  | 0% | 0% | 0% | 0 | 0 | 0 | 0 | 0 | 0 | 0 | 0 | 0% | 0 | 0 | 0% | Normal | 0% | 0 | 0 | 0 | [17 empty] | Commercial_Lodging_New_Space Heating_Furnace_
Commercial_Lodging_New_Space Heating_Natural Gas_Furnace_E7 | Commercial | Lodging | New | Space Heating | Natural Gas | Furnace | E7 |  | 0% | 0% | 0% | 0 | 0 | 0 | 0 | 0 | 0 | 0 | 0 | 0% | 0 | 0 | 0% | Normal | 0% | 0 | 0 | 0 | [17 empty] | Commercial_Lodging_New_Space Heating_Furnace_
Commercial_Lodging_New_Space Heating_Natural Gas_Furnace_E8 | Commercial | Lodging | New | Space Heating | Natural Gas | Furnace | E8 |  | 0% | 0% | 0% | 0 | 0 | 0 | 0 | 0 | 0 | 0 | 0 | 0% | 0 | 0 | 0% | Normal | 0% | 0 | 0 | 0 | [17 empty] | Commercial_Lodging_New_Space Heating_Furnace_
Commercial_Lodging_New_Space Heating_Natural Gas_Furnace_E9 | Commercial | Lodging | New | Space Heating | Natural Gas | Furnace | E9 |  | 0% | 0% | 0% | 0 | 0 | 0 | 0 | 0 | 0 | 0 | 0 | 0% | 0 | 0 | 0% | Normal | 0% | 0 | 0 | 0 | [17 empty] | Commercial_Lodging_New_Space Heating_Furnace_
Commercial_Lodging_New_Space Heating_Natural Gas_Furnace_E10 | Commercial | Lodging | New | Space Heating | Natural Gas | Furnace | E10 |  | 0% | 0% | 0% | 0 | 0 | 0 | 0 | 0 | 0 | 0 | 0 | 0% | 0 | 0 | 0% | Normal | 0% | 0 | 0 | 0 | [17 empty] | Commercial_Lodging_New_Space Heating_Furnace_
Commercial_Lodging_New_Space Heating_Natural Gas_Boiler_E1 | Commercial | Lodging | New | Space Heating | Natural Gas | Boiler | E1 | AFUE 80% (Standard) | 100% | 0% | 0% | 0.69714 | 0.38637 | 0.075594 | 0 | 20 | 30 | 2019 | 2051 | 100% | 0 | 0 | 0% | Normal | 0% | 1.1712 | 0 | 0 | 800 kBtu/hr | 55000 | 0 | 4.1379e-05 | 32.9677 | 16600 | 9200 | 1800 | 0 | 2018 | 1.0149 | EIA 2018 Tech Forecast | EIA 2018 Tech Forecast | GBLR-Heating-EIA14-2014 Ref. Case-2 | 800 | kBtu/hr | 0.033103 | Commercial_Lodging_New_Space Heating_Boiler_AFUE 80% (Standard)
Commercial_Lodging_New_Space Heating_Natural Gas_Boiler_E2 | Commercial | Lodging | New | Space Heating | Natural Gas | Boiler | E2 | AFUE 85% | 94.12% | 0% | 0% | 0.95332 | 0.40947 | 0.075594 | 0 | 20 | 30 | 2019 | 2051 | 100% | 0 | 0 | 0% | Normal | 0% | 1.1023 | 0 | 0 | 800 kBtu/hr | 55000 | 0 | 4.1379e-05 | 31.0284 | 22700 | 9750 | 1800 | 0 | 2018 | 1.0149 | EIA 2018 Tech Forecast | EIA 2018 Tech Forecast | GBLR-Heating-EIA14-2014 Ref. Case-5 | 800 | kBtu/hr | 0.033103 | Commercial_Lodging_New_Space Heating_Boiler_AFUE 85%
Commercial_Lodging_New_Space Heating_Natural Gas_Boiler_E3 | Commercial | Lodging | New | Space Heating | Natural Gas | Boiler | E3 | AFUE 97% | 82.47% | 0% | 0% | 1.5431 | 0.38062 | 0.075594 | 0 | 20 | 30 | 2019 | 2051 | 100% | 0 | 0 | 0% | Normal | 0% | 0.96591 | 0 | 0 | 800 kBtu/hr | 55000 | 0 | 4.1379e-05 | 27.1898 | 36742.4242 | 9063.1313 | 1800 | 0 | 2018 | 1.0149 | EIA 2018 Tech Forecast | EIA 2018 Tech Forecast | GBLR-Heating-EIA14-2014 Ref. Case-6 | 800 | kBtu/hr | 0.033103 | Commercial_Lodging_New_Space Heating_Boiler_AFUE 97%
Commercial_Lodging_New_Space Heating_Natural Gas_Boiler_E4 | Commercial | Lodging | New | Space Heating | Natural Gas | Boiler | E4 | Convert to NG Air Source Heat Pump | 61.54% | 0% | 0% | 6.7325 | 0.38637 | 0.12649 | 0 | 10 | 20 | 2019 | 2051 | 100% | 0 | 0 | 0% | Normal | 0% | 0.72072 | 0 | 0 | 800 kBtu/hr | 55000 | 0 | 4.1379e-05 | 20.2878 | 158316.7533 | 9085.5528 | 2974.436 | 0 | 2017 | 1.0277 | AEO 2021 - gas_eng-driven_RTHP-heat 2017 typical | AEO 2021 - gas_eng-driven_RTHP-heat 2017 typical | HP_GAS-Heating-AEO17-1 | 800 | kBtu/hr | 0.033103 | Commercial_Lodging_New_Space Heating_Boiler_Convert to NG Air Source Heat Pump
Commercial_Lodging_New_Space Heating_Natural Gas_Boiler_E5 | Commercial | Lodging | New | Space Heating | Natural Gas | Boiler | E5 |  | 0% | 0% | 0% | 0 | 0 | 0 | 0 | 0 | 0 | 0 | 0 | 0% | 0 | 0 | 0% | Normal | 0% | 0 | 0 | 0 | [17 empty] | Commercial_Lodging_New_Space Heating_Boiler_
Commercial_Lodging_New_Space Heating_Natural Gas_Boiler_E6 | Commercial | Lodging | New | Space Heating | Natural Gas | Boiler | E6 |  | 0% | 0% | 0% | 0 | 0 | 0 | 0 | 0 | 0 | 0 | 0 | 0% | 0 | 0 | 0% | Normal | 0% | 0 | 0 | 0 | [17 empty] | Commercial_Lodging_New_Space Heating_Boiler_
Commercial_Lodging_New_Space Heating_Natural Gas_Boiler_E7 | Commercial | Lodging | New | Space Heating | Natural Gas | Boiler | E7 |  | 0% | 0% | 0% | 0 | 0 | 0 | 0 | 0 | 0 | 0 | 0 | 0% | 0 | 0 | 0% | Normal | 0% | 0 | 0 | 0 | [17 empty] | Commercial_Lodging_New_Space Heating_Boiler_
Commercial_Lodging_New_Space Heating_Natural Gas_Boiler_E8 | Commercial | Lodging | New | Space Heating | Natural Gas | Boiler | E8 |  | 0% | 0% | 0% | 0 | 0 | 0 | 0 | 0 | 0 | 0 | 0 | 0% | 0 | 0 | 0% | Normal | 0% | 0 | 0 | 0 | [17 empty] | Commercial_Lodging_New_Space Heating_Boiler_
Commercial_Lodging_New_Space Heating_Natural Gas_Boiler_E9 | Commercial | Lodging | New | Space Heating | Natural Gas | Boiler | E9 |  | 0% | 0% | 0% | 0 | 0 | 0 | 0 | 0 | 0 | 0 | 0 | 0% | 0 | 0 | 0% | Normal | 0% | 0 | 0 | 0 | [17 empty] | Commercial_Lodging_New_Space Heating_Boiler_
Commercial_Lodging_New_Space Heating_Natural Gas_Boiler_E10 | Commercial | Lodging | New | Space Heating | Natural Gas | Boiler | E10 |  | 0% | 0% | 0% | 0 | 0 | 0 | 0 | 0 | 0 | 0 | 0 | 0% | 0 | 0 | 0% | Normal | 0% | 0 | 0 | 0 | [17 empty] | Commercial_Lodging_New_Space Heating_Boiler_
Commercial_Lodging_New_Space Heating_Natural Gas_Unit Heater_E1 | Commercial | Lodging | New | Space Heating | Natural Gas | Unit Heater | E1 | Standard | 100% | 0% | 0% | 0.19703 | 0 | 0 | 0 | 10 | 14 | 2019 | 2051 | 100% | 0 | 0 | 0% | Normal | 0% | 0.26641 | 0 | 0 | 125 kBtu/Hr | 55000 | 0 | 9.1529e-07 | 2328.572 | 1753.7127 | 0 | 0 | 0 | 2020 | 0.98199 | IL TRM - 4.4.12 - CI-HVC-IRHT-V02-210101 | AEG Market Research | IL TRM - 4.4.12 - CI-HVC-IRHT-V02-210101 w/ CNGC Sizing | 125 | kBtu/Hr | 0.00011441 | Commercial_Lodging_New_Space Heating_Unit Heater_Standard
Commercial_Lodging_New_Space Heating_Natural Gas_Unit Heater_E2 | Commercial | Lodging | New | Space Heating | Natural Gas | Unit Heater | E2 | Condensing | 95.24% | 0% | 0% | 0.31545 | 0 | 0 | 0 | 10 | 14 | 2019 | 2051 | 100% | 0 | 0 | 0% | Normal | 0% | 0.25373 | 0 | 0 | 125 kBtu/Hr | 55000 | 0 | 9.1529e-07 | 2217.7386 | 2807.7404 | 0 | 0 | 0 | 2020 | 0.98199 | IL TRM - 4.4.5 - CI-HVC-CUHT-V01-190101 | ETO Measure Input Sheet - Com - Condensing Unit Heater GAS SPHT | IL TRM - 4.4.5 - CI-HVC-CUHT-V01-190101 w/ CNGC Sizing | 125 | kBtu/Hr | 0.00011441 | Commercial_Lodging_New_Space Heating_Unit Heater_Condensing
Commercial_Lodging_New_Space Heating_Natural Gas_Unit Heater_E3 | Commercial | Lodging | New | Space Heating | Natural Gas | Unit Heater | E3 | Infrared Radiant | 85% | 0% | 0% | 0.27489 | 0 | 0 | 0 | 11 | 19 | 2019 | 2051 | 100% | 0 | 0 | 0% | Normal | 0% | 0.22645 | 0 | 0 | 125 kBtu/Hr | 55000 | 0 | 9.1529e-07 | 1979.2862 | 2446.6992 | 0 | 0 | 0 | 2020 | 0.98199 | IL TRM - 4.4.12 - CI-HVC-IRHT-V02-210101 | AEG Market Research | IL TRM - 4.4.12 - CI-HVC-IRHT-V02-210101 w/ CNGC Sizing | 125 | kBtu/Hr | 0.00011441 | Commercial_Lodging_New_Space Heating_Unit Heater_Infrared Radiant
Commercial_Lodging_New_Space Heating_Natural Gas_Unit Heater_E4 | Commercial | Lodging | New | Space Heating | Natural Gas | Unit Heater | E4 |  | 0% | 0% | 0% | 0 | 0 | 0 | 0 | 0 | 0 | 0 | 0 | 0% | 0 | 0 | 0% | Normal | 0% | 0 | 0 | 0 | [17 empty] | Commercial_Lodging_New_Space Heating_Unit Heater_
Commercial_Lodging_New_Space Heating_Natural Gas_Unit Heater_E5 | Commercial | Lodging | New | Space Heating | Natural Gas | Unit Heater | E5 |  | 0% | 0% | 0% | 0 | 0 | 0 | 0 | 0 | 0 | 0 | 0 | 0% | 0 | 0 | 0% | Normal | 0% | 0 | 0 | 0 | [17 empty] | Commercial_Lodging_New_Space Heating_Unit Heater_
Commercial_Lodging_New_Space Heating_Natural Gas_Unit Heater_E6 | Commercial | Lodging | New | Space Heating | Natural Gas | Unit Heater | E6 |  | 0% | 0% | 0% | 0 | 0 | 0 | 0 | 0 | 0 | 0 | 0 | 0% | 0 | 0 | 0% | Normal | 0% | 0 | 0 | 0 | [17 empty] | Commercial_Lodging_New_Space Heating_Unit Heater_
Commercial_Lodging_New_Space Heating_Natural Gas_Unit Heater_E7 | Commercial | Lodging | New | Space Heating | Natural Gas | Unit Heater | E7 |  | 0% | 0% | 0% | 0 | 0 | 0 | 0 | 0 | 0 | 0 | 0 | 0% | 0 | 0 | 0% | Normal | 0% | 0 | 0 | 0 | [17 empty] | Commercial_Lodging_New_Space Heating_Unit Heater_
Commercial_Lodging_New_Space Heating_Natural Gas_Unit Heater_E8 | Commercial | Lodging | New | Space Heating | Natural Gas | Unit Heater | E8 |  | 0% | 0% | 0% | 0 | 0 | 0 | 0 | 0 | 0 | 0 | 0 | 0% | 0 | 0 | 0% | Normal | 0% | 0 | 0 | 0 | [17 empty] | Commercial_Lodging_New_Space Heating_Unit Heater_
Commercial_Lodging_New_Space Heating_Natural Gas_Unit Heater_E9 | Commercial | Lodging | New | Space Heating | Natural Gas | Unit Heater | E9 |  | 0% | 0% | 0% | 0 | 0 | 0 | 0 | 0 | 0 | 0 | 0 | 0% | 0 | 0 | 0% | Normal | 0% | 0 | 0 | 0 | [17 empty] | Commercial_Lodging_New_Space Heating_Unit Heater_
Commercial_Lodging_New_Space Heating_Natural Gas_Unit Heater_E10 | Commercial | Lodging | New | Space Heating | Natural Gas | Unit Heater | E10 |  | 0% | 0% | 0% | 0 | 0 | 0 | 0 | 0 | 0 | 0 | 0 | 0% | 0 | 0 | 0% | Normal | 0% | 0 | 0 | 0 | [17 empty] | Commercial_Lodging_New_Space Heating_Unit Heater_
Commercial_Lodging_New_Water Heating_Natural Gas_Water Heater_E1 | Commercial | Lodging | New | Water Heating | Natural Gas | Water Heater | E1 | TE 80% | 100% | 0% | 0% | 0.72214 | 0 | 0.04627 | 0 | 8 | 12 | 2019 | 2051 | 100% | 0 | 0 | 0% | Normal | 0% | 0.7063 | 0 | 0 | 1 kBtu/hr | 55000 | 0 | 0.026799 | 26.0302 | 26.22 | 0 | 1.68 | 0 | 2017 | 1.0277 | AEO 2021 - gas_water_heater 2017 standard | AEO 2021 - gas_water_heater 2017 standard | DHW_WH-Water Heating-PG&E-R7-14 | 1 | kBtu/hr | 0.026799 | Commercial_Lodging_New_Water Heating_Water Heater_TE 80%
Commercial_Lodging_New_Water Heating_Natural Gas_Water Heater_E2 | Commercial | Lodging | New | Water Heating | Natural Gas | Water Heater | E2 | TE 81% | 98.77% | 0% | 0% | 0.72186 | 0 | 0.04627 | 0 | 8 | 12 | 2019 | 2051 | 100% | 0 | 0 | 0% | Normal | 0% | 0.69758 | 0 | 0 | 1 kBtu/hr | 55000 | 0 | 0.026799 | 25.7088 | 26.21 | 0 | 1.68 | 0 | 2017 | 1.0277 | AEO 2021 - gas_water_heater 2017 typical | AEO 2021 - gas_water_heater 2017 typical | DHW_WH-Water Heating-PG&E-R7-14 | 1 | kBtu/hr | 0.026799 | Commercial_Lodging_New_Water Heating_Water Heater_TE 81%
Commercial_Lodging_New_Water Heating_Natural Gas_Water Heater_E3 | Commercial | Lodging | New | Water Heating | Natural Gas | Water Heater | E3 | TE 88% | 90.91% | 0% | 0% | 0.76441 | 0 | 0.043102 | 0 | 8 | 12 | 2019 | 2051 | 100% | 0 | 0 | 0% | Normal | 0% | 0.64209 | 0 | 0 | 1 kBtu/hr | 55000 | 0 | 0.026799 | 23.6638 | 27.755 | 0 | 1.565 | 0 | 2017 | 1.0277 | AEO 2021 - gas_water_heater 2017 ENERGY STAR | AEO 2021 - gas_water_heater 2017 ENERGY STAR | DHW_WH-Water Heating-PG&E-R7-14 | 1 | kBtu/hr | 0.026799 | Commercial_Lodging_New_Water Heating_Water Heater_TE 88%
Commercial_Lodging_New_Water Heating_Natural Gas_Water Heater_E4 | Commercial | Lodging | New | Water Heating | Natural Gas | Water Heater | E4 | TE 94% | 85.11% | 0% | 0% | 0.80696 | 0 | 0.039935 | 0 | 8 | 12 | 2019 | 2051 | 100% | 0 | 0 | 0% | Normal | 0% | 0.60111 | 0 | 0 | 1 kBtu/hr | 55000 | 0 | 0.026799 | 22.1534 | 29.3 | 0 | 1.45 | 0 | 2017 | 1.0277 | AEO 2021 - gas_water_heater 2017 ENERGY STAR | AEO 2021 - gas_water_heater 2017 ENERGY STAR | DHW_WH-Water Heating-PG&E-R7-14 | 1 | kBtu/hr | 0.026799 | Commercial_Lodging_New_Water Heating_Water Heater_TE 94%
Commercial_Lodging_New_Water Heating_Natural Gas_Water Heater_E5 | Commercial | Lodging | New | Water Heating | Natural Gas | Water Heater | E5 | TE 96% | 83.33% | 0% | 0% | 0.82413 | 0 | 0.040785 | 0 | 8 | 12 | 2019 | 2051 | 100% | 0 | 0 | 0% | Normal | 0% | 0.58859 | 0 | 0 | 1 kBtu/hr | 55000 | 0 | 0.026799 | 21.6918 | 29.9234 | 0 | 1.4809 | 0 | 2017 | 1.0277 | AEO 2021 - gas_water_heater 2017 ENERGY STAR | AEO 2021 - gas_water_heater 2017 ENERGY STAR | DHW_WH-Water Heating-PG&E-R7-14 | 1 | kBtu/hr | 0.026799 | Commercial_Lodging_New_Water Heating_Water Heater_TE 96%
Commercial_Lodging_New_Water Heating_Natural Gas_Water Heater_E6 | Commercial | Lodging | New | Water Heating | Natural Gas | Water Heater | E6 | Tankless | 81.63% | 0% | 0% | 0.89133 | 0 | 0.0093361 | 0 | 8 | 12 | 2019 | 2051 | 100% | 0 | 0 | 0% | Normal | 0% | 0.57657 | 0 | 0 | 1 kBtu/hr | 55000 | 0 | 0.026799 | 21.2491 | 32.3633 | 0 | 0.33898 | 0 | 2017 | 1.0277 | EIA Ref. Case 2018 - Gas Tankless High Eff. | EIA Ref. Case 2018 - Gas Tankless High Eff. | DHW_WH-Water Heating-NMTRM-2016-7 | 1 | kBtu/hr | 0.026799 | Commercial_Lodging_New_Water Heating_Water Heater_Tankless
Commercial_Lodging_New_Water Heating_Natural Gas_Water Heater_E7 | Commercial | Lodging | New | Water Heating | Natural Gas | Water Heater | E7 | Gas-Fired Absorption HPWH | 75.47% | 0% | 0% | 1.4839 | 0 | 0 | 0 | 10 | 16 | 2019 | 2051 | 100% | 0 | 0 | 0% | Normal | 0% | 0.53306 | 0 | 0 | 1 kBtu/hr | 55000 | 0 | 0.026799 | 19.6454 | 56.3879 | 0 | 0 | 0 | 2020 | 0.98199 | DHW_WH-Water Heating-DOE-2014-2 | NEEA Report #E20-309, Robur Heat Pump Field Trial. March 11, 2020. | Engineering Calculation and NEEA Report #E20-309, Robur Heat Pump Field Trial. March 11, 2020. | 1 | kBtu/hr | 0.026799 | Commercial_Lodging_New_Water Heating_Water Heater_Gas-Fired Absorption HPWH
Commercial_Lodging_New_Water Heating_Natural Gas_Water Heater_E8 | Commercial | Lodging | New | Water Heating | Natural Gas | Water Heater | E8 |  | 0% | 0% | 0% | 0 | 0 | 0 | 0 | 0 | 0 | 0 | 0 | 0% | 0 | 0 | 0% | Normal | 0% | 0 | 0 | 0 | [17 empty] | Commercial_Lodging_New_Water Heating_Water Heater_
Commercial_Lodging_New_Water Heating_Natural Gas_Water Heater_E9 | Commercial | Lodging | New | Water Heating | Natural Gas | Water Heater | E9 |  | 0% | 0% | 0% | 0 | 0 | 0 | 0 | 0 | 0 | 0 | 0 | 0% | 0 | 0 | 0% | Normal | 0% | 0 | 0 | 0 | [17 empty] | Commercial_Lodging_New_Water Heating_Water Heater_
Commercial_Lodging_New_Water Heating_Natural Gas_Water Heater_E10 | Commercial | Lodging | New | Water Heating | Natural Gas | Water Heater | E10 |  | 0% | 0% | 0% | 0 | 0 | 0 | 0 | 0 | 0 | 0 | 0 | 0% | 0 | 0 | 0% | Normal | 0% | 0 | 0 | 0 | [17 empty] | Commercial_Lodging_New_Water Heating_Water Heater_
Commercial_Lodging_New_Food Preparation_Natural Gas_Oven_E1 | Commercial | Lodging | New | Food Preparation | Natural Gas | Oven | E1 | Standard | 100% | 0% | 0% | 0.97164 | 0.020493 | 0 | 0 | 10 | 14 | 2019 | 2051 | 100% | 0 | 0 | 0% | Normal | 0% | 0.10213 | 0 | 0 | 1 unit | 55000 | 0 | 0.00012556 | 813.4143 | 7112 | 150 | 0 | 0 | 2013 | 1.0881 | IL TRM - 4.2.1 - CI-FSE-CBOV-V02-160601 | ETO Measure Input Sheet - Com - Gas Convection Oven | IL TRM - 4.2.1 - CI-FSE-CBOV-V02-160601 | 1 | unit | 0.00012556 | Commercial_Lodging_New_Food Preparation_Oven_Standard
Commercial_Lodging_New_Food Preparation_Natural Gas_Oven_E2 | Commercial | Lodging | New | Food Preparation | Natural Gas | Oven | E2 | ENERGY STAR (>44% Baking Efficiency) | 86.89% | 0% | 0% | 1.0246 | 0.020493 | 0 | 0 | 10 | 14 | 2019 | 2051 | 100% | 0 | 0 | 0% | Normal | 0% | 0.088735 | 0 | 0 | 1 unit | 55000 | 0 | 0.00012556 | 706.739 | 7500 | 150 | 0 | 0 | 2013 | 1.0881 | IL TRM - 4.2.1 - CI-FSE-CBOV-V02-160601 | EIA 2018 Tech Forecast | ETO Measure Input Sheet | 1 | unit | 0.00012556 | Commercial_Lodging_New_Food Preparation_Oven_ENERGY STAR (>44% Baking Efficiency)
Commercial_Lodging_New_Food Preparation_Natural Gas_Oven_E3 | Commercial | Lodging | New | Food Preparation | Natural Gas | Oven | E3 |  | 0% | 0% | 0% | 0 | 0 | 0 | 0 | 0 | 0 | 0 | 0 | 0% | 0 | 0 | 0% | Normal | 0% | 0 | 0 | 0 | [17 empty] | Commercial_Lodging_New_Food Preparation_Oven_
Commercial_Lodging_New_Food Preparation_Natural Gas_Oven_E4 | Commercial | Lodging | New | Food Preparation | Natural Gas | Oven | E4 |  | 0% | 0% | 0% | 0 | 0 | 0 | 0 | 0 | 0 | 0 | 0 | 0% | 0 | 0 | 0% | Normal | 0% | 0 | 0 | 0 | [17 empty] | Commercial_Lodging_New_Food Preparation_Oven_
Commercial_Lodging_New_Food Preparation_Natural Gas_Oven_E5 | Commercial | Lodging | New | Food Preparation | Natural Gas | Oven | E5 |  | 0% | 0% | 0% | 0 | 0 | 0 | 0 | 0 | 0 | 0 | 0 | 0% | 0 | 0 | 0% | Normal | 0% | 0 | 0 | 0 | [17 empty] | Commercial_Lodging_New_Food Preparation_Oven_
Commercial_Lodging_New_Food Preparation_Natural Gas_Oven_E6 | Commercial | Lodging | New | Food Preparation | Natural Gas | Oven | E6 |  | 0% | 0% | 0% | 0 | 0 | 0 | 0 | 0 | 0 | 0 | 0 | 0% | 0 | 0 | 0% | Normal | 0% | 0 | 0 | 0 | [17 empty] | Commercial_Lodging_New_Food Preparation_Oven_
Commercial_Lodging_New_Food Preparation_Natural Gas_Oven_E7 | Commercial | Lodging | New | Food Preparation | Natural Gas | Oven | E7 |  | 0% | 0% | 0% | 0 | 0 | 0 | 0 | 0 | 0 | 0 | 0 | 0% | 0 | 0 | 0% | Normal | 0% | 0 | 0 | 0 | [17 empty] | Commercial_Lodging_New_Food Preparation_Oven_
Commercial_Lodging_New_Food Preparation_Natural Gas_Oven_E8 | Commercial | Lodging | New | Food Preparation | Natural Gas | Oven | E8 |  | 0% | 0% | 0% | 0 | 0 | 0 | 0 | 0 | 0 | 0 | 0 | 0% | 0 | 0 | 0% | Normal | 0% | 0 | 0 | 0 | [17 empty] | Commercial_Lodging_New_Food Preparation_Oven_
Commercial_Lodging_New_Food Preparation_Natural Gas_Oven_E9 | Commercial | Lodging | New | Food Preparation | Natural Gas | Oven | E9 |  | 0% | 0% | 0% | 0 | 0 | 0 | 0 | 0 | 0 | 0 | 0 | 0% | 0 | 0 | 0% | Normal | 0% | 0 | 0 | 0 | [17 empty] | Commercial_Lodging_New_Food Preparation_Oven_
Commercial_Lodging_New_Food Preparation_Natural Gas_Oven_E10 | Commercial | Lodging | New | Food Preparation | Natural Gas | Oven | E10 |  | 0% | 0% | 0% | 0 | 0 | 0 | 0 | 0 | 0 | 0 | 0 | 0% | 0 | 0 | 0% | Normal | 0% | 0 | 0 | 0 | [17 empty] | Commercial_Lodging_New_Food Preparation_Oven_
Commercial_Lodging_New_Food Preparation_Natural Gas_Conveyor Oven_E1 | Commercial | Lodging | New | Food Preparation | Natural Gas | Conveyor Oven | E1 | Standard | 100% | 0% | 0% | 0.69642 | 0 | 0 | 0 | 15 | 19 | 2019 | 2051 | 100% | 0 | 0 | 0% | Normal | 0% | 0.1878 | 0 | 0 | 1 unit | 55000 | 0 | 6.5086e-05 | 2885.475 | 10177 | 0 | 0 | 0 | 2015 | 1.0514 | IL TRM - 4.2.4 - CI-FSE-CVOV-V02-180101 | PGE Workpaper, PGECOFST117 R5, 2015 | MN TRM 3.1 - Gas Conveyor Oven v1.1 | 1 | unit | 6.5086e-05 | Commercial_Lodging_New_Food Preparation_Conveyor Oven_Standard
Commercial_Lodging_New_Food Preparation_Natural Gas_Conveyor Oven_E2 | Commercial | Lodging | New | Food Preparation | Natural Gas | Conveyor Oven | E2 | Efficient (>44% Baking Efficiency) | 76.02% | 0% | 0% | 0.84903 | 0 | 0 | 0 | 15 | 19 | 2019 | 2051 | 100% | 0 | 0 | 0% | Normal | 0% | 0.14276 | 0 | 0 | 1 unit | 55000 | 0 | 6.5086e-05 | 2193.4093 | 12407 | 0 | 0 | 0 | 2015 | 1.0514 | IL TRM - 4.2.4 - CI-FSE-CVOV-V02-180101 | PGE Workpaper, PGECOFST117 R5, 2015 | MN TRM 3.1 - Gas Conveyor Oven v1.1 | 1 | unit | 6.5086e-05 | Commercial_Lodging_New_Food Preparation_Conveyor Oven_Efficient (>44% Baking Efficiency)
Commercial_Lodging_New_Food Preparation_Natural Gas_Conveyor Oven_E3 | Commercial | Lodging | New | Food Preparation | Natural Gas | Conveyor Oven | E3 |  | 0% | 0% | 0% | 0 | 0 | 0 | 0 | 0 | 0 | 0 | 0 | 0% | 0 | 0 | 0% | Normal | 0% | 0 | 0 | 0 | [17 empty] | Commercial_Lodging_New_Food Preparation_Conveyor Oven_
Commercial_Lodging_New_Food Preparation_Natural Gas_Conveyor Oven_E4 | Commercial | Lodging | New | Food Preparation | Natural Gas | Conveyor Oven | E4 |  | 0% | 0% | 0% | 0 | 0 | 0 | 0 | 0 | 0 | 0 | 0 | 0% | 0 | 0 | 0% | Normal | 0% | 0 | 0 | 0 | [17 empty] | Commercial_Lodging_New_Food Preparation_Conveyor Oven_
Commercial_Lodging_New_Food Preparation_Natural Gas_Conveyor Oven_E5 | Commercial | Lodging | New | Food Preparation | Natural Gas | Conveyor Oven | E5 |  | 0% | 0% | 0% | 0 | 0 | 0 | 0 | 0 | 0 | 0 | 0 | 0% | 0 | 0 | 0% | Normal | 0% | 0 | 0 | 0 | [17 empty] | Commercial_Lodging_New_Food Preparation_Conveyor Oven_
Commercial_Lodging_New_Food Preparation_Natural Gas_Conveyor Oven_E6 | Commercial | Lodging | New | Food Preparation | Natural Gas | Conveyor Oven | E6 |  | 0% | 0% | 0% | 0 | 0 | 0 | 0 | 0 | 0 | 0 | 0 | 0% | 0 | 0 | 0% | Normal | 0% | 0 | 0 | 0 | [17 empty] | Commercial_Lodging_New_Food Preparation_Conveyor Oven_
Commercial_Lodging_New_Food Preparation_Natural Gas_Conveyor Oven_E7 | Commercial | Lodging | New | Food Preparation | Natural Gas | Conveyor Oven | E7 |  | 0% | 0% | 0% | 0 | 0 | 0 | 0 | 0 | 0 | 0 | 0 | 0% | 0 | 0 | 0% | Normal | 0% | 0 | 0 | 0 | [17 empty] | Commercial_Lodging_New_Food Preparation_Conveyor Oven_
Commercial_Lodging_New_Food Preparation_Natural Gas_Conveyor Oven_E8 | Commercial | Lodging | New | Food Preparation | Natural Gas | Conveyor Oven | E8 |  | 0% | 0% | 0% | 0 | 0 | 0 | 0 | 0 | 0 | 0 | 0 | 0% | 0 | 0 | 0% | Normal | 0% | 0 | 0 | 0 | [17 empty] | Commercial_Lodging_New_Food Preparation_Conveyor Oven_
Commercial_Lodging_New_Food Preparation_Natural Gas_Conveyor Oven_E9 | Commercial | Lodging | New | Food Preparation | Natural Gas | Conveyor Oven | E9 |  | 0% | 0% | 0% | 0 | 0 | 0 | 0 | 0 | 0 | 0 | 0 | 0% | 0 | 0 | 0% | Normal | 0% | 0 | 0 | 0 | [17 empty] | Commercial_Lodging_New_Food Preparation_Conveyor Oven_
Commercial_Lodging_New_Food Preparation_Natural Gas_Conveyor Oven_E10 | Commercial | Lodging | New | Food Preparation | Natural Gas | Conveyor Oven | E10 |  | 0% | 0% | 0% | 0 | 0 | 0 | 0 | 0 | 0 | 0 | 0 | 0% | 0 | 0 | 0% | Normal | 0% | 0 | 0 | 0 | [17 empty] | Commercial_Lodging_New_Food Preparation_Conveyor Oven_
Commercial_Lodging_New_Food Preparation_Natural Gas_Double Rack Oven_E1 | Commercial | Lodging | New | Food Preparation | Natural Gas | Double Rack Oven | E1 | Standard | 100% | 0% | 0% | 1.0242 | 0 | 0 | 0 | 10 | 14 | 2019 | 2051 | 100% | 0 | 0 | 0% | Normal | 0% | 0.33469 | 0 | 0 | 1 unit | 55000 | 0 | 7.8805e-05 | 4247.1 | 12513 | 0 | 0 | 0 | 2016 | 1.0386 | IL TRM - 4.2.18 - CI-FSE-RKOV-VO2-180101 | PGE Workpaper, PGECOFST109 R6, 2016 | IL TRM - 4.2.18 - CI-FSE-RKOV-VO2-180101 | 1 | unit | 7.8805e-05 | Commercial_Lodging_New_Food Preparation_Double Rack Oven_Standard
Commercial_Lodging_New_Food Preparation_Natural Gas_Double Rack Oven_E2 | Commercial | Lodging | New | Food Preparation | Natural Gas | Double Rack Oven | E2 | FTSC Qualified (>50% Cooking Efficiency) | 54.55% | 0% | 0% | 1.362 | 0 | 0 | 0 | 10 | 14 | 2019 | 2051 | 100% | 0 | 0 | 0% | Normal | 0% | 0.18256 | 0 | 0 | 1 unit | 55000 | 0 | 7.8805e-05 | 2316.6 | 16641 | 0 | 0 | 0 | 2016 | 1.0386 | IL TRM - 4.2.18 - CI-FSE-RKOV-VO2-180101 | PGE Workpaper, PGECOFST109 R6, 2016 | IL TRM - 4.2.18 - CI-FSE-RKOV-VO2-180101 | 1 | unit | 7.8805e-05 | Commercial_Lodging_New_Food Preparation_Double Rack Oven_FTSC Qualified (>50% Cooking Efficiency)
Commercial_Lodging_New_Food Preparation_Natural Gas_Double Rack Oven_E3 | Commercial | Lodging | New | Food Preparation | Natural Gas | Double Rack Oven | E3 |  | 0% | 0% | 0% | 0 | 0 | 0 | 0 | 0 | 0 | 0 | 0 | 0% | 0 | 0 | 0% | Normal | 0% | 0 | 0 | 0 | [17 empty] | Commercial_Lodging_New_Food Preparation_Double Rack Oven_
Commercial_Lodging_New_Food Preparation_Natural Gas_Double Rack Oven_E4 | Commercial | Lodging | New | Food Preparation | Natural Gas | Double Rack Oven | E4 |  | 0% | 0% | 0% | 0 | 0 | 0 | 0 | 0 | 0 | 0 | 0 | 0% | 0 | 0 | 0% | Normal | 0% | 0 | 0 | 0 | [17 empty] | Commercial_Lodging_New_Food Preparation_Double Rack Oven_
Commercial_Lodging_New_Food Preparation_Natural Gas_Double Rack Oven_E5 | Commercial | Lodging | New | Food Preparation | Natural Gas | Double Rack Oven | E5 |  | 0% | 0% | 0% | 0 | 0 | 0 | 0 | 0 | 0 | 0 | 0 | 0% | 0 | 0 | 0% | Normal | 0% | 0 | 0 | 0 | [17 empty] | Commercial_Lodging_New_Food Preparation_Double Rack Oven_
Commercial_Lodging_New_Food Preparation_Natural Gas_Double Rack Oven_E6 | Commercial | Lodging | New | Food Preparation | Natural Gas | Double Rack Oven | E6 |  | 0% | 0% | 0% | 0 | 0 | 0 | 0 | 0 | 0 | 0 | 0 | 0% | 0 | 0 | 0% | Normal | 0% | 0 | 0 | 0 | [17 empty] | Commercial_Lodging_New_Food Preparation_Double Rack Oven_
Commercial_Lodging_New_Food Preparation_Natural Gas_Double Rack Oven_E7 | Commercial | Lodging | New | Food Preparation | Natural Gas | Double Rack Oven | E7 |  | 0% | 0% | 0% | 0 | 0 | 0 | 0 | 0 | 0 | 0 | 0 | 0% | 0 | 0 | 0% | Normal | 0% | 0 | 0 | 0 | [17 empty] | Commercial_Lodging_New_Food Preparation_Double Rack Oven_
Commercial_Lodging_New_Food Preparation_Natural Gas_Double Rack Oven_E8 | Commercial | Lodging | New | Food Preparation | Natural Gas | Double Rack Oven | E8 |  | 0% | 0% | 0% | 0 | 0 | 0 | 0 | 0 | 0 | 0 | 0 | 0% | 0 | 0 | 0% | Normal | 0% | 0 | 0 | 0 | [17 empty] | Commercial_Lodging_New_Food Preparation_Double Rack Oven_
Commercial_Lodging_New_Food Preparation_Natural Gas_Double Rack Oven_E9 | Commercial | Lodging | New | Food Preparation | Natural Gas | Double Rack Oven | E9 |  | 0% | 0% | 0% | 0 | 0 | 0 | 0 | 0 | 0 | 0 | 0 | 0% | 0 | 0 | 0% | Normal | 0% | 0 | 0 | 0 | [17 empty] | Commercial_Lodging_New_Food Preparation_Double Rack Oven_
Commercial_Lodging_New_Food Preparation_Natural Gas_Double Rack Oven_E10 | Commercial | Lodging | New | Food Preparation | Natural Gas | Double Rack Oven | E10 |  | 0% | 0% | 0% | 0 | 0 | 0 | 0 | 0 | 0 | 0 | 0 | 0% | 0 | 0 | 0% | Normal | 0% | 0 | 0 | 0 | [17 empty] | Commercial_Lodging_New_Food Preparation_Double Rack Oven_
Commercial_Lodging_New_Food Preparation_Natural Gas_Fryer_E1 | Commercial | Lodging | New | Food Preparation | Natural Gas | Fryer | E1 | Standard | 100% | 0% | 0% | 0.52541 | 0 | 0 | 0 | 4 | 7 | 2019 | 2021 | 100% | 0 | 0 | 0% | Normal | 0% | 0.16948 | 0 | 0 | 1 unit | 55000 | 0 | 0.00014968 | 1132.275 | 3379.7321 | 0 | 0 | 0 | 2016 | 1.0386 | RTF Wkbk - ComCookingFryer_v3_3 | RTF Wkbk - ComCookingFryer_v3_3 | RTF Wkbk - ComCookingFryer_v3_3 | 1 | unit | 0.00014968 | Commercial_Lodging_New_Food Preparation_Fryer_Standard
Commercial_Lodging_New_Food Preparation_Natural Gas_Fryer_E2 | Commercial | Lodging | New | Food Preparation | Natural Gas | Fryer | E2 | ENERGY STAR | 61.29% | 0% | 0% | 0.66044 | 0 | 0 | 0 | 4 | 7 | 2019 | 2051 | 100% | 0 | 0 | 0% | Normal | 0% | 0.10387 | 0 | 0 | 1 unit | 55000 | 0 | 0.00014968 | 693.975 | 4248.3333 | 0 | 0 | 0 | 2016 | 1.0386 | RTF Wkbk - ComCookingFryer_v3_3 | RTF Wkbk - ComCookingFryer_v3_3 | RTF Wkbk - ComCookingFryer_v3_3 | 1 | unit | 0.00014968 | Commercial_Lodging_New_Food Preparation_Fryer_ENERGY STAR
Commercial_Lodging_New_Food Preparation_Natural Gas_Fryer_E3 | Commercial | Lodging | New | Food Preparation | Natural Gas | Fryer | E3 |  | 0% | 0% | 0% | 0 | 0 | 0 | 0 | 0 | 0 | 0 | 0 | 0% | 0 | 0 | 0% | Normal | 0% | 0 | 0 | 0 | [17 empty] | Commercial_Lodging_New_Food Preparation_Fryer_
Commercial_Lodging_New_Food Preparation_Natural Gas_Fryer_E4 | Commercial | Lodging | New | Food Preparation | Natural Gas | Fryer | E4 |  | 0% | 0% | 0% | 0 | 0 | 0 | 0 | 0 | 0 | 0 | 0 | 0% | 0 | 0 | 0% | Normal | 0% | 0 | 0 | 0 | [17 empty] | Commercial_Lodging_New_Food Preparation_Fryer_
Commercial_Lodging_New_Food Preparation_Natural Gas_Fryer_E5 | Commercial | Lodging | New | Food Preparation | Natural Gas | Fryer | E5 |  | 0% | 0% | 0% | 0 | 0 | 0 | 0 | 0 | 0 | 0 | 0 | 0% | 0 | 0 | 0% | Normal | 0% | 0 | 0 | 0 | [17 empty] | Commercial_Lodging_New_Food Preparation_Fryer_
Commercial_Lodging_New_Food Preparation_Natural Gas_Fryer_E6 | Commercial | Lodging | New | Food Preparation | Natural Gas | Fryer | E6 |  | 0% | 0% | 0% | 0 | 0 | 0 | 0 | 0 | 0 | 0 | 0 | 0% | 0 | 0 | 0% | Normal | 0% | 0 | 0 | 0 | [17 empty] | Commercial_Lodging_New_Food Preparation_Fryer_
Commercial_Lodging_New_Food Preparation_Natural Gas_Fryer_E7 | Commercial | Lodging | New | Food Preparation | Natural Gas | Fryer | E7 |  | 0% | 0% | 0% | 0 | 0 | 0 | 0 | 0 | 0 | 0 | 0 | 0% | 0 | 0 | 0% | Normal | 0% | 0 | 0 | 0 | [17 empty] | Commercial_Lodging_New_Food Preparation_Fryer_
Commercial_Lodging_New_Food Preparation_Natural Gas_Fryer_E8 | Commercial | Lodging | New | Food Preparation | Natural Gas | Fryer | E8 |  | 0% | 0% | 0% | 0 | 0 | 0 | 0 | 0 | 0 | 0 | 0 | 0% | 0 | 0 | 0% | Normal | 0% | 0 | 0 | 0 | [17 empty] | Commercial_Lodging_New_Food Preparation_Fryer_
Commercial_Lodging_New_Food Preparation_Natural Gas_Fryer_E9 | Commercial | Lodging | New | Food Preparation | Natural Gas | Fryer | E9 |  | 0% | 0% | 0% | 0 | 0 | 0 | 0 | 0 | 0 | 0 | 0 | 0% | 0 | 0 | 0% | Normal | 0% | 0 | 0 | 0 | [17 empty] | Commercial_Lodging_New_Food Preparation_Fryer_
Commercial_Lodging_New_Food Preparation_Natural Gas_Fryer_E10 | Commercial | Lodging | New | Food Preparation | Natural Gas | Fryer | E10 |  | 0% | 0% | 0% | 0 | 0 | 0 | 0 | 0 | 0 | 0 | 0 | 0% | 0 | 0 | 0% | Normal | 0% | 0 | 0 | 0 | [17 empty] | Commercial_Lodging_New_Food Preparation_Fryer_
Commercial_Lodging_New_Food Preparation_Natural Gas_Broiler_E1 | Commercial | Lodging | New | Food Preparation | Natural Gas | Broiler | E1 | Standard | 100% | 0% | 0% | 0.77583 | 0 | 0 | 0 | 10 | 14 | 2019 | 2051 | 100% | 0 | 0 | 0% | Normal | 0% | 0.1848 | 0 | 0 | 1 unit | 55000 | 0 | 0.00027473 | 672.672 | 2500 | 0 | 0 | 0 | 2011 | 1.1296 | IL TRM - 4.2.14 - CI-FSE-IRBL-V02-180101 | Estimate | IL TRM - 4.2.14 - CI-FSE-IRBL-V02-180101 | 1 | unit | 0.00027473 | Commercial_Lodging_New_Food Preparation_Broiler_Standard
Commercial_Lodging_New_Food Preparation_Natural Gas_Broiler_E2 | Commercial | Lodging | New | Food Preparation | Natural Gas | Broiler | E2 | Infrared Burners | 64.29% | 0% | 0% | 1.0862 | 0 | 0 | 0 | 10 | 14 | 2019 | 2051 | 100% | 0 | 0 | 0% | Normal | 0% | 0.1188 | 0 | 0 | 1 unit | 55000 | 0 | 0.00027473 | 432.432 | 3500 | 0 | 0 | 0 | 2011 | 1.1296 | IL TRM - 4.2.14 - CI-FSE-IRBL-V02-180101 | IL TRM - 4.2.14 - CI-FSE-IRBL-V02-180101 | IL TRM - 4.2.14 - CI-FSE-IRBL-V02-180101 | 1 | unit | 0.00027473 | Commercial_Lodging_New_Food Preparation_Broiler_Infrared Burners
Commercial_Lodging_New_Food Preparation_Natural Gas_Broiler_E3 | Commercial | Lodging | New | Food Preparation | Natural Gas | Broiler | E3 |  | 0% | 0% | 0% | 0 | 0 | 0 | 0 | 0 | 0 | 0 | 0 | 0% | 0 | 0 | 0% | Normal | 0% | 0 | 0 | 0 | [17 empty] | Commercial_Lodging_New_Food Preparation_Broiler_
Commercial_Lodging_New_Food Preparation_Natural Gas_Broiler_E4 | Commercial | Lodging | New | Food Preparation | Natural Gas | Broiler | E4 |  | 0% | 0% | 0% | 0 | 0 | 0 | 0 | 0 | 0 | 0 | 0 | 0% | 0 | 0 | 0% | Normal | 0% | 0 | 0 | 0 | [17 empty] | Commercial_Lodging_New_Food Preparation_Broiler_
Commercial_Lodging_New_Food Preparation_Natural Gas_Broiler_E5 | Commercial | Lodging | New | Food Preparation | Natural Gas | Broiler | E5 |  | 0% | 0% | 0% | 0 | 0 | 0 | 0 | 0 | 0 | 0 | 0 | 0% | 0 | 0 | 0% | Normal | 0% | 0 | 0 | 0 | [17 empty] | Commercial_Lodging_New_Food Preparation_Broiler_
Commercial_Lodging_New_Food Preparation_Natural Gas_Broiler_E6 | Commercial | Lodging | New | Food Preparation | Natural Gas | Broiler | E6 |  | 0% | 0% | 0% | 0 | 0 | 0 | 0 | 0 | 0 | 0 | 0 | 0% | 0 | 0 | 0% | Normal | 0% | 0 | 0 | 0 | [17 empty] | Commercial_Lodging_New_Food Preparation_Broiler_
Commercial_Lodging_New_Food Preparation_Natural Gas_Broiler_E7 | Commercial | Lodging | New | Food Preparation | Natural Gas | Broiler | E7 |  | 0% | 0% | 0% | 0 | 0 | 0 | 0 | 0 | 0 | 0 | 0 | 0% | 0 | 0 | 0% | Normal | 0% | 0 | 0 | 0 | [17 empty] | Commercial_Lodging_New_Food Preparation_Broiler_
Commercial_Lodging_New_Food Preparation_Natural Gas_Broiler_E8 | Commercial | Lodging | New | Food Preparation | Natural Gas | Broiler | E8 |  | 0% | 0% | 0% | 0 | 0 | 0 | 0 | 0 | 0 | 0 | 0 | 0% | 0 | 0 | 0% | Normal | 0% | 0 | 0 | 0 | [17 empty] | Commercial_Lodging_New_Food Preparation_Broiler_
Commercial_Lodging_New_Food Preparation_Natural Gas_Broiler_E9 | Commercial | Lodging | New | Food Preparation | Natural Gas | Broiler | E9 |  | 0% | 0% | 0% | 0 | 0 | 0 | 0 | 0 | 0 | 0 | 0 | 0% | 0 | 0 | 0% | Normal | 0% | 0 | 0 | 0 | [17 empty] | Commercial_Lodging_New_Food Preparation_Broiler_
Commercial_Lodging_New_Food Preparation_Natural Gas_Broiler_E10 | Commercial | Lodging | New | Food Preparation | Natural Gas | Broiler | E10 |  | 0% | 0% | 0% | 0 | 0 | 0 | 0 | 0 | 0 | 0 | 0 | 0% | 0 | 0 | 0% | Normal | 0% | 0 | 0 | 0 | [17 empty] | Commercial_Lodging_New_Food Preparation_Broiler_
Commercial_Lodging_New_Food Preparation_Natural Gas_Griddle_E1 | Commercial | Lodging | New | Food Preparation | Natural Gas | Griddle | E1 | Standard | 100% | 0% | 0% | 0.51877 | 0 | 0 | 0 | 10 | 14 | 2019 | 2051 | 100% | 0 | 0 | 0% | Normal | 0% | 0.11404 | 0 | 0 | 1 unit | 55000 | 0 | 9.2573e-05 | 1231.891 | 5150 | 0 | 0 | 0 | 2013 | 1.0881 | IL TRM - 4.2.8 - CI-FSE-ESGR-V04-200101 | COOK_GRD-Food Preparation-EIA14-2014 Ref. Case-5 | IL TRM - 4.2.8 - CI-FSE-ESGR-V04-200101 | 1 | unit | 9.2573e-05 | Commercial_Lodging_New_Food Preparation_Griddle_Standard
Commercial_Lodging_New_Food Preparation_Natural Gas_Griddle_E2 | Commercial | Lodging | New | Food Preparation | Natural Gas | Griddle | E2 | ENERGY STAR | 91.65% | 0% | 0% | 0.64468 | 0 | 0 | 0 | 10 | 14 | 2019 | 2051 | 100% | 0 | 0 | 0% | Normal | 0% | 0.10452 | 0 | 0 | 1 unit | 55000 | 0 | 9.2573e-05 | 1129.0497 | 6400 | 0 | 0 | 0 | 2013 | 1.0881 | IL TRM - 4.2.8 - CI-FSE-ESGR-V04-200101 | ETO Measure Input Sheet - Com - Gas Griddle | ETO Measure Input Sheet - Com - Gas Griddle | 1 | unit | 9.2573e-05 | Commercial_Lodging_New_Food Preparation_Griddle_ENERGY STAR
Commercial_Lodging_New_Food Preparation_Natural Gas_Griddle_E3 | Commercial | Lodging | New | Food Preparation | Natural Gas | Griddle | E3 |  | 0% | 0% | 0% | 0 | 0 | 0 | 0 | 0 | 0 | 0 | 0 | 0% | 0 | 0 | 0% | Normal | 0% | 0 | 0 | 0 | [17 empty] | Commercial_Lodging_New_Food Preparation_Griddle_
Commercial_Lodging_New_Food Preparation_Natural Gas_Griddle_E4 | Commercial | Lodging | New | Food Preparation | Natural Gas | Griddle | E4 |  | 0% | 0% | 0% | 0 | 0 | 0 | 0 | 0 | 0 | 0 | 0 | 0% | 0 | 0 | 0% | Normal | 0% | 0 | 0 | 0 | [17 empty] | Commercial_Lodging_New_Food Preparation_Griddle_
Commercial_Lodging_New_Food Preparation_Natural Gas_Griddle_E5 | Commercial | Lodging | New | Food Preparation | Natural Gas | Griddle | E5 |  | 0% | 0% | 0% | 0 | 0 | 0 | 0 | 0 | 0 | 0 | 0 | 0% | 0 | 0 | 0% | Normal | 0% | 0 | 0 | 0 | [17 empty] | Commercial_Lodging_New_Food Preparation_Griddle_
Commercial_Lodging_New_Food Preparation_Natural Gas_Griddle_E6 | Commercial | Lodging | New | Food Preparation | Natural Gas | Griddle | E6 |  | 0% | 0% | 0% | 0 | 0 | 0 | 0 | 0 | 0 | 0 | 0 | 0% | 0 | 0 | 0% | Normal | 0% | 0 | 0 | 0 | [17 empty] | Commercial_Lodging_New_Food Preparation_Griddle_
Commercial_Lodging_New_Food Preparation_Natural Gas_Griddle_E7 | Commercial | Lodging | New | Food Preparation | Natural Gas | Griddle | E7 |  | 0% | 0% | 0% | 0 | 0 | 0 | 0 | 0 | 0 | 0 | 0 | 0% | 0 | 0 | 0% | Normal | 0% | 0 | 0 | 0 | [17 empty] | Commercial_Lodging_New_Food Preparation_Griddle_
Commercial_Lodging_New_Food Preparation_Natural Gas_Griddle_E8 | Commercial | Lodging | New | Food Preparation | Natural Gas | Griddle | E8 |  | 0% | 0% | 0% | 0 | 0 | 0 | 0 | 0 | 0 | 0 | 0 | 0% | 0 | 0 | 0% | Normal | 0% | 0 | 0 | 0 | [17 empty] | Commercial_Lodging_New_Food Preparation_Griddle_
Commercial_Lodging_New_Food Preparation_Natural Gas_Griddle_E9 | Commercial | Lodging | New | Food Preparation | Natural Gas | Griddle | E9 |  | 0% | 0% | 0% | 0 | 0 | 0 | 0 | 0 | 0 | 0 | 0 | 0% | 0 | 0 | 0% | Normal | 0% | 0 | 0 | 0 | [17 empty] | Commercial_Lodging_New_Food Preparation_Griddle_
Commercial_Lodging_New_Food Preparation_Natural Gas_Griddle_E10 | Commercial | Lodging | New | Food Preparation | Natural Gas | Griddle | E10 |  | 0% | 0% | 0% | 0 | 0 | 0 | 0 | 0 | 0 | 0 | 0 | 0% | 0 | 0 | 0% | Normal | 0% | 0 | 0 | 0 | [17 empty] | Commercial_Lodging_New_Food Preparation_Griddle_
Commercial_Lodging_New_Food Preparation_Natural Gas_Range_E1 | Commercial | Lodging | New | Food Preparation | Natural Gas | Range | E1 | Standard | 100% | 0% | 0% | 0.8639 | 0 | 0 | 0 | 8 | 12 | 2019 | 2051 | 100% | 0 | 0 | 0% | Normal | 0% | 0.1354 | 0 | 0 | 1 unit | 55000 | 0 | 0.00011283 | 1200 | 7450 | 0 | 0 | 0 | 2017 | 1.0277 | COOK_OVN-Food Preparation-AEO17-1 | EIA 2018 Tech Forecast | Navigant 2009 | 1 | unit | 0.00011283 | Commercial_Lodging_New_Food Preparation_Range_Standard
Commercial_Lodging_New_Food Preparation_Natural Gas_Range_E2 | Commercial | Lodging | New | Food Preparation | Natural Gas | Range | E2 | High Efficiency | 75% | 0% | 0% | 0.86402 | 0 | 0 | 0 | 8 | 12 | 2019 | 2051 | 100% | 0 | 0 | 0% | Normal | 0% | 0.10155 | 0 | 0 | 1 unit | 55000 | 0 | 0.00011283 | 900 | 7451 | 0 | 0 | 0 | 2017 | 1.0277 | COOK_OVN-Food Preparation-AEO17-1 | EIA 2018 Tech Forecast | EIA 2018 Tech Forecast | 1 | unit | 0.00011283 | Commercial_Lodging_New_Food Preparation_Range_High Efficiency
Commercial_Lodging_New_Food Preparation_Natural Gas_Range_E3 | Commercial | Lodging | New | Food Preparation | Natural Gas | Range | E3 |  | 0% | 0% | 0% | 0 | 0 | 0 | 0 | 0 | 0 | 0 | 0 | 0% | 0 | 0 | 0% | Normal | 0% | 0 | 0 | 0 | [17 empty] | Commercial_Lodging_New_Food Preparation_Range_
Commercial_Lodging_New_Food Preparation_Natural Gas_Range_E4 | Commercial | Lodging | New | Food Preparation | Natural Gas | Range | E4 |  | 0% | 0% | 0% | 0 | 0 | 0 | 0 | 0 | 0 | 0 | 0 | 0% | 0 | 0 | 0% | Normal | 0% | 0 | 0 | 0 | [17 empty] | Commercial_Lodging_New_Food Preparation_Range_
Commercial_Lodging_New_Food Preparation_Natural Gas_Range_E5 | Commercial | Lodging | New | Food Preparation | Natural Gas | Range | E5 |  | 0% | 0% | 0% | 0 | 0 | 0 | 0 | 0 | 0 | 0 | 0 | 0% | 0 | 0 | 0% | Normal | 0% | 0 | 0 | 0 | [17 empty] | Commercial_Lodging_New_Food Preparation_Range_
Commercial_Lodging_New_Food Preparation_Natural Gas_Range_E6 | Commercial | Lodging | New | Food Preparation | Natural Gas | Range | E6 |  | 0% | 0% | 0% | 0 | 0 | 0 | 0 | 0 | 0 | 0 | 0 | 0% | 0 | 0 | 0% | Normal | 0% | 0 | 0 | 0 | [17 empty] | Commercial_Lodging_New_Food Preparation_Range_
Commercial_Lodging_New_Food Preparation_Natural Gas_Range_E7 | Commercial | Lodging | New | Food Preparation | Natural Gas | Range | E7 |  | 0% | 0% | 0% | 0 | 0 | 0 | 0 | 0 | 0 | 0 | 0 | 0% | 0 | 0 | 0% | Normal | 0% | 0 | 0 | 0 | [17 empty] | Commercial_Lodging_New_Food Preparation_Range_
Commercial_Lodging_New_Food Preparation_Natural Gas_Range_E8 | Commercial | Lodging | New | Food Preparation | Natural Gas | Range | E8 |  | 0% | 0% | 0% | 0 | 0 | 0 | 0 | 0 | 0 | 0 | 0 | 0% | 0 | 0 | 0% | Normal | 0% | 0 | 0 | 0 | [17 empty] | Commercial_Lodging_New_Food Preparation_Range_
Commercial_Lodging_New_Food Preparation_Natural Gas_Range_E9 | Commercial | Lodging | New | Food Preparation | Natural Gas | Range | E9 |  | 0% | 0% | 0% | 0 | 0 | 0 | 0 | 0 | 0 | 0 | 0 | 0% | 0 | 0 | 0% | Normal | 0% | 0 | 0 | 0 | [17 empty] | Commercial_Lodging_New_Food Preparation_Range_
Commercial_Lodging_New_Food Preparation_Natural Gas_Range_E10 | Commercial | Lodging | New | Food Preparation | Natural Gas | Range | E10 |  | 0% | 0% | 0% | 0 | 0 | 0 | 0 | 0 | 0 | 0 | 0 | 0% | 0 | 0 | 0% | Normal | 0% | 0 | 0 | 0 | [17 empty] | Commercial_Lodging_New_Food Preparation_Range_
Commercial_Lodging_New_Food Preparation_Natural Gas_Steamer_E1 | Commercial | Lodging | New | Food Preparation | Natural Gas | Steamer | E1 | Standard | 100% | 0% | 0% | 2.5596 | 0 | 0 | 0 | 8 | 16 | 2019 | 2021 | 100% | 0 | 0 | 0% | Normal | 0% | 0.26891 | 0 | 0 | 1 unit | 55000 | 0 | 0.0001761 | 1527.0152 | 13100 | 0 | 0 | 0 | 2012 | 1.1095 | IL TRM - 4.2.3 - CI-FSE-STMC-V05-190101 | DOE Commercial R&D 2016 - Table 2-10 | IL TRM - 4.2.3 - CI-FSE-STMC-V05-190101 | 1 | unit | 0.0001761 | Commercial_Lodging_New_Food Preparation_Steamer_Standard
Commercial_Lodging_New_Food Preparation_Natural Gas_Steamer_E2 | Commercial | Lodging | New | Food Preparation | Natural Gas | Steamer | E2 | ENERGY STAR | 43.38% | 0% | 0% | 3.0032 | 0 | -0.00051384 | 0 | 8 | 16 | 2019 | 2051 | 100% | 0 | 0 | 0% | Normal | 0% | 0.11666 | 0 | 0 | 1 unit | 55000 | 0 | 0.0001761 | 662.4553 | 15370 | 0 | -2.6298 | 0 | 2012 | 1.1095 | IL TRM - 4.2.3 - CI-FSE-STMC-V05-190101 | ETO Measure Input Sheet - Com - Gas Steamer | ETO Measure Input Sheet - Com - Gas Steamer | 1 | unit | 0.0001761 | Commercial_Lodging_New_Food Preparation_Steamer_ENERGY STAR
Commercial_Lodging_New_Food Preparation_Natural Gas_Steamer_E3 | Commercial | Lodging | New | Food Preparation | Natural Gas | Steamer | E3 |  | 0% | 0% | 0% | 0 | 0 | 0 | 0 | 0 | 0 | 0 | 0 | 0% | 0 | 0 | 0% | Normal | 0% | 0 | 0 | 0 | [17 empty] | Commercial_Lodging_New_Food Preparation_Steamer_
Commercial_Lodging_New_Food Preparation_Natural Gas_Steamer_E4 | Commercial | Lodging | New | Food Preparation | Natural Gas | Steamer | E4 |  | 0% | 0% | 0% | 0 | 0 | 0 | 0 | 0 | 0 | 0 | 0 | 0% | 0 | 0 | 0% | Normal | 0% | 0 | 0 | 0 | [17 empty] | Commercial_Lodging_New_Food Preparation_Steamer_
Commercial_Lodging_New_Food Preparation_Natural Gas_Steamer_E5 | Commercial | Lodging | New | Food Preparation | Natural Gas | Steamer | E5 |  | 0% | 0% | 0% | 0 | 0 | 0 | 0 | 0 | 0 | 0 | 0 | 0% | 0 | 0 | 0% | Normal | 0% | 0 | 0 | 0 | [17 empty] | Commercial_Lodging_New_Food Preparation_Steamer_
Commercial_Lodging_New_Food Preparation_Natural Gas_Steamer_E6 | Commercial | Lodging | New | Food Preparation | Natural Gas | Steamer | E6 |  | 0% | 0% | 0% | 0 | 0 | 0 | 0 | 0 | 0 | 0 | 0 | 0% | 0 | 0 | 0% | Normal | 0% | 0 | 0 | 0 | [17 empty] | Commercial_Lodging_New_Food Preparation_Steamer_
Commercial_Lodging_New_Food Preparation_Natural Gas_Steamer_E7 | Commercial | Lodging | New | Food Preparation | Natural Gas | Steamer | E7 |  | 0% | 0% | 0% | 0 | 0 | 0 | 0 | 0 | 0 | 0 | 0 | 0% | 0 | 0 | 0% | Normal | 0% | 0 | 0 | 0 | [17 empty] | Commercial_Lodging_New_Food Preparation_Steamer_
Commercial_Lodging_New_Food Preparation_Natural Gas_Steamer_E8 | Commercial | Lodging | New | Food Preparation | Natural Gas | Steamer | E8 |  | 0% | 0% | 0% | 0 | 0 | 0 | 0 | 0 | 0 | 0 | 0 | 0% | 0 | 0 | 0% | Normal | 0% | 0 | 0 | 0 | [17 empty] | Commercial_Lodging_New_Food Preparation_Steamer_
Commercial_Lodging_New_Food Preparation_Natural Gas_Steamer_E9 | Commercial | Lodging | New | Food Preparation | Natural Gas | Steamer | E9 |  | 0% | 0% | 0% | 0 | 0 | 0 | 0 | 0 | 0 | 0 | 0 | 0% | 0 | 0 | 0% | Normal | 0% | 0 | 0 | 0 | [17 empty] | Commercial_Lodging_New_Food Preparation_Steamer_
Commercial_Lodging_New_Food Preparation_Natural Gas_Steamer_E10 | Commercial | Lodging | New | Food Preparation | Natural Gas | Steamer | E10 |  | 0% | 0% | 0% | 0 | 0 | 0 | 0 | 0 | 0 | 0 | 0 | 0% | 0 | 0 | 0% | Normal | 0% | 0 | 0 | 0 | [17 empty] | Commercial_Lodging_New_Food Preparation_Steamer_
Commercial_Lodging_New_Food Preparation_Natural Gas_Food Prep Other_E1 | Commercial | Lodging | New | Food Preparation | Natural Gas | Food Prep Other | E1 | Standard | 100% | 0% | 0% | 0.038868 | 0 | 0 | 0 | 8 | 12 | 2019 | 2051 | 100% | 0 | 0 | 0% | Normal | 0% | 0.048173 | 0 | 0 | 1 unit | 55000 | 0 | 3.3849e-05 | 1423.18 | 1000 | 0 | 0 | 0 | 2010 | 1.1483 | Default | Default | Default | 1 | unit | 3.3849e-05 | Commercial_Lodging_New_Food Preparation_Food Prep Other_Standard
Commercial_Lodging_New_Food Preparation_Natural Gas_Food Prep Other_E2 | Commercial | Lodging | New | Food Preparation | Natural Gas | Food Prep Other | E2 | ENERGY STAR | 100% | 0% | 0% | 0.038907 | 0 | 0 | 0 | 8 | 12 | 2019 | 2051 | 100% | 0 | 0 | 0% | Normal | 0% | 0.048173 | 0 | 0 | 1 unit | 55000 | 0 | 3.3849e-05 | 1423.18 | 1001 | 0 | 0 | 0 | 2010 | 1.1483 | N/A | N/A | N/A | 1 | unit | 3.3849e-05 | Commercial_Lodging_New_Food Preparation_Food Prep Other_ENERGY STAR
Commercial_Lodging_New_Food Preparation_Natural Gas_Food Prep Other_E3 | Commercial | Lodging | New | Food Preparation | Natural Gas | Food Prep Other | E3 |  | 0% | 0% | 0% | 0 | 0 | 0 | 0 | 0 | 0 | 0 | 0 | 0% | 0 | 0 | 0% | Normal | 0% | 0 | 0 | 0 | [17 empty] | Commercial_Lodging_New_Food Preparation_Food Prep Other_
Commercial_Lodging_New_Food Preparation_Natural Gas_Food Prep Other_E4 | Commercial | Lodging | New | Food Preparation | Natural Gas | Food Prep Other | E4 |  | 0% | 0% | 0% | 0 | 0 | 0 | 0 | 0 | 0 | 0 | 0 | 0% | 0 | 0 | 0% | Normal | 0% | 0 | 0 | 0 | [17 empty] | Commercial_Lodging_New_Food Preparation_Food Prep Other_
Commercial_Lodging_New_Food Preparation_Natural Gas_Food Prep Other_E5 | Commercial | Lodging | New | Food Preparation | Natural Gas | Food Prep Other | E5 |  | 0% | 0% | 0% | 0 | 0 | 0 | 0 | 0 | 0 | 0 | 0 | 0% | 0 | 0 | 0% | Normal | 0% | 0 | 0 | 0 | [17 empty] | Commercial_Lodging_New_Food Preparation_Food Prep Other_
Commercial_Lodging_New_Food Preparation_Natural Gas_Food Prep Other_E6 | Commercial | Lodging | New | Food Preparation | Natural Gas | Food Prep Other | E6 |  | 0% | 0% | 0% | 0 | 0 | 0 | 0 | 0 | 0 | 0 | 0 | 0% | 0 | 0 | 0% | Normal | 0% | 0 | 0 | 0 | [17 empty] | Commercial_Lodging_New_Food Preparation_Food Prep Other_
Commercial_Lodging_New_Food Preparation_Natural Gas_Food Prep Other_E7 | Commercial | Lodging | New | Food Preparation | Natural Gas | Food Prep Other | E7 |  | 0% | 0% | 0% | 0 | 0 | 0 | 0 | 0 | 0 | 0 | 0 | 0% | 0 | 0 | 0% | Normal | 0% | 0 | 0 | 0 | [17 empty] | Commercial_Lodging_New_Food Preparation_Food Prep Other_
Commercial_Lodging_New_Food Preparation_Natural Gas_Food Prep Other_E8 | Commercial | Lodging | New | Food Preparation | Natural Gas | Food Prep Other | E8 |  | 0% | 0% | 0% | 0 | 0 | 0 | 0 | 0 | 0 | 0 | 0 | 0% | 0 | 0 | 0% | Normal | 0% | 0 | 0 | 0 | [17 empty] | Commercial_Lodging_New_Food Preparation_Food Prep Other_
Commercial_Lodging_New_Food Preparation_Natural Gas_Food Prep Other_E9 | Commercial | Lodging | New | Food Preparation | Natural Gas | Food Prep Other | E9 |  | 0% | 0% | 0% | 0 | 0 | 0 | 0 | 0 | 0 | 0 | 0 | 0% | 0 | 0 | 0% | Normal | 0% | 0 | 0 | 0 | [17 empty] | Commercial_Lodging_New_Food Preparation_Food Prep Other_
Commercial_Lodging_New_Food Preparation_Natural Gas_Food Prep Other_E10 | Commercial | Lodging | New | Food Preparation | Natural Gas | Food Prep Other | E10 |  | 0% | 0% | 0% | 0 | 0 | 0 | 0 | 0 | 0 | 0 | 0 | 0% | 0 | 0 | 0% | Normal | 0% | 0 | 0 | 0 | [17 empty] | Commercial_Lodging_New_Food Preparation_Food Prep Other_
Commercial_Lodging_New_Miscellaneous_Natural Gas_Pool Heater_E1 | Commercial | Lodging | New | Miscellaneous | Natural Gas | Pool Heater | E1 | Standard (EF .78) | 100% | 0% | 0% | 0.011749 | 0 | 0 | 0 | 4 | 8 | 2019 | 2051 | 100% | 0 | 0 | 0% | Normal | 0% | 0.0091216 | 0 | 0 | 1 unit | 55000 | 0 | 6.0892e-07 | 14980 | 18052 | 0 | 0 | 0 | 2014 | 1.0689 | DOE Commercial R&D 2016 - Table 7-6 | DOE Commercial R&D 2016 - Table 7-7 | DOE Commercial R&D 2016 - Table 7-8 | 1 | unit | 6.0892e-07 | Commercial_Lodging_New_Miscellaneous_Pool Heater_Standard (EF .78)
Commercial_Lodging_New_Miscellaneous_Natural Gas_Pool Heater_E2 | Commercial | Lodging | New | Miscellaneous | Natural Gas | Pool Heater | E2 | Condensing (EF .90) | 85% | 0% | 0% | 0.019238 | 0 | 0 | 0 | 4 | 8 | 2019 | 2051 | 100% | 0 | 0 | 0% | Normal | 0% | 0.0077533 | 0 | 0 | 1 unit | 55000 | 0 | 6.0892e-07 | 12733 | 29558 | 0 | 0 | 0 | 2014 | 1.0689 | DOE Commercial R&D 2016 - Table 7-6 | DOE Commercial R&D 2016 - Table 7-7 | DOE Commercial R&D 2016 - Table 7-9 | 1 | unit | 6.0892e-07 | Commercial_Lodging_New_Miscellaneous_Pool Heater_Condensing (EF .90)
Commercial_Lodging_New_Miscellaneous_Natural Gas_Pool Heater_E3 | Commercial | Lodging | New | Miscellaneous | Natural Gas | Pool Heater | E3 |  | 0% | 0% | 0% | 0 | 0 | 0 | 0 | 0 | 0 | 0 | 0 | 0% | 0 | 0 | 0% | Normal | 0% | 0 | 0 | 0 | [17 empty] | Commercial_Lodging_New_Miscellaneous_Pool Heater_
Commercial_Lodging_New_Miscellaneous_Natural Gas_Pool Heater_E4 | Commercial | Lodging | New | Miscellaneous | Natural Gas | Pool Heater | E4 |  | 0% | 0% | 0% | 0 | 0 | 0 | 0 | 0 | 0 | 0 | 0 | 0% | 0 | 0 | 0% | Normal | 0% | 0 | 0 | 0 | [17 empty] | Commercial_Lodging_New_Miscellaneous_Pool Heater_
Commercial_Lodging_New_Miscellaneous_Natural Gas_Pool Heater_E5 | Commercial | Lodging | New | Miscellaneous | Natural Gas | Pool Heater | E5 |  | 0% | 0% | 0% | 0 | 0 | 0 | 0 | 0 | 0 | 0 | 0 | 0% | 0 | 0 | 0% | Normal | 0% | 0 | 0 | 0 | [17 empty] | Commercial_Lodging_New_Miscellaneous_Pool Heater_
Commercial_Lodging_New_Miscellaneous_Natural Gas_Pool Heater_E6 | Commercial | Lodging | New | Miscellaneous | Natural Gas | Pool Heater | E6 |  | 0% | 0% | 0% | 0 | 0 | 0 | 0 | 0 | 0 | 0 | 0 | 0% | 0 | 0 | 0% | Normal | 0% | 0 | 0 | 0 | [17 empty] | Commercial_Lodging_New_Miscellaneous_Pool Heater_
Commercial_Lodging_New_Miscellaneous_Natural Gas_Pool Heater_E7 | Commercial | Lodging | New | Miscellaneous | Natural Gas | Pool Heater | E7 |  | 0% | 0% | 0% | 0 | 0 | 0 | 0 | 0 | 0 | 0 | 0 | 0% | 0 | 0 | 0% | Normal | 0% | 0 | 0 | 0 | [17 empty] | Commercial_Lodging_New_Miscellaneous_Pool Heater_
Commercial_Lodging_New_Miscellaneous_Natural Gas_Pool Heater_E8 | Commercial | Lodging | New | Miscellaneous | Natural Gas | Pool Heater | E8 |  | 0% | 0% | 0% | 0 | 0 | 0 | 0 | 0 | 0 | 0 | 0 | 0% | 0 | 0 | 0% | Normal | 0% | 0 | 0 | 0 | [17 empty] | Commercial_Lodging_New_Miscellaneous_Pool Heater_
Commercial_Lodging_New_Miscellaneous_Natural Gas_Pool Heater_E9 | Commercial | Lodging | New | Miscellaneous | Natural Gas | Pool Heater | E9 |  | 0% | 0% | 0% | 0 | 0 | 0 | 0 | 0 | 0 | 0 | 0 | 0% | 0 | 0 | 0% | Normal | 0% | 0 | 0 | 0 | [17 empty] | Commercial_Lodging_New_Miscellaneous_Pool Heater_
Commercial_Lodging_New_Miscellaneous_Natural Gas_Pool Heater_E10 | Commercial | Lodging | New | Miscellaneous | Natural Gas | Pool Heater | E10 |  | 0% | 0% | 0% | 0 | 0 | 0 | 0 | 0 | 0 | 0 | 0 | 0% | 0 | 0 | 0% | Normal | 0% | 0 | 0 | 0 | [17 empty] | Commercial_Lodging_New_Miscellaneous_Pool Heater_
Commercial_Lodging_New_Miscellaneous_Natural Gas_Miscellaneous_E1 | Commercial | Lodging | New | Miscellaneous | Natural Gas | Miscellaneous | E1 | Miscellaneous | 100% | 0% | 0% | 1.0386 | 0 | 0 | 0 | 2 | 8 | 2019 | 2051 | 100% | 0 | 0 | 0% | Normal | 0% | 0.034663 | 0 | 0 | 1 unit | 55000 | 0 | 1 | 1 | 1 | 0 | 0 | 0 | 2016 | 1.0386 | N/A | N/A | N/A | 1 | unit | 1 | Commercial_Lodging_New_Miscellaneous_Miscellaneous_Miscellaneous
Commercial_Lodging_New_Miscellaneous_Natural Gas_Miscellaneous_E2 | Commercial | Lodging | New | Miscellaneous | Natural Gas | Miscellaneous | E2 |  | 0% | 0% | 0% | 0 | 0 | 0 | 0 | 0 | 0 | 0 | 0 | 0% | 0 | 0 | 0% | Normal | 0% | 0 | 0 | 0 | [17 empty] | Commercial_Lodging_New_Miscellaneous_Miscellaneous_
Commercial_Lodging_New_Miscellaneous_Natural Gas_Miscellaneous_E3 | Commercial | Lodging | New | Miscellaneous | Natural Gas | Miscellaneous | E3 |  | 0% | 0% | 0% | 0 | 0 | 0 | 0 | 0 | 0 | 0 | 0 | 0% | 0 | 0 | 0% | Normal | 0% | 0 | 0 | 0 | [17 empty] | Commercial_Lodging_New_Miscellaneous_Miscellaneous_
Commercial_Lodging_New_Miscellaneous_Natural Gas_Miscellaneous_E4 | Commercial | Lodging | New | Miscellaneous | Natural Gas | Miscellaneous | E4 |  | 0% | 0% | 0% | 0 | 0 | 0 | 0 | 0 | 0 | 0 | 0 | 0% | 0 | 0 | 0% | Normal | 0% | 0 | 0 | 0 | [17 empty] | Commercial_Lodging_New_Miscellaneous_Miscellaneous_
Commercial_Lodging_New_Miscellaneous_Natural Gas_Miscellaneous_E5 | Commercial | Lodging | New | Miscellaneous | Natural Gas | Miscellaneous | E5 |  | 0% | 0% | 0% | 0 | 0 | 0 | 0 | 0 | 0 | 0 | 0 | 0% | 0 | 0 | 0% | Normal | 0% | 0 | 0 | 0 | [17 empty] | Commercial_Lodging_New_Miscellaneous_Miscellaneous_
Commercial_Lodging_New_Miscellaneous_Natural Gas_Miscellaneous_E6 | Commercial | Lodging | New | Miscellaneous | Natural Gas | Miscellaneous | E6 |  | 0% | 0% | 0% | 0 | 0 | 0 | 0 | 0 | 0 | 0 | 0 | 0% | 0 | 0 | 0% | Normal | 0% | 0 | 0 | 0 | [17 empty] | Commercial_Lodging_New_Miscellaneous_Miscellaneous_
Commercial_Lodging_New_Miscellaneous_Natural Gas_Miscellaneous_E7 | Commercial | Lodging | New | Miscellaneous | Natural Gas | Miscellaneous | E7 |  | 0% | 0% | 0% | 0 | 0 | 0 | 0 | 0 | 0 | 0 | 0 | 0% | 0 | 0 | 0% | Normal | 0% | 0 | 0 | 0 | [17 empty] | Commercial_Lodging_New_Miscellaneous_Miscellaneous_
Commercial_Lodging_New_Miscellaneous_Natural Gas_Miscellaneous_E8 | Commercial | Lodging | New | Miscellaneous | Natural Gas | Miscellaneous | E8 |  | 0% | 0% | 0% | 0 | 0 | 0 | 0 | 0 | 0 | 0 | 0 | 0% | 0 | 0 | 0% | Normal | 0% | 0 | 0 | 0 | [17 empty] | Commercial_Lodging_New_Miscellaneous_Miscellaneous_
Commercial_Lodging_New_Miscellaneous_Natural Gas_Miscellaneous_E9 | Commercial | Lodging | New | Miscellaneous | Natural Gas | Miscellaneous | E9 |  | 0% | 0% | 0% | 0 | 0 | 0 | 0 | 0 | 0 | 0 | 0 | 0% | 0 | 0 | 0% | Normal | 0% | 0 | 0 | 0 | [17 empty] | Commercial_Lodging_New_Miscellaneous_Miscellaneous_
Commercial_Lodging_New_Miscellaneous_Natural Gas_Miscellaneous_E10 | Commercial | Lodging | New | Miscellaneous | Natural Gas | Miscellaneous | E10 |  | 0% | 0% | 0% | 0 | 0 | 0 | 0 | 0 | 0 | 0 | 0 | 0% | 0 | 0 | 0% | Normal | 0% | 0 | 0 | 0 | [17 empty] | Commercial_Lodging_New_Miscellaneous_Miscellaneous_
Commercial_Warehouse_Existing_Space Heating_Natural Gas_Furnace_E1 | Commercial | Warehouse | Existing | Space Heating | Natural Gas | Furnace | E1 | AFUE 80% (Standard) | 100% | 0% | 0% | 0.06394 | 0.066984 | 0.010352 | 0 | 17 | 29 | 2019 | 2051 | 90% | 0 | 0 | 0% | Normal | 0% | 0.24136 | 0 | 0 | 400 kBtu/hr | 100000 | 0 | 6e-05 | 10.0568 | 1050 | 1100 | 170 | 0 | 2018 | 1.0149 | EIA 2018 Tech Forecast | EIA 2018 Tech Forecast | AEG BEST | 400 | kBtu/hr | 0.024 | Commercial_Warehouse_Existing_Space Heating_Furnace_AFUE 80% (Standard)
Commercial_Warehouse_Existing_Space Heating_Natural Gas_Furnace_E2 | Commercial | Warehouse | Existing | Space Heating | Natural Gas | Furnace | E2 | AFUE 90% | 88.89% | 0% | 0% | 0.10657 | 0.079163 | 0.010657 | 0 | 17 | 29 | 2019 | 2051 | 90% | 0 | 0 | 0% | Normal | 0% | 0.21455 | 0 | 0 | 400 kBtu/hr | 100000 | 0 | 6e-05 | 8.9397 | 1750 | 1300 | 175 | 0 | 2018 | 1.0149 | EIA 2018 Tech Forecast | EIA 2018 Tech Forecast | AEG BEST | 400 | kBtu/hr | 0.024 | Commercial_Warehouse_Existing_Space Heating_Furnace_AFUE 90%
Commercial_Warehouse_Existing_Space Heating_Natural Gas_Furnace_E3 | Commercial | Warehouse | Existing | Space Heating | Natural Gas | Furnace | E3 | AFUE 96% | 83.33% | 0% | 0% | 0.14919 | 0.091342 | 0.010961 | 0 | 17 | 29 | 2019 | 2051 | 90% | 0 | 0 | 0% | Normal | 0% | 0.20114 | 0 | 0 | 400 kBtu/hr | 100000 | 0 | 6e-05 | 8.3807 | 2450 | 1500 | 180 | 0 | 2018 | 1.0149 | EIA 2018 Tech Forecast | EIA 2018 Tech Forecast | AEG BEST | 400 | kBtu/hr | 0.024 | Commercial_Warehouse_Existing_Space Heating_Furnace_AFUE 96%
Commercial_Warehouse_Existing_Space Heating_Natural Gas_Furnace_E4 | Commercial | Warehouse | Existing | Space Heating | Natural Gas | Furnace | E4 | Convert to NG Air Source Heat Pump | 61.54% | 0% | 0% | 4.8811 | 0.066984 | 0.091705 | 0 | 10 | 20 | 2019 | 2051 | 100% | 0 | 0 | 0% | Normal | 0% | 0.14853 | 0 | 0 | 400 kBtu/hr | 100000 | 0 | 6e-05 | 6.1888 | 79158.3766 | 1086.3161 | 1487.218 | 0 | 2017 | 1.0277 | AEO 2021 - gas_eng-driven_RTHP-heat 2017 typical | AEO 2021 - gas_eng-driven_RTHP-heat 2017 typical | HP_GAS-Heating-AEO17-1 | 400 | kBtu/hr | 0.024 | Commercial_Warehouse_Existing_Space Heating_Furnace_Convert to NG Air Source Heat Pump
Commercial_Warehouse_Existing_Space Heating_Natural Gas_Furnace_E5 | Commercial | Warehouse | Existing | Space Heating | Natural Gas | Furnace | E5 |  | 0% | 0% | 0% | 0 | 0 | 0 | 0 | 0 | 0 | 0 | 0 | 0% | 0 | 0 | 0% | Normal | 0% | 0 | 0 | 0 | [17 empty] | Commercial_Warehouse_Existing_Space Heating_Furnace_
Commercial_Warehouse_Existing_Space Heating_Natural Gas_Furnace_E6 | Commercial | Warehouse | Existing | Space Heating | Natural Gas | Furnace | E6 |  | 0% | 0% | 0% | 0 | 0 | 0 | 0 | 0 | 0 | 0 | 0 | 0% | 0 | 0 | 0% | Normal | 0% | 0 | 0 | 0 | [17 empty] | Commercial_Warehouse_Existing_Space Heating_Furnace_
Commercial_Warehouse_Existing_Space Heating_Natural Gas_Furnace_E7 | Commercial | Warehouse | Existing | Space Heating | Natural Gas | Furnace | E7 |  | 0% | 0% | 0% | 0 | 0 | 0 | 0 | 0 | 0 | 0 | 0 | 0% | 0 | 0 | 0% | Normal | 0% | 0 | 0 | 0 | [17 empty] | Commercial_Warehouse_Existing_Space Heating_Furnace_
Commercial_Warehouse_Existing_Space Heating_Natural Gas_Furnace_E8 | Commercial | Warehouse | Existing | Space Heating | Natural Gas | Furnace | E8 |  | 0% | 0% | 0% | 0 | 0 | 0 | 0 | 0 | 0 | 0 | 0 | 0% | 0 | 0 | 0% | Normal | 0% | 0 | 0 | 0 | [17 empty] | Commercial_Warehouse_Existing_Space Heating_Furnace_
Commercial_Warehouse_Existing_Space Heating_Natural Gas_Furnace_E9 | Commercial | Warehouse | Existing | Space Heating | Natural Gas | Furnace | E9 |  | 0% | 0% | 0% | 0 | 0 | 0 | 0 | 0 | 0 | 0 | 0 | 0% | 0 | 0 | 0% | Normal | 0% | 0 | 0 | 0 | [17 empty] | Commercial_Warehouse_Existing_Space Heating_Furnace_
Commercial_Warehouse_Existing_Space Heating_Natural Gas_Furnace_E10 | Commercial | Warehouse | Existing | Space Heating | Natural Gas | Furnace | E10 |  | 0% | 0% | 0% | 0 | 0 | 0 | 0 | 0 | 0 | 0 | 0 | 0% | 0 | 0 | 0% | Normal | 0% | 0 | 0 | 0 | [17 empty] | Commercial_Warehouse_Existing_Space Heating_Furnace_
Commercial_Warehouse_Existing_Space Heating_Natural Gas_Boiler_E1 | Commercial | Warehouse | Existing | Space Heating | Natural Gas | Boiler | E1 | AFUE 80% (Standard) | 100% | 0% | 0% | 0.50543 | 0.28012 | 0.054805 | 0 | 20 | 30 | 2019 | 2051 | 100% | 0 | 0 | 0% | Normal | 0% | 1.0161 | 0 | 0 | 800 kBtu/hr | 100000 | 0 | 3e-05 | 42.3389 | 16600 | 9200 | 1800 | 0 | 2018 | 1.0149 | EIA 2018 Tech Forecast | EIA 2018 Tech Forecast | GBLR-Heating-EIA14-2014 Ref. Case-2 | 800 | kBtu/hr | 0.024 | Commercial_Warehouse_Existing_Space Heating_Boiler_AFUE 80% (Standard)
Commercial_Warehouse_Existing_Space Heating_Natural Gas_Boiler_E2 | Commercial | Warehouse | Existing | Space Heating | Natural Gas | Boiler | E2 | AFUE 85% | 94.12% | 0% | 0% | 0.69116 | 0.29686 | 0.054805 | 0 | 20 | 30 | 2019 | 2051 | 100% | 0 | 0 | 0% | Normal | 0% | 0.95636 | 0 | 0 | 800 kBtu/hr | 100000 | 0 | 3e-05 | 39.8484 | 22700 | 9750 | 1800 | 0 | 2018 | 1.0149 | EIA 2018 Tech Forecast | EIA 2018 Tech Forecast | GBLR-Heating-EIA14-2014 Ref. Case-5 | 800 | kBtu/hr | 0.024 | Commercial_Warehouse_Existing_Space Heating_Boiler_AFUE 85%
Commercial_Warehouse_Existing_Space Heating_Natural Gas_Boiler_E3 | Commercial | Warehouse | Existing | Space Heating | Natural Gas | Boiler | E3 | AFUE 97% | 82.47% | 0% | 0% | 1.1187 | 0.27595 | 0.054805 | 0 | 20 | 30 | 2019 | 2051 | 100% | 0 | 0 | 0% | Normal | 0% | 0.83805 | 0 | 0 | 800 kBtu/hr | 100000 | 0 | 3e-05 | 34.9187 | 36742.4242 | 9063.1313 | 1800 | 0 | 2018 | 1.0149 | EIA 2018 Tech Forecast | EIA 2018 Tech Forecast | GBLR-Heating-EIA14-2014 Ref. Case-6 | 800 | kBtu/hr | 0.024 | Commercial_Warehouse_Existing_Space Heating_Boiler_AFUE 97%
Commercial_Warehouse_Existing_Space Heating_Natural Gas_Boiler_E4 | Commercial | Warehouse | Existing | Space Heating | Natural Gas | Boiler | E4 | Convert to NG Air Source Heat Pump | 61.54% | 0% | 0% | 4.8811 | 0.28012 | 0.091705 | 0 | 10 | 20 | 2019 | 2051 | 100% | 0 | 0 | 0% | Normal | 0% | 0.62531 | 0 | 0 | 800 kBtu/hr | 100000 | 0 | 3e-05 | 26.0547 | 158316.7533 | 9085.5528 | 2974.436 | 0 | 2017 | 1.0277 | AEO 2021 - gas_eng-driven_RTHP-heat 2017 typical | AEO 2021 - gas_eng-driven_RTHP-heat 2017 typical | HP_GAS-Heating-AEO17-1 | 800 | kBtu/hr | 0.024 | Commercial_Warehouse_Existing_Space Heating_Boiler_Convert to NG Air Source Heat Pump
Commercial_Warehouse_Existing_Space Heating_Natural Gas_Boiler_E5 | Commercial | Warehouse | Existing | Space Heating | Natural Gas | Boiler | E5 |  | 0% | 0% | 0% | 0 | 0 | 0 | 0 | 0 | 0 | 0 | 0 | 0% | 0 | 0 | 0% | Normal | 0% | 0 | 0 | 0 | [17 empty] | Commercial_Warehouse_Existing_Space Heating_Boiler_
Commercial_Warehouse_Existing_Space Heating_Natural Gas_Boiler_E6 | Commercial | Warehouse | Existing | Space Heating | Natural Gas | Boiler | E6 |  | 0% | 0% | 0% | 0 | 0 | 0 | 0 | 0 | 0 | 0 | 0 | 0% | 0 | 0 | 0% | Normal | 0% | 0 | 0 | 0 | [17 empty] | Commercial_Warehouse_Existing_Space Heating_Boiler_
Commercial_Warehouse_Existing_Space Heating_Natural Gas_Boiler_E7 | Commercial | Warehouse | Existing | Space Heating | Natural Gas | Boiler | E7 |  | 0% | 0% | 0% | 0 | 0 | 0 | 0 | 0 | 0 | 0 | 0 | 0% | 0 | 0 | 0% | Normal | 0% | 0 | 0 | 0 | [17 empty] | Commercial_Warehouse_Existing_Space Heating_Boiler_
Commercial_Warehouse_Existing_Space Heating_Natural Gas_Boiler_E8 | Commercial | Warehouse | Existing | Space Heating | Natural Gas | Boiler | E8 |  | 0% | 0% | 0% | 0 | 0 | 0 | 0 | 0 | 0 | 0 | 0 | 0% | 0 | 0 | 0% | Normal | 0% | 0 | 0 | 0 | [17 empty] | Commercial_Warehouse_Existing_Space Heating_Boiler_
Commercial_Warehouse_Existing_Space Heating_Natural Gas_Boiler_E9 | Commercial | Warehouse | Existing | Space Heating | Natural Gas | Boiler | E9 |  | 0% | 0% | 0% | 0 | 0 | 0 | 0 | 0 | 0 | 0 | 0 | 0% | 0 | 0 | 0% | Normal | 0% | 0 | 0 | 0 | [17 empty] | Commercial_Warehouse_Existing_Space Heating_Boiler_
Commercial_Warehouse_Existing_Space Heating_Natural Gas_Boiler_E10 | Commercial | Warehouse | Existing | Space Heating | Natural Gas | Boiler | E10 |  | 0% | 0% | 0% | 0 | 0 | 0 | 0 | 0 | 0 | 0 | 0 | 0% | 0 | 0 | 0% | Normal | 0% | 0 | 0 | 0 | [17 empty] | Commercial_Warehouse_Existing_Space Heating_Boiler_
Commercial_Warehouse_Existing_Space Heating_Natural Gas_Unit Heater_E1 | Commercial | Warehouse | Existing | Space Heating | Natural Gas | Unit Heater | E1 | Standard | 100% | 0% | 0% | 0.102 | 0 | 0 | 0 | 10 | 14 | 2019 | 2051 | 100% | 0 | 0 | 0% | Normal | 0% | 0.13792 | 0 | 0 | 125 kBtu/Hr | 100000 | 0 | 4.7385e-07 | 2328.572 | 1753.7127 | 0 | 0 | 0 | 2020 | 0.98199 | IL TRM - 4.4.12 - CI-HVC-IRHT-V02-210101 | AEG Market Research | IL TRM - 4.4.12 - CI-HVC-IRHT-V02-210101 w/ CNGC Sizing | 125 | kBtu/Hr | 5.9231e-05 | Commercial_Warehouse_Existing_Space Heating_Unit Heater_Standard
Commercial_Warehouse_Existing_Space Heating_Natural Gas_Unit Heater_E2 | Commercial | Warehouse | Existing | Space Heating | Natural Gas | Unit Heater | E2 | Condensing | 95.24% | 0% | 0% | 0.16331 | 0 | 0 | 0 | 10 | 14 | 2019 | 2051 | 100% | 0 | 0 | 0% | Normal | 0% | 0.13136 | 0 | 0 | 125 kBtu/Hr | 100000 | 0 | 4.7385e-07 | 2217.7386 | 2807.7404 | 0 | 0 | 0 | 2020 | 0.98199 | IL TRM - 4.4.5 - CI-HVC-CUHT-V01-190101 | ETO Measure Input Sheet - Com - Condensing Unit Heater GAS SPHT | IL TRM - 4.4.5 - CI-HVC-CUHT-V01-190101 w/ CNGC Sizing | 125 | kBtu/Hr | 5.9231e-05 | Commercial_Warehouse_Existing_Space Heating_Unit Heater_Condensing
Commercial_Warehouse_Existing_Space Heating_Natural Gas_Unit Heater_E3 | Commercial | Warehouse | Existing | Space Heating | Natural Gas | Unit Heater | E3 | Infrared Radiant | 85% | 0% | 0% | 0.14231 | 0 | 0 | 0 | 11 | 19 | 2019 | 2051 | 100% | 0 | 0 | 0% | Normal | 0% | 0.11724 | 0 | 0 | 125 kBtu/Hr | 100000 | 0 | 4.7385e-07 | 1979.2862 | 2446.6992 | 0 | 0 | 0 | 2020 | 0.98199 | IL TRM - 4.4.12 - CI-HVC-IRHT-V02-210101 | AEG Market Research | IL TRM - 4.4.12 - CI-HVC-IRHT-V02-210101 w/ CNGC Sizing | 125 | kBtu/Hr | 5.9231e-05 | Commercial_Warehouse_Existing_Space Heating_Unit Heater_Infrared Radiant
Commercial_Warehouse_Existing_Space Heating_Natural Gas_Unit Heater_E4 | Commercial | Warehouse | Existing | Space Heating | Natural Gas | Unit Heater | E4 |  | 0% | 0% | 0% | 0 | 0 | 0 | 0 | 0 | 0 | 0 | 0 | 0% | 0 | 0 | 0% | Normal | 0% | 0 | 0 | 0 | [17 empty] | Commercial_Warehouse_Existing_Space Heating_Unit Heater_
Commercial_Warehouse_Existing_Space Heating_Natural Gas_Unit Heater_E5 | Commercial | Warehouse | Existing | Space Heating | Natural Gas | Unit Heater | E5 |  | 0% | 0% | 0% | 0 | 0 | 0 | 0 | 0 | 0 | 0 | 0 | 0% | 0 | 0 | 0% | Normal | 0% | 0 | 0 | 0 | [17 empty] | Commercial_Warehouse_Existing_Space Heating_Unit Heater_
Commercial_Warehouse_Existing_Space Heating_Natural Gas_Unit Heater_E6 | Commercial | Warehouse | Existing | Space Heating | Natural Gas | Unit Heater | E6 |  | 0% | 0% | 0% | 0 | 0 | 0 | 0 | 0 | 0 | 0 | 0 | 0% | 0 | 0 | 0% | Normal | 0% | 0 | 0 | 0 | [17 empty] | Commercial_Warehouse_Existing_Space Heating_Unit Heater_
Commercial_Warehouse_Existing_Space Heating_Natural Gas_Unit Heater_E7 | Commercial | Warehouse | Existing | Space Heating | Natural Gas | Unit Heater | E7 |  | 0% | 0% | 0% | 0 | 0 | 0 | 0 | 0 | 0 | 0 | 0 | 0% | 0 | 0 | 0% | Normal | 0% | 0 | 0 | 0 | [17 empty] | Commercial_Warehouse_Existing_Space Heating_Unit Heater_
Commercial_Warehouse_Existing_Space Heating_Natural Gas_Unit Heater_E8 | Commercial | Warehouse | Existing | Space Heating | Natural Gas | Unit Heater | E8 |  | 0% | 0% | 0% | 0 | 0 | 0 | 0 | 0 | 0 | 0 | 0 | 0% | 0 | 0 | 0% | Normal | 0% | 0 | 0 | 0 | [17 empty] | Commercial_Warehouse_Existing_Space Heating_Unit Heater_
Commercial_Warehouse_Existing_Space Heating_Natural Gas_Unit Heater_E9 | Commercial | Warehouse | Existing | Space Heating | Natural Gas | Unit Heater | E9 |  | 0% | 0% | 0% | 0 | 0 | 0 | 0 | 0 | 0 | 0 | 0 | 0% | 0 | 0 | 0% | Normal | 0% | 0 | 0 | 0 | [17 empty] | Commercial_Warehouse_Existing_Space Heating_Unit Heater_
Commercial_Warehouse_Existing_Space Heating_Natural Gas_Unit Heater_E10 | Commercial | Warehouse | Existing | Space Heating | Natural Gas | Unit Heater | E10 |  | 0% | 0% | 0% | 0 | 0 | 0 | 0 | 0 | 0 | 0 | 0 | 0% | 0 | 0 | 0% | Normal | 0% | 0 | 0 | 0 | [17 empty] | Commercial_Warehouse_Existing_Space Heating_Unit Heater_
Commercial_Warehouse_Existing_Water Heating_Natural Gas_Water Heater_E1 | Commercial | Warehouse | Existing | Water Heating | Natural Gas | Water Heater | E1 | TE 80% | 100% | 0% | 0% | 0.044744 | 0 | 0.0028669 | 0 | 8 | 12 | 2019 | 2051 | 100% | 0 | 0 | 0% | Normal | 0% | 0.062485 | 0 | 0 | 1 kBtu/hr | 100000 | 0 | 0.0016605 | 37.1656 | 26.22 | 0 | 1.68 | 0 | 2017 | 1.0277 | AEO 2021 - gas_water_heater 2017 standard | AEO 2021 - gas_water_heater 2017 standard | DHW_WH-Water Heating-PG&E-R7-14 | 1 | kBtu/hr | 0.0016605 | Commercial_Warehouse_Existing_Water Heating_Water Heater_TE 80%
Commercial_Warehouse_Existing_Water Heating_Natural Gas_Water Heater_E2 | Commercial | Warehouse | Existing | Water Heating | Natural Gas | Water Heater | E2 | TE 81% | 98.77% | 0% | 0% | 0.044727 | 0 | 0.0028669 | 0 | 8 | 12 | 2019 | 2051 | 100% | 0 | 0 | 0% | Normal | 0% | 0.061714 | 0 | 0 | 1 kBtu/hr | 100000 | 0 | 0.0016605 | 36.7068 | 26.21 | 0 | 1.68 | 0 | 2017 | 1.0277 | AEO 2021 - gas_water_heater 2017 typical | AEO 2021 - gas_water_heater 2017 typical | DHW_WH-Water Heating-PG&E-R7-14 | 1 | kBtu/hr | 0.0016605 | Commercial_Warehouse_Existing_Water Heating_Water Heater_TE 81%
Commercial_Warehouse_Existing_Water Heating_Natural Gas_Water Heater_E3 | Commercial | Warehouse | Existing | Water Heating | Natural Gas | Water Heater | E3 | TE 88% | 90.91% | 0% | 0% | 0.047364 | 0 | 0.0026707 | 0 | 8 | 12 | 2019 | 2051 | 100% | 0 | 0 | 0% | Normal | 0% | 0.056805 | 0 | 0 | 1 kBtu/hr | 100000 | 0 | 0.0016605 | 33.7869 | 27.755 | 0 | 1.565 | 0 | 2017 | 1.0277 | AEO 2021 - gas_water_heater 2017 ENERGY STAR | AEO 2021 - gas_water_heater 2017 ENERGY STAR | DHW_WH-Water Heating-PG&E-R7-14 | 1 | kBtu/hr | 0.0016605 | Commercial_Warehouse_Existing_Water Heating_Water Heater_TE 88%
Commercial_Warehouse_Existing_Water Heating_Natural Gas_Water Heater_E4 | Commercial | Warehouse | Existing | Water Heating | Natural Gas | Water Heater | E4 | TE 94% | 85.11% | 0% | 0% | 0.05 | 0 | 0.0024744 | 0 | 8 | 12 | 2019 | 2051 | 100% | 0 | 0 | 0% | Normal | 0% | 0.053179 | 0 | 0 | 1 kBtu/hr | 100000 | 0 | 0.0016605 | 31.6303 | 29.3 | 0 | 1.45 | 0 | 2017 | 1.0277 | AEO 2021 - gas_water_heater 2017 ENERGY STAR | AEO 2021 - gas_water_heater 2017 ENERGY STAR | DHW_WH-Water Heating-PG&E-R7-14 | 1 | kBtu/hr | 0.0016605 | Commercial_Warehouse_Existing_Water Heating_Water Heater_TE 94%
Commercial_Warehouse_Existing_Water Heating_Natural Gas_Water Heater_E5 | Commercial | Warehouse | Existing | Water Heating | Natural Gas | Water Heater | E5 | TE 96% | 83.33% | 0% | 0% | 0.051064 | 0 | 0.0025271 | 0 | 8 | 12 | 2019 | 2051 | 100% | 0 | 0 | 0% | Normal | 0% | 0.052071 | 0 | 0 | 1 kBtu/hr | 100000 | 0 | 0.0016605 | 30.9714 | 29.9234 | 0 | 1.4809 | 0 | 2017 | 1.0277 | AEO 2021 - gas_water_heater 2017 ENERGY STAR | AEO 2021 - gas_water_heater 2017 ENERGY STAR | DHW_WH-Water Heating-PG&E-R7-14 | 1 | kBtu/hr | 0.0016605 | Commercial_Warehouse_Existing_Water Heating_Water Heater_TE 96%
Commercial_Warehouse_Existing_Water Heating_Natural Gas_Water Heater_E6 | Commercial | Warehouse | Existing | Water Heating | Natural Gas | Water Heater | E6 | Tankless | 81.63% | 0% | 0% | 0.055228 | 0 | 0.00057847 | 0 | 8 | 12 | 2019 | 2051 | 100% | 0 | 0 | 0% | Normal | 0% | 0.051008 | 0 | 0 | 1 kBtu/hr | 100000 | 0 | 0.0016605 | 30.3393 | 32.3633 | 0 | 0.33898 | 0 | 2017 | 1.0277 | EIA Ref. Case 2018 - Gas Tankless High Eff. | EIA Ref. Case 2018 - Gas Tankless High Eff. | DHW_WH-Water Heating-NMTRM-2016-7 | 1 | kBtu/hr | 0.0016605 | Commercial_Warehouse_Existing_Water Heating_Water Heater_Tankless
Commercial_Warehouse_Existing_Water Heating_Natural Gas_Water Heater_E7 | Commercial | Warehouse | Existing | Water Heating | Natural Gas | Water Heater | E7 | Gas-Fired Absorption HPWH | 75.47% | 0% | 0% | 0.091946 | 0 | 0 | 0 | 10 | 16 | 2019 | 2051 | 100% | 0 | 0 | 0% | Normal | 0% | 0.047158 | 0 | 0 | 1 kBtu/hr | 100000 | 0 | 0.0016605 | 28.0495 | 56.3879 | 0 | 0 | 0 | 2020 | 0.98199 | DHW_WH-Water Heating-DOE-2014-2 | NEEA Report #E20-309, Robur Heat Pump Field Trial. March 11, 2020. | Engineering Calculation and NEEA Report #E20-309, Robur Heat Pump Field Trial. March 11, 2020. | 1 | kBtu/hr | 0.0016605 | Commercial_Warehouse_Existing_Water Heating_Water Heater_Gas-Fired Absorption HPWH
Commercial_Warehouse_Existing_Water Heating_Natural Gas_Water Heater_E8 | Commercial | Warehouse | Existing | Water Heating | Natural Gas | Water Heater | E8 |  | 0% | 0% | 0% | 0 | 0 | 0 | 0 | 0 | 0 | 0 | 0 | 0% | 0 | 0 | 0% | Normal | 0% | 0 | 0 | 0 | [17 empty] | Commercial_Warehouse_Existing_Water Heating_Water Heater_
Commercial_Warehouse_Existing_Water Heating_Natural Gas_Water Heater_E9 | Commercial | Warehouse | Existing | Water Heating | Natural Gas | Water Heater | E9 |  | 0% | 0% | 0% | 0 | 0 | 0 | 0 | 0 | 0 | 0 | 0 | 0% | 0 | 0 | 0% | Normal | 0% | 0 | 0 | 0 | [17 empty] | Commercial_Warehouse_Existing_Water Heating_Water Heater_
Commercial_Warehouse_Existing_Water Heating_Natural Gas_Water Heater_E10 | Commercial | Warehouse | Existing | Water Heating | Natural Gas | Water Heater | E10 |  | 0% | 0% | 0% | 0 | 0 | 0 | 0 | 0 | 0 | 0 | 0 | 0% | 0 | 0 | 0% | Normal | 0% | 0 | 0 | 0 | [17 empty] | Commercial_Warehouse_Existing_Water Heating_Water Heater_
Commercial_Warehouse_Existing_Food Preparation_Natural Gas_Oven_E1 | Commercial | Warehouse | Existing | Food Preparation | Natural Gas | Oven | E1 | Standard | 100% | 0% | 0% | 0.065083 | 0.0013727 | 0 | 0 | 10 | 14 | 2019 | 2051 | 100% | 0 | 0 | 0% | Normal | 0% | 0.0068409 | 0 | 0 | 1 unit | 100000 | 0 | 8.4101e-06 | 813.4143 | 7112 | 150 | 0 | 0 | 2013 | 1.0881 | IL TRM - 4.2.1 - CI-FSE-CBOV-V02-160601 | ETO Measure Input Sheet - Com - Gas Convection Oven | IL TRM - 4.2.1 - CI-FSE-CBOV-V02-160601 | 1 | unit | 8.4101e-06 | Commercial_Warehouse_Existing_Food Preparation_Oven_Standard
Commercial_Warehouse_Existing_Food Preparation_Natural Gas_Oven_E2 | Commercial | Warehouse | Existing | Food Preparation | Natural Gas | Oven | E2 | ENERGY STAR (>44% Baking Efficiency) | 86.89% | 0% | 0% | 0.068634 | 0.0013727 | 0 | 0 | 10 | 14 | 2019 | 2051 | 100% | 0 | 0 | 0% | Normal | 0% | 0.0059437 | 0 | 0 | 1 unit | 100000 | 0 | 8.4101e-06 | 706.739 | 7500 | 150 | 0 | 0 | 2013 | 1.0881 | IL TRM - 4.2.1 - CI-FSE-CBOV-V02-160601 | EIA 2018 Tech Forecast | ETO Measure Input Sheet | 1 | unit | 8.4101e-06 | Commercial_Warehouse_Existing_Food Preparation_Oven_ENERGY STAR (>44% Baking Efficiency)
Commercial_Warehouse_Existing_Food Preparation_Natural Gas_Oven_E3 | Commercial | Warehouse | Existing | Food Preparation | Natural Gas | Oven | E3 |  | 0% | 0% | 0% | 0 | 0 | 0 | 0 | 0 | 0 | 0 | 0 | 0% | 0 | 0 | 0% | Normal | 0% | 0 | 0 | 0 | [17 empty] | Commercial_Warehouse_Existing_Food Preparation_Oven_
Commercial_Warehouse_Existing_Food Preparation_Natural Gas_Oven_E4 | Commercial | Warehouse | Existing | Food Preparation | Natural Gas | Oven | E4 |  | 0% | 0% | 0% | 0 | 0 | 0 | 0 | 0 | 0 | 0 | 0 | 0% | 0 | 0 | 0% | Normal | 0% | 0 | 0 | 0 | [17 empty] | Commercial_Warehouse_Existing_Food Preparation_Oven_
Commercial_Warehouse_Existing_Food Preparation_Natural Gas_Oven_E5 | Commercial | Warehouse | Existing | Food Preparation | Natural Gas | Oven | E5 |  | 0% | 0% | 0% | 0 | 0 | 0 | 0 | 0 | 0 | 0 | 0 | 0% | 0 | 0 | 0% | Normal | 0% | 0 | 0 | 0 | [17 empty] | Commercial_Warehouse_Existing_Food Preparation_Oven_
Commercial_Warehouse_Existing_Food Preparation_Natural Gas_Oven_E6 | Commercial | Warehouse | Existing | Food Preparation | Natural Gas | Oven | E6 |  | 0% | 0% | 0% | 0 | 0 | 0 | 0 | 0 | 0 | 0 | 0 | 0% | 0 | 0 | 0% | Normal | 0% | 0 | 0 | 0 | [17 empty] | Commercial_Warehouse_Existing_Food Preparation_Oven_
Commercial_Warehouse_Existing_Food Preparation_Natural Gas_Oven_E7 | Commercial | Warehouse | Existing | Food Preparation | Natural Gas | Oven | E7 |  | 0% | 0% | 0% | 0 | 0 | 0 | 0 | 0 | 0 | 0 | 0 | 0% | 0 | 0 | 0% | Normal | 0% | 0 | 0 | 0 | [17 empty] | Commercial_Warehouse_Existing_Food Preparation_Oven_
Commercial_Warehouse_Existing_Food Preparation_Natural Gas_Oven_E8 | Commercial | Warehouse | Existing | Food Preparation | Natural Gas | Oven | E8 |  | 0% | 0% | 0% | 0 | 0 | 0 | 0 | 0 | 0 | 0 | 0 | 0% | 0 | 0 | 0% | Normal | 0% | 0 | 0 | 0 | [17 empty] | Commercial_Warehouse_Existing_Food Preparation_Oven_
Commercial_Warehouse_Existing_Food Preparation_Natural Gas_Oven_E9 | Commercial | Warehouse | Existing | Food Preparation | Natural Gas | Oven | E9 |  | 0% | 0% | 0% | 0 | 0 | 0 | 0 | 0 | 0 | 0 | 0 | 0% | 0 | 0 | 0% | Normal | 0% | 0 | 0 | 0 | [17 empty] | Commercial_Warehouse_Existing_Food Preparation_Oven_
Commercial_Warehouse_Existing_Food Preparation_Natural Gas_Oven_E10 | Commercial | Warehouse | Existing | Food Preparation | Natural Gas | Oven | E10 |  | 0% | 0% | 0% | 0 | 0 | 0 | 0 | 0 | 0 | 0 | 0 | 0% | 0 | 0 | 0% | Normal | 0% | 0 | 0 | 0 | [17 empty] | Commercial_Warehouse_Existing_Food Preparation_Oven_
Commercial_Warehouse_Existing_Food Preparation_Natural Gas_Conveyor Oven_E1 | Commercial | Warehouse | Existing | Food Preparation | Natural Gas | Conveyor Oven | E1 | Standard | 100% | 0% | 0% | 0.046649 | 0 | 0 | 0 | 15 | 19 | 2019 | 2051 | 100% | 0 | 0 | 0% | Normal | 0% | 0.01258 | 0 | 0 | 1 unit | 100000 | 0 | 4.3596e-06 | 2885.475 | 10177 | 0 | 0 | 0 | 2015 | 1.0514 | IL TRM - 4.2.4 - CI-FSE-CVOV-V02-180101 | PGE Workpaper, PGECOFST117 R5, 2015 | MN TRM 3.1 - Gas Conveyor Oven v1.1 | 1 | unit | 4.3596e-06 | Commercial_Warehouse_Existing_Food Preparation_Conveyor Oven_Standard
Commercial_Warehouse_Existing_Food Preparation_Natural Gas_Conveyor Oven_E2 | Commercial | Warehouse | Existing | Food Preparation | Natural Gas | Conveyor Oven | E2 | Efficient (>44% Baking Efficiency) | 76.02% | 0% | 0% | 0.05687 | 0 | 0 | 0 | 15 | 19 | 2019 | 2051 | 100% | 0 | 0 | 0% | Normal | 0% | 0.0095625 | 0 | 0 | 1 unit | 100000 | 0 | 4.3596e-06 | 2193.4093 | 12407 | 0 | 0 | 0 | 2015 | 1.0514 | IL TRM - 4.2.4 - CI-FSE-CVOV-V02-180101 | PGE Workpaper, PGECOFST117 R5, 2015 | MN TRM 3.1 - Gas Conveyor Oven v1.1 | 1 | unit | 4.3596e-06 | Commercial_Warehouse_Existing_Food Preparation_Conveyor Oven_Efficient (>44% Baking Efficiency)
Commercial_Warehouse_Existing_Food Preparation_Natural Gas_Conveyor Oven_E3 | Commercial | Warehouse | Existing | Food Preparation | Natural Gas | Conveyor Oven | E3 |  | 0% | 0% | 0% | 0 | 0 | 0 | 0 | 0 | 0 | 0 | 0 | 0% | 0 | 0 | 0% | Normal | 0% | 0 | 0 | 0 | [17 empty] | Commercial_Warehouse_Existing_Food Preparation_Conveyor Oven_
Commercial_Warehouse_Existing_Food Preparation_Natural Gas_Conveyor Oven_E4 | Commercial | Warehouse | Existing | Food Preparation | Natural Gas | Conveyor Oven | E4 |  | 0% | 0% | 0% | 0 | 0 | 0 | 0 | 0 | 0 | 0 | 0 | 0% | 0 | 0 | 0% | Normal | 0% | 0 | 0 | 0 | [17 empty] | Commercial_Warehouse_Existing_Food Preparation_Conveyor Oven_
Commercial_Warehouse_Existing_Food Preparation_Natural Gas_Conveyor Oven_E5 | Commercial | Warehouse | Existing | Food Preparation | Natural Gas | Conveyor Oven | E5 |  | 0% | 0% | 0% | 0 | 0 | 0 | 0 | 0 | 0 | 0 | 0 | 0% | 0 | 0 | 0% | Normal | 0% | 0 | 0 | 0 | [17 empty] | Commercial_Warehouse_Existing_Food Preparation_Conveyor Oven_
Commercial_Warehouse_Existing_Food Preparation_Natural Gas_Conveyor Oven_E6 | Commercial | Warehouse | Existing | Food Preparation | Natural Gas | Conveyor Oven | E6 |  | 0% | 0% | 0% | 0 | 0 | 0 | 0 | 0 | 0 | 0 | 0 | 0% | 0 | 0 | 0% | Normal | 0% | 0 | 0 | 0 | [17 empty] | Commercial_Warehouse_Existing_Food Preparation_Conveyor Oven_
Commercial_Warehouse_Existing_Food Preparation_Natural Gas_Conveyor Oven_E7 | Commercial | Warehouse | Existing | Food Preparation | Natural Gas | Conveyor Oven | E7 |  | 0% | 0% | 0% | 0 | 0 | 0 | 0 | 0 | 0 | 0 | 0 | 0% | 0 | 0 | 0% | Normal | 0% | 0 | 0 | 0 | [17 empty] | Commercial_Warehouse_Existing_Food Preparation_Conveyor Oven_
Commercial_Warehouse_Existing_Food Preparation_Natural Gas_Conveyor Oven_E8 | Commercial | Warehouse | Existing | Food Preparation | Natural Gas | Conveyor Oven | E8 |  | 0% | 0% | 0% | 0 | 0 | 0 | 0 | 0 | 0 | 0 | 0 | 0% | 0 | 0 | 0% | Normal | 0% | 0 | 0 | 0 | [17 empty] | Commercial_Warehouse_Existing_Food Preparation_Conveyor Oven_
Commercial_Warehouse_Existing_Food Preparation_Natural Gas_Conveyor Oven_E9 | Commercial | Warehouse | Existing | Food Preparation | Natural Gas | Conveyor Oven | E9 |  | 0% | 0% | 0% | 0 | 0 | 0 | 0 | 0 | 0 | 0 | 0 | 0% | 0 | 0 | 0% | Normal | 0% | 0 | 0 | 0 | [17 empty] | Commercial_Warehouse_Existing_Food Preparation_Conveyor Oven_
Commercial_Warehouse_Existing_Food Preparation_Natural Gas_Conveyor Oven_E10 | Commercial | Warehouse | Existing | Food Preparation | Natural Gas | Conveyor Oven | E10 |  | 0% | 0% | 0% | 0 | 0 | 0 | 0 | 0 | 0 | 0 | 0 | 0% | 0 | 0 | 0% | Normal | 0% | 0 | 0 | 0 | [17 empty] | Commercial_Warehouse_Existing_Food Preparation_Conveyor Oven_
Commercial_Warehouse_Existing_Food Preparation_Natural Gas_Double Rack Oven_E1 | Commercial | Warehouse | Existing | Food Preparation | Natural Gas | Double Rack Oven | E1 | Standard | 100% | 0% | 0% | 0.068602 | 0 | 0 | 0 | 10 | 14 | 2019 | 2051 | 100% | 0 | 0 | 0% | Normal | 0% | 0.022419 | 0 | 0 | 1 unit | 100000 | 0 | 5.2786e-06 | 4247.1 | 12513 | 0 | 0 | 0 | 2016 | 1.0386 | IL TRM - 4.2.18 - CI-FSE-RKOV-VO2-180101 | PGE Workpaper, PGECOFST109 R6, 2016 | IL TRM - 4.2.18 - CI-FSE-RKOV-VO2-180101 | 1 | unit | 5.2786e-06 | Commercial_Warehouse_Existing_Food Preparation_Double Rack Oven_Standard
Commercial_Warehouse_Existing_Food Preparation_Natural Gas_Double Rack Oven_E2 | Commercial | Warehouse | Existing | Food Preparation | Natural Gas | Double Rack Oven | E2 | FTSC Qualified (>50% Cooking Efficiency) | 54.55% | 0% | 0% | 0.091234 | 0 | 0 | 0 | 10 | 14 | 2019 | 2051 | 100% | 0 | 0 | 0% | Normal | 0% | 0.012228 | 0 | 0 | 1 unit | 100000 | 0 | 5.2786e-06 | 2316.6 | 16641 | 0 | 0 | 0 | 2016 | 1.0386 | IL TRM - 4.2.18 - CI-FSE-RKOV-VO2-180101 | PGE Workpaper, PGECOFST109 R6, 2016 | IL TRM - 4.2.18 - CI-FSE-RKOV-VO2-180101 | 1 | unit | 5.2786e-06 | Commercial_Warehouse_Existing_Food Preparation_Double Rack Oven_FTSC Qualified (>50% Cooking Efficiency)
Commercial_Warehouse_Existing_Food Preparation_Natural Gas_Double Rack Oven_E3 | Commercial | Warehouse | Existing | Food Preparation | Natural Gas | Double Rack Oven | E3 |  | 0% | 0% | 0% | 0 | 0 | 0 | 0 | 0 | 0 | 0 | 0 | 0% | 0 | 0 | 0% | Normal | 0% | 0 | 0 | 0 | [17 empty] | Commercial_Warehouse_Existing_Food Preparation_Double Rack Oven_
Commercial_Warehouse_Existing_Food Preparation_Natural Gas_Double Rack Oven_E4 | Commercial | Warehouse | Existing | Food Preparation | Natural Gas | Double Rack Oven | E4 |  | 0% | 0% | 0% | 0 | 0 | 0 | 0 | 0 | 0 | 0 | 0 | 0% | 0 | 0 | 0% | Normal | 0% | 0 | 0 | 0 | [17 empty] | Commercial_Warehouse_Existing_Food Preparation_Double Rack Oven_
Commercial_Warehouse_Existing_Food Preparation_Natural Gas_Double Rack Oven_E5 | Commercial | Warehouse | Existing | Food Preparation | Natural Gas | Double Rack Oven | E5 |  | 0% | 0% | 0% | 0 | 0 | 0 | 0 | 0 | 0 | 0 | 0 | 0% | 0 | 0 | 0% | Normal | 0% | 0 | 0 | 0 | [17 empty] | Commercial_Warehouse_Existing_Food Preparation_Double Rack Oven_
Commercial_Warehouse_Existing_Food Preparation_Natural Gas_Double Rack Oven_E6 | Commercial | Warehouse | Existing | Food Preparation | Natural Gas | Double Rack Oven | E6 |  | 0% | 0% | 0% | 0 | 0 | 0 | 0 | 0 | 0 | 0 | 0 | 0% | 0 | 0 | 0% | Normal | 0% | 0 | 0 | 0 | [17 empty] | Commercial_Warehouse_Existing_Food Preparation_Double Rack Oven_
Commercial_Warehouse_Existing_Food Preparation_Natural Gas_Double Rack Oven_E7 | Commercial | Warehouse | Existing | Food Preparation | Natural Gas | Double Rack Oven | E7 |  | 0% | 0% | 0% | 0 | 0 | 0 | 0 | 0 | 0 | 0 | 0 | 0% | 0 | 0 | 0% | Normal | 0% | 0 | 0 | 0 | [17 empty] | Commercial_Warehouse_Existing_Food Preparation_Double Rack Oven_
Commercial_Warehouse_Existing_Food Preparation_Natural Gas_Double Rack Oven_E8 | Commercial | Warehouse | Existing | Food Preparation | Natural Gas | Double Rack Oven | E8 |  | 0% | 0% | 0% | 0 | 0 | 0 | 0 | 0 | 0 | 0 | 0 | 0% | 0 | 0 | 0% | Normal | 0% | 0 | 0 | 0 | [17 empty] | Commercial_Warehouse_Existing_Food Preparation_Double Rack Oven_
Commercial_Warehouse_Existing_Food Preparation_Natural Gas_Double Rack Oven_E9 | Commercial | Warehouse | Existing | Food Preparation | Natural Gas | Double Rack Oven | E9 |  | 0% | 0% | 0% | 0 | 0 | 0 | 0 | 0 | 0 | 0 | 0 | 0% | 0 | 0 | 0% | Normal | 0% | 0 | 0 | 0 | [17 empty] | Commercial_Warehouse_Existing_Food Preparation_Double Rack Oven_
Commercial_Warehouse_Existing_Food Preparation_Natural Gas_Double Rack Oven_E10 | Commercial | Warehouse | Existing | Food Preparation | Natural Gas | Double Rack Oven | E10 |  | 0% | 0% | 0% | 0 | 0 | 0 | 0 | 0 | 0 | 0 | 0 | 0% | 0 | 0 | 0% | Normal | 0% | 0 | 0 | 0 | [17 empty] | Commercial_Warehouse_Existing_Food Preparation_Double Rack Oven_
Commercial_Warehouse_Existing_Food Preparation_Natural Gas_Fryer_E1 | Commercial | Warehouse | Existing | Food Preparation | Natural Gas | Fryer | E1 | Standard | 100% | 0% | 0% | 0.035193 | 0 | 0 | 0 | 4 | 7 | 2019 | 2021 | 100% | 0 | 0 | 0% | Normal | 0% | 0.011352 | 0 | 0 | 1 unit | 100000 | 0 | 1.0026e-05 | 1132.275 | 3379.7321 | 0 | 0 | 0 | 2016 | 1.0386 | RTF Wkbk - ComCookingFryer_v3_3 | RTF Wkbk - ComCookingFryer_v3_3 | RTF Wkbk - ComCookingFryer_v3_3 | 1 | unit | 1.0026e-05 | Commercial_Warehouse_Existing_Food Preparation_Fryer_Standard
Commercial_Warehouse_Existing_Food Preparation_Natural Gas_Fryer_E2 | Commercial | Warehouse | Existing | Food Preparation | Natural Gas | Fryer | E2 | ENERGY STAR | 61.29% | 0% | 0% | 0.044238 | 0 | 0 | 0 | 4 | 7 | 2019 | 2051 | 100% | 0 | 0 | 0% | Normal | 0% | 0.0069577 | 0 | 0 | 1 unit | 100000 | 0 | 1.0026e-05 | 693.975 | 4248.3333 | 0 | 0 | 0 | 2016 | 1.0386 | RTF Wkbk - ComCookingFryer_v3_3 | RTF Wkbk - ComCookingFryer_v3_3 | RTF Wkbk - ComCookingFryer_v3_3 | 1 | unit | 1.0026e-05 | Commercial_Warehouse_Existing_Food Preparation_Fryer_ENERGY STAR
Commercial_Warehouse_Existing_Food Preparation_Natural Gas_Fryer_E3 | Commercial | Warehouse | Existing | Food Preparation | Natural Gas | Fryer | E3 |  | 0% | 0% | 0% | 0 | 0 | 0 | 0 | 0 | 0 | 0 | 0 | 0% | 0 | 0 | 0% | Normal | 0% | 0 | 0 | 0 | [17 empty] | Commercial_Warehouse_Existing_Food Preparation_Fryer_
Commercial_Warehouse_Existing_Food Preparation_Natural Gas_Fryer_E4 | Commercial | Warehouse | Existing | Food Preparation | Natural Gas | Fryer | E4 |  | 0% | 0% | 0% | 0 | 0 | 0 | 0 | 0 | 0 | 0 | 0 | 0% | 0 | 0 | 0% | Normal | 0% | 0 | 0 | 0 | [17 empty] | Commercial_Warehouse_Existing_Food Preparation_Fryer_
Commercial_Warehouse_Existing_Food Preparation_Natural Gas_Fryer_E5 | Commercial | Warehouse | Existing | Food Preparation | Natural Gas | Fryer | E5 |  | 0% | 0% | 0% | 0 | 0 | 0 | 0 | 0 | 0 | 0 | 0 | 0% | 0 | 0 | 0% | Normal | 0% | 0 | 0 | 0 | [17 empty] | Commercial_Warehouse_Existing_Food Preparation_Fryer_
Commercial_Warehouse_Existing_Food Preparation_Natural Gas_Fryer_E6 | Commercial | Warehouse | Existing | Food Preparation | Natural Gas | Fryer | E6 |  | 0% | 0% | 0% | 0 | 0 | 0 | 0 | 0 | 0 | 0 | 0 | 0% | 0 | 0 | 0% | Normal | 0% | 0 | 0 | 0 | [17 empty] | Commercial_Warehouse_Existing_Food Preparation_Fryer_
Commercial_Warehouse_Existing_Food Preparation_Natural Gas_Fryer_E7 | Commercial | Warehouse | Existing | Food Preparation | Natural Gas | Fryer | E7 |  | 0% | 0% | 0% | 0 | 0 | 0 | 0 | 0 | 0 | 0 | 0 | 0% | 0 | 0 | 0% | Normal | 0% | 0 | 0 | 0 | [17 empty] | Commercial_Warehouse_Existing_Food Preparation_Fryer_
Commercial_Warehouse_Existing_Food Preparation_Natural Gas_Fryer_E8 | Commercial | Warehouse | Existing | Food Preparation | Natural Gas | Fryer | E8 |  | 0% | 0% | 0% | 0 | 0 | 0 | 0 | 0 | 0 | 0 | 0 | 0% | 0 | 0 | 0% | Normal | 0% | 0 | 0 | 0 | [17 empty] | Commercial_Warehouse_Existing_Food Preparation_Fryer_
Commercial_Warehouse_Existing_Food Preparation_Natural Gas_Fryer_E9 | Commercial | Warehouse | Existing | Food Preparation | Natural Gas | Fryer | E9 |  | 0% | 0% | 0% | 0 | 0 | 0 | 0 | 0 | 0 | 0 | 0 | 0% | 0 | 0 | 0% | Normal | 0% | 0 | 0 | 0 | [17 empty] | Commercial_Warehouse_Existing_Food Preparation_Fryer_
Commercial_Warehouse_Existing_Food Preparation_Natural Gas_Fryer_E10 | Commercial | Warehouse | Existing | Food Preparation | Natural Gas | Fryer | E10 |  | 0% | 0% | 0% | 0 | 0 | 0 | 0 | 0 | 0 | 0 | 0 | 0% | 0 | 0 | 0% | Normal | 0% | 0 | 0 | 0 | [17 empty] | Commercial_Warehouse_Existing_Food Preparation_Fryer_
Commercial_Warehouse_Existing_Food Preparation_Natural Gas_Broiler_E1 | Commercial | Warehouse | Existing | Food Preparation | Natural Gas | Broiler | E1 | Standard | 100% | 0% | 0% | 0.051967 | 0 | 0 | 0 | 10 | 14 | 2019 | 2051 | 100% | 0 | 0 | 0% | Normal | 0% | 0.012379 | 0 | 0 | 1 unit | 100000 | 0 | 1.8402e-05 | 672.672 | 2500 | 0 | 0 | 0 | 2011 | 1.1296 | IL TRM - 4.2.14 - CI-FSE-IRBL-V02-180101 | Estimate | IL TRM - 4.2.14 - CI-FSE-IRBL-V02-180101 | 1 | unit | 1.8402e-05 | Commercial_Warehouse_Existing_Food Preparation_Broiler_Standard
Commercial_Warehouse_Existing_Food Preparation_Natural Gas_Broiler_E2 | Commercial | Warehouse | Existing | Food Preparation | Natural Gas | Broiler | E2 | Infrared Burners | 64.29% | 0% | 0% | 0.072754 | 0 | 0 | 0 | 10 | 14 | 2019 | 2051 | 100% | 0 | 0 | 0% | Normal | 0% | 0.0079577 | 0 | 0 | 1 unit | 100000 | 0 | 1.8402e-05 | 432.432 | 3500 | 0 | 0 | 0 | 2011 | 1.1296 | IL TRM - 4.2.14 - CI-FSE-IRBL-V02-180101 | IL TRM - 4.2.14 - CI-FSE-IRBL-V02-180101 | IL TRM - 4.2.14 - CI-FSE-IRBL-V02-180101 | 1 | unit | 1.8402e-05 | Commercial_Warehouse_Existing_Food Preparation_Broiler_Infrared Burners
Commercial_Warehouse_Existing_Food Preparation_Natural Gas_Broiler_E3 | Commercial | Warehouse | Existing | Food Preparation | Natural Gas | Broiler | E3 |  | 0% | 0% | 0% | 0 | 0 | 0 | 0 | 0 | 0 | 0 | 0 | 0% | 0 | 0 | 0% | Normal | 0% | 0 | 0 | 0 | [17 empty] | Commercial_Warehouse_Existing_Food Preparation_Broiler_
Commercial_Warehouse_Existing_Food Preparation_Natural Gas_Broiler_E4 | Commercial | Warehouse | Existing | Food Preparation | Natural Gas | Broiler | E4 |  | 0% | 0% | 0% | 0 | 0 | 0 | 0 | 0 | 0 | 0 | 0 | 0% | 0 | 0 | 0% | Normal | 0% | 0 | 0 | 0 | [17 empty] | Commercial_Warehouse_Existing_Food Preparation_Broiler_
Commercial_Warehouse_Existing_Food Preparation_Natural Gas_Broiler_E5 | Commercial | Warehouse | Existing | Food Preparation | Natural Gas | Broiler | E5 |  | 0% | 0% | 0% | 0 | 0 | 0 | 0 | 0 | 0 | 0 | 0 | 0% | 0 | 0 | 0% | Normal | 0% | 0 | 0 | 0 | [17 empty] | Commercial_Warehouse_Existing_Food Preparation_Broiler_
Commercial_Warehouse_Existing_Food Preparation_Natural Gas_Broiler_E6 | Commercial | Warehouse | Existing | Food Preparation | Natural Gas | Broiler | E6 |  | 0% | 0% | 0% | 0 | 0 | 0 | 0 | 0 | 0 | 0 | 0 | 0% | 0 | 0 | 0% | Normal | 0% | 0 | 0 | 0 | [17 empty] | Commercial_Warehouse_Existing_Food Preparation_Broiler_
Commercial_Warehouse_Existing_Food Preparation_Natural Gas_Broiler_E7 | Commercial | Warehouse | Existing | Food Preparation | Natural Gas | Broiler | E7 |  | 0% | 0% | 0% | 0 | 0 | 0 | 0 | 0 | 0 | 0 | 0 | 0% | 0 | 0 | 0% | Normal | 0% | 0 | 0 | 0 | [17 empty] | Commercial_Warehouse_Existing_Food Preparation_Broiler_
Commercial_Warehouse_Existing_Food Preparation_Natural Gas_Broiler_E8 | Commercial | Warehouse | Existing | Food Preparation | Natural Gas | Broiler | E8 |  | 0% | 0% | 0% | 0 | 0 | 0 | 0 | 0 | 0 | 0 | 0 | 0% | 0 | 0 | 0% | Normal | 0% | 0 | 0 | 0 | [17 empty] | Commercial_Warehouse_Existing_Food Preparation_Broiler_
Commercial_Warehouse_Existing_Food Preparation_Natural Gas_Broiler_E9 | Commercial | Warehouse | Existing | Food Preparation | Natural Gas | Broiler | E9 |  | 0% | 0% | 0% | 0 | 0 | 0 | 0 | 0 | 0 | 0 | 0 | 0% | 0 | 0 | 0% | Normal | 0% | 0 | 0 | 0 | [17 empty] | Commercial_Warehouse_Existing_Food Preparation_Broiler_
Commercial_Warehouse_Existing_Food Preparation_Natural Gas_Broiler_E10 | Commercial | Warehouse | Existing | Food Preparation | Natural Gas | Broiler | E10 |  | 0% | 0% | 0% | 0 | 0 | 0 | 0 | 0 | 0 | 0 | 0 | 0% | 0 | 0 | 0% | Normal | 0% | 0 | 0 | 0 | [17 empty] | Commercial_Warehouse_Existing_Food Preparation_Broiler_
Commercial_Warehouse_Existing_Food Preparation_Natural Gas_Griddle_E1 | Commercial | Warehouse | Existing | Food Preparation | Natural Gas | Griddle | E1 | Standard | 100% | 0% | 0% | 0.034748 | 0 | 0 | 0 | 10 | 14 | 2019 | 2051 | 100% | 0 | 0 | 0% | Normal | 0% | 0.0076388 | 0 | 0 | 1 unit | 100000 | 0 | 6.2008e-06 | 1231.891 | 5150 | 0 | 0 | 0 | 2013 | 1.0881 | IL TRM - 4.2.8 - CI-FSE-ESGR-V04-200101 | COOK_GRD-Food Preparation-EIA14-2014 Ref. Case-5 | IL TRM - 4.2.8 - CI-FSE-ESGR-V04-200101 | 1 | unit | 6.2008e-06 | Commercial_Warehouse_Existing_Food Preparation_Griddle_Standard
Commercial_Warehouse_Existing_Food Preparation_Natural Gas_Griddle_E2 | Commercial | Warehouse | Existing | Food Preparation | Natural Gas | Griddle | E2 | ENERGY STAR | 91.65% | 0% | 0% | 0.043183 | 0 | 0 | 0 | 10 | 14 | 2019 | 2051 | 100% | 0 | 0 | 0% | Normal | 0% | 0.0070011 | 0 | 0 | 1 unit | 100000 | 0 | 6.2008e-06 | 1129.0497 | 6400 | 0 | 0 | 0 | 2013 | 1.0881 | IL TRM - 4.2.8 - CI-FSE-ESGR-V04-200101 | ETO Measure Input Sheet - Com - Gas Griddle | ETO Measure Input Sheet - Com - Gas Griddle | 1 | unit | 6.2008e-06 | Commercial_Warehouse_Existing_Food Preparation_Griddle_ENERGY STAR
Commercial_Warehouse_Existing_Food Preparation_Natural Gas_Griddle_E3 | Commercial | Warehouse | Existing | Food Preparation | Natural Gas | Griddle | E3 |  | 0% | 0% | 0% | 0 | 0 | 0 | 0 | 0 | 0 | 0 | 0 | 0% | 0 | 0 | 0% | Normal | 0% | 0 | 0 | 0 | [17 empty] | Commercial_Warehouse_Existing_Food Preparation_Griddle_
Commercial_Warehouse_Existing_Food Preparation_Natural Gas_Griddle_E4 | Commercial | Warehouse | Existing | Food Preparation | Natural Gas | Griddle | E4 |  | 0% | 0% | 0% | 0 | 0 | 0 | 0 | 0 | 0 | 0 | 0 | 0% | 0 | 0 | 0% | Normal | 0% | 0 | 0 | 0 | [17 empty] | Commercial_Warehouse_Existing_Food Preparation_Griddle_
Commercial_Warehouse_Existing_Food Preparation_Natural Gas_Griddle_E5 | Commercial | Warehouse | Existing | Food Preparation | Natural Gas | Griddle | E5 |  | 0% | 0% | 0% | 0 | 0 | 0 | 0 | 0 | 0 | 0 | 0 | 0% | 0 | 0 | 0% | Normal | 0% | 0 | 0 | 0 | [17 empty] | Commercial_Warehouse_Existing_Food Preparation_Griddle_
Commercial_Warehouse_Existing_Food Preparation_Natural Gas_Griddle_E6 | Commercial | Warehouse | Existing | Food Preparation | Natural Gas | Griddle | E6 |  | 0% | 0% | 0% | 0 | 0 | 0 | 0 | 0 | 0 | 0 | 0 | 0% | 0 | 0 | 0% | Normal | 0% | 0 | 0 | 0 | [17 empty] | Commercial_Warehouse_Existing_Food Preparation_Griddle_
Commercial_Warehouse_Existing_Food Preparation_Natural Gas_Griddle_E7 | Commercial | Warehouse | Existing | Food Preparation | Natural Gas | Griddle | E7 |  | 0% | 0% | 0% | 0 | 0 | 0 | 0 | 0 | 0 | 0 | 0 | 0% | 0 | 0 | 0% | Normal | 0% | 0 | 0 | 0 | [17 empty] | Commercial_Warehouse_Existing_Food Preparation_Griddle_
Commercial_Warehouse_Existing_Food Preparation_Natural Gas_Griddle_E8 | Commercial | Warehouse | Existing | Food Preparation | Natural Gas | Griddle | E8 |  | 0% | 0% | 0% | 0 | 0 | 0 | 0 | 0 | 0 | 0 | 0 | 0% | 0 | 0 | 0% | Normal | 0% | 0 | 0 | 0 | [17 empty] | Commercial_Warehouse_Existing_Food Preparation_Griddle_
Commercial_Warehouse_Existing_Food Preparation_Natural Gas_Griddle_E9 | Commercial | Warehouse | Existing | Food Preparation | Natural Gas | Griddle | E9 |  | 0% | 0% | 0% | 0 | 0 | 0 | 0 | 0 | 0 | 0 | 0 | 0% | 0 | 0 | 0% | Normal | 0% | 0 | 0 | 0 | [17 empty] | Commercial_Warehouse_Existing_Food Preparation_Griddle_
Commercial_Warehouse_Existing_Food Preparation_Natural Gas_Griddle_E10 | Commercial | Warehouse | Existing | Food Preparation | Natural Gas | Griddle | E10 |  | 0% | 0% | 0% | 0 | 0 | 0 | 0 | 0 | 0 | 0 | 0 | 0% | 0 | 0 | 0% | Normal | 0% | 0 | 0 | 0 | [17 empty] | Commercial_Warehouse_Existing_Food Preparation_Griddle_
Commercial_Warehouse_Existing_Food Preparation_Natural Gas_Range_E1 | Commercial | Warehouse | Existing | Food Preparation | Natural Gas | Range | E1 | Standard | 100% | 0% | 0% | 0.057867 | 0 | 0 | 0 | 8 | 12 | 2019 | 2051 | 100% | 0 | 0 | 0% | Normal | 0% | 0.0090696 | 0 | 0 | 1 unit | 100000 | 0 | 7.558e-06 | 1200 | 7450 | 0 | 0 | 0 | 2017 | 1.0277 | COOK_OVN-Food Preparation-AEO17-1 | EIA 2018 Tech Forecast | Navigant 2009 | 1 | unit | 7.558e-06 | Commercial_Warehouse_Existing_Food Preparation_Range_Standard
Commercial_Warehouse_Existing_Food Preparation_Natural Gas_Range_E2 | Commercial | Warehouse | Existing | Food Preparation | Natural Gas | Range | E2 | High Efficiency | 75% | 0% | 0% | 0.057875 | 0 | 0 | 0 | 8 | 12 | 2019 | 2051 | 100% | 0 | 0 | 0% | Normal | 0% | 0.0068022 | 0 | 0 | 1 unit | 100000 | 0 | 7.558e-06 | 900 | 7451 | 0 | 0 | 0 | 2017 | 1.0277 | COOK_OVN-Food Preparation-AEO17-1 | EIA 2018 Tech Forecast | EIA 2018 Tech Forecast | 1 | unit | 7.558e-06 | Commercial_Warehouse_Existing_Food Preparation_Range_High Efficiency
Commercial_Warehouse_Existing_Food Preparation_Natural Gas_Range_E3 | Commercial | Warehouse | Existing | Food Preparation | Natural Gas | Range | E3 |  | 0% | 0% | 0% | 0 | 0 | 0 | 0 | 0 | 0 | 0 | 0 | 0% | 0 | 0 | 0% | Normal | 0% | 0 | 0 | 0 | [17 empty] | Commercial_Warehouse_Existing_Food Preparation_Range_
Commercial_Warehouse_Existing_Food Preparation_Natural Gas_Range_E4 | Commercial | Warehouse | Existing | Food Preparation | Natural Gas | Range | E4 |  | 0% | 0% | 0% | 0 | 0 | 0 | 0 | 0 | 0 | 0 | 0 | 0% | 0 | 0 | 0% | Normal | 0% | 0 | 0 | 0 | [17 empty] | Commercial_Warehouse_Existing_Food Preparation_Range_
Commercial_Warehouse_Existing_Food Preparation_Natural Gas_Range_E5 | Commercial | Warehouse | Existing | Food Preparation | Natural Gas | Range | E5 |  | 0% | 0% | 0% | 0 | 0 | 0 | 0 | 0 | 0 | 0 | 0 | 0% | 0 | 0 | 0% | Normal | 0% | 0 | 0 | 0 | [17 empty] | Commercial_Warehouse_Existing_Food Preparation_Range_
Commercial_Warehouse_Existing_Food Preparation_Natural Gas_Range_E6 | Commercial | Warehouse | Existing | Food Preparation | Natural Gas | Range | E6 |  | 0% | 0% | 0% | 0 | 0 | 0 | 0 | 0 | 0 | 0 | 0 | 0% | 0 | 0 | 0% | Normal | 0% | 0 | 0 | 0 | [17 empty] | Commercial_Warehouse_Existing_Food Preparation_Range_
Commercial_Warehouse_Existing_Food Preparation_Natural Gas_Range_E7 | Commercial | Warehouse | Existing | Food Preparation | Natural Gas | Range | E7 |  | 0% | 0% | 0% | 0 | 0 | 0 | 0 | 0 | 0 | 0 | 0 | 0% | 0 | 0 | 0% | Normal | 0% | 0 | 0 | 0 | [17 empty] | Commercial_Warehouse_Existing_Food Preparation_Range_
Commercial_Warehouse_Existing_Food Preparation_Natural Gas_Range_E8 | Commercial | Warehouse | Existing | Food Preparation | Natural Gas | Range | E8 |  | 0% | 0% | 0% | 0 | 0 | 0 | 0 | 0 | 0 | 0 | 0 | 0% | 0 | 0 | 0% | Normal | 0% | 0 | 0 | 0 | [17 empty] | Commercial_Warehouse_Existing_Food Preparation_Range_
Commercial_Warehouse_Existing_Food Preparation_Natural Gas_Range_E9 | Commercial | Warehouse | Existing | Food Preparation | Natural Gas | Range | E9 |  | 0% | 0% | 0% | 0 | 0 | 0 | 0 | 0 | 0 | 0 | 0 | 0% | 0 | 0 | 0% | Normal | 0% | 0 | 0 | 0 | [17 empty] | Commercial_Warehouse_Existing_Food Preparation_Range_
Commercial_Warehouse_Existing_Food Preparation_Natural Gas_Range_E10 | Commercial | Warehouse | Existing | Food Preparation | Natural Gas | Range | E10 |  | 0% | 0% | 0% | 0 | 0 | 0 | 0 | 0 | 0 | 0 | 0 | 0% | 0 | 0 | 0% | Normal | 0% | 0 | 0 | 0 | [17 empty] | Commercial_Warehouse_Existing_Food Preparation_Range_
Commercial_Warehouse_Existing_Food Preparation_Natural Gas_Steamer_E1 | Commercial | Warehouse | Existing | Food Preparation | Natural Gas | Steamer | E1 | Standard | 100% | 0% | 0% | 0.17145 | 0 | 0 | 0 | 8 | 16 | 2019 | 2021 | 100% | 0 | 0 | 0% | Normal | 0% | 0.018013 | 0 | 0 | 1 unit | 100000 | 0 | 1.1796e-05 | 1527.0152 | 13100 | 0 | 0 | 0 | 2012 | 1.1095 | IL TRM - 4.2.3 - CI-FSE-STMC-V05-190101 | DOE Commercial R&D 2016 - Table 2-10 | IL TRM - 4.2.3 - CI-FSE-STMC-V05-190101 | 1 | unit | 1.1796e-05 | Commercial_Warehouse_Existing_Food Preparation_Steamer_Standard
Commercial_Warehouse_Existing_Food Preparation_Natural Gas_Steamer_E2 | Commercial | Warehouse | Existing | Food Preparation | Natural Gas | Steamer | E2 | ENERGY STAR | 43.38% | 0% | 0% | 0.20116 | 0 | -3.4419e-05 | 0 | 8 | 16 | 2019 | 2051 | 100% | 0 | 0 | 0% | Normal | 0% | 0.0078143 | 0 | 0 | 1 unit | 100000 | 0 | 1.1796e-05 | 662.4553 | 15370 | 0 | -2.6298 | 0 | 2012 | 1.1095 | IL TRM - 4.2.3 - CI-FSE-STMC-V05-190101 | ETO Measure Input Sheet - Com - Gas Steamer | ETO Measure Input Sheet - Com - Gas Steamer | 1 | unit | 1.1796e-05 | Commercial_Warehouse_Existing_Food Preparation_Steamer_ENERGY STAR
Commercial_Warehouse_Existing_Food Preparation_Natural Gas_Steamer_E3 | Commercial | Warehouse | Existing | Food Preparation | Natural Gas | Steamer | E3 |  | 0% | 0% | 0% | 0 | 0 | 0 | 0 | 0 | 0 | 0 | 0 | 0% | 0 | 0 | 0% | Normal | 0% | 0 | 0 | 0 | [17 empty] | Commercial_Warehouse_Existing_Food Preparation_Steamer_
Commercial_Warehouse_Existing_Food Preparation_Natural Gas_Steamer_E4 | Commercial | Warehouse | Existing | Food Preparation | Natural Gas | Steamer | E4 |  | 0% | 0% | 0% | 0 | 0 | 0 | 0 | 0 | 0 | 0 | 0 | 0% | 0 | 0 | 0% | Normal | 0% | 0 | 0 | 0 | [17 empty] | Commercial_Warehouse_Existing_Food Preparation_Steamer_
Commercial_Warehouse_Existing_Food Preparation_Natural Gas_Steamer_E5 | Commercial | Warehouse | Existing | Food Preparation | Natural Gas | Steamer | E5 |  | 0% | 0% | 0% | 0 | 0 | 0 | 0 | 0 | 0 | 0 | 0 | 0% | 0 | 0 | 0% | Normal | 0% | 0 | 0 | 0 | [17 empty] | Commercial_Warehouse_Existing_Food Preparation_Steamer_
Commercial_Warehouse_Existing_Food Preparation_Natural Gas_Steamer_E6 | Commercial | Warehouse | Existing | Food Preparation | Natural Gas | Steamer | E6 |  | 0% | 0% | 0% | 0 | 0 | 0 | 0 | 0 | 0 | 0 | 0 | 0% | 0 | 0 | 0% | Normal | 0% | 0 | 0 | 0 | [17 empty] | Commercial_Warehouse_Existing_Food Preparation_Steamer_
Commercial_Warehouse_Existing_Food Preparation_Natural Gas_Steamer_E7 | Commercial | Warehouse | Existing | Food Preparation | Natural Gas | Steamer | E7 |  | 0% | 0% | 0% | 0 | 0 | 0 | 0 | 0 | 0 | 0 | 0 | 0% | 0 | 0 | 0% | Normal | 0% | 0 | 0 | 0 | [17 empty] | Commercial_Warehouse_Existing_Food Preparation_Steamer_
Commercial_Warehouse_Existing_Food Preparation_Natural Gas_Steamer_E8 | Commercial | Warehouse | Existing | Food Preparation | Natural Gas | Steamer | E8 |  | 0% | 0% | 0% | 0 | 0 | 0 | 0 | 0 | 0 | 0 | 0 | 0% | 0 | 0 | 0% | Normal | 0% | 0 | 0 | 0 | [17 empty] | Commercial_Warehouse_Existing_Food Preparation_Steamer_
Commercial_Warehouse_Existing_Food Preparation_Natural Gas_Steamer_E9 | Commercial | Warehouse | Existing | Food Preparation | Natural Gas | Steamer | E9 |  | 0% | 0% | 0% | 0 | 0 | 0 | 0 | 0 | 0 | 0 | 0 | 0% | 0 | 0 | 0% | Normal | 0% | 0 | 0 | 0 | [17 empty] | Commercial_Warehouse_Existing_Food Preparation_Steamer_
Commercial_Warehouse_Existing_Food Preparation_Natural Gas_Steamer_E10 | Commercial | Warehouse | Existing | Food Preparation | Natural Gas | Steamer | E10 |  | 0% | 0% | 0% | 0 | 0 | 0 | 0 | 0 | 0 | 0 | 0 | 0% | 0 | 0 | 0% | Normal | 0% | 0 | 0 | 0 | [17 empty] | Commercial_Warehouse_Existing_Food Preparation_Steamer_
Commercial_Warehouse_Existing_Food Preparation_Natural Gas_Food Prep Other_E1 | Commercial | Warehouse | Existing | Food Preparation | Natural Gas | Food Prep Other | E1 | Standard | 100% | 0% | 0% | 0.0026035 | 0 | 0 | 0 | 8 | 12 | 2019 | 2051 | 100% | 0 | 0 | 0% | Normal | 0% | 0.0032268 | 0 | 0 | 1 unit | 100000 | 0 | 2.2673e-06 | 1423.18 | 1000 | 0 | 0 | 0 | 2010 | 1.1483 | Default | Default | Default | 1 | unit | 2.2673e-06 | Commercial_Warehouse_Existing_Food Preparation_Food Prep Other_Standard
Commercial_Warehouse_Existing_Food Preparation_Natural Gas_Food Prep Other_E2 | Commercial | Warehouse | Existing | Food Preparation | Natural Gas | Food Prep Other | E2 | ENERGY STAR | 100% | 0% | 0% | 0.0026061 | 0 | 0 | 0 | 8 | 12 | 2019 | 2051 | 100% | 0 | 0 | 0% | Normal | 0% | 0.0032268 | 0 | 0 | 1 unit | 100000 | 0 | 2.2673e-06 | 1423.18 | 1001 | 0 | 0 | 0 | 2010 | 1.1483 | N/A | N/A | N/A | 1 | unit | 2.2673e-06 | Commercial_Warehouse_Existing_Food Preparation_Food Prep Other_ENERGY STAR
Commercial_Warehouse_Existing_Food Preparation_Natural Gas_Food Prep Other_E3 | Commercial | Warehouse | Existing | Food Preparation | Natural Gas | Food Prep Other | E3 |  | 0% | 0% | 0% | 0 | 0 | 0 | 0 | 0 | 0 | 0 | 0 | 0% | 0 | 0 | 0% | Normal | 0% | 0 | 0 | 0 | [17 empty] | Commercial_Warehouse_Existing_Food Preparation_Food Prep Other_
Commercial_Warehouse_Existing_Food Preparation_Natural Gas_Food Prep Other_E4 | Commercial | Warehouse | Existing | Food Preparation | Natural Gas | Food Prep Other | E4 |  | 0% | 0% | 0% | 0 | 0 | 0 | 0 | 0 | 0 | 0 | 0 | 0% | 0 | 0 | 0% | Normal | 0% | 0 | 0 | 0 | [17 empty] | Commercial_Warehouse_Existing_Food Preparation_Food Prep Other_
Commercial_Warehouse_Existing_Food Preparation_Natural Gas_Food Prep Other_E5 | Commercial | Warehouse | Existing | Food Preparation | Natural Gas | Food Prep Other | E5 |  | 0% | 0% | 0% | 0 | 0 | 0 | 0 | 0 | 0 | 0 | 0 | 0% | 0 | 0 | 0% | Normal | 0% | 0 | 0 | 0 | [17 empty] | Commercial_Warehouse_Existing_Food Preparation_Food Prep Other_
Commercial_Warehouse_Existing_Food Preparation_Natural Gas_Food Prep Other_E6 | Commercial | Warehouse | Existing | Food Preparation | Natural Gas | Food Prep Other | E6 |  | 0% | 0% | 0% | 0 | 0 | 0 | 0 | 0 | 0 | 0 | 0 | 0% | 0 | 0 | 0% | Normal | 0% | 0 | 0 | 0 | [17 empty] | Commercial_Warehouse_Existing_Food Preparation_Food Prep Other_
Commercial_Warehouse_Existing_Food Preparation_Natural Gas_Food Prep Other_E7 | Commercial | Warehouse | Existing | Food Preparation | Natural Gas | Food Prep Other | E7 |  | 0% | 0% | 0% | 0 | 0 | 0 | 0 | 0 | 0 | 0 | 0 | 0% | 0 | 0 | 0% | Normal | 0% | 0 | 0 | 0 | [17 empty] | Commercial_Warehouse_Existing_Food Preparation_Food Prep Other_
Commercial_Warehouse_Existing_Food Preparation_Natural Gas_Food Prep Other_E8 | Commercial | Warehouse | Existing | Food Preparation | Natural Gas | Food Prep Other | E8 |  | 0% | 0% | 0% | 0 | 0 | 0 | 0 | 0 | 0 | 0 | 0 | 0% | 0 | 0 | 0% | Normal | 0% | 0 | 0 | 0 | [17 empty] | Commercial_Warehouse_Existing_Food Preparation_Food Prep Other_
Commercial_Warehouse_Existing_Food Preparation_Natural Gas_Food Prep Other_E9 | Commercial | Warehouse | Existing | Food Preparation | Natural Gas | Food Prep Other | E9 |  | 0% | 0% | 0% | 0 | 0 | 0 | 0 | 0 | 0 | 0 | 0 | 0% | 0 | 0 | 0% | Normal | 0% | 0 | 0 | 0 | [17 empty] | Commercial_Warehouse_Existing_Food Preparation_Food Prep Other_
Commercial_Warehouse_Existing_Food Preparation_Natural Gas_Food Prep Other_E10 | Commercial | Warehouse | Existing | Food Preparation | Natural Gas | Food Prep Other | E10 |  | 0% | 0% | 0% | 0 | 0 | 0 | 0 | 0 | 0 | 0 | 0 | 0% | 0 | 0 | 0% | Normal | 0% | 0 | 0 | 0 | [17 empty] | Commercial_Warehouse_Existing_Food Preparation_Food Prep Other_
Commercial_Warehouse_Existing_Miscellaneous_Natural Gas_Pool Heater_E1 | Commercial | Warehouse | Existing | Miscellaneous | Natural Gas | Pool Heater | E1 | Standard (EF .78) | 100% | 0% | 0% | 0.013077 | 0 | 0 | 0 | 4 | 8 | 2019 | 2051 | 100% | 0 | 0 | 0% | Normal | 0% | 0.010152 | 0 | 0 | 1 unit | 100000 | 0 | 6.7772e-07 | 14980 | 18052 | 0 | 0 | 0 | 2014 | 1.0689 | DOE Commercial R&D 2016 - Table 7-6 | DOE Commercial R&D 2016 - Table 7-7 | DOE Commercial R&D 2016 - Table 7-8 | 1 | unit | 6.7772e-07 | Commercial_Warehouse_Existing_Miscellaneous_Pool Heater_Standard (EF .78)
Commercial_Warehouse_Existing_Miscellaneous_Natural Gas_Pool Heater_E2 | Commercial | Warehouse | Existing | Miscellaneous | Natural Gas | Pool Heater | E2 | Condensing (EF .90) | 85% | 0% | 0% | 0.021412 | 0 | 0 | 0 | 4 | 8 | 2019 | 2051 | 100% | 0 | 0 | 0% | Normal | 0% | 0.0086294 | 0 | 0 | 1 unit | 100000 | 0 | 6.7772e-07 | 12733 | 29558 | 0 | 0 | 0 | 2014 | 1.0689 | DOE Commercial R&D 2016 - Table 7-6 | DOE Commercial R&D 2016 - Table 7-7 | DOE Commercial R&D 2016 - Table 7-9 | 1 | unit | 6.7772e-07 | Commercial_Warehouse_Existing_Miscellaneous_Pool Heater_Condensing (EF .90)
Commercial_Warehouse_Existing_Miscellaneous_Natural Gas_Pool Heater_E3 | Commercial | Warehouse | Existing | Miscellaneous | Natural Gas | Pool Heater | E3 |  | 0% | 0% | 0% | 0 | 0 | 0 | 0 | 0 | 0 | 0 | 0 | 0% | 0 | 0 | 0% | Normal | 0% | 0 | 0 | 0 | [17 empty] | Commercial_Warehouse_Existing_Miscellaneous_Pool Heater_
Commercial_Warehouse_Existing_Miscellaneous_Natural Gas_Pool Heater_E4 | Commercial | Warehouse | Existing | Miscellaneous | Natural Gas | Pool Heater | E4 |  | 0% | 0% | 0% | 0 | 0 | 0 | 0 | 0 | 0 | 0 | 0 | 0% | 0 | 0 | 0% | Normal | 0% | 0 | 0 | 0 | [17 empty] | Commercial_Warehouse_Existing_Miscellaneous_Pool Heater_
Commercial_Warehouse_Existing_Miscellaneous_Natural Gas_Pool Heater_E5 | Commercial | Warehouse | Existing | Miscellaneous | Natural Gas | Pool Heater | E5 |  | 0% | 0% | 0% | 0 | 0 | 0 | 0 | 0 | 0 | 0 | 0 | 0% | 0 | 0 | 0% | Normal | 0% | 0 | 0 | 0 | [17 empty] | Commercial_Warehouse_Existing_Miscellaneous_Pool Heater_
Commercial_Warehouse_Existing_Miscellaneous_Natural Gas_Pool Heater_E6 | Commercial | Warehouse | Existing | Miscellaneous | Natural Gas | Pool Heater | E6 |  | 0% | 0% | 0% | 0 | 0 | 0 | 0 | 0 | 0 | 0 | 0 | 0% | 0 | 0 | 0% | Normal | 0% | 0 | 0 | 0 | [17 empty] | Commercial_Warehouse_Existing_Miscellaneous_Pool Heater_
Commercial_Warehouse_Existing_Miscellaneous_Natural Gas_Pool Heater_E7 | Commercial | Warehouse | Existing | Miscellaneous | Natural Gas | Pool Heater | E7 |  | 0% | 0% | 0% | 0 | 0 | 0 | 0 | 0 | 0 | 0 | 0 | 0% | 0 | 0 | 0% | Normal | 0% | 0 | 0 | 0 | [17 empty] | Commercial_Warehouse_Existing_Miscellaneous_Pool Heater_
Commercial_Warehouse_Existing_Miscellaneous_Natural Gas_Pool Heater_E8 | Commercial | Warehouse | Existing | Miscellaneous | Natural Gas | Pool Heater | E8 |  | 0% | 0% | 0% | 0 | 0 | 0 | 0 | 0 | 0 | 0 | 0 | 0% | 0 | 0 | 0% | Normal | 0% | 0 | 0 | 0 | [17 empty] | Commercial_Warehouse_Existing_Miscellaneous_Pool Heater_
Commercial_Warehouse_Existing_Miscellaneous_Natural Gas_Pool Heater_E9 | Commercial | Warehouse | Existing | Miscellaneous | Natural Gas | Pool Heater | E9 |  | 0% | 0% | 0% | 0 | 0 | 0 | 0 | 0 | 0 | 0 | 0 | 0% | 0 | 0 | 0% | Normal | 0% | 0 | 0 | 0 | [17 empty] | Commercial_Warehouse_Existing_Miscellaneous_Pool Heater_
Commercial_Warehouse_Existing_Miscellaneous_Natural Gas_Pool Heater_E10 | Commercial | Warehouse | Existing | Miscellaneous | Natural Gas | Pool Heater | E10 |  | 0% | 0% | 0% | 0 | 0 | 0 | 0 | 0 | 0 | 0 | 0 | 0% | 0 | 0 | 0% | Normal | 0% | 0 | 0 | 0 | [17 empty] | Commercial_Warehouse_Existing_Miscellaneous_Pool Heater_
Commercial_Warehouse_Existing_Miscellaneous_Natural Gas_Miscellaneous_E1 | Commercial | Warehouse | Existing | Miscellaneous | Natural Gas | Miscellaneous | E1 | Miscellaneous | 100% | 0% | 0% | 0.001293 | 0 | 0 | 0 | 2 | 8 | 2019 | 2051 | 100% | 0 | 0 | 0% | Normal | 0% | 0.0012449 | 0 | 0 | 1 unit | 100000 | 0 | 0.0012449 | 1 | 1 | 0 | 0 | 0 | 2016 | 1.0386 | N/A | N/A | N/A | 1 | unit | 0.0012449 | Commercial_Warehouse_Existing_Miscellaneous_Miscellaneous_Miscellaneous
Commercial_Warehouse_Existing_Miscellaneous_Natural Gas_Miscellaneous_E2 | Commercial | Warehouse | Existing | Miscellaneous | Natural Gas | Miscellaneous | E2 |  | 0% | 0% | 0% | 0 | 0 | 0 | 0 | 0 | 0 | 0 | 0 | 0% | 0 | 0 | 0% | Normal | 0% | 0 | 0 | 0 | [17 empty] | Commercial_Warehouse_Existing_Miscellaneous_Miscellaneous_
Commercial_Warehouse_Existing_Miscellaneous_Natural Gas_Miscellaneous_E3 | Commercial | Warehouse | Existing | Miscellaneous | Natural Gas | Miscellaneous | E3 |  | 0% | 0% | 0% | 0 | 0 | 0 | 0 | 0 | 0 | 0 | 0 | 0% | 0 | 0 | 0% | Normal | 0% | 0 | 0 | 0 | [17 empty] | Commercial_Warehouse_Existing_Miscellaneous_Miscellaneous_
Commercial_Warehouse_Existing_Miscellaneous_Natural Gas_Miscellaneous_E4 | Commercial | Warehouse | Existing | Miscellaneous | Natural Gas | Miscellaneous | E4 |  | 0% | 0% | 0% | 0 | 0 | 0 | 0 | 0 | 0 | 0 | 0 | 0% | 0 | 0 | 0% | Normal | 0% | 0 | 0 | 0 | [17 empty] | Commercial_Warehouse_Existing_Miscellaneous_Miscellaneous_
Commercial_Warehouse_Existing_Miscellaneous_Natural Gas_Miscellaneous_E5 | Commercial | Warehouse | Existing | Miscellaneous | Natural Gas | Miscellaneous | E5 |  | 0% | 0% | 0% | 0 | 0 | 0 | 0 | 0 | 0 | 0 | 0 | 0% | 0 | 0 | 0% | Normal | 0% | 0 | 0 | 0 | [17 empty] | Commercial_Warehouse_Existing_Miscellaneous_Miscellaneous_
Commercial_Warehouse_Existing_Miscellaneous_Natural Gas_Miscellaneous_E6 | Commercial | Warehouse | Existing | Miscellaneous | Natural Gas | Miscellaneous | E6 |  | 0% | 0% | 0% | 0 | 0 | 0 | 0 | 0 | 0 | 0 | 0 | 0% | 0 | 0 | 0% | Normal | 0% | 0 | 0 | 0 | [17 empty] | Commercial_Warehouse_Existing_Miscellaneous_Miscellaneous_
Commercial_Warehouse_Existing_Miscellaneous_Natural Gas_Miscellaneous_E7 | Commercial | Warehouse | Existing | Miscellaneous | Natural Gas | Miscellaneous | E7 |  | 0% | 0% | 0% | 0 | 0 | 0 | 0 | 0 | 0 | 0 | 0 | 0% | 0 | 0 | 0% | Normal | 0% | 0 | 0 | 0 | [17 empty] | Commercial_Warehouse_Existing_Miscellaneous_Miscellaneous_
Commercial_Warehouse_Existing_Miscellaneous_Natural Gas_Miscellaneous_E8 | Commercial | Warehouse | Existing | Miscellaneous | Natural Gas | Miscellaneous | E8 |  | 0% | 0% | 0% | 0 | 0 | 0 | 0 | 0 | 0 | 0 | 0 | 0% | 0 | 0 | 0% | Normal | 0% | 0 | 0 | 0 | [17 empty] | Commercial_Warehouse_Existing_Miscellaneous_Miscellaneous_
Commercial_Warehouse_Existing_Miscellaneous_Natural Gas_Miscellaneous_E9 | Commercial | Warehouse | Existing | Miscellaneous | Natural Gas | Miscellaneous | E9 |  | 0% | 0% | 0% | 0 | 0 | 0 | 0 | 0 | 0 | 0 | 0 | 0% | 0 | 0 | 0% | Normal | 0% | 0 | 0 | 0 | [17 empty] | Commercial_Warehouse_Existing_Miscellaneous_Miscellaneous_
Commercial_Warehouse_Existing_Miscellaneous_Natural Gas_Miscellaneous_E10 | Commercial | Warehouse | Existing | Miscellaneous | Natural Gas | Miscellaneous | E10 |  | 0% | 0% | 0% | 0 | 0 | 0 | 0 | 0 | 0 | 0 | 0 | 0% | 0 | 0 | 0% | Normal | 0% | 0 | 0 | 0 | [17 empty] | Commercial_Warehouse_Existing_Miscellaneous_Miscellaneous_
Commercial_Warehouse_New_Space Heating_Natural Gas_Furnace_E1 | Commercial | Warehouse | New | Space Heating | Natural Gas | Furnace | E1 | AFUE 80% (Standard) | 100% | 0% | 0% | 0.06394 | 0.066984 | 0.010352 | 0 | 17 | 29 | 2019 | 2051 | 90% | 0 | 0 | 0% | Normal | 0% | 0.24138 | 0 | 0 | 400 kBtu/hr | 100000 | 0 | 6e-05 | 10.0574 | 1050 | 1100 | 170 | 0 | 2018 | 1.0149 | EIA 2018 Tech Forecast | EIA 2018 Tech Forecast | AEG BEST | 400 | kBtu/hr | 0.024 | Commercial_Warehouse_New_Space Heating_Furnace_AFUE 80% (Standard)
Commercial_Warehouse_New_Space Heating_Natural Gas_Furnace_E2 | Commercial | Warehouse | New | Space Heating | Natural Gas | Furnace | E2 | AFUE 90% | 88.89% | 0% | 0% | 0.10657 | 0.079163 | 0.010657 | 0 | 17 | 29 | 2019 | 2051 | 90% | 0 | 0 | 0% | Normal | 0% | 0.21455 | 0 | 0 | 400 kBtu/hr | 100000 | 0 | 6e-05 | 8.9397 | 1750 | 1300 | 175 | 0 | 2018 | 1.0149 | EIA 2018 Tech Forecast | EIA 2018 Tech Forecast | AEG BEST | 400 | kBtu/hr | 0.024 | Commercial_Warehouse_New_Space Heating_Furnace_AFUE 90%
Commercial_Warehouse_New_Space Heating_Natural Gas_Furnace_E3 | Commercial | Warehouse | New | Space Heating | Natural Gas | Furnace | E3 | AFUE 96% | 83.33% | 0% | 0% | 0.14919 | 0.091342 | 0.010961 | 0 | 17 | 29 | 2019 | 2051 | 90% | 0 | 0 | 0% | Normal | 0% | 0.20115 | 0 | 0 | 400 kBtu/hr | 100000 | 0 | 6e-05 | 8.3812 | 2450 | 1500 | 180 | 0 | 2018 | 1.0149 | EIA 2018 Tech Forecast | EIA 2018 Tech Forecast | AEG BEST | 400 | kBtu/hr | 0.024 | Commercial_Warehouse_New_Space Heating_Furnace_AFUE 96%
Commercial_Warehouse_New_Space Heating_Natural Gas_Furnace_E4 | Commercial | Warehouse | New | Space Heating | Natural Gas | Furnace | E4 | Convert to NG Air Source Heat Pump | 83.33% | 0% | 0% | 4.8811 | 0.066984 | 0.091705 | 0 | 10 | 20 | 2019 | 2051 | 100% | 0 | 0 | 0% | Normal | 0% | 0.20114 | 0 | 0 | 400 kBtu/hr | 100000 | 0 | 6e-05 | 8.3809 | 79158.3766 | 1086.3161 | 1487.218 | 0 | 2017 | 1.0277 | AEO 2021 - gas_eng-driven_RTHP-heat 2017 typical | AEO 2021 - gas_eng-driven_RTHP-heat 2017 typical | HP_GAS-Heating-AEO17-1 | 400 | kBtu/hr | 0.024 | Commercial_Warehouse_New_Space Heating_Furnace_Convert to NG Air Source Heat Pump
Commercial_Warehouse_New_Space Heating_Natural Gas_Furnace_E5 | Commercial | Warehouse | New | Space Heating | Natural Gas | Furnace | E5 |  | 0% | 0% | 0% | 0 | 0 | 0 | 0 | 0 | 0 | 0 | 0 | 0% | 0 | 0 | 0% | Normal | 0% | 0 | 0 | 0 | [17 empty] | Commercial_Warehouse_New_Space Heating_Furnace_
Commercial_Warehouse_New_Space Heating_Natural Gas_Furnace_E6 | Commercial | Warehouse | New | Space Heating | Natural Gas | Furnace | E6 |  | 0% | 0% | 0% | 0 | 0 | 0 | 0 | 0 | 0 | 0 | 0 | 0% | 0 | 0 | 0% | Normal | 0% | 0 | 0 | 0 | [17 empty] | Commercial_Warehouse_New_Space Heating_Furnace_
Commercial_Warehouse_New_Space Heating_Natural Gas_Furnace_E7 | Commercial | Warehouse | New | Space Heating | Natural Gas | Furnace | E7 |  | 0% | 0% | 0% | 0 | 0 | 0 | 0 | 0 | 0 | 0 | 0 | 0% | 0 | 0 | 0% | Normal | 0% | 0 | 0 | 0 | [17 empty] | Commercial_Warehouse_New_Space Heating_Furnace_
Commercial_Warehouse_New_Space Heating_Natural Gas_Furnace_E8 | Commercial | Warehouse | New | Space Heating | Natural Gas | Furnace | E8 |  | 0% | 0% | 0% | 0 | 0 | 0 | 0 | 0 | 0 | 0 | 0 | 0% | 0 | 0 | 0% | Normal | 0% | 0 | 0 | 0 | [17 empty] | Commercial_Warehouse_New_Space Heating_Furnace_
Commercial_Warehouse_New_Space Heating_Natural Gas_Furnace_E9 | Commercial | Warehouse | New | Space Heating | Natural Gas | Furnace | E9 |  | 0% | 0% | 0% | 0 | 0 | 0 | 0 | 0 | 0 | 0 | 0 | 0% | 0 | 0 | 0% | Normal | 0% | 0 | 0 | 0 | [17 empty] | Commercial_Warehouse_New_Space Heating_Furnace_
Commercial_Warehouse_New_Space Heating_Natural Gas_Furnace_E10 | Commercial | Warehouse | New | Space Heating | Natural Gas | Furnace | E10 |  | 0% | 0% | 0% | 0 | 0 | 0 | 0 | 0 | 0 | 0 | 0 | 0% | 0 | 0 | 0% | Normal | 0% | 0 | 0 | 0 | [17 empty] | Commercial_Warehouse_New_Space Heating_Furnace_
Commercial_Warehouse_New_Space Heating_Natural Gas_Boiler_E1 | Commercial | Warehouse | New | Space Heating | Natural Gas | Boiler | E1 | AFUE 80% (Standard) | 100% | 0% | 0% | 0.50543 | 0.28012 | 0.054805 | 0 | 20 | 30 | 2019 | 2051 | 100% | 0 | 0 | 0% | Normal | 0% | 1.016 | 0 | 0 | 800 kBtu/hr | 100000 | 0 | 3e-05 | 42.3348 | 16600 | 9200 | 1800 | 0 | 2018 | 1.0149 | EIA 2018 Tech Forecast | EIA 2018 Tech Forecast | GBLR-Heating-EIA14-2014 Ref. Case-2 | 800 | kBtu/hr | 0.024 | Commercial_Warehouse_New_Space Heating_Boiler_AFUE 80% (Standard)
Commercial_Warehouse_New_Space Heating_Natural Gas_Boiler_E2 | Commercial | Warehouse | New | Space Heating | Natural Gas | Boiler | E2 | AFUE 85% | 94.12% | 0% | 0% | 0.69116 | 0.29686 | 0.054805 | 0 | 20 | 30 | 2019 | 2051 | 100% | 0 | 0 | 0% | Normal | 0% | 0.95627 | 0 | 0 | 800 kBtu/hr | 100000 | 0 | 3e-05 | 39.8445 | 22700 | 9750 | 1800 | 0 | 2018 | 1.0149 | EIA 2018 Tech Forecast | EIA 2018 Tech Forecast | GBLR-Heating-EIA14-2014 Ref. Case-5 | 800 | kBtu/hr | 0.024 | Commercial_Warehouse_New_Space Heating_Boiler_AFUE 85%
Commercial_Warehouse_New_Space Heating_Natural Gas_Boiler_E3 | Commercial | Warehouse | New | Space Heating | Natural Gas | Boiler | E3 | AFUE 97% | 82.47% | 0% | 0% | 1.1187 | 0.27595 | 0.054805 | 0 | 20 | 30 | 2019 | 2051 | 100% | 0 | 0 | 0% | Normal | 0% | 0.83797 | 0 | 0 | 800 kBtu/hr | 100000 | 0 | 3e-05 | 34.9153 | 36742.4242 | 9063.1313 | 1800 | 0 | 2018 | 1.0149 | EIA 2018 Tech Forecast | EIA 2018 Tech Forecast | GBLR-Heating-EIA14-2014 Ref. Case-6 | 800 | kBtu/hr | 0.024 | Commercial_Warehouse_New_Space Heating_Boiler_AFUE 97%
Commercial_Warehouse_New_Space Heating_Natural Gas_Boiler_E4 | Commercial | Warehouse | New | Space Heating | Natural Gas | Boiler | E4 | Convert to NG Air Source Heat Pump | 61.54% | 0% | 0% | 4.8811 | 0.28012 | 0.091705 | 0 | 10 | 20 | 2019 | 2051 | 100% | 0 | 0 | 0% | Normal | 0% | 0.62525 | 0 | 0 | 800 kBtu/hr | 100000 | 0 | 3e-05 | 26.0522 | 158316.7533 | 9085.5528 | 2974.436 | 0 | 2017 | 1.0277 | AEO 2021 - gas_eng-driven_RTHP-heat 2017 typical | AEO 2021 - gas_eng-driven_RTHP-heat 2017 typical | HP_GAS-Heating-AEO17-1 | 800 | kBtu/hr | 0.024 | Commercial_Warehouse_New_Space Heating_Boiler_Convert to NG Air Source Heat Pump
Commercial_Warehouse_New_Space Heating_Natural Gas_Boiler_E5 | Commercial | Warehouse | New | Space Heating | Natural Gas | Boiler | E5 |  | 0% | 0% | 0% | 0 | 0 | 0 | 0 | 0 | 0 | 0 | 0 | 0% | 0 | 0 | 0% | Normal | 0% | 0 | 0 | 0 | [17 empty] | Commercial_Warehouse_New_Space Heating_Boiler_
Commercial_Warehouse_New_Space Heating_Natural Gas_Boiler_E6 | Commercial | Warehouse | New | Space Heating | Natural Gas | Boiler | E6 |  | 0% | 0% | 0% | 0 | 0 | 0 | 0 | 0 | 0 | 0 | 0 | 0% | 0 | 0 | 0% | Normal | 0% | 0 | 0 | 0 | [17 empty] | Commercial_Warehouse_New_Space Heating_Boiler_
Commercial_Warehouse_New_Space Heating_Natural Gas_Boiler_E7 | Commercial | Warehouse | New | Space Heating | Natural Gas | Boiler | E7 |  | 0% | 0% | 0% | 0 | 0 | 0 | 0 | 0 | 0 | 0 | 0 | 0% | 0 | 0 | 0% | Normal | 0% | 0 | 0 | 0 | [17 empty] | Commercial_Warehouse_New_Space Heating_Boiler_
Commercial_Warehouse_New_Space Heating_Natural Gas_Boiler_E8 | Commercial | Warehouse | New | Space Heating | Natural Gas | Boiler | E8 |  | 0% | 0% | 0% | 0 | 0 | 0 | 0 | 0 | 0 | 0 | 0 | 0% | 0 | 0 | 0% | Normal | 0% | 0 | 0 | 0 | [17 empty] | Commercial_Warehouse_New_Space Heating_Boiler_
Commercial_Warehouse_New_Space Heating_Natural Gas_Boiler_E9 | Commercial | Warehouse | New | Space Heating | Natural Gas | Boiler | E9 |  | 0% | 0% | 0% | 0 | 0 | 0 | 0 | 0 | 0 | 0 | 0 | 0% | 0 | 0 | 0% | Normal | 0% | 0 | 0 | 0 | [17 empty] | Commercial_Warehouse_New_Space Heating_Boiler_
Commercial_Warehouse_New_Space Heating_Natural Gas_Boiler_E10 | Commercial | Warehouse | New | Space Heating | Natural Gas | Boiler | E10 |  | 0% | 0% | 0% | 0 | 0 | 0 | 0 | 0 | 0 | 0 | 0 | 0% | 0 | 0 | 0% | Normal | 0% | 0 | 0 | 0 | [17 empty] | Commercial_Warehouse_New_Space Heating_Boiler_
Commercial_Warehouse_New_Space Heating_Natural Gas_Unit Heater_E1 | Commercial | Warehouse | New | Space Heating | Natural Gas | Unit Heater | E1 | Standard | 100% | 0% | 0% | 0.102 | 0 | 0 | 0 | 10 | 14 | 2019 | 2051 | 100% | 0 | 0 | 0% | Normal | 0% | 0.13792 | 0 | 0 | 125 kBtu/Hr | 100000 | 0 | 4.7385e-07 | 2328.572 | 1753.7127 | 0 | 0 | 0 | 2020 | 0.98199 | IL TRM - 4.4.12 - CI-HVC-IRHT-V02-210101 | AEG Market Research | IL TRM - 4.4.12 - CI-HVC-IRHT-V02-210101 w/ CNGC Sizing | 125 | kBtu/Hr | 5.9231e-05 | Commercial_Warehouse_New_Space Heating_Unit Heater_Standard
Commercial_Warehouse_New_Space Heating_Natural Gas_Unit Heater_E2 | Commercial | Warehouse | New | Space Heating | Natural Gas | Unit Heater | E2 | Condensing | 95.24% | 0% | 0% | 0.16331 | 0 | 0 | 0 | 10 | 14 | 2019 | 2051 | 100% | 0 | 0 | 0% | Normal | 0% | 0.13136 | 0 | 0 | 125 kBtu/Hr | 100000 | 0 | 4.7385e-07 | 2217.7386 | 2807.7404 | 0 | 0 | 0 | 2020 | 0.98199 | IL TRM - 4.4.5 - CI-HVC-CUHT-V01-190101 | ETO Measure Input Sheet - Com - Condensing Unit Heater GAS SPHT | IL TRM - 4.4.5 - CI-HVC-CUHT-V01-190101 w/ CNGC Sizing | 125 | kBtu/Hr | 5.9231e-05 | Commercial_Warehouse_New_Space Heating_Unit Heater_Condensing
Commercial_Warehouse_New_Space Heating_Natural Gas_Unit Heater_E3 | Commercial | Warehouse | New | Space Heating | Natural Gas | Unit Heater | E3 | Infrared Radiant | 85% | 0% | 0% | 0.14231 | 0 | 0 | 0 | 11 | 19 | 2019 | 2051 | 100% | 0 | 0 | 0% | Normal | 0% | 0.11724 | 0 | 0 | 125 kBtu/Hr | 100000 | 0 | 4.7385e-07 | 1979.2862 | 2446.6992 | 0 | 0 | 0 | 2020 | 0.98199 | IL TRM - 4.4.12 - CI-HVC-IRHT-V02-210101 | AEG Market Research | IL TRM - 4.4.12 - CI-HVC-IRHT-V02-210101 w/ CNGC Sizing | 125 | kBtu/Hr | 5.9231e-05 | Commercial_Warehouse_New_Space Heating_Unit Heater_Infrared Radiant
Commercial_Warehouse_New_Space Heating_Natural Gas_Unit Heater_E4 | Commercial | Warehouse | New | Space Heating | Natural Gas | Unit Heater | E4 |  | 0% | 0% | 0% | 0 | 0 | 0 | 0 | 0 | 0 | 0 | 0 | 0% | 0 | 0 | 0% | Normal | 0% | 0 | 0 | 0 | [17 empty] | Commercial_Warehouse_New_Space Heating_Unit Heater_
Commercial_Warehouse_New_Space Heating_Natural Gas_Unit Heater_E5 | Commercial | Warehouse | New | Space Heating | Natural Gas | Unit Heater | E5 |  | 0% | 0% | 0% | 0 | 0 | 0 | 0 | 0 | 0 | 0 | 0 | 0% | 0 | 0 | 0% | Normal | 0% | 0 | 0 | 0 | [17 empty] | Commercial_Warehouse_New_Space Heating_Unit Heater_
Commercial_Warehouse_New_Space Heating_Natural Gas_Unit Heater_E6 | Commercial | Warehouse | New | Space Heating | Natural Gas | Unit Heater | E6 |  | 0% | 0% | 0% | 0 | 0 | 0 | 0 | 0 | 0 | 0 | 0 | 0% | 0 | 0 | 0% | Normal | 0% | 0 | 0 | 0 | [17 empty] | Commercial_Warehouse_New_Space Heating_Unit Heater_
Commercial_Warehouse_New_Space Heating_Natural Gas_Unit Heater_E7 | Commercial | Warehouse | New | Space Heating | Natural Gas | Unit Heater | E7 |  | 0% | 0% | 0% | 0 | 0 | 0 | 0 | 0 | 0 | 0 | 0 | 0% | 0 | 0 | 0% | Normal | 0% | 0 | 0 | 0 | [17 empty] | Commercial_Warehouse_New_Space Heating_Unit Heater_
Commercial_Warehouse_New_Space Heating_Natural Gas_Unit Heater_E8 | Commercial | Warehouse | New | Space Heating | Natural Gas | Unit Heater | E8 |  | 0% | 0% | 0% | 0 | 0 | 0 | 0 | 0 | 0 | 0 | 0 | 0% | 0 | 0 | 0% | Normal | 0% | 0 | 0 | 0 | [17 empty] | Commercial_Warehouse_New_Space Heating_Unit Heater_
Commercial_Warehouse_New_Space Heating_Natural Gas_Unit Heater_E9 | Commercial | Warehouse | New | Space Heating | Natural Gas | Unit Heater | E9 |  | 0% | 0% | 0% | 0 | 0 | 0 | 0 | 0 | 0 | 0 | 0 | 0% | 0 | 0 | 0% | Normal | 0% | 0 | 0 | 0 | [17 empty] | Commercial_Warehouse_New_Space Heating_Unit Heater_
Commercial_Warehouse_New_Space Heating_Natural Gas_Unit Heater_E10 | Commercial | Warehouse | New | Space Heating | Natural Gas | Unit Heater | E10 |  | 0% | 0% | 0% | 0 | 0 | 0 | 0 | 0 | 0 | 0 | 0 | 0% | 0 | 0 | 0% | Normal | 0% | 0 | 0 | 0 | [17 empty] | Commercial_Warehouse_New_Space Heating_Unit Heater_
Commercial_Warehouse_New_Water Heating_Natural Gas_Water Heater_E1 | Commercial | Warehouse | New | Water Heating | Natural Gas | Water Heater | E1 | TE 80% | 100% | 0% | 0% | 0.037007 | 0 | 0.0023712 | 0 | 8 | 12 | 2019 | 2051 | 100% | 0 | 0 | 0% | Normal | 0% | 0.062485 | 0 | 0 | 1 kBtu/hr | 100000 | 0 | 0.0013734 | 44.9358 | 26.22 | 0 | 1.68 | 0 | 2017 | 1.0277 | AEO 2021 - gas_water_heater 2017 standard | AEO 2021 - gas_water_heater 2017 standard | DHW_WH-Water Heating-PG&E-R7-14 | 1 | kBtu/hr | 0.0013734 | Commercial_Warehouse_New_Water Heating_Water Heater_TE 80%
Commercial_Warehouse_New_Water Heating_Natural Gas_Water Heater_E2 | Commercial | Warehouse | New | Water Heating | Natural Gas | Water Heater | E2 | TE 81% | 98.77% | 0% | 0% | 0.036993 | 0 | 0.0023712 | 0 | 8 | 12 | 2019 | 2051 | 100% | 0 | 0 | 0% | Normal | 0% | 0.061714 | 0 | 0 | 1 kBtu/hr | 100000 | 0 | 0.0013734 | 44.3811 | 26.21 | 0 | 1.68 | 0 | 2017 | 1.0277 | AEO 2021 - gas_water_heater 2017 typical | AEO 2021 - gas_water_heater 2017 typical | DHW_WH-Water Heating-PG&E-R7-14 | 1 | kBtu/hr | 0.0013734 | Commercial_Warehouse_New_Water Heating_Water Heater_TE 81%
Commercial_Warehouse_New_Water Heating_Natural Gas_Water Heater_E3 | Commercial | Warehouse | New | Water Heating | Natural Gas | Water Heater | E3 | TE 88% | 90.91% | 0% | 0% | 0.039174 | 0 | 0.0022089 | 0 | 8 | 12 | 2019 | 2051 | 100% | 0 | 0 | 0% | Normal | 0% | 0.056805 | 0 | 0 | 1 kBtu/hr | 100000 | 0 | 0.0013734 | 40.8508 | 27.755 | 0 | 1.565 | 0 | 2017 | 1.0277 | AEO 2021 - gas_water_heater 2017 ENERGY STAR | AEO 2021 - gas_water_heater 2017 ENERGY STAR | DHW_WH-Water Heating-PG&E-R7-14 | 1 | kBtu/hr | 0.0013734 | Commercial_Warehouse_New_Water Heating_Water Heater_TE 88%
Commercial_Warehouse_New_Water Heating_Natural Gas_Water Heater_E4 | Commercial | Warehouse | New | Water Heating | Natural Gas | Water Heater | E4 | TE 94% | 85.11% | 0% | 0% | 0.041354 | 0 | 0.0020465 | 0 | 8 | 12 | 2019 | 2051 | 100% | 0 | 0 | 0% | Normal | 0% | 0.053179 | 0 | 0 | 1 kBtu/hr | 100000 | 0 | 0.0013734 | 38.2433 | 29.3 | 0 | 1.45 | 0 | 2017 | 1.0277 | AEO 2021 - gas_water_heater 2017 ENERGY STAR | AEO 2021 - gas_water_heater 2017 ENERGY STAR | DHW_WH-Water Heating-PG&E-R7-14 | 1 | kBtu/hr | 0.0013734 | Commercial_Warehouse_New_Water Heating_Water Heater_TE 94%
Commercial_Warehouse_New_Water Heating_Natural Gas_Water Heater_E5 | Commercial | Warehouse | New | Water Heating | Natural Gas | Water Heater | E5 | TE 96% | 83.33% | 0% | 0% | 0.042234 | 0 | 0.0020901 | 0 | 8 | 12 | 2019 | 2051 | 100% | 0 | 0 | 0% | Normal | 0% | 0.052071 | 0 | 0 | 1 kBtu/hr | 100000 | 0 | 0.0013734 | 37.4465 | 29.9234 | 0 | 1.4809 | 0 | 2017 | 1.0277 | AEO 2021 - gas_water_heater 2017 ENERGY STAR | AEO 2021 - gas_water_heater 2017 ENERGY STAR | DHW_WH-Water Heating-PG&E-R7-14 | 1 | kBtu/hr | 0.0013734 | Commercial_Warehouse_New_Water Heating_Water Heater_TE 96%
Commercial_Warehouse_New_Water Heating_Natural Gas_Water Heater_E6 | Commercial | Warehouse | New | Water Heating | Natural Gas | Water Heater | E6 | Tankless | 81.63% | 0% | 0% | 0.045678 | 0 | 0.00047845 | 0 | 8 | 12 | 2019 | 2051 | 100% | 0 | 0 | 0% | Normal | 0% | 0.051008 | 0 | 0 | 1 kBtu/hr | 100000 | 0 | 0.0013734 | 36.6823 | 32.3633 | 0 | 0.33898 | 0 | 2017 | 1.0277 | EIA Ref. Case 2018 - Gas Tankless High Eff. | EIA Ref. Case 2018 - Gas Tankless High Eff. | DHW_WH-Water Heating-NMTRM-2016-7 | 1 | kBtu/hr | 0.0013734 | Commercial_Warehouse_New_Water Heating_Water Heater_Tankless
Commercial_Warehouse_New_Water Heating_Natural Gas_Water Heater_E7 | Commercial | Warehouse | New | Water Heating | Natural Gas | Water Heater | E7 | Gas-Fired Absorption HPWH | 75.47% | 0% | 0% | 0.076047 | 0 | 0 | 0 | 10 | 16 | 2019 | 2051 | 100% | 0 | 0 | 0% | Normal | 0% | 0.047158 | 0 | 0 | 1 kBtu/hr | 100000 | 0 | 0.0013734 | 33.9138 | 56.3879 | 0 | 0 | 0 | 2020 | 0.98199 | DHW_WH-Water Heating-DOE-2014-2 | NEEA Report #E20-309, Robur Heat Pump Field Trial. March 11, 2020. | Engineering Calculation and NEEA Report #E20-309, Robur Heat Pump Field Trial. March 11, 2020. | 1 | kBtu/hr | 0.0013734 | Commercial_Warehouse_New_Water Heating_Water Heater_Gas-Fired Absorption HPWH
Commercial_Warehouse_New_Water Heating_Natural Gas_Water Heater_E8 | Commercial | Warehouse | New | Water Heating | Natural Gas | Water Heater | E8 |  | 0% | 0% | 0% | 0 | 0 | 0 | 0 | 0 | 0 | 0 | 0 | 0% | 0 | 0 | 0% | Normal | 0% | 0 | 0 | 0 | [17 empty] | Commercial_Warehouse_New_Water Heating_Water Heater_
Commercial_Warehouse_New_Water Heating_Natural Gas_Water Heater_E9 | Commercial | Warehouse | New | Water Heating | Natural Gas | Water Heater | E9 |  | 0% | 0% | 0% | 0 | 0 | 0 | 0 | 0 | 0 | 0 | 0 | 0% | 0 | 0 | 0% | Normal | 0% | 0 | 0 | 0 | [17 empty] | Commercial_Warehouse_New_Water Heating_Water Heater_
Commercial_Warehouse_New_Water Heating_Natural Gas_Water Heater_E10 | Commercial | Warehouse | New | Water Heating | Natural Gas | Water Heater | E10 |  | 0% | 0% | 0% | 0 | 0 | 0 | 0 | 0 | 0 | 0 | 0 | 0% | 0 | 0 | 0% | Normal | 0% | 0 | 0 | 0 | [17 empty] | Commercial_Warehouse_New_Water Heating_Water Heater_
Commercial_Warehouse_New_Food Preparation_Natural Gas_Oven_E1 | Commercial | Warehouse | New | Food Preparation | Natural Gas | Oven | E1 | Standard | 100% | 0% | 0% | 0.065083 | 0.0013727 | 0 | 0 | 10 | 14 | 2019 | 2051 | 100% | 0 | 0 | 0% | Normal | 0% | 0.0068409 | 0 | 0 | 1 unit | 100000 | 0 | 8.4101e-06 | 813.4143 | 7112 | 150 | 0 | 0 | 2013 | 1.0881 | IL TRM - 4.2.1 - CI-FSE-CBOV-V02-160601 | ETO Measure Input Sheet - Com - Gas Convection Oven | IL TRM - 4.2.1 - CI-FSE-CBOV-V02-160601 | 1 | unit | 8.4101e-06 | Commercial_Warehouse_New_Food Preparation_Oven_Standard
Commercial_Warehouse_New_Food Preparation_Natural Gas_Oven_E2 | Commercial | Warehouse | New | Food Preparation | Natural Gas | Oven | E2 | ENERGY STAR (>44% Baking Efficiency) | 86.89% | 0% | 0% | 0.068634 | 0.0013727 | 0 | 0 | 10 | 14 | 2019 | 2051 | 100% | 0 | 0 | 0% | Normal | 0% | 0.0059437 | 0 | 0 | 1 unit | 100000 | 0 | 8.4101e-06 | 706.739 | 7500 | 150 | 0 | 0 | 2013 | 1.0881 | IL TRM - 4.2.1 - CI-FSE-CBOV-V02-160601 | EIA 2018 Tech Forecast | ETO Measure Input Sheet | 1 | unit | 8.4101e-06 | Commercial_Warehouse_New_Food Preparation_Oven_ENERGY STAR (>44% Baking Efficiency)
Commercial_Warehouse_New_Food Preparation_Natural Gas_Oven_E3 | Commercial | Warehouse | New | Food Preparation | Natural Gas | Oven | E3 |  | 0% | 0% | 0% | 0 | 0 | 0 | 0 | 0 | 0 | 0 | 0 | 0% | 0 | 0 | 0% | Normal | 0% | 0 | 0 | 0 | [17 empty] | Commercial_Warehouse_New_Food Preparation_Oven_
Commercial_Warehouse_New_Food Preparation_Natural Gas_Oven_E4 | Commercial | Warehouse | New | Food Preparation | Natural Gas | Oven | E4 |  | 0% | 0% | 0% | 0 | 0 | 0 | 0 | 0 | 0 | 0 | 0 | 0% | 0 | 0 | 0% | Normal | 0% | 0 | 0 | 0 | [17 empty] | Commercial_Warehouse_New_Food Preparation_Oven_
Commercial_Warehouse_New_Food Preparation_Natural Gas_Oven_E5 | Commercial | Warehouse | New | Food Preparation | Natural Gas | Oven | E5 |  | 0% | 0% | 0% | 0 | 0 | 0 | 0 | 0 | 0 | 0 | 0 | 0% | 0 | 0 | 0% | Normal | 0% | 0 | 0 | 0 | [17 empty] | Commercial_Warehouse_New_Food Preparation_Oven_
Commercial_Warehouse_New_Food Preparation_Natural Gas_Oven_E6 | Commercial | Warehouse | New | Food Preparation | Natural Gas | Oven | E6 |  | 0% | 0% | 0% | 0 | 0 | 0 | 0 | 0 | 0 | 0 | 0 | 0% | 0 | 0 | 0% | Normal | 0% | 0 | 0 | 0 | [17 empty] | Commercial_Warehouse_New_Food Preparation_Oven_
Commercial_Warehouse_New_Food Preparation_Natural Gas_Oven_E7 | Commercial | Warehouse | New | Food Preparation | Natural Gas | Oven | E7 |  | 0% | 0% | 0% | 0 | 0 | 0 | 0 | 0 | 0 | 0 | 0 | 0% | 0 | 0 | 0% | Normal | 0% | 0 | 0 | 0 | [17 empty] | Commercial_Warehouse_New_Food Preparation_Oven_
Commercial_Warehouse_New_Food Preparation_Natural Gas_Oven_E8 | Commercial | Warehouse | New | Food Preparation | Natural Gas | Oven | E8 |  | 0% | 0% | 0% | 0 | 0 | 0 | 0 | 0 | 0 | 0 | 0 | 0% | 0 | 0 | 0% | Normal | 0% | 0 | 0 | 0 | [17 empty] | Commercial_Warehouse_New_Food Preparation_Oven_
Commercial_Warehouse_New_Food Preparation_Natural Gas_Oven_E9 | Commercial | Warehouse | New | Food Preparation | Natural Gas | Oven | E9 |  | 0% | 0% | 0% | 0 | 0 | 0 | 0 | 0 | 0 | 0 | 0 | 0% | 0 | 0 | 0% | Normal | 0% | 0 | 0 | 0 | [17 empty] | Commercial_Warehouse_New_Food Preparation_Oven_
Commercial_Warehouse_New_Food Preparation_Natural Gas_Oven_E10 | Commercial | Warehouse | New | Food Preparation | Natural Gas | Oven | E10 |  | 0% | 0% | 0% | 0 | 0 | 0 | 0 | 0 | 0 | 0 | 0 | 0% | 0 | 0 | 0% | Normal | 0% | 0 | 0 | 0 | [17 empty] | Commercial_Warehouse_New_Food Preparation_Oven_
Commercial_Warehouse_New_Food Preparation_Natural Gas_Conveyor Oven_E1 | Commercial | Warehouse | New | Food Preparation | Natural Gas | Conveyor Oven | E1 | Standard | 100% | 0% | 0% | 0.046649 | 0 | 0 | 0 | 15 | 19 | 2019 | 2051 | 100% | 0 | 0 | 0% | Normal | 0% | 0.01258 | 0 | 0 | 1 unit | 100000 | 0 | 4.3596e-06 | 2885.475 | 10177 | 0 | 0 | 0 | 2015 | 1.0514 | IL TRM - 4.2.4 - CI-FSE-CVOV-V02-180101 | PGE Workpaper, PGECOFST117 R5, 2015 | MN TRM 3.1 - Gas Conveyor Oven v1.1 | 1 | unit | 4.3596e-06 | Commercial_Warehouse_New_Food Preparation_Conveyor Oven_Standard
Commercial_Warehouse_New_Food Preparation_Natural Gas_Conveyor Oven_E2 | Commercial | Warehouse | New | Food Preparation | Natural Gas | Conveyor Oven | E2 | Efficient (>44% Baking Efficiency) | 76.02% | 0% | 0% | 0.05687 | 0 | 0 | 0 | 15 | 19 | 2019 | 2051 | 100% | 0 | 0 | 0% | Normal | 0% | 0.0095625 | 0 | 0 | 1 unit | 100000 | 0 | 4.3596e-06 | 2193.4093 | 12407 | 0 | 0 | 0 | 2015 | 1.0514 | IL TRM - 4.2.4 - CI-FSE-CVOV-V02-180101 | PGE Workpaper, PGECOFST117 R5, 2015 | MN TRM 3.1 - Gas Conveyor Oven v1.1 | 1 | unit | 4.3596e-06 | Commercial_Warehouse_New_Food Preparation_Conveyor Oven_Efficient (>44% Baking Efficiency)
Commercial_Warehouse_New_Food Preparation_Natural Gas_Conveyor Oven_E3 | Commercial | Warehouse | New | Food Preparation | Natural Gas | Conveyor Oven | E3 |  | 0% | 0% | 0% | 0 | 0 | 0 | 0 | 0 | 0 | 0 | 0 | 0% | 0 | 0 | 0% | Normal | 0% | 0 | 0 | 0 | [17 empty] | Commercial_Warehouse_New_Food Preparation_Conveyor Oven_
Commercial_Warehouse_New_Food Preparation_Natural Gas_Conveyor Oven_E4 | Commercial | Warehouse | New | Food Preparation | Natural Gas | Conveyor Oven | E4 |  | 0% | 0% | 0% | 0 | 0 | 0 | 0 | 0 | 0 | 0 | 0 | 0% | 0 | 0 | 0% | Normal | 0% | 0 | 0 | 0 | [17 empty] | Commercial_Warehouse_New_Food Preparation_Conveyor Oven_
Commercial_Warehouse_New_Food Preparation_Natural Gas_Conveyor Oven_E5 | Commercial | Warehouse | New | Food Preparation | Natural Gas | Conveyor Oven | E5 |  | 0% | 0% | 0% | 0 | 0 | 0 | 0 | 0 | 0 | 0 | 0 | 0% | 0 | 0 | 0% | Normal | 0% | 0 | 0 | 0 | [17 empty] | Commercial_Warehouse_New_Food Preparation_Conveyor Oven_
Commercial_Warehouse_New_Food Preparation_Natural Gas_Conveyor Oven_E6 | Commercial | Warehouse | New | Food Preparation | Natural Gas | Conveyor Oven | E6 |  | 0% | 0% | 0% | 0 | 0 | 0 | 0 | 0 | 0 | 0 | 0 | 0% | 0 | 0 | 0% | Normal | 0% | 0 | 0 | 0 | [17 empty] | Commercial_Warehouse_New_Food Preparation_Conveyor Oven_
Commercial_Warehouse_New_Food Preparation_Natural Gas_Conveyor Oven_E7 | Commercial | Warehouse | New | Food Preparation | Natural Gas | Conveyor Oven | E7 |  | 0% | 0% | 0% | 0 | 0 | 0 | 0 | 0 | 0 | 0 | 0 | 0% | 0 | 0 | 0% | Normal | 0% | 0 | 0 | 0 | [17 empty] | Commercial_Warehouse_New_Food Preparation_Conveyor Oven_
Commercial_Warehouse_New_Food Preparation_Natural Gas_Conveyor Oven_E8 | Commercial | Warehouse | New | Food Preparation | Natural Gas | Conveyor Oven | E8 |  | 0% | 0% | 0% | 0 | 0 | 0 | 0 | 0 | 0 | 0 | 0 | 0% | 0 | 0 | 0% | Normal | 0% | 0 | 0 | 0 | [17 empty] | Commercial_Warehouse_New_Food Preparation_Conveyor Oven_
Commercial_Warehouse_New_Food Preparation_Natural Gas_Conveyor Oven_E9 | Commercial | Warehouse | New | Food Preparation | Natural Gas | Conveyor Oven | E9 |  | 0% | 0% | 0% | 0 | 0 | 0 | 0 | 0 | 0 | 0 | 0 | 0% | 0 | 0 | 0% | Normal | 0% | 0 | 0 | 0 | [17 empty] | Commercial_Warehouse_New_Food Preparation_Conveyor Oven_
Commercial_Warehouse_New_Food Preparation_Natural Gas_Conveyor Oven_E10 | Commercial | Warehouse | New | Food Preparation | Natural Gas | Conveyor Oven | E10 |  | 0% | 0% | 0% | 0 | 0 | 0 | 0 | 0 | 0 | 0 | 0 | 0% | 0 | 0 | 0% | Normal | 0% | 0 | 0 | 0 | [17 empty] | Commercial_Warehouse_New_Food Preparation_Conveyor Oven_
Commercial_Warehouse_New_Food Preparation_Natural Gas_Double Rack Oven_E1 | Commercial | Warehouse | New | Food Preparation | Natural Gas | Double Rack Oven | E1 | Standard | 100% | 0% | 0% | 0.068602 | 0 | 0 | 0 | 10 | 14 | 2019 | 2051 | 100% | 0 | 0 | 0% | Normal | 0% | 0.022419 | 0 | 0 | 1 unit | 100000 | 0 | 5.2786e-06 | 4247.1 | 12513 | 0 | 0 | 0 | 2016 | 1.0386 | IL TRM - 4.2.18 - CI-FSE-RKOV-VO2-180101 | PGE Workpaper, PGECOFST109 R6, 2016 | IL TRM - 4.2.18 - CI-FSE-RKOV-VO2-180101 | 1 | unit | 5.2786e-06 | Commercial_Warehouse_New_Food Preparation_Double Rack Oven_Standard
Commercial_Warehouse_New_Food Preparation_Natural Gas_Double Rack Oven_E2 | Commercial | Warehouse | New | Food Preparation | Natural Gas | Double Rack Oven | E2 | FTSC Qualified (>50% Cooking Efficiency) | 54.55% | 0% | 0% | 0.091234 | 0 | 0 | 0 | 10 | 14 | 2019 | 2051 | 100% | 0 | 0 | 0% | Normal | 0% | 0.012228 | 0 | 0 | 1 unit | 100000 | 0 | 5.2786e-06 | 2316.6 | 16641 | 0 | 0 | 0 | 2016 | 1.0386 | IL TRM - 4.2.18 - CI-FSE-RKOV-VO2-180101 | PGE Workpaper, PGECOFST109 R6, 2016 | IL TRM - 4.2.18 - CI-FSE-RKOV-VO2-180101 | 1 | unit | 5.2786e-06 | Commercial_Warehouse_New_Food Preparation_Double Rack Oven_FTSC Qualified (>50% Cooking Efficiency)
Commercial_Warehouse_New_Food Preparation_Natural Gas_Double Rack Oven_E3 | Commercial | Warehouse | New | Food Preparation | Natural Gas | Double Rack Oven | E3 |  | 0% | 0% | 0% | 0 | 0 | 0 | 0 | 0 | 0 | 0 | 0 | 0% | 0 | 0 | 0% | Normal | 0% | 0 | 0 | 0 | [17 empty] | Commercial_Warehouse_New_Food Preparation_Double Rack Oven_
Commercial_Warehouse_New_Food Preparation_Natural Gas_Double Rack Oven_E4 | Commercial | Warehouse | New | Food Preparation | Natural Gas | Double Rack Oven | E4 |  | 0% | 0% | 0% | 0 | 0 | 0 | 0 | 0 | 0 | 0 | 0 | 0% | 0 | 0 | 0% | Normal | 0% | 0 | 0 | 0 | [17 empty] | Commercial_Warehouse_New_Food Preparation_Double Rack Oven_
Commercial_Warehouse_New_Food Preparation_Natural Gas_Double Rack Oven_E5 | Commercial | Warehouse | New | Food Preparation | Natural Gas | Double Rack Oven | E5 |  | 0% | 0% | 0% | 0 | 0 | 0 | 0 | 0 | 0 | 0 | 0 | 0% | 0 | 0 | 0% | Normal | 0% | 0 | 0 | 0 | [17 empty] | Commercial_Warehouse_New_Food Preparation_Double Rack Oven_
Commercial_Warehouse_New_Food Preparation_Natural Gas_Double Rack Oven_E6 | Commercial | Warehouse | New | Food Preparation | Natural Gas | Double Rack Oven | E6 |  | 0% | 0% | 0% | 0 | 0 | 0 | 0 | 0 | 0 | 0 | 0 | 0% | 0 | 0 | 0% | Normal | 0% | 0 | 0 | 0 | [17 empty] | Commercial_Warehouse_New_Food Preparation_Double Rack Oven_
Commercial_Warehouse_New_Food Preparation_Natural Gas_Double Rack Oven_E7 | Commercial | Warehouse | New | Food Preparation | Natural Gas | Double Rack Oven | E7 |  | 0% | 0% | 0% | 0 | 0 | 0 | 0 | 0 | 0 | 0 | 0 | 0% | 0 | 0 | 0% | Normal | 0% | 0 | 0 | 0 | [17 empty] | Commercial_Warehouse_New_Food Preparation_Double Rack Oven_
Commercial_Warehouse_New_Food Preparation_Natural Gas_Double Rack Oven_E8 | Commercial | Warehouse | New | Food Preparation | Natural Gas | Double Rack Oven | E8 |  | 0% | 0% | 0% | 0 | 0 | 0 | 0 | 0 | 0 | 0 | 0 | 0% | 0 | 0 | 0% | Normal | 0% | 0 | 0 | 0 | [17 empty] | Commercial_Warehouse_New_Food Preparation_Double Rack Oven_
Commercial_Warehouse_New_Food Preparation_Natural Gas_Double Rack Oven_E9 | Commercial | Warehouse | New | Food Preparation | Natural Gas | Double Rack Oven | E9 |  | 0% | 0% | 0% | 0 | 0 | 0 | 0 | 0 | 0 | 0 | 0 | 0% | 0 | 0 | 0% | Normal | 0% | 0 | 0 | 0 | [17 empty] | Commercial_Warehouse_New_Food Preparation_Double Rack Oven_
Commercial_Warehouse_New_Food Preparation_Natural Gas_Double Rack Oven_E10 | Commercial | Warehouse | New | Food Preparation | Natural Gas | Double Rack Oven | E10 |  | 0% | 0% | 0% | 0 | 0 | 0 | 0 | 0 | 0 | 0 | 0 | 0% | 0 | 0 | 0% | Normal | 0% | 0 | 0 | 0 | [17 empty] | Commercial_Warehouse_New_Food Preparation_Double Rack Oven_
Commercial_Warehouse_New_Food Preparation_Natural Gas_Fryer_E1 | Commercial | Warehouse | New | Food Preparation | Natural Gas | Fryer | E1 | Standard | 100% | 0% | 0% | 0.035193 | 0 | 0 | 0 | 4 | 7 | 2019 | 2021 | 100% | 0 | 0 | 0% | Normal | 0% | 0.011352 | 0 | 0 | 1 unit | 100000 | 0 | 1.0026e-05 | 1132.275 | 3379.7321 | 0 | 0 | 0 | 2016 | 1.0386 | RTF Wkbk - ComCookingFryer_v3_3 | RTF Wkbk - ComCookingFryer_v3_3 | RTF Wkbk - ComCookingFryer_v3_3 | 1 | unit | 1.0026e-05 | Commercial_Warehouse_New_Food Preparation_Fryer_Standard
Commercial_Warehouse_New_Food Preparation_Natural Gas_Fryer_E2 | Commercial | Warehouse | New | Food Preparation | Natural Gas | Fryer | E2 | ENERGY STAR | 61.29% | 0% | 0% | 0.044238 | 0 | 0 | 0 | 4 | 7 | 2019 | 2051 | 100% | 0 | 0 | 0% | Normal | 0% | 0.0069577 | 0 | 0 | 1 unit | 100000 | 0 | 1.0026e-05 | 693.975 | 4248.3333 | 0 | 0 | 0 | 2016 | 1.0386 | RTF Wkbk - ComCookingFryer_v3_3 | RTF Wkbk - ComCookingFryer_v3_3 | RTF Wkbk - ComCookingFryer_v3_3 | 1 | unit | 1.0026e-05 | Commercial_Warehouse_New_Food Preparation_Fryer_ENERGY STAR
Commercial_Warehouse_New_Food Preparation_Natural Gas_Fryer_E3 | Commercial | Warehouse | New | Food Preparation | Natural Gas | Fryer | E3 |  | 0% | 0% | 0% | 0 | 0 | 0 | 0 | 0 | 0 | 0 | 0 | 0% | 0 | 0 | 0% | Normal | 0% | 0 | 0 | 0 | [17 empty] | Commercial_Warehouse_New_Food Preparation_Fryer_
Commercial_Warehouse_New_Food Preparation_Natural Gas_Fryer_E4 | Commercial | Warehouse | New | Food Preparation | Natural Gas | Fryer | E4 |  | 0% | 0% | 0% | 0 | 0 | 0 | 0 | 0 | 0 | 0 | 0 | 0% | 0 | 0 | 0% | Normal | 0% | 0 | 0 | 0 | [17 empty] | Commercial_Warehouse_New_Food Preparation_Fryer_
Commercial_Warehouse_New_Food Preparation_Natural Gas_Fryer_E5 | Commercial | Warehouse | New | Food Preparation | Natural Gas | Fryer | E5 |  | 0% | 0% | 0% | 0 | 0 | 0 | 0 | 0 | 0 | 0 | 0 | 0% | 0 | 0 | 0% | Normal | 0% | 0 | 0 | 0 | [17 empty] | Commercial_Warehouse_New_Food Preparation_Fryer_
Commercial_Warehouse_New_Food Preparation_Natural Gas_Fryer_E6 | Commercial | Warehouse | New | Food Preparation | Natural Gas | Fryer | E6 |  | 0% | 0% | 0% | 0 | 0 | 0 | 0 | 0 | 0 | 0 | 0 | 0% | 0 | 0 | 0% | Normal | 0% | 0 | 0 | 0 | [17 empty] | Commercial_Warehouse_New_Food Preparation_Fryer_
Commercial_Warehouse_New_Food Preparation_Natural Gas_Fryer_E7 | Commercial | Warehouse | New | Food Preparation | Natural Gas | Fryer | E7 |  | 0% | 0% | 0% | 0 | 0 | 0 | 0 | 0 | 0 | 0 | 0 | 0% | 0 | 0 | 0% | Normal | 0% | 0 | 0 | 0 | [17 empty] | Commercial_Warehouse_New_Food Preparation_Fryer_
Commercial_Warehouse_New_Food Preparation_Natural Gas_Fryer_E8 | Commercial | Warehouse | New | Food Preparation | Natural Gas | Fryer | E8 |  | 0% | 0% | 0% | 0 | 0 | 0 | 0 | 0 | 0 | 0 | 0 | 0% | 0 | 0 | 0% | Normal | 0% | 0 | 0 | 0 | [17 empty] | Commercial_Warehouse_New_Food Preparation_Fryer_
Commercial_Warehouse_New_Food Preparation_Natural Gas_Fryer_E9 | Commercial | Warehouse | New | Food Preparation | Natural Gas | Fryer | E9 |  | 0% | 0% | 0% | 0 | 0 | 0 | 0 | 0 | 0 | 0 | 0 | 0% | 0 | 0 | 0% | Normal | 0% | 0 | 0 | 0 | [17 empty] | Commercial_Warehouse_New_Food Preparation_Fryer_
Commercial_Warehouse_New_Food Preparation_Natural Gas_Fryer_E10 | Commercial | Warehouse | New | Food Preparation | Natural Gas | Fryer | E10 |  | 0% | 0% | 0% | 0 | 0 | 0 | 0 | 0 | 0 | 0 | 0 | 0% | 0 | 0 | 0% | Normal | 0% | 0 | 0 | 0 | [17 empty] | Commercial_Warehouse_New_Food Preparation_Fryer_
Commercial_Warehouse_New_Food Preparation_Natural Gas_Broiler_E1 | Commercial | Warehouse | New | Food Preparation | Natural Gas | Broiler | E1 | Standard | 100% | 0% | 0% | 0.051967 | 0 | 0 | 0 | 10 | 14 | 2019 | 2051 | 100% | 0 | 0 | 0% | Normal | 0% | 0.012379 | 0 | 0 | 1 unit | 100000 | 0 | 1.8402e-05 | 672.672 | 2500 | 0 | 0 | 0 | 2011 | 1.1296 | IL TRM - 4.2.14 - CI-FSE-IRBL-V02-180101 | Estimate | IL TRM - 4.2.14 - CI-FSE-IRBL-V02-180101 | 1 | unit | 1.8402e-05 | Commercial_Warehouse_New_Food Preparation_Broiler_Standard
Commercial_Warehouse_New_Food Preparation_Natural Gas_Broiler_E2 | Commercial | Warehouse | New | Food Preparation | Natural Gas | Broiler | E2 | Infrared Burners | 64.29% | 0% | 0% | 0.072754 | 0 | 0 | 0 | 10 | 14 | 2019 | 2051 | 100% | 0 | 0 | 0% | Normal | 0% | 0.0079577 | 0 | 0 | 1 unit | 100000 | 0 | 1.8402e-05 | 432.432 | 3500 | 0 | 0 | 0 | 2011 | 1.1296 | IL TRM - 4.2.14 - CI-FSE-IRBL-V02-180101 | IL TRM - 4.2.14 - CI-FSE-IRBL-V02-180101 | IL TRM - 4.2.14 - CI-FSE-IRBL-V02-180101 | 1 | unit | 1.8402e-05 | Commercial_Warehouse_New_Food Preparation_Broiler_Infrared Burners
Commercial_Warehouse_New_Food Preparation_Natural Gas_Broiler_E3 | Commercial | Warehouse | New | Food Preparation | Natural Gas | Broiler | E3 |  | 0% | 0% | 0% | 0 | 0 | 0 | 0 | 0 | 0 | 0 | 0 | 0% | 0 | 0 | 0% | Normal | 0% | 0 | 0 | 0 | [17 empty] | Commercial_Warehouse_New_Food Preparation_Broiler_
Commercial_Warehouse_New_Food Preparation_Natural Gas_Broiler_E4 | Commercial | Warehouse | New | Food Preparation | Natural Gas | Broiler | E4 |  | 0% | 0% | 0% | 0 | 0 | 0 | 0 | 0 | 0 | 0 | 0 | 0% | 0 | 0 | 0% | Normal | 0% | 0 | 0 | 0 | [17 empty] | Commercial_Warehouse_New_Food Preparation_Broiler_
Commercial_Warehouse_New_Food Preparation_Natural Gas_Broiler_E5 | Commercial | Warehouse | New | Food Preparation | Natural Gas | Broiler | E5 |  | 0% | 0% | 0% | 0 | 0 | 0 | 0 | 0 | 0 | 0 | 0 | 0% | 0 | 0 | 0% | Normal | 0% | 0 | 0 | 0 | [17 empty] | Commercial_Warehouse_New_Food Preparation_Broiler_
Commercial_Warehouse_New_Food Preparation_Natural Gas_Broiler_E6 | Commercial | Warehouse | New | Food Preparation | Natural Gas | Broiler | E6 |  | 0% | 0% | 0% | 0 | 0 | 0 | 0 | 0 | 0 | 0 | 0 | 0% | 0 | 0 | 0% | Normal | 0% | 0 | 0 | 0 | [17 empty] | Commercial_Warehouse_New_Food Preparation_Broiler_
Commercial_Warehouse_New_Food Preparation_Natural Gas_Broiler_E7 | Commercial | Warehouse | New | Food Preparation | Natural Gas | Broiler | E7 |  | 0% | 0% | 0% | 0 | 0 | 0 | 0 | 0 | 0 | 0 | 0 | 0% | 0 | 0 | 0% | Normal | 0% | 0 | 0 | 0 | [17 empty] | Commercial_Warehouse_New_Food Preparation_Broiler_
Commercial_Warehouse_New_Food Preparation_Natural Gas_Broiler_E8 | Commercial | Warehouse | New | Food Preparation | Natural Gas | Broiler | E8 |  | 0% | 0% | 0% | 0 | 0 | 0 | 0 | 0 | 0 | 0 | 0 | 0% | 0 | 0 | 0% | Normal | 0% | 0 | 0 | 0 | [17 empty] | Commercial_Warehouse_New_Food Preparation_Broiler_
Commercial_Warehouse_New_Food Preparation_Natural Gas_Broiler_E9 | Commercial | Warehouse | New | Food Preparation | Natural Gas | Broiler | E9 |  | 0% | 0% | 0% | 0 | 0 | 0 | 0 | 0 | 0 | 0 | 0 | 0% | 0 | 0 | 0% | Normal | 0% | 0 | 0 | 0 | [17 empty] | Commercial_Warehouse_New_Food Preparation_Broiler_
Commercial_Warehouse_New_Food Preparation_Natural Gas_Broiler_E10 | Commercial | Warehouse | New | Food Preparation | Natural Gas | Broiler | E10 |  | 0% | 0% | 0% | 0 | 0 | 0 | 0 | 0 | 0 | 0 | 0 | 0% | 0 | 0 | 0% | Normal | 0% | 0 | 0 | 0 | [17 empty] | Commercial_Warehouse_New_Food Preparation_Broiler_
Commercial_Warehouse_New_Food Preparation_Natural Gas_Griddle_E1 | Commercial | Warehouse | New | Food Preparation | Natural Gas | Griddle | E1 | Standard | 100% | 0% | 0% | 0.034748 | 0 | 0 | 0 | 10 | 14 | 2019 | 2051 | 100% | 0 | 0 | 0% | Normal | 0% | 0.0076388 | 0 | 0 | 1 unit | 100000 | 0 | 6.2008e-06 | 1231.891 | 5150 | 0 | 0 | 0 | 2013 | 1.0881 | IL TRM - 4.2.8 - CI-FSE-ESGR-V04-200101 | COOK_GRD-Food Preparation-EIA14-2014 Ref. Case-5 | IL TRM - 4.2.8 - CI-FSE-ESGR-V04-200101 | 1 | unit | 6.2008e-06 | Commercial_Warehouse_New_Food Preparation_Griddle_Standard
Commercial_Warehouse_New_Food Preparation_Natural Gas_Griddle_E2 | Commercial | Warehouse | New | Food Preparation | Natural Gas | Griddle | E2 | ENERGY STAR | 91.65% | 0% | 0% | 0.043183 | 0 | 0 | 0 | 10 | 14 | 2019 | 2051 | 100% | 0 | 0 | 0% | Normal | 0% | 0.0070011 | 0 | 0 | 1 unit | 100000 | 0 | 6.2008e-06 | 1129.0497 | 6400 | 0 | 0 | 0 | 2013 | 1.0881 | IL TRM - 4.2.8 - CI-FSE-ESGR-V04-200101 | ETO Measure Input Sheet - Com - Gas Griddle | ETO Measure Input Sheet - Com - Gas Griddle | 1 | unit | 6.2008e-06 | Commercial_Warehouse_New_Food Preparation_Griddle_ENERGY STAR
Commercial_Warehouse_New_Food Preparation_Natural Gas_Griddle_E3 | Commercial | Warehouse | New | Food Preparation | Natural Gas | Griddle | E3 |  | 0% | 0% | 0% | 0 | 0 | 0 | 0 | 0 | 0 | 0 | 0 | 0% | 0 | 0 | 0% | Normal | 0% | 0 | 0 | 0 | [17 empty] | Commercial_Warehouse_New_Food Preparation_Griddle_
Commercial_Warehouse_New_Food Preparation_Natural Gas_Griddle_E4 | Commercial | Warehouse | New | Food Preparation | Natural Gas | Griddle | E4 |  | 0% | 0% | 0% | 0 | 0 | 0 | 0 | 0 | 0 | 0 | 0 | 0% | 0 | 0 | 0% | Normal | 0% | 0 | 0 | 0 | [17 empty] | Commercial_Warehouse_New_Food Preparation_Griddle_
Commercial_Warehouse_New_Food Preparation_Natural Gas_Griddle_E5 | Commercial | Warehouse | New | Food Preparation | Natural Gas | Griddle | E5 |  | 0% | 0% | 0% | 0 | 0 | 0 | 0 | 0 | 0 | 0 | 0 | 0% | 0 | 0 | 0% | Normal | 0% | 0 | 0 | 0 | [17 empty] | Commercial_Warehouse_New_Food Preparation_Griddle_
Commercial_Warehouse_New_Food Preparation_Natural Gas_Griddle_E6 | Commercial | Warehouse | New | Food Preparation | Natural Gas | Griddle | E6 |  | 0% | 0% | 0% | 0 | 0 | 0 | 0 | 0 | 0 | 0 | 0 | 0% | 0 | 0 | 0% | Normal | 0% | 0 | 0 | 0 | [17 empty] | Commercial_Warehouse_New_Food Preparation_Griddle_
Commercial_Warehouse_New_Food Preparation_Natural Gas_Griddle_E7 | Commercial | Warehouse | New | Food Preparation | Natural Gas | Griddle | E7 |  | 0% | 0% | 0% | 0 | 0 | 0 | 0 | 0 | 0 | 0 | 0 | 0% | 0 | 0 | 0% | Normal | 0% | 0 | 0 | 0 | [17 empty] | Commercial_Warehouse_New_Food Preparation_Griddle_
Commercial_Warehouse_New_Food Preparation_Natural Gas_Griddle_E8 | Commercial | Warehouse | New | Food Preparation | Natural Gas | Griddle | E8 |  | 0% | 0% | 0% | 0 | 0 | 0 | 0 | 0 | 0 | 0 | 0 | 0% | 0 | 0 | 0% | Normal | 0% | 0 | 0 | 0 | [17 empty] | Commercial_Warehouse_New_Food Preparation_Griddle_
Commercial_Warehouse_New_Food Preparation_Natural Gas_Griddle_E9 | Commercial | Warehouse | New | Food Preparation | Natural Gas | Griddle | E9 |  | 0% | 0% | 0% | 0 | 0 | 0 | 0 | 0 | 0 | 0 | 0 | 0% | 0 | 0 | 0% | Normal | 0% | 0 | 0 | 0 | [17 empty] | Commercial_Warehouse_New_Food Preparation_Griddle_
Commercial_Warehouse_New_Food Preparation_Natural Gas_Griddle_E10 | Commercial | Warehouse | New | Food Preparation | Natural Gas | Griddle | E10 |  | 0% | 0% | 0% | 0 | 0 | 0 | 0 | 0 | 0 | 0 | 0 | 0% | 0 | 0 | 0% | Normal | 0% | 0 | 0 | 0 | [17 empty] | Commercial_Warehouse_New_Food Preparation_Griddle_
Commercial_Warehouse_New_Food Preparation_Natural Gas_Range_E1 | Commercial | Warehouse | New | Food Preparation | Natural Gas | Range | E1 | Standard | 100% | 0% | 0% | 0.057867 | 0 | 0 | 0 | 8 | 12 | 2019 | 2051 | 100% | 0 | 0 | 0% | Normal | 0% | 0.0090696 | 0 | 0 | 1 unit | 100000 | 0 | 7.558e-06 | 1200 | 7450 | 0 | 0 | 0 | 2017 | 1.0277 | COOK_OVN-Food Preparation-AEO17-1 | EIA 2018 Tech Forecast | Navigant 2009 | 1 | unit | 7.558e-06 | Commercial_Warehouse_New_Food Preparation_Range_Standard
Commercial_Warehouse_New_Food Preparation_Natural Gas_Range_E2 | Commercial | Warehouse | New | Food Preparation | Natural Gas | Range | E2 | High Efficiency | 75% | 0% | 0% | 0.057875 | 0 | 0 | 0 | 8 | 12 | 2019 | 2051 | 100% | 0 | 0 | 0% | Normal | 0% | 0.0068022 | 0 | 0 | 1 unit | 100000 | 0 | 7.558e-06 | 900 | 7451 | 0 | 0 | 0 | 2017 | 1.0277 | COOK_OVN-Food Preparation-AEO17-1 | EIA 2018 Tech Forecast | EIA 2018 Tech Forecast | 1 | unit | 7.558e-06 | Commercial_Warehouse_New_Food Preparation_Range_High Efficiency
Commercial_Warehouse_New_Food Preparation_Natural Gas_Range_E3 | Commercial | Warehouse | New | Food Preparation | Natural Gas | Range | E3 |  | 0% | 0% | 0% | 0 | 0 | 0 | 0 | 0 | 0 | 0 | 0 | 0% | 0 | 0 | 0% | Normal | 0% | 0 | 0 | 0 | [17 empty] | Commercial_Warehouse_New_Food Preparation_Range_
Commercial_Warehouse_New_Food Preparation_Natural Gas_Range_E4 | Commercial | Warehouse | New | Food Preparation | Natural Gas | Range | E4 |  | 0% | 0% | 0% | 0 | 0 | 0 | 0 | 0 | 0 | 0 | 0 | 0% | 0 | 0 | 0% | Normal | 0% | 0 | 0 | 0 | [17 empty] | Commercial_Warehouse_New_Food Preparation_Range_
Commercial_Warehouse_New_Food Preparation_Natural Gas_Range_E5 | Commercial | Warehouse | New | Food Preparation | Natural Gas | Range | E5 |  | 0% | 0% | 0% | 0 | 0 | 0 | 0 | 0 | 0 | 0 | 0 | 0% | 0 | 0 | 0% | Normal | 0% | 0 | 0 | 0 | [17 empty] | Commercial_Warehouse_New_Food Preparation_Range_
Commercial_Warehouse_New_Food Preparation_Natural Gas_Range_E6 | Commercial | Warehouse | New | Food Preparation | Natural Gas | Range | E6 |  | 0% | 0% | 0% | 0 | 0 | 0 | 0 | 0 | 0 | 0 | 0 | 0% | 0 | 0 | 0% | Normal | 0% | 0 | 0 | 0 | [17 empty] | Commercial_Warehouse_New_Food Preparation_Range_
Commercial_Warehouse_New_Food Preparation_Natural Gas_Range_E7 | Commercial | Warehouse | New | Food Preparation | Natural Gas | Range | E7 |  | 0% | 0% | 0% | 0 | 0 | 0 | 0 | 0 | 0 | 0 | 0 | 0% | 0 | 0 | 0% | Normal | 0% | 0 | 0 | 0 | [17 empty] | Commercial_Warehouse_New_Food Preparation_Range_
Commercial_Warehouse_New_Food Preparation_Natural Gas_Range_E8 | Commercial | Warehouse | New | Food Preparation | Natural Gas | Range | E8 |  | 0% | 0% | 0% | 0 | 0 | 0 | 0 | 0 | 0 | 0 | 0 | 0% | 0 | 0 | 0% | Normal | 0% | 0 | 0 | 0 | [17 empty] | Commercial_Warehouse_New_Food Preparation_Range_
Commercial_Warehouse_New_Food Preparation_Natural Gas_Range_E9 | Commercial | Warehouse | New | Food Preparation | Natural Gas | Range | E9 |  | 0% | 0% | 0% | 0 | 0 | 0 | 0 | 0 | 0 | 0 | 0 | 0% | 0 | 0 | 0% | Normal | 0% | 0 | 0 | 0 | [17 empty] | Commercial_Warehouse_New_Food Preparation_Range_
Commercial_Warehouse_New_Food Preparation_Natural Gas_Range_E10 | Commercial | Warehouse | New | Food Preparation | Natural Gas | Range | E10 |  | 0% | 0% | 0% | 0 | 0 | 0 | 0 | 0 | 0 | 0 | 0 | 0% | 0 | 0 | 0% | Normal | 0% | 0 | 0 | 0 | [17 empty] | Commercial_Warehouse_New_Food Preparation_Range_
Commercial_Warehouse_New_Food Preparation_Natural Gas_Steamer_E1 | Commercial | Warehouse | New | Food Preparation | Natural Gas | Steamer | E1 | Standard | 100% | 0% | 0% | 0.17145 | 0 | 0 | 0 | 8 | 16 | 2019 | 2021 | 100% | 0 | 0 | 0% | Normal | 0% | 0.018013 | 0 | 0 | 1 unit | 100000 | 0 | 1.1796e-05 | 1527.0152 | 13100 | 0 | 0 | 0 | 2012 | 1.1095 | IL TRM - 4.2.3 - CI-FSE-STMC-V05-190101 | DOE Commercial R&D 2016 - Table 2-10 | IL TRM - 4.2.3 - CI-FSE-STMC-V05-190101 | 1 | unit | 1.1796e-05 | Commercial_Warehouse_New_Food Preparation_Steamer_Standard
Commercial_Warehouse_New_Food Preparation_Natural Gas_Steamer_E2 | Commercial | Warehouse | New | Food Preparation | Natural Gas | Steamer | E2 | ENERGY STAR | 43.38% | 0% | 0% | 0.20116 | 0 | -3.4419e-05 | 0 | 8 | 16 | 2019 | 2051 | 100% | 0 | 0 | 0% | Normal | 0% | 0.0078143 | 0 | 0 | 1 unit | 100000 | 0 | 1.1796e-05 | 662.4553 | 15370 | 0 | -2.6298 | 0 | 2012 | 1.1095 | IL TRM - 4.2.3 - CI-FSE-STMC-V05-190101 | ETO Measure Input Sheet - Com - Gas Steamer | ETO Measure Input Sheet - Com - Gas Steamer | 1 | unit | 1.1796e-05 | Commercial_Warehouse_New_Food Preparation_Steamer_ENERGY STAR
Commercial_Warehouse_New_Food Preparation_Natural Gas_Steamer_E3 | Commercial | Warehouse | New | Food Preparation | Natural Gas | Steamer | E3 |  | 0% | 0% | 0% | 0 | 0 | 0 | 0 | 0 | 0 | 0 | 0 | 0% | 0 | 0 | 0% | Normal | 0% | 0 | 0 | 0 | [17 empty] | Commercial_Warehouse_New_Food Preparation_Steamer_
Commercial_Warehouse_New_Food Preparation_Natural Gas_Steamer_E4 | Commercial | Warehouse | New | Food Preparation | Natural Gas | Steamer | E4 |  | 0% | 0% | 0% | 0 | 0 | 0 | 0 | 0 | 0 | 0 | 0 | 0% | 0 | 0 | 0% | Normal | 0% | 0 | 0 | 0 | [17 empty] | Commercial_Warehouse_New_Food Preparation_Steamer_
Commercial_Warehouse_New_Food Preparation_Natural Gas_Steamer_E5 | Commercial | Warehouse | New | Food Preparation | Natural Gas | Steamer | E5 |  | 0% | 0% | 0% | 0 | 0 | 0 | 0 | 0 | 0 | 0 | 0 | 0% | 0 | 0 | 0% | Normal | 0% | 0 | 0 | 0 | [17 empty] | Commercial_Warehouse_New_Food Preparation_Steamer_
Commercial_Warehouse_New_Food Preparation_Natural Gas_Steamer_E6 | Commercial | Warehouse | New | Food Preparation | Natural Gas | Steamer | E6 |  | 0% | 0% | 0% | 0 | 0 | 0 | 0 | 0 | 0 | 0 | 0 | 0% | 0 | 0 | 0% | Normal | 0% | 0 | 0 | 0 | [17 empty] | Commercial_Warehouse_New_Food Preparation_Steamer_
Commercial_Warehouse_New_Food Preparation_Natural Gas_Steamer_E7 | Commercial | Warehouse | New | Food Preparation | Natural Gas | Steamer | E7 |  | 0% | 0% | 0% | 0 | 0 | 0 | 0 | 0 | 0 | 0 | 0 | 0% | 0 | 0 | 0% | Normal | 0% | 0 | 0 | 0 | [17 empty] | Commercial_Warehouse_New_Food Preparation_Steamer_
Commercial_Warehouse_New_Food Preparation_Natural Gas_Steamer_E8 | Commercial | Warehouse | New | Food Preparation | Natural Gas | Steamer | E8 |  | 0% | 0% | 0% | 0 | 0 | 0 | 0 | 0 | 0 | 0 | 0 | 0% | 0 | 0 | 0% | Normal | 0% | 0 | 0 | 0 | [17 empty] | Commercial_Warehouse_New_Food Preparation_Steamer_
Commercial_Warehouse_New_Food Preparation_Natural Gas_Steamer_E9 | Commercial | Warehouse | New | Food Preparation | Natural Gas | Steamer | E9 |  | 0% | 0% | 0% | 0 | 0 | 0 | 0 | 0 | 0 | 0 | 0 | 0% | 0 | 0 | 0% | Normal | 0% | 0 | 0 | 0 | [17 empty] | Commercial_Warehouse_New_Food Preparation_Steamer_
Commercial_Warehouse_New_Food Preparation_Natural Gas_Steamer_E10 | Commercial | Warehouse | New | Food Preparation | Natural Gas | Steamer | E10 |  | 0% | 0% | 0% | 0 | 0 | 0 | 0 | 0 | 0 | 0 | 0 | 0% | 0 | 0 | 0% | Normal | 0% | 0 | 0 | 0 | [17 empty] | Commercial_Warehouse_New_Food Preparation_Steamer_
Commercial_Warehouse_New_Food Preparation_Natural Gas_Food Prep Other_E1 | Commercial | Warehouse | New | Food Preparation | Natural Gas | Food Prep Other | E1 | Standard | 100% | 0% | 0% | 0.0026035 | 0 | 0 | 0 | 8 | 12 | 2019 | 2051 | 100% | 0 | 0 | 0% | Normal | 0% | 0.0032268 | 0 | 0 | 1 unit | 100000 | 0 | 2.2673e-06 | 1423.18 | 1000 | 0 | 0 | 0 | 2010 | 1.1483 | Default | Default | Default | 1 | unit | 2.2673e-06 | Commercial_Warehouse_New_Food Preparation_Food Prep Other_Standard
Commercial_Warehouse_New_Food Preparation_Natural Gas_Food Prep Other_E2 | Commercial | Warehouse | New | Food Preparation | Natural Gas | Food Prep Other | E2 | ENERGY STAR | 100% | 0% | 0% | 0.0026061 | 0 | 0 | 0 | 8 | 12 | 2019 | 2051 | 100% | 0 | 0 | 0% | Normal | 0% | 0.0032268 | 0 | 0 | 1 unit | 100000 | 0 | 2.2673e-06 | 1423.18 | 1001 | 0 | 0 | 0 | 2010 | 1.1483 | N/A | N/A | N/A | 1 | unit | 2.2673e-06 | Commercial_Warehouse_New_Food Preparation_Food Prep Other_ENERGY STAR
Commercial_Warehouse_New_Food Preparation_Natural Gas_Food Prep Other_E3 | Commercial | Warehouse | New | Food Preparation | Natural Gas | Food Prep Other | E3 |  | 0% | 0% | 0% | 0 | 0 | 0 | 0 | 0 | 0 | 0 | 0 | 0% | 0 | 0 | 0% | Normal | 0% | 0 | 0 | 0 | [17 empty] | Commercial_Warehouse_New_Food Preparation_Food Prep Other_
Commercial_Warehouse_New_Food Preparation_Natural Gas_Food Prep Other_E4 | Commercial | Warehouse | New | Food Preparation | Natural Gas | Food Prep Other | E4 |  | 0% | 0% | 0% | 0 | 0 | 0 | 0 | 0 | 0 | 0 | 0 | 0% | 0 | 0 | 0% | Normal | 0% | 0 | 0 | 0 | [17 empty] | Commercial_Warehouse_New_Food Preparation_Food Prep Other_
Commercial_Warehouse_New_Food Preparation_Natural Gas_Food Prep Other_E5 | Commercial | Warehouse | New | Food Preparation | Natural Gas | Food Prep Other | E5 |  | 0% | 0% | 0% | 0 | 0 | 0 | 0 | 0 | 0 | 0 | 0 | 0% | 0 | 0 | 0% | Normal | 0% | 0 | 0 | 0 | [17 empty] | Commercial_Warehouse_New_Food Preparation_Food Prep Other_
Commercial_Warehouse_New_Food Preparation_Natural Gas_Food Prep Other_E6 | Commercial | Warehouse | New | Food Preparation | Natural Gas | Food Prep Other | E6 |  | 0% | 0% | 0% | 0 | 0 | 0 | 0 | 0 | 0 | 0 | 0 | 0% | 0 | 0 | 0% | Normal | 0% | 0 | 0 | 0 | [17 empty] | Commercial_Warehouse_New_Food Preparation_Food Prep Other_
Commercial_Warehouse_New_Food Preparation_Natural Gas_Food Prep Other_E7 | Commercial | Warehouse | New | Food Preparation | Natural Gas | Food Prep Other | E7 |  | 0% | 0% | 0% | 0 | 0 | 0 | 0 | 0 | 0 | 0 | 0 | 0% | 0 | 0 | 0% | Normal | 0% | 0 | 0 | 0 | [17 empty] | Commercial_Warehouse_New_Food Preparation_Food Prep Other_
Commercial_Warehouse_New_Food Preparation_Natural Gas_Food Prep Other_E8 | Commercial | Warehouse | New | Food Preparation | Natural Gas | Food Prep Other | E8 |  | 0% | 0% | 0% | 0 | 0 | 0 | 0 | 0 | 0 | 0 | 0 | 0% | 0 | 0 | 0% | Normal | 0% | 0 | 0 | 0 | [17 empty] | Commercial_Warehouse_New_Food Preparation_Food Prep Other_
Commercial_Warehouse_New_Food Preparation_Natural Gas_Food Prep Other_E9 | Commercial | Warehouse | New | Food Preparation | Natural Gas | Food Prep Other | E9 |  | 0% | 0% | 0% | 0 | 0 | 0 | 0 | 0 | 0 | 0 | 0 | 0% | 0 | 0 | 0% | Normal | 0% | 0 | 0 | 0 | [17 empty] | Commercial_Warehouse_New_Food Preparation_Food Prep Other_
Commercial_Warehouse_New_Food Preparation_Natural Gas_Food Prep Other_E10 | Commercial | Warehouse | New | Food Preparation | Natural Gas | Food Prep Other | E10 |  | 0% | 0% | 0% | 0 | 0 | 0 | 0 | 0 | 0 | 0 | 0 | 0% | 0 | 0 | 0% | Normal | 0% | 0 | 0 | 0 | [17 empty] | Commercial_Warehouse_New_Food Preparation_Food Prep Other_
Commercial_Warehouse_New_Miscellaneous_Natural Gas_Pool Heater_E1 | Commercial | Warehouse | New | Miscellaneous | Natural Gas | Pool Heater | E1 | Standard (EF .78) | 100% | 0% | 0% | 0.013077 | 0 | 0 | 0 | 4 | 8 | 2019 | 2051 | 100% | 0 | 0 | 0% | Normal | 0% | 0.010152 | 0 | 0 | 1 unit | 100000 | 0 | 6.7772e-07 | 14980 | 18052 | 0 | 0 | 0 | 2014 | 1.0689 | DOE Commercial R&D 2016 - Table 7-6 | DOE Commercial R&D 2016 - Table 7-7 | DOE Commercial R&D 2016 - Table 7-8 | 1 | unit | 6.7772e-07 | Commercial_Warehouse_New_Miscellaneous_Pool Heater_Standard (EF .78)
Commercial_Warehouse_New_Miscellaneous_Natural Gas_Pool Heater_E2 | Commercial | Warehouse | New | Miscellaneous | Natural Gas | Pool Heater | E2 | Condensing (EF .90) | 85% | 0% | 0% | 0.021412 | 0 | 0 | 0 | 4 | 8 | 2019 | 2051 | 100% | 0 | 0 | 0% | Normal | 0% | 0.0086294 | 0 | 0 | 1 unit | 100000 | 0 | 6.7772e-07 | 12733 | 29558 | 0 | 0 | 0 | 2014 | 1.0689 | DOE Commercial R&D 2016 - Table 7-6 | DOE Commercial R&D 2016 - Table 7-7 | DOE Commercial R&D 2016 - Table 7-9 | 1 | unit | 6.7772e-07 | Commercial_Warehouse_New_Miscellaneous_Pool Heater_Condensing (EF .90)
Commercial_Warehouse_New_Miscellaneous_Natural Gas_Pool Heater_E3 | Commercial | Warehouse | New | Miscellaneous | Natural Gas | Pool Heater | E3 |  | 0% | 0% | 0% | 0 | 0 | 0 | 0 | 0 | 0 | 0 | 0 | 0% | 0 | 0 | 0% | Normal | 0% | 0 | 0 | 0 | [17 empty] | Commercial_Warehouse_New_Miscellaneous_Pool Heater_
Commercial_Warehouse_New_Miscellaneous_Natural Gas_Pool Heater_E4 | Commercial | Warehouse | New | Miscellaneous | Natural Gas | Pool Heater | E4 |  | 0% | 0% | 0% | 0 | 0 | 0 | 0 | 0 | 0 | 0 | 0 | 0% | 0 | 0 | 0% | Normal | 0% | 0 | 0 | 0 | [17 empty] | Commercial_Warehouse_New_Miscellaneous_Pool Heater_
Commercial_Warehouse_New_Miscellaneous_Natural Gas_Pool Heater_E5 | Commercial | Warehouse | New | Miscellaneous | Natural Gas | Pool Heater | E5 |  | 0% | 0% | 0% | 0 | 0 | 0 | 0 | 0 | 0 | 0 | 0 | 0% | 0 | 0 | 0% | Normal | 0% | 0 | 0 | 0 | [17 empty] | Commercial_Warehouse_New_Miscellaneous_Pool Heater_
Commercial_Warehouse_New_Miscellaneous_Natural Gas_Pool Heater_E6 | Commercial | Warehouse | New | Miscellaneous | Natural Gas | Pool Heater | E6 |  | 0% | 0% | 0% | 0 | 0 | 0 | 0 | 0 | 0 | 0 | 0 | 0% | 0 | 0 | 0% | Normal | 0% | 0 | 0 | 0 | [17 empty] | Commercial_Warehouse_New_Miscellaneous_Pool Heater_
Commercial_Warehouse_New_Miscellaneous_Natural Gas_Pool Heater_E7 | Commercial | Warehouse | New | Miscellaneous | Natural Gas | Pool Heater | E7 |  | 0% | 0% | 0% | 0 | 0 | 0 | 0 | 0 | 0 | 0 | 0 | 0% | 0 | 0 | 0% | Normal | 0% | 0 | 0 | 0 | [17 empty] | Commercial_Warehouse_New_Miscellaneous_Pool Heater_
Commercial_Warehouse_New_Miscellaneous_Natural Gas_Pool Heater_E8 | Commercial | Warehouse | New | Miscellaneous | Natural Gas | Pool Heater | E8 |  | 0% | 0% | 0% | 0 | 0 | 0 | 0 | 0 | 0 | 0 | 0 | 0% | 0 | 0 | 0% | Normal | 0% | 0 | 0 | 0 | [17 empty] | Commercial_Warehouse_New_Miscellaneous_Pool Heater_
Commercial_Warehouse_New_Miscellaneous_Natural Gas_Pool Heater_E9 | Commercial | Warehouse | New | Miscellaneous | Natural Gas | Pool Heater | E9 |  | 0% | 0% | 0% | 0 | 0 | 0 | 0 | 0 | 0 | 0 | 0 | 0% | 0 | 0 | 0% | Normal | 0% | 0 | 0 | 0 | [17 empty] | Commercial_Warehouse_New_Miscellaneous_Pool Heater_
Commercial_Warehouse_New_Miscellaneous_Natural Gas_Pool Heater_E10 | Commercial | Warehouse | New | Miscellaneous | Natural Gas | Pool Heater | E10 |  | 0% | 0% | 0% | 0 | 0 | 0 | 0 | 0 | 0 | 0 | 0 | 0% | 0 | 0 | 0% | Normal | 0% | 0 | 0 | 0 | [17 empty] | Commercial_Warehouse_New_Miscellaneous_Pool Heater_
Commercial_Warehouse_New_Miscellaneous_Natural Gas_Miscellaneous_E1 | Commercial | Warehouse | New | Miscellaneous | Natural Gas | Miscellaneous | E1 | Miscellaneous | 100% | 0% | 0% | 1.0386 | 0 | 0 | 0 | 2 | 8 | 2019 | 2051 | 100% | 0 | 0 | 0% | Normal | 0% | 0.0012449 | 0 | 0 | 1 unit | 100000 | 0 | 1 | 1 | 1 | 0 | 0 | 0 | 2016 | 1.0386 | N/A | N/A | N/A | 1 | unit | 1 | Commercial_Warehouse_New_Miscellaneous_Miscellaneous_Miscellaneous
Commercial_Warehouse_New_Miscellaneous_Natural Gas_Miscellaneous_E2 | Commercial | Warehouse | New | Miscellaneous | Natural Gas | Miscellaneous | E2 |  | 0% | 0% | 0% | 0 | 0 | 0 | 0 | 0 | 0 | 0 | 0 | 0% | 0 | 0 | 0% | Normal | 0% | 0 | 0 | 0 | [17 empty] | Commercial_Warehouse_New_Miscellaneous_Miscellaneous_
Commercial_Warehouse_New_Miscellaneous_Natural Gas_Miscellaneous_E3 | Commercial | Warehouse | New | Miscellaneous | Natural Gas | Miscellaneous | E3 |  | 0% | 0% | 0% | 0 | 0 | 0 | 0 | 0 | 0 | 0 | 0 | 0% | 0 | 0 | 0% | Normal | 0% | 0 | 0 | 0 | [17 empty] | Commercial_Warehouse_New_Miscellaneous_Miscellaneous_
Commercial_Warehouse_New_Miscellaneous_Natural Gas_Miscellaneous_E4 | Commercial | Warehouse | New | Miscellaneous | Natural Gas | Miscellaneous | E4 |  | 0% | 0% | 0% | 0 | 0 | 0 | 0 | 0 | 0 | 0 | 0 | 0% | 0 | 0 | 0% | Normal | 0% | 0 | 0 | 0 | [17 empty] | Commercial_Warehouse_New_Miscellaneous_Miscellaneous_
Commercial_Warehouse_New_Miscellaneous_Natural Gas_Miscellaneous_E5 | Commercial | Warehouse | New | Miscellaneous | Natural Gas | Miscellaneous | E5 |  | 0% | 0% | 0% | 0 | 0 | 0 | 0 | 0 | 0 | 0 | 0 | 0% | 0 | 0 | 0% | Normal | 0% | 0 | 0 | 0 | [17 empty] | Commercial_Warehouse_New_Miscellaneous_Miscellaneous_
Commercial_Warehouse_New_Miscellaneous_Natural Gas_Miscellaneous_E6 | Commercial | Warehouse | New | Miscellaneous | Natural Gas | Miscellaneous | E6 |  | 0% | 0% | 0% | 0 | 0 | 0 | 0 | 0 | 0 | 0 | 0 | 0% | 0 | 0 | 0% | Normal | 0% | 0 | 0 | 0 | [17 empty] | Commercial_Warehouse_New_Miscellaneous_Miscellaneous_
Commercial_Warehouse_New_Miscellaneous_Natural Gas_Miscellaneous_E7 | Commercial | Warehouse | New | Miscellaneous | Natural Gas | Miscellaneous | E7 |  | 0% | 0% | 0% | 0 | 0 | 0 | 0 | 0 | 0 | 0 | 0 | 0% | 0 | 0 | 0% | Normal | 0% | 0 | 0 | 0 | [17 empty] | Commercial_Warehouse_New_Miscellaneous_Miscellaneous_
Commercial_Warehouse_New_Miscellaneous_Natural Gas_Miscellaneous_E8 | Commercial | Warehouse | New | Miscellaneous | Natural Gas | Miscellaneous | E8 |  | 0% | 0% | 0% | 0 | 0 | 0 | 0 | 0 | 0 | 0 | 0 | 0% | 0 | 0 | 0% | Normal | 0% | 0 | 0 | 0 | [17 empty] | Commercial_Warehouse_New_Miscellaneous_Miscellaneous_
Commercial_Warehouse_New_Miscellaneous_Natural Gas_Miscellaneous_E9 | Commercial | Warehouse | New | Miscellaneous | Natural Gas | Miscellaneous | E9 |  | 0% | 0% | 0% | 0 | 0 | 0 | 0 | 0 | 0 | 0 | 0 | 0% | 0 | 0 | 0% | Normal | 0% | 0 | 0 | 0 | [17 empty] | Commercial_Warehouse_New_Miscellaneous_Miscellaneous_
Commercial_Warehouse_New_Miscellaneous_Natural Gas_Miscellaneous_E10 | Commercial | Warehouse | New | Miscellaneous | Natural Gas | Miscellaneous | E10 |  | 0% | 0% | 0% | 0 | 0 | 0 | 0 | 0 | 0 | 0 | 0 | 0% | 0 | 0 | 0% | Normal | 0% | 0 | 0 | 0 | [17 empty] | Commercial_Warehouse_New_Miscellaneous_Miscellaneous_
Commercial_Miscellaneous_Existing_Space Heating_Natural Gas_Furnace_E1 | Commercial | Miscellaneous | Existing | Space Heating | Natural Gas | Furnace | E1 | AFUE 80% (Standard) | 100% | 0% | 0% | 0.18268 | 0.19138 | 0.029578 | 0 | 17 | 29 | 2019 | 2051 | 55% | 0 | 0 | 0% | Normal | 0% | 0.059344 | 0 | 0 | 400 kBtu/hr | 15000 | 0 | 0.00017143 | 0.86543 | 1050 | 1100 | 170 | 0 | 2018 | 1.0149 | EIA 2018 Tech Forecast | EIA 2018 Tech Forecast | AEG BEST | 400 | kBtu/hr | 0.068571 | Commercial_Miscellaneous_Existing_Space Heating_Furnace_AFUE 80% (Standard)
Commercial_Miscellaneous_Existing_Space Heating_Natural Gas_Furnace_E2 | Commercial | Miscellaneous | Existing | Space Heating | Natural Gas | Furnace | E2 | AFUE 90% | 88.89% | 0% | 0% | 0.30447 | 0.22618 | 0.030447 | 0 | 17 | 29 | 2019 | 2051 | 55% | 0 | 0 | 0% | Normal | 0% | 0.05275 | 0 | 0 | 400 kBtu/hr | 15000 | 0 | 0.00017143 | 0.76927 | 1750 | 1300 | 175 | 0 | 2018 | 1.0149 | EIA 2018 Tech Forecast | EIA 2018 Tech Forecast | AEG BEST | 400 | kBtu/hr | 0.068571 | Commercial_Miscellaneous_Existing_Space Heating_Furnace_AFUE 90%
Commercial_Miscellaneous_Existing_Space Heating_Natural Gas_Furnace_E3 | Commercial | Miscellaneous | Existing | Space Heating | Natural Gas | Furnace | E3 | AFUE 96% | 83.33% | 0% | 0% | 0.42626 | 0.26098 | 0.031317 | 0 | 17 | 29 | 2019 | 2051 | 55% | 0 | 0 | 0% | Normal | 0% | 0.049453 | 0 | 0 | 400 kBtu/hr | 15000 | 0 | 0.00017143 | 0.72119 | 2450 | 1500 | 180 | 0 | 2018 | 1.0149 | EIA 2018 Tech Forecast | EIA 2018 Tech Forecast | AEG BEST | 400 | kBtu/hr | 0.068571 | Commercial_Miscellaneous_Existing_Space Heating_Furnace_AFUE 96%
Commercial_Miscellaneous_Existing_Space Heating_Natural Gas_Furnace_E4 | Commercial | Miscellaneous | Existing | Space Heating | Natural Gas | Furnace | E4 | Convert to NG Air Source Heat Pump | 61.54% | 0% | 0% | 13.9459 | 0.19138 | 0.26201 | 0 | 10 | 20 | 2019 | 2051 | 100% | 0 | 0 | 0% | Normal | 0% | 0.036519 | 0 | 0 | 400 kBtu/hr | 15000 | 0 | 0.00017143 | 0.53257 | 79158.3766 | 1086.3161 | 1487.218 | 0 | 2017 | 1.0277 | AEO 2021 - gas_eng-driven_RTHP-heat 2017 typical | AEO 2021 - gas_eng-driven_RTHP-heat 2017 typical | HP_GAS-Heating-AEO17-1 | 400 | kBtu/hr | 0.068571 | Commercial_Miscellaneous_Existing_Space Heating_Furnace_Convert to NG Air Source Heat Pump
Commercial_Miscellaneous_Existing_Space Heating_Natural Gas_Furnace_E5 | Commercial | Miscellaneous | Existing | Space Heating | Natural Gas | Furnace | E5 |  | 0% | 0% | 0% | 0 | 0 | 0 | 0 | 0 | 0 | 0 | 0 | 0% | 0 | 0 | 0% | Normal | 0% | 0 | 0 | 0 | [17 empty] | Commercial_Miscellaneous_Existing_Space Heating_Furnace_
Commercial_Miscellaneous_Existing_Space Heating_Natural Gas_Furnace_E6 | Commercial | Miscellaneous | Existing | Space Heating | Natural Gas | Furnace | E6 |  | 0% | 0% | 0% | 0 | 0 | 0 | 0 | 0 | 0 | 0 | 0 | 0% | 0 | 0 | 0% | Normal | 0% | 0 | 0 | 0 | [17 empty] | Commercial_Miscellaneous_Existing_Space Heating_Furnace_
Commercial_Miscellaneous_Existing_Space Heating_Natural Gas_Furnace_E7 | Commercial | Miscellaneous | Existing | Space Heating | Natural Gas | Furnace | E7 |  | 0% | 0% | 0% | 0 | 0 | 0 | 0 | 0 | 0 | 0 | 0 | 0% | 0 | 0 | 0% | Normal | 0% | 0 | 0 | 0 | [17 empty] | Commercial_Miscellaneous_Existing_Space Heating_Furnace_
Commercial_Miscellaneous_Existing_Space Heating_Natural Gas_Furnace_E8 | Commercial | Miscellaneous | Existing | Space Heating | Natural Gas | Furnace | E8 |  | 0% | 0% | 0% | 0 | 0 | 0 | 0 | 0 | 0 | 0 | 0 | 0% | 0 | 0 | 0% | Normal | 0% | 0 | 0 | 0 | [17 empty] | Commercial_Miscellaneous_Existing_Space Heating_Furnace_
Commercial_Miscellaneous_Existing_Space Heating_Natural Gas_Furnace_E9 | Commercial | Miscellaneous | Existing | Space Heating | Natural Gas | Furnace | E9 |  | 0% | 0% | 0% | 0 | 0 | 0 | 0 | 0 | 0 | 0 | 0 | 0% | 0 | 0 | 0% | Normal | 0% | 0 | 0 | 0 | [17 empty] | Commercial_Miscellaneous_Existing_Space Heating_Furnace_
Commercial_Miscellaneous_Existing_Space Heating_Natural Gas_Furnace_E10 | Commercial | Miscellaneous | Existing | Space Heating | Natural Gas | Furnace | E10 |  | 0% | 0% | 0% | 0 | 0 | 0 | 0 | 0 | 0 | 0 | 0 | 0% | 0 | 0 | 0% | Normal | 0% | 0 | 0 | 0 | [17 empty] | Commercial_Miscellaneous_Existing_Space Heating_Furnace_
Commercial_Miscellaneous_Existing_Space Heating_Natural Gas_Boiler_E1 | Commercial | Miscellaneous | Existing | Space Heating | Natural Gas | Boiler | E1 | AFUE 80% (Standard) | 100% | 0% | 0% | 1.4441 | 0.80033 | 0.15659 | 0 | 20 | 30 | 2019 | 2051 | 100% | 0 | 0 | 0% | Normal | 0% | 0.2498 | 0 | 0 | 800 kBtu/hr | 15000 | 0 | 8.5714e-05 | 3.4877 | 16600 | 9200 | 1800 | 0 | 2018 | 1.0149 | EIA 2018 Tech Forecast | EIA 2018 Tech Forecast | GBLR-Heating-EIA14-2014 Ref. Case-2 | 800 | kBtu/hr | 0.068571 | Commercial_Miscellaneous_Existing_Space Heating_Boiler_AFUE 80% (Standard)
Commercial_Miscellaneous_Existing_Space Heating_Natural Gas_Boiler_E2 | Commercial | Miscellaneous | Existing | Space Heating | Natural Gas | Boiler | E2 | AFUE 85% | 94.12% | 0% | 0% | 1.9747 | 0.84818 | 0.15659 | 0 | 20 | 30 | 2019 | 2051 | 100% | 0 | 0 | 0% | Normal | 0% | 0.23511 | 0 | 0 | 800 kBtu/hr | 15000 | 0 | 8.5714e-05 | 3.2825 | 22700 | 9750 | 1800 | 0 | 2018 | 1.0149 | EIA 2018 Tech Forecast | EIA 2018 Tech Forecast | GBLR-Heating-EIA14-2014 Ref. Case-5 | 800 | kBtu/hr | 0.068571 | Commercial_Miscellaneous_Existing_Space Heating_Boiler_AFUE 85%
Commercial_Miscellaneous_Existing_Space Heating_Natural Gas_Boiler_E3 | Commercial | Miscellaneous | Existing | Space Heating | Natural Gas | Boiler | E3 | AFUE 97% | 82.47% | 0% | 0% | 3.1963 | 0.78843 | 0.15659 | 0 | 20 | 30 | 2019 | 2051 | 100% | 0 | 0 | 0% | Normal | 0% | 0.20602 | 0 | 0 | 800 kBtu/hr | 15000 | 0 | 8.5714e-05 | 2.8764 | 36742.4242 | 9063.1313 | 1800 | 0 | 2018 | 1.0149 | EIA 2018 Tech Forecast | EIA 2018 Tech Forecast | GBLR-Heating-EIA14-2014 Ref. Case-6 | 800 | kBtu/hr | 0.068571 | Commercial_Miscellaneous_Existing_Space Heating_Boiler_AFUE 97%
Commercial_Miscellaneous_Existing_Space Heating_Natural Gas_Boiler_E4 | Commercial | Miscellaneous | Existing | Space Heating | Natural Gas | Boiler | E4 | Convert to NG Air Source Heat Pump | 61.54% | 0% | 0% | 13.9459 | 0.80033 | 0.26201 | 0 | 10 | 20 | 2019 | 2051 | 100% | 0 | 0 | 0% | Normal | 0% | 0.15372 | 0 | 0 | 800 kBtu/hr | 15000 | 0 | 8.5714e-05 | 2.1462 | 158316.7533 | 9085.5528 | 2974.436 | 0 | 2017 | 1.0277 | AEO 2021 - gas_eng-driven_RTHP-heat 2017 typical | AEO 2021 - gas_eng-driven_RTHP-heat 2017 typical | HP_GAS-Heating-AEO17-1 | 800 | kBtu/hr | 0.068571 | Commercial_Miscellaneous_Existing_Space Heating_Boiler_Convert to NG Air Source Heat Pump
Commercial_Miscellaneous_Existing_Space Heating_Natural Gas_Boiler_E5 | Commercial | Miscellaneous | Existing | Space Heating | Natural Gas | Boiler | E5 |  | 0% | 0% | 0% | 0 | 0 | 0 | 0 | 0 | 0 | 0 | 0 | 0% | 0 | 0 | 0% | Normal | 0% | 0 | 0 | 0 | [17 empty] | Commercial_Miscellaneous_Existing_Space Heating_Boiler_
Commercial_Miscellaneous_Existing_Space Heating_Natural Gas_Boiler_E6 | Commercial | Miscellaneous | Existing | Space Heating | Natural Gas | Boiler | E6 |  | 0% | 0% | 0% | 0 | 0 | 0 | 0 | 0 | 0 | 0 | 0 | 0% | 0 | 0 | 0% | Normal | 0% | 0 | 0 | 0 | [17 empty] | Commercial_Miscellaneous_Existing_Space Heating_Boiler_
Commercial_Miscellaneous_Existing_Space Heating_Natural Gas_Boiler_E7 | Commercial | Miscellaneous | Existing | Space Heating | Natural Gas | Boiler | E7 |  | 0% | 0% | 0% | 0 | 0 | 0 | 0 | 0 | 0 | 0 | 0 | 0% | 0 | 0 | 0% | Normal | 0% | 0 | 0 | 0 | [17 empty] | Commercial_Miscellaneous_Existing_Space Heating_Boiler_
Commercial_Miscellaneous_Existing_Space Heating_Natural Gas_Boiler_E8 | Commercial | Miscellaneous | Existing | Space Heating | Natural Gas | Boiler | E8 |  | 0% | 0% | 0% | 0 | 0 | 0 | 0 | 0 | 0 | 0 | 0 | 0% | 0 | 0 | 0% | Normal | 0% | 0 | 0 | 0 | [17 empty] | Commercial_Miscellaneous_Existing_Space Heating_Boiler_
Commercial_Miscellaneous_Existing_Space Heating_Natural Gas_Boiler_E9 | Commercial | Miscellaneous | Existing | Space Heating | Natural Gas | Boiler | E9 |  | 0% | 0% | 0% | 0 | 0 | 0 | 0 | 0 | 0 | 0 | 0 | 0% | 0 | 0 | 0% | Normal | 0% | 0 | 0 | 0 | [17 empty] | Commercial_Miscellaneous_Existing_Space Heating_Boiler_
Commercial_Miscellaneous_Existing_Space Heating_Natural Gas_Boiler_E10 | Commercial | Miscellaneous | Existing | Space Heating | Natural Gas | Boiler | E10 |  | 0% | 0% | 0% | 0 | 0 | 0 | 0 | 0 | 0 | 0 | 0 | 0% | 0 | 0 | 0% | Normal | 0% | 0 | 0 | 0 | [17 empty] | Commercial_Miscellaneous_Existing_Space Heating_Boiler_
Commercial_Miscellaneous_Existing_Space Heating_Natural Gas_Unit Heater_E1 | Commercial | Miscellaneous | Existing | Space Heating | Natural Gas | Unit Heater | E1 | Standard | 100% | 0% | 0% | 0.025077 | 0 | 0 | 0 | 10 | 14 | 2019 | 2051 | 100% | 0 | 0 | 0% | Normal | 0% | 0.033908 | 0 | 0 | 125 kBtu/Hr | 15000 | 0 | 1.1649e-07 | 2328.572 | 1753.7127 | 0 | 0 | 0 | 2020 | 0.98199 | IL TRM - 4.4.12 - CI-HVC-IRHT-V02-210101 | AEG Market Research | IL TRM - 4.4.12 - CI-HVC-IRHT-V02-210101 w/ CNGC Sizing | 125 | kBtu/Hr | 1.4562e-05 | Commercial_Miscellaneous_Existing_Space Heating_Unit Heater_Standard
Commercial_Miscellaneous_Existing_Space Heating_Natural Gas_Unit Heater_E2 | Commercial | Miscellaneous | Existing | Space Heating | Natural Gas | Unit Heater | E2 | Condensing | 95.24% | 0% | 0% | 0.040149 | 0 | 0 | 0 | 10 | 14 | 2019 | 2051 | 100% | 0 | 0 | 0% | Normal | 0% | 0.032294 | 0 | 0 | 125 kBtu/Hr | 15000 | 0 | 1.1649e-07 | 2217.7386 | 2807.7404 | 0 | 0 | 0 | 2020 | 0.98199 | IL TRM - 4.4.5 - CI-HVC-CUHT-V01-190101 | ETO Measure Input Sheet - Com - Condensing Unit Heater GAS SPHT | IL TRM - 4.4.5 - CI-HVC-CUHT-V01-190101 w/ CNGC Sizing | 125 | kBtu/Hr | 1.4562e-05 | Commercial_Miscellaneous_Existing_Space Heating_Unit Heater_Condensing
Commercial_Miscellaneous_Existing_Space Heating_Natural Gas_Unit Heater_E3 | Commercial | Miscellaneous | Existing | Space Heating | Natural Gas | Unit Heater | E3 | Infrared Radiant | 85% | 0% | 0% | 0.034986 | 0 | 0 | 0 | 11 | 19 | 2019 | 2051 | 100% | 0 | 0 | 0% | Normal | 0% | 0.028821 | 0 | 0 | 125 kBtu/Hr | 15000 | 0 | 1.1649e-07 | 1979.2862 | 2446.6992 | 0 | 0 | 0 | 2020 | 0.98199 | IL TRM - 4.4.12 - CI-HVC-IRHT-V02-210101 | AEG Market Research | IL TRM - 4.4.12 - CI-HVC-IRHT-V02-210101 w/ CNGC Sizing | 125 | kBtu/Hr | 1.4562e-05 | Commercial_Miscellaneous_Existing_Space Heating_Unit Heater_Infrared Radiant
Commercial_Miscellaneous_Existing_Space Heating_Natural Gas_Unit Heater_E4 | Commercial | Miscellaneous | Existing | Space Heating | Natural Gas | Unit Heater | E4 |  | 0% | 0% | 0% | 0 | 0 | 0 | 0 | 0 | 0 | 0 | 0 | 0% | 0 | 0 | 0% | Normal | 0% | 0 | 0 | 0 | [17 empty] | Commercial_Miscellaneous_Existing_Space Heating_Unit Heater_
Commercial_Miscellaneous_Existing_Space Heating_Natural Gas_Unit Heater_E5 | Commercial | Miscellaneous | Existing | Space Heating | Natural Gas | Unit Heater | E5 |  | 0% | 0% | 0% | 0 | 0 | 0 | 0 | 0 | 0 | 0 | 0 | 0% | 0 | 0 | 0% | Normal | 0% | 0 | 0 | 0 | [17 empty] | Commercial_Miscellaneous_Existing_Space Heating_Unit Heater_
Commercial_Miscellaneous_Existing_Space Heating_Natural Gas_Unit Heater_E6 | Commercial | Miscellaneous | Existing | Space Heating | Natural Gas | Unit Heater | E6 |  | 0% | 0% | 0% | 0 | 0 | 0 | 0 | 0 | 0 | 0 | 0 | 0% | 0 | 0 | 0% | Normal | 0% | 0 | 0 | 0 | [17 empty] | Commercial_Miscellaneous_Existing_Space Heating_Unit Heater_
Commercial_Miscellaneous_Existing_Space Heating_Natural Gas_Unit Heater_E7 | Commercial | Miscellaneous | Existing | Space Heating | Natural Gas | Unit Heater | E7 |  | 0% | 0% | 0% | 0 | 0 | 0 | 0 | 0 | 0 | 0 | 0 | 0% | 0 | 0 | 0% | Normal | 0% | 0 | 0 | 0 | [17 empty] | Commercial_Miscellaneous_Existing_Space Heating_Unit Heater_
Commercial_Miscellaneous_Existing_Space Heating_Natural Gas_Unit Heater_E8 | Commercial | Miscellaneous | Existing | Space Heating | Natural Gas | Unit Heater | E8 |  | 0% | 0% | 0% | 0 | 0 | 0 | 0 | 0 | 0 | 0 | 0 | 0% | 0 | 0 | 0% | Normal | 0% | 0 | 0 | 0 | [17 empty] | Commercial_Miscellaneous_Existing_Space Heating_Unit Heater_
Commercial_Miscellaneous_Existing_Space Heating_Natural Gas_Unit Heater_E9 | Commercial | Miscellaneous | Existing | Space Heating | Natural Gas | Unit Heater | E9 |  | 0% | 0% | 0% | 0 | 0 | 0 | 0 | 0 | 0 | 0 | 0 | 0% | 0 | 0 | 0% | Normal | 0% | 0 | 0 | 0 | [17 empty] | Commercial_Miscellaneous_Existing_Space Heating_Unit Heater_
Commercial_Miscellaneous_Existing_Space Heating_Natural Gas_Unit Heater_E10 | Commercial | Miscellaneous | Existing | Space Heating | Natural Gas | Unit Heater | E10 |  | 0% | 0% | 0% | 0 | 0 | 0 | 0 | 0 | 0 | 0 | 0 | 0% | 0 | 0 | 0% | Normal | 0% | 0 | 0 | 0 | [17 empty] | Commercial_Miscellaneous_Existing_Space Heating_Unit Heater_
Commercial_Miscellaneous_Existing_Water Heating_Natural Gas_Water Heater_E1 | Commercial | Miscellaneous | Existing | Water Heating | Natural Gas | Water Heater | E1 | TE 80% | 100% | 0% | 0% | 0.18162 | 0 | 0.011637 | 0 | 8 | 12 | 2019 | 2051 | 100% | 0 | 0 | 0% | Normal | 0% | 0.22998 | 0 | 0 | 1 kBtu/hr | 15000 | 0 | 0.0067402 | 33.699 | 26.22 | 0 | 1.68 | 0 | 2017 | 1.0277 | AEO 2021 - gas_water_heater 2017 standard | AEO 2021 - gas_water_heater 2017 standard | DHW_WH-Water Heating-PG&E-R7-14 | 1 | kBtu/hr | 0.0067402 | Commercial_Miscellaneous_Existing_Water Heating_Water Heater_TE 80%
Commercial_Miscellaneous_Existing_Water Heating_Natural Gas_Water Heater_E2 | Commercial | Miscellaneous | Existing | Water Heating | Natural Gas | Water Heater | E2 | TE 81% | 98.77% | 0% | 0% | 0.18155 | 0 | 0.011637 | 0 | 8 | 12 | 2019 | 2051 | 100% | 0 | 0 | 0% | Normal | 0% | 0.22714 | 0 | 0 | 1 kBtu/hr | 15000 | 0 | 0.0067402 | 33.2829 | 26.21 | 0 | 1.68 | 0 | 2017 | 1.0277 | AEO 2021 - gas_water_heater 2017 typical | AEO 2021 - gas_water_heater 2017 typical | DHW_WH-Water Heating-PG&E-R7-14 | 1 | kBtu/hr | 0.0067402 | Commercial_Miscellaneous_Existing_Water Heating_Water Heater_TE 81%
Commercial_Miscellaneous_Existing_Water Heating_Natural Gas_Water Heater_E3 | Commercial | Miscellaneous | Existing | Water Heating | Natural Gas | Water Heater | E3 | TE 88% | 90.91% | 0% | 0% | 0.19226 | 0 | 0.010841 | 0 | 8 | 12 | 2019 | 2051 | 100% | 0 | 0 | 0% | Normal | 0% | 0.20907 | 0 | 0 | 1 kBtu/hr | 15000 | 0 | 0.0067402 | 30.6354 | 27.755 | 0 | 1.565 | 0 | 2017 | 1.0277 | AEO 2021 - gas_water_heater 2017 ENERGY STAR | AEO 2021 - gas_water_heater 2017 ENERGY STAR | DHW_WH-Water Heating-PG&E-R7-14 | 1 | kBtu/hr | 0.0067402 | Commercial_Miscellaneous_Existing_Water Heating_Water Heater_TE 88%
Commercial_Miscellaneous_Existing_Water Heating_Natural Gas_Water Heater_E4 | Commercial | Miscellaneous | Existing | Water Heating | Natural Gas | Water Heater | E4 | TE 94% | 85.11% | 0% | 0% | 0.20296 | 0 | 0.010044 | 0 | 8 | 12 | 2019 | 2051 | 100% | 0 | 0 | 0% | Normal | 0% | 0.19573 | 0 | 0 | 1 kBtu/hr | 15000 | 0 | 0.0067402 | 28.68 | 29.3 | 0 | 1.45 | 0 | 2017 | 1.0277 | AEO 2021 - gas_water_heater 2017 ENERGY STAR | AEO 2021 - gas_water_heater 2017 ENERGY STAR | DHW_WH-Water Heating-PG&E-R7-14 | 1 | kBtu/hr | 0.0067402 | Commercial_Miscellaneous_Existing_Water Heating_Water Heater_TE 94%
Commercial_Miscellaneous_Existing_Water Heating_Natural Gas_Water Heater_E5 | Commercial | Miscellaneous | Existing | Water Heating | Natural Gas | Water Heater | E5 | TE 96% | 83.33% | 0% | 0% | 0.20728 | 0 | 0.010258 | 0 | 8 | 12 | 2019 | 2051 | 100% | 0 | 0 | 0% | Normal | 0% | 0.19165 | 0 | 0 | 1 kBtu/hr | 15000 | 0 | 0.0067402 | 28.0825 | 29.9234 | 0 | 1.4809 | 0 | 2017 | 1.0277 | AEO 2021 - gas_water_heater 2017 ENERGY STAR | AEO 2021 - gas_water_heater 2017 ENERGY STAR | DHW_WH-Water Heating-PG&E-R7-14 | 1 | kBtu/hr | 0.0067402 | Commercial_Miscellaneous_Existing_Water Heating_Water Heater_TE 96%
Commercial_Miscellaneous_Existing_Water Heating_Natural Gas_Water Heater_E6 | Commercial | Miscellaneous | Existing | Water Heating | Natural Gas | Water Heater | E6 | Tankless | 81.63% | 0% | 0% | 0.22418 | 0 | 0.0023481 | 0 | 8 | 12 | 2019 | 2051 | 100% | 0 | 0 | 0% | Normal | 0% | 0.18774 | 0 | 0 | 1 kBtu/hr | 15000 | 0 | 0.0067402 | 27.5094 | 32.3633 | 0 | 0.33898 | 0 | 2017 | 1.0277 | EIA Ref. Case 2018 - Gas Tankless High Eff. | EIA Ref. Case 2018 - Gas Tankless High Eff. | DHW_WH-Water Heating-NMTRM-2016-7 | 1 | kBtu/hr | 0.0067402 | Commercial_Miscellaneous_Existing_Water Heating_Water Heater_Tankless
Commercial_Miscellaneous_Existing_Water Heating_Natural Gas_Water Heater_E7 | Commercial | Miscellaneous | Existing | Water Heating | Natural Gas | Water Heater | E7 | Gas-Fired Absorption HPWH | 75.47% | 0% | 0% | 0.37322 | 0 | 0 | 0 | 10 | 16 | 2019 | 2051 | 100% | 0 | 0 | 0% | Normal | 0% | 0.17357 | 0 | 0 | 1 kBtu/hr | 15000 | 0 | 0.0067402 | 25.4332 | 56.3879 | 0 | 0 | 0 | 2020 | 0.98199 | DHW_WH-Water Heating-DOE-2014-2 | NEEA Report #E20-309, Robur Heat Pump Field Trial. March 11, 2020. | Engineering Calculation and NEEA Report #E20-309, Robur Heat Pump Field Trial. March 11, 2020. | 1 | kBtu/hr | 0.0067402 | Commercial_Miscellaneous_Existing_Water Heating_Water Heater_Gas-Fired Absorption HPWH
Commercial_Miscellaneous_Existing_Water Heating_Natural Gas_Water Heater_E8 | Commercial | Miscellaneous | Existing | Water Heating | Natural Gas | Water Heater | E8 |  | 0% | 0% | 0% | 0 | 0 | 0 | 0 | 0 | 0 | 0 | 0 | 0% | 0 | 0 | 0% | Normal | 0% | 0 | 0 | 0 | [17 empty] | Commercial_Miscellaneous_Existing_Water Heating_Water Heater_
Commercial_Miscellaneous_Existing_Water Heating_Natural Gas_Water Heater_E9 | Commercial | Miscellaneous | Existing | Water Heating | Natural Gas | Water Heater | E9 |  | 0% | 0% | 0% | 0 | 0 | 0 | 0 | 0 | 0 | 0 | 0 | 0% | 0 | 0 | 0% | Normal | 0% | 0 | 0 | 0 | [17 empty] | Commercial_Miscellaneous_Existing_Water Heating_Water Heater_
Commercial_Miscellaneous_Existing_Water Heating_Natural Gas_Water Heater_E10 | Commercial | Miscellaneous | Existing | Water Heating | Natural Gas | Water Heater | E10 |  | 0% | 0% | 0% | 0 | 0 | 0 | 0 | 0 | 0 | 0 | 0 | 0% | 0 | 0 | 0% | Normal | 0% | 0 | 0 | 0 | [17 empty] | Commercial_Miscellaneous_Existing_Water Heating_Water Heater_
Commercial_Miscellaneous_Existing_Food Preparation_Natural Gas_Oven_E1 | Commercial | Miscellaneous | Existing | Food Preparation | Natural Gas | Oven | E1 | Standard | 100% | 0% | 0% | 0.21045 | 0.0044386 | 0 | 0 | 10 | 14 | 2019 | 2051 | 100% | 0 | 0 | 0% | Normal | 0% | 0.02212 | 0 | 0 | 1 unit | 15000 | 0 | 2.7194e-05 | 813.4143 | 7112 | 150 | 0 | 0 | 2013 | 1.0881 | IL TRM - 4.2.1 - CI-FSE-CBOV-V02-160601 | ETO Measure Input Sheet - Com - Gas Convection Oven | IL TRM - 4.2.1 - CI-FSE-CBOV-V02-160601 | 1 | unit | 2.7194e-05 | Commercial_Miscellaneous_Existing_Food Preparation_Oven_Standard
Commercial_Miscellaneous_Existing_Food Preparation_Natural Gas_Oven_E2 | Commercial | Miscellaneous | Existing | Food Preparation | Natural Gas | Oven | E2 | ENERGY STAR (>44% Baking Efficiency) | 86.89% | 0% | 0% | 0.22193 | 0.0044386 | 0 | 0 | 10 | 14 | 2019 | 2051 | 100% | 0 | 0 | 0% | Normal | 0% | 0.019219 | 0 | 0 | 1 unit | 15000 | 0 | 2.7194e-05 | 706.739 | 7500 | 150 | 0 | 0 | 2013 | 1.0881 | IL TRM - 4.2.1 - CI-FSE-CBOV-V02-160601 | EIA 2018 Tech Forecast | ETO Measure Input Sheet | 1 | unit | 2.7194e-05 | Commercial_Miscellaneous_Existing_Food Preparation_Oven_ENERGY STAR (>44% Baking Efficiency)
Commercial_Miscellaneous_Existing_Food Preparation_Natural Gas_Oven_E3 | Commercial | Miscellaneous | Existing | Food Preparation | Natural Gas | Oven | E3 |  | 0% | 0% | 0% | 0 | 0 | 0 | 0 | 0 | 0 | 0 | 0 | 0% | 0 | 0 | 0% | Normal | 0% | 0 | 0 | 0 | [17 empty] | Commercial_Miscellaneous_Existing_Food Preparation_Oven_
Commercial_Miscellaneous_Existing_Food Preparation_Natural Gas_Oven_E4 | Commercial | Miscellaneous | Existing | Food Preparation | Natural Gas | Oven | E4 |  | 0% | 0% | 0% | 0 | 0 | 0 | 0 | 0 | 0 | 0 | 0 | 0% | 0 | 0 | 0% | Normal | 0% | 0 | 0 | 0 | [17 empty] | Commercial_Miscellaneous_Existing_Food Preparation_Oven_
Commercial_Miscellaneous_Existing_Food Preparation_Natural Gas_Oven_E5 | Commercial | Miscellaneous | Existing | Food Preparation | Natural Gas | Oven | E5 |  | 0% | 0% | 0% | 0 | 0 | 0 | 0 | 0 | 0 | 0 | 0 | 0% | 0 | 0 | 0% | Normal | 0% | 0 | 0 | 0 | [17 empty] | Commercial_Miscellaneous_Existing_Food Preparation_Oven_
Commercial_Miscellaneous_Existing_Food Preparation_Natural Gas_Oven_E6 | Commercial | Miscellaneous | Existing | Food Preparation | Natural Gas | Oven | E6 |  | 0% | 0% | 0% | 0 | 0 | 0 | 0 | 0 | 0 | 0 | 0 | 0% | 0 | 0 | 0% | Normal | 0% | 0 | 0 | 0 | [17 empty] | Commercial_Miscellaneous_Existing_Food Preparation_Oven_
Commercial_Miscellaneous_Existing_Food Preparation_Natural Gas_Oven_E7 | Commercial | Miscellaneous | Existing | Food Preparation | Natural Gas | Oven | E7 |  | 0% | 0% | 0% | 0 | 0 | 0 | 0 | 0 | 0 | 0 | 0 | 0% | 0 | 0 | 0% | Normal | 0% | 0 | 0 | 0 | [17 empty] | Commercial_Miscellaneous_Existing_Food Preparation_Oven_
Commercial_Miscellaneous_Existing_Food Preparation_Natural Gas_Oven_E8 | Commercial | Miscellaneous | Existing | Food Preparation | Natural Gas | Oven | E8 |  | 0% | 0% | 0% | 0 | 0 | 0 | 0 | 0 | 0 | 0 | 0 | 0% | 0 | 0 | 0% | Normal | 0% | 0 | 0 | 0 | [17 empty] | Commercial_Miscellaneous_Existing_Food Preparation_Oven_
Commercial_Miscellaneous_Existing_Food Preparation_Natural Gas_Oven_E9 | Commercial | Miscellaneous | Existing | Food Preparation | Natural Gas | Oven | E9 |  | 0% | 0% | 0% | 0 | 0 | 0 | 0 | 0 | 0 | 0 | 0 | 0% | 0 | 0 | 0% | Normal | 0% | 0 | 0 | 0 | [17 empty] | Commercial_Miscellaneous_Existing_Food Preparation_Oven_
Commercial_Miscellaneous_Existing_Food Preparation_Natural Gas_Oven_E10 | Commercial | Miscellaneous | Existing | Food Preparation | Natural Gas | Oven | E10 |  | 0% | 0% | 0% | 0 | 0 | 0 | 0 | 0 | 0 | 0 | 0 | 0% | 0 | 0 | 0% | Normal | 0% | 0 | 0 | 0 | [17 empty] | Commercial_Miscellaneous_Existing_Food Preparation_Oven_
Commercial_Miscellaneous_Existing_Food Preparation_Natural Gas_Conveyor Oven_E1 | Commercial | Miscellaneous | Existing | Food Preparation | Natural Gas | Conveyor Oven | E1 | Standard | 100% | 0% | 0% | 0.15084 | 0 | 0 | 0 | 15 | 19 | 2019 | 2051 | 100% | 0 | 0 | 0% | Normal | 0% | 0.040676 | 0 | 0 | 1 unit | 15000 | 0 | 1.4097e-05 | 2885.475 | 10177 | 0 | 0 | 0 | 2015 | 1.0514 | IL TRM - 4.2.4 - CI-FSE-CVOV-V02-180101 | PGE Workpaper, PGECOFST117 R5, 2015 | MN TRM 3.1 - Gas Conveyor Oven v1.1 | 1 | unit | 1.4097e-05 | Commercial_Miscellaneous_Existing_Food Preparation_Conveyor Oven_Standard
Commercial_Miscellaneous_Existing_Food Preparation_Natural Gas_Conveyor Oven_E2 | Commercial | Miscellaneous | Existing | Food Preparation | Natural Gas | Conveyor Oven | E2 | Efficient (>44% Baking Efficiency) | 76.02% | 0% | 0% | 0.18389 | 0 | 0 | 0 | 15 | 19 | 2019 | 2051 | 100% | 0 | 0 | 0% | Normal | 0% | 0.03092 | 0 | 0 | 1 unit | 15000 | 0 | 1.4097e-05 | 2193.4093 | 12407 | 0 | 0 | 0 | 2015 | 1.0514 | IL TRM - 4.2.4 - CI-FSE-CVOV-V02-180101 | PGE Workpaper, PGECOFST117 R5, 2015 | MN TRM 3.1 - Gas Conveyor Oven v1.1 | 1 | unit | 1.4097e-05 | Commercial_Miscellaneous_Existing_Food Preparation_Conveyor Oven_Efficient (>44% Baking Efficiency)
Commercial_Miscellaneous_Existing_Food Preparation_Natural Gas_Conveyor Oven_E3 | Commercial | Miscellaneous | Existing | Food Preparation | Natural Gas | Conveyor Oven | E3 |  | 0% | 0% | 0% | 0 | 0 | 0 | 0 | 0 | 0 | 0 | 0 | 0% | 0 | 0 | 0% | Normal | 0% | 0 | 0 | 0 | [17 empty] | Commercial_Miscellaneous_Existing_Food Preparation_Conveyor Oven_
Commercial_Miscellaneous_Existing_Food Preparation_Natural Gas_Conveyor Oven_E4 | Commercial | Miscellaneous | Existing | Food Preparation | Natural Gas | Conveyor Oven | E4 |  | 0% | 0% | 0% | 0 | 0 | 0 | 0 | 0 | 0 | 0 | 0 | 0% | 0 | 0 | 0% | Normal | 0% | 0 | 0 | 0 | [17 empty] | Commercial_Miscellaneous_Existing_Food Preparation_Conveyor Oven_
Commercial_Miscellaneous_Existing_Food Preparation_Natural Gas_Conveyor Oven_E5 | Commercial | Miscellaneous | Existing | Food Preparation | Natural Gas | Conveyor Oven | E5 |  | 0% | 0% | 0% | 0 | 0 | 0 | 0 | 0 | 0 | 0 | 0 | 0% | 0 | 0 | 0% | Normal | 0% | 0 | 0 | 0 | [17 empty] | Commercial_Miscellaneous_Existing_Food Preparation_Conveyor Oven_
Commercial_Miscellaneous_Existing_Food Preparation_Natural Gas_Conveyor Oven_E6 | Commercial | Miscellaneous | Existing | Food Preparation | Natural Gas | Conveyor Oven | E6 |  | 0% | 0% | 0% | 0 | 0 | 0 | 0 | 0 | 0 | 0 | 0 | 0% | 0 | 0 | 0% | Normal | 0% | 0 | 0 | 0 | [17 empty] | Commercial_Miscellaneous_Existing_Food Preparation_Conveyor Oven_
Commercial_Miscellaneous_Existing_Food Preparation_Natural Gas_Conveyor Oven_E7 | Commercial | Miscellaneous | Existing | Food Preparation | Natural Gas | Conveyor Oven | E7 |  | 0% | 0% | 0% | 0 | 0 | 0 | 0 | 0 | 0 | 0 | 0 | 0% | 0 | 0 | 0% | Normal | 0% | 0 | 0 | 0 | [17 empty] | Commercial_Miscellaneous_Existing_Food Preparation_Conveyor Oven_
Commercial_Miscellaneous_Existing_Food Preparation_Natural Gas_Conveyor Oven_E8 | Commercial | Miscellaneous | Existing | Food Preparation | Natural Gas | Conveyor Oven | E8 |  | 0% | 0% | 0% | 0 | 0 | 0 | 0 | 0 | 0 | 0 | 0 | 0% | 0 | 0 | 0% | Normal | 0% | 0 | 0 | 0 | [17 empty] | Commercial_Miscellaneous_Existing_Food Preparation_Conveyor Oven_
Commercial_Miscellaneous_Existing_Food Preparation_Natural Gas_Conveyor Oven_E9 | Commercial | Miscellaneous | Existing | Food Preparation | Natural Gas | Conveyor Oven | E9 |  | 0% | 0% | 0% | 0 | 0 | 0 | 0 | 0 | 0 | 0 | 0 | 0% | 0 | 0 | 0% | Normal | 0% | 0 | 0 | 0 | [17 empty] | Commercial_Miscellaneous_Existing_Food Preparation_Conveyor Oven_
Commercial_Miscellaneous_Existing_Food Preparation_Natural Gas_Conveyor Oven_E10 | Commercial | Miscellaneous | Existing | Food Preparation | Natural Gas | Conveyor Oven | E10 |  | 0% | 0% | 0% | 0 | 0 | 0 | 0 | 0 | 0 | 0 | 0 | 0% | 0 | 0 | 0% | Normal | 0% | 0 | 0 | 0 | [17 empty] | Commercial_Miscellaneous_Existing_Food Preparation_Conveyor Oven_
Commercial_Miscellaneous_Existing_Food Preparation_Natural Gas_Double Rack Oven_E1 | Commercial | Miscellaneous | Existing | Food Preparation | Natural Gas | Double Rack Oven | E1 | Standard | 100% | 0% | 0% | 0.22183 | 0 | 0 | 0 | 10 | 14 | 2019 | 2051 | 100% | 0 | 0 | 0% | Normal | 0% | 0.072491 | 0 | 0 | 1 unit | 15000 | 0 | 1.7068e-05 | 4247.1 | 12513 | 0 | 0 | 0 | 2016 | 1.0386 | IL TRM - 4.2.18 - CI-FSE-RKOV-VO2-180101 | PGE Workpaper, PGECOFST109 R6, 2016 | IL TRM - 4.2.18 - CI-FSE-RKOV-VO2-180101 | 1 | unit | 1.7068e-05 | Commercial_Miscellaneous_Existing_Food Preparation_Double Rack Oven_Standard
Commercial_Miscellaneous_Existing_Food Preparation_Natural Gas_Double Rack Oven_E2 | Commercial | Miscellaneous | Existing | Food Preparation | Natural Gas | Double Rack Oven | E2 | FTSC Qualified (>50% Cooking Efficiency) | 54.55% | 0% | 0% | 0.295 | 0 | 0 | 0 | 10 | 14 | 2019 | 2051 | 100% | 0 | 0 | 0% | Normal | 0% | 0.039541 | 0 | 0 | 1 unit | 15000 | 0 | 1.7068e-05 | 2316.6 | 16641 | 0 | 0 | 0 | 2016 | 1.0386 | IL TRM - 4.2.18 - CI-FSE-RKOV-VO2-180101 | PGE Workpaper, PGECOFST109 R6, 2016 | IL TRM - 4.2.18 - CI-FSE-RKOV-VO2-180101 | 1 | unit | 1.7068e-05 | Commercial_Miscellaneous_Existing_Food Preparation_Double Rack Oven_FTSC Qualified (>50% Cooking Efficiency)
Commercial_Miscellaneous_Existing_Food Preparation_Natural Gas_Double Rack Oven_E3 | Commercial | Miscellaneous | Existing | Food Preparation | Natural Gas | Double Rack Oven | E3 |  | 0% | 0% | 0% | 0 | 0 | 0 | 0 | 0 | 0 | 0 | 0 | 0% | 0 | 0 | 0% | Normal | 0% | 0 | 0 | 0 | [17 empty] | Commercial_Miscellaneous_Existing_Food Preparation_Double Rack Oven_
Commercial_Miscellaneous_Existing_Food Preparation_Natural Gas_Double Rack Oven_E4 | Commercial | Miscellaneous | Existing | Food Preparation | Natural Gas | Double Rack Oven | E4 |  | 0% | 0% | 0% | 0 | 0 | 0 | 0 | 0 | 0 | 0 | 0 | 0% | 0 | 0 | 0% | Normal | 0% | 0 | 0 | 0 | [17 empty] | Commercial_Miscellaneous_Existing_Food Preparation_Double Rack Oven_
Commercial_Miscellaneous_Existing_Food Preparation_Natural Gas_Double Rack Oven_E5 | Commercial | Miscellaneous | Existing | Food Preparation | Natural Gas | Double Rack Oven | E5 |  | 0% | 0% | 0% | 0 | 0 | 0 | 0 | 0 | 0 | 0 | 0 | 0% | 0 | 0 | 0% | Normal | 0% | 0 | 0 | 0 | [17 empty] | Commercial_Miscellaneous_Existing_Food Preparation_Double Rack Oven_
Commercial_Miscellaneous_Existing_Food Preparation_Natural Gas_Double Rack Oven_E6 | Commercial | Miscellaneous | Existing | Food Preparation | Natural Gas | Double Rack Oven | E6 |  | 0% | 0% | 0% | 0 | 0 | 0 | 0 | 0 | 0 | 0 | 0 | 0% | 0 | 0 | 0% | Normal | 0% | 0 | 0 | 0 | [17 empty] | Commercial_Miscellaneous_Existing_Food Preparation_Double Rack Oven_
Commercial_Miscellaneous_Existing_Food Preparation_Natural Gas_Double Rack Oven_E7 | Commercial | Miscellaneous | Existing | Food Preparation | Natural Gas | Double Rack Oven | E7 |  | 0% | 0% | 0% | 0 | 0 | 0 | 0 | 0 | 0 | 0 | 0 | 0% | 0 | 0 | 0% | Normal | 0% | 0 | 0 | 0 | [17 empty] | Commercial_Miscellaneous_Existing_Food Preparation_Double Rack Oven_
Commercial_Miscellaneous_Existing_Food Preparation_Natural Gas_Double Rack Oven_E8 | Commercial | Miscellaneous | Existing | Food Preparation | Natural Gas | Double Rack Oven | E8 |  | 0% | 0% | 0% | 0 | 0 | 0 | 0 | 0 | 0 | 0 | 0 | 0% | 0 | 0 | 0% | Normal | 0% | 0 | 0 | 0 | [17 empty] | Commercial_Miscellaneous_Existing_Food Preparation_Double Rack Oven_
Commercial_Miscellaneous_Existing_Food Preparation_Natural Gas_Double Rack Oven_E9 | Commercial | Miscellaneous | Existing | Food Preparation | Natural Gas | Double Rack Oven | E9 |  | 0% | 0% | 0% | 0 | 0 | 0 | 0 | 0 | 0 | 0 | 0 | 0% | 0 | 0 | 0% | Normal | 0% | 0 | 0 | 0 | [17 empty] | Commercial_Miscellaneous_Existing_Food Preparation_Double Rack Oven_
Commercial_Miscellaneous_Existing_Food Preparation_Natural Gas_Double Rack Oven_E10 | Commercial | Miscellaneous | Existing | Food Preparation | Natural Gas | Double Rack Oven | E10 |  | 0% | 0% | 0% | 0 | 0 | 0 | 0 | 0 | 0 | 0 | 0 | 0% | 0 | 0 | 0% | Normal | 0% | 0 | 0 | 0 | [17 empty] | Commercial_Miscellaneous_Existing_Food Preparation_Double Rack Oven_
Commercial_Miscellaneous_Existing_Food Preparation_Natural Gas_Fryer_E1 | Commercial | Miscellaneous | Existing | Food Preparation | Natural Gas | Fryer | E1 | Standard | 100% | 0% | 0% | 0.1138 | 0 | 0 | 0 | 4 | 7 | 2019 | 2021 | 100% | 0 | 0 | 0% | Normal | 0% | 0.036707 | 0 | 0 | 1 unit | 15000 | 0 | 3.2419e-05 | 1132.275 | 3379.7321 | 0 | 0 | 0 | 2016 | 1.0386 | RTF Wkbk - ComCookingFryer_v3_3 | RTF Wkbk - ComCookingFryer_v3_3 | RTF Wkbk - ComCookingFryer_v3_3 | 1 | unit | 3.2419e-05 | Commercial_Miscellaneous_Existing_Food Preparation_Fryer_Standard
Commercial_Miscellaneous_Existing_Food Preparation_Natural Gas_Fryer_E2 | Commercial | Miscellaneous | Existing | Food Preparation | Natural Gas | Fryer | E2 | ENERGY STAR | 61.29% | 0% | 0% | 0.14304 | 0 | 0 | 0 | 4 | 7 | 2019 | 2051 | 100% | 0 | 0 | 0% | Normal | 0% | 0.022498 | 0 | 0 | 1 unit | 15000 | 0 | 3.2419e-05 | 693.975 | 4248.3333 | 0 | 0 | 0 | 2016 | 1.0386 | RTF Wkbk - ComCookingFryer_v3_3 | RTF Wkbk - ComCookingFryer_v3_3 | RTF Wkbk - ComCookingFryer_v3_3 | 1 | unit | 3.2419e-05 | Commercial_Miscellaneous_Existing_Food Preparation_Fryer_ENERGY STAR
Commercial_Miscellaneous_Existing_Food Preparation_Natural Gas_Fryer_E3 | Commercial | Miscellaneous | Existing | Food Preparation | Natural Gas | Fryer | E3 |  | 0% | 0% | 0% | 0 | 0 | 0 | 0 | 0 | 0 | 0 | 0 | 0% | 0 | 0 | 0% | Normal | 0% | 0 | 0 | 0 | [17 empty] | Commercial_Miscellaneous_Existing_Food Preparation_Fryer_
Commercial_Miscellaneous_Existing_Food Preparation_Natural Gas_Fryer_E4 | Commercial | Miscellaneous | Existing | Food Preparation | Natural Gas | Fryer | E4 |  | 0% | 0% | 0% | 0 | 0 | 0 | 0 | 0 | 0 | 0 | 0 | 0% | 0 | 0 | 0% | Normal | 0% | 0 | 0 | 0 | [17 empty] | Commercial_Miscellaneous_Existing_Food Preparation_Fryer_
Commercial_Miscellaneous_Existing_Food Preparation_Natural Gas_Fryer_E5 | Commercial | Miscellaneous | Existing | Food Preparation | Natural Gas | Fryer | E5 |  | 0% | 0% | 0% | 0 | 0 | 0 | 0 | 0 | 0 | 0 | 0 | 0% | 0 | 0 | 0% | Normal | 0% | 0 | 0 | 0 | [17 empty] | Commercial_Miscellaneous_Existing_Food Preparation_Fryer_
Commercial_Miscellaneous_Existing_Food Preparation_Natural Gas_Fryer_E6 | Commercial | Miscellaneous | Existing | Food Preparation | Natural Gas | Fryer | E6 |  | 0% | 0% | 0% | 0 | 0 | 0 | 0 | 0 | 0 | 0 | 0 | 0% | 0 | 0 | 0% | Normal | 0% | 0 | 0 | 0 | [17 empty] | Commercial_Miscellaneous_Existing_Food Preparation_Fryer_
Commercial_Miscellaneous_Existing_Food Preparation_Natural Gas_Fryer_E7 | Commercial | Miscellaneous | Existing | Food Preparation | Natural Gas | Fryer | E7 |  | 0% | 0% | 0% | 0 | 0 | 0 | 0 | 0 | 0 | 0 | 0 | 0% | 0 | 0 | 0% | Normal | 0% | 0 | 0 | 0 | [17 empty] | Commercial_Miscellaneous_Existing_Food Preparation_Fryer_
Commercial_Miscellaneous_Existing_Food Preparation_Natural Gas_Fryer_E8 | Commercial | Miscellaneous | Existing | Food Preparation | Natural Gas | Fryer | E8 |  | 0% | 0% | 0% | 0 | 0 | 0 | 0 | 0 | 0 | 0 | 0 | 0% | 0 | 0 | 0% | Normal | 0% | 0 | 0 | 0 | [17 empty] | Commercial_Miscellaneous_Existing_Food Preparation_Fryer_
Commercial_Miscellaneous_Existing_Food Preparation_Natural Gas_Fryer_E9 | Commercial | Miscellaneous | Existing | Food Preparation | Natural Gas | Fryer | E9 |  | 0% | 0% | 0% | 0 | 0 | 0 | 0 | 0 | 0 | 0 | 0 | 0% | 0 | 0 | 0% | Normal | 0% | 0 | 0 | 0 | [17 empty] | Commercial_Miscellaneous_Existing_Food Preparation_Fryer_
Commercial_Miscellaneous_Existing_Food Preparation_Natural Gas_Fryer_E10 | Commercial | Miscellaneous | Existing | Food Preparation | Natural Gas | Fryer | E10 |  | 0% | 0% | 0% | 0 | 0 | 0 | 0 | 0 | 0 | 0 | 0 | 0% | 0 | 0 | 0% | Normal | 0% | 0 | 0 | 0 | [17 empty] | Commercial_Miscellaneous_Existing_Food Preparation_Fryer_
Commercial_Miscellaneous_Existing_Food Preparation_Natural Gas_Broiler_E1 | Commercial | Miscellaneous | Existing | Food Preparation | Natural Gas | Broiler | E1 | Standard | 100% | 0% | 0% | 0.16804 | 0 | 0 | 0 | 10 | 14 | 2019 | 2051 | 100% | 0 | 0 | 0% | Normal | 0% | 0.040026 | 0 | 0 | 1 unit | 15000 | 0 | 5.9503e-05 | 672.672 | 2500 | 0 | 0 | 0 | 2011 | 1.1296 | IL TRM - 4.2.14 - CI-FSE-IRBL-V02-180101 | Estimate | IL TRM - 4.2.14 - CI-FSE-IRBL-V02-180101 | 1 | unit | 5.9503e-05 | Commercial_Miscellaneous_Existing_Food Preparation_Broiler_Standard
Commercial_Miscellaneous_Existing_Food Preparation_Natural Gas_Broiler_E2 | Commercial | Miscellaneous | Existing | Food Preparation | Natural Gas | Broiler | E2 | Infrared Burners | 64.29% | 0% | 0% | 0.23525 | 0 | 0 | 0 | 10 | 14 | 2019 | 2051 | 100% | 0 | 0 | 0% | Normal | 0% | 0.025731 | 0 | 0 | 1 unit | 15000 | 0 | 5.9503e-05 | 432.432 | 3500 | 0 | 0 | 0 | 2011 | 1.1296 | IL TRM - 4.2.14 - CI-FSE-IRBL-V02-180101 | IL TRM - 4.2.14 - CI-FSE-IRBL-V02-180101 | IL TRM - 4.2.14 - CI-FSE-IRBL-V02-180101 | 1 | unit | 5.9503e-05 | Commercial_Miscellaneous_Existing_Food Preparation_Broiler_Infrared Burners
Commercial_Miscellaneous_Existing_Food Preparation_Natural Gas_Broiler_E3 | Commercial | Miscellaneous | Existing | Food Preparation | Natural Gas | Broiler | E3 |  | 0% | 0% | 0% | 0 | 0 | 0 | 0 | 0 | 0 | 0 | 0 | 0% | 0 | 0 | 0% | Normal | 0% | 0 | 0 | 0 | [17 empty] | Commercial_Miscellaneous_Existing_Food Preparation_Broiler_
Commercial_Miscellaneous_Existing_Food Preparation_Natural Gas_Broiler_E4 | Commercial | Miscellaneous | Existing | Food Preparation | Natural Gas | Broiler | E4 |  | 0% | 0% | 0% | 0 | 0 | 0 | 0 | 0 | 0 | 0 | 0 | 0% | 0 | 0 | 0% | Normal | 0% | 0 | 0 | 0 | [17 empty] | Commercial_Miscellaneous_Existing_Food Preparation_Broiler_
Commercial_Miscellaneous_Existing_Food Preparation_Natural Gas_Broiler_E5 | Commercial | Miscellaneous | Existing | Food Preparation | Natural Gas | Broiler | E5 |  | 0% | 0% | 0% | 0 | 0 | 0 | 0 | 0 | 0 | 0 | 0 | 0% | 0 | 0 | 0% | Normal | 0% | 0 | 0 | 0 | [17 empty] | Commercial_Miscellaneous_Existing_Food Preparation_Broiler_
Commercial_Miscellaneous_Existing_Food Preparation_Natural Gas_Broiler_E6 | Commercial | Miscellaneous | Existing | Food Preparation | Natural Gas | Broiler | E6 |  | 0% | 0% | 0% | 0 | 0 | 0 | 0 | 0 | 0 | 0 | 0 | 0% | 0 | 0 | 0% | Normal | 0% | 0 | 0 | 0 | [17 empty] | Commercial_Miscellaneous_Existing_Food Preparation_Broiler_
Commercial_Miscellaneous_Existing_Food Preparation_Natural Gas_Broiler_E7 | Commercial | Miscellaneous | Existing | Food Preparation | Natural Gas | Broiler | E7 |  | 0% | 0% | 0% | 0 | 0 | 0 | 0 | 0 | 0 | 0 | 0 | 0% | 0 | 0 | 0% | Normal | 0% | 0 | 0 | 0 | [17 empty] | Commercial_Miscellaneous_Existing_Food Preparation_Broiler_
Commercial_Miscellaneous_Existing_Food Preparation_Natural Gas_Broiler_E8 | Commercial | Miscellaneous | Existing | Food Preparation | Natural Gas | Broiler | E8 |  | 0% | 0% | 0% | 0 | 0 | 0 | 0 | 0 | 0 | 0 | 0 | 0% | 0 | 0 | 0% | Normal | 0% | 0 | 0 | 0 | [17 empty] | Commercial_Miscellaneous_Existing_Food Preparation_Broiler_
Commercial_Miscellaneous_Existing_Food Preparation_Natural Gas_Broiler_E9 | Commercial | Miscellaneous | Existing | Food Preparation | Natural Gas | Broiler | E9 |  | 0% | 0% | 0% | 0 | 0 | 0 | 0 | 0 | 0 | 0 | 0 | 0% | 0 | 0 | 0% | Normal | 0% | 0 | 0 | 0 | [17 empty] | Commercial_Miscellaneous_Existing_Food Preparation_Broiler_
Commercial_Miscellaneous_Existing_Food Preparation_Natural Gas_Broiler_E10 | Commercial | Miscellaneous | Existing | Food Preparation | Natural Gas | Broiler | E10 |  | 0% | 0% | 0% | 0 | 0 | 0 | 0 | 0 | 0 | 0 | 0 | 0% | 0 | 0 | 0% | Normal | 0% | 0 | 0 | 0 | [17 empty] | Commercial_Miscellaneous_Existing_Food Preparation_Broiler_
Commercial_Miscellaneous_Existing_Food Preparation_Natural Gas_Griddle_E1 | Commercial | Miscellaneous | Existing | Food Preparation | Natural Gas | Griddle | E1 | Standard | 100% | 0% | 0% | 0.11236 | 0 | 0 | 0 | 10 | 14 | 2019 | 2051 | 100% | 0 | 0 | 0% | Normal | 0% | 0.0247 | 0 | 0 | 1 unit | 15000 | 0 | 2.005e-05 | 1231.891 | 5150 | 0 | 0 | 0 | 2013 | 1.0881 | IL TRM - 4.2.8 - CI-FSE-ESGR-V04-200101 | COOK_GRD-Food Preparation-EIA14-2014 Ref. Case-5 | IL TRM - 4.2.8 - CI-FSE-ESGR-V04-200101 | 1 | unit | 2.005e-05 | Commercial_Miscellaneous_Existing_Food Preparation_Griddle_Standard
Commercial_Miscellaneous_Existing_Food Preparation_Natural Gas_Griddle_E2 | Commercial | Miscellaneous | Existing | Food Preparation | Natural Gas | Griddle | E2 | ENERGY STAR | 91.65% | 0% | 0% | 0.13963 | 0 | 0 | 0 | 10 | 14 | 2019 | 2051 | 100% | 0 | 0 | 0% | Normal | 0% | 0.022638 | 0 | 0 | 1 unit | 15000 | 0 | 2.005e-05 | 1129.0497 | 6400 | 0 | 0 | 0 | 2013 | 1.0881 | IL TRM - 4.2.8 - CI-FSE-ESGR-V04-200101 | ETO Measure Input Sheet - Com - Gas Griddle | ETO Measure Input Sheet - Com - Gas Griddle | 1 | unit | 2.005e-05 | Commercial_Miscellaneous_Existing_Food Preparation_Griddle_ENERGY STAR
Commercial_Miscellaneous_Existing_Food Preparation_Natural Gas_Griddle_E3 | Commercial | Miscellaneous | Existing | Food Preparation | Natural Gas | Griddle | E3 |  | 0% | 0% | 0% | 0 | 0 | 0 | 0 | 0 | 0 | 0 | 0 | 0% | 0 | 0 | 0% | Normal | 0% | 0 | 0 | 0 | [17 empty] | Commercial_Miscellaneous_Existing_Food Preparation_Griddle_
Commercial_Miscellaneous_Existing_Food Preparation_Natural Gas_Griddle_E4 | Commercial | Miscellaneous | Existing | Food Preparation | Natural Gas | Griddle | E4 |  | 0% | 0% | 0% | 0 | 0 | 0 | 0 | 0 | 0 | 0 | 0 | 0% | 0 | 0 | 0% | Normal | 0% | 0 | 0 | 0 | [17 empty] | Commercial_Miscellaneous_Existing_Food Preparation_Griddle_
Commercial_Miscellaneous_Existing_Food Preparation_Natural Gas_Griddle_E5 | Commercial | Miscellaneous | Existing | Food Preparation | Natural Gas | Griddle | E5 |  | 0% | 0% | 0% | 0 | 0 | 0 | 0 | 0 | 0 | 0 | 0 | 0% | 0 | 0 | 0% | Normal | 0% | 0 | 0 | 0 | [17 empty] | Commercial_Miscellaneous_Existing_Food Preparation_Griddle_
Commercial_Miscellaneous_Existing_Food Preparation_Natural Gas_Griddle_E6 | Commercial | Miscellaneous | Existing | Food Preparation | Natural Gas | Griddle | E6 |  | 0% | 0% | 0% | 0 | 0 | 0 | 0 | 0 | 0 | 0 | 0 | 0% | 0 | 0 | 0% | Normal | 0% | 0 | 0 | 0 | [17 empty] | Commercial_Miscellaneous_Existing_Food Preparation_Griddle_
Commercial_Miscellaneous_Existing_Food Preparation_Natural Gas_Griddle_E7 | Commercial | Miscellaneous | Existing | Food Preparation | Natural Gas | Griddle | E7 |  | 0% | 0% | 0% | 0 | 0 | 0 | 0 | 0 | 0 | 0 | 0 | 0% | 0 | 0 | 0% | Normal | 0% | 0 | 0 | 0 | [17 empty] | Commercial_Miscellaneous_Existing_Food Preparation_Griddle_
Commercial_Miscellaneous_Existing_Food Preparation_Natural Gas_Griddle_E8 | Commercial | Miscellaneous | Existing | Food Preparation | Natural Gas | Griddle | E8 |  | 0% | 0% | 0% | 0 | 0 | 0 | 0 | 0 | 0 | 0 | 0 | 0% | 0 | 0 | 0% | Normal | 0% | 0 | 0 | 0 | [17 empty] | Commercial_Miscellaneous_Existing_Food Preparation_Griddle_
Commercial_Miscellaneous_Existing_Food Preparation_Natural Gas_Griddle_E9 | Commercial | Miscellaneous | Existing | Food Preparation | Natural Gas | Griddle | E9 |  | 0% | 0% | 0% | 0 | 0 | 0 | 0 | 0 | 0 | 0 | 0 | 0% | 0 | 0 | 0% | Normal | 0% | 0 | 0 | 0 | [17 empty] | Commercial_Miscellaneous_Existing_Food Preparation_Griddle_
Commercial_Miscellaneous_Existing_Food Preparation_Natural Gas_Griddle_E10 | Commercial | Miscellaneous | Existing | Food Preparation | Natural Gas | Griddle | E10 |  | 0% | 0% | 0% | 0 | 0 | 0 | 0 | 0 | 0 | 0 | 0 | 0% | 0 | 0 | 0% | Normal | 0% | 0 | 0 | 0 | [17 empty] | Commercial_Miscellaneous_Existing_Food Preparation_Griddle_
Commercial_Miscellaneous_Existing_Food Preparation_Natural Gas_Range_E1 | Commercial | Miscellaneous | Existing | Food Preparation | Natural Gas | Range | E1 | Standard | 100% | 0% | 0% | 0.18711 | 0 | 0 | 0 | 8 | 12 | 2019 | 2051 | 100% | 0 | 0 | 0% | Normal | 0% | 0.029327 | 0 | 0 | 1 unit | 15000 | 0 | 2.4439e-05 | 1200 | 7450 | 0 | 0 | 0 | 2017 | 1.0277 | COOK_OVN-Food Preparation-AEO17-1 | EIA 2018 Tech Forecast | Navigant 2009 | 1 | unit | 2.4439e-05 | Commercial_Miscellaneous_Existing_Food Preparation_Range_Standard
Commercial_Miscellaneous_Existing_Food Preparation_Natural Gas_Range_E2 | Commercial | Miscellaneous | Existing | Food Preparation | Natural Gas | Range | E2 | High Efficiency | 75% | 0% | 0% | 0.18714 | 0 | 0 | 0 | 8 | 12 | 2019 | 2051 | 100% | 0 | 0 | 0% | Normal | 0% | 0.021995 | 0 | 0 | 1 unit | 15000 | 0 | 2.4439e-05 | 900 | 7451 | 0 | 0 | 0 | 2017 | 1.0277 | COOK_OVN-Food Preparation-AEO17-1 | EIA 2018 Tech Forecast | EIA 2018 Tech Forecast | 1 | unit | 2.4439e-05 | Commercial_Miscellaneous_Existing_Food Preparation_Range_High Efficiency
Commercial_Miscellaneous_Existing_Food Preparation_Natural Gas_Range_E3 | Commercial | Miscellaneous | Existing | Food Preparation | Natural Gas | Range | E3 |  | 0% | 0% | 0% | 0 | 0 | 0 | 0 | 0 | 0 | 0 | 0 | 0% | 0 | 0 | 0% | Normal | 0% | 0 | 0 | 0 | [17 empty] | Commercial_Miscellaneous_Existing_Food Preparation_Range_
Commercial_Miscellaneous_Existing_Food Preparation_Natural Gas_Range_E4 | Commercial | Miscellaneous | Existing | Food Preparation | Natural Gas | Range | E4 |  | 0% | 0% | 0% | 0 | 0 | 0 | 0 | 0 | 0 | 0 | 0 | 0% | 0 | 0 | 0% | Normal | 0% | 0 | 0 | 0 | [17 empty] | Commercial_Miscellaneous_Existing_Food Preparation_Range_
Commercial_Miscellaneous_Existing_Food Preparation_Natural Gas_Range_E5 | Commercial | Miscellaneous | Existing | Food Preparation | Natural Gas | Range | E5 |  | 0% | 0% | 0% | 0 | 0 | 0 | 0 | 0 | 0 | 0 | 0 | 0% | 0 | 0 | 0% | Normal | 0% | 0 | 0 | 0 | [17 empty] | Commercial_Miscellaneous_Existing_Food Preparation_Range_
Commercial_Miscellaneous_Existing_Food Preparation_Natural Gas_Range_E6 | Commercial | Miscellaneous | Existing | Food Preparation | Natural Gas | Range | E6 |  | 0% | 0% | 0% | 0 | 0 | 0 | 0 | 0 | 0 | 0 | 0 | 0% | 0 | 0 | 0% | Normal | 0% | 0 | 0 | 0 | [17 empty] | Commercial_Miscellaneous_Existing_Food Preparation_Range_
Commercial_Miscellaneous_Existing_Food Preparation_Natural Gas_Range_E7 | Commercial | Miscellaneous | Existing | Food Preparation | Natural Gas | Range | E7 |  | 0% | 0% | 0% | 0 | 0 | 0 | 0 | 0 | 0 | 0 | 0 | 0% | 0 | 0 | 0% | Normal | 0% | 0 | 0 | 0 | [17 empty] | Commercial_Miscellaneous_Existing_Food Preparation_Range_
Commercial_Miscellaneous_Existing_Food Preparation_Natural Gas_Range_E8 | Commercial | Miscellaneous | Existing | Food Preparation | Natural Gas | Range | E8 |  | 0% | 0% | 0% | 0 | 0 | 0 | 0 | 0 | 0 | 0 | 0 | 0% | 0 | 0 | 0% | Normal | 0% | 0 | 0 | 0 | [17 empty] | Commercial_Miscellaneous_Existing_Food Preparation_Range_
Commercial_Miscellaneous_Existing_Food Preparation_Natural Gas_Range_E9 | Commercial | Miscellaneous | Existing | Food Preparation | Natural Gas | Range | E9 |  | 0% | 0% | 0% | 0 | 0 | 0 | 0 | 0 | 0 | 0 | 0 | 0% | 0 | 0 | 0% | Normal | 0% | 0 | 0 | 0 | [17 empty] | Commercial_Miscellaneous_Existing_Food Preparation_Range_
Commercial_Miscellaneous_Existing_Food Preparation_Natural Gas_Range_E10 | Commercial | Miscellaneous | Existing | Food Preparation | Natural Gas | Range | E10 |  | 0% | 0% | 0% | 0 | 0 | 0 | 0 | 0 | 0 | 0 | 0 | 0% | 0 | 0 | 0% | Normal | 0% | 0 | 0 | 0 | [17 empty] | Commercial_Miscellaneous_Existing_Food Preparation_Range_
Commercial_Miscellaneous_Existing_Food Preparation_Natural Gas_Steamer_E1 | Commercial | Miscellaneous | Existing | Food Preparation | Natural Gas | Steamer | E1 | Standard | 100% | 0% | 0% | 0.5544 | 0 | 0 | 0 | 8 | 16 | 2019 | 2021 | 100% | 0 | 0 | 0% | Normal | 0% | 0.058244 | 0 | 0 | 1 unit | 15000 | 0 | 3.8142e-05 | 1527.0152 | 13100 | 0 | 0 | 0 | 2012 | 1.1095 | IL TRM - 4.2.3 - CI-FSE-STMC-V05-190101 | DOE Commercial R&D 2016 - Table 2-10 | IL TRM - 4.2.3 - CI-FSE-STMC-V05-190101 | 1 | unit | 3.8142e-05 | Commercial_Miscellaneous_Existing_Food Preparation_Steamer_Standard
Commercial_Miscellaneous_Existing_Food Preparation_Natural Gas_Steamer_E2 | Commercial | Miscellaneous | Existing | Food Preparation | Natural Gas | Steamer | E2 | ENERGY STAR | 43.38% | 0% | 0% | 0.65046 | 0 | -0.00011129 | 0 | 8 | 16 | 2019 | 2051 | 100% | 0 | 0 | 0% | Normal | 0% | 0.025268 | 0 | 0 | 1 unit | 15000 | 0 | 3.8142e-05 | 662.4553 | 15370 | 0 | -2.6298 | 0 | 2012 | 1.1095 | IL TRM - 4.2.3 - CI-FSE-STMC-V05-190101 | ETO Measure Input Sheet - Com - Gas Steamer | ETO Measure Input Sheet - Com - Gas Steamer | 1 | unit | 3.8142e-05 | Commercial_Miscellaneous_Existing_Food Preparation_Steamer_ENERGY STAR
Commercial_Miscellaneous_Existing_Food Preparation_Natural Gas_Steamer_E3 | Commercial | Miscellaneous | Existing | Food Preparation | Natural Gas | Steamer | E3 |  | 0% | 0% | 0% | 0 | 0 | 0 | 0 | 0 | 0 | 0 | 0 | 0% | 0 | 0 | 0% | Normal | 0% | 0 | 0 | 0 | [17 empty] | Commercial_Miscellaneous_Existing_Food Preparation_Steamer_
Commercial_Miscellaneous_Existing_Food Preparation_Natural Gas_Steamer_E4 | Commercial | Miscellaneous | Existing | Food Preparation | Natural Gas | Steamer | E4 |  | 0% | 0% | 0% | 0 | 0 | 0 | 0 | 0 | 0 | 0 | 0 | 0% | 0 | 0 | 0% | Normal | 0% | 0 | 0 | 0 | [17 empty] | Commercial_Miscellaneous_Existing_Food Preparation_Steamer_
Commercial_Miscellaneous_Existing_Food Preparation_Natural Gas_Steamer_E5 | Commercial | Miscellaneous | Existing | Food Preparation | Natural Gas | Steamer | E5 |  | 0% | 0% | 0% | 0 | 0 | 0 | 0 | 0 | 0 | 0 | 0 | 0% | 0 | 0 | 0% | Normal | 0% | 0 | 0 | 0 | [17 empty] | Commercial_Miscellaneous_Existing_Food Preparation_Steamer_
Commercial_Miscellaneous_Existing_Food Preparation_Natural Gas_Steamer_E6 | Commercial | Miscellaneous | Existing | Food Preparation | Natural Gas | Steamer | E6 |  | 0% | 0% | 0% | 0 | 0 | 0 | 0 | 0 | 0 | 0 | 0 | 0% | 0 | 0 | 0% | Normal | 0% | 0 | 0 | 0 | [17 empty] | Commercial_Miscellaneous_Existing_Food Preparation_Steamer_
Commercial_Miscellaneous_Existing_Food Preparation_Natural Gas_Steamer_E7 | Commercial | Miscellaneous | Existing | Food Preparation | Natural Gas | Steamer | E7 |  | 0% | 0% | 0% | 0 | 0 | 0 | 0 | 0 | 0 | 0 | 0 | 0% | 0 | 0 | 0% | Normal | 0% | 0 | 0 | 0 | [17 empty] | Commercial_Miscellaneous_Existing_Food Preparation_Steamer_
Commercial_Miscellaneous_Existing_Food Preparation_Natural Gas_Steamer_E8 | Commercial | Miscellaneous | Existing | Food Preparation | Natural Gas | Steamer | E8 |  | 0% | 0% | 0% | 0 | 0 | 0 | 0 | 0 | 0 | 0 | 0 | 0% | 0 | 0 | 0% | Normal | 0% | 0 | 0 | 0 | [17 empty] | Commercial_Miscellaneous_Existing_Food Preparation_Steamer_
Commercial_Miscellaneous_Existing_Food Preparation_Natural Gas_Steamer_E9 | Commercial | Miscellaneous | Existing | Food Preparation | Natural Gas | Steamer | E9 |  | 0% | 0% | 0% | 0 | 0 | 0 | 0 | 0 | 0 | 0 | 0 | 0% | 0 | 0 | 0% | Normal | 0% | 0 | 0 | 0 | [17 empty] | Commercial_Miscellaneous_Existing_Food Preparation_Steamer_
Commercial_Miscellaneous_Existing_Food Preparation_Natural Gas_Steamer_E10 | Commercial | Miscellaneous | Existing | Food Preparation | Natural Gas | Steamer | E10 |  | 0% | 0% | 0% | 0 | 0 | 0 | 0 | 0 | 0 | 0 | 0 | 0% | 0 | 0 | 0% | Normal | 0% | 0 | 0 | 0 | [17 empty] | Commercial_Miscellaneous_Existing_Food Preparation_Steamer_
Commercial_Miscellaneous_Existing_Food Preparation_Natural Gas_Food Prep Other_E1 | Commercial | Miscellaneous | Existing | Food Preparation | Natural Gas | Food Prep Other | E1 | Standard | 100% | 0% | 0% | 0.0084184 | 0 | 0 | 0 | 8 | 12 | 2019 | 2051 | 100% | 0 | 0 | 0% | Normal | 0% | 0.010434 | 0 | 0 | 1 unit | 15000 | 0 | 7.3313e-06 | 1423.18 | 1000 | 0 | 0 | 0 | 2010 | 1.1483 | Default | Default | Default | 1 | unit | 7.3313e-06 | Commercial_Miscellaneous_Existing_Food Preparation_Food Prep Other_Standard
Commercial_Miscellaneous_Existing_Food Preparation_Natural Gas_Food Prep Other_E2 | Commercial | Miscellaneous | Existing | Food Preparation | Natural Gas | Food Prep Other | E2 | ENERGY STAR | 100% | 0% | 0% | 0.0084268 | 0 | 0 | 0 | 8 | 12 | 2019 | 2051 | 100% | 0 | 0 | 0% | Normal | 0% | 0.010434 | 0 | 0 | 1 unit | 15000 | 0 | 7.3313e-06 | 1423.18 | 1001 | 0 | 0 | 0 | 2010 | 1.1483 | N/A | N/A | N/A | 1 | unit | 7.3313e-06 | Commercial_Miscellaneous_Existing_Food Preparation_Food Prep Other_ENERGY STAR
Commercial_Miscellaneous_Existing_Food Preparation_Natural Gas_Food Prep Other_E3 | Commercial | Miscellaneous | Existing | Food Preparation | Natural Gas | Food Prep Other | E3 |  | 0% | 0% | 0% | 0 | 0 | 0 | 0 | 0 | 0 | 0 | 0 | 0% | 0 | 0 | 0% | Normal | 0% | 0 | 0 | 0 | [17 empty] | Commercial_Miscellaneous_Existing_Food Preparation_Food Prep Other_
Commercial_Miscellaneous_Existing_Food Preparation_Natural Gas_Food Prep Other_E4 | Commercial | Miscellaneous | Existing | Food Preparation | Natural Gas | Food Prep Other | E4 |  | 0% | 0% | 0% | 0 | 0 | 0 | 0 | 0 | 0 | 0 | 0 | 0% | 0 | 0 | 0% | Normal | 0% | 0 | 0 | 0 | [17 empty] | Commercial_Miscellaneous_Existing_Food Preparation_Food Prep Other_
Commercial_Miscellaneous_Existing_Food Preparation_Natural Gas_Food Prep Other_E5 | Commercial | Miscellaneous | Existing | Food Preparation | Natural Gas | Food Prep Other | E5 |  | 0% | 0% | 0% | 0 | 0 | 0 | 0 | 0 | 0 | 0 | 0 | 0% | 0 | 0 | 0% | Normal | 0% | 0 | 0 | 0 | [17 empty] | Commercial_Miscellaneous_Existing_Food Preparation_Food Prep Other_
Commercial_Miscellaneous_Existing_Food Preparation_Natural Gas_Food Prep Other_E6 | Commercial | Miscellaneous | Existing | Food Preparation | Natural Gas | Food Prep Other | E6 |  | 0% | 0% | 0% | 0 | 0 | 0 | 0 | 0 | 0 | 0 | 0 | 0% | 0 | 0 | 0% | Normal | 0% | 0 | 0 | 0 | [17 empty] | Commercial_Miscellaneous_Existing_Food Preparation_Food Prep Other_
Commercial_Miscellaneous_Existing_Food Preparation_Natural Gas_Food Prep Other_E7 | Commercial | Miscellaneous | Existing | Food Preparation | Natural Gas | Food Prep Other | E7 |  | 0% | 0% | 0% | 0 | 0 | 0 | 0 | 0 | 0 | 0 | 0 | 0% | 0 | 0 | 0% | Normal | 0% | 0 | 0 | 0 | [17 empty] | Commercial_Miscellaneous_Existing_Food Preparation_Food Prep Other_
Commercial_Miscellaneous_Existing_Food Preparation_Natural Gas_Food Prep Other_E8 | Commercial | Miscellaneous | Existing | Food Preparation | Natural Gas | Food Prep Other | E8 |  | 0% | 0% | 0% | 0 | 0 | 0 | 0 | 0 | 0 | 0 | 0 | 0% | 0 | 0 | 0% | Normal | 0% | 0 | 0 | 0 | [17 empty] | Commercial_Miscellaneous_Existing_Food Preparation_Food Prep Other_
Commercial_Miscellaneous_Existing_Food Preparation_Natural Gas_Food Prep Other_E9 | Commercial | Miscellaneous | Existing | Food Preparation | Natural Gas | Food Prep Other | E9 |  | 0% | 0% | 0% | 0 | 0 | 0 | 0 | 0 | 0 | 0 | 0 | 0% | 0 | 0 | 0% | Normal | 0% | 0 | 0 | 0 | [17 empty] | Commercial_Miscellaneous_Existing_Food Preparation_Food Prep Other_
Commercial_Miscellaneous_Existing_Food Preparation_Natural Gas_Food Prep Other_E10 | Commercial | Miscellaneous | Existing | Food Preparation | Natural Gas | Food Prep Other | E10 |  | 0% | 0% | 0% | 0 | 0 | 0 | 0 | 0 | 0 | 0 | 0 | 0% | 0 | 0 | 0% | Normal | 0% | 0 | 0 | 0 | [17 empty] | Commercial_Miscellaneous_Existing_Food Preparation_Food Prep Other_
Commercial_Miscellaneous_Existing_Miscellaneous_Natural Gas_Pool Heater_E1 | Commercial | Miscellaneous | Existing | Miscellaneous | Natural Gas | Pool Heater | E1 | Standard (EF .78) | 100% | 0% | 0% | 0.0028411 | 0 | 0 | 0 | 4 | 8 | 2019 | 2051 | 100% | 0 | 0 | 0% | Normal | 0% | 0.0022057 | 0 | 0 | 1 unit | 15000 | 0 | 1.4724e-07 | 14980 | 18052 | 0 | 0 | 0 | 2014 | 1.0689 | DOE Commercial R&D 2016 - Table 7-6 | DOE Commercial R&D 2016 - Table 7-7 | DOE Commercial R&D 2016 - Table 7-8 | 1 | unit | 1.4724e-07 | Commercial_Miscellaneous_Existing_Miscellaneous_Pool Heater_Standard (EF .78)
Commercial_Miscellaneous_Existing_Miscellaneous_Natural Gas_Pool Heater_E2 | Commercial | Miscellaneous | Existing | Miscellaneous | Natural Gas | Pool Heater | E2 | Condensing (EF .90) | 85% | 0% | 0% | 0.004652 | 0 | 0 | 0 | 4 | 8 | 2019 | 2051 | 100% | 0 | 0 | 0% | Normal | 0% | 0.0018749 | 0 | 0 | 1 unit | 15000 | 0 | 1.4724e-07 | 12733 | 29558 | 0 | 0 | 0 | 2014 | 1.0689 | DOE Commercial R&D 2016 - Table 7-6 | DOE Commercial R&D 2016 - Table 7-7 | DOE Commercial R&D 2016 - Table 7-9 | 1 | unit | 1.4724e-07 | Commercial_Miscellaneous_Existing_Miscellaneous_Pool Heater_Condensing (EF .90)
Commercial_Miscellaneous_Existing_Miscellaneous_Natural Gas_Pool Heater_E3 | Commercial | Miscellaneous | Existing | Miscellaneous | Natural Gas | Pool Heater | E3 |  | 0% | 0% | 0% | 0 | 0 | 0 | 0 | 0 | 0 | 0 | 0 | 0% | 0 | 0 | 0% | Normal | 0% | 0 | 0 | 0 | [17 empty] | Commercial_Miscellaneous_Existing_Miscellaneous_Pool Heater_
Commercial_Miscellaneous_Existing_Miscellaneous_Natural Gas_Pool Heater_E4 | Commercial | Miscellaneous | Existing | Miscellaneous | Natural Gas | Pool Heater | E4 |  | 0% | 0% | 0% | 0 | 0 | 0 | 0 | 0 | 0 | 0 | 0 | 0% | 0 | 0 | 0% | Normal | 0% | 0 | 0 | 0 | [17 empty] | Commercial_Miscellaneous_Existing_Miscellaneous_Pool Heater_
Commercial_Miscellaneous_Existing_Miscellaneous_Natural Gas_Pool Heater_E5 | Commercial | Miscellaneous | Existing | Miscellaneous | Natural Gas | Pool Heater | E5 |  | 0% | 0% | 0% | 0 | 0 | 0 | 0 | 0 | 0 | 0 | 0 | 0% | 0 | 0 | 0% | Normal | 0% | 0 | 0 | 0 | [17 empty] | Commercial_Miscellaneous_Existing_Miscellaneous_Pool Heater_
Commercial_Miscellaneous_Existing_Miscellaneous_Natural Gas_Pool Heater_E6 | Commercial | Miscellaneous | Existing | Miscellaneous | Natural Gas | Pool Heater | E6 |  | 0% | 0% | 0% | 0 | 0 | 0 | 0 | 0 | 0 | 0 | 0 | 0% | 0 | 0 | 0% | Normal | 0% | 0 | 0 | 0 | [17 empty] | Commercial_Miscellaneous_Existing_Miscellaneous_Pool Heater_
Commercial_Miscellaneous_Existing_Miscellaneous_Natural Gas_Pool Heater_E7 | Commercial | Miscellaneous | Existing | Miscellaneous | Natural Gas | Pool Heater | E7 |  | 0% | 0% | 0% | 0 | 0 | 0 | 0 | 0 | 0 | 0 | 0 | 0% | 0 | 0 | 0% | Normal | 0% | 0 | 0 | 0 | [17 empty] | Commercial_Miscellaneous_Existing_Miscellaneous_Pool Heater_
Commercial_Miscellaneous_Existing_Miscellaneous_Natural Gas_Pool Heater_E8 | Commercial | Miscellaneous | Existing | Miscellaneous | Natural Gas | Pool Heater | E8 |  | 0% | 0% | 0% | 0 | 0 | 0 | 0 | 0 | 0 | 0 | 0 | 0% | 0 | 0 | 0% | Normal | 0% | 0 | 0 | 0 | [17 empty] | Commercial_Miscellaneous_Existing_Miscellaneous_Pool Heater_
Commercial_Miscellaneous_Existing_Miscellaneous_Natural Gas_Pool Heater_E9 | Commercial | Miscellaneous | Existing | Miscellaneous | Natural Gas | Pool Heater | E9 |  | 0% | 0% | 0% | 0 | 0 | 0 | 0 | 0 | 0 | 0 | 0 | 0% | 0 | 0 | 0% | Normal | 0% | 0 | 0 | 0 | [17 empty] | Commercial_Miscellaneous_Existing_Miscellaneous_Pool Heater_
Commercial_Miscellaneous_Existing_Miscellaneous_Natural Gas_Pool Heater_E10 | Commercial | Miscellaneous | Existing | Miscellaneous | Natural Gas | Pool Heater | E10 |  | 0% | 0% | 0% | 0 | 0 | 0 | 0 | 0 | 0 | 0 | 0 | 0% | 0 | 0 | 0% | Normal | 0% | 0 | 0 | 0 | [17 empty] | Commercial_Miscellaneous_Existing_Miscellaneous_Pool Heater_
Commercial_Miscellaneous_Existing_Miscellaneous_Natural Gas_Miscellaneous_E1 | Commercial | Miscellaneous | Existing | Miscellaneous | Natural Gas | Miscellaneous | E1 | Miscellaneous | 100% | 0% | 0% | 0.0093851 | 0 | 0 | 0 | 2 | 8 | 2019 | 2051 | 100% | 0 | 0 | 0% | Normal | 0% | 0.0090361 | 0 | 0 | 1 unit | 15000 | 0 | 0.0090361 | 1 | 1 | 0 | 0 | 0 | 2016 | 1.0386 | N/A | N/A | N/A | 1 | unit | 0.0090361 | Commercial_Miscellaneous_Existing_Miscellaneous_Miscellaneous_Miscellaneous
Commercial_Miscellaneous_Existing_Miscellaneous_Natural Gas_Miscellaneous_E2 | Commercial | Miscellaneous | Existing | Miscellaneous | Natural Gas | Miscellaneous | E2 |  | 0% | 0% | 0% | 0 | 0 | 0 | 0 | 0 | 0 | 0 | 0 | 0% | 0 | 0 | 0% | Normal | 0% | 0 | 0 | 0 | [17 empty] | Commercial_Miscellaneous_Existing_Miscellaneous_Miscellaneous_
Commercial_Miscellaneous_Existing_Miscellaneous_Natural Gas_Miscellaneous_E3 | Commercial | Miscellaneous | Existing | Miscellaneous | Natural Gas | Miscellaneous | E3 |  | 0% | 0% | 0% | 0 | 0 | 0 | 0 | 0 | 0 | 0 | 0 | 0% | 0 | 0 | 0% | Normal | 0% | 0 | 0 | 0 | [17 empty] | Commercial_Miscellaneous_Existing_Miscellaneous_Miscellaneous_
Commercial_Miscellaneous_Existing_Miscellaneous_Natural Gas_Miscellaneous_E4 | Commercial | Miscellaneous | Existing | Miscellaneous | Natural Gas | Miscellaneous | E4 |  | 0% | 0% | 0% | 0 | 0 | 0 | 0 | 0 | 0 | 0 | 0 | 0% | 0 | 0 | 0% | Normal | 0% | 0 | 0 | 0 | [17 empty] | Commercial_Miscellaneous_Existing_Miscellaneous_Miscellaneous_
Commercial_Miscellaneous_Existing_Miscellaneous_Natural Gas_Miscellaneous_E5 | Commercial | Miscellaneous | Existing | Miscellaneous | Natural Gas | Miscellaneous | E5 |  | 0% | 0% | 0% | 0 | 0 | 0 | 0 | 0 | 0 | 0 | 0 | 0% | 0 | 0 | 0% | Normal | 0% | 0 | 0 | 0 | [17 empty] | Commercial_Miscellaneous_Existing_Miscellaneous_Miscellaneous_
Commercial_Miscellaneous_Existing_Miscellaneous_Natural Gas_Miscellaneous_E6 | Commercial | Miscellaneous | Existing | Miscellaneous | Natural Gas | Miscellaneous | E6 |  | 0% | 0% | 0% | 0 | 0 | 0 | 0 | 0 | 0 | 0 | 0 | 0% | 0 | 0 | 0% | Normal | 0% | 0 | 0 | 0 | [17 empty] | Commercial_Miscellaneous_Existing_Miscellaneous_Miscellaneous_
Commercial_Miscellaneous_Existing_Miscellaneous_Natural Gas_Miscellaneous_E7 | Commercial | Miscellaneous | Existing | Miscellaneous | Natural Gas | Miscellaneous | E7 |  | 0% | 0% | 0% | 0 | 0 | 0 | 0 | 0 | 0 | 0 | 0 | 0% | 0 | 0 | 0% | Normal | 0% | 0 | 0 | 0 | [17 empty] | Commercial_Miscellaneous_Existing_Miscellaneous_Miscellaneous_
Commercial_Miscellaneous_Existing_Miscellaneous_Natural Gas_Miscellaneous_E8 | Commercial | Miscellaneous | Existing | Miscellaneous | Natural Gas | Miscellaneous | E8 |  | 0% | 0% | 0% | 0 | 0 | 0 | 0 | 0 | 0 | 0 | 0 | 0% | 0 | 0 | 0% | Normal | 0% | 0 | 0 | 0 | [17 empty] | Commercial_Miscellaneous_Existing_Miscellaneous_Miscellaneous_
Commercial_Miscellaneous_Existing_Miscellaneous_Natural Gas_Miscellaneous_E9 | Commercial | Miscellaneous | Existing | Miscellaneous | Natural Gas | Miscellaneous | E9 |  | 0% | 0% | 0% | 0 | 0 | 0 | 0 | 0 | 0 | 0 | 0 | 0% | 0 | 0 | 0% | Normal | 0% | 0 | 0 | 0 | [17 empty] | Commercial_Miscellaneous_Existing_Miscellaneous_Miscellaneous_
Commercial_Miscellaneous_Existing_Miscellaneous_Natural Gas_Miscellaneous_E10 | Commercial | Miscellaneous | Existing | Miscellaneous | Natural Gas | Miscellaneous | E10 |  | 0% | 0% | 0% | 0 | 0 | 0 | 0 | 0 | 0 | 0 | 0 | 0% | 0 | 0 | 0% | Normal | 0% | 0 | 0 | 0 | [17 empty] | Commercial_Miscellaneous_Existing_Miscellaneous_Miscellaneous_
Commercial_Miscellaneous_New_Space Heating_Natural Gas_Furnace_E1 | Commercial | Miscellaneous | New | Space Heating | Natural Gas | Furnace | E1 | AFUE 80% (Standard) | 100% | 0% | 0% | 0.18268 | 0.19138 | 0.029578 | 0 | 17 | 29 | 2019 | 2051 | 55% | 0 | 0 | 0% | Normal | 0% | 0.05935 | 0 | 0 | 400 kBtu/hr | 15000 | 0 | 0.00017143 | 0.86553 | 1050 | 1100 | 170 | 0 | 2018 | 1.0149 | EIA 2018 Tech Forecast | EIA 2018 Tech Forecast | AEG BEST | 400 | kBtu/hr | 0.068571 | Commercial_Miscellaneous_New_Space Heating_Furnace_AFUE 80% (Standard)
Commercial_Miscellaneous_New_Space Heating_Natural Gas_Furnace_E2 | Commercial | Miscellaneous | New | Space Heating | Natural Gas | Furnace | E2 | AFUE 90% | 88.89% | 0% | 0% | 0.30447 | 0.22618 | 0.030447 | 0 | 17 | 29 | 2019 | 2051 | 55% | 0 | 0 | 0% | Normal | 0% | 0.052756 | 0 | 0 | 400 kBtu/hr | 15000 | 0 | 0.00017143 | 0.76936 | 1750 | 1300 | 175 | 0 | 2018 | 1.0149 | EIA 2018 Tech Forecast | EIA 2018 Tech Forecast | AEG BEST | 400 | kBtu/hr | 0.068571 | Commercial_Miscellaneous_New_Space Heating_Furnace_AFUE 90%
Commercial_Miscellaneous_New_Space Heating_Natural Gas_Furnace_E3 | Commercial | Miscellaneous | New | Space Heating | Natural Gas | Furnace | E3 | AFUE 96% | 83.33% | 0% | 0% | 0.42626 | 0.26098 | 0.031317 | 0 | 17 | 29 | 2019 | 2051 | 55% | 0 | 0 | 0% | Normal | 0% | 0.049459 | 0 | 0 | 400 kBtu/hr | 15000 | 0 | 0.00017143 | 0.72127 | 2450 | 1500 | 180 | 0 | 2018 | 1.0149 | EIA 2018 Tech Forecast | EIA 2018 Tech Forecast | AEG BEST | 400 | kBtu/hr | 0.068571 | Commercial_Miscellaneous_New_Space Heating_Furnace_AFUE 96%
Commercial_Miscellaneous_New_Space Heating_Natural Gas_Furnace_E4 | Commercial | Miscellaneous | New | Space Heating | Natural Gas | Furnace | E4 | Convert to NG Air Source Heat Pump | 83.36% | 0% | 0% | 13.9459 | 0.19138 | 0.26201 | 0 | 10 | 20 | 2019 | 2051 | 100% | 0 | 0 | 0% | Normal | 0% | 0.049475 | 0 | 0 | 400 kBtu/hr | 15000 | 0 | 0.00017143 | 0.72151 | 79158.3766 | 1086.3161 | 1487.218 | 0 | 2017 | 1.0277 | AEO 2021 - gas_eng-driven_RTHP-heat 2017 typical | AEO 2021 - gas_eng-driven_RTHP-heat 2017 typical | HP_GAS-Heating-AEO17-1 | 400 | kBtu/hr | 0.068571 | Commercial_Miscellaneous_New_Space Heating_Furnace_Convert to NG Air Source Heat Pump
Commercial_Miscellaneous_New_Space Heating_Natural Gas_Furnace_E5 | Commercial | Miscellaneous | New | Space Heating | Natural Gas | Furnace | E5 |  | 0% | 0% | 0% | 0 | 0 | 0 | 0 | 0 | 0 | 0 | 0 | 0% | 0 | 0 | 0% | Normal | 0% | 0 | 0 | 0 | [17 empty] | Commercial_Miscellaneous_New_Space Heating_Furnace_
Commercial_Miscellaneous_New_Space Heating_Natural Gas_Furnace_E6 | Commercial | Miscellaneous | New | Space Heating | Natural Gas | Furnace | E6 |  | 0% | 0% | 0% | 0 | 0 | 0 | 0 | 0 | 0 | 0 | 0 | 0% | 0 | 0 | 0% | Normal | 0% | 0 | 0 | 0 | [17 empty] | Commercial_Miscellaneous_New_Space Heating_Furnace_
Commercial_Miscellaneous_New_Space Heating_Natural Gas_Furnace_E7 | Commercial | Miscellaneous | New | Space Heating | Natural Gas | Furnace | E7 |  | 0% | 0% | 0% | 0 | 0 | 0 | 0 | 0 | 0 | 0 | 0 | 0% | 0 | 0 | 0% | Normal | 0% | 0 | 0 | 0 | [17 empty] | Commercial_Miscellaneous_New_Space Heating_Furnace_
Commercial_Miscellaneous_New_Space Heating_Natural Gas_Furnace_E8 | Commercial | Miscellaneous | New | Space Heating | Natural Gas | Furnace | E8 |  | 0% | 0% | 0% | 0 | 0 | 0 | 0 | 0 | 0 | 0 | 0 | 0% | 0 | 0 | 0% | Normal | 0% | 0 | 0 | 0 | [17 empty] | Commercial_Miscellaneous_New_Space Heating_Furnace_
Commercial_Miscellaneous_New_Space Heating_Natural Gas_Furnace_E9 | Commercial | Miscellaneous | New | Space Heating | Natural Gas | Furnace | E9 |  | 0% | 0% | 0% | 0 | 0 | 0 | 0 | 0 | 0 | 0 | 0 | 0% | 0 | 0 | 0% | Normal | 0% | 0 | 0 | 0 | [17 empty] | Commercial_Miscellaneous_New_Space Heating_Furnace_
Commercial_Miscellaneous_New_Space Heating_Natural Gas_Furnace_E10 | Commercial | Miscellaneous | New | Space Heating | Natural Gas | Furnace | E10 |  | 0% | 0% | 0% | 0 | 0 | 0 | 0 | 0 | 0 | 0 | 0 | 0% | 0 | 0 | 0% | Normal | 0% | 0 | 0 | 0 | [17 empty] | Commercial_Miscellaneous_New_Space Heating_Furnace_
Commercial_Miscellaneous_New_Space Heating_Natural Gas_Boiler_E1 | Commercial | Miscellaneous | New | Space Heating | Natural Gas | Boiler | E1 | AFUE 80% (Standard) | 100% | 0% | 0% | 1.4441 | 0.80033 | 0.15659 | 0 | 20 | 30 | 2019 | 2051 | 100% | 0 | 0 | 0% | Normal | 0% | 0.24982 | 0 | 0 | 800 kBtu/hr | 15000 | 0 | 8.5714e-05 | 3.5678 | 16600 | 9200 | 1800 | 0 | 2018 | 1.0149 | EIA 2018 Tech Forecast | EIA 2018 Tech Forecast | GBLR-Heating-EIA14-2014 Ref. Case-2 | 800 | kBtu/hr | 0.068571 | Commercial_Miscellaneous_New_Space Heating_Boiler_AFUE 80% (Standard)
Commercial_Miscellaneous_New_Space Heating_Natural Gas_Boiler_E2 | Commercial | Miscellaneous | New | Space Heating | Natural Gas | Boiler | E2 | AFUE 85% | 94.12% | 0% | 0% | 1.9747 | 0.84818 | 0.15659 | 0 | 20 | 30 | 2019 | 2051 | 100% | 0 | 0 | 0% | Normal | 0% | 0.23513 | 0 | 0 | 800 kBtu/hr | 15000 | 0 | 8.5714e-05 | 3.3579 | 22700 | 9750 | 1800 | 0 | 2018 | 1.0149 | EIA 2018 Tech Forecast | EIA 2018 Tech Forecast | GBLR-Heating-EIA14-2014 Ref. Case-5 | 800 | kBtu/hr | 0.068571 | Commercial_Miscellaneous_New_Space Heating_Boiler_AFUE 85%
Commercial_Miscellaneous_New_Space Heating_Natural Gas_Boiler_E3 | Commercial | Miscellaneous | New | Space Heating | Natural Gas | Boiler | E3 | AFUE 97% | 82.47% | 0% | 0% | 3.1963 | 0.78843 | 0.15659 | 0 | 20 | 30 | 2019 | 2051 | 100% | 0 | 0 | 0% | Normal | 0% | 0.20604 | 0 | 0 | 800 kBtu/hr | 15000 | 0 | 8.5714e-05 | 2.9425 | 36742.4242 | 9063.1313 | 1800 | 0 | 2018 | 1.0149 | EIA 2018 Tech Forecast | EIA 2018 Tech Forecast | GBLR-Heating-EIA14-2014 Ref. Case-6 | 800 | kBtu/hr | 0.068571 | Commercial_Miscellaneous_New_Space Heating_Boiler_AFUE 97%
Commercial_Miscellaneous_New_Space Heating_Natural Gas_Boiler_E4 | Commercial | Miscellaneous | New | Space Heating | Natural Gas | Boiler | E4 | Convert to NG Air Source Heat Pump | 61.54% | 0% | 0% | 13.9459 | 0.80033 | 0.26201 | 0 | 10 | 20 | 2019 | 2051 | 100% | 0 | 0 | 0% | Normal | 0% | 0.15374 | 0 | 0 | 800 kBtu/hr | 15000 | 0 | 8.5714e-05 | 2.1956 | 158316.7533 | 9085.5528 | 2974.436 | 0 | 2017 | 1.0277 | AEO 2021 - gas_eng-driven_RTHP-heat 2017 typical | AEO 2021 - gas_eng-driven_RTHP-heat 2017 typical | HP_GAS-Heating-AEO17-1 | 800 | kBtu/hr | 0.068571 | Commercial_Miscellaneous_New_Space Heating_Boiler_Convert to NG Air Source Heat Pump
Commercial_Miscellaneous_New_Space Heating_Natural Gas_Boiler_E5 | Commercial | Miscellaneous | New | Space Heating | Natural Gas | Boiler | E5 |  | 0% | 0% | 0% | 0 | 0 | 0 | 0 | 0 | 0 | 0 | 0 | 0% | 0 | 0 | 0% | Normal | 0% | 0 | 0 | 0 | [17 empty] | Commercial_Miscellaneous_New_Space Heating_Boiler_
Commercial_Miscellaneous_New_Space Heating_Natural Gas_Boiler_E6 | Commercial | Miscellaneous | New | Space Heating | Natural Gas | Boiler | E6 |  | 0% | 0% | 0% | 0 | 0 | 0 | 0 | 0 | 0 | 0 | 0 | 0% | 0 | 0 | 0% | Normal | 0% | 0 | 0 | 0 | [17 empty] | Commercial_Miscellaneous_New_Space Heating_Boiler_
Commercial_Miscellaneous_New_Space Heating_Natural Gas_Boiler_E7 | Commercial | Miscellaneous | New | Space Heating | Natural Gas | Boiler | E7 |  | 0% | 0% | 0% | 0 | 0 | 0 | 0 | 0 | 0 | 0 | 0 | 0% | 0 | 0 | 0% | Normal | 0% | 0 | 0 | 0 | [17 empty] | Commercial_Miscellaneous_New_Space Heating_Boiler_
Commercial_Miscellaneous_New_Space Heating_Natural Gas_Boiler_E8 | Commercial | Miscellaneous | New | Space Heating | Natural Gas | Boiler | E8 |  | 0% | 0% | 0% | 0 | 0 | 0 | 0 | 0 | 0 | 0 | 0 | 0% | 0 | 0 | 0% | Normal | 0% | 0 | 0 | 0 | [17 empty] | Commercial_Miscellaneous_New_Space Heating_Boiler_
Commercial_Miscellaneous_New_Space Heating_Natural Gas_Boiler_E9 | Commercial | Miscellaneous | New | Space Heating | Natural Gas | Boiler | E9 |  | 0% | 0% | 0% | 0 | 0 | 0 | 0 | 0 | 0 | 0 | 0 | 0% | 0 | 0 | 0% | Normal | 0% | 0 | 0 | 0 | [17 empty] | Commercial_Miscellaneous_New_Space Heating_Boiler_
Commercial_Miscellaneous_New_Space Heating_Natural Gas_Boiler_E10 | Commercial | Miscellaneous | New | Space Heating | Natural Gas | Boiler | E10 |  | 0% | 0% | 0% | 0 | 0 | 0 | 0 | 0 | 0 | 0 | 0 | 0% | 0 | 0 | 0% | Normal | 0% | 0 | 0 | 0 | [17 empty] | Commercial_Miscellaneous_New_Space Heating_Boiler_
Commercial_Miscellaneous_New_Space Heating_Natural Gas_Unit Heater_E1 | Commercial | Miscellaneous | New | Space Heating | Natural Gas | Unit Heater | E1 | Standard | 100% | 0% | 0% | 0.025077 | 0 | 0 | 0 | 10 | 14 | 2019 | 2051 | 100% | 0 | 0 | 0% | Normal | 0% | 0.033908 | 0 | 0 | 125 kBtu/Hr | 15000 | 0 | 1.1649e-07 | 2328.572 | 1753.7127 | 0 | 0 | 0 | 2020 | 0.98199 | IL TRM - 4.4.12 - CI-HVC-IRHT-V02-210101 | AEG Market Research | IL TRM - 4.4.12 - CI-HVC-IRHT-V02-210101 w/ CNGC Sizing | 125 | kBtu/Hr | 1.4562e-05 | Commercial_Miscellaneous_New_Space Heating_Unit Heater_Standard
Commercial_Miscellaneous_New_Space Heating_Natural Gas_Unit Heater_E2 | Commercial | Miscellaneous | New | Space Heating | Natural Gas | Unit Heater | E2 | Condensing | 95.24% | 0% | 0% | 0.040149 | 0 | 0 | 0 | 10 | 14 | 2019 | 2051 | 100% | 0 | 0 | 0% | Normal | 0% | 0.032294 | 0 | 0 | 125 kBtu/Hr | 15000 | 0 | 1.1649e-07 | 2217.7386 | 2807.7404 | 0 | 0 | 0 | 2020 | 0.98199 | IL TRM - 4.4.5 - CI-HVC-CUHT-V01-190101 | ETO Measure Input Sheet - Com - Condensing Unit Heater GAS SPHT | IL TRM - 4.4.5 - CI-HVC-CUHT-V01-190101 w/ CNGC Sizing | 125 | kBtu/Hr | 1.4562e-05 | Commercial_Miscellaneous_New_Space Heating_Unit Heater_Condensing
Commercial_Miscellaneous_New_Space Heating_Natural Gas_Unit Heater_E3 | Commercial | Miscellaneous | New | Space Heating | Natural Gas | Unit Heater | E3 | Infrared Radiant | 85% | 0% | 0% | 0.034986 | 0 | 0 | 0 | 11 | 19 | 2019 | 2051 | 100% | 0 | 0 | 0% | Normal | 0% | 0.028821 | 0 | 0 | 125 kBtu/Hr | 15000 | 0 | 1.1649e-07 | 1979.2862 | 2446.6992 | 0 | 0 | 0 | 2020 | 0.98199 | IL TRM - 4.4.12 - CI-HVC-IRHT-V02-210101 | AEG Market Research | IL TRM - 4.4.12 - CI-HVC-IRHT-V02-210101 w/ CNGC Sizing | 125 | kBtu/Hr | 1.4562e-05 | Commercial_Miscellaneous_New_Space Heating_Unit Heater_Infrared Radiant
Commercial_Miscellaneous_New_Space Heating_Natural Gas_Unit Heater_E4 | Commercial | Miscellaneous | New | Space Heating | Natural Gas | Unit Heater | E4 |  | 0% | 0% | 0% | 0 | 0 | 0 | 0 | 0 | 0 | 0 | 0 | 0% | 0 | 0 | 0% | Normal | 0% | 0 | 0 | 0 | [17 empty] | Commercial_Miscellaneous_New_Space Heating_Unit Heater_
Commercial_Miscellaneous_New_Space Heating_Natural Gas_Unit Heater_E5 | Commercial | Miscellaneous | New | Space Heating | Natural Gas | Unit Heater | E5 |  | 0% | 0% | 0% | 0 | 0 | 0 | 0 | 0 | 0 | 0 | 0 | 0% | 0 | 0 | 0% | Normal | 0% | 0 | 0 | 0 | [17 empty] | Commercial_Miscellaneous_New_Space Heating_Unit Heater_
Commercial_Miscellaneous_New_Space Heating_Natural Gas_Unit Heater_E6 | Commercial | Miscellaneous | New | Space Heating | Natural Gas | Unit Heater | E6 |  | 0% | 0% | 0% | 0 | 0 | 0 | 0 | 0 | 0 | 0 | 0 | 0% | 0 | 0 | 0% | Normal | 0% | 0 | 0 | 0 | [17 empty] | Commercial_Miscellaneous_New_Space Heating_Unit Heater_
Commercial_Miscellaneous_New_Space Heating_Natural Gas_Unit Heater_E7 | Commercial | Miscellaneous | New | Space Heating | Natural Gas | Unit Heater | E7 |  | 0% | 0% | 0% | 0 | 0 | 0 | 0 | 0 | 0 | 0 | 0 | 0% | 0 | 0 | 0% | Normal | 0% | 0 | 0 | 0 | [17 empty] | Commercial_Miscellaneous_New_Space Heating_Unit Heater_
Commercial_Miscellaneous_New_Space Heating_Natural Gas_Unit Heater_E8 | Commercial | Miscellaneous | New | Space Heating | Natural Gas | Unit Heater | E8 |  | 0% | 0% | 0% | 0 | 0 | 0 | 0 | 0 | 0 | 0 | 0 | 0% | 0 | 0 | 0% | Normal | 0% | 0 | 0 | 0 | [17 empty] | Commercial_Miscellaneous_New_Space Heating_Unit Heater_
Commercial_Miscellaneous_New_Space Heating_Natural Gas_Unit Heater_E9 | Commercial | Miscellaneous | New | Space Heating | Natural Gas | Unit Heater | E9 |  | 0% | 0% | 0% | 0 | 0 | 0 | 0 | 0 | 0 | 0 | 0 | 0% | 0 | 0 | 0% | Normal | 0% | 0 | 0 | 0 | [17 empty] | Commercial_Miscellaneous_New_Space Heating_Unit Heater_
Commercial_Miscellaneous_New_Space Heating_Natural Gas_Unit Heater_E10 | Commercial | Miscellaneous | New | Space Heating | Natural Gas | Unit Heater | E10 |  | 0% | 0% | 0% | 0 | 0 | 0 | 0 | 0 | 0 | 0 | 0 | 0% | 0 | 0 | 0% | Normal | 0% | 0 | 0 | 0 | [17 empty] | Commercial_Miscellaneous_New_Space Heating_Unit Heater_
Commercial_Miscellaneous_New_Water Heating_Natural Gas_Water Heater_E1 | Commercial | Miscellaneous | New | Water Heating | Natural Gas | Water Heater | E1 | TE 80% | 100% | 0% | 0% | 0.15026 | 0 | 0.0096279 | 0 | 8 | 12 | 2019 | 2051 | 100% | 0 | 0 | 0% | Normal | 0% | 0.22998 | 0 | 0 | 1 kBtu/hr | 15000 | 0 | 0.0055764 | 40.732 | 26.22 | 0 | 1.68 | 0 | 2017 | 1.0277 | AEO 2021 - gas_water_heater 2017 standard | AEO 2021 - gas_water_heater 2017 standard | DHW_WH-Water Heating-PG&E-R7-14 | 1 | kBtu/hr | 0.0055764 | Commercial_Miscellaneous_New_Water Heating_Water Heater_TE 80%
Commercial_Miscellaneous_New_Water Heating_Natural Gas_Water Heater_E2 | Commercial | Miscellaneous | New | Water Heating | Natural Gas | Water Heater | E2 | TE 81% | 98.77% | 0% | 0% | 0.15021 | 0 | 0.0096279 | 0 | 8 | 12 | 2019 | 2051 | 100% | 0 | 0 | 0% | Normal | 0% | 0.22714 | 0 | 0 | 1 kBtu/hr | 15000 | 0 | 0.0055764 | 40.2292 | 26.21 | 0 | 1.68 | 0 | 2017 | 1.0277 | AEO 2021 - gas_water_heater 2017 typical | AEO 2021 - gas_water_heater 2017 typical | DHW_WH-Water Heating-PG&E-R7-14 | 1 | kBtu/hr | 0.0055764 | Commercial_Miscellaneous_New_Water Heating_Water Heater_TE 81%
Commercial_Miscellaneous_New_Water Heating_Natural Gas_Water Heater_E3 | Commercial | Miscellaneous | New | Water Heating | Natural Gas | Water Heater | E3 | TE 88% | 90.91% | 0% | 0% | 0.15906 | 0 | 0.0089688 | 0 | 8 | 12 | 2019 | 2051 | 100% | 0 | 0 | 0% | Normal | 0% | 0.20907 | 0 | 0 | 1 kBtu/hr | 15000 | 0 | 0.0055764 | 37.0291 | 27.755 | 0 | 1.565 | 0 | 2017 | 1.0277 | AEO 2021 - gas_water_heater 2017 ENERGY STAR | AEO 2021 - gas_water_heater 2017 ENERGY STAR | DHW_WH-Water Heating-PG&E-R7-14 | 1 | kBtu/hr | 0.0055764 | Commercial_Miscellaneous_New_Water Heating_Water Heater_TE 88%
Commercial_Miscellaneous_New_Water Heating_Natural Gas_Water Heater_E4 | Commercial | Miscellaneous | New | Water Heating | Natural Gas | Water Heater | E4 | TE 94% | 85.11% | 0% | 0% | 0.16791 | 0 | 0.0083098 | 0 | 8 | 12 | 2019 | 2051 | 100% | 0 | 0 | 0% | Normal | 0% | 0.19573 | 0 | 0 | 1 kBtu/hr | 15000 | 0 | 0.0055764 | 34.6656 | 29.3 | 0 | 1.45 | 0 | 2017 | 1.0277 | AEO 2021 - gas_water_heater 2017 ENERGY STAR | AEO 2021 - gas_water_heater 2017 ENERGY STAR | DHW_WH-Water Heating-PG&E-R7-14 | 1 | kBtu/hr | 0.0055764 | Commercial_Miscellaneous_New_Water Heating_Water Heater_TE 94%
Commercial_Miscellaneous_New_Water Heating_Natural Gas_Water Heater_E5 | Commercial | Miscellaneous | New | Water Heating | Natural Gas | Water Heater | E5 | TE 96% | 83.33% | 0% | 0% | 0.17149 | 0 | 0.0084866 | 0 | 8 | 12 | 2019 | 2051 | 100% | 0 | 0 | 0% | Normal | 0% | 0.19165 | 0 | 0 | 1 kBtu/hr | 15000 | 0 | 0.0055764 | 33.9434 | 29.9234 | 0 | 1.4809 | 0 | 2017 | 1.0277 | AEO 2021 - gas_water_heater 2017 ENERGY STAR | AEO 2021 - gas_water_heater 2017 ENERGY STAR | DHW_WH-Water Heating-PG&E-R7-14 | 1 | kBtu/hr | 0.0055764 | Commercial_Miscellaneous_New_Water Heating_Water Heater_TE 96%
Commercial_Miscellaneous_New_Water Heating_Natural Gas_Water Heater_E6 | Commercial | Miscellaneous | New | Water Heating | Natural Gas | Water Heater | E6 | Tankless | 81.63% | 0% | 0% | 0.18547 | 0 | 0.0019427 | 0 | 8 | 12 | 2019 | 2051 | 100% | 0 | 0 | 0% | Normal | 0% | 0.18774 | 0 | 0 | 1 kBtu/hr | 15000 | 0 | 0.0055764 | 33.2506 | 32.3633 | 0 | 0.33898 | 0 | 2017 | 1.0277 | EIA Ref. Case 2018 - Gas Tankless High Eff. | EIA Ref. Case 2018 - Gas Tankless High Eff. | DHW_WH-Water Heating-NMTRM-2016-7 | 1 | kBtu/hr | 0.0055764 | Commercial_Miscellaneous_New_Water Heating_Water Heater_Tankless
Commercial_Miscellaneous_New_Water Heating_Natural Gas_Water Heater_E7 | Commercial | Miscellaneous | New | Water Heating | Natural Gas | Water Heater | E7 | Gas-Fired Absorption HPWH | 75.47% | 0% | 0% | 0.30878 | 0 | 0 | 0 | 10 | 16 | 2019 | 2051 | 100% | 0 | 0 | 0% | Normal | 0% | 0.17357 | 0 | 0 | 1 kBtu/hr | 15000 | 0 | 0.0055764 | 30.7412 | 56.3879 | 0 | 0 | 0 | 2020 | 0.98199 | DHW_WH-Water Heating-DOE-2014-2 | NEEA Report #E20-309, Robur Heat Pump Field Trial. March 11, 2020. | Engineering Calculation and NEEA Report #E20-309, Robur Heat Pump Field Trial. March 11, 2020. | 1 | kBtu/hr | 0.0055764 | Commercial_Miscellaneous_New_Water Heating_Water Heater_Gas-Fired Absorption HPWH
Commercial_Miscellaneous_New_Water Heating_Natural Gas_Water Heater_E8 | Commercial | Miscellaneous | New | Water Heating | Natural Gas | Water Heater | E8 |  | 0% | 0% | 0% | 0 | 0 | 0 | 0 | 0 | 0 | 0 | 0 | 0% | 0 | 0 | 0% | Normal | 0% | 0 | 0 | 0 | [17 empty] | Commercial_Miscellaneous_New_Water Heating_Water Heater_
Commercial_Miscellaneous_New_Water Heating_Natural Gas_Water Heater_E9 | Commercial | Miscellaneous | New | Water Heating | Natural Gas | Water Heater | E9 |  | 0% | 0% | 0% | 0 | 0 | 0 | 0 | 0 | 0 | 0 | 0 | 0% | 0 | 0 | 0% | Normal | 0% | 0 | 0 | 0 | [17 empty] | Commercial_Miscellaneous_New_Water Heating_Water Heater_
Commercial_Miscellaneous_New_Water Heating_Natural Gas_Water Heater_E10 | Commercial | Miscellaneous | New | Water Heating | Natural Gas | Water Heater | E10 |  | 0% | 0% | 0% | 0 | 0 | 0 | 0 | 0 | 0 | 0 | 0 | 0% | 0 | 0 | 0% | Normal | 0% | 0 | 0 | 0 | [17 empty] | Commercial_Miscellaneous_New_Water Heating_Water Heater_
Commercial_Miscellaneous_New_Food Preparation_Natural Gas_Oven_E1 | Commercial | Miscellaneous | New | Food Preparation | Natural Gas | Oven | E1 | Standard | 100% | 0% | 0% | 0.21045 | 0.0044386 | 0 | 0 | 10 | 14 | 2019 | 2051 | 100% | 0 | 0 | 0% | Normal | 0% | 0.02212 | 0 | 0 | 1 unit | 15000 | 0 | 2.7194e-05 | 813.4143 | 7112 | 150 | 0 | 0 | 2013 | 1.0881 | IL TRM - 4.2.1 - CI-FSE-CBOV-V02-160601 | ETO Measure Input Sheet - Com - Gas Convection Oven | IL TRM - 4.2.1 - CI-FSE-CBOV-V02-160601 | 1 | unit | 2.7194e-05 | Commercial_Miscellaneous_New_Food Preparation_Oven_Standard
Commercial_Miscellaneous_New_Food Preparation_Natural Gas_Oven_E2 | Commercial | Miscellaneous | New | Food Preparation | Natural Gas | Oven | E2 | ENERGY STAR (>44% Baking Efficiency) | 86.89% | 0% | 0% | 0.22193 | 0.0044386 | 0 | 0 | 10 | 14 | 2019 | 2051 | 100% | 0 | 0 | 0% | Normal | 0% | 0.019219 | 0 | 0 | 1 unit | 15000 | 0 | 2.7194e-05 | 706.739 | 7500 | 150 | 0 | 0 | 2013 | 1.0881 | IL TRM - 4.2.1 - CI-FSE-CBOV-V02-160601 | EIA 2018 Tech Forecast | ETO Measure Input Sheet | 1 | unit | 2.7194e-05 | Commercial_Miscellaneous_New_Food Preparation_Oven_ENERGY STAR (>44% Baking Efficiency)
Commercial_Miscellaneous_New_Food Preparation_Natural Gas_Oven_E3 | Commercial | Miscellaneous | New | Food Preparation | Natural Gas | Oven | E3 |  | 0% | 0% | 0% | 0 | 0 | 0 | 0 | 0 | 0 | 0 | 0 | 0% | 0 | 0 | 0% | Normal | 0% | 0 | 0 | 0 | [17 empty] | Commercial_Miscellaneous_New_Food Preparation_Oven_
Commercial_Miscellaneous_New_Food Preparation_Natural Gas_Oven_E4 | Commercial | Miscellaneous | New | Food Preparation | Natural Gas | Oven | E4 |  | 0% | 0% | 0% | 0 | 0 | 0 | 0 | 0 | 0 | 0 | 0 | 0% | 0 | 0 | 0% | Normal | 0% | 0 | 0 | 0 | [17 empty] | Commercial_Miscellaneous_New_Food Preparation_Oven_
Commercial_Miscellaneous_New_Food Preparation_Natural Gas_Oven_E5 | Commercial | Miscellaneous | New | Food Preparation | Natural Gas | Oven | E5 |  | 0% | 0% | 0% | 0 | 0 | 0 | 0 | 0 | 0 | 0 | 0 | 0% | 0 | 0 | 0% | Normal | 0% | 0 | 0 | 0 | [17 empty] | Commercial_Miscellaneous_New_Food Preparation_Oven_
Commercial_Miscellaneous_New_Food Preparation_Natural Gas_Oven_E6 | Commercial | Miscellaneous | New | Food Preparation | Natural Gas | Oven | E6 |  | 0% | 0% | 0% | 0 | 0 | 0 | 0 | 0 | 0 | 0 | 0 | 0% | 0 | 0 | 0% | Normal | 0% | 0 | 0 | 0 | [17 empty] | Commercial_Miscellaneous_New_Food Preparation_Oven_
Commercial_Miscellaneous_New_Food Preparation_Natural Gas_Oven_E7 | Commercial | Miscellaneous | New | Food Preparation | Natural Gas | Oven | E7 |  | 0% | 0% | 0% | 0 | 0 | 0 | 0 | 0 | 0 | 0 | 0 | 0% | 0 | 0 | 0% | Normal | 0% | 0 | 0 | 0 | [17 empty] | Commercial_Miscellaneous_New_Food Preparation_Oven_
Commercial_Miscellaneous_New_Food Preparation_Natural Gas_Oven_E8 | Commercial | Miscellaneous | New | Food Preparation | Natural Gas | Oven | E8 |  | 0% | 0% | 0% | 0 | 0 | 0 | 0 | 0 | 0 | 0 | 0 | 0% | 0 | 0 | 0% | Normal | 0% | 0 | 0 | 0 | [17 empty] | Commercial_Miscellaneous_New_Food Preparation_Oven_
Commercial_Miscellaneous_New_Food Preparation_Natural Gas_Oven_E9 | Commercial | Miscellaneous | New | Food Preparation | Natural Gas | Oven | E9 |  | 0% | 0% | 0% | 0 | 0 | 0 | 0 | 0 | 0 | 0 | 0 | 0% | 0 | 0 | 0% | Normal | 0% | 0 | 0 | 0 | [17 empty] | Commercial_Miscellaneous_New_Food Preparation_Oven_
Commercial_Miscellaneous_New_Food Preparation_Natural Gas_Oven_E10 | Commercial | Miscellaneous | New | Food Preparation | Natural Gas | Oven | E10 |  | 0% | 0% | 0% | 0 | 0 | 0 | 0 | 0 | 0 | 0 | 0 | 0% | 0 | 0 | 0% | Normal | 0% | 0 | 0 | 0 | [17 empty] | Commercial_Miscellaneous_New_Food Preparation_Oven_
Commercial_Miscellaneous_New_Food Preparation_Natural Gas_Conveyor Oven_E1 | Commercial | Miscellaneous | New | Food Preparation | Natural Gas | Conveyor Oven | E1 | Standard | 100% | 0% | 0% | 0.15084 | 0 | 0 | 0 | 15 | 19 | 2019 | 2051 | 100% | 0 | 0 | 0% | Normal | 0% | 0.040676 | 0 | 0 | 1 unit | 15000 | 0 | 1.4097e-05 | 2885.475 | 10177 | 0 | 0 | 0 | 2015 | 1.0514 | IL TRM - 4.2.4 - CI-FSE-CVOV-V02-180101 | PGE Workpaper, PGECOFST117 R5, 2015 | MN TRM 3.1 - Gas Conveyor Oven v1.1 | 1 | unit | 1.4097e-05 | Commercial_Miscellaneous_New_Food Preparation_Conveyor Oven_Standard
Commercial_Miscellaneous_New_Food Preparation_Natural Gas_Conveyor Oven_E2 | Commercial | Miscellaneous | New | Food Preparation | Natural Gas | Conveyor Oven | E2 | Efficient (>44% Baking Efficiency) | 76.02% | 0% | 0% | 0.18389 | 0 | 0 | 0 | 15 | 19 | 2019 | 2051 | 100% | 0 | 0 | 0% | Normal | 0% | 0.03092 | 0 | 0 | 1 unit | 15000 | 0 | 1.4097e-05 | 2193.4093 | 12407 | 0 | 0 | 0 | 2015 | 1.0514 | IL TRM - 4.2.4 - CI-FSE-CVOV-V02-180101 | PGE Workpaper, PGECOFST117 R5, 2015 | MN TRM 3.1 - Gas Conveyor Oven v1.1 | 1 | unit | 1.4097e-05 | Commercial_Miscellaneous_New_Food Preparation_Conveyor Oven_Efficient (>44% Baking Efficiency)
Commercial_Miscellaneous_New_Food Preparation_Natural Gas_Conveyor Oven_E3 | Commercial | Miscellaneous | New | Food Preparation | Natural Gas | Conveyor Oven | E3 |  | 0% | 0% | 0% | 0 | 0 | 0 | 0 | 0 | 0 | 0 | 0 | 0% | 0 | 0 | 0% | Normal | 0% | 0 | 0 | 0 | [17 empty] | Commercial_Miscellaneous_New_Food Preparation_Conveyor Oven_
Commercial_Miscellaneous_New_Food Preparation_Natural Gas_Conveyor Oven_E4 | Commercial | Miscellaneous | New | Food Preparation | Natural Gas | Conveyor Oven | E4 |  | 0% | 0% | 0% | 0 | 0 | 0 | 0 | 0 | 0 | 0 | 0 | 0% | 0 | 0 | 0% | Normal | 0% | 0 | 0 | 0 | [17 empty] | Commercial_Miscellaneous_New_Food Preparation_Conveyor Oven_
Commercial_Miscellaneous_New_Food Preparation_Natural Gas_Conveyor Oven_E5 | Commercial | Miscellaneous | New | Food Preparation | Natural Gas | Conveyor Oven | E5 |  | 0% | 0% | 0% | 0 | 0 | 0 | 0 | 0 | 0 | 0 | 0 | 0% | 0 | 0 | 0% | Normal | 0% | 0 | 0 | 0 | [17 empty] | Commercial_Miscellaneous_New_Food Preparation_Conveyor Oven_
Commercial_Miscellaneous_New_Food Preparation_Natural Gas_Conveyor Oven_E6 | Commercial | Miscellaneous | New | Food Preparation | Natural Gas | Conveyor Oven | E6 |  | 0% | 0% | 0% | 0 | 0 | 0 | 0 | 0 | 0 | 0 | 0 | 0% | 0 | 0 | 0% | Normal | 0% | 0 | 0 | 0 | [17 empty] | Commercial_Miscellaneous_New_Food Preparation_Conveyor Oven_
Commercial_Miscellaneous_New_Food Preparation_Natural Gas_Conveyor Oven_E7 | Commercial | Miscellaneous | New | Food Preparation | Natural Gas | Conveyor Oven | E7 |  | 0% | 0% | 0% | 0 | 0 | 0 | 0 | 0 | 0 | 0 | 0 | 0% | 0 | 0 | 0% | Normal | 0% | 0 | 0 | 0 | [17 empty] | Commercial_Miscellaneous_New_Food Preparation_Conveyor Oven_
Commercial_Miscellaneous_New_Food Preparation_Natural Gas_Conveyor Oven_E8 | Commercial | Miscellaneous | New | Food Preparation | Natural Gas | Conveyor Oven | E8 |  | 0% | 0% | 0% | 0 | 0 | 0 | 0 | 0 | 0 | 0 | 0 | 0% | 0 | 0 | 0% | Normal | 0% | 0 | 0 | 0 | [17 empty] | Commercial_Miscellaneous_New_Food Preparation_Conveyor Oven_
Commercial_Miscellaneous_New_Food Preparation_Natural Gas_Conveyor Oven_E9 | Commercial | Miscellaneous | New | Food Preparation | Natural Gas | Conveyor Oven | E9 |  | 0% | 0% | 0% | 0 | 0 | 0 | 0 | 0 | 0 | 0 | 0 | 0% | 0 | 0 | 0% | Normal | 0% | 0 | 0 | 0 | [17 empty] | Commercial_Miscellaneous_New_Food Preparation_Conveyor Oven_
Commercial_Miscellaneous_New_Food Preparation_Natural Gas_Conveyor Oven_E10 | Commercial | Miscellaneous | New | Food Preparation | Natural Gas | Conveyor Oven | E10 |  | 0% | 0% | 0% | 0 | 0 | 0 | 0 | 0 | 0 | 0 | 0 | 0% | 0 | 0 | 0% | Normal | 0% | 0 | 0 | 0 | [17 empty] | Commercial_Miscellaneous_New_Food Preparation_Conveyor Oven_
Commercial_Miscellaneous_New_Food Preparation_Natural Gas_Double Rack Oven_E1 | Commercial | Miscellaneous | New | Food Preparation | Natural Gas | Double Rack Oven | E1 | Standard | 100% | 0% | 0% | 0.22183 | 0 | 0 | 0 | 10 | 14 | 2019 | 2051 | 100% | 0 | 0 | 0% | Normal | 0% | 0.072491 | 0 | 0 | 1 unit | 15000 | 0 | 1.7068e-05 | 4247.1 | 12513 | 0 | 0 | 0 | 2016 | 1.0386 | IL TRM - 4.2.18 - CI-FSE-RKOV-VO2-180101 | PGE Workpaper, PGECOFST109 R6, 2016 | IL TRM - 4.2.18 - CI-FSE-RKOV-VO2-180101 | 1 | unit | 1.7068e-05 | Commercial_Miscellaneous_New_Food Preparation_Double Rack Oven_Standard
Commercial_Miscellaneous_New_Food Preparation_Natural Gas_Double Rack Oven_E2 | Commercial | Miscellaneous | New | Food Preparation | Natural Gas | Double Rack Oven | E2 | FTSC Qualified (>50% Cooking Efficiency) | 54.55% | 0% | 0% | 0.295 | 0 | 0 | 0 | 10 | 14 | 2019 | 2051 | 100% | 0 | 0 | 0% | Normal | 0% | 0.039541 | 0 | 0 | 1 unit | 15000 | 0 | 1.7068e-05 | 2316.6 | 16641 | 0 | 0 | 0 | 2016 | 1.0386 | IL TRM - 4.2.18 - CI-FSE-RKOV-VO2-180101 | PGE Workpaper, PGECOFST109 R6, 2016 | IL TRM - 4.2.18 - CI-FSE-RKOV-VO2-180101 | 1 | unit | 1.7068e-05 | Commercial_Miscellaneous_New_Food Preparation_Double Rack Oven_FTSC Qualified (>50% Cooking Efficiency)
Commercial_Miscellaneous_New_Food Preparation_Natural Gas_Double Rack Oven_E3 | Commercial | Miscellaneous | New | Food Preparation | Natural Gas | Double Rack Oven | E3 |  | 0% | 0% | 0% | 0 | 0 | 0 | 0 | 0 | 0 | 0 | 0 | 0% | 0 | 0 | 0% | Normal | 0% | 0 | 0 | 0 | [17 empty] | Commercial_Miscellaneous_New_Food Preparation_Double Rack Oven_
Commercial_Miscellaneous_New_Food Preparation_Natural Gas_Double Rack Oven_E4 | Commercial | Miscellaneous | New | Food Preparation | Natural Gas | Double Rack Oven | E4 |  | 0% | 0% | 0% | 0 | 0 | 0 | 0 | 0 | 0 | 0 | 0 | 0% | 0 | 0 | 0% | Normal | 0% | 0 | 0 | 0 | [17 empty] | Commercial_Miscellaneous_New_Food Preparation_Double Rack Oven_
Commercial_Miscellaneous_New_Food Preparation_Natural Gas_Double Rack Oven_E5 | Commercial | Miscellaneous | New | Food Preparation | Natural Gas | Double Rack Oven | E5 |  | 0% | 0% | 0% | 0 | 0 | 0 | 0 | 0 | 0 | 0 | 0 | 0% | 0 | 0 | 0% | Normal | 0% | 0 | 0 | 0 | [17 empty] | Commercial_Miscellaneous_New_Food Preparation_Double Rack Oven_
Commercial_Miscellaneous_New_Food Preparation_Natural Gas_Double Rack Oven_E6 | Commercial | Miscellaneous | New | Food Preparation | Natural Gas | Double Rack Oven | E6 |  | 0% | 0% | 0% | 0 | 0 | 0 | 0 | 0 | 0 | 0 | 0 | 0% | 0 | 0 | 0% | Normal | 0% | 0 | 0 | 0 | [17 empty] | Commercial_Miscellaneous_New_Food Preparation_Double Rack Oven_
Commercial_Miscellaneous_New_Food Preparation_Natural Gas_Double Rack Oven_E7 | Commercial | Miscellaneous | New | Food Preparation | Natural Gas | Double Rack Oven | E7 |  | 0% | 0% | 0% | 0 | 0 | 0 | 0 | 0 | 0 | 0 | 0 | 0% | 0 | 0 | 0% | Normal | 0% | 0 | 0 | 0 | [17 empty] | Commercial_Miscellaneous_New_Food Preparation_Double Rack Oven_
Commercial_Miscellaneous_New_Food Preparation_Natural Gas_Double Rack Oven_E8 | Commercial | Miscellaneous | New | Food Preparation | Natural Gas | Double Rack Oven | E8 |  | 0% | 0% | 0% | 0 | 0 | 0 | 0 | 0 | 0 | 0 | 0 | 0% | 0 | 0 | 0% | Normal | 0% | 0 | 0 | 0 | [17 empty] | Commercial_Miscellaneous_New_Food Preparation_Double Rack Oven_
Commercial_Miscellaneous_New_Food Preparation_Natural Gas_Double Rack Oven_E9 | Commercial | Miscellaneous | New | Food Preparation | Natural Gas | Double Rack Oven | E9 |  | 0% | 0% | 0% | 0 | 0 | 0 | 0 | 0 | 0 | 0 | 0 | 0% | 0 | 0 | 0% | Normal | 0% | 0 | 0 | 0 | [17 empty] | Commercial_Miscellaneous_New_Food Preparation_Double Rack Oven_
Commercial_Miscellaneous_New_Food Preparation_Natural Gas_Double Rack Oven_E10 | Commercial | Miscellaneous | New | Food Preparation | Natural Gas | Double Rack Oven | E10 |  | 0% | 0% | 0% | 0 | 0 | 0 | 0 | 0 | 0 | 0 | 0 | 0% | 0 | 0 | 0% | Normal | 0% | 0 | 0 | 0 | [17 empty] | Commercial_Miscellaneous_New_Food Preparation_Double Rack Oven_
Commercial_Miscellaneous_New_Food Preparation_Natural Gas_Fryer_E1 | Commercial | Miscellaneous | New | Food Preparation | Natural Gas | Fryer | E1 | Standard | 100% | 0% | 0% | 0.1138 | 0 | 0 | 0 | 4 | 7 | 2019 | 2021 | 100% | 0 | 0 | 0% | Normal | 0% | 0.036707 | 0 | 0 | 1 unit | 15000 | 0 | 3.2419e-05 | 1132.275 | 3379.7321 | 0 | 0 | 0 | 2016 | 1.0386 | RTF Wkbk - ComCookingFryer_v3_3 | RTF Wkbk - ComCookingFryer_v3_3 | RTF Wkbk - ComCookingFryer_v3_3 | 1 | unit | 3.2419e-05 | Commercial_Miscellaneous_New_Food Preparation_Fryer_Standard
Commercial_Miscellaneous_New_Food Preparation_Natural Gas_Fryer_E2 | Commercial | Miscellaneous | New | Food Preparation | Natural Gas | Fryer | E2 | ENERGY STAR | 61.29% | 0% | 0% | 0.14304 | 0 | 0 | 0 | 4 | 7 | 2019 | 2051 | 100% | 0 | 0 | 0% | Normal | 0% | 0.022498 | 0 | 0 | 1 unit | 15000 | 0 | 3.2419e-05 | 693.975 | 4248.3333 | 0 | 0 | 0 | 2016 | 1.0386 | RTF Wkbk - ComCookingFryer_v3_3 | RTF Wkbk - ComCookingFryer_v3_3 | RTF Wkbk - ComCookingFryer_v3_3 | 1 | unit | 3.2419e-05 | Commercial_Miscellaneous_New_Food Preparation_Fryer_ENERGY STAR
Commercial_Miscellaneous_New_Food Preparation_Natural Gas_Fryer_E3 | Commercial | Miscellaneous | New | Food Preparation | Natural Gas | Fryer | E3 |  | 0% | 0% | 0% | 0 | 0 | 0 | 0 | 0 | 0 | 0 | 0 | 0% | 0 | 0 | 0% | Normal | 0% | 0 | 0 | 0 | [17 empty] | Commercial_Miscellaneous_New_Food Preparation_Fryer_
Commercial_Miscellaneous_New_Food Preparation_Natural Gas_Fryer_E4 | Commercial | Miscellaneous | New | Food Preparation | Natural Gas | Fryer | E4 |  | 0% | 0% | 0% | 0 | 0 | 0 | 0 | 0 | 0 | 0 | 0 | 0% | 0 | 0 | 0% | Normal | 0% | 0 | 0 | 0 | [17 empty] | Commercial_Miscellaneous_New_Food Preparation_Fryer_
Commercial_Miscellaneous_New_Food Preparation_Natural Gas_Fryer_E5 | Commercial | Miscellaneous | New | Food Preparation | Natural Gas | Fryer | E5 |  | 0% | 0% | 0% | 0 | 0 | 0 | 0 | 0 | 0 | 0 | 0 | 0% | 0 | 0 | 0% | Normal | 0% | 0 | 0 | 0 | [17 empty] | Commercial_Miscellaneous_New_Food Preparation_Fryer_
Commercial_Miscellaneous_New_Food Preparation_Natural Gas_Fryer_E6 | Commercial | Miscellaneous | New | Food Preparation | Natural Gas | Fryer | E6 |  | 0% | 0% | 0% | 0 | 0 | 0 | 0 | 0 | 0 | 0 | 0 | 0% | 0 | 0 | 0% | Normal | 0% | 0 | 0 | 0 | [17 empty] | Commercial_Miscellaneous_New_Food Preparation_Fryer_
Commercial_Miscellaneous_New_Food Preparation_Natural Gas_Fryer_E7 | Commercial | Miscellaneous | New | Food Preparation | Natural Gas | Fryer | E7 |  | 0% | 0% | 0% | 0 | 0 | 0 | 0 | 0 | 0 | 0 | 0 | 0% | 0 | 0 | 0% | Normal | 0% | 0 | 0 | 0 | [17 empty] | Commercial_Miscellaneous_New_Food Preparation_Fryer_
Commercial_Miscellaneous_New_Food Preparation_Natural Gas_Fryer_E8 | Commercial | Miscellaneous | New | Food Preparation | Natural Gas | Fryer | E8 |  | 0% | 0% | 0% | 0 | 0 | 0 | 0 | 0 | 0 | 0 | 0 | 0% | 0 | 0 | 0% | Normal | 0% | 0 | 0 | 0 | [17 empty] | Commercial_Miscellaneous_New_Food Preparation_Fryer_
Commercial_Miscellaneous_New_Food Preparation_Natural Gas_Fryer_E9 | Commercial | Miscellaneous | New | Food Preparation | Natural Gas | Fryer | E9 |  | 0% | 0% | 0% | 0 | 0 | 0 | 0 | 0 | 0 | 0 | 0 | 0% | 0 | 0 | 0% | Normal | 0% | 0 | 0 | 0 | [17 empty] | Commercial_Miscellaneous_New_Food Preparation_Fryer_
Commercial_Miscellaneous_New_Food Preparation_Natural Gas_Fryer_E10 | Commercial | Miscellaneous | New | Food Preparation | Natural Gas | Fryer | E10 |  | 0% | 0% | 0% | 0 | 0 | 0 | 0 | 0 | 0 | 0 | 0 | 0% | 0 | 0 | 0% | Normal | 0% | 0 | 0 | 0 | [17 empty] | Commercial_Miscellaneous_New_Food Preparation_Fryer_
Commercial_Miscellaneous_New_Food Preparation_Natural Gas_Broiler_E1 | Commercial | Miscellaneous | New | Food Preparation | Natural Gas | Broiler | E1 | Standard | 100% | 0% | 0% | 0.16804 | 0 | 0 | 0 | 10 | 14 | 2019 | 2051 | 100% | 0 | 0 | 0% | Normal | 0% | 0.040026 | 0 | 0 | 1 unit | 15000 | 0 | 5.9503e-05 | 672.672 | 2500 | 0 | 0 | 0 | 2011 | 1.1296 | IL TRM - 4.2.14 - CI-FSE-IRBL-V02-180101 | Estimate | IL TRM - 4.2.14 - CI-FSE-IRBL-V02-180101 | 1 | unit | 5.9503e-05 | Commercial_Miscellaneous_New_Food Preparation_Broiler_Standard
Commercial_Miscellaneous_New_Food Preparation_Natural Gas_Broiler_E2 | Commercial | Miscellaneous | New | Food Preparation | Natural Gas | Broiler | E2 | Infrared Burners | 64.29% | 0% | 0% | 0.23525 | 0 | 0 | 0 | 10 | 14 | 2019 | 2051 | 100% | 0 | 0 | 0% | Normal | 0% | 0.025731 | 0 | 0 | 1 unit | 15000 | 0 | 5.9503e-05 | 432.432 | 3500 | 0 | 0 | 0 | 2011 | 1.1296 | IL TRM - 4.2.14 - CI-FSE-IRBL-V02-180101 | IL TRM - 4.2.14 - CI-FSE-IRBL-V02-180101 | IL TRM - 4.2.14 - CI-FSE-IRBL-V02-180101 | 1 | unit | 5.9503e-05 | Commercial_Miscellaneous_New_Food Preparation_Broiler_Infrared Burners
Commercial_Miscellaneous_New_Food Preparation_Natural Gas_Broiler_E3 | Commercial | Miscellaneous | New | Food Preparation | Natural Gas | Broiler | E3 |  | 0% | 0% | 0% | 0 | 0 | 0 | 0 | 0 | 0 | 0 | 0 | 0% | 0 | 0 | 0% | Normal | 0% | 0 | 0 | 0 | [17 empty] | Commercial_Miscellaneous_New_Food Preparation_Broiler_
Commercial_Miscellaneous_New_Food Preparation_Natural Gas_Broiler_E4 | Commercial | Miscellaneous | New | Food Preparation | Natural Gas | Broiler | E4 |  | 0% | 0% | 0% | 0 | 0 | 0 | 0 | 0 | 0 | 0 | 0 | 0% | 0 | 0 | 0% | Normal | 0% | 0 | 0 | 0 | [17 empty] | Commercial_Miscellaneous_New_Food Preparation_Broiler_
Commercial_Miscellaneous_New_Food Preparation_Natural Gas_Broiler_E5 | Commercial | Miscellaneous | New | Food Preparation | Natural Gas | Broiler | E5 |  | 0% | 0% | 0% | 0 | 0 | 0 | 0 | 0 | 0 | 0 | 0 | 0% | 0 | 0 | 0% | Normal | 0% | 0 | 0 | 0 | [17 empty] | Commercial_Miscellaneous_New_Food Preparation_Broiler_
Commercial_Miscellaneous_New_Food Preparation_Natural Gas_Broiler_E6 | Commercial | Miscellaneous | New | Food Preparation | Natural Gas | Broiler | E6 |  | 0% | 0% | 0% | 0 | 0 | 0 | 0 | 0 | 0 | 0 | 0 | 0% | 0 | 0 | 0% | Normal | 0% | 0 | 0 | 0 | [17 empty] | Commercial_Miscellaneous_New_Food Preparation_Broiler_
Commercial_Miscellaneous_New_Food Preparation_Natural Gas_Broiler_E7 | Commercial | Miscellaneous | New | Food Preparation | Natural Gas | Broiler | E7 |  | 0% | 0% | 0% | 0 | 0 | 0 | 0 | 0 | 0 | 0 | 0 | 0% | 0 | 0 | 0% | Normal | 0% | 0 | 0 | 0 | [17 empty] | Commercial_Miscellaneous_New_Food Preparation_Broiler_
Commercial_Miscellaneous_New_Food Preparation_Natural Gas_Broiler_E8 | Commercial | Miscellaneous | New | Food Preparation | Natural Gas | Broiler | E8 |  | 0% | 0% | 0% | 0 | 0 | 0 | 0 | 0 | 0 | 0 | 0 | 0% | 0 | 0 | 0% | Normal | 0% | 0 | 0 | 0 | [17 empty] | Commercial_Miscellaneous_New_Food Preparation_Broiler_
Commercial_Miscellaneous_New_Food Preparation_Natural Gas_Broiler_E9 | Commercial | Miscellaneous | New | Food Preparation | Natural Gas | Broiler | E9 |  | 0% | 0% | 0% | 0 | 0 | 0 | 0 | 0 | 0 | 0 | 0 | 0% | 0 | 0 | 0% | Normal | 0% | 0 | 0 | 0 | [17 empty] | Commercial_Miscellaneous_New_Food Preparation_Broiler_
Commercial_Miscellaneous_New_Food Preparation_Natural Gas_Broiler_E10 | Commercial | Miscellaneous | New | Food Preparation | Natural Gas | Broiler | E10 |  | 0% | 0% | 0% | 0 | 0 | 0 | 0 | 0 | 0 | 0 | 0 | 0% | 0 | 0 | 0% | Normal | 0% | 0 | 0 | 0 | [17 empty] | Commercial_Miscellaneous_New_Food Preparation_Broiler_
Commercial_Miscellaneous_New_Food Preparation_Natural Gas_Griddle_E1 | Commercial | Miscellaneous | New | Food Preparation | Natural Gas | Griddle | E1 | Standard | 100% | 0% | 0% | 0.11236 | 0 | 0 | 0 | 10 | 14 | 2019 | 2051 | 100% | 0 | 0 | 0% | Normal | 0% | 0.0247 | 0 | 0 | 1 unit | 15000 | 0 | 2.005e-05 | 1231.891 | 5150 | 0 | 0 | 0 | 2013 | 1.0881 | IL TRM - 4.2.8 - CI-FSE-ESGR-V04-200101 | COOK_GRD-Food Preparation-EIA14-2014 Ref. Case-5 | IL TRM - 4.2.8 - CI-FSE-ESGR-V04-200101 | 1 | unit | 2.005e-05 | Commercial_Miscellaneous_New_Food Preparation_Griddle_Standard
Commercial_Miscellaneous_New_Food Preparation_Natural Gas_Griddle_E2 | Commercial | Miscellaneous | New | Food Preparation | Natural Gas | Griddle | E2 | ENERGY STAR | 91.65% | 0% | 0% | 0.13963 | 0 | 0 | 0 | 10 | 14 | 2019 | 2051 | 100% | 0 | 0 | 0% | Normal | 0% | 0.022638 | 0 | 0 | 1 unit | 15000 | 0 | 2.005e-05 | 1129.0497 | 6400 | 0 | 0 | 0 | 2013 | 1.0881 | IL TRM - 4.2.8 - CI-FSE-ESGR-V04-200101 | ETO Measure Input Sheet - Com - Gas Griddle | ETO Measure Input Sheet - Com - Gas Griddle | 1 | unit | 2.005e-05 | Commercial_Miscellaneous_New_Food Preparation_Griddle_ENERGY STAR
Commercial_Miscellaneous_New_Food Preparation_Natural Gas_Griddle_E3 | Commercial | Miscellaneous | New | Food Preparation | Natural Gas | Griddle | E3 |  | 0% | 0% | 0% | 0 | 0 | 0 | 0 | 0 | 0 | 0 | 0 | 0% | 0 | 0 | 0% | Normal | 0% | 0 | 0 | 0 | [17 empty] | Commercial_Miscellaneous_New_Food Preparation_Griddle_
Commercial_Miscellaneous_New_Food Preparation_Natural Gas_Griddle_E4 | Commercial | Miscellaneous | New | Food Preparation | Natural Gas | Griddle | E4 |  | 0% | 0% | 0% | 0 | 0 | 0 | 0 | 0 | 0 | 0 | 0 | 0% | 0 | 0 | 0% | Normal | 0% | 0 | 0 | 0 | [17 empty] | Commercial_Miscellaneous_New_Food Preparation_Griddle_
Commercial_Miscellaneous_New_Food Preparation_Natural Gas_Griddle_E5 | Commercial | Miscellaneous | New | Food Preparation | Natural Gas | Griddle | E5 |  | 0% | 0% | 0% | 0 | 0 | 0 | 0 | 0 | 0 | 0 | 0 | 0% | 0 | 0 | 0% | Normal | 0% | 0 | 0 | 0 | [17 empty] | Commercial_Miscellaneous_New_Food Preparation_Griddle_
Commercial_Miscellaneous_New_Food Preparation_Natural Gas_Griddle_E6 | Commercial | Miscellaneous | New | Food Preparation | Natural Gas | Griddle | E6 |  | 0% | 0% | 0% | 0 | 0 | 0 | 0 | 0 | 0 | 0 | 0 | 0% | 0 | 0 | 0% | Normal | 0% | 0 | 0 | 0 | [17 empty] | Commercial_Miscellaneous_New_Food Preparation_Griddle_
Commercial_Miscellaneous_New_Food Preparation_Natural Gas_Griddle_E7 | Commercial | Miscellaneous | New | Food Preparation | Natural Gas | Griddle | E7 |  | 0% | 0% | 0% | 0 | 0 | 0 | 0 | 0 | 0 | 0 | 0 | 0% | 0 | 0 | 0% | Normal | 0% | 0 | 0 | 0 | [17 empty] | Commercial_Miscellaneous_New_Food Preparation_Griddle_
Commercial_Miscellaneous_New_Food Preparation_Natural Gas_Griddle_E8 | Commercial | Miscellaneous | New | Food Preparation | Natural Gas | Griddle | E8 |  | 0% | 0% | 0% | 0 | 0 | 0 | 0 | 0 | 0 | 0 | 0 | 0% | 0 | 0 | 0% | Normal | 0% | 0 | 0 | 0 | [17 empty] | Commercial_Miscellaneous_New_Food Preparation_Griddle_
Commercial_Miscellaneous_New_Food Preparation_Natural Gas_Griddle_E9 | Commercial | Miscellaneous | New | Food Preparation | Natural Gas | Griddle | E9 |  | 0% | 0% | 0% | 0 | 0 | 0 | 0 | 0 | 0 | 0 | 0 | 0% | 0 | 0 | 0% | Normal | 0% | 0 | 0 | 0 | [17 empty] | Commercial_Miscellaneous_New_Food Preparation_Griddle_
Commercial_Miscellaneous_New_Food Preparation_Natural Gas_Griddle_E10 | Commercial | Miscellaneous | New | Food Preparation | Natural Gas | Griddle | E10 |  | 0% | 0% | 0% | 0 | 0 | 0 | 0 | 0 | 0 | 0 | 0 | 0% | 0 | 0 | 0% | Normal | 0% | 0 | 0 | 0 | [17 empty] | Commercial_Miscellaneous_New_Food Preparation_Griddle_
Commercial_Miscellaneous_New_Food Preparation_Natural Gas_Range_E1 | Commercial | Miscellaneous | New | Food Preparation | Natural Gas | Range | E1 | Standard | 100% | 0% | 0% | 0.18711 | 0 | 0 | 0 | 8 | 12 | 2019 | 2051 | 100% | 0 | 0 | 0% | Normal | 0% | 0.029327 | 0 | 0 | 1 unit | 15000 | 0 | 2.4439e-05 | 1200 | 7450 | 0 | 0 | 0 | 2017 | 1.0277 | COOK_OVN-Food Preparation-AEO17-1 | EIA 2018 Tech Forecast | Navigant 2009 | 1 | unit | 2.4439e-05 | Commercial_Miscellaneous_New_Food Preparation_Range_Standard
Commercial_Miscellaneous_New_Food Preparation_Natural Gas_Range_E2 | Commercial | Miscellaneous | New | Food Preparation | Natural Gas | Range | E2 | High Efficiency | 75% | 0% | 0% | 0.18714 | 0 | 0 | 0 | 8 | 12 | 2019 | 2051 | 100% | 0 | 0 | 0% | Normal | 0% | 0.021995 | 0 | 0 | 1 unit | 15000 | 0 | 2.4439e-05 | 900 | 7451 | 0 | 0 | 0 | 2017 | 1.0277 | COOK_OVN-Food Preparation-AEO17-1 | EIA 2018 Tech Forecast | EIA 2018 Tech Forecast | 1 | unit | 2.4439e-05 | Commercial_Miscellaneous_New_Food Preparation_Range_High Efficiency
Commercial_Miscellaneous_New_Food Preparation_Natural Gas_Range_E3 | Commercial | Miscellaneous | New | Food Preparation | Natural Gas | Range | E3 |  | 0% | 0% | 0% | 0 | 0 | 0 | 0 | 0 | 0 | 0 | 0 | 0% | 0 | 0 | 0% | Normal | 0% | 0 | 0 | 0 | [17 empty] | Commercial_Miscellaneous_New_Food Preparation_Range_
Commercial_Miscellaneous_New_Food Preparation_Natural Gas_Range_E4 | Commercial | Miscellaneous | New | Food Preparation | Natural Gas | Range | E4 |  | 0% | 0% | 0% | 0 | 0 | 0 | 0 | 0 | 0 | 0 | 0 | 0% | 0 | 0 | 0% | Normal | 0% | 0 | 0 | 0 | [17 empty] | Commercial_Miscellaneous_New_Food Preparation_Range_
Commercial_Miscellaneous_New_Food Preparation_Natural Gas_Range_E5 | Commercial | Miscellaneous | New | Food Preparation | Natural Gas | Range | E5 |  | 0% | 0% | 0% | 0 | 0 | 0 | 0 | 0 | 0 | 0 | 0 | 0% | 0 | 0 | 0% | Normal | 0% | 0 | 0 | 0 | [17 empty] | Commercial_Miscellaneous_New_Food Preparation_Range_
Commercial_Miscellaneous_New_Food Preparation_Natural Gas_Range_E6 | Commercial | Miscellaneous | New | Food Preparation | Natural Gas | Range | E6 |  | 0% | 0% | 0% | 0 | 0 | 0 | 0 | 0 | 0 | 0 | 0 | 0% | 0 | 0 | 0% | Normal | 0% | 0 | 0 | 0 | [17 empty] | Commercial_Miscellaneous_New_Food Preparation_Range_
Commercial_Miscellaneous_New_Food Preparation_Natural Gas_Range_E7 | Commercial | Miscellaneous | New | Food Preparation | Natural Gas | Range | E7 |  | 0% | 0% | 0% | 0 | 0 | 0 | 0 | 0 | 0 | 0 | 0 | 0% | 0 | 0 | 0% | Normal | 0% | 0 | 0 | 0 | [17 empty] | Commercial_Miscellaneous_New_Food Preparation_Range_
Commercial_Miscellaneous_New_Food Preparation_Natural Gas_Range_E8 | Commercial | Miscellaneous | New | Food Preparation | Natural Gas | Range | E8 |  | 0% | 0% | 0% | 0 | 0 | 0 | 0 | 0 | 0 | 0 | 0 | 0% | 0 | 0 | 0% | Normal | 0% | 0 | 0 | 0 | [17 empty] | Commercial_Miscellaneous_New_Food Preparation_Range_
Commercial_Miscellaneous_New_Food Preparation_Natural Gas_Range_E9 | Commercial | Miscellaneous | New | Food Preparation | Natural Gas | Range | E9 |  | 0% | 0% | 0% | 0 | 0 | 0 | 0 | 0 | 0 | 0 | 0 | 0% | 0 | 0 | 0% | Normal | 0% | 0 | 0 | 0 | [17 empty] | Commercial_Miscellaneous_New_Food Preparation_Range_
Commercial_Miscellaneous_New_Food Preparation_Natural Gas_Range_E10 | Commercial | Miscellaneous | New | Food Preparation | Natural Gas | Range | E10 |  | 0% | 0% | 0% | 0 | 0 | 0 | 0 | 0 | 0 | 0 | 0 | 0% | 0 | 0 | 0% | Normal | 0% | 0 | 0 | 0 | [17 empty] | Commercial_Miscellaneous_New_Food Preparation_Range_
Commercial_Miscellaneous_New_Food Preparation_Natural Gas_Steamer_E1 | Commercial | Miscellaneous | New | Food Preparation | Natural Gas | Steamer | E1 | Standard | 100% | 0% | 0% | 0.5544 | 0 | 0 | 0 | 8 | 16 | 2019 | 2021 | 100% | 0 | 0 | 0% | Normal | 0% | 0.058244 | 0 | 0 | 1 unit | 15000 | 0 | 3.8142e-05 | 1527.0152 | 13100 | 0 | 0 | 0 | 2012 | 1.1095 | IL TRM - 4.2.3 - CI-FSE-STMC-V05-190101 | DOE Commercial R&D 2016 - Table 2-10 | IL TRM - 4.2.3 - CI-FSE-STMC-V05-190101 | 1 | unit | 3.8142e-05 | Commercial_Miscellaneous_New_Food Preparation_Steamer_Standard
Commercial_Miscellaneous_New_Food Preparation_Natural Gas_Steamer_E2 | Commercial | Miscellaneous | New | Food Preparation | Natural Gas | Steamer | E2 | ENERGY STAR | 43.38% | 0% | 0% | 0.65046 | 0 | -0.00011129 | 0 | 8 | 16 | 2019 | 2051 | 100% | 0 | 0 | 0% | Normal | 0% | 0.025268 | 0 | 0 | 1 unit | 15000 | 0 | 3.8142e-05 | 662.4553 | 15370 | 0 | -2.6298 | 0 | 2012 | 1.1095 | IL TRM - 4.2.3 - CI-FSE-STMC-V05-190101 | ETO Measure Input Sheet - Com - Gas Steamer | ETO Measure Input Sheet - Com - Gas Steamer | 1 | unit | 3.8142e-05 | Commercial_Miscellaneous_New_Food Preparation_Steamer_ENERGY STAR
Commercial_Miscellaneous_New_Food Preparation_Natural Gas_Steamer_E3 | Commercial | Miscellaneous | New | Food Preparation | Natural Gas | Steamer | E3 |  | 0% | 0% | 0% | 0 | 0 | 0 | 0 | 0 | 0 | 0 | 0 | 0% | 0 | 0 | 0% | Normal | 0% | 0 | 0 | 0 | [17 empty] | Commercial_Miscellaneous_New_Food Preparation_Steamer_
Commercial_Miscellaneous_New_Food Preparation_Natural Gas_Steamer_E4 | Commercial | Miscellaneous | New | Food Preparation | Natural Gas | Steamer | E4 |  | 0% | 0% | 0% | 0 | 0 | 0 | 0 | 0 | 0 | 0 | 0 | 0% | 0 | 0 | 0% | Normal | 0% | 0 | 0 | 0 | [17 empty] | Commercial_Miscellaneous_New_Food Preparation_Steamer_
Commercial_Miscellaneous_New_Food Preparation_Natural Gas_Steamer_E5 | Commercial | Miscellaneous | New | Food Preparation | Natural Gas | Steamer | E5 |  | 0% | 0% | 0% | 0 | 0 | 0 | 0 | 0 | 0 | 0 | 0 | 0% | 0 | 0 | 0% | Normal | 0% | 0 | 0 | 0 | [17 empty] | Commercial_Miscellaneous_New_Food Preparation_Steamer_
Commercial_Miscellaneous_New_Food Preparation_Natural Gas_Steamer_E6 | Commercial | Miscellaneous | New | Food Preparation | Natural Gas | Steamer | E6 |  | 0% | 0% | 0% | 0 | 0 | 0 | 0 | 0 | 0 | 0 | 0 | 0% | 0 | 0 | 0% | Normal | 0% | 0 | 0 | 0 | [17 empty] | Commercial_Miscellaneous_New_Food Preparation_Steamer_
Commercial_Miscellaneous_New_Food Preparation_Natural Gas_Steamer_E7 | Commercial | Miscellaneous | New | Food Preparation | Natural Gas | Steamer | E7 |  | 0% | 0% | 0% | 0 | 0 | 0 | 0 | 0 | 0 | 0 | 0 | 0% | 0 | 0 | 0% | Normal | 0% | 0 | 0 | 0 | [17 empty] | Commercial_Miscellaneous_New_Food Preparation_Steamer_
Commercial_Miscellaneous_New_Food Preparation_Natural Gas_Steamer_E8 | Commercial | Miscellaneous | New | Food Preparation | Natural Gas | Steamer | E8 |  | 0% | 0% | 0% | 0 | 0 | 0 | 0 | 0 | 0 | 0 | 0 | 0% | 0 | 0 | 0% | Normal | 0% | 0 | 0 | 0 | [17 empty] | Commercial_Miscellaneous_New_Food Preparation_Steamer_
Commercial_Miscellaneous_New_Food Preparation_Natural Gas_Steamer_E9 | Commercial | Miscellaneous | New | Food Preparation | Natural Gas | Steamer | E9 |  | 0% | 0% | 0% | 0 | 0 | 0 | 0 | 0 | 0 | 0 | 0 | 0% | 0 | 0 | 0% | Normal | 0% | 0 | 0 | 0 | [17 empty] | Commercial_Miscellaneous_New_Food Preparation_Steamer_
Commercial_Miscellaneous_New_Food Preparation_Natural Gas_Steamer_E10 | Commercial | Miscellaneous | New | Food Preparation | Natural Gas | Steamer | E10 |  | 0% | 0% | 0% | 0 | 0 | 0 | 0 | 0 | 0 | 0 | 0 | 0% | 0 | 0 | 0% | Normal | 0% | 0 | 0 | 0 | [17 empty] | Commercial_Miscellaneous_New_Food Preparation_Steamer_
Commercial_Miscellaneous_New_Food Preparation_Natural Gas_Food Prep Other_E1 | Commercial | Miscellaneous | New | Food Preparation | Natural Gas | Food Prep Other | E1 | Standard | 100% | 0% | 0% | 0.0084184 | 0 | 0 | 0 | 8 | 12 | 2019 | 2051 | 100% | 0 | 0 | 0% | Normal | 0% | 0.010434 | 0 | 0 | 1 unit | 15000 | 0 | 7.3313e-06 | 1423.18 | 1000 | 0 | 0 | 0 | 2010 | 1.1483 | Default | Default | Default | 1 | unit | 7.3313e-06 | Commercial_Miscellaneous_New_Food Preparation_Food Prep Other_Standard
Commercial_Miscellaneous_New_Food Preparation_Natural Gas_Food Prep Other_E2 | Commercial | Miscellaneous | New | Food Preparation | Natural Gas | Food Prep Other | E2 | ENERGY STAR | 100% | 0% | 0% | 0.0084268 | 0 | 0 | 0 | 8 | 12 | 2019 | 2051 | 100% | 0 | 0 | 0% | Normal | 0% | 0.010434 | 0 | 0 | 1 unit | 15000 | 0 | 7.3313e-06 | 1423.18 | 1001 | 0 | 0 | 0 | 2010 | 1.1483 | N/A | N/A | N/A | 1 | unit | 7.3313e-06 | Commercial_Miscellaneous_New_Food Preparation_Food Prep Other_ENERGY STAR
Commercial_Miscellaneous_New_Food Preparation_Natural Gas_Food Prep Other_E3 | Commercial | Miscellaneous | New | Food Preparation | Natural Gas | Food Prep Other | E3 |  | 0% | 0% | 0% | 0 | 0 | 0 | 0 | 0 | 0 | 0 | 0 | 0% | 0 | 0 | 0% | Normal | 0% | 0 | 0 | 0 | [17 empty] | Commercial_Miscellaneous_New_Food Preparation_Food Prep Other_
Commercial_Miscellaneous_New_Food Preparation_Natural Gas_Food Prep Other_E4 | Commercial | Miscellaneous | New | Food Preparation | Natural Gas | Food Prep Other | E4 |  | 0% | 0% | 0% | 0 | 0 | 0 | 0 | 0 | 0 | 0 | 0 | 0% | 0 | 0 | 0% | Normal | 0% | 0 | 0 | 0 | [17 empty] | Commercial_Miscellaneous_New_Food Preparation_Food Prep Other_
Commercial_Miscellaneous_New_Food Preparation_Natural Gas_Food Prep Other_E5 | Commercial | Miscellaneous | New | Food Preparation | Natural Gas | Food Prep Other | E5 |  | 0% | 0% | 0% | 0 | 0 | 0 | 0 | 0 | 0 | 0 | 0 | 0% | 0 | 0 | 0% | Normal | 0% | 0 | 0 | 0 | [17 empty] | Commercial_Miscellaneous_New_Food Preparation_Food Prep Other_
Commercial_Miscellaneous_New_Food Preparation_Natural Gas_Food Prep Other_E6 | Commercial | Miscellaneous | New | Food Preparation | Natural Gas | Food Prep Other | E6 |  | 0% | 0% | 0% | 0 | 0 | 0 | 0 | 0 | 0 | 0 | 0 | 0% | 0 | 0 | 0% | Normal | 0% | 0 | 0 | 0 | [17 empty] | Commercial_Miscellaneous_New_Food Preparation_Food Prep Other_
Commercial_Miscellaneous_New_Food Preparation_Natural Gas_Food Prep Other_E7 | Commercial | Miscellaneous | New | Food Preparation | Natural Gas | Food Prep Other | E7 |  | 0% | 0% | 0% | 0 | 0 | 0 | 0 | 0 | 0 | 0 | 0 | 0% | 0 | 0 | 0% | Normal | 0% | 0 | 0 | 0 | [17 empty] | Commercial_Miscellaneous_New_Food Preparation_Food Prep Other_
Commercial_Miscellaneous_New_Food Preparation_Natural Gas_Food Prep Other_E8 | Commercial | Miscellaneous | New | Food Preparation | Natural Gas | Food Prep Other | E8 |  | 0% | 0% | 0% | 0 | 0 | 0 | 0 | 0 | 0 | 0 | 0 | 0% | 0 | 0 | 0% | Normal | 0% | 0 | 0 | 0 | [17 empty] | Commercial_Miscellaneous_New_Food Preparation_Food Prep Other_
Commercial_Miscellaneous_New_Food Preparation_Natural Gas_Food Prep Other_E9 | Commercial | Miscellaneous | New | Food Preparation | Natural Gas | Food Prep Other | E9 |  | 0% | 0% | 0% | 0 | 0 | 0 | 0 | 0 | 0 | 0 | 0 | 0% | 0 | 0 | 0% | Normal | 0% | 0 | 0 | 0 | [17 empty] | Commercial_Miscellaneous_New_Food Preparation_Food Prep Other_
Commercial_Miscellaneous_New_Food Preparation_Natural Gas_Food Prep Other_E10 | Commercial | Miscellaneous | New | Food Preparation | Natural Gas | Food Prep Other | E10 |  | 0% | 0% | 0% | 0 | 0 | 0 | 0 | 0 | 0 | 0 | 0 | 0% | 0 | 0 | 0% | Normal | 0% | 0 | 0 | 0 | [17 empty] | Commercial_Miscellaneous_New_Food Preparation_Food Prep Other_
Commercial_Miscellaneous_New_Miscellaneous_Natural Gas_Pool Heater_E1 | Commercial | Miscellaneous | New | Miscellaneous | Natural Gas | Pool Heater | E1 | Standard (EF .78) | 100% | 0% | 0% | 0.0028411 | 0 | 0 | 0 | 4 | 8 | 2019 | 2051 | 100% | 0 | 0 | 0% | Normal | 0% | 0.0022057 | 0 | 0 | 1 unit | 15000 | 0 | 1.4724e-07 | 14980 | 18052 | 0 | 0 | 0 | 2014 | 1.0689 | DOE Commercial R&D 2016 - Table 7-6 | DOE Commercial R&D 2016 - Table 7-7 | DOE Commercial R&D 2016 - Table 7-8 | 1 | unit | 1.4724e-07 | Commercial_Miscellaneous_New_Miscellaneous_Pool Heater_Standard (EF .78)
Commercial_Miscellaneous_New_Miscellaneous_Natural Gas_Pool Heater_E2 | Commercial | Miscellaneous | New | Miscellaneous | Natural Gas | Pool Heater | E2 | Condensing (EF .90) | 85% | 0% | 0% | 0.004652 | 0 | 0 | 0 | 4 | 8 | 2019 | 2051 | 100% | 0 | 0 | 0% | Normal | 0% | 0.0018749 | 0 | 0 | 1 unit | 15000 | 0 | 1.4724e-07 | 12733 | 29558 | 0 | 0 | 0 | 2014 | 1.0689 | DOE Commercial R&D 2016 - Table 7-6 | DOE Commercial R&D 2016 - Table 7-7 | DOE Commercial R&D 2016 - Table 7-9 | 1 | unit | 1.4724e-07 | Commercial_Miscellaneous_New_Miscellaneous_Pool Heater_Condensing (EF .90)
Commercial_Miscellaneous_New_Miscellaneous_Natural Gas_Pool Heater_E3 | Commercial | Miscellaneous | New | Miscellaneous | Natural Gas | Pool Heater | E3 |  | 0% | 0% | 0% | 0 | 0 | 0 | 0 | 0 | 0 | 0 | 0 | 0% | 0 | 0 | 0% | Normal | 0% | 0 | 0 | 0 | [17 empty] | Commercial_Miscellaneous_New_Miscellaneous_Pool Heater_
Commercial_Miscellaneous_New_Miscellaneous_Natural Gas_Pool Heater_E4 | Commercial | Miscellaneous | New | Miscellaneous | Natural Gas | Pool Heater | E4 |  | 0% | 0% | 0% | 0 | 0 | 0 | 0 | 0 | 0 | 0 | 0 | 0% | 0 | 0 | 0% | Normal | 0% | 0 | 0 | 0 | [17 empty] | Commercial_Miscellaneous_New_Miscellaneous_Pool Heater_
Commercial_Miscellaneous_New_Miscellaneous_Natural Gas_Pool Heater_E5 | Commercial | Miscellaneous | New | Miscellaneous | Natural Gas | Pool Heater | E5 |  | 0% | 0% | 0% | 0 | 0 | 0 | 0 | 0 | 0 | 0 | 0 | 0% | 0 | 0 | 0% | Normal | 0% | 0 | 0 | 0 | [17 empty] | Commercial_Miscellaneous_New_Miscellaneous_Pool Heater_
Commercial_Miscellaneous_New_Miscellaneous_Natural Gas_Pool Heater_E6 | Commercial | Miscellaneous | New | Miscellaneous | Natural Gas | Pool Heater | E6 |  | 0% | 0% | 0% | 0 | 0 | 0 | 0 | 0 | 0 | 0 | 0 | 0% | 0 | 0 | 0% | Normal | 0% | 0 | 0 | 0 | [17 empty] | Commercial_Miscellaneous_New_Miscellaneous_Pool Heater_
Commercial_Miscellaneous_New_Miscellaneous_Natural Gas_Pool Heater_E7 | Commercial | Miscellaneous | New | Miscellaneous | Natural Gas | Pool Heater | E7 |  | 0% | 0% | 0% | 0 | 0 | 0 | 0 | 0 | 0 | 0 | 0 | 0% | 0 | 0 | 0% | Normal | 0% | 0 | 0 | 0 | [17 empty] | Commercial_Miscellaneous_New_Miscellaneous_Pool Heater_
Commercial_Miscellaneous_New_Miscellaneous_Natural Gas_Pool Heater_E8 | Commercial | Miscellaneous | New | Miscellaneous | Natural Gas | Pool Heater | E8 |  | 0% | 0% | 0% | 0 | 0 | 0 | 0 | 0 | 0 | 0 | 0 | 0% | 0 | 0 | 0% | Normal | 0% | 0 | 0 | 0 | [17 empty] | Commercial_Miscellaneous_New_Miscellaneous_Pool Heater_
Commercial_Miscellaneous_New_Miscellaneous_Natural Gas_Pool Heater_E9 | Commercial | Miscellaneous | New | Miscellaneous | Natural Gas | Pool Heater | E9 |  | 0% | 0% | 0% | 0 | 0 | 0 | 0 | 0 | 0 | 0 | 0 | 0% | 0 | 0 | 0% | Normal | 0% | 0 | 0 | 0 | [17 empty] | Commercial_Miscellaneous_New_Miscellaneous_Pool Heater_
Commercial_Miscellaneous_New_Miscellaneous_Natural Gas_Pool Heater_E10 | Commercial | Miscellaneous | New | Miscellaneous | Natural Gas | Pool Heater | E10 |  | 0% | 0% | 0% | 0 | 0 | 0 | 0 | 0 | 0 | 0 | 0 | 0% | 0 | 0 | 0% | Normal | 0% | 0 | 0 | 0 | [17 empty] | Commercial_Miscellaneous_New_Miscellaneous_Pool Heater_
Commercial_Miscellaneous_New_Miscellaneous_Natural Gas_Miscellaneous_E1 | Commercial | Miscellaneous | New | Miscellaneous | Natural Gas | Miscellaneous | E1 | Miscellaneous | 100% | 0% | 0% | 1.0386 | 0 | 0 | 0 | 2 | 8 | 2019 | 2051 | 100% | 0 | 0 | 0% | Normal | 0% | 0.0090361 | 0 | 0 | 1 unit | 15000 | 0 | 1 | 1 | 1 | 0 | 0 | 0 | 2016 | 1.0386 | N/A | N/A | N/A | 1 | unit | 1 | Commercial_Miscellaneous_New_Miscellaneous_Miscellaneous_Miscellaneous
Commercial_Miscellaneous_New_Miscellaneous_Natural Gas_Miscellaneous_E2 | Commercial | Miscellaneous | New | Miscellaneous | Natural Gas | Miscellaneous | E2 |  | 0% | 0% | 0% | 0 | 0 | 0 | 0 | 0 | 0 | 0 | 0 | 0% | 0 | 0 | 0% | Normal | 0% | 0 | 0 | 0 | [17 empty] | Commercial_Miscellaneous_New_Miscellaneous_Miscellaneous_
Commercial_Miscellaneous_New_Miscellaneous_Natural Gas_Miscellaneous_E3 | Commercial | Miscellaneous | New | Miscellaneous | Natural Gas | Miscellaneous | E3 |  | 0% | 0% | 0% | 0 | 0 | 0 | 0 | 0 | 0 | 0 | 0 | 0% | 0 | 0 | 0% | Normal | 0% | 0 | 0 | 0 | [17 empty] | Commercial_Miscellaneous_New_Miscellaneous_Miscellaneous_
Commercial_Miscellaneous_New_Miscellaneous_Natural Gas_Miscellaneous_E4 | Commercial | Miscellaneous | New | Miscellaneous | Natural Gas | Miscellaneous | E4 |  | 0% | 0% | 0% | 0 | 0 | 0 | 0 | 0 | 0 | 0 | 0 | 0% | 0 | 0 | 0% | Normal | 0% | 0 | 0 | 0 | [17 empty] | Commercial_Miscellaneous_New_Miscellaneous_Miscellaneous_
Commercial_Miscellaneous_New_Miscellaneous_Natural Gas_Miscellaneous_E5 | Commercial | Miscellaneous | New | Miscellaneous | Natural Gas | Miscellaneous | E5 |  | 0% | 0% | 0% | 0 | 0 | 0 | 0 | 0 | 0 | 0 | 0 | 0% | 0 | 0 | 0% | Normal | 0% | 0 | 0 | 0 | [17 empty] | Commercial_Miscellaneous_New_Miscellaneous_Miscellaneous_
Commercial_Miscellaneous_New_Miscellaneous_Natural Gas_Miscellaneous_E6 | Commercial | Miscellaneous | New | Miscellaneous | Natural Gas | Miscellaneous | E6 |  | 0% | 0% | 0% | 0 | 0 | 0 | 0 | 0 | 0 | 0 | 0 | 0% | 0 | 0 | 0% | Normal | 0% | 0 | 0 | 0 | [17 empty] | Commercial_Miscellaneous_New_Miscellaneous_Miscellaneous_
Commercial_Miscellaneous_New_Miscellaneous_Natural Gas_Miscellaneous_E7 | Commercial | Miscellaneous | New | Miscellaneous | Natural Gas | Miscellaneous | E7 |  | 0% | 0% | 0% | 0 | 0 | 0 | 0 | 0 | 0 | 0 | 0 | 0% | 0 | 0 | 0% | Normal | 0% | 0 | 0 | 0 | [17 empty] | Commercial_Miscellaneous_New_Miscellaneous_Miscellaneous_
Commercial_Miscellaneous_New_Miscellaneous_Natural Gas_Miscellaneous_E8 | Commercial | Miscellaneous | New | Miscellaneous | Natural Gas | Miscellaneous | E8 |  | 0% | 0% | 0% | 0 | 0 | 0 | 0 | 0 | 0 | 0 | 0 | 0% | 0 | 0 | 0% | Normal | 0% | 0 | 0 | 0 | [17 empty] | Commercial_Miscellaneous_New_Miscellaneous_Miscellaneous_
Commercial_Miscellaneous_New_Miscellaneous_Natural Gas_Miscellaneous_E9 | Commercial | Miscellaneous | New | Miscellaneous | Natural Gas | Miscellaneous | E9 |  | 0% | 0% | 0% | 0 | 0 | 0 | 0 | 0 | 0 | 0 | 0 | 0% | 0 | 0 | 0% | Normal | 0% | 0 | 0 | 0 | [17 empty] | Commercial_Miscellaneous_New_Miscellaneous_Miscellaneous_
Commercial_Miscellaneous_New_Miscellaneous_Natural Gas_Miscellaneous_E10 | Commercial | Miscellaneous | New | Miscellaneous | Natural Gas | Miscellaneous | E10 |  | 0% | 0% | 0% | 0 | 0 | 0 | 0 | 0 | 0 | 0 | 0 | 0% | 0 | 0 | 0% | Normal | 0% | 0 | 0 | 0 | [17 empty] | Commercial_Miscellaneous_New_Miscellaneous_Miscellaneous_

## Purchase Shares
Key | Sector | Segment | Vintage | End Use | Fuel | Technology | Equipment | Label | Case | 2019 | 2020 | 2021 | 2022 | 2023 | 2024 | 2025 | 2026 | 2027 | 2028 | 2029 | 2030 | 2031 | 2032 | 2033 | 2034 | 2035 | 2036 | 2037 | 2038 | 2039 | 2040 | 2041 | 2042 | 2043 | 2044 | 2045 | 2046 | 2047 | 2048 | 2049 | 2050 | 2051
Commercial_Office_Existing_Space Heating_Natural Gas_Furnace_E1_Baseline Forecast | Commercial | Office | Existing | Space Heating | Natural Gas | Furnace | E1 | AFUE 80% (Standard) | Baseline Forecast | 100% | 100% | 100% | 100% | 100% | 100% | 100% | 100% | 100% | 100% | 100% | 100% | 100% | 100% | 100% | 100% | 100% | 100% | 100% | 100% | 100% | 100% | 100% | 100% | 100% | 100% | 100% | 100% | 100% | 100% | 100% | 100% | 100%
Commercial_Office_Existing_Space Heating_Natural Gas_Furnace_E2_Baseline Forecast | Commercial | Office | Existing | Space Heating | Natural Gas | Furnace | E2 | AFUE 90% | Baseline Forecast | bar: 2019 to 2051
Commercial_Office_Existing_Space Heating_Natural Gas_Furnace_E3_Baseline Forecast | Commercial | Office | Existing | Space Heating | Natural Gas | Furnace | E3 | AFUE 96% | Baseline Forecast | bar: 2019 to 2051
Commercial_Office_Existing_Space Heating_Natural Gas_Furnace_E4_Baseline Forecast | Commercial | Office | Existing | Space Heating | Natural Gas | Furnace | E4 | Convert to NG Air Source Heat Pump | Baseline Forecast | bar: 2019 to 2051
Commercial_Office_Existing_Space Heating_Natural Gas_Furnace_E5_Baseline Forecast | Commercial | Office | Existing | Space Heating | Natural Gas | Furnace | E5 |  | Baseline Forecast | bar: 2019 to 2051
Commercial_Office_Existing_Space Heating_Natural Gas_Furnace_E6_Baseline Forecast | Commercial | Office | Existing | Space Heating | Natural Gas | Furnace | E6 |  | Baseline Forecast | bar: 2019 to 2051
Commercial_Office_Existing_Space Heating_Natural Gas_Furnace_E7_Baseline Forecast | Commercial | Office | Existing | Space Heating | Natural Gas | Furnace | E7 |  | Baseline Forecast | bar: 2019 to 2051
Commercial_Office_Existing_Space Heating_Natural Gas_Furnace_E8_Baseline Forecast | Commercial | Office | Existing | Space Heating | Natural Gas | Furnace | E8 |  | Baseline Forecast | bar: 2019 to 2051
Commercial_Office_Existing_Space Heating_Natural Gas_Furnace_E9_Baseline Forecast | Commercial | Office | Existing | Space Heating | Natural Gas | Furnace | E9 |  | Baseline Forecast | bar: 2019 to 2051
Commercial_Office_Existing_Space Heating_Natural Gas_Furnace_E10_Baseline Forecast | Commercial | Office | Existing | Space Heating | Natural Gas | Furnace | E10 |  | Baseline Forecast | bar: 2019 to 2051
Commercial_Office_Existing_Space Heating_Natural Gas_Boiler_E1_Baseline Forecast | Commercial | Office | Existing | Space Heating | Natural Gas | Boiler | E1 | AFUE 80% (Standard) | Baseline Forecast | 86.88% | 88.37% | 88.19% | 87.81% | 87.61% | 75.47% | 75.07% | 76.27% | 75.86% | 75.44% | 75% | 88.07% | 87.85% | 87.61% | 87.36% | 87.11% | 86.84% | 86.84% | 86.84% | 86.84% | 86.84% | 86.84% | 86.84% | 86.84% | 86.84% | 86.84% | 86.84% | 86.84% | 86.84% | 86.84% | 86.84% | 86.84% | 86.84%
Commercial_Office_Existing_Space Heating_Natural Gas_Boiler_E2_Baseline Forecast | Commercial | Office | Existing | Space Heating | Natural Gas | Boiler | E2 | AFUE 85% | Baseline Forecast | bar: 2019 to 2051
Commercial_Office_Existing_Space Heating_Natural Gas_Boiler_E3_Baseline Forecast | Commercial | Office | Existing | Space Heating | Natural Gas | Boiler | E3 | AFUE 97% | Baseline Forecast | 13.12% | 11.63% | 11.81% | 12.19% | 12.39% | 24.53% | 24.93% | 23.73% | 24.14% | 24.56% | 25% | 11.93% | 12.15% | 12.39% | 12.64% | 12.89% | 13.16% | 13.16% | 13.16% | 13.16% | 13.16% | 13.16% | 13.16% | 13.16% | 13.16% | 13.16% | 13.16% | 13.16% | 13.16% | 13.16% | 13.16% | 13.16% | 13.16%
Commercial_Office_Existing_Space Heating_Natural Gas_Boiler_E4_Baseline Forecast | Commercial | Office | Existing | Space Heating | Natural Gas | Boiler | E4 | Convert to NG Air Source Heat Pump | Baseline Forecast | bar: 2019 to 2051
Commercial_Office_Existing_Space Heating_Natural Gas_Boiler_E5_Baseline Forecast | Commercial | Office | Existing | Space Heating | Natural Gas | Boiler | E5 |  | Baseline Forecast | bar: 2019 to 2051
Commercial_Office_Existing_Space Heating_Natural Gas_Boiler_E6_Baseline Forecast | Commercial | Office | Existing | Space Heating | Natural Gas | Boiler | E6 |  | Baseline Forecast | bar: 2019 to 2051
Commercial_Office_Existing_Space Heating_Natural Gas_Boiler_E7_Baseline Forecast | Commercial | Office | Existing | Space Heating | Natural Gas | Boiler | E7 |  | Baseline Forecast | bar: 2019 to 2051
Commercial_Office_Existing_Space Heating_Natural Gas_Boiler_E8_Baseline Forecast | Commercial | Office | Existing | Space Heating | Natural Gas | Boiler | E8 |  | Baseline Forecast | bar: 2019 to 2051
Commercial_Office_Existing_Space Heating_Natural Gas_Boiler_E9_Baseline Forecast | Commercial | Office | Existing | Space Heating | Natural Gas | Boiler | E9 |  | Baseline Forecast | bar: 2019 to 2051
Commercial_Office_Existing_Space Heating_Natural Gas_Boiler_E10_Baseline Forecast | Commercial | Office | Existing | Space Heating | Natural Gas | Boiler | E10 |  | Baseline Forecast | bar: 2019 to 2051
Commercial_Office_Existing_Space Heating_Natural Gas_Unit Heater_E1_Baseline Forecast | Commercial | Office | Existing | Space Heating | Natural Gas | Unit Heater | E1 | Standard | Baseline Forecast | 100% | 100% | 100% | 100% | 100% | 100% | 100% | 100% | 100% | 100% | 100% | 100% | 100% | 100% | 100% | 100% | 100% | 100% | 100% | 100% | 100% | 100% | 100% | 100% | 100% | 100% | 100% | 100% | 100% | 100% | 100% | 100% | 100%
Commercial_Office_Existing_Space Heating_Natural Gas_Unit Heater_E2_Baseline Forecast | Commercial | Office | Existing | Space Heating | Natural Gas | Unit Heater | E2 | Condensing | Baseline Forecast | bar: 2019 to 2051
Commercial_Office_Existing_Space Heating_Natural Gas_Unit Heater_E3_Baseline Forecast | Commercial | Office | Existing | Space Heating | Natural Gas | Unit Heater | E3 | Infrared Radiant | Baseline Forecast | bar: 2019 to 2051
Commercial_Office_Existing_Space Heating_Natural Gas_Unit Heater_E4_Baseline Forecast | Commercial | Office | Existing | Space Heating | Natural Gas | Unit Heater | E4 |  | Baseline Forecast | bar: 2019 to 2051
Commercial_Office_Existing_Space Heating_Natural Gas_Unit Heater_E5_Baseline Forecast | Commercial | Office | Existing | Space Heating | Natural Gas | Unit Heater | E5 |  | Baseline Forecast | bar: 2019 to 2051
Commercial_Office_Existing_Space Heating_Natural Gas_Unit Heater_E6_Baseline Forecast | Commercial | Office | Existing | Space Heating | Natural Gas | Unit Heater | E6 |  | Baseline Forecast | bar: 2019 to 2051
Commercial_Office_Existing_Space Heating_Natural Gas_Unit Heater_E7_Baseline Forecast | Commercial | Office | Existing | Space Heating | Natural Gas | Unit Heater | E7 |  | Baseline Forecast | bar: 2019 to 2051
Commercial_Office_Existing_Space Heating_Natural Gas_Unit Heater_E8_Baseline Forecast | Commercial | Office | Existing | Space Heating | Natural Gas | Unit Heater | E8 |  | Baseline Forecast | bar: 2019 to 2051
Commercial_Office_Existing_Space Heating_Natural Gas_Unit Heater_E9_Baseline Forecast | Commercial | Office | Existing | Space Heating | Natural Gas | Unit Heater | E9 |  | Baseline Forecast | bar: 2019 to 2051
Commercial_Office_Existing_Space Heating_Natural Gas_Unit Heater_E10_Baseline Forecast | Commercial | Office | Existing | Space Heating | Natural Gas | Unit Heater | E10 |  | Baseline Forecast | bar: 2019 to 2051
Commercial_Office_Existing_Water Heating_Natural Gas_Water Heater_E1_Baseline Forecast | Commercial | Office | Existing | Water Heating | Natural Gas | Water Heater | E1 | TE 80% | Baseline Forecast | bar: 2019 to 2051
Commercial_Office_Existing_Water Heating_Natural Gas_Water Heater_E2_Baseline Forecast | Commercial | Office | Existing | Water Heating | Natural Gas | Water Heater | E2 | TE 81% | Baseline Forecast | 100% | 100% | 100% | 100% | 100% | 100% | 100% | 100% | 100% | 100% | 100% | 100% | 100% | 100% | 100% | 100% | 100% | 100% | 100% | 100% | 100% | 100% | 100% | 100% | 100% | 100% | 100% | 100% | 100% | 100% | 100% | 100% | 100%
Commercial_Office_Existing_Water Heating_Natural Gas_Water Heater_E3_Baseline Forecast | Commercial | Office | Existing | Water Heating | Natural Gas | Water Heater | E3 | TE 88% | Baseline Forecast | bar: 2019 to 2051
Commercial_Office_Existing_Water Heating_Natural Gas_Water Heater_E4_Baseline Forecast | Commercial | Office | Existing | Water Heating | Natural Gas | Water Heater | E4 | TE 94% | Baseline Forecast | bar: 2019 to 2051
Commercial_Office_Existing_Water Heating_Natural Gas_Water Heater_E5_Baseline Forecast | Commercial | Office | Existing | Water Heating | Natural Gas | Water Heater | E5 | TE 96% | Baseline Forecast | bar: 2019 to 2051
Commercial_Office_Existing_Water Heating_Natural Gas_Water Heater_E6_Baseline Forecast | Commercial | Office | Existing | Water Heating | Natural Gas | Water Heater | E6 | Tankless | Baseline Forecast | bar: 2019 to 2051
Commercial_Office_Existing_Water Heating_Natural Gas_Water Heater_E7_Baseline Forecast | Commercial | Office | Existing | Water Heating | Natural Gas | Water Heater | E7 | Gas-Fired Absorption HPWH | Baseline Forecast | bar: 2019 to 2051
Commercial_Office_Existing_Water Heating_Natural Gas_Water Heater_E8_Baseline Forecast | Commercial | Office | Existing | Water Heating | Natural Gas | Water Heater | E8 |  | Baseline Forecast | bar: 2019 to 2051
Commercial_Office_Existing_Water Heating_Natural Gas_Water Heater_E9_Baseline Forecast | Commercial | Office | Existing | Water Heating | Natural Gas | Water Heater | E9 |  | Baseline Forecast | bar: 2019 to 2051
Commercial_Office_Existing_Water Heating_Natural Gas_Water Heater_E10_Baseline Forecast | Commercial | Office | Existing | Water Heating | Natural Gas | Water Heater | E10 |  | Baseline Forecast | bar: 2019 to 2051
Commercial_Office_Existing_Food Preparation_Natural Gas_Oven_E1_Baseline Forecast | Commercial | Office | Existing | Food Preparation | Natural Gas | Oven | E1 | Standard | Baseline Forecast | 41% | 41% | 41% | 41% | 41% | 41% | 41% | 41% | 41% | 41% | 41% | 41% | 41% | 41% | 41% | 41% | 41% | 41% | 41% | 41% | 41% | 41% | 41% | 41% | 41% | 41% | 41% | 41% | 41% | 41% | 41% | 41% | 41%
Commercial_Office_Existing_Food Preparation_Natural Gas_Oven_E2_Baseline Forecast | Commercial | Office | Existing | Food Preparation | Natural Gas | Oven | E2 | ENERGY STAR (>44% Baking Efficiency) | Baseline Forecast | 59% | 59% | 59% | 59% | 59% | 59% | 59% | 59% | 59% | 59% | 59% | 59% | 59% | 59% | 59% | 59% | 59% | 59% | 59% | 59% | 59% | 59% | 59% | 59% | 59% | 59% | 59% | 59% | 59% | 59% | 59% | 59% | 59%
Commercial_Office_Existing_Food Preparation_Natural Gas_Oven_E3_Baseline Forecast | Commercial | Office | Existing | Food Preparation | Natural Gas | Oven | E3 |  | Baseline Forecast | bar: 2019 to 2051
Commercial_Office_Existing_Food Preparation_Natural Gas_Oven_E4_Baseline Forecast | Commercial | Office | Existing | Food Preparation | Natural Gas | Oven | E4 |  | Baseline Forecast | bar: 2019 to 2051
Commercial_Office_Existing_Food Preparation_Natural Gas_Oven_E5_Baseline Forecast | Commercial | Office | Existing | Food Preparation | Natural Gas | Oven | E5 |  | Baseline Forecast | bar: 2019 to 2051
Commercial_Office_Existing_Food Preparation_Natural Gas_Oven_E6_Baseline Forecast | Commercial | Office | Existing | Food Preparation | Natural Gas | Oven | E6 |  | Baseline Forecast | bar: 2019 to 2051
Commercial_Office_Existing_Food Preparation_Natural Gas_Oven_E7_Baseline Forecast | Commercial | Office | Existing | Food Preparation | Natural Gas | Oven | E7 |  | Baseline Forecast | bar: 2019 to 2051
Commercial_Office_Existing_Food Preparation_Natural Gas_Oven_E8_Baseline Forecast | Commercial | Office | Existing | Food Preparation | Natural Gas | Oven | E8 |  | Baseline Forecast | bar: 2019 to 2051
Commercial_Office_Existing_Food Preparation_Natural Gas_Oven_E9_Baseline Forecast | Commercial | Office | Existing | Food Preparation | Natural Gas | Oven | E9 |  | Baseline Forecast | bar: 2019 to 2051
Commercial_Office_Existing_Food Preparation_Natural Gas_Oven_E10_Baseline Forecast | Commercial | Office | Existing | Food Preparation | Natural Gas | Oven | E10 |  | Baseline Forecast | bar: 2019 to 2051
Commercial_Office_Existing_Food Preparation_Natural Gas_Conveyor Oven_E1_Baseline Forecast | Commercial | Office | Existing | Food Preparation | Natural Gas | Conveyor Oven | E1 | Standard | Baseline Forecast | 41% | 41% | 41% | 41% | 41% | 41% | 41% | 41% | 41% | 41% | 41% | 41% | 41% | 41% | 41% | 41% | 41% | 41% | 41% | 41% | 41% | 41% | 41% | 41% | 41% | 41% | 41% | 41% | 41% | 41% | 41% | 41% | 41%
Commercial_Office_Existing_Food Preparation_Natural Gas_Conveyor Oven_E2_Baseline Forecast | Commercial | Office | Existing | Food Preparation | Natural Gas | Conveyor Oven | E2 | Efficient (>44% Baking Efficiency) | Baseline Forecast | 59% | 59% | 59% | 59% | 59% | 59% | 59% | 59% | 59% | 59% | 59% | 59% | 59% | 59% | 59% | 59% | 59% | 59% | 59% | 59% | 59% | 59% | 59% | 59% | 59% | 59% | 59% | 59% | 59% | 59% | 59% | 59% | 59%
Commercial_Office_Existing_Food Preparation_Natural Gas_Conveyor Oven_E3_Baseline Forecast | Commercial | Office | Existing | Food Preparation | Natural Gas | Conveyor Oven | E3 |  | Baseline Forecast | bar: 2019 to 2051
Commercial_Office_Existing_Food Preparation_Natural Gas_Conveyor Oven_E4_Baseline Forecast | Commercial | Office | Existing | Food Preparation | Natural Gas | Conveyor Oven | E4 |  | Baseline Forecast | bar: 2019 to 2051
Commercial_Office_Existing_Food Preparation_Natural Gas_Conveyor Oven_E5_Baseline Forecast | Commercial | Office | Existing | Food Preparation | Natural Gas | Conveyor Oven | E5 |  | Baseline Forecast | bar: 2019 to 2051
Commercial_Office_Existing_Food Preparation_Natural Gas_Conveyor Oven_E6_Baseline Forecast | Commercial | Office | Existing | Food Preparation | Natural Gas | Conveyor Oven | E6 |  | Baseline Forecast | bar: 2019 to 2051
Commercial_Office_Existing_Food Preparation_Natural Gas_Conveyor Oven_E7_Baseline Forecast | Commercial | Office | Existing | Food Preparation | Natural Gas | Conveyor Oven | E7 |  | Baseline Forecast | bar: 2019 to 2051
Commercial_Office_Existing_Food Preparation_Natural Gas_Conveyor Oven_E8_Baseline Forecast | Commercial | Office | Existing | Food Preparation | Natural Gas | Conveyor Oven | E8 |  | Baseline Forecast | bar: 2019 to 2051
Commercial_Office_Existing_Food Preparation_Natural Gas_Conveyor Oven_E9_Baseline Forecast | Commercial | Office | Existing | Food Preparation | Natural Gas | Conveyor Oven | E9 |  | Baseline Forecast | bar: 2019 to 2051
Commercial_Office_Existing_Food Preparation_Natural Gas_Conveyor Oven_E10_Baseline Forecast | Commercial | Office | Existing | Food Preparation | Natural Gas | Conveyor Oven | E10 |  | Baseline Forecast | bar: 2019 to 2051
Commercial_Office_Existing_Food Preparation_Natural Gas_Double Rack Oven_E1_Baseline Forecast | Commercial | Office | Existing | Food Preparation | Natural Gas | Double Rack Oven | E1 | Standard | Baseline Forecast | 41% | 41% | 41% | 41% | 41% | 41% | 41% | 41% | 41% | 41% | 41% | 41% | 41% | 41% | 41% | 41% | 41% | 41% | 41% | 41% | 41% | 41% | 41% | 41% | 41% | 41% | 41% | 41% | 41% | 41% | 41% | 41% | 41%
Commercial_Office_Existing_Food Preparation_Natural Gas_Double Rack Oven_E2_Baseline Forecast | Commercial | Office | Existing | Food Preparation | Natural Gas | Double Rack Oven | E2 | FTSC Qualified (>50% Cooking Efficiency) | Baseline Forecast | 59% | 59% | 59% | 59% | 59% | 59% | 59% | 59% | 59% | 59% | 59% | 59% | 59% | 59% | 59% | 59% | 59% | 59% | 59% | 59% | 59% | 59% | 59% | 59% | 59% | 59% | 59% | 59% | 59% | 59% | 59% | 59% | 59%
Commercial_Office_Existing_Food Preparation_Natural Gas_Double Rack Oven_E3_Baseline Forecast | Commercial | Office | Existing | Food Preparation | Natural Gas | Double Rack Oven | E3 |  | Baseline Forecast | bar: 2019 to 2051
Commercial_Office_Existing_Food Preparation_Natural Gas_Double Rack Oven_E4_Baseline Forecast | Commercial | Office | Existing | Food Preparation | Natural Gas | Double Rack Oven | E4 |  | Baseline Forecast | bar: 2019 to 2051
Commercial_Office_Existing_Food Preparation_Natural Gas_Double Rack Oven_E5_Baseline Forecast | Commercial | Office | Existing | Food Preparation | Natural Gas | Double Rack Oven | E5 |  | Baseline Forecast | bar: 2019 to 2051
Commercial_Office_Existing_Food Preparation_Natural Gas_Double Rack Oven_E6_Baseline Forecast | Commercial | Office | Existing | Food Preparation | Natural Gas | Double Rack Oven | E6 |  | Baseline Forecast | bar: 2019 to 2051
Commercial_Office_Existing_Food Preparation_Natural Gas_Double Rack Oven_E7_Baseline Forecast | Commercial | Office | Existing | Food Preparation | Natural Gas | Double Rack Oven | E7 |  | Baseline Forecast | bar: 2019 to 2051
Commercial_Office_Existing_Food Preparation_Natural Gas_Double Rack Oven_E8_Baseline Forecast | Commercial | Office | Existing | Food Preparation | Natural Gas | Double Rack Oven | E8 |  | Baseline Forecast | bar: 2019 to 2051
Commercial_Office_Existing_Food Preparation_Natural Gas_Double Rack Oven_E9_Baseline Forecast | Commercial | Office | Existing | Food Preparation | Natural Gas | Double Rack Oven | E9 |  | Baseline Forecast | bar: 2019 to 2051
Commercial_Office_Existing_Food Preparation_Natural Gas_Double Rack Oven_E10_Baseline Forecast | Commercial | Office | Existing | Food Preparation | Natural Gas | Double Rack Oven | E10 |  | Baseline Forecast | bar: 2019 to 2051
Commercial_Office_Existing_Food Preparation_Natural Gas_Fryer_E1_Baseline Forecast | Commercial | Office | Existing | Food Preparation | Natural Gas | Fryer | E1 | Standard | Baseline Forecast | 74% | 74% | 74% | 0% | 0% | 0% | 0% | 0% | 0% | 0% | 0% | 0% | 0% | 0% | 0% | 0% | 0% | 0% | 0% | 0% | 0% | 0% | 0% | 0% | 0% | 0% | 0% | 0% | 0% | 0% | 0% | 0% | 0%
Commercial_Office_Existing_Food Preparation_Natural Gas_Fryer_E2_Baseline Forecast | Commercial | Office | Existing | Food Preparation | Natural Gas | Fryer | E2 | ENERGY STAR | Baseline Forecast | 26% | 26% | 26% | 100% | 100% | 100% | 100% | 100% | 100% | 100% | 100% | 100% | 100% | 100% | 100% | 100% | 100% | 100% | 100% | 100% | 100% | 100% | 100% | 100% | 100% | 100% | 100% | 100% | 100% | 100% | 100% | 100% | 100%
Commercial_Office_Existing_Food Preparation_Natural Gas_Fryer_E3_Baseline Forecast | Commercial | Office | Existing | Food Preparation | Natural Gas | Fryer | E3 |  | Baseline Forecast | bar: 2019 to 2051
Commercial_Office_Existing_Food Preparation_Natural Gas_Fryer_E4_Baseline Forecast | Commercial | Office | Existing | Food Preparation | Natural Gas | Fryer | E4 |  | Baseline Forecast | bar: 2019 to 2051
Commercial_Office_Existing_Food Preparation_Natural Gas_Fryer_E5_Baseline Forecast | Commercial | Office | Existing | Food Preparation | Natural Gas | Fryer | E5 |  | Baseline Forecast | bar: 2019 to 2051
Commercial_Office_Existing_Food Preparation_Natural Gas_Fryer_E6_Baseline Forecast | Commercial | Office | Existing | Food Preparation | Natural Gas | Fryer | E6 |  | Baseline Forecast | bar: 2019 to 2051
Commercial_Office_Existing_Food Preparation_Natural Gas_Fryer_E7_Baseline Forecast | Commercial | Office | Existing | Food Preparation | Natural Gas | Fryer | E7 |  | Baseline Forecast | bar: 2019 to 2051
Commercial_Office_Existing_Food Preparation_Natural Gas_Fryer_E8_Baseline Forecast | Commercial | Office | Existing | Food Preparation | Natural Gas | Fryer | E8 |  | Baseline Forecast | bar: 2019 to 2051
Commercial_Office_Existing_Food Preparation_Natural Gas_Fryer_E9_Baseline Forecast | Commercial | Office | Existing | Food Preparation | Natural Gas | Fryer | E9 |  | Baseline Forecast | bar: 2019 to 2051
Commercial_Office_Existing_Food Preparation_Natural Gas_Fryer_E10_Baseline Forecast | Commercial | Office | Existing | Food Preparation | Natural Gas | Fryer | E10 |  | Baseline Forecast | bar: 2019 to 2051
Commercial_Office_Existing_Food Preparation_Natural Gas_Broiler_E1_Baseline Forecast | Commercial | Office | Existing | Food Preparation | Natural Gas | Broiler | E1 | Standard | Baseline Forecast | 74% | 74% | 74% | 74% | 74% | 74% | 74% | 74% | 74% | 74% | 74% | 74% | 74% | 74% | 74% | 74% | 74% | 74% | 74% | 74% | 74% | 74% | 74% | 74% | 74% | 74% | 74% | 74% | 74% | 74% | 74% | 74% | 74%
Commercial_Office_Existing_Food Preparation_Natural Gas_Broiler_E2_Baseline Forecast | Commercial | Office | Existing | Food Preparation | Natural Gas | Broiler | E2 | Infrared Burners | Baseline Forecast | 26% | 26% | 26% | 26% | 26% | 26% | 26% | 26% | 26% | 26% | 26% | 26% | 26% | 26% | 26% | 26% | 26% | 26% | 26% | 26% | 26% | 26% | 26% | 26% | 26% | 26% | 26% | 26% | 26% | 26% | 26% | 26% | 26%
Commercial_Office_Existing_Food Preparation_Natural Gas_Broiler_E3_Baseline Forecast | Commercial | Office | Existing | Food Preparation | Natural Gas | Broiler | E3 |  | Baseline Forecast | bar: 2019 to 2051
Commercial_Office_Existing_Food Preparation_Natural Gas_Broiler_E4_Baseline Forecast | Commercial | Office | Existing | Food Preparation | Natural Gas | Broiler | E4 |  | Baseline Forecast | bar: 2019 to 2051
Commercial_Office_Existing_Food Preparation_Natural Gas_Broiler_E5_Baseline Forecast | Commercial | Office | Existing | Food Preparation | Natural Gas | Broiler | E5 |  | Baseline Forecast | bar: 2019 to 2051
Commercial_Office_Existing_Food Preparation_Natural Gas_Broiler_E6_Baseline Forecast | Commercial | Office | Existing | Food Preparation | Natural Gas | Broiler | E6 |  | Baseline Forecast | bar: 2019 to 2051
Commercial_Office_Existing_Food Preparation_Natural Gas_Broiler_E7_Baseline Forecast | Commercial | Office | Existing | Food Preparation | Natural Gas | Broiler | E7 |  | Baseline Forecast | bar: 2019 to 2051
Commercial_Office_Existing_Food Preparation_Natural Gas_Broiler_E8_Baseline Forecast | Commercial | Office | Existing | Food Preparation | Natural Gas | Broiler | E8 |  | Baseline Forecast | bar: 2019 to 2051
Commercial_Office_Existing_Food Preparation_Natural Gas_Broiler_E9_Baseline Forecast | Commercial | Office | Existing | Food Preparation | Natural Gas | Broiler | E9 |  | Baseline Forecast | bar: 2019 to 2051
Commercial_Office_Existing_Food Preparation_Natural Gas_Broiler_E10_Baseline Forecast | Commercial | Office | Existing | Food Preparation | Natural Gas | Broiler | E10 |  | Baseline Forecast | bar: 2019 to 2051
Commercial_Office_Existing_Food Preparation_Natural Gas_Griddle_E1_Baseline Forecast | Commercial | Office | Existing | Food Preparation | Natural Gas | Griddle | E1 | Standard | Baseline Forecast | 71% | 71% | 71% | 71% | 71% | 71% | 71% | 71% | 71% | 71% | 71% | 71% | 71% | 71% | 71% | 71% | 71% | 71% | 71% | 71% | 71% | 71% | 71% | 71% | 71% | 71% | 71% | 71% | 71% | 71% | 71% | 71% | 71%
Commercial_Office_Existing_Food Preparation_Natural Gas_Griddle_E2_Baseline Forecast | Commercial | Office | Existing | Food Preparation | Natural Gas | Griddle | E2 | ENERGY STAR | Baseline Forecast | 29% | 29% | 29% | 29% | 29% | 29% | 29% | 29% | 29% | 29% | 29% | 29% | 29% | 29% | 29% | 29% | 29% | 29% | 29% | 29% | 29% | 29% | 29% | 29% | 29% | 29% | 29% | 29% | 29% | 29% | 29% | 29% | 29%
Commercial_Office_Existing_Food Preparation_Natural Gas_Griddle_E3_Baseline Forecast | Commercial | Office | Existing | Food Preparation | Natural Gas | Griddle | E3 |  | Baseline Forecast | bar: 2019 to 2051
Commercial_Office_Existing_Food Preparation_Natural Gas_Griddle_E4_Baseline Forecast | Commercial | Office | Existing | Food Preparation | Natural Gas | Griddle | E4 |  | Baseline Forecast | bar: 2019 to 2051
Commercial_Office_Existing_Food Preparation_Natural Gas_Griddle_E5_Baseline Forecast | Commercial | Office | Existing | Food Preparation | Natural Gas | Griddle | E5 |  | Baseline Forecast | bar: 2019 to 2051
Commercial_Office_Existing_Food Preparation_Natural Gas_Griddle_E6_Baseline Forecast | Commercial | Office | Existing | Food Preparation | Natural Gas | Griddle | E6 |  | Baseline Forecast | bar: 2019 to 2051
Commercial_Office_Existing_Food Preparation_Natural Gas_Griddle_E7_Baseline Forecast | Commercial | Office | Existing | Food Preparation | Natural Gas | Griddle | E7 |  | Baseline Forecast | bar: 2019 to 2051
Commercial_Office_Existing_Food Preparation_Natural Gas_Griddle_E8_Baseline Forecast | Commercial | Office | Existing | Food Preparation | Natural Gas | Griddle | E8 |  | Baseline Forecast | bar: 2019 to 2051
Commercial_Office_Existing_Food Preparation_Natural Gas_Griddle_E9_Baseline Forecast | Commercial | Office | Existing | Food Preparation | Natural Gas | Griddle | E9 |  | Baseline Forecast | bar: 2019 to 2051
Commercial_Office_Existing_Food Preparation_Natural Gas_Griddle_E10_Baseline Forecast | Commercial | Office | Existing | Food Preparation | Natural Gas | Griddle | E10 |  | Baseline Forecast | bar: 2019 to 2051
Commercial_Office_Existing_Food Preparation_Natural Gas_Range_E1_Baseline Forecast | Commercial | Office | Existing | Food Preparation | Natural Gas | Range | E1 | Standard | Baseline Forecast | 41% | 41% | 41% | 41% | 41% | 41% | 41% | 41% | 41% | 41% | 41% | 41% | 41% | 41% | 41% | 41% | 41% | 41% | 41% | 41% | 41% | 41% | 41% | 41% | 41% | 41% | 41% | 41% | 41% | 41% | 41% | 41% | 41%
Commercial_Office_Existing_Food Preparation_Natural Gas_Range_E2_Baseline Forecast | Commercial | Office | Existing | Food Preparation | Natural Gas | Range | E2 | High Efficiency | Baseline Forecast | 59% | 59% | 59% | 59% | 59% | 59% | 59% | 59% | 59% | 59% | 59% | 59% | 59% | 59% | 59% | 59% | 59% | 59% | 59% | 59% | 59% | 59% | 59% | 59% | 59% | 59% | 59% | 59% | 59% | 59% | 59% | 59% | 59%
Commercial_Office_Existing_Food Preparation_Natural Gas_Range_E3_Baseline Forecast | Commercial | Office | Existing | Food Preparation | Natural Gas | Range | E3 |  | Baseline Forecast | bar: 2019 to 2051
Commercial_Office_Existing_Food Preparation_Natural Gas_Range_E4_Baseline Forecast | Commercial | Office | Existing | Food Preparation | Natural Gas | Range | E4 |  | Baseline Forecast | bar: 2019 to 2051
Commercial_Office_Existing_Food Preparation_Natural Gas_Range_E5_Baseline Forecast | Commercial | Office | Existing | Food Preparation | Natural Gas | Range | E5 |  | Baseline Forecast | bar: 2019 to 2051
Commercial_Office_Existing_Food Preparation_Natural Gas_Range_E6_Baseline Forecast | Commercial | Office | Existing | Food Preparation | Natural Gas | Range | E6 |  | Baseline Forecast | bar: 2019 to 2051
Commercial_Office_Existing_Food Preparation_Natural Gas_Range_E7_Baseline Forecast | Commercial | Office | Existing | Food Preparation | Natural Gas | Range | E7 |  | Baseline Forecast | bar: 2019 to 2051
Commercial_Office_Existing_Food Preparation_Natural Gas_Range_E8_Baseline Forecast | Commercial | Office | Existing | Food Preparation | Natural Gas | Range | E8 |  | Baseline Forecast | bar: 2019 to 2051
Commercial_Office_Existing_Food Preparation_Natural Gas_Range_E9_Baseline Forecast | Commercial | Office | Existing | Food Preparation | Natural Gas | Range | E9 |  | Baseline Forecast | bar: 2019 to 2051
Commercial_Office_Existing_Food Preparation_Natural Gas_Range_E10_Baseline Forecast | Commercial | Office | Existing | Food Preparation | Natural Gas | Range | E10 |  | Baseline Forecast | bar: 2019 to 2051
Commercial_Office_Existing_Food Preparation_Natural Gas_Steamer_E1_Baseline Forecast | Commercial | Office | Existing | Food Preparation | Natural Gas | Steamer | E1 | Standard | Baseline Forecast | 50% | 50% | 50% | 0% | 0% | 0% | 0% | 0% | 0% | 0% | 0% | 0% | 0% | 0% | 0% | 0% | 0% | 0% | 0% | 0% | 0% | 0% | 0% | 0% | 0% | 0% | 0% | 0% | 0% | 0% | 0% | 0% | 0%
Commercial_Office_Existing_Food Preparation_Natural Gas_Steamer_E2_Baseline Forecast | Commercial | Office | Existing | Food Preparation | Natural Gas | Steamer | E2 | ENERGY STAR | Baseline Forecast | 50% | 50% | 50% | 100% | 100% | 100% | 100% | 100% | 100% | 100% | 100% | 100% | 100% | 100% | 100% | 100% | 100% | 100% | 100% | 100% | 100% | 100% | 100% | 100% | 100% | 100% | 100% | 100% | 100% | 100% | 100% | 100% | 100%
Commercial_Office_Existing_Food Preparation_Natural Gas_Steamer_E3_Baseline Forecast | Commercial | Office | Existing | Food Preparation | Natural Gas | Steamer | E3 |  | Baseline Forecast | bar: 2019 to 2051
Commercial_Office_Existing_Food Preparation_Natural Gas_Steamer_E4_Baseline Forecast | Commercial | Office | Existing | Food Preparation | Natural Gas | Steamer | E4 |  | Baseline Forecast | bar: 2019 to 2051
Commercial_Office_Existing_Food Preparation_Natural Gas_Steamer_E5_Baseline Forecast | Commercial | Office | Existing | Food Preparation | Natural Gas | Steamer | E5 |  | Baseline Forecast | bar: 2019 to 2051
Commercial_Office_Existing_Food Preparation_Natural Gas_Steamer_E6_Baseline Forecast | Commercial | Office | Existing | Food Preparation | Natural Gas | Steamer | E6 |  | Baseline Forecast | bar: 2019 to 2051
Commercial_Office_Existing_Food Preparation_Natural Gas_Steamer_E7_Baseline Forecast | Commercial | Office | Existing | Food Preparation | Natural Gas | Steamer | E7 |  | Baseline Forecast | bar: 2019 to 2051
Commercial_Office_Existing_Food Preparation_Natural Gas_Steamer_E8_Baseline Forecast | Commercial | Office | Existing | Food Preparation | Natural Gas | Steamer | E8 |  | Baseline Forecast | bar: 2019 to 2051
Commercial_Office_Existing_Food Preparation_Natural Gas_Steamer_E9_Baseline Forecast | Commercial | Office | Existing | Food Preparation | Natural Gas | Steamer | E9 |  | Baseline Forecast | bar: 2019 to 2051
Commercial_Office_Existing_Food Preparation_Natural Gas_Steamer_E10_Baseline Forecast | Commercial | Office | Existing | Food Preparation | Natural Gas | Steamer | E10 |  | Baseline Forecast | bar: 2019 to 2051
Commercial_Office_Existing_Food Preparation_Natural Gas_Food Prep Other_E1_Baseline Forecast | Commercial | Office | Existing | Food Preparation | Natural Gas | Food Prep Other | E1 | Standard | Baseline Forecast | 74% | 74% | 74% | 74% | 74% | 74% | 74% | 74% | 74% | 74% | 74% | 74% | 74% | 74% | 74% | 74% | 74% | 74% | 74% | 74% | 74% | 74% | 74% | 74% | 74% | 74% | 74% | 74% | 74% | 74% | 74% | 74% | 74%
Commercial_Office_Existing_Food Preparation_Natural Gas_Food Prep Other_E2_Baseline Forecast | Commercial | Office | Existing | Food Preparation | Natural Gas | Food Prep Other | E2 | ENERGY STAR | Baseline Forecast | 26% | 26% | 26% | 26% | 26% | 26% | 26% | 26% | 26% | 26% | 26% | 26% | 26% | 26% | 26% | 26% | 26% | 26% | 26% | 26% | 26% | 26% | 26% | 26% | 26% | 26% | 26% | 26% | 26% | 26% | 26% | 26% | 26%
Commercial_Office_Existing_Food Preparation_Natural Gas_Food Prep Other_E3_Baseline Forecast | Commercial | Office | Existing | Food Preparation | Natural Gas | Food Prep Other | E3 |  | Baseline Forecast | bar: 2019 to 2051
Commercial_Office_Existing_Food Preparation_Natural Gas_Food Prep Other_E4_Baseline Forecast | Commercial | Office | Existing | Food Preparation | Natural Gas | Food Prep Other | E4 |  | Baseline Forecast | bar: 2019 to 2051
Commercial_Office_Existing_Food Preparation_Natural Gas_Food Prep Other_E5_Baseline Forecast | Commercial | Office | Existing | Food Preparation | Natural Gas | Food Prep Other | E5 |  | Baseline Forecast | bar: 2019 to 2051
Commercial_Office_Existing_Food Preparation_Natural Gas_Food Prep Other_E6_Baseline Forecast | Commercial | Office | Existing | Food Preparation | Natural Gas | Food Prep Other | E6 |  | Baseline Forecast | bar: 2019 to 2051
Commercial_Office_Existing_Food Preparation_Natural Gas_Food Prep Other_E7_Baseline Forecast | Commercial | Office | Existing | Food Preparation | Natural Gas | Food Prep Other | E7 |  | Baseline Forecast | bar: 2019 to 2051
Commercial_Office_Existing_Food Preparation_Natural Gas_Food Prep Other_E8_Baseline Forecast | Commercial | Office | Existing | Food Preparation | Natural Gas | Food Prep Other | E8 |  | Baseline Forecast | bar: 2019 to 2051
Commercial_Office_Existing_Food Preparation_Natural Gas_Food Prep Other_E9_Baseline Forecast | Commercial | Office | Existing | Food Preparation | Natural Gas | Food Prep Other | E9 |  | Baseline Forecast | bar: 2019 to 2051
Commercial_Office_Existing_Food Preparation_Natural Gas_Food Prep Other_E10_Baseline Forecast | Commercial | Office | Existing | Food Preparation | Natural Gas | Food Prep Other | E10 |  | Baseline Forecast | bar: 2019 to 2051
Commercial_Office_Existing_Miscellaneous_Natural Gas_Pool Heater_E1_Baseline Forecast | Commercial | Office | Existing | Miscellaneous | Natural Gas | Pool Heater | E1 | Standard (EF .78) | Baseline Forecast | 90% | 90% | 90% | 90% | 90% | 90% | 90% | 90% | 90% | 90% | 90% | 90% | 90% | 90% | 90% | 90% | 90% | 90% | 90% | 90% | 90% | 90% | 90% | 90% | 90% | 90% | 90% | 90% | 90% | 90% | 90% | 90% | 90%
Commercial_Office_Existing_Miscellaneous_Natural Gas_Pool Heater_E2_Baseline Forecast | Commercial | Office | Existing | Miscellaneous | Natural Gas | Pool Heater | E2 | Condensing (EF .90) | Baseline Forecast | 10% | 10% | 10% | 10% | 10% | 10% | 10% | 10% | 10% | 10% | 10% | 10% | 10% | 10% | 10% | 10% | 10% | 10% | 10% | 10% | 10% | 10% | 10% | 10% | 10% | 10% | 10% | 10% | 10% | 10% | 10% | 10% | 10%
Commercial_Office_Existing_Miscellaneous_Natural Gas_Pool Heater_E3_Baseline Forecast | Commercial | Office | Existing | Miscellaneous | Natural Gas | Pool Heater | E3 |  | Baseline Forecast | bar: 2019 to 2051
Commercial_Office_Existing_Miscellaneous_Natural Gas_Pool Heater_E4_Baseline Forecast | Commercial | Office | Existing | Miscellaneous | Natural Gas | Pool Heater | E4 |  | Baseline Forecast | bar: 2019 to 2051
Commercial_Office_Existing_Miscellaneous_Natural Gas_Pool Heater_E5_Baseline Forecast | Commercial | Office | Existing | Miscellaneous | Natural Gas | Pool Heater | E5 |  | Baseline Forecast | bar: 2019 to 2051
Commercial_Office_Existing_Miscellaneous_Natural Gas_Pool Heater_E6_Baseline Forecast | Commercial | Office | Existing | Miscellaneous | Natural Gas | Pool Heater | E6 |  | Baseline Forecast | bar: 2019 to 2051
Commercial_Office_Existing_Miscellaneous_Natural Gas_Pool Heater_E7_Baseline Forecast | Commercial | Office | Existing | Miscellaneous | Natural Gas | Pool Heater | E7 |  | Baseline Forecast | bar: 2019 to 2051
Commercial_Office_Existing_Miscellaneous_Natural Gas_Pool Heater_E8_Baseline Forecast | Commercial | Office | Existing | Miscellaneous | Natural Gas | Pool Heater | E8 |  | Baseline Forecast | bar: 2019 to 2051
Commercial_Office_Existing_Miscellaneous_Natural Gas_Pool Heater_E9_Baseline Forecast | Commercial | Office | Existing | Miscellaneous | Natural Gas | Pool Heater | E9 |  | Baseline Forecast | bar: 2019 to 2051
Commercial_Office_Existing_Miscellaneous_Natural Gas_Pool Heater_E10_Baseline Forecast | Commercial | Office | Existing | Miscellaneous | Natural Gas | Pool Heater | E10 |  | Baseline Forecast | bar: 2019 to 2051
Commercial_Office_Existing_Miscellaneous_Natural Gas_Miscellaneous_E1_Baseline Forecast | Commercial | Office | Existing | Miscellaneous | Natural Gas | Miscellaneous | E1 | Miscellaneous | Baseline Forecast | 100% | 100% | 100% | 100% | 100% | 100% | 100% | 100% | 100% | 100% | 100% | 100% | 100% | 100% | 100% | 100% | 100% | 100% | 100% | 100% | 100% | 100% | 100% | 100% | 100% | 100% | 100% | 100% | 100% | 100% | 100% | 100% | 100%
Commercial_Office_Existing_Miscellaneous_Natural Gas_Miscellaneous_E2_Baseline Forecast | Commercial | Office | Existing | Miscellaneous | Natural Gas | Miscellaneous | E2 |  | Baseline Forecast | bar: 2019 to 2051
Commercial_Office_Existing_Miscellaneous_Natural Gas_Miscellaneous_E3_Baseline Forecast | Commercial | Office | Existing | Miscellaneous | Natural Gas | Miscellaneous | E3 |  | Baseline Forecast | bar: 2019 to 2051
Commercial_Office_Existing_Miscellaneous_Natural Gas_Miscellaneous_E4_Baseline Forecast | Commercial | Office | Existing | Miscellaneous | Natural Gas | Miscellaneous | E4 |  | Baseline Forecast | bar: 2019 to 2051
Commercial_Office_Existing_Miscellaneous_Natural Gas_Miscellaneous_E5_Baseline Forecast | Commercial | Office | Existing | Miscellaneous | Natural Gas | Miscellaneous | E5 |  | Baseline Forecast | bar: 2019 to 2051
Commercial_Office_Existing_Miscellaneous_Natural Gas_Miscellaneous_E6_Baseline Forecast | Commercial | Office | Existing | Miscellaneous | Natural Gas | Miscellaneous | E6 |  | Baseline Forecast | bar: 2019 to 2051
Commercial_Office_Existing_Miscellaneous_Natural Gas_Miscellaneous_E7_Baseline Forecast | Commercial | Office | Existing | Miscellaneous | Natural Gas | Miscellaneous | E7 |  | Baseline Forecast | bar: 2019 to 2051
Commercial_Office_Existing_Miscellaneous_Natural Gas_Miscellaneous_E8_Baseline Forecast | Commercial | Office | Existing | Miscellaneous | Natural Gas | Miscellaneous | E8 |  | Baseline Forecast | bar: 2019 to 2051
Commercial_Office_Existing_Miscellaneous_Natural Gas_Miscellaneous_E9_Baseline Forecast | Commercial | Office | Existing | Miscellaneous | Natural Gas | Miscellaneous | E9 |  | Baseline Forecast | bar: 2019 to 2051
Commercial_Office_Existing_Miscellaneous_Natural Gas_Miscellaneous_E10_Baseline Forecast | Commercial | Office | Existing | Miscellaneous | Natural Gas | Miscellaneous | E10 |  | Baseline Forecast | bar: 2019 to 2051
Commercial_Office_New_Space Heating_Natural Gas_Furnace_E1_Baseline Forecast | Commercial | Office | New | Space Heating | Natural Gas | Furnace | E1 | AFUE 80% (Standard) | Baseline Forecast | 100% | 100% | 100% | 100% | 100% | 100% | 100% | 100% | 100% | 100% | 100% | 100% | 100% | 100% | 100% | 100% | 100% | 100% | 100% | 100% | 100% | 100% | 100% | 100% | 100% | 100% | 100% | 100% | 100% | 100% | 100% | 100% | 100%
Commercial_Office_New_Space Heating_Natural Gas_Furnace_E2_Baseline Forecast | Commercial | Office | New | Space Heating | Natural Gas | Furnace | E2 | AFUE 90% | Baseline Forecast | bar: 2019 to 2051
Commercial_Office_New_Space Heating_Natural Gas_Furnace_E3_Baseline Forecast | Commercial | Office | New | Space Heating | Natural Gas | Furnace | E3 | AFUE 96% | Baseline Forecast | bar: 2019 to 2051
Commercial_Office_New_Space Heating_Natural Gas_Furnace_E4_Baseline Forecast | Commercial | Office | New | Space Heating | Natural Gas | Furnace | E4 | Convert to NG Air Source Heat Pump | Baseline Forecast | bar: 2019 to 2051
Commercial_Office_New_Space Heating_Natural Gas_Furnace_E5_Baseline Forecast | Commercial | Office | New | Space Heating | Natural Gas | Furnace | E5 |  | Baseline Forecast | bar: 2019 to 2051
Commercial_Office_New_Space Heating_Natural Gas_Furnace_E6_Baseline Forecast | Commercial | Office | New | Space Heating | Natural Gas | Furnace | E6 |  | Baseline Forecast | bar: 2019 to 2051
Commercial_Office_New_Space Heating_Natural Gas_Furnace_E7_Baseline Forecast | Commercial | Office | New | Space Heating | Natural Gas | Furnace | E7 |  | Baseline Forecast | bar: 2019 to 2051
Commercial_Office_New_Space Heating_Natural Gas_Furnace_E8_Baseline Forecast | Commercial | Office | New | Space Heating | Natural Gas | Furnace | E8 |  | Baseline Forecast | bar: 2019 to 2051
Commercial_Office_New_Space Heating_Natural Gas_Furnace_E9_Baseline Forecast | Commercial | Office | New | Space Heating | Natural Gas | Furnace | E9 |  | Baseline Forecast | bar: 2019 to 2051
Commercial_Office_New_Space Heating_Natural Gas_Furnace_E10_Baseline Forecast | Commercial | Office | New | Space Heating | Natural Gas | Furnace | E10 |  | Baseline Forecast | bar: 2019 to 2051
Commercial_Office_New_Space Heating_Natural Gas_Boiler_E1_Baseline Forecast | Commercial | Office | New | Space Heating | Natural Gas | Boiler | E1 | AFUE 80% (Standard) | Baseline Forecast | 100% | 100% | 100% | 100% | 100% | 100% | 100% | 100% | 100% | 100% | 100% | 100% | 100% | 100% | 100% | 100% | 100% | 100% | 100% | 100% | 100% | 100% | 100% | 100% | 100% | 100% | 100% | 100% | 100% | 100% | 100% | 100% | 100%
Commercial_Office_New_Space Heating_Natural Gas_Boiler_E2_Baseline Forecast | Commercial | Office | New | Space Heating | Natural Gas | Boiler | E2 | AFUE 85% | Baseline Forecast | bar: 2019 to 2051
Commercial_Office_New_Space Heating_Natural Gas_Boiler_E3_Baseline Forecast | Commercial | Office | New | Space Heating | Natural Gas | Boiler | E3 | AFUE 97% | Baseline Forecast | bar: 2019 to 2051
Commercial_Office_New_Space Heating_Natural Gas_Boiler_E4_Baseline Forecast | Commercial | Office | New | Space Heating | Natural Gas | Boiler | E4 | Convert to NG Air Source Heat Pump | Baseline Forecast | bar: 2019 to 2051
Commercial_Office_New_Space Heating_Natural Gas_Boiler_E5_Baseline Forecast | Commercial | Office | New | Space Heating | Natural Gas | Boiler | E5 |  | Baseline Forecast | bar: 2019 to 2051
Commercial_Office_New_Space Heating_Natural Gas_Boiler_E6_Baseline Forecast | Commercial | Office | New | Space Heating | Natural Gas | Boiler | E6 |  | Baseline Forecast | bar: 2019 to 2051
Commercial_Office_New_Space Heating_Natural Gas_Boiler_E7_Baseline Forecast | Commercial | Office | New | Space Heating | Natural Gas | Boiler | E7 |  | Baseline Forecast | bar: 2019 to 2051
Commercial_Office_New_Space Heating_Natural Gas_Boiler_E8_Baseline Forecast | Commercial | Office | New | Space Heating | Natural Gas | Boiler | E8 |  | Baseline Forecast | bar: 2019 to 2051
Commercial_Office_New_Space Heating_Natural Gas_Boiler_E9_Baseline Forecast | Commercial | Office | New | Space Heating | Natural Gas | Boiler | E9 |  | Baseline Forecast | bar: 2019 to 2051
Commercial_Office_New_Space Heating_Natural Gas_Boiler_E10_Baseline Forecast | Commercial | Office | New | Space Heating | Natural Gas | Boiler | E10 |  | Baseline Forecast | bar: 2019 to 2051
Commercial_Office_New_Space Heating_Natural Gas_Unit Heater_E1_Baseline Forecast | Commercial | Office | New | Space Heating | Natural Gas | Unit Heater | E1 | Standard | Baseline Forecast | 100% | 100% | 100% | 100% | 100% | 100% | 100% | 100% | 100% | 100% | 100% | 100% | 100% | 100% | 100% | 100% | 100% | 100% | 100% | 100% | 100% | 100% | 100% | 100% | 100% | 100% | 100% | 100% | 100% | 100% | 100% | 100% | 100%
Commercial_Office_New_Space Heating_Natural Gas_Unit Heater_E2_Baseline Forecast | Commercial | Office | New | Space Heating | Natural Gas | Unit Heater | E2 | Condensing | Baseline Forecast | bar: 2019 to 2051
Commercial_Office_New_Space Heating_Natural Gas_Unit Heater_E3_Baseline Forecast | Commercial | Office | New | Space Heating | Natural Gas | Unit Heater | E3 | Infrared Radiant | Baseline Forecast | bar: 2019 to 2051
Commercial_Office_New_Space Heating_Natural Gas_Unit Heater_E4_Baseline Forecast | Commercial | Office | New | Space Heating | Natural Gas | Unit Heater | E4 |  | Baseline Forecast | bar: 2019 to 2051
Commercial_Office_New_Space Heating_Natural Gas_Unit Heater_E5_Baseline Forecast | Commercial | Office | New | Space Heating | Natural Gas | Unit Heater | E5 |  | Baseline Forecast | bar: 2019 to 2051
Commercial_Office_New_Space Heating_Natural Gas_Unit Heater_E6_Baseline Forecast | Commercial | Office | New | Space Heating | Natural Gas | Unit Heater | E6 |  | Baseline Forecast | bar: 2019 to 2051
Commercial_Office_New_Space Heating_Natural Gas_Unit Heater_E7_Baseline Forecast | Commercial | Office | New | Space Heating | Natural Gas | Unit Heater | E7 |  | Baseline Forecast | bar: 2019 to 2051
Commercial_Office_New_Space Heating_Natural Gas_Unit Heater_E8_Baseline Forecast | Commercial | Office | New | Space Heating | Natural Gas | Unit Heater | E8 |  | Baseline Forecast | bar: 2019 to 2051
Commercial_Office_New_Space Heating_Natural Gas_Unit Heater_E9_Baseline Forecast | Commercial | Office | New | Space Heating | Natural Gas | Unit Heater | E9 |  | Baseline Forecast | bar: 2019 to 2051
Commercial_Office_New_Space Heating_Natural Gas_Unit Heater_E10_Baseline Forecast | Commercial | Office | New | Space Heating | Natural Gas | Unit Heater | E10 |  | Baseline Forecast | bar: 2019 to 2051
Commercial_Office_New_Water Heating_Natural Gas_Water Heater_E1_Baseline Forecast | Commercial | Office | New | Water Heating | Natural Gas | Water Heater | E1 | TE 80% | Baseline Forecast | bar: 2019 to 2051
Commercial_Office_New_Water Heating_Natural Gas_Water Heater_E2_Baseline Forecast | Commercial | Office | New | Water Heating | Natural Gas | Water Heater | E2 | TE 81% | Baseline Forecast | 100% | 100% | 100% | 100% | 100% | 100% | 100% | 100% | 100% | 100% | 100% | 100% | 100% | 100% | 100% | 100% | 100% | 100% | 100% | 100% | 100% | 100% | 100% | 100% | 100% | 100% | 100% | 100% | 100% | 100% | 100% | 100% | 100%
Commercial_Office_New_Water Heating_Natural Gas_Water Heater_E3_Baseline Forecast | Commercial | Office | New | Water Heating | Natural Gas | Water Heater | E3 | TE 88% | Baseline Forecast | bar: 2019 to 2051
Commercial_Office_New_Water Heating_Natural Gas_Water Heater_E4_Baseline Forecast | Commercial | Office | New | Water Heating | Natural Gas | Water Heater | E4 | TE 94% | Baseline Forecast | bar: 2019 to 2051
Commercial_Office_New_Water Heating_Natural Gas_Water Heater_E5_Baseline Forecast | Commercial | Office | New | Water Heating | Natural Gas | Water Heater | E5 | TE 96% | Baseline Forecast | bar: 2019 to 2051
Commercial_Office_New_Water Heating_Natural Gas_Water Heater_E6_Baseline Forecast | Commercial | Office | New | Water Heating | Natural Gas | Water Heater | E6 | Tankless | Baseline Forecast | bar: 2019 to 2051
Commercial_Office_New_Water Heating_Natural Gas_Water Heater_E7_Baseline Forecast | Commercial | Office | New | Water Heating | Natural Gas | Water Heater | E7 | Gas-Fired Absorption HPWH | Baseline Forecast | bar: 2019 to 2051
Commercial_Office_New_Water Heating_Natural Gas_Water Heater_E8_Baseline Forecast | Commercial | Office | New | Water Heating | Natural Gas | Water Heater | E8 |  | Baseline Forecast | bar: 2019 to 2051
Commercial_Office_New_Water Heating_Natural Gas_Water Heater_E9_Baseline Forecast | Commercial | Office | New | Water Heating | Natural Gas | Water Heater | E9 |  | Baseline Forecast | bar: 2019 to 2051
Commercial_Office_New_Water Heating_Natural Gas_Water Heater_E10_Baseline Forecast | Commercial | Office | New | Water Heating | Natural Gas | Water Heater | E10 |  | Baseline Forecast | bar: 2019 to 2051
Commercial_Office_New_Food Preparation_Natural Gas_Oven_E1_Baseline Forecast | Commercial | Office | New | Food Preparation | Natural Gas | Oven | E1 | Standard | Baseline Forecast | 41% | 41% | 41% | 41% | 41% | 41% | 41% | 41% | 41% | 41% | 41% | 41% | 41% | 41% | 41% | 41% | 41% | 41% | 41% | 41% | 41% | 41% | 41% | 41% | 41% | 41% | 41% | 41% | 41% | 41% | 41% | 41% | 41%
Commercial_Office_New_Food Preparation_Natural Gas_Oven_E2_Baseline Forecast | Commercial | Office | New | Food Preparation | Natural Gas | Oven | E2 | ENERGY STAR (>44% Baking Efficiency) | Baseline Forecast | 59% | 59% | 59% | 59% | 59% | 59% | 59% | 59% | 59% | 59% | 59% | 59% | 59% | 59% | 59% | 59% | 59% | 59% | 59% | 59% | 59% | 59% | 59% | 59% | 59% | 59% | 59% | 59% | 59% | 59% | 59% | 59% | 59%
Commercial_Office_New_Food Preparation_Natural Gas_Oven_E3_Baseline Forecast | Commercial | Office | New | Food Preparation | Natural Gas | Oven | E3 |  | Baseline Forecast | bar: 2019 to 2051
Commercial_Office_New_Food Preparation_Natural Gas_Oven_E4_Baseline Forecast | Commercial | Office | New | Food Preparation | Natural Gas | Oven | E4 |  | Baseline Forecast | bar: 2019 to 2051
Commercial_Office_New_Food Preparation_Natural Gas_Oven_E5_Baseline Forecast | Commercial | Office | New | Food Preparation | Natural Gas | Oven | E5 |  | Baseline Forecast | bar: 2019 to 2051
Commercial_Office_New_Food Preparation_Natural Gas_Oven_E6_Baseline Forecast | Commercial | Office | New | Food Preparation | Natural Gas | Oven | E6 |  | Baseline Forecast | bar: 2019 to 2051
Commercial_Office_New_Food Preparation_Natural Gas_Oven_E7_Baseline Forecast | Commercial | Office | New | Food Preparation | Natural Gas | Oven | E7 |  | Baseline Forecast | bar: 2019 to 2051
Commercial_Office_New_Food Preparation_Natural Gas_Oven_E8_Baseline Forecast | Commercial | Office | New | Food Preparation | Natural Gas | Oven | E8 |  | Baseline Forecast | bar: 2019 to 2051
Commercial_Office_New_Food Preparation_Natural Gas_Oven_E9_Baseline Forecast | Commercial | Office | New | Food Preparation | Natural Gas | Oven | E9 |  | Baseline Forecast | bar: 2019 to 2051
Commercial_Office_New_Food Preparation_Natural Gas_Oven_E10_Baseline Forecast | Commercial | Office | New | Food Preparation | Natural Gas | Oven | E10 |  | Baseline Forecast | bar: 2019 to 2051
Commercial_Office_New_Food Preparation_Natural Gas_Conveyor Oven_E1_Baseline Forecast | Commercial | Office | New | Food Preparation | Natural Gas | Conveyor Oven | E1 | Standard | Baseline Forecast | 41% | 41% | 41% | 41% | 41% | 41% | 41% | 41% | 41% | 41% | 41% | 41% | 41% | 41% | 41% | 41% | 41% | 41% | 41% | 41% | 41% | 41% | 41% | 41% | 41% | 41% | 41% | 41% | 41% | 41% | 41% | 41% | 41%
Commercial_Office_New_Food Preparation_Natural Gas_Conveyor Oven_E2_Baseline Forecast | Commercial | Office | New | Food Preparation | Natural Gas | Conveyor Oven | E2 | Efficient (>44% Baking Efficiency) | Baseline Forecast | 59% | 59% | 59% | 59% | 59% | 59% | 59% | 59% | 59% | 59% | 59% | 59% | 59% | 59% | 59% | 59% | 59% | 59% | 59% | 59% | 59% | 59% | 59% | 59% | 59% | 59% | 59% | 59% | 59% | 59% | 59% | 59% | 59%
Commercial_Office_New_Food Preparation_Natural Gas_Conveyor Oven_E3_Baseline Forecast | Commercial | Office | New | Food Preparation | Natural Gas | Conveyor Oven | E3 |  | Baseline Forecast | bar: 2019 to 2051
Commercial_Office_New_Food Preparation_Natural Gas_Conveyor Oven_E4_Baseline Forecast | Commercial | Office | New | Food Preparation | Natural Gas | Conveyor Oven | E4 |  | Baseline Forecast | bar: 2019 to 2051
Commercial_Office_New_Food Preparation_Natural Gas_Conveyor Oven_E5_Baseline Forecast | Commercial | Office | New | Food Preparation | Natural Gas | Conveyor Oven | E5 |  | Baseline Forecast | bar: 2019 to 2051
Commercial_Office_New_Food Preparation_Natural Gas_Conveyor Oven_E6_Baseline Forecast | Commercial | Office | New | Food Preparation | Natural Gas | Conveyor Oven | E6 |  | Baseline Forecast | bar: 2019 to 2051
Commercial_Office_New_Food Preparation_Natural Gas_Conveyor Oven_E7_Baseline Forecast | Commercial | Office | New | Food Preparation | Natural Gas | Conveyor Oven | E7 |  | Baseline Forecast | bar: 2019 to 2051
Commercial_Office_New_Food Preparation_Natural Gas_Conveyor Oven_E8_Baseline Forecast | Commercial | Office | New | Food Preparation | Natural Gas | Conveyor Oven | E8 |  | Baseline Forecast | bar: 2019 to 2051
Commercial_Office_New_Food Preparation_Natural Gas_Conveyor Oven_E9_Baseline Forecast | Commercial | Office | New | Food Preparation | Natural Gas | Conveyor Oven | E9 |  | Baseline Forecast | bar: 2019 to 2051
Commercial_Office_New_Food Preparation_Natural Gas_Conveyor Oven_E10_Baseline Forecast | Commercial | Office | New | Food Preparation | Natural Gas | Conveyor Oven | E10 |  | Baseline Forecast | bar: 2019 to 2051
Commercial_Office_New_Food Preparation_Natural Gas_Double Rack Oven_E1_Baseline Forecast | Commercial | Office | New | Food Preparation | Natural Gas | Double Rack Oven | E1 | Standard | Baseline Forecast | 41% | 41% | 41% | 41% | 41% | 41% | 41% | 41% | 41% | 41% | 41% | 41% | 41% | 41% | 41% | 41% | 41% | 41% | 41% | 41% | 41% | 41% | 41% | 41% | 41% | 41% | 41% | 41% | 41% | 41% | 41% | 41% | 41%
Commercial_Office_New_Food Preparation_Natural Gas_Double Rack Oven_E2_Baseline Forecast | Commercial | Office | New | Food Preparation | Natural Gas | Double Rack Oven | E2 | FTSC Qualified (>50% Cooking Efficiency) | Baseline Forecast | 59% | 59% | 59% | 59% | 59% | 59% | 59% | 59% | 59% | 59% | 59% | 59% | 59% | 59% | 59% | 59% | 59% | 59% | 59% | 59% | 59% | 59% | 59% | 59% | 59% | 59% | 59% | 59% | 59% | 59% | 59% | 59% | 59%
Commercial_Office_New_Food Preparation_Natural Gas_Double Rack Oven_E3_Baseline Forecast | Commercial | Office | New | Food Preparation | Natural Gas | Double Rack Oven | E3 |  | Baseline Forecast | bar: 2019 to 2051
Commercial_Office_New_Food Preparation_Natural Gas_Double Rack Oven_E4_Baseline Forecast | Commercial | Office | New | Food Preparation | Natural Gas | Double Rack Oven | E4 |  | Baseline Forecast | bar: 2019 to 2051
Commercial_Office_New_Food Preparation_Natural Gas_Double Rack Oven_E5_Baseline Forecast | Commercial | Office | New | Food Preparation | Natural Gas | Double Rack Oven | E5 |  | Baseline Forecast | bar: 2019 to 2051
Commercial_Office_New_Food Preparation_Natural Gas_Double Rack Oven_E6_Baseline Forecast | Commercial | Office | New | Food Preparation | Natural Gas | Double Rack Oven | E6 |  | Baseline Forecast | bar: 2019 to 2051
Commercial_Office_New_Food Preparation_Natural Gas_Double Rack Oven_E7_Baseline Forecast | Commercial | Office | New | Food Preparation | Natural Gas | Double Rack Oven | E7 |  | Baseline Forecast | bar: 2019 to 2051
Commercial_Office_New_Food Preparation_Natural Gas_Double Rack Oven_E8_Baseline Forecast | Commercial | Office | New | Food Preparation | Natural Gas | Double Rack Oven | E8 |  | Baseline Forecast | bar: 2019 to 2051
Commercial_Office_New_Food Preparation_Natural Gas_Double Rack Oven_E9_Baseline Forecast | Commercial | Office | New | Food Preparation | Natural Gas | Double Rack Oven | E9 |  | Baseline Forecast | bar: 2019 to 2051
Commercial_Office_New_Food Preparation_Natural Gas_Double Rack Oven_E10_Baseline Forecast | Commercial | Office | New | Food Preparation | Natural Gas | Double Rack Oven | E10 |  | Baseline Forecast | bar: 2019 to 2051
Commercial_Office_New_Food Preparation_Natural Gas_Fryer_E1_Baseline Forecast | Commercial | Office | New | Food Preparation | Natural Gas | Fryer | E1 | Standard | Baseline Forecast | 74% | 74% | 74% | 0% | 0% | 0% | 0% | 0% | 0% | 0% | 0% | 0% | 0% | 0% | 0% | 0% | 0% | 0% | 0% | 0% | 0% | 0% | 0% | 0% | 0% | 0% | 0% | 0% | 0% | 0% | 0% | 0% | 0%
Commercial_Office_New_Food Preparation_Natural Gas_Fryer_E2_Baseline Forecast | Commercial | Office | New | Food Preparation | Natural Gas | Fryer | E2 | ENERGY STAR | Baseline Forecast | 26% | 26% | 26% | 100% | 100% | 100% | 100% | 100% | 100% | 100% | 100% | 100% | 100% | 100% | 100% | 100% | 100% | 100% | 100% | 100% | 100% | 100% | 100% | 100% | 100% | 100% | 100% | 100% | 100% | 100% | 100% | 100% | 100%
Commercial_Office_New_Food Preparation_Natural Gas_Fryer_E3_Baseline Forecast | Commercial | Office | New | Food Preparation | Natural Gas | Fryer | E3 |  | Baseline Forecast | bar: 2019 to 2051
Commercial_Office_New_Food Preparation_Natural Gas_Fryer_E4_Baseline Forecast | Commercial | Office | New | Food Preparation | Natural Gas | Fryer | E4 |  | Baseline Forecast | bar: 2019 to 2051
Commercial_Office_New_Food Preparation_Natural Gas_Fryer_E5_Baseline Forecast | Commercial | Office | New | Food Preparation | Natural Gas | Fryer | E5 |  | Baseline Forecast | bar: 2019 to 2051
Commercial_Office_New_Food Preparation_Natural Gas_Fryer_E6_Baseline Forecast | Commercial | Office | New | Food Preparation | Natural Gas | Fryer | E6 |  | Baseline Forecast | bar: 2019 to 2051
Commercial_Office_New_Food Preparation_Natural Gas_Fryer_E7_Baseline Forecast | Commercial | Office | New | Food Preparation | Natural Gas | Fryer | E7 |  | Baseline Forecast | bar: 2019 to 2051
Commercial_Office_New_Food Preparation_Natural Gas_Fryer_E8_Baseline Forecast | Commercial | Office | New | Food Preparation | Natural Gas | Fryer | E8 |  | Baseline Forecast | bar: 2019 to 2051
Commercial_Office_New_Food Preparation_Natural Gas_Fryer_E9_Baseline Forecast | Commercial | Office | New | Food Preparation | Natural Gas | Fryer | E9 |  | Baseline Forecast | bar: 2019 to 2051
Commercial_Office_New_Food Preparation_Natural Gas_Fryer_E10_Baseline Forecast | Commercial | Office | New | Food Preparation | Natural Gas | Fryer | E10 |  | Baseline Forecast | bar: 2019 to 2051
Commercial_Office_New_Food Preparation_Natural Gas_Broiler_E1_Baseline Forecast | Commercial | Office | New | Food Preparation | Natural Gas | Broiler | E1 | Standard | Baseline Forecast | 74% | 74% | 74% | 74% | 74% | 74% | 74% | 74% | 74% | 74% | 74% | 74% | 74% | 74% | 74% | 74% | 74% | 74% | 74% | 74% | 74% | 74% | 74% | 74% | 74% | 74% | 74% | 74% | 74% | 74% | 74% | 74% | 74%
Commercial_Office_New_Food Preparation_Natural Gas_Broiler_E2_Baseline Forecast | Commercial | Office | New | Food Preparation | Natural Gas | Broiler | E2 | Infrared Burners | Baseline Forecast | 26% | 26% | 26% | 26% | 26% | 26% | 26% | 26% | 26% | 26% | 26% | 26% | 26% | 26% | 26% | 26% | 26% | 26% | 26% | 26% | 26% | 26% | 26% | 26% | 26% | 26% | 26% | 26% | 26% | 26% | 26% | 26% | 26%
Commercial_Office_New_Food Preparation_Natural Gas_Broiler_E3_Baseline Forecast | Commercial | Office | New | Food Preparation | Natural Gas | Broiler | E3 |  | Baseline Forecast | bar: 2019 to 2051
Commercial_Office_New_Food Preparation_Natural Gas_Broiler_E4_Baseline Forecast | Commercial | Office | New | Food Preparation | Natural Gas | Broiler | E4 |  | Baseline Forecast | bar: 2019 to 2051
Commercial_Office_New_Food Preparation_Natural Gas_Broiler_E5_Baseline Forecast | Commercial | Office | New | Food Preparation | Natural Gas | Broiler | E5 |  | Baseline Forecast | bar: 2019 to 2051
Commercial_Office_New_Food Preparation_Natural Gas_Broiler_E6_Baseline Forecast | Commercial | Office | New | Food Preparation | Natural Gas | Broiler | E6 |  | Baseline Forecast | bar: 2019 to 2051
Commercial_Office_New_Food Preparation_Natural Gas_Broiler_E7_Baseline Forecast | Commercial | Office | New | Food Preparation | Natural Gas | Broiler | E7 |  | Baseline Forecast | bar: 2019 to 2051
Commercial_Office_New_Food Preparation_Natural Gas_Broiler_E8_Baseline Forecast | Commercial | Office | New | Food Preparation | Natural Gas | Broiler | E8 |  | Baseline Forecast | bar: 2019 to 2051
Commercial_Office_New_Food Preparation_Natural Gas_Broiler_E9_Baseline Forecast | Commercial | Office | New | Food Preparation | Natural Gas | Broiler | E9 |  | Baseline Forecast | bar: 2019 to 2051
Commercial_Office_New_Food Preparation_Natural Gas_Broiler_E10_Baseline Forecast | Commercial | Office | New | Food Preparation | Natural Gas | Broiler | E10 |  | Baseline Forecast | bar: 2019 to 2051
Commercial_Office_New_Food Preparation_Natural Gas_Griddle_E1_Baseline Forecast | Commercial | Office | New | Food Preparation | Natural Gas | Griddle | E1 | Standard | Baseline Forecast | 71% | 71% | 71% | 71% | 71% | 71% | 71% | 71% | 71% | 71% | 71% | 71% | 71% | 71% | 71% | 71% | 71% | 71% | 71% | 71% | 71% | 71% | 71% | 71% | 71% | 71% | 71% | 71% | 71% | 71% | 71% | 71% | 71%
Commercial_Office_New_Food Preparation_Natural Gas_Griddle_E2_Baseline Forecast | Commercial | Office | New | Food Preparation | Natural Gas | Griddle | E2 | ENERGY STAR | Baseline Forecast | 29% | 29% | 29% | 29% | 29% | 29% | 29% | 29% | 29% | 29% | 29% | 29% | 29% | 29% | 29% | 29% | 29% | 29% | 29% | 29% | 29% | 29% | 29% | 29% | 29% | 29% | 29% | 29% | 29% | 29% | 29% | 29% | 29%
Commercial_Office_New_Food Preparation_Natural Gas_Griddle_E3_Baseline Forecast | Commercial | Office | New | Food Preparation | Natural Gas | Griddle | E3 |  | Baseline Forecast | bar: 2019 to 2051
Commercial_Office_New_Food Preparation_Natural Gas_Griddle_E4_Baseline Forecast | Commercial | Office | New | Food Preparation | Natural Gas | Griddle | E4 |  | Baseline Forecast | bar: 2019 to 2051
Commercial_Office_New_Food Preparation_Natural Gas_Griddle_E5_Baseline Forecast | Commercial | Office | New | Food Preparation | Natural Gas | Griddle | E5 |  | Baseline Forecast | bar: 2019 to 2051
Commercial_Office_New_Food Preparation_Natural Gas_Griddle_E6_Baseline Forecast | Commercial | Office | New | Food Preparation | Natural Gas | Griddle | E6 |  | Baseline Forecast | bar: 2019 to 2051
Commercial_Office_New_Food Preparation_Natural Gas_Griddle_E7_Baseline Forecast | Commercial | Office | New | Food Preparation | Natural Gas | Griddle | E7 |  | Baseline Forecast | bar: 2019 to 2051
Commercial_Office_New_Food Preparation_Natural Gas_Griddle_E8_Baseline Forecast | Commercial | Office | New | Food Preparation | Natural Gas | Griddle | E8 |  | Baseline Forecast | bar: 2019 to 2051
Commercial_Office_New_Food Preparation_Natural Gas_Griddle_E9_Baseline Forecast | Commercial | Office | New | Food Preparation | Natural Gas | Griddle | E9 |  | Baseline Forecast | bar: 2019 to 2051
Commercial_Office_New_Food Preparation_Natural Gas_Griddle_E10_Baseline Forecast | Commercial | Office | New | Food Preparation | Natural Gas | Griddle | E10 |  | Baseline Forecast | bar: 2019 to 2051
Commercial_Office_New_Food Preparation_Natural Gas_Range_E1_Baseline Forecast | Commercial | Office | New | Food Preparation | Natural Gas | Range | E1 | Standard | Baseline Forecast | 41% | 41% | 41% | 41% | 41% | 41% | 41% | 41% | 41% | 41% | 41% | 41% | 41% | 41% | 41% | 41% | 41% | 41% | 41% | 41% | 41% | 41% | 41% | 41% | 41% | 41% | 41% | 41% | 41% | 41% | 41% | 41% | 41%
Commercial_Office_New_Food Preparation_Natural Gas_Range_E2_Baseline Forecast | Commercial | Office | New | Food Preparation | Natural Gas | Range | E2 | High Efficiency | Baseline Forecast | 59% | 59% | 59% | 59% | 59% | 59% | 59% | 59% | 59% | 59% | 59% | 59% | 59% | 59% | 59% | 59% | 59% | 59% | 59% | 59% | 59% | 59% | 59% | 59% | 59% | 59% | 59% | 59% | 59% | 59% | 59% | 59% | 59%
Commercial_Office_New_Food Preparation_Natural Gas_Range_E3_Baseline Forecast | Commercial | Office | New | Food Preparation | Natural Gas | Range | E3 |  | Baseline Forecast | bar: 2019 to 2051
Commercial_Office_New_Food Preparation_Natural Gas_Range_E4_Baseline Forecast | Commercial | Office | New | Food Preparation | Natural Gas | Range | E4 |  | Baseline Forecast | bar: 2019 to 2051
Commercial_Office_New_Food Preparation_Natural Gas_Range_E5_Baseline Forecast | Commercial | Office | New | Food Preparation | Natural Gas | Range | E5 |  | Baseline Forecast | bar: 2019 to 2051
Commercial_Office_New_Food Preparation_Natural Gas_Range_E6_Baseline Forecast | Commercial | Office | New | Food Preparation | Natural Gas | Range | E6 |  | Baseline Forecast | bar: 2019 to 2051
Commercial_Office_New_Food Preparation_Natural Gas_Range_E7_Baseline Forecast | Commercial | Office | New | Food Preparation | Natural Gas | Range | E7 |  | Baseline Forecast | bar: 2019 to 2051
Commercial_Office_New_Food Preparation_Natural Gas_Range_E8_Baseline Forecast | Commercial | Office | New | Food Preparation | Natural Gas | Range | E8 |  | Baseline Forecast | bar: 2019 to 2051
Commercial_Office_New_Food Preparation_Natural Gas_Range_E9_Baseline Forecast | Commercial | Office | New | Food Preparation | Natural Gas | Range | E9 |  | Baseline Forecast | bar: 2019 to 2051
Commercial_Office_New_Food Preparation_Natural Gas_Range_E10_Baseline Forecast | Commercial | Office | New | Food Preparation | Natural Gas | Range | E10 |  | Baseline Forecast | bar: 2019 to 2051
Commercial_Office_New_Food Preparation_Natural Gas_Steamer_E1_Baseline Forecast | Commercial | Office | New | Food Preparation | Natural Gas | Steamer | E1 | Standard | Baseline Forecast | 50% | 50% | 50% | 0% | 0% | 0% | 0% | 0% | 0% | 0% | 0% | 0% | 0% | 0% | 0% | 0% | 0% | 0% | 0% | 0% | 0% | 0% | 0% | 0% | 0% | 0% | 0% | 0% | 0% | 0% | 0% | 0% | 0%
Commercial_Office_New_Food Preparation_Natural Gas_Steamer_E2_Baseline Forecast | Commercial | Office | New | Food Preparation | Natural Gas | Steamer | E2 | ENERGY STAR | Baseline Forecast | 50% | 50% | 50% | 100% | 100% | 100% | 100% | 100% | 100% | 100% | 100% | 100% | 100% | 100% | 100% | 100% | 100% | 100% | 100% | 100% | 100% | 100% | 100% | 100% | 100% | 100% | 100% | 100% | 100% | 100% | 100% | 100% | 100%
Commercial_Office_New_Food Preparation_Natural Gas_Steamer_E3_Baseline Forecast | Commercial | Office | New | Food Preparation | Natural Gas | Steamer | E3 |  | Baseline Forecast | bar: 2019 to 2051
Commercial_Office_New_Food Preparation_Natural Gas_Steamer_E4_Baseline Forecast | Commercial | Office | New | Food Preparation | Natural Gas | Steamer | E4 |  | Baseline Forecast | bar: 2019 to 2051
Commercial_Office_New_Food Preparation_Natural Gas_Steamer_E5_Baseline Forecast | Commercial | Office | New | Food Preparation | Natural Gas | Steamer | E5 |  | Baseline Forecast | bar: 2019 to 2051
Commercial_Office_New_Food Preparation_Natural Gas_Steamer_E6_Baseline Forecast | Commercial | Office | New | Food Preparation | Natural Gas | Steamer | E6 |  | Baseline Forecast | bar: 2019 to 2051
Commercial_Office_New_Food Preparation_Natural Gas_Steamer_E7_Baseline Forecast | Commercial | Office | New | Food Preparation | Natural Gas | Steamer | E7 |  | Baseline Forecast | bar: 2019 to 2051
Commercial_Office_New_Food Preparation_Natural Gas_Steamer_E8_Baseline Forecast | Commercial | Office | New | Food Preparation | Natural Gas | Steamer | E8 |  | Baseline Forecast | bar: 2019 to 2051
Commercial_Office_New_Food Preparation_Natural Gas_Steamer_E9_Baseline Forecast | Commercial | Office | New | Food Preparation | Natural Gas | Steamer | E9 |  | Baseline Forecast | bar: 2019 to 2051
Commercial_Office_New_Food Preparation_Natural Gas_Steamer_E10_Baseline Forecast | Commercial | Office | New | Food Preparation | Natural Gas | Steamer | E10 |  | Baseline Forecast | bar: 2019 to 2051
Commercial_Office_New_Food Preparation_Natural Gas_Food Prep Other_E1_Baseline Forecast | Commercial | Office | New | Food Preparation | Natural Gas | Food Prep Other | E1 | Standard | Baseline Forecast | 74% | 74% | 74% | 74% | 74% | 74% | 74% | 74% | 74% | 74% | 74% | 74% | 74% | 74% | 74% | 74% | 74% | 74% | 74% | 74% | 74% | 74% | 74% | 74% | 74% | 74% | 74% | 74% | 74% | 74% | 74% | 74% | 74%
Commercial_Office_New_Food Preparation_Natural Gas_Food Prep Other_E2_Baseline Forecast | Commercial | Office | New | Food Preparation | Natural Gas | Food Prep Other | E2 | ENERGY STAR | Baseline Forecast | 26% | 26% | 26% | 26% | 26% | 26% | 26% | 26% | 26% | 26% | 26% | 26% | 26% | 26% | 26% | 26% | 26% | 26% | 26% | 26% | 26% | 26% | 26% | 26% | 26% | 26% | 26% | 26% | 26% | 26% | 26% | 26% | 26%
Commercial_Office_New_Food Preparation_Natural Gas_Food Prep Other_E3_Baseline Forecast | Commercial | Office | New | Food Preparation | Natural Gas | Food Prep Other | E3 |  | Baseline Forecast | bar: 2019 to 2051
Commercial_Office_New_Food Preparation_Natural Gas_Food Prep Other_E4_Baseline Forecast | Commercial | Office | New | Food Preparation | Natural Gas | Food Prep Other | E4 |  | Baseline Forecast | bar: 2019 to 2051
Commercial_Office_New_Food Preparation_Natural Gas_Food Prep Other_E5_Baseline Forecast | Commercial | Office | New | Food Preparation | Natural Gas | Food Prep Other | E5 |  | Baseline Forecast | bar: 2019 to 2051
Commercial_Office_New_Food Preparation_Natural Gas_Food Prep Other_E6_Baseline Forecast | Commercial | Office | New | Food Preparation | Natural Gas | Food Prep Other | E6 |  | Baseline Forecast | bar: 2019 to 2051
Commercial_Office_New_Food Preparation_Natural Gas_Food Prep Other_E7_Baseline Forecast | Commercial | Office | New | Food Preparation | Natural Gas | Food Prep Other | E7 |  | Baseline Forecast | bar: 2019 to 2051
Commercial_Office_New_Food Preparation_Natural Gas_Food Prep Other_E8_Baseline Forecast | Commercial | Office | New | Food Preparation | Natural Gas | Food Prep Other | E8 |  | Baseline Forecast | bar: 2019 to 2051
Commercial_Office_New_Food Preparation_Natural Gas_Food Prep Other_E9_Baseline Forecast | Commercial | Office | New | Food Preparation | Natural Gas | Food Prep Other | E9 |  | Baseline Forecast | bar: 2019 to 2051
Commercial_Office_New_Food Preparation_Natural Gas_Food Prep Other_E10_Baseline Forecast | Commercial | Office | New | Food Preparation | Natural Gas | Food Prep Other | E10 |  | Baseline Forecast | bar: 2019 to 2051
Commercial_Office_New_Miscellaneous_Natural Gas_Pool Heater_E1_Baseline Forecast | Commercial | Office | New | Miscellaneous | Natural Gas | Pool Heater | E1 | Standard (EF .78) | Baseline Forecast | 90% | 90% | 90% | 90% | 90% | 90% | 90% | 90% | 90% | 90% | 90% | 90% | 90% | 90% | 90% | 90% | 90% | 90% | 90% | 90% | 90% | 90% | 90% | 90% | 90% | 90% | 90% | 90% | 90% | 90% | 90% | 90% | 90%
Commercial_Office_New_Miscellaneous_Natural Gas_Pool Heater_E2_Baseline Forecast | Commercial | Office | New | Miscellaneous | Natural Gas | Pool Heater | E2 | Condensing (EF .90) | Baseline Forecast | 10% | 10% | 10% | 10% | 10% | 10% | 10% | 10% | 10% | 10% | 10% | 10% | 10% | 10% | 10% | 10% | 10% | 10% | 10% | 10% | 10% | 10% | 10% | 10% | 10% | 10% | 10% | 10% | 10% | 10% | 10% | 10% | 10%
Commercial_Office_New_Miscellaneous_Natural Gas_Pool Heater_E3_Baseline Forecast | Commercial | Office | New | Miscellaneous | Natural Gas | Pool Heater | E3 |  | Baseline Forecast | bar: 2019 to 2051
Commercial_Office_New_Miscellaneous_Natural Gas_Pool Heater_E4_Baseline Forecast | Commercial | Office | New | Miscellaneous | Natural Gas | Pool Heater | E4 |  | Baseline Forecast | bar: 2019 to 2051
Commercial_Office_New_Miscellaneous_Natural Gas_Pool Heater_E5_Baseline Forecast | Commercial | Office | New | Miscellaneous | Natural Gas | Pool Heater | E5 |  | Baseline Forecast | bar: 2019 to 2051
Commercial_Office_New_Miscellaneous_Natural Gas_Pool Heater_E6_Baseline Forecast | Commercial | Office | New | Miscellaneous | Natural Gas | Pool Heater | E6 |  | Baseline Forecast | bar: 2019 to 2051
Commercial_Office_New_Miscellaneous_Natural Gas_Pool Heater_E7_Baseline Forecast | Commercial | Office | New | Miscellaneous | Natural Gas | Pool Heater | E7 |  | Baseline Forecast | bar: 2019 to 2051
Commercial_Office_New_Miscellaneous_Natural Gas_Pool Heater_E8_Baseline Forecast | Commercial | Office | New | Miscellaneous | Natural Gas | Pool Heater | E8 |  | Baseline Forecast | bar: 2019 to 2051
Commercial_Office_New_Miscellaneous_Natural Gas_Pool Heater_E9_Baseline Forecast | Commercial | Office | New | Miscellaneous | Natural Gas | Pool Heater | E9 |  | Baseline Forecast | bar: 2019 to 2051
Commercial_Office_New_Miscellaneous_Natural Gas_Pool Heater_E10_Baseline Forecast | Commercial | Office | New | Miscellaneous | Natural Gas | Pool Heater | E10 |  | Baseline Forecast | bar: 2019 to 2051
Commercial_Office_New_Miscellaneous_Natural Gas_Miscellaneous_E1_Baseline Forecast | Commercial | Office | New | Miscellaneous | Natural Gas | Miscellaneous | E1 | Miscellaneous | Baseline Forecast | 100% | 100% | 100% | 100% | 100% | 100% | 100% | 100% | 100% | 100% | 100% | 100% | 100% | 100% | 100% | 100% | 100% | 100% | 100% | 100% | 100% | 100% | 100% | 100% | 100% | 100% | 100% | 100% | 100% | 100% | 100% | 100% | 100%
Commercial_Office_New_Miscellaneous_Natural Gas_Miscellaneous_E2_Baseline Forecast | Commercial | Office | New | Miscellaneous | Natural Gas | Miscellaneous | E2 |  | Baseline Forecast | bar: 2019 to 2051
Commercial_Office_New_Miscellaneous_Natural Gas_Miscellaneous_E3_Baseline Forecast | Commercial | Office | New | Miscellaneous | Natural Gas | Miscellaneous | E3 |  | Baseline Forecast | bar: 2019 to 2051
Commercial_Office_New_Miscellaneous_Natural Gas_Miscellaneous_E4_Baseline Forecast | Commercial | Office | New | Miscellaneous | Natural Gas | Miscellaneous | E4 |  | Baseline Forecast | bar: 2019 to 2051
Commercial_Office_New_Miscellaneous_Natural Gas_Miscellaneous_E5_Baseline Forecast | Commercial | Office | New | Miscellaneous | Natural Gas | Miscellaneous | E5 |  | Baseline Forecast | bar: 2019 to 2051
Commercial_Office_New_Miscellaneous_Natural Gas_Miscellaneous_E6_Baseline Forecast | Commercial | Office | New | Miscellaneous | Natural Gas | Miscellaneous | E6 |  | Baseline Forecast | bar: 2019 to 2051
Commercial_Office_New_Miscellaneous_Natural Gas_Miscellaneous_E7_Baseline Forecast | Commercial | Office | New | Miscellaneous | Natural Gas | Miscellaneous | E7 |  | Baseline Forecast | bar: 2019 to 2051
Commercial_Office_New_Miscellaneous_Natural Gas_Miscellaneous_E8_Baseline Forecast | Commercial | Office | New | Miscellaneous | Natural Gas | Miscellaneous | E8 |  | Baseline Forecast | bar: 2019 to 2051
Commercial_Office_New_Miscellaneous_Natural Gas_Miscellaneous_E9_Baseline Forecast | Commercial | Office | New | Miscellaneous | Natural Gas | Miscellaneous | E9 |  | Baseline Forecast | bar: 2019 to 2051
Commercial_Office_New_Miscellaneous_Natural Gas_Miscellaneous_E10_Baseline Forecast | Commercial | Office | New | Miscellaneous | Natural Gas | Miscellaneous | E10 |  | Baseline Forecast | bar: 2019 to 2051
Commercial_Retail_Existing_Space Heating_Natural Gas_Furnace_E1_Baseline Forecast | Commercial | Retail | Existing | Space Heating | Natural Gas | Furnace | E1 | AFUE 80% (Standard) | Baseline Forecast | 100% | 100% | 100% | 100% | 100% | 100% | 100% | 100% | 100% | 100% | 100% | 100% | 100% | 100% | 100% | 100% | 100% | 100% | 100% | 100% | 100% | 100% | 100% | 100% | 100% | 100% | 100% | 100% | 100% | 100% | 100% | 100% | 100%
Commercial_Retail_Existing_Space Heating_Natural Gas_Furnace_E2_Baseline Forecast | Commercial | Retail | Existing | Space Heating | Natural Gas | Furnace | E2 | AFUE 90% | Baseline Forecast | bar: 2019 to 2051
Commercial_Retail_Existing_Space Heating_Natural Gas_Furnace_E3_Baseline Forecast | Commercial | Retail | Existing | Space Heating | Natural Gas | Furnace | E3 | AFUE 96% | Baseline Forecast | bar: 2019 to 2051
Commercial_Retail_Existing_Space Heating_Natural Gas_Furnace_E4_Baseline Forecast | Commercial | Retail | Existing | Space Heating | Natural Gas | Furnace | E4 | Convert to NG Air Source Heat Pump | Baseline Forecast | bar: 2019 to 2051
Commercial_Retail_Existing_Space Heating_Natural Gas_Furnace_E5_Baseline Forecast | Commercial | Retail | Existing | Space Heating | Natural Gas | Furnace | E5 |  | Baseline Forecast | bar: 2019 to 2051
Commercial_Retail_Existing_Space Heating_Natural Gas_Furnace_E6_Baseline Forecast | Commercial | Retail | Existing | Space Heating | Natural Gas | Furnace | E6 |  | Baseline Forecast | bar: 2019 to 2051
Commercial_Retail_Existing_Space Heating_Natural Gas_Furnace_E7_Baseline Forecast | Commercial | Retail | Existing | Space Heating | Natural Gas | Furnace | E7 |  | Baseline Forecast | bar: 2019 to 2051
Commercial_Retail_Existing_Space Heating_Natural Gas_Furnace_E8_Baseline Forecast | Commercial | Retail | Existing | Space Heating | Natural Gas | Furnace | E8 |  | Baseline Forecast | bar: 2019 to 2051
Commercial_Retail_Existing_Space Heating_Natural Gas_Furnace_E9_Baseline Forecast | Commercial | Retail | Existing | Space Heating | Natural Gas | Furnace | E9 |  | Baseline Forecast | bar: 2019 to 2051
Commercial_Retail_Existing_Space Heating_Natural Gas_Furnace_E10_Baseline Forecast | Commercial | Retail | Existing | Space Heating | Natural Gas | Furnace | E10 |  | Baseline Forecast | bar: 2019 to 2051
Commercial_Retail_Existing_Space Heating_Natural Gas_Boiler_E1_Baseline Forecast | Commercial | Retail | Existing | Space Heating | Natural Gas | Boiler | E1 | AFUE 80% (Standard) | Baseline Forecast | 75.68% | 76.05% | 75.67% | 76.06% | 75.66% | 76.07% | 75.65% | 76.08% | 75.64% | 76.09% | 75.63% | 76.1% | 75.86% | 76.36% | 75.86% | 75.34% | 76.13% | 76.13% | 76.13% | 76.13% | 76.13% | 76.13% | 76.13% | 76.13% | 76.13% | 76.13% | 76.13% | 76.13% | 76.13% | 76.13% | 76.13% | 76.13% | 76.13%
Commercial_Retail_Existing_Space Heating_Natural Gas_Boiler_E2_Baseline Forecast | Commercial | Retail | Existing | Space Heating | Natural Gas | Boiler | E2 | AFUE 85% | Baseline Forecast | bar: 2019 to 2051
Commercial_Retail_Existing_Space Heating_Natural Gas_Boiler_E3_Baseline Forecast | Commercial | Retail | Existing | Space Heating | Natural Gas | Boiler | E3 | AFUE 97% | Baseline Forecast | 24.32% | 23.95% | 24.33% | 23.94% | 24.34% | 23.93% | 24.35% | 23.92% | 24.36% | 23.91% | 24.37% | 23.9% | 24.14% | 23.64% | 24.14% | 24.66% | 23.87% | 23.87% | 23.87% | 23.87% | 23.87% | 23.87% | 23.87% | 23.87% | 23.87% | 23.87% | 23.87% | 23.87% | 23.87% | 23.87% | 23.87% | 23.87% | 23.87%
Commercial_Retail_Existing_Space Heating_Natural Gas_Boiler_E4_Baseline Forecast | Commercial | Retail | Existing | Space Heating | Natural Gas | Boiler | E4 | Convert to NG Air Source Heat Pump | Baseline Forecast | bar: 2019 to 2051
Commercial_Retail_Existing_Space Heating_Natural Gas_Boiler_E5_Baseline Forecast | Commercial | Retail | Existing | Space Heating | Natural Gas | Boiler | E5 |  | Baseline Forecast | bar: 2019 to 2051
Commercial_Retail_Existing_Space Heating_Natural Gas_Boiler_E6_Baseline Forecast | Commercial | Retail | Existing | Space Heating | Natural Gas | Boiler | E6 |  | Baseline Forecast | bar: 2019 to 2051
Commercial_Retail_Existing_Space Heating_Natural Gas_Boiler_E7_Baseline Forecast | Commercial | Retail | Existing | Space Heating | Natural Gas | Boiler | E7 |  | Baseline Forecast | bar: 2019 to 2051
Commercial_Retail_Existing_Space Heating_Natural Gas_Boiler_E8_Baseline Forecast | Commercial | Retail | Existing | Space Heating | Natural Gas | Boiler | E8 |  | Baseline Forecast | bar: 2019 to 2051
Commercial_Retail_Existing_Space Heating_Natural Gas_Boiler_E9_Baseline Forecast | Commercial | Retail | Existing | Space Heating | Natural Gas | Boiler | E9 |  | Baseline Forecast | bar: 2019 to 2051
Commercial_Retail_Existing_Space Heating_Natural Gas_Boiler_E10_Baseline Forecast | Commercial | Retail | Existing | Space Heating | Natural Gas | Boiler | E10 |  | Baseline Forecast | bar: 2019 to 2051
Commercial_Retail_Existing_Space Heating_Natural Gas_Unit Heater_E1_Baseline Forecast | Commercial | Retail | Existing | Space Heating | Natural Gas | Unit Heater | E1 | Standard | Baseline Forecast | 100% | 100% | 100% | 100% | 100% | 100% | 100% | 100% | 100% | 100% | 100% | 100% | 100% | 100% | 100% | 100% | 100% | 100% | 100% | 100% | 100% | 100% | 100% | 100% | 100% | 100% | 100% | 100% | 100% | 100% | 100% | 100% | 100%
Commercial_Retail_Existing_Space Heating_Natural Gas_Unit Heater_E2_Baseline Forecast | Commercial | Retail | Existing | Space Heating | Natural Gas | Unit Heater | E2 | Condensing | Baseline Forecast | bar: 2019 to 2051
Commercial_Retail_Existing_Space Heating_Natural Gas_Unit Heater_E3_Baseline Forecast | Commercial | Retail | Existing | Space Heating | Natural Gas | Unit Heater | E3 | Infrared Radiant | Baseline Forecast | bar: 2019 to 2051
Commercial_Retail_Existing_Space Heating_Natural Gas_Unit Heater_E4_Baseline Forecast | Commercial | Retail | Existing | Space Heating | Natural Gas | Unit Heater | E4 |  | Baseline Forecast | bar: 2019 to 2051
Commercial_Retail_Existing_Space Heating_Natural Gas_Unit Heater_E5_Baseline Forecast | Commercial | Retail | Existing | Space Heating | Natural Gas | Unit Heater | E5 |  | Baseline Forecast | bar: 2019 to 2051
Commercial_Retail_Existing_Space Heating_Natural Gas_Unit Heater_E6_Baseline Forecast | Commercial | Retail | Existing | Space Heating | Natural Gas | Unit Heater | E6 |  | Baseline Forecast | bar: 2019 to 2051
Commercial_Retail_Existing_Space Heating_Natural Gas_Unit Heater_E7_Baseline Forecast | Commercial | Retail | Existing | Space Heating | Natural Gas | Unit Heater | E7 |  | Baseline Forecast | bar: 2019 to 2051
Commercial_Retail_Existing_Space Heating_Natural Gas_Unit Heater_E8_Baseline Forecast | Commercial | Retail | Existing | Space Heating | Natural Gas | Unit Heater | E8 |  | Baseline Forecast | bar: 2019 to 2051
Commercial_Retail_Existing_Space Heating_Natural Gas_Unit Heater_E9_Baseline Forecast | Commercial | Retail | Existing | Space Heating | Natural Gas | Unit Heater | E9 |  | Baseline Forecast | bar: 2019 to 2051
Commercial_Retail_Existing_Space Heating_Natural Gas_Unit Heater_E10_Baseline Forecast | Commercial | Retail | Existing | Space Heating | Natural Gas | Unit Heater | E10 |  | Baseline Forecast | bar: 2019 to 2051
Commercial_Retail_Existing_Water Heating_Natural Gas_Water Heater_E1_Baseline Forecast | Commercial | Retail | Existing | Water Heating | Natural Gas | Water Heater | E1 | TE 80% | Baseline Forecast | bar: 2019 to 2051
Commercial_Retail_Existing_Water Heating_Natural Gas_Water Heater_E2_Baseline Forecast | Commercial | Retail | Existing | Water Heating | Natural Gas | Water Heater | E2 | TE 81% | Baseline Forecast | 100% | 100% | 100% | 100% | 100% | 100% | 100% | 100% | 100% | 100% | 100% | 100% | 100% | 100% | 100% | 100% | 100% | 100% | 100% | 100% | 100% | 100% | 100% | 100% | 100% | 100% | 100% | 100% | 100% | 100% | 100% | 100% | 100%
Commercial_Retail_Existing_Water Heating_Natural Gas_Water Heater_E3_Baseline Forecast | Commercial | Retail | Existing | Water Heating | Natural Gas | Water Heater | E3 | TE 88% | Baseline Forecast | bar: 2019 to 2051
Commercial_Retail_Existing_Water Heating_Natural Gas_Water Heater_E4_Baseline Forecast | Commercial | Retail | Existing | Water Heating | Natural Gas | Water Heater | E4 | TE 94% | Baseline Forecast | bar: 2019 to 2051
Commercial_Retail_Existing_Water Heating_Natural Gas_Water Heater_E5_Baseline Forecast | Commercial | Retail | Existing | Water Heating | Natural Gas | Water Heater | E5 | TE 96% | Baseline Forecast | bar: 2019 to 2051
Commercial_Retail_Existing_Water Heating_Natural Gas_Water Heater_E6_Baseline Forecast | Commercial | Retail | Existing | Water Heating | Natural Gas | Water Heater | E6 | Tankless | Baseline Forecast | bar: 2019 to 2051
Commercial_Retail_Existing_Water Heating_Natural Gas_Water Heater_E7_Baseline Forecast | Commercial | Retail | Existing | Water Heating | Natural Gas | Water Heater | E7 | Gas-Fired Absorption HPWH | Baseline Forecast | bar: 2019 to 2051
Commercial_Retail_Existing_Water Heating_Natural Gas_Water Heater_E8_Baseline Forecast | Commercial | Retail | Existing | Water Heating | Natural Gas | Water Heater | E8 |  | Baseline Forecast | bar: 2019 to 2051
Commercial_Retail_Existing_Water Heating_Natural Gas_Water Heater_E9_Baseline Forecast | Commercial | Retail | Existing | Water Heating | Natural Gas | Water Heater | E9 |  | Baseline Forecast | bar: 2019 to 2051
Commercial_Retail_Existing_Water Heating_Natural Gas_Water Heater_E10_Baseline Forecast | Commercial | Retail | Existing | Water Heating | Natural Gas | Water Heater | E10 |  | Baseline Forecast | bar: 2019 to 2051
Commercial_Retail_Existing_Food Preparation_Natural Gas_Oven_E1_Baseline Forecast | Commercial | Retail | Existing | Food Preparation | Natural Gas | Oven | E1 | Standard | Baseline Forecast | 41% | 41% | 41% | 41% | 41% | 41% | 41% | 41% | 41% | 41% | 41% | 41% | 41% | 41% | 41% | 41% | 41% | 41% | 41% | 41% | 41% | 41% | 41% | 41% | 41% | 41% | 41% | 41% | 41% | 41% | 41% | 41% | 41%
Commercial_Retail_Existing_Food Preparation_Natural Gas_Oven_E2_Baseline Forecast | Commercial | Retail | Existing | Food Preparation | Natural Gas | Oven | E2 | ENERGY STAR (>44% Baking Efficiency) | Baseline Forecast | 59% | 59% | 59% | 59% | 59% | 59% | 59% | 59% | 59% | 59% | 59% | 59% | 59% | 59% | 59% | 59% | 59% | 59% | 59% | 59% | 59% | 59% | 59% | 59% | 59% | 59% | 59% | 59% | 59% | 59% | 59% | 59% | 59%
Commercial_Retail_Existing_Food Preparation_Natural Gas_Oven_E3_Baseline Forecast | Commercial | Retail | Existing | Food Preparation | Natural Gas | Oven | E3 |  | Baseline Forecast | bar: 2019 to 2051
Commercial_Retail_Existing_Food Preparation_Natural Gas_Oven_E4_Baseline Forecast | Commercial | Retail | Existing | Food Preparation | Natural Gas | Oven | E4 |  | Baseline Forecast | bar: 2019 to 2051
Commercial_Retail_Existing_Food Preparation_Natural Gas_Oven_E5_Baseline Forecast | Commercial | Retail | Existing | Food Preparation | Natural Gas | Oven | E5 |  | Baseline Forecast | bar: 2019 to 2051
Commercial_Retail_Existing_Food Preparation_Natural Gas_Oven_E6_Baseline Forecast | Commercial | Retail | Existing | Food Preparation | Natural Gas | Oven | E6 |  | Baseline Forecast | bar: 2019 to 2051
Commercial_Retail_Existing_Food Preparation_Natural Gas_Oven_E7_Baseline Forecast | Commercial | Retail | Existing | Food Preparation | Natural Gas | Oven | E7 |  | Baseline Forecast | bar: 2019 to 2051
Commercial_Retail_Existing_Food Preparation_Natural Gas_Oven_E8_Baseline Forecast | Commercial | Retail | Existing | Food Preparation | Natural Gas | Oven | E8 |  | Baseline Forecast | bar: 2019 to 2051
Commercial_Retail_Existing_Food Preparation_Natural Gas_Oven_E9_Baseline Forecast | Commercial | Retail | Existing | Food Preparation | Natural Gas | Oven | E9 |  | Baseline Forecast | bar: 2019 to 2051
Commercial_Retail_Existing_Food Preparation_Natural Gas_Oven_E10_Baseline Forecast | Commercial | Retail | Existing | Food Preparation | Natural Gas | Oven | E10 |  | Baseline Forecast | bar: 2019 to 2051
Commercial_Retail_Existing_Food Preparation_Natural Gas_Conveyor Oven_E1_Baseline Forecast | Commercial | Retail | Existing | Food Preparation | Natural Gas | Conveyor Oven | E1 | Standard | Baseline Forecast | 41% | 41% | 41% | 41% | 41% | 41% | 41% | 41% | 41% | 41% | 41% | 41% | 41% | 41% | 41% | 41% | 41% | 41% | 41% | 41% | 41% | 41% | 41% | 41% | 41% | 41% | 41% | 41% | 41% | 41% | 41% | 41% | 41%
Commercial_Retail_Existing_Food Preparation_Natural Gas_Conveyor Oven_E2_Baseline Forecast | Commercial | Retail | Existing | Food Preparation | Natural Gas | Conveyor Oven | E2 | Efficient (>44% Baking Efficiency) | Baseline Forecast | 59% | 59% | 59% | 59% | 59% | 59% | 59% | 59% | 59% | 59% | 59% | 59% | 59% | 59% | 59% | 59% | 59% | 59% | 59% | 59% | 59% | 59% | 59% | 59% | 59% | 59% | 59% | 59% | 59% | 59% | 59% | 59% | 59%
Commercial_Retail_Existing_Food Preparation_Natural Gas_Conveyor Oven_E3_Baseline Forecast | Commercial | Retail | Existing | Food Preparation | Natural Gas | Conveyor Oven | E3 |  | Baseline Forecast | bar: 2019 to 2051
Commercial_Retail_Existing_Food Preparation_Natural Gas_Conveyor Oven_E4_Baseline Forecast | Commercial | Retail | Existing | Food Preparation | Natural Gas | Conveyor Oven | E4 |  | Baseline Forecast | bar: 2019 to 2051
Commercial_Retail_Existing_Food Preparation_Natural Gas_Conveyor Oven_E5_Baseline Forecast | Commercial | Retail | Existing | Food Preparation | Natural Gas | Conveyor Oven | E5 |  | Baseline Forecast | bar: 2019 to 2051
Commercial_Retail_Existing_Food Preparation_Natural Gas_Conveyor Oven_E6_Baseline Forecast | Commercial | Retail | Existing | Food Preparation | Natural Gas | Conveyor Oven | E6 |  | Baseline Forecast | bar: 2019 to 2051
Commercial_Retail_Existing_Food Preparation_Natural Gas_Conveyor Oven_E7_Baseline Forecast | Commercial | Retail | Existing | Food Preparation | Natural Gas | Conveyor Oven | E7 |  | Baseline Forecast | bar: 2019 to 2051
Commercial_Retail_Existing_Food Preparation_Natural Gas_Conveyor Oven_E8_Baseline Forecast | Commercial | Retail | Existing | Food Preparation | Natural Gas | Conveyor Oven | E8 |  | Baseline Forecast | bar: 2019 to 2051
Commercial_Retail_Existing_Food Preparation_Natural Gas_Conveyor Oven_E9_Baseline Forecast | Commercial | Retail | Existing | Food Preparation | Natural Gas | Conveyor Oven | E9 |  | Baseline Forecast | bar: 2019 to 2051
Commercial_Retail_Existing_Food Preparation_Natural Gas_Conveyor Oven_E10_Baseline Forecast | Commercial | Retail | Existing | Food Preparation | Natural Gas | Conveyor Oven | E10 |  | Baseline Forecast | bar: 2019 to 2051
Commercial_Retail_Existing_Food Preparation_Natural Gas_Double Rack Oven_E1_Baseline Forecast | Commercial | Retail | Existing | Food Preparation | Natural Gas | Double Rack Oven | E1 | Standard | Baseline Forecast | 41% | 41% | 41% | 41% | 41% | 41% | 41% | 41% | 41% | 41% | 41% | 41% | 41% | 41% | 41% | 41% | 41% | 41% | 41% | 41% | 41% | 41% | 41% | 41% | 41% | 41% | 41% | 41% | 41% | 41% | 41% | 41% | 41%
Commercial_Retail_Existing_Food Preparation_Natural Gas_Double Rack Oven_E2_Baseline Forecast | Commercial | Retail | Existing | Food Preparation | Natural Gas | Double Rack Oven | E2 | FTSC Qualified (>50% Cooking Efficiency) | Baseline Forecast | 59% | 59% | 59% | 59% | 59% | 59% | 59% | 59% | 59% | 59% | 59% | 59% | 59% | 59% | 59% | 59% | 59% | 59% | 59% | 59% | 59% | 59% | 59% | 59% | 59% | 59% | 59% | 59% | 59% | 59% | 59% | 59% | 59%
Commercial_Retail_Existing_Food Preparation_Natural Gas_Double Rack Oven_E3_Baseline Forecast | Commercial | Retail | Existing | Food Preparation | Natural Gas | Double Rack Oven | E3 |  | Baseline Forecast | bar: 2019 to 2051
Commercial_Retail_Existing_Food Preparation_Natural Gas_Double Rack Oven_E4_Baseline Forecast | Commercial | Retail | Existing | Food Preparation | Natural Gas | Double Rack Oven | E4 |  | Baseline Forecast | bar: 2019 to 2051
Commercial_Retail_Existing_Food Preparation_Natural Gas_Double Rack Oven_E5_Baseline Forecast | Commercial | Retail | Existing | Food Preparation | Natural Gas | Double Rack Oven | E5 |  | Baseline Forecast | bar: 2019 to 2051
Commercial_Retail_Existing_Food Preparation_Natural Gas_Double Rack Oven_E6_Baseline Forecast | Commercial | Retail | Existing | Food Preparation | Natural Gas | Double Rack Oven | E6 |  | Baseline Forecast | bar: 2019 to 2051
Commercial_Retail_Existing_Food Preparation_Natural Gas_Double Rack Oven_E7_Baseline Forecast | Commercial | Retail | Existing | Food Preparation | Natural Gas | Double Rack Oven | E7 |  | Baseline Forecast | bar: 2019 to 2051
Commercial_Retail_Existing_Food Preparation_Natural Gas_Double Rack Oven_E8_Baseline Forecast | Commercial | Retail | Existing | Food Preparation | Natural Gas | Double Rack Oven | E8 |  | Baseline Forecast | bar: 2019 to 2051
Commercial_Retail_Existing_Food Preparation_Natural Gas_Double Rack Oven_E9_Baseline Forecast | Commercial | Retail | Existing | Food Preparation | Natural Gas | Double Rack Oven | E9 |  | Baseline Forecast | bar: 2019 to 2051
Commercial_Retail_Existing_Food Preparation_Natural Gas_Double Rack Oven_E10_Baseline Forecast | Commercial | Retail | Existing | Food Preparation | Natural Gas | Double Rack Oven | E10 |  | Baseline Forecast | bar: 2019 to 2051
Commercial_Retail_Existing_Food Preparation_Natural Gas_Fryer_E1_Baseline Forecast | Commercial | Retail | Existing | Food Preparation | Natural Gas | Fryer | E1 | Standard | Baseline Forecast | 74% | 74% | 74% | 0% | 0% | 0% | 0% | 0% | 0% | 0% | 0% | 0% | 0% | 0% | 0% | 0% | 0% | 0% | 0% | 0% | 0% | 0% | 0% | 0% | 0% | 0% | 0% | 0% | 0% | 0% | 0% | 0% | 0%
Commercial_Retail_Existing_Food Preparation_Natural Gas_Fryer_E2_Baseline Forecast | Commercial | Retail | Existing | Food Preparation | Natural Gas | Fryer | E2 | ENERGY STAR | Baseline Forecast | 26% | 26% | 26% | 100% | 100% | 100% | 100% | 100% | 100% | 100% | 100% | 100% | 100% | 100% | 100% | 100% | 100% | 100% | 100% | 100% | 100% | 100% | 100% | 100% | 100% | 100% | 100% | 100% | 100% | 100% | 100% | 100% | 100%
Commercial_Retail_Existing_Food Preparation_Natural Gas_Fryer_E3_Baseline Forecast | Commercial | Retail | Existing | Food Preparation | Natural Gas | Fryer | E3 |  | Baseline Forecast | bar: 2019 to 2051
Commercial_Retail_Existing_Food Preparation_Natural Gas_Fryer_E4_Baseline Forecast | Commercial | Retail | Existing | Food Preparation | Natural Gas | Fryer | E4 |  | Baseline Forecast | bar: 2019 to 2051
Commercial_Retail_Existing_Food Preparation_Natural Gas_Fryer_E5_Baseline Forecast | Commercial | Retail | Existing | Food Preparation | Natural Gas | Fryer | E5 |  | Baseline Forecast | bar: 2019 to 2051
Commercial_Retail_Existing_Food Preparation_Natural Gas_Fryer_E6_Baseline Forecast | Commercial | Retail | Existing | Food Preparation | Natural Gas | Fryer | E6 |  | Baseline Forecast | bar: 2019 to 2051
Commercial_Retail_Existing_Food Preparation_Natural Gas_Fryer_E7_Baseline Forecast | Commercial | Retail | Existing | Food Preparation | Natural Gas | Fryer | E7 |  | Baseline Forecast | bar: 2019 to 2051
Commercial_Retail_Existing_Food Preparation_Natural Gas_Fryer_E8_Baseline Forecast | Commercial | Retail | Existing | Food Preparation | Natural Gas | Fryer | E8 |  | Baseline Forecast | bar: 2019 to 2051
Commercial_Retail_Existing_Food Preparation_Natural Gas_Fryer_E9_Baseline Forecast | Commercial | Retail | Existing | Food Preparation | Natural Gas | Fryer | E9 |  | Baseline Forecast | bar: 2019 to 2051
Commercial_Retail_Existing_Food Preparation_Natural Gas_Fryer_E10_Baseline Forecast | Commercial | Retail | Existing | Food Preparation | Natural Gas | Fryer | E10 |  | Baseline Forecast | bar: 2019 to 2051
Commercial_Retail_Existing_Food Preparation_Natural Gas_Broiler_E1_Baseline Forecast | Commercial | Retail | Existing | Food Preparation | Natural Gas | Broiler | E1 | Standard | Baseline Forecast | 74% | 74% | 74% | 74% | 74% | 74% | 74% | 74% | 74% | 74% | 74% | 74% | 74% | 74% | 74% | 74% | 74% | 74% | 74% | 74% | 74% | 74% | 74% | 74% | 74% | 74% | 74% | 74% | 74% | 74% | 74% | 74% | 74%
Commercial_Retail_Existing_Food Preparation_Natural Gas_Broiler_E2_Baseline Forecast | Commercial | Retail | Existing | Food Preparation | Natural Gas | Broiler | E2 | Infrared Burners | Baseline Forecast | 26% | 26% | 26% | 26% | 26% | 26% | 26% | 26% | 26% | 26% | 26% | 26% | 26% | 26% | 26% | 26% | 26% | 26% | 26% | 26% | 26% | 26% | 26% | 26% | 26% | 26% | 26% | 26% | 26% | 26% | 26% | 26% | 26%
Commercial_Retail_Existing_Food Preparation_Natural Gas_Broiler_E3_Baseline Forecast | Commercial | Retail | Existing | Food Preparation | Natural Gas | Broiler | E3 |  | Baseline Forecast | bar: 2019 to 2051
Commercial_Retail_Existing_Food Preparation_Natural Gas_Broiler_E4_Baseline Forecast | Commercial | Retail | Existing | Food Preparation | Natural Gas | Broiler | E4 |  | Baseline Forecast | bar: 2019 to 2051
Commercial_Retail_Existing_Food Preparation_Natural Gas_Broiler_E5_Baseline Forecast | Commercial | Retail | Existing | Food Preparation | Natural Gas | Broiler | E5 |  | Baseline Forecast | bar: 2019 to 2051
Commercial_Retail_Existing_Food Preparation_Natural Gas_Broiler_E6_Baseline Forecast | Commercial | Retail | Existing | Food Preparation | Natural Gas | Broiler | E6 |  | Baseline Forecast | bar: 2019 to 2051
Commercial_Retail_Existing_Food Preparation_Natural Gas_Broiler_E7_Baseline Forecast | Commercial | Retail | Existing | Food Preparation | Natural Gas | Broiler | E7 |  | Baseline Forecast | bar: 2019 to 2051
Commercial_Retail_Existing_Food Preparation_Natural Gas_Broiler_E8_Baseline Forecast | Commercial | Retail | Existing | Food Preparation | Natural Gas | Broiler | E8 |  | Baseline Forecast | bar: 2019 to 2051
Commercial_Retail_Existing_Food Preparation_Natural Gas_Broiler_E9_Baseline Forecast | Commercial | Retail | Existing | Food Preparation | Natural Gas | Broiler | E9 |  | Baseline Forecast | bar: 2019 to 2051
Commercial_Retail_Existing_Food Preparation_Natural Gas_Broiler_E10_Baseline Forecast | Commercial | Retail | Existing | Food Preparation | Natural Gas | Broiler | E10 |  | Baseline Forecast | bar: 2019 to 2051
Commercial_Retail_Existing_Food Preparation_Natural Gas_Griddle_E1_Baseline Forecast | Commercial | Retail | Existing | Food Preparation | Natural Gas | Griddle | E1 | Standard | Baseline Forecast | 71% | 71% | 71% | 71% | 71% | 71% | 71% | 71% | 71% | 71% | 71% | 71% | 71% | 71% | 71% | 71% | 71% | 71% | 71% | 71% | 71% | 71% | 71% | 71% | 71% | 71% | 71% | 71% | 71% | 71% | 71% | 71% | 71%
Commercial_Retail_Existing_Food Preparation_Natural Gas_Griddle_E2_Baseline Forecast | Commercial | Retail | Existing | Food Preparation | Natural Gas | Griddle | E2 | ENERGY STAR | Baseline Forecast | 29% | 29% | 29% | 29% | 29% | 29% | 29% | 29% | 29% | 29% | 29% | 29% | 29% | 29% | 29% | 29% | 29% | 29% | 29% | 29% | 29% | 29% | 29% | 29% | 29% | 29% | 29% | 29% | 29% | 29% | 29% | 29% | 29%
Commercial_Retail_Existing_Food Preparation_Natural Gas_Griddle_E3_Baseline Forecast | Commercial | Retail | Existing | Food Preparation | Natural Gas | Griddle | E3 |  | Baseline Forecast | bar: 2019 to 2051
Commercial_Retail_Existing_Food Preparation_Natural Gas_Griddle_E4_Baseline Forecast | Commercial | Retail | Existing | Food Preparation | Natural Gas | Griddle | E4 |  | Baseline Forecast | bar: 2019 to 2051
Commercial_Retail_Existing_Food Preparation_Natural Gas_Griddle_E5_Baseline Forecast | Commercial | Retail | Existing | Food Preparation | Natural Gas | Griddle | E5 |  | Baseline Forecast | bar: 2019 to 2051
Commercial_Retail_Existing_Food Preparation_Natural Gas_Griddle_E6_Baseline Forecast | Commercial | Retail | Existing | Food Preparation | Natural Gas | Griddle | E6 |  | Baseline Forecast | bar: 2019 to 2051
Commercial_Retail_Existing_Food Preparation_Natural Gas_Griddle_E7_Baseline Forecast | Commercial | Retail | Existing | Food Preparation | Natural Gas | Griddle | E7 |  | Baseline Forecast | bar: 2019 to 2051
Commercial_Retail_Existing_Food Preparation_Natural Gas_Griddle_E8_Baseline Forecast | Commercial | Retail | Existing | Food Preparation | Natural Gas | Griddle | E8 |  | Baseline Forecast | bar: 2019 to 2051
Commercial_Retail_Existing_Food Preparation_Natural Gas_Griddle_E9_Baseline Forecast | Commercial | Retail | Existing | Food Preparation | Natural Gas | Griddle | E9 |  | Baseline Forecast | bar: 2019 to 2051
Commercial_Retail_Existing_Food Preparation_Natural Gas_Griddle_E10_Baseline Forecast | Commercial | Retail | Existing | Food Preparation | Natural Gas | Griddle | E10 |  | Baseline Forecast | bar: 2019 to 2051
Commercial_Retail_Existing_Food Preparation_Natural Gas_Range_E1_Baseline Forecast | Commercial | Retail | Existing | Food Preparation | Natural Gas | Range | E1 | Standard | Baseline Forecast | 41% | 41% | 41% | 41% | 41% | 41% | 41% | 41% | 41% | 41% | 41% | 41% | 41% | 41% | 41% | 41% | 41% | 41% | 41% | 41% | 41% | 41% | 41% | 41% | 41% | 41% | 41% | 41% | 41% | 41% | 41% | 41% | 41%
Commercial_Retail_Existing_Food Preparation_Natural Gas_Range_E2_Baseline Forecast | Commercial | Retail | Existing | Food Preparation | Natural Gas | Range | E2 | High Efficiency | Baseline Forecast | 59% | 59% | 59% | 59% | 59% | 59% | 59% | 59% | 59% | 59% | 59% | 59% | 59% | 59% | 59% | 59% | 59% | 59% | 59% | 59% | 59% | 59% | 59% | 59% | 59% | 59% | 59% | 59% | 59% | 59% | 59% | 59% | 59%
Commercial_Retail_Existing_Food Preparation_Natural Gas_Range_E3_Baseline Forecast | Commercial | Retail | Existing | Food Preparation | Natural Gas | Range | E3 |  | Baseline Forecast | bar: 2019 to 2051
Commercial_Retail_Existing_Food Preparation_Natural Gas_Range_E4_Baseline Forecast | Commercial | Retail | Existing | Food Preparation | Natural Gas | Range | E4 |  | Baseline Forecast | bar: 2019 to 2051
Commercial_Retail_Existing_Food Preparation_Natural Gas_Range_E5_Baseline Forecast | Commercial | Retail | Existing | Food Preparation | Natural Gas | Range | E5 |  | Baseline Forecast | bar: 2019 to 2051
Commercial_Retail_Existing_Food Preparation_Natural Gas_Range_E6_Baseline Forecast | Commercial | Retail | Existing | Food Preparation | Natural Gas | Range | E6 |  | Baseline Forecast | bar: 2019 to 2051
Commercial_Retail_Existing_Food Preparation_Natural Gas_Range_E7_Baseline Forecast | Commercial | Retail | Existing | Food Preparation | Natural Gas | Range | E7 |  | Baseline Forecast | bar: 2019 to 2051
Commercial_Retail_Existing_Food Preparation_Natural Gas_Range_E8_Baseline Forecast | Commercial | Retail | Existing | Food Preparation | Natural Gas | Range | E8 |  | Baseline Forecast | bar: 2019 to 2051
Commercial_Retail_Existing_Food Preparation_Natural Gas_Range_E9_Baseline Forecast | Commercial | Retail | Existing | Food Preparation | Natural Gas | Range | E9 |  | Baseline Forecast | bar: 2019 to 2051
Commercial_Retail_Existing_Food Preparation_Natural Gas_Range_E10_Baseline Forecast | Commercial | Retail | Existing | Food Preparation | Natural Gas | Range | E10 |  | Baseline Forecast | bar: 2019 to 2051
Commercial_Retail_Existing_Food Preparation_Natural Gas_Steamer_E1_Baseline Forecast | Commercial | Retail | Existing | Food Preparation | Natural Gas | Steamer | E1 | Standard | Baseline Forecast | 50% | 50% | 50% | 0% | 0% | 0% | 0% | 0% | 0% | 0% | 0% | 0% | 0% | 0% | 0% | 0% | 0% | 0% | 0% | 0% | 0% | 0% | 0% | 0% | 0% | 0% | 0% | 0% | 0% | 0% | 0% | 0% | 0%
Commercial_Retail_Existing_Food Preparation_Natural Gas_Steamer_E2_Baseline Forecast | Commercial | Retail | Existing | Food Preparation | Natural Gas | Steamer | E2 | ENERGY STAR | Baseline Forecast | 50% | 50% | 50% | 100% | 100% | 100% | 100% | 100% | 100% | 100% | 100% | 100% | 100% | 100% | 100% | 100% | 100% | 100% | 100% | 100% | 100% | 100% | 100% | 100% | 100% | 100% | 100% | 100% | 100% | 100% | 100% | 100% | 100%
Commercial_Retail_Existing_Food Preparation_Natural Gas_Steamer_E3_Baseline Forecast | Commercial | Retail | Existing | Food Preparation | Natural Gas | Steamer | E3 |  | Baseline Forecast | bar: 2019 to 2051
Commercial_Retail_Existing_Food Preparation_Natural Gas_Steamer_E4_Baseline Forecast | Commercial | Retail | Existing | Food Preparation | Natural Gas | Steamer | E4 |  | Baseline Forecast | bar: 2019 to 2051
Commercial_Retail_Existing_Food Preparation_Natural Gas_Steamer_E5_Baseline Forecast | Commercial | Retail | Existing | Food Preparation | Natural Gas | Steamer | E5 |  | Baseline Forecast | bar: 2019 to 2051
Commercial_Retail_Existing_Food Preparation_Natural Gas_Steamer_E6_Baseline Forecast | Commercial | Retail | Existing | Food Preparation | Natural Gas | Steamer | E6 |  | Baseline Forecast | bar: 2019 to 2051
Commercial_Retail_Existing_Food Preparation_Natural Gas_Steamer_E7_Baseline Forecast | Commercial | Retail | Existing | Food Preparation | Natural Gas | Steamer | E7 |  | Baseline Forecast | bar: 2019 to 2051
Commercial_Retail_Existing_Food Preparation_Natural Gas_Steamer_E8_Baseline Forecast | Commercial | Retail | Existing | Food Preparation | Natural Gas | Steamer | E8 |  | Baseline Forecast | bar: 2019 to 2051
Commercial_Retail_Existing_Food Preparation_Natural Gas_Steamer_E9_Baseline Forecast | Commercial | Retail | Existing | Food Preparation | Natural Gas | Steamer | E9 |  | Baseline Forecast | bar: 2019 to 2051
Commercial_Retail_Existing_Food Preparation_Natural Gas_Steamer_E10_Baseline Forecast | Commercial | Retail | Existing | Food Preparation | Natural Gas | Steamer | E10 |  | Baseline Forecast | bar: 2019 to 2051
Commercial_Retail_Existing_Food Preparation_Natural Gas_Food Prep Other_E1_Baseline Forecast | Commercial | Retail | Existing | Food Preparation | Natural Gas | Food Prep Other | E1 | Standard | Baseline Forecast | 74% | 74% | 74% | 74% | 74% | 74% | 74% | 74% | 74% | 74% | 74% | 74% | 74% | 74% | 74% | 74% | 74% | 74% | 74% | 74% | 74% | 74% | 74% | 74% | 74% | 74% | 74% | 74% | 74% | 74% | 74% | 74% | 74%
Commercial_Retail_Existing_Food Preparation_Natural Gas_Food Prep Other_E2_Baseline Forecast | Commercial | Retail | Existing | Food Preparation | Natural Gas | Food Prep Other | E2 | ENERGY STAR | Baseline Forecast | 26% | 26% | 26% | 26% | 26% | 26% | 26% | 26% | 26% | 26% | 26% | 26% | 26% | 26% | 26% | 26% | 26% | 26% | 26% | 26% | 26% | 26% | 26% | 26% | 26% | 26% | 26% | 26% | 26% | 26% | 26% | 26% | 26%
Commercial_Retail_Existing_Food Preparation_Natural Gas_Food Prep Other_E3_Baseline Forecast | Commercial | Retail | Existing | Food Preparation | Natural Gas | Food Prep Other | E3 |  | Baseline Forecast | bar: 2019 to 2051
Commercial_Retail_Existing_Food Preparation_Natural Gas_Food Prep Other_E4_Baseline Forecast | Commercial | Retail | Existing | Food Preparation | Natural Gas | Food Prep Other | E4 |  | Baseline Forecast | bar: 2019 to 2051
Commercial_Retail_Existing_Food Preparation_Natural Gas_Food Prep Other_E5_Baseline Forecast | Commercial | Retail | Existing | Food Preparation | Natural Gas | Food Prep Other | E5 |  | Baseline Forecast | bar: 2019 to 2051
Commercial_Retail_Existing_Food Preparation_Natural Gas_Food Prep Other_E6_Baseline Forecast | Commercial | Retail | Existing | Food Preparation | Natural Gas | Food Prep Other | E6 |  | Baseline Forecast | bar: 2019 to 2051
Commercial_Retail_Existing_Food Preparation_Natural Gas_Food Prep Other_E7_Baseline Forecast | Commercial | Retail | Existing | Food Preparation | Natural Gas | Food Prep Other | E7 |  | Baseline Forecast | bar: 2019 to 2051
Commercial_Retail_Existing_Food Preparation_Natural Gas_Food Prep Other_E8_Baseline Forecast | Commercial | Retail | Existing | Food Preparation | Natural Gas | Food Prep Other | E8 |  | Baseline Forecast | bar: 2019 to 2051
Commercial_Retail_Existing_Food Preparation_Natural Gas_Food Prep Other_E9_Baseline Forecast | Commercial | Retail | Existing | Food Preparation | Natural Gas | Food Prep Other | E9 |  | Baseline Forecast | bar: 2019 to 2051
Commercial_Retail_Existing_Food Preparation_Natural Gas_Food Prep Other_E10_Baseline Forecast | Commercial | Retail | Existing | Food Preparation | Natural Gas | Food Prep Other | E10 |  | Baseline Forecast | bar: 2019 to 2051
Commercial_Retail_Existing_Miscellaneous_Natural Gas_Pool Heater_E1_Baseline Forecast | Commercial | Retail | Existing | Miscellaneous | Natural Gas | Pool Heater | E1 | Standard (EF .78) | Baseline Forecast | 90% | 90% | 90% | 90% | 90% | 90% | 90% | 90% | 90% | 90% | 90% | 90% | 90% | 90% | 90% | 90% | 90% | 90% | 90% | 90% | 90% | 90% | 90% | 90% | 90% | 90% | 90% | 90% | 90% | 90% | 90% | 90% | 90%
Commercial_Retail_Existing_Miscellaneous_Natural Gas_Pool Heater_E2_Baseline Forecast | Commercial | Retail | Existing | Miscellaneous | Natural Gas | Pool Heater | E2 | Condensing (EF .90) | Baseline Forecast | 10% | 10% | 10% | 10% | 10% | 10% | 10% | 10% | 10% | 10% | 10% | 10% | 10% | 10% | 10% | 10% | 10% | 10% | 10% | 10% | 10% | 10% | 10% | 10% | 10% | 10% | 10% | 10% | 10% | 10% | 10% | 10% | 10%
Commercial_Retail_Existing_Miscellaneous_Natural Gas_Pool Heater_E3_Baseline Forecast | Commercial | Retail | Existing | Miscellaneous | Natural Gas | Pool Heater | E3 |  | Baseline Forecast | bar: 2019 to 2051
Commercial_Retail_Existing_Miscellaneous_Natural Gas_Pool Heater_E4_Baseline Forecast | Commercial | Retail | Existing | Miscellaneous | Natural Gas | Pool Heater | E4 |  | Baseline Forecast | bar: 2019 to 2051
Commercial_Retail_Existing_Miscellaneous_Natural Gas_Pool Heater_E5_Baseline Forecast | Commercial | Retail | Existing | Miscellaneous | Natural Gas | Pool Heater | E5 |  | Baseline Forecast | bar: 2019 to 2051
Commercial_Retail_Existing_Miscellaneous_Natural Gas_Pool Heater_E6_Baseline Forecast | Commercial | Retail | Existing | Miscellaneous | Natural Gas | Pool Heater | E6 |  | Baseline Forecast | bar: 2019 to 2051
Commercial_Retail_Existing_Miscellaneous_Natural Gas_Pool Heater_E7_Baseline Forecast | Commercial | Retail | Existing | Miscellaneous | Natural Gas | Pool Heater | E7 |  | Baseline Forecast | bar: 2019 to 2051
Commercial_Retail_Existing_Miscellaneous_Natural Gas_Pool Heater_E8_Baseline Forecast | Commercial | Retail | Existing | Miscellaneous | Natural Gas | Pool Heater | E8 |  | Baseline Forecast | bar: 2019 to 2051
Commercial_Retail_Existing_Miscellaneous_Natural Gas_Pool Heater_E9_Baseline Forecast | Commercial | Retail | Existing | Miscellaneous | Natural Gas | Pool Heater | E9 |  | Baseline Forecast | bar: 2019 to 2051
Commercial_Retail_Existing_Miscellaneous_Natural Gas_Pool Heater_E10_Baseline Forecast | Commercial | Retail | Existing | Miscellaneous | Natural Gas | Pool Heater | E10 |  | Baseline Forecast | bar: 2019 to 2051
Commercial_Retail_Existing_Miscellaneous_Natural Gas_Miscellaneous_E1_Baseline Forecast | Commercial | Retail | Existing | Miscellaneous | Natural Gas | Miscellaneous | E1 | Miscellaneous | Baseline Forecast | 100% | 100% | 100% | 100% | 100% | 100% | 100% | 100% | 100% | 100% | 100% | 100% | 100% | 100% | 100% | 100% | 100% | 100% | 100% | 100% | 100% | 100% | 100% | 100% | 100% | 100% | 100% | 100% | 100% | 100% | 100% | 100% | 100%
Commercial_Retail_Existing_Miscellaneous_Natural Gas_Miscellaneous_E2_Baseline Forecast | Commercial | Retail | Existing | Miscellaneous | Natural Gas | Miscellaneous | E2 |  | Baseline Forecast | bar: 2019 to 2051
Commercial_Retail_Existing_Miscellaneous_Natural Gas_Miscellaneous_E3_Baseline Forecast | Commercial | Retail | Existing | Miscellaneous | Natural Gas | Miscellaneous | E3 |  | Baseline Forecast | bar: 2019 to 2051
Commercial_Retail_Existing_Miscellaneous_Natural Gas_Miscellaneous_E4_Baseline Forecast | Commercial | Retail | Existing | Miscellaneous | Natural Gas | Miscellaneous | E4 |  | Baseline Forecast | bar: 2019 to 2051
Commercial_Retail_Existing_Miscellaneous_Natural Gas_Miscellaneous_E5_Baseline Forecast | Commercial | Retail | Existing | Miscellaneous | Natural Gas | Miscellaneous | E5 |  | Baseline Forecast | bar: 2019 to 2051
Commercial_Retail_Existing_Miscellaneous_Natural Gas_Miscellaneous_E6_Baseline Forecast | Commercial | Retail | Existing | Miscellaneous | Natural Gas | Miscellaneous | E6 |  | Baseline Forecast | bar: 2019 to 2051
Commercial_Retail_Existing_Miscellaneous_Natural Gas_Miscellaneous_E7_Baseline Forecast | Commercial | Retail | Existing | Miscellaneous | Natural Gas | Miscellaneous | E7 |  | Baseline Forecast | bar: 2019 to 2051
Commercial_Retail_Existing_Miscellaneous_Natural Gas_Miscellaneous_E8_Baseline Forecast | Commercial | Retail | Existing | Miscellaneous | Natural Gas | Miscellaneous | E8 |  | Baseline Forecast | bar: 2019 to 2051
Commercial_Retail_Existing_Miscellaneous_Natural Gas_Miscellaneous_E9_Baseline Forecast | Commercial | Retail | Existing | Miscellaneous | Natural Gas | Miscellaneous | E9 |  | Baseline Forecast | bar: 2019 to 2051
Commercial_Retail_Existing_Miscellaneous_Natural Gas_Miscellaneous_E10_Baseline Forecast | Commercial | Retail | Existing | Miscellaneous | Natural Gas | Miscellaneous | E10 |  | Baseline Forecast | bar: 2019 to 2051
Commercial_Retail_New_Space Heating_Natural Gas_Furnace_E1_Baseline Forecast | Commercial | Retail | New | Space Heating | Natural Gas | Furnace | E1 | AFUE 80% (Standard) | Baseline Forecast | 100% | 100% | 100% | 100% | 100% | 100% | 100% | 100% | 100% | 100% | 100% | 100% | 100% | 100% | 100% | 100% | 100% | 100% | 100% | 100% | 100% | 100% | 100% | 100% | 100% | 100% | 100% | 100% | 100% | 100% | 100% | 100% | 100%
Commercial_Retail_New_Space Heating_Natural Gas_Furnace_E2_Baseline Forecast | Commercial | Retail | New | Space Heating | Natural Gas | Furnace | E2 | AFUE 90% | Baseline Forecast | bar: 2019 to 2051
Commercial_Retail_New_Space Heating_Natural Gas_Furnace_E3_Baseline Forecast | Commercial | Retail | New | Space Heating | Natural Gas | Furnace | E3 | AFUE 96% | Baseline Forecast | bar: 2019 to 2051
Commercial_Retail_New_Space Heating_Natural Gas_Furnace_E4_Baseline Forecast | Commercial | Retail | New | Space Heating | Natural Gas | Furnace | E4 | Convert to NG Air Source Heat Pump | Baseline Forecast | bar: 2019 to 2051
Commercial_Retail_New_Space Heating_Natural Gas_Furnace_E5_Baseline Forecast | Commercial | Retail | New | Space Heating | Natural Gas | Furnace | E5 |  | Baseline Forecast | bar: 2019 to 2051
Commercial_Retail_New_Space Heating_Natural Gas_Furnace_E6_Baseline Forecast | Commercial | Retail | New | Space Heating | Natural Gas | Furnace | E6 |  | Baseline Forecast | bar: 2019 to 2051
Commercial_Retail_New_Space Heating_Natural Gas_Furnace_E7_Baseline Forecast | Commercial | Retail | New | Space Heating | Natural Gas | Furnace | E7 |  | Baseline Forecast | bar: 2019 to 2051
Commercial_Retail_New_Space Heating_Natural Gas_Furnace_E8_Baseline Forecast | Commercial | Retail | New | Space Heating | Natural Gas | Furnace | E8 |  | Baseline Forecast | bar: 2019 to 2051
Commercial_Retail_New_Space Heating_Natural Gas_Furnace_E9_Baseline Forecast | Commercial | Retail | New | Space Heating | Natural Gas | Furnace | E9 |  | Baseline Forecast | bar: 2019 to 2051
Commercial_Retail_New_Space Heating_Natural Gas_Furnace_E10_Baseline Forecast | Commercial | Retail | New | Space Heating | Natural Gas | Furnace | E10 |  | Baseline Forecast | bar: 2019 to 2051
Commercial_Retail_New_Space Heating_Natural Gas_Boiler_E1_Baseline Forecast | Commercial | Retail | New | Space Heating | Natural Gas | Boiler | E1 | AFUE 80% (Standard) | Baseline Forecast | 88.19% | 88.19% | 87.9% | 87.61% | 87.3% | 87.3% | 86.98% | 86.98% | 86.63% | 86.63% | 86.27% | 86.27% | 86.27% | 89.03% | 88.71% | 88.71% | 88.37% | 88.37% | 88.37% | 88.37% | 88.37% | 88.37% | 88.37% | 88.37% | 88.37% | 88.37% | 88.37% | 88.37% | 88.37% | 88.37% | 88.37% | 88.37% | 88.37%
Commercial_Retail_New_Space Heating_Natural Gas_Boiler_E2_Baseline Forecast | Commercial | Retail | New | Space Heating | Natural Gas | Boiler | E2 | AFUE 85% | Baseline Forecast | bar: 2019 to 2051
Commercial_Retail_New_Space Heating_Natural Gas_Boiler_E3_Baseline Forecast | Commercial | Retail | New | Space Heating | Natural Gas | Boiler | E3 | AFUE 97% | Baseline Forecast | 11.81% | 11.81% | 12.1% | 12.39% | 12.7% | 12.7% | 13.02% | 13.02% | 13.37% | 13.37% | 13.73% | 13.73% | 13.73% | 10.97% | 11.29% | 11.29% | 11.63% | 11.63% | 11.63% | 11.63% | 11.63% | 11.63% | 11.63% | 11.63% | 11.63% | 11.63% | 11.63% | 11.63% | 11.63% | 11.63% | 11.63% | 11.63% | 11.63%
Commercial_Retail_New_Space Heating_Natural Gas_Boiler_E4_Baseline Forecast | Commercial | Retail | New | Space Heating | Natural Gas | Boiler | E4 | Convert to NG Air Source Heat Pump | Baseline Forecast | bar: 2019 to 2051
Commercial_Retail_New_Space Heating_Natural Gas_Boiler_E5_Baseline Forecast | Commercial | Retail | New | Space Heating | Natural Gas | Boiler | E5 |  | Baseline Forecast | bar: 2019 to 2051
Commercial_Retail_New_Space Heating_Natural Gas_Boiler_E6_Baseline Forecast | Commercial | Retail | New | Space Heating | Natural Gas | Boiler | E6 |  | Baseline Forecast | bar: 2019 to 2051
Commercial_Retail_New_Space Heating_Natural Gas_Boiler_E7_Baseline Forecast | Commercial | Retail | New | Space Heating | Natural Gas | Boiler | E7 |  | Baseline Forecast | bar: 2019 to 2051
Commercial_Retail_New_Space Heating_Natural Gas_Boiler_E8_Baseline Forecast | Commercial | Retail | New | Space Heating | Natural Gas | Boiler | E8 |  | Baseline Forecast | bar: 2019 to 2051
Commercial_Retail_New_Space Heating_Natural Gas_Boiler_E9_Baseline Forecast | Commercial | Retail | New | Space Heating | Natural Gas | Boiler | E9 |  | Baseline Forecast | bar: 2019 to 2051
Commercial_Retail_New_Space Heating_Natural Gas_Boiler_E10_Baseline Forecast | Commercial | Retail | New | Space Heating | Natural Gas | Boiler | E10 |  | Baseline Forecast | bar: 2019 to 2051
Commercial_Retail_New_Space Heating_Natural Gas_Unit Heater_E1_Baseline Forecast | Commercial | Retail | New | Space Heating | Natural Gas | Unit Heater | E1 | Standard | Baseline Forecast | 100% | 100% | 100% | 100% | 100% | 100% | 100% | 100% | 100% | 100% | 100% | 100% | 100% | 100% | 100% | 100% | 100% | 100% | 100% | 100% | 100% | 100% | 100% | 100% | 100% | 100% | 100% | 100% | 100% | 100% | 100% | 100% | 100%
Commercial_Retail_New_Space Heating_Natural Gas_Unit Heater_E2_Baseline Forecast | Commercial | Retail | New | Space Heating | Natural Gas | Unit Heater | E2 | Condensing | Baseline Forecast | bar: 2019 to 2051
Commercial_Retail_New_Space Heating_Natural Gas_Unit Heater_E3_Baseline Forecast | Commercial | Retail | New | Space Heating | Natural Gas | Unit Heater | E3 | Infrared Radiant | Baseline Forecast | bar: 2019 to 2051
Commercial_Retail_New_Space Heating_Natural Gas_Unit Heater_E4_Baseline Forecast | Commercial | Retail | New | Space Heating | Natural Gas | Unit Heater | E4 |  | Baseline Forecast | bar: 2019 to 2051
Commercial_Retail_New_Space Heating_Natural Gas_Unit Heater_E5_Baseline Forecast | Commercial | Retail | New | Space Heating | Natural Gas | Unit Heater | E5 |  | Baseline Forecast | bar: 2019 to 2051
Commercial_Retail_New_Space Heating_Natural Gas_Unit Heater_E6_Baseline Forecast | Commercial | Retail | New | Space Heating | Natural Gas | Unit Heater | E6 |  | Baseline Forecast | bar: 2019 to 2051
Commercial_Retail_New_Space Heating_Natural Gas_Unit Heater_E7_Baseline Forecast | Commercial | Retail | New | Space Heating | Natural Gas | Unit Heater | E7 |  | Baseline Forecast | bar: 2019 to 2051
Commercial_Retail_New_Space Heating_Natural Gas_Unit Heater_E8_Baseline Forecast | Commercial | Retail | New | Space Heating | Natural Gas | Unit Heater | E8 |  | Baseline Forecast | bar: 2019 to 2051
Commercial_Retail_New_Space Heating_Natural Gas_Unit Heater_E9_Baseline Forecast | Commercial | Retail | New | Space Heating | Natural Gas | Unit Heater | E9 |  | Baseline Forecast | bar: 2019 to 2051
Commercial_Retail_New_Space Heating_Natural Gas_Unit Heater_E10_Baseline Forecast | Commercial | Retail | New | Space Heating | Natural Gas | Unit Heater | E10 |  | Baseline Forecast | bar: 2019 to 2051
Commercial_Retail_New_Water Heating_Natural Gas_Water Heater_E1_Baseline Forecast | Commercial | Retail | New | Water Heating | Natural Gas | Water Heater | E1 | TE 80% | Baseline Forecast | bar: 2019 to 2051
Commercial_Retail_New_Water Heating_Natural Gas_Water Heater_E2_Baseline Forecast | Commercial | Retail | New | Water Heating | Natural Gas | Water Heater | E2 | TE 81% | Baseline Forecast | 100% | 100% | 100% | 100% | 100% | 100% | 100% | 100% | 100% | 100% | 100% | 100% | 100% | 100% | 100% | 100% | 100% | 100% | 100% | 100% | 100% | 100% | 100% | 100% | 100% | 100% | 100% | 100% | 100% | 100% | 100% | 100% | 100%
Commercial_Retail_New_Water Heating_Natural Gas_Water Heater_E3_Baseline Forecast | Commercial | Retail | New | Water Heating | Natural Gas | Water Heater | E3 | TE 88% | Baseline Forecast | bar: 2019 to 2051
Commercial_Retail_New_Water Heating_Natural Gas_Water Heater_E4_Baseline Forecast | Commercial | Retail | New | Water Heating | Natural Gas | Water Heater | E4 | TE 94% | Baseline Forecast | bar: 2019 to 2051
Commercial_Retail_New_Water Heating_Natural Gas_Water Heater_E5_Baseline Forecast | Commercial | Retail | New | Water Heating | Natural Gas | Water Heater | E5 | TE 96% | Baseline Forecast | bar: 2019 to 2051
Commercial_Retail_New_Water Heating_Natural Gas_Water Heater_E6_Baseline Forecast | Commercial | Retail | New | Water Heating | Natural Gas | Water Heater | E6 | Tankless | Baseline Forecast | bar: 2019 to 2051
Commercial_Retail_New_Water Heating_Natural Gas_Water Heater_E7_Baseline Forecast | Commercial | Retail | New | Water Heating | Natural Gas | Water Heater | E7 | Gas-Fired Absorption HPWH | Baseline Forecast | bar: 2019 to 2051
Commercial_Retail_New_Water Heating_Natural Gas_Water Heater_E8_Baseline Forecast | Commercial | Retail | New | Water Heating | Natural Gas | Water Heater | E8 |  | Baseline Forecast | bar: 2019 to 2051
Commercial_Retail_New_Water Heating_Natural Gas_Water Heater_E9_Baseline Forecast | Commercial | Retail | New | Water Heating | Natural Gas | Water Heater | E9 |  | Baseline Forecast | bar: 2019 to 2051
Commercial_Retail_New_Water Heating_Natural Gas_Water Heater_E10_Baseline Forecast | Commercial | Retail | New | Water Heating | Natural Gas | Water Heater | E10 |  | Baseline Forecast | bar: 2019 to 2051
Commercial_Retail_New_Food Preparation_Natural Gas_Oven_E1_Baseline Forecast | Commercial | Retail | New | Food Preparation | Natural Gas | Oven | E1 | Standard | Baseline Forecast | 41% | 41% | 41% | 41% | 41% | 41% | 41% | 41% | 41% | 41% | 41% | 41% | 41% | 41% | 41% | 41% | 41% | 41% | 41% | 41% | 41% | 41% | 41% | 41% | 41% | 41% | 41% | 41% | 41% | 41% | 41% | 41% | 41%
Commercial_Retail_New_Food Preparation_Natural Gas_Oven_E2_Baseline Forecast | Commercial | Retail | New | Food Preparation | Natural Gas | Oven | E2 | ENERGY STAR (>44% Baking Efficiency) | Baseline Forecast | 59% | 59% | 59% | 59% | 59% | 59% | 59% | 59% | 59% | 59% | 59% | 59% | 59% | 59% | 59% | 59% | 59% | 59% | 59% | 59% | 59% | 59% | 59% | 59% | 59% | 59% | 59% | 59% | 59% | 59% | 59% | 59% | 59%
Commercial_Retail_New_Food Preparation_Natural Gas_Oven_E3_Baseline Forecast | Commercial | Retail | New | Food Preparation | Natural Gas | Oven | E3 |  | Baseline Forecast | bar: 2019 to 2051
Commercial_Retail_New_Food Preparation_Natural Gas_Oven_E4_Baseline Forecast | Commercial | Retail | New | Food Preparation | Natural Gas | Oven | E4 |  | Baseline Forecast | bar: 2019 to 2051
Commercial_Retail_New_Food Preparation_Natural Gas_Oven_E5_Baseline Forecast | Commercial | Retail | New | Food Preparation | Natural Gas | Oven | E5 |  | Baseline Forecast | bar: 2019 to 2051
Commercial_Retail_New_Food Preparation_Natural Gas_Oven_E6_Baseline Forecast | Commercial | Retail | New | Food Preparation | Natural Gas | Oven | E6 |  | Baseline Forecast | bar: 2019 to 2051
Commercial_Retail_New_Food Preparation_Natural Gas_Oven_E7_Baseline Forecast | Commercial | Retail | New | Food Preparation | Natural Gas | Oven | E7 |  | Baseline Forecast | bar: 2019 to 2051
Commercial_Retail_New_Food Preparation_Natural Gas_Oven_E8_Baseline Forecast | Commercial | Retail | New | Food Preparation | Natural Gas | Oven | E8 |  | Baseline Forecast | bar: 2019 to 2051
Commercial_Retail_New_Food Preparation_Natural Gas_Oven_E9_Baseline Forecast | Commercial | Retail | New | Food Preparation | Natural Gas | Oven | E9 |  | Baseline Forecast | bar: 2019 to 2051
Commercial_Retail_New_Food Preparation_Natural Gas_Oven_E10_Baseline Forecast | Commercial | Retail | New | Food Preparation | Natural Gas | Oven | E10 |  | Baseline Forecast | bar: 2019 to 2051
Commercial_Retail_New_Food Preparation_Natural Gas_Conveyor Oven_E1_Baseline Forecast | Commercial | Retail | New | Food Preparation | Natural Gas | Conveyor Oven | E1 | Standard | Baseline Forecast | 41% | 41% | 41% | 41% | 41% | 41% | 41% | 41% | 41% | 41% | 41% | 41% | 41% | 41% | 41% | 41% | 41% | 41% | 41% | 41% | 41% | 41% | 41% | 41% | 41% | 41% | 41% | 41% | 41% | 41% | 41% | 41% | 41%
Commercial_Retail_New_Food Preparation_Natural Gas_Conveyor Oven_E2_Baseline Forecast | Commercial | Retail | New | Food Preparation | Natural Gas | Conveyor Oven | E2 | Efficient (>44% Baking Efficiency) | Baseline Forecast | 59% | 59% | 59% | 59% | 59% | 59% | 59% | 59% | 59% | 59% | 59% | 59% | 59% | 59% | 59% | 59% | 59% | 59% | 59% | 59% | 59% | 59% | 59% | 59% | 59% | 59% | 59% | 59% | 59% | 59% | 59% | 59% | 59%
Commercial_Retail_New_Food Preparation_Natural Gas_Conveyor Oven_E3_Baseline Forecast | Commercial | Retail | New | Food Preparation | Natural Gas | Conveyor Oven | E3 |  | Baseline Forecast | bar: 2019 to 2051
Commercial_Retail_New_Food Preparation_Natural Gas_Conveyor Oven_E4_Baseline Forecast | Commercial | Retail | New | Food Preparation | Natural Gas | Conveyor Oven | E4 |  | Baseline Forecast | bar: 2019 to 2051
Commercial_Retail_New_Food Preparation_Natural Gas_Conveyor Oven_E5_Baseline Forecast | Commercial | Retail | New | Food Preparation | Natural Gas | Conveyor Oven | E5 |  | Baseline Forecast | bar: 2019 to 2051
Commercial_Retail_New_Food Preparation_Natural Gas_Conveyor Oven_E6_Baseline Forecast | Commercial | Retail | New | Food Preparation | Natural Gas | Conveyor Oven | E6 |  | Baseline Forecast | bar: 2019 to 2051
Commercial_Retail_New_Food Preparation_Natural Gas_Conveyor Oven_E7_Baseline Forecast | Commercial | Retail | New | Food Preparation | Natural Gas | Conveyor Oven | E7 |  | Baseline Forecast | bar: 2019 to 2051
Commercial_Retail_New_Food Preparation_Natural Gas_Conveyor Oven_E8_Baseline Forecast | Commercial | Retail | New | Food Preparation | Natural Gas | Conveyor Oven | E8 |  | Baseline Forecast | bar: 2019 to 2051
Commercial_Retail_New_Food Preparation_Natural Gas_Conveyor Oven_E9_Baseline Forecast | Commercial | Retail | New | Food Preparation | Natural Gas | Conveyor Oven | E9 |  | Baseline Forecast | bar: 2019 to 2051
Commercial_Retail_New_Food Preparation_Natural Gas_Conveyor Oven_E10_Baseline Forecast | Commercial | Retail | New | Food Preparation | Natural Gas | Conveyor Oven | E10 |  | Baseline Forecast | bar: 2019 to 2051
Commercial_Retail_New_Food Preparation_Natural Gas_Double Rack Oven_E1_Baseline Forecast | Commercial | Retail | New | Food Preparation | Natural Gas | Double Rack Oven | E1 | Standard | Baseline Forecast | 41% | 41% | 41% | 41% | 41% | 41% | 41% | 41% | 41% | 41% | 41% | 41% | 41% | 41% | 41% | 41% | 41% | 41% | 41% | 41% | 41% | 41% | 41% | 41% | 41% | 41% | 41% | 41% | 41% | 41% | 41% | 41% | 41%
Commercial_Retail_New_Food Preparation_Natural Gas_Double Rack Oven_E2_Baseline Forecast | Commercial | Retail | New | Food Preparation | Natural Gas | Double Rack Oven | E2 | FTSC Qualified (>50% Cooking Efficiency) | Baseline Forecast | 59% | 59% | 59% | 59% | 59% | 59% | 59% | 59% | 59% | 59% | 59% | 59% | 59% | 59% | 59% | 59% | 59% | 59% | 59% | 59% | 59% | 59% | 59% | 59% | 59% | 59% | 59% | 59% | 59% | 59% | 59% | 59% | 59%
Commercial_Retail_New_Food Preparation_Natural Gas_Double Rack Oven_E3_Baseline Forecast | Commercial | Retail | New | Food Preparation | Natural Gas | Double Rack Oven | E3 |  | Baseline Forecast | bar: 2019 to 2051
Commercial_Retail_New_Food Preparation_Natural Gas_Double Rack Oven_E4_Baseline Forecast | Commercial | Retail | New | Food Preparation | Natural Gas | Double Rack Oven | E4 |  | Baseline Forecast | bar: 2019 to 2051
Commercial_Retail_New_Food Preparation_Natural Gas_Double Rack Oven_E5_Baseline Forecast | Commercial | Retail | New | Food Preparation | Natural Gas | Double Rack Oven | E5 |  | Baseline Forecast | bar: 2019 to 2051
Commercial_Retail_New_Food Preparation_Natural Gas_Double Rack Oven_E6_Baseline Forecast | Commercial | Retail | New | Food Preparation | Natural Gas | Double Rack Oven | E6 |  | Baseline Forecast | bar: 2019 to 2051
Commercial_Retail_New_Food Preparation_Natural Gas_Double Rack Oven_E7_Baseline Forecast | Commercial | Retail | New | Food Preparation | Natural Gas | Double Rack Oven | E7 |  | Baseline Forecast | bar: 2019 to 2051
Commercial_Retail_New_Food Preparation_Natural Gas_Double Rack Oven_E8_Baseline Forecast | Commercial | Retail | New | Food Preparation | Natural Gas | Double Rack Oven | E8 |  | Baseline Forecast | bar: 2019 to 2051
Commercial_Retail_New_Food Preparation_Natural Gas_Double Rack Oven_E9_Baseline Forecast | Commercial | Retail | New | Food Preparation | Natural Gas | Double Rack Oven | E9 |  | Baseline Forecast | bar: 2019 to 2051
Commercial_Retail_New_Food Preparation_Natural Gas_Double Rack Oven_E10_Baseline Forecast | Commercial | Retail | New | Food Preparation | Natural Gas | Double Rack Oven | E10 |  | Baseline Forecast | bar: 2019 to 2051
Commercial_Retail_New_Food Preparation_Natural Gas_Fryer_E1_Baseline Forecast | Commercial | Retail | New | Food Preparation | Natural Gas | Fryer | E1 | Standard | Baseline Forecast | 74% | 74% | 74% | 0% | 0% | 0% | 0% | 0% | 0% | 0% | 0% | 0% | 0% | 0% | 0% | 0% | 0% | 0% | 0% | 0% | 0% | 0% | 0% | 0% | 0% | 0% | 0% | 0% | 0% | 0% | 0% | 0% | 0%
Commercial_Retail_New_Food Preparation_Natural Gas_Fryer_E2_Baseline Forecast | Commercial | Retail | New | Food Preparation | Natural Gas | Fryer | E2 | ENERGY STAR | Baseline Forecast | 26% | 26% | 26% | 100% | 100% | 100% | 100% | 100% | 100% | 100% | 100% | 100% | 100% | 100% | 100% | 100% | 100% | 100% | 100% | 100% | 100% | 100% | 100% | 100% | 100% | 100% | 100% | 100% | 100% | 100% | 100% | 100% | 100%
Commercial_Retail_New_Food Preparation_Natural Gas_Fryer_E3_Baseline Forecast | Commercial | Retail | New | Food Preparation | Natural Gas | Fryer | E3 |  | Baseline Forecast | bar: 2019 to 2051
Commercial_Retail_New_Food Preparation_Natural Gas_Fryer_E4_Baseline Forecast | Commercial | Retail | New | Food Preparation | Natural Gas | Fryer | E4 |  | Baseline Forecast | bar: 2019 to 2051
Commercial_Retail_New_Food Preparation_Natural Gas_Fryer_E5_Baseline Forecast | Commercial | Retail | New | Food Preparation | Natural Gas | Fryer | E5 |  | Baseline Forecast | bar: 2019 to 2051
Commercial_Retail_New_Food Preparation_Natural Gas_Fryer_E6_Baseline Forecast | Commercial | Retail | New | Food Preparation | Natural Gas | Fryer | E6 |  | Baseline Forecast | bar: 2019 to 2051
Commercial_Retail_New_Food Preparation_Natural Gas_Fryer_E7_Baseline Forecast | Commercial | Retail | New | Food Preparation | Natural Gas | Fryer | E7 |  | Baseline Forecast | bar: 2019 to 2051
Commercial_Retail_New_Food Preparation_Natural Gas_Fryer_E8_Baseline Forecast | Commercial | Retail | New | Food Preparation | Natural Gas | Fryer | E8 |  | Baseline Forecast | bar: 2019 to 2051
Commercial_Retail_New_Food Preparation_Natural Gas_Fryer_E9_Baseline Forecast | Commercial | Retail | New | Food Preparation | Natural Gas | Fryer | E9 |  | Baseline Forecast | bar: 2019 to 2051
Commercial_Retail_New_Food Preparation_Natural Gas_Fryer_E10_Baseline Forecast | Commercial | Retail | New | Food Preparation | Natural Gas | Fryer | E10 |  | Baseline Forecast | bar: 2019 to 2051
Commercial_Retail_New_Food Preparation_Natural Gas_Broiler_E1_Baseline Forecast | Commercial | Retail | New | Food Preparation | Natural Gas | Broiler | E1 | Standard | Baseline Forecast | 74% | 74% | 74% | 74% | 74% | 74% | 74% | 74% | 74% | 74% | 74% | 74% | 74% | 74% | 74% | 74% | 74% | 74% | 74% | 74% | 74% | 74% | 74% | 74% | 74% | 74% | 74% | 74% | 74% | 74% | 74% | 74% | 74%
Commercial_Retail_New_Food Preparation_Natural Gas_Broiler_E2_Baseline Forecast | Commercial | Retail | New | Food Preparation | Natural Gas | Broiler | E2 | Infrared Burners | Baseline Forecast | 26% | 26% | 26% | 26% | 26% | 26% | 26% | 26% | 26% | 26% | 26% | 26% | 26% | 26% | 26% | 26% | 26% | 26% | 26% | 26% | 26% | 26% | 26% | 26% | 26% | 26% | 26% | 26% | 26% | 26% | 26% | 26% | 26%
Commercial_Retail_New_Food Preparation_Natural Gas_Broiler_E3_Baseline Forecast | Commercial | Retail | New | Food Preparation | Natural Gas | Broiler | E3 |  | Baseline Forecast | bar: 2019 to 2051
Commercial_Retail_New_Food Preparation_Natural Gas_Broiler_E4_Baseline Forecast | Commercial | Retail | New | Food Preparation | Natural Gas | Broiler | E4 |  | Baseline Forecast | bar: 2019 to 2051
Commercial_Retail_New_Food Preparation_Natural Gas_Broiler_E5_Baseline Forecast | Commercial | Retail | New | Food Preparation | Natural Gas | Broiler | E5 |  | Baseline Forecast | bar: 2019 to 2051
Commercial_Retail_New_Food Preparation_Natural Gas_Broiler_E6_Baseline Forecast | Commercial | Retail | New | Food Preparation | Natural Gas | Broiler | E6 |  | Baseline Forecast | bar: 2019 to 2051
Commercial_Retail_New_Food Preparation_Natural Gas_Broiler_E7_Baseline Forecast | Commercial | Retail | New | Food Preparation | Natural Gas | Broiler | E7 |  | Baseline Forecast | bar: 2019 to 2051
Commercial_Retail_New_Food Preparation_Natural Gas_Broiler_E8_Baseline Forecast | Commercial | Retail | New | Food Preparation | Natural Gas | Broiler | E8 |  | Baseline Forecast | bar: 2019 to 2051
Commercial_Retail_New_Food Preparation_Natural Gas_Broiler_E9_Baseline Forecast | Commercial | Retail | New | Food Preparation | Natural Gas | Broiler | E9 |  | Baseline Forecast | bar: 2019 to 2051
Commercial_Retail_New_Food Preparation_Natural Gas_Broiler_E10_Baseline Forecast | Commercial | Retail | New | Food Preparation | Natural Gas | Broiler | E10 |  | Baseline Forecast | bar: 2019 to 2051
Commercial_Retail_New_Food Preparation_Natural Gas_Griddle_E1_Baseline Forecast | Commercial | Retail | New | Food Preparation | Natural Gas | Griddle | E1 | Standard | Baseline Forecast | 71% | 71% | 71% | 71% | 71% | 71% | 71% | 71% | 71% | 71% | 71% | 71% | 71% | 71% | 71% | 71% | 71% | 71% | 71% | 71% | 71% | 71% | 71% | 71% | 71% | 71% | 71% | 71% | 71% | 71% | 71% | 71% | 71%
Commercial_Retail_New_Food Preparation_Natural Gas_Griddle_E2_Baseline Forecast | Commercial | Retail | New | Food Preparation | Natural Gas | Griddle | E2 | ENERGY STAR | Baseline Forecast | 29% | 29% | 29% | 29% | 29% | 29% | 29% | 29% | 29% | 29% | 29% | 29% | 29% | 29% | 29% | 29% | 29% | 29% | 29% | 29% | 29% | 29% | 29% | 29% | 29% | 29% | 29% | 29% | 29% | 29% | 29% | 29% | 29%
Commercial_Retail_New_Food Preparation_Natural Gas_Griddle_E3_Baseline Forecast | Commercial | Retail | New | Food Preparation | Natural Gas | Griddle | E3 |  | Baseline Forecast | bar: 2019 to 2051
Commercial_Retail_New_Food Preparation_Natural Gas_Griddle_E4_Baseline Forecast | Commercial | Retail | New | Food Preparation | Natural Gas | Griddle | E4 |  | Baseline Forecast | bar: 2019 to 2051
Commercial_Retail_New_Food Preparation_Natural Gas_Griddle_E5_Baseline Forecast | Commercial | Retail | New | Food Preparation | Natural Gas | Griddle | E5 |  | Baseline Forecast | bar: 2019 to 2051
Commercial_Retail_New_Food Preparation_Natural Gas_Griddle_E6_Baseline Forecast | Commercial | Retail | New | Food Preparation | Natural Gas | Griddle | E6 |  | Baseline Forecast | bar: 2019 to 2051
Commercial_Retail_New_Food Preparation_Natural Gas_Griddle_E7_Baseline Forecast | Commercial | Retail | New | Food Preparation | Natural Gas | Griddle | E7 |  | Baseline Forecast | bar: 2019 to 2051
Commercial_Retail_New_Food Preparation_Natural Gas_Griddle_E8_Baseline Forecast | Commercial | Retail | New | Food Preparation | Natural Gas | Griddle | E8 |  | Baseline Forecast | bar: 2019 to 2051
Commercial_Retail_New_Food Preparation_Natural Gas_Griddle_E9_Baseline Forecast | Commercial | Retail | New | Food Preparation | Natural Gas | Griddle | E9 |  | Baseline Forecast | bar: 2019 to 2051
Commercial_Retail_New_Food Preparation_Natural Gas_Griddle_E10_Baseline Forecast | Commercial | Retail | New | Food Preparation | Natural Gas | Griddle | E10 |  | Baseline Forecast | bar: 2019 to 2051
Commercial_Retail_New_Food Preparation_Natural Gas_Range_E1_Baseline Forecast | Commercial | Retail | New | Food Preparation | Natural Gas | Range | E1 | Standard | Baseline Forecast | 41% | 41% | 41% | 41% | 41% | 41% | 41% | 41% | 41% | 41% | 41% | 41% | 41% | 41% | 41% | 41% | 41% | 41% | 41% | 41% | 41% | 41% | 41% | 41% | 41% | 41% | 41% | 41% | 41% | 41% | 41% | 41% | 41%
Commercial_Retail_New_Food Preparation_Natural Gas_Range_E2_Baseline Forecast | Commercial | Retail | New | Food Preparation | Natural Gas | Range | E2 | High Efficiency | Baseline Forecast | 59% | 59% | 59% | 59% | 59% | 59% | 59% | 59% | 59% | 59% | 59% | 59% | 59% | 59% | 59% | 59% | 59% | 59% | 59% | 59% | 59% | 59% | 59% | 59% | 59% | 59% | 59% | 59% | 59% | 59% | 59% | 59% | 59%
Commercial_Retail_New_Food Preparation_Natural Gas_Range_E3_Baseline Forecast | Commercial | Retail | New | Food Preparation | Natural Gas | Range | E3 |  | Baseline Forecast | bar: 2019 to 2051
Commercial_Retail_New_Food Preparation_Natural Gas_Range_E4_Baseline Forecast | Commercial | Retail | New | Food Preparation | Natural Gas | Range | E4 |  | Baseline Forecast | bar: 2019 to 2051
Commercial_Retail_New_Food Preparation_Natural Gas_Range_E5_Baseline Forecast | Commercial | Retail | New | Food Preparation | Natural Gas | Range | E5 |  | Baseline Forecast | bar: 2019 to 2051
Commercial_Retail_New_Food Preparation_Natural Gas_Range_E6_Baseline Forecast | Commercial | Retail | New | Food Preparation | Natural Gas | Range | E6 |  | Baseline Forecast | bar: 2019 to 2051
Commercial_Retail_New_Food Preparation_Natural Gas_Range_E7_Baseline Forecast | Commercial | Retail | New | Food Preparation | Natural Gas | Range | E7 |  | Baseline Forecast | bar: 2019 to 2051
Commercial_Retail_New_Food Preparation_Natural Gas_Range_E8_Baseline Forecast | Commercial | Retail | New | Food Preparation | Natural Gas | Range | E8 |  | Baseline Forecast | bar: 2019 to 2051
Commercial_Retail_New_Food Preparation_Natural Gas_Range_E9_Baseline Forecast | Commercial | Retail | New | Food Preparation | Natural Gas | Range | E9 |  | Baseline Forecast | bar: 2019 to 2051
Commercial_Retail_New_Food Preparation_Natural Gas_Range_E10_Baseline Forecast | Commercial | Retail | New | Food Preparation | Natural Gas | Range | E10 |  | Baseline Forecast | bar: 2019 to 2051
Commercial_Retail_New_Food Preparation_Natural Gas_Steamer_E1_Baseline Forecast | Commercial | Retail | New | Food Preparation | Natural Gas | Steamer | E1 | Standard | Baseline Forecast | 50% | 50% | 50% | 0% | 0% | 0% | 0% | 0% | 0% | 0% | 0% | 0% | 0% | 0% | 0% | 0% | 0% | 0% | 0% | 0% | 0% | 0% | 0% | 0% | 0% | 0% | 0% | 0% | 0% | 0% | 0% | 0% | 0%
Commercial_Retail_New_Food Preparation_Natural Gas_Steamer_E2_Baseline Forecast | Commercial | Retail | New | Food Preparation | Natural Gas | Steamer | E2 | ENERGY STAR | Baseline Forecast | 50% | 50% | 50% | 100% | 100% | 100% | 100% | 100% | 100% | 100% | 100% | 100% | 100% | 100% | 100% | 100% | 100% | 100% | 100% | 100% | 100% | 100% | 100% | 100% | 100% | 100% | 100% | 100% | 100% | 100% | 100% | 100% | 100%
Commercial_Retail_New_Food Preparation_Natural Gas_Steamer_E3_Baseline Forecast | Commercial | Retail | New | Food Preparation | Natural Gas | Steamer | E3 |  | Baseline Forecast | bar: 2019 to 2051
Commercial_Retail_New_Food Preparation_Natural Gas_Steamer_E4_Baseline Forecast | Commercial | Retail | New | Food Preparation | Natural Gas | Steamer | E4 |  | Baseline Forecast | bar: 2019 to 2051
Commercial_Retail_New_Food Preparation_Natural Gas_Steamer_E5_Baseline Forecast | Commercial | Retail | New | Food Preparation | Natural Gas | Steamer | E5 |  | Baseline Forecast | bar: 2019 to 2051
Commercial_Retail_New_Food Preparation_Natural Gas_Steamer_E6_Baseline Forecast | Commercial | Retail | New | Food Preparation | Natural Gas | Steamer | E6 |  | Baseline Forecast | bar: 2019 to 2051
Commercial_Retail_New_Food Preparation_Natural Gas_Steamer_E7_Baseline Forecast | Commercial | Retail | New | Food Preparation | Natural Gas | Steamer | E7 |  | Baseline Forecast | bar: 2019 to 2051
Commercial_Retail_New_Food Preparation_Natural Gas_Steamer_E8_Baseline Forecast | Commercial | Retail | New | Food Preparation | Natural Gas | Steamer | E8 |  | Baseline Forecast | bar: 2019 to 2051
Commercial_Retail_New_Food Preparation_Natural Gas_Steamer_E9_Baseline Forecast | Commercial | Retail | New | Food Preparation | Natural Gas | Steamer | E9 |  | Baseline Forecast | bar: 2019 to 2051
Commercial_Retail_New_Food Preparation_Natural Gas_Steamer_E10_Baseline Forecast | Commercial | Retail | New | Food Preparation | Natural Gas | Steamer | E10 |  | Baseline Forecast | bar: 2019 to 2051
Commercial_Retail_New_Food Preparation_Natural Gas_Food Prep Other_E1_Baseline Forecast | Commercial | Retail | New | Food Preparation | Natural Gas | Food Prep Other | E1 | Standard | Baseline Forecast | 74% | 74% | 74% | 74% | 74% | 74% | 74% | 74% | 74% | 74% | 74% | 74% | 74% | 74% | 74% | 74% | 74% | 74% | 74% | 74% | 74% | 74% | 74% | 74% | 74% | 74% | 74% | 74% | 74% | 74% | 74% | 74% | 74%
Commercial_Retail_New_Food Preparation_Natural Gas_Food Prep Other_E2_Baseline Forecast | Commercial | Retail | New | Food Preparation | Natural Gas | Food Prep Other | E2 | ENERGY STAR | Baseline Forecast | 26% | 26% | 26% | 26% | 26% | 26% | 26% | 26% | 26% | 26% | 26% | 26% | 26% | 26% | 26% | 26% | 26% | 26% | 26% | 26% | 26% | 26% | 26% | 26% | 26% | 26% | 26% | 26% | 26% | 26% | 26% | 26% | 26%
Commercial_Retail_New_Food Preparation_Natural Gas_Food Prep Other_E3_Baseline Forecast | Commercial | Retail | New | Food Preparation | Natural Gas | Food Prep Other | E3 |  | Baseline Forecast | bar: 2019 to 2051
Commercial_Retail_New_Food Preparation_Natural Gas_Food Prep Other_E4_Baseline Forecast | Commercial | Retail | New | Food Preparation | Natural Gas | Food Prep Other | E4 |  | Baseline Forecast | bar: 2019 to 2051
Commercial_Retail_New_Food Preparation_Natural Gas_Food Prep Other_E5_Baseline Forecast | Commercial | Retail | New | Food Preparation | Natural Gas | Food Prep Other | E5 |  | Baseline Forecast | bar: 2019 to 2051
Commercial_Retail_New_Food Preparation_Natural Gas_Food Prep Other_E6_Baseline Forecast | Commercial | Retail | New | Food Preparation | Natural Gas | Food Prep Other | E6 |  | Baseline Forecast | bar: 2019 to 2051
Commercial_Retail_New_Food Preparation_Natural Gas_Food Prep Other_E7_Baseline Forecast | Commercial | Retail | New | Food Preparation | Natural Gas | Food Prep Other | E7 |  | Baseline Forecast | bar: 2019 to 2051
Commercial_Retail_New_Food Preparation_Natural Gas_Food Prep Other_E8_Baseline Forecast | Commercial | Retail | New | Food Preparation | Natural Gas | Food Prep Other | E8 |  | Baseline Forecast | bar: 2019 to 2051
Commercial_Retail_New_Food Preparation_Natural Gas_Food Prep Other_E9_Baseline Forecast | Commercial | Retail | New | Food Preparation | Natural Gas | Food Prep Other | E9 |  | Baseline Forecast | bar: 2019 to 2051
Commercial_Retail_New_Food Preparation_Natural Gas_Food Prep Other_E10_Baseline Forecast | Commercial | Retail | New | Food Preparation | Natural Gas | Food Prep Other | E10 |  | Baseline Forecast | bar: 2019 to 2051
Commercial_Retail_New_Miscellaneous_Natural Gas_Pool Heater_E1_Baseline Forecast | Commercial | Retail | New | Miscellaneous | Natural Gas | Pool Heater | E1 | Standard (EF .78) | Baseline Forecast | 90% | 90% | 90% | 90% | 90% | 90% | 90% | 90% | 90% | 90% | 90% | 90% | 90% | 90% | 90% | 90% | 90% | 90% | 90% | 90% | 90% | 90% | 90% | 90% | 90% | 90% | 90% | 90% | 90% | 90% | 90% | 90% | 90%
Commercial_Retail_New_Miscellaneous_Natural Gas_Pool Heater_E2_Baseline Forecast | Commercial | Retail | New | Miscellaneous | Natural Gas | Pool Heater | E2 | Condensing (EF .90) | Baseline Forecast | 10% | 10% | 10% | 10% | 10% | 10% | 10% | 10% | 10% | 10% | 10% | 10% | 10% | 10% | 10% | 10% | 10% | 10% | 10% | 10% | 10% | 10% | 10% | 10% | 10% | 10% | 10% | 10% | 10% | 10% | 10% | 10% | 10%
Commercial_Retail_New_Miscellaneous_Natural Gas_Pool Heater_E3_Baseline Forecast | Commercial | Retail | New | Miscellaneous | Natural Gas | Pool Heater | E3 |  | Baseline Forecast | bar: 2019 to 2051
Commercial_Retail_New_Miscellaneous_Natural Gas_Pool Heater_E4_Baseline Forecast | Commercial | Retail | New | Miscellaneous | Natural Gas | Pool Heater | E4 |  | Baseline Forecast | bar: 2019 to 2051
Commercial_Retail_New_Miscellaneous_Natural Gas_Pool Heater_E5_Baseline Forecast | Commercial | Retail | New | Miscellaneous | Natural Gas | Pool Heater | E5 |  | Baseline Forecast | bar: 2019 to 2051
Commercial_Retail_New_Miscellaneous_Natural Gas_Pool Heater_E6_Baseline Forecast | Commercial | Retail | New | Miscellaneous | Natural Gas | Pool Heater | E6 |  | Baseline Forecast | bar: 2019 to 2051
Commercial_Retail_New_Miscellaneous_Natural Gas_Pool Heater_E7_Baseline Forecast | Commercial | Retail | New | Miscellaneous | Natural Gas | Pool Heater | E7 |  | Baseline Forecast | bar: 2019 to 2051
Commercial_Retail_New_Miscellaneous_Natural Gas_Pool Heater_E8_Baseline Forecast | Commercial | Retail | New | Miscellaneous | Natural Gas | Pool Heater | E8 |  | Baseline Forecast | bar: 2019 to 2051
Commercial_Retail_New_Miscellaneous_Natural Gas_Pool Heater_E9_Baseline Forecast | Commercial | Retail | New | Miscellaneous | Natural Gas | Pool Heater | E9 |  | Baseline Forecast | bar: 2019 to 2051
Commercial_Retail_New_Miscellaneous_Natural Gas_Pool Heater_E10_Baseline Forecast | Commercial | Retail | New | Miscellaneous | Natural Gas | Pool Heater | E10 |  | Baseline Forecast | bar: 2019 to 2051
Commercial_Retail_New_Miscellaneous_Natural Gas_Miscellaneous_E1_Baseline Forecast | Commercial | Retail | New | Miscellaneous | Natural Gas | Miscellaneous | E1 | Miscellaneous | Baseline Forecast | 100% | 100% | 100% | 100% | 100% | 100% | 100% | 100% | 100% | 100% | 100% | 100% | 100% | 100% | 100% | 100% | 100% | 100% | 100% | 100% | 100% | 100% | 100% | 100% | 100% | 100% | 100% | 100% | 100% | 100% | 100% | 100% | 100%
Commercial_Retail_New_Miscellaneous_Natural Gas_Miscellaneous_E2_Baseline Forecast | Commercial | Retail | New | Miscellaneous | Natural Gas | Miscellaneous | E2 |  | Baseline Forecast | bar: 2019 to 2051
Commercial_Retail_New_Miscellaneous_Natural Gas_Miscellaneous_E3_Baseline Forecast | Commercial | Retail | New | Miscellaneous | Natural Gas | Miscellaneous | E3 |  | Baseline Forecast | bar: 2019 to 2051
Commercial_Retail_New_Miscellaneous_Natural Gas_Miscellaneous_E4_Baseline Forecast | Commercial | Retail | New | Miscellaneous | Natural Gas | Miscellaneous | E4 |  | Baseline Forecast | bar: 2019 to 2051
Commercial_Retail_New_Miscellaneous_Natural Gas_Miscellaneous_E5_Baseline Forecast | Commercial | Retail | New | Miscellaneous | Natural Gas | Miscellaneous | E5 |  | Baseline Forecast | bar: 2019 to 2051
Commercial_Retail_New_Miscellaneous_Natural Gas_Miscellaneous_E6_Baseline Forecast | Commercial | Retail | New | Miscellaneous | Natural Gas | Miscellaneous | E6 |  | Baseline Forecast | bar: 2019 to 2051
Commercial_Retail_New_Miscellaneous_Natural Gas_Miscellaneous_E7_Baseline Forecast | Commercial | Retail | New | Miscellaneous | Natural Gas | Miscellaneous | E7 |  | Baseline Forecast | bar: 2019 to 2051
Commercial_Retail_New_Miscellaneous_Natural Gas_Miscellaneous_E8_Baseline Forecast | Commercial | Retail | New | Miscellaneous | Natural Gas | Miscellaneous | E8 |  | Baseline Forecast | bar: 2019 to 2051
Commercial_Retail_New_Miscellaneous_Natural Gas_Miscellaneous_E9_Baseline Forecast | Commercial | Retail | New | Miscellaneous | Natural Gas | Miscellaneous | E9 |  | Baseline Forecast | bar: 2019 to 2051
Commercial_Retail_New_Miscellaneous_Natural Gas_Miscellaneous_E10_Baseline Forecast | Commercial | Retail | New | Miscellaneous | Natural Gas | Miscellaneous | E10 |  | Baseline Forecast | bar: 2019 to 2051
Commercial_Restaurant_Existing_Space Heating_Natural Gas_Furnace_E1_Baseline Forecast | Commercial | Restaurant | Existing | Space Heating | Natural Gas | Furnace | E1 | AFUE 80% (Standard) | Baseline Forecast | 100% | 100% | 100% | 100% | 100% | 100% | 100% | 100% | 100% | 100% | 100% | 100% | 100% | 100% | 100% | 100% | 100% | 100% | 100% | 100% | 100% | 100% | 100% | 100% | 100% | 100% | 100% | 100% | 100% | 100% | 100% | 100% | 100%
Commercial_Restaurant_Existing_Space Heating_Natural Gas_Furnace_E2_Baseline Forecast | Commercial | Restaurant | Existing | Space Heating | Natural Gas | Furnace | E2 | AFUE 90% | Baseline Forecast | bar: 2019 to 2051
Commercial_Restaurant_Existing_Space Heating_Natural Gas_Furnace_E3_Baseline Forecast | Commercial | Restaurant | Existing | Space Heating | Natural Gas | Furnace | E3 | AFUE 96% | Baseline Forecast | bar: 2019 to 2051
Commercial_Restaurant_Existing_Space Heating_Natural Gas_Furnace_E4_Baseline Forecast | Commercial | Restaurant | Existing | Space Heating | Natural Gas | Furnace | E4 | Convert to NG Air Source Heat Pump | Baseline Forecast | bar: 2019 to 2051
Commercial_Restaurant_Existing_Space Heating_Natural Gas_Furnace_E5_Baseline Forecast | Commercial | Restaurant | Existing | Space Heating | Natural Gas | Furnace | E5 |  | Baseline Forecast | bar: 2019 to 2051
Commercial_Restaurant_Existing_Space Heating_Natural Gas_Furnace_E6_Baseline Forecast | Commercial | Restaurant | Existing | Space Heating | Natural Gas | Furnace | E6 |  | Baseline Forecast | bar: 2019 to 2051
Commercial_Restaurant_Existing_Space Heating_Natural Gas_Furnace_E7_Baseline Forecast | Commercial | Restaurant | Existing | Space Heating | Natural Gas | Furnace | E7 |  | Baseline Forecast | bar: 2019 to 2051
Commercial_Restaurant_Existing_Space Heating_Natural Gas_Furnace_E8_Baseline Forecast | Commercial | Restaurant | Existing | Space Heating | Natural Gas | Furnace | E8 |  | Baseline Forecast | bar: 2019 to 2051
Commercial_Restaurant_Existing_Space Heating_Natural Gas_Furnace_E9_Baseline Forecast | Commercial | Restaurant | Existing | Space Heating | Natural Gas | Furnace | E9 |  | Baseline Forecast | bar: 2019 to 2051
Commercial_Restaurant_Existing_Space Heating_Natural Gas_Furnace_E10_Baseline Forecast | Commercial | Restaurant | Existing | Space Heating | Natural Gas | Furnace | E10 |  | Baseline Forecast | bar: 2019 to 2051
Commercial_Restaurant_Existing_Space Heating_Natural Gas_Boiler_E1_Baseline Forecast | Commercial | Restaurant | Existing | Space Heating | Natural Gas | Boiler | E1 | AFUE 80% (Standard) | Baseline Forecast | 75.86% | 75.86% | 75.86% | 74.23% | 66.27% | 66.27% | 63.87% | 63.87% | 63.87% | 63.87% | 61.11% | 61.11% | 67.69% | 67.69% | 67.69% | 64.71% | 64.71% | 64.71% | 64.71% | 64.71% | 64.71% | 64.71% | 64.71% | 64.71% | 64.71% | 64.71% | 64.71% | 64.71% | 64.71% | 64.71% | 64.71% | 64.71% | 64.71%
Commercial_Restaurant_Existing_Space Heating_Natural Gas_Boiler_E2_Baseline Forecast | Commercial | Restaurant | Existing | Space Heating | Natural Gas | Boiler | E2 | AFUE 85% | Baseline Forecast | bar: 2019 to 2051
Commercial_Restaurant_Existing_Space Heating_Natural Gas_Boiler_E3_Baseline Forecast | Commercial | Restaurant | Existing | Space Heating | Natural Gas | Boiler | E3 | AFUE 97% | Baseline Forecast | 24.14% | 24.14% | 24.14% | 25.77% | 33.73% | 33.73% | 36.13% | 36.13% | 36.13% | 36.13% | 38.89% | 38.89% | 32.31% | 32.31% | 32.31% | 35.29% | 35.29% | 35.29% | 35.29% | 35.29% | 35.29% | 35.29% | 35.29% | 35.29% | 35.29% | 35.29% | 35.29% | 35.29% | 35.29% | 35.29% | 35.29% | 35.29% | 35.29%
Commercial_Restaurant_Existing_Space Heating_Natural Gas_Boiler_E4_Baseline Forecast | Commercial | Restaurant | Existing | Space Heating | Natural Gas | Boiler | E4 | Convert to NG Air Source Heat Pump | Baseline Forecast | bar: 2019 to 2051
Commercial_Restaurant_Existing_Space Heating_Natural Gas_Boiler_E5_Baseline Forecast | Commercial | Restaurant | Existing | Space Heating | Natural Gas | Boiler | E5 |  | Baseline Forecast | bar: 2019 to 2051
Commercial_Restaurant_Existing_Space Heating_Natural Gas_Boiler_E6_Baseline Forecast | Commercial | Restaurant | Existing | Space Heating | Natural Gas | Boiler | E6 |  | Baseline Forecast | bar: 2019 to 2051
Commercial_Restaurant_Existing_Space Heating_Natural Gas_Boiler_E7_Baseline Forecast | Commercial | Restaurant | Existing | Space Heating | Natural Gas | Boiler | E7 |  | Baseline Forecast | bar: 2019 to 2051
Commercial_Restaurant_Existing_Space Heating_Natural Gas_Boiler_E8_Baseline Forecast | Commercial | Restaurant | Existing | Space Heating | Natural Gas | Boiler | E8 |  | Baseline Forecast | bar: 2019 to 2051
Commercial_Restaurant_Existing_Space Heating_Natural Gas_Boiler_E9_Baseline Forecast | Commercial | Restaurant | Existing | Space Heating | Natural Gas | Boiler | E9 |  | Baseline Forecast | bar: 2019 to 2051
Commercial_Restaurant_Existing_Space Heating_Natural Gas_Boiler_E10_Baseline Forecast | Commercial | Restaurant | Existing | Space Heating | Natural Gas | Boiler | E10 |  | Baseline Forecast | bar: 2019 to 2051
Commercial_Restaurant_Existing_Space Heating_Natural Gas_Unit Heater_E1_Baseline Forecast | Commercial | Restaurant | Existing | Space Heating | Natural Gas | Unit Heater | E1 | Standard | Baseline Forecast | 100% | 100% | 100% | 100% | 100% | 100% | 100% | 100% | 100% | 100% | 100% | 100% | 100% | 100% | 100% | 100% | 100% | 100% | 100% | 100% | 100% | 100% | 100% | 100% | 100% | 100% | 100% | 100% | 100% | 100% | 100% | 100% | 100%
Commercial_Restaurant_Existing_Space Heating_Natural Gas_Unit Heater_E2_Baseline Forecast | Commercial | Restaurant | Existing | Space Heating | Natural Gas | Unit Heater | E2 | Condensing | Baseline Forecast | bar: 2019 to 2051
Commercial_Restaurant_Existing_Space Heating_Natural Gas_Unit Heater_E3_Baseline Forecast | Commercial | Restaurant | Existing | Space Heating | Natural Gas | Unit Heater | E3 | Infrared Radiant | Baseline Forecast | bar: 2019 to 2051
Commercial_Restaurant_Existing_Space Heating_Natural Gas_Unit Heater_E4_Baseline Forecast | Commercial | Restaurant | Existing | Space Heating | Natural Gas | Unit Heater | E4 |  | Baseline Forecast | bar: 2019 to 2051
Commercial_Restaurant_Existing_Space Heating_Natural Gas_Unit Heater_E5_Baseline Forecast | Commercial | Restaurant | Existing | Space Heating | Natural Gas | Unit Heater | E5 |  | Baseline Forecast | bar: 2019 to 2051
Commercial_Restaurant_Existing_Space Heating_Natural Gas_Unit Heater_E6_Baseline Forecast | Commercial | Restaurant | Existing | Space Heating | Natural Gas | Unit Heater | E6 |  | Baseline Forecast | bar: 2019 to 2051
Commercial_Restaurant_Existing_Space Heating_Natural Gas_Unit Heater_E7_Baseline Forecast | Commercial | Restaurant | Existing | Space Heating | Natural Gas | Unit Heater | E7 |  | Baseline Forecast | bar: 2019 to 2051
Commercial_Restaurant_Existing_Space Heating_Natural Gas_Unit Heater_E8_Baseline Forecast | Commercial | Restaurant | Existing | Space Heating | Natural Gas | Unit Heater | E8 |  | Baseline Forecast | bar: 2019 to 2051
Commercial_Restaurant_Existing_Space Heating_Natural Gas_Unit Heater_E9_Baseline Forecast | Commercial | Restaurant | Existing | Space Heating | Natural Gas | Unit Heater | E9 |  | Baseline Forecast | bar: 2019 to 2051
Commercial_Restaurant_Existing_Space Heating_Natural Gas_Unit Heater_E10_Baseline Forecast | Commercial | Restaurant | Existing | Space Heating | Natural Gas | Unit Heater | E10 |  | Baseline Forecast | bar: 2019 to 2051
Commercial_Restaurant_Existing_Water Heating_Natural Gas_Water Heater_E1_Baseline Forecast | Commercial | Restaurant | Existing | Water Heating | Natural Gas | Water Heater | E1 | TE 80% | Baseline Forecast | bar: 2019 to 2051
Commercial_Restaurant_Existing_Water Heating_Natural Gas_Water Heater_E2_Baseline Forecast | Commercial | Restaurant | Existing | Water Heating | Natural Gas | Water Heater | E2 | TE 81% | Baseline Forecast | 100% | 100% | 100% | 100% | 100% | 100% | 100% | 100% | 100% | 100% | 100% | 100% | 100% | 100% | 100% | 100% | 100% | 100% | 100% | 100% | 100% | 100% | 100% | 100% | 100% | 100% | 100% | 100% | 100% | 100% | 100% | 100% | 100%
Commercial_Restaurant_Existing_Water Heating_Natural Gas_Water Heater_E3_Baseline Forecast | Commercial | Restaurant | Existing | Water Heating | Natural Gas | Water Heater | E3 | TE 88% | Baseline Forecast | bar: 2019 to 2051
Commercial_Restaurant_Existing_Water Heating_Natural Gas_Water Heater_E4_Baseline Forecast | Commercial | Restaurant | Existing | Water Heating | Natural Gas | Water Heater | E4 | TE 94% | Baseline Forecast | bar: 2019 to 2051
Commercial_Restaurant_Existing_Water Heating_Natural Gas_Water Heater_E5_Baseline Forecast | Commercial | Restaurant | Existing | Water Heating | Natural Gas | Water Heater | E5 | TE 96% | Baseline Forecast | bar: 2019 to 2051
Commercial_Restaurant_Existing_Water Heating_Natural Gas_Water Heater_E6_Baseline Forecast | Commercial | Restaurant | Existing | Water Heating | Natural Gas | Water Heater | E6 | Tankless | Baseline Forecast | bar: 2019 to 2051
Commercial_Restaurant_Existing_Water Heating_Natural Gas_Water Heater_E7_Baseline Forecast | Commercial | Restaurant | Existing | Water Heating | Natural Gas | Water Heater | E7 | Gas-Fired Absorption HPWH | Baseline Forecast | bar: 2019 to 2051
Commercial_Restaurant_Existing_Water Heating_Natural Gas_Water Heater_E8_Baseline Forecast | Commercial | Restaurant | Existing | Water Heating | Natural Gas | Water Heater | E8 |  | Baseline Forecast | bar: 2019 to 2051
Commercial_Restaurant_Existing_Water Heating_Natural Gas_Water Heater_E9_Baseline Forecast | Commercial | Restaurant | Existing | Water Heating | Natural Gas | Water Heater | E9 |  | Baseline Forecast | bar: 2019 to 2051
Commercial_Restaurant_Existing_Water Heating_Natural Gas_Water Heater_E10_Baseline Forecast | Commercial | Restaurant | Existing | Water Heating | Natural Gas | Water Heater | E10 |  | Baseline Forecast | bar: 2019 to 2051
Commercial_Restaurant_Existing_Food Preparation_Natural Gas_Oven_E1_Baseline Forecast | Commercial | Restaurant | Existing | Food Preparation | Natural Gas | Oven | E1 | Standard | Baseline Forecast | 41% | 41% | 41% | 41% | 41% | 41% | 41% | 41% | 41% | 41% | 41% | 41% | 41% | 41% | 41% | 41% | 41% | 41% | 41% | 41% | 41% | 41% | 41% | 41% | 41% | 41% | 41% | 41% | 41% | 41% | 41% | 41% | 41%
Commercial_Restaurant_Existing_Food Preparation_Natural Gas_Oven_E2_Baseline Forecast | Commercial | Restaurant | Existing | Food Preparation | Natural Gas | Oven | E2 | ENERGY STAR (>44% Baking Efficiency) | Baseline Forecast | 59% | 59% | 59% | 59% | 59% | 59% | 59% | 59% | 59% | 59% | 59% | 59% | 59% | 59% | 59% | 59% | 59% | 59% | 59% | 59% | 59% | 59% | 59% | 59% | 59% | 59% | 59% | 59% | 59% | 59% | 59% | 59% | 59%
Commercial_Restaurant_Existing_Food Preparation_Natural Gas_Oven_E3_Baseline Forecast | Commercial | Restaurant | Existing | Food Preparation | Natural Gas | Oven | E3 |  | Baseline Forecast | bar: 2019 to 2051
Commercial_Restaurant_Existing_Food Preparation_Natural Gas_Oven_E4_Baseline Forecast | Commercial | Restaurant | Existing | Food Preparation | Natural Gas | Oven | E4 |  | Baseline Forecast | bar: 2019 to 2051
Commercial_Restaurant_Existing_Food Preparation_Natural Gas_Oven_E5_Baseline Forecast | Commercial | Restaurant | Existing | Food Preparation | Natural Gas | Oven | E5 |  | Baseline Forecast | bar: 2019 to 2051
Commercial_Restaurant_Existing_Food Preparation_Natural Gas_Oven_E6_Baseline Forecast | Commercial | Restaurant | Existing | Food Preparation | Natural Gas | Oven | E6 |  | Baseline Forecast | bar: 2019 to 2051
Commercial_Restaurant_Existing_Food Preparation_Natural Gas_Oven_E7_Baseline Forecast | Commercial | Restaurant | Existing | Food Preparation | Natural Gas | Oven | E7 |  | Baseline Forecast | bar: 2019 to 2051
Commercial_Restaurant_Existing_Food Preparation_Natural Gas_Oven_E8_Baseline Forecast | Commercial | Restaurant | Existing | Food Preparation | Natural Gas | Oven | E8 |  | Baseline Forecast | bar: 2019 to 2051
Commercial_Restaurant_Existing_Food Preparation_Natural Gas_Oven_E9_Baseline Forecast | Commercial | Restaurant | Existing | Food Preparation | Natural Gas | Oven | E9 |  | Baseline Forecast | bar: 2019 to 2051
Commercial_Restaurant_Existing_Food Preparation_Natural Gas_Oven_E10_Baseline Forecast | Commercial | Restaurant | Existing | Food Preparation | Natural Gas | Oven | E10 |  | Baseline Forecast | bar: 2019 to 2051
Commercial_Restaurant_Existing_Food Preparation_Natural Gas_Conveyor Oven_E1_Baseline Forecast | Commercial | Restaurant | Existing | Food Preparation | Natural Gas | Conveyor Oven | E1 | Standard | Baseline Forecast | 41% | 41% | 41% | 41% | 41% | 41% | 41% | 41% | 41% | 41% | 41% | 41% | 41% | 41% | 41% | 41% | 41% | 41% | 41% | 41% | 41% | 41% | 41% | 41% | 41% | 41% | 41% | 41% | 41% | 41% | 41% | 41% | 41%
Commercial_Restaurant_Existing_Food Preparation_Natural Gas_Conveyor Oven_E2_Baseline Forecast | Commercial | Restaurant | Existing | Food Preparation | Natural Gas | Conveyor Oven | E2 | Efficient (>44% Baking Efficiency) | Baseline Forecast | 59% | 59% | 59% | 59% | 59% | 59% | 59% | 59% | 59% | 59% | 59% | 59% | 59% | 59% | 59% | 59% | 59% | 59% | 59% | 59% | 59% | 59% | 59% | 59% | 59% | 59% | 59% | 59% | 59% | 59% | 59% | 59% | 59%
Commercial_Restaurant_Existing_Food Preparation_Natural Gas_Conveyor Oven_E3_Baseline Forecast | Commercial | Restaurant | Existing | Food Preparation | Natural Gas | Conveyor Oven | E3 |  | Baseline Forecast | bar: 2019 to 2051
Commercial_Restaurant_Existing_Food Preparation_Natural Gas_Conveyor Oven_E4_Baseline Forecast | Commercial | Restaurant | Existing | Food Preparation | Natural Gas | Conveyor Oven | E4 |  | Baseline Forecast | bar: 2019 to 2051
Commercial_Restaurant_Existing_Food Preparation_Natural Gas_Conveyor Oven_E5_Baseline Forecast | Commercial | Restaurant | Existing | Food Preparation | Natural Gas | Conveyor Oven | E5 |  | Baseline Forecast | bar: 2019 to 2051
Commercial_Restaurant_Existing_Food Preparation_Natural Gas_Conveyor Oven_E6_Baseline Forecast | Commercial | Restaurant | Existing | Food Preparation | Natural Gas | Conveyor Oven | E6 |  | Baseline Forecast | bar: 2019 to 2051
Commercial_Restaurant_Existing_Food Preparation_Natural Gas_Conveyor Oven_E7_Baseline Forecast | Commercial | Restaurant | Existing | Food Preparation | Natural Gas | Conveyor Oven | E7 |  | Baseline Forecast | bar: 2019 to 2051
Commercial_Restaurant_Existing_Food Preparation_Natural Gas_Conveyor Oven_E8_Baseline Forecast | Commercial | Restaurant | Existing | Food Preparation | Natural Gas | Conveyor Oven | E8 |  | Baseline Forecast | bar: 2019 to 2051
Commercial_Restaurant_Existing_Food Preparation_Natural Gas_Conveyor Oven_E9_Baseline Forecast | Commercial | Restaurant | Existing | Food Preparation | Natural Gas | Conveyor Oven | E9 |  | Baseline Forecast | bar: 2019 to 2051
Commercial_Restaurant_Existing_Food Preparation_Natural Gas_Conveyor Oven_E10_Baseline Forecast | Commercial | Restaurant | Existing | Food Preparation | Natural Gas | Conveyor Oven | E10 |  | Baseline Forecast | bar: 2019 to 2051
Commercial_Restaurant_Existing_Food Preparation_Natural Gas_Double Rack Oven_E1_Baseline Forecast | Commercial | Restaurant | Existing | Food Preparation | Natural Gas | Double Rack Oven | E1 | Standard | Baseline Forecast | 41% | 41% | 41% | 41% | 41% | 41% | 41% | 41% | 41% | 41% | 41% | 41% | 41% | 41% | 41% | 41% | 41% | 41% | 41% | 41% | 41% | 41% | 41% | 41% | 41% | 41% | 41% | 41% | 41% | 41% | 41% | 41% | 41%
Commercial_Restaurant_Existing_Food Preparation_Natural Gas_Double Rack Oven_E2_Baseline Forecast | Commercial | Restaurant | Existing | Food Preparation | Natural Gas | Double Rack Oven | E2 | FTSC Qualified (>50% Cooking Efficiency) | Baseline Forecast | 59% | 59% | 59% | 59% | 59% | 59% | 59% | 59% | 59% | 59% | 59% | 59% | 59% | 59% | 59% | 59% | 59% | 59% | 59% | 59% | 59% | 59% | 59% | 59% | 59% | 59% | 59% | 59% | 59% | 59% | 59% | 59% | 59%
Commercial_Restaurant_Existing_Food Preparation_Natural Gas_Double Rack Oven_E3_Baseline Forecast | Commercial | Restaurant | Existing | Food Preparation | Natural Gas | Double Rack Oven | E3 |  | Baseline Forecast | bar: 2019 to 2051
Commercial_Restaurant_Existing_Food Preparation_Natural Gas_Double Rack Oven_E4_Baseline Forecast | Commercial | Restaurant | Existing | Food Preparation | Natural Gas | Double Rack Oven | E4 |  | Baseline Forecast | bar: 2019 to 2051
Commercial_Restaurant_Existing_Food Preparation_Natural Gas_Double Rack Oven_E5_Baseline Forecast | Commercial | Restaurant | Existing | Food Preparation | Natural Gas | Double Rack Oven | E5 |  | Baseline Forecast | bar: 2019 to 2051
Commercial_Restaurant_Existing_Food Preparation_Natural Gas_Double Rack Oven_E6_Baseline Forecast | Commercial | Restaurant | Existing | Food Preparation | Natural Gas | Double Rack Oven | E6 |  | Baseline Forecast | bar: 2019 to 2051
Commercial_Restaurant_Existing_Food Preparation_Natural Gas_Double Rack Oven_E7_Baseline Forecast | Commercial | Restaurant | Existing | Food Preparation | Natural Gas | Double Rack Oven | E7 |  | Baseline Forecast | bar: 2019 to 2051
Commercial_Restaurant_Existing_Food Preparation_Natural Gas_Double Rack Oven_E8_Baseline Forecast | Commercial | Restaurant | Existing | Food Preparation | Natural Gas | Double Rack Oven | E8 |  | Baseline Forecast | bar: 2019 to 2051
Commercial_Restaurant_Existing_Food Preparation_Natural Gas_Double Rack Oven_E9_Baseline Forecast | Commercial | Restaurant | Existing | Food Preparation | Natural Gas | Double Rack Oven | E9 |  | Baseline Forecast | bar: 2019 to 2051
Commercial_Restaurant_Existing_Food Preparation_Natural Gas_Double Rack Oven_E10_Baseline Forecast | Commercial | Restaurant | Existing | Food Preparation | Natural Gas | Double Rack Oven | E10 |  | Baseline Forecast | bar: 2019 to 2051
Commercial_Restaurant_Existing_Food Preparation_Natural Gas_Fryer_E1_Baseline Forecast | Commercial | Restaurant | Existing | Food Preparation | Natural Gas | Fryer | E1 | Standard | Baseline Forecast | 74% | 74% | 74% | 0% | 0% | 0% | 0% | 0% | 0% | 0% | 0% | 0% | 0% | 0% | 0% | 0% | 0% | 0% | 0% | 0% | 0% | 0% | 0% | 0% | 0% | 0% | 0% | 0% | 0% | 0% | 0% | 0% | 0%
Commercial_Restaurant_Existing_Food Preparation_Natural Gas_Fryer_E2_Baseline Forecast | Commercial | Restaurant | Existing | Food Preparation | Natural Gas | Fryer | E2 | ENERGY STAR | Baseline Forecast | 26% | 26% | 26% | 100% | 100% | 100% | 100% | 100% | 100% | 100% | 100% | 100% | 100% | 100% | 100% | 100% | 100% | 100% | 100% | 100% | 100% | 100% | 100% | 100% | 100% | 100% | 100% | 100% | 100% | 100% | 100% | 100% | 100%
Commercial_Restaurant_Existing_Food Preparation_Natural Gas_Fryer_E3_Baseline Forecast | Commercial | Restaurant | Existing | Food Preparation | Natural Gas | Fryer | E3 |  | Baseline Forecast | bar: 2019 to 2051
Commercial_Restaurant_Existing_Food Preparation_Natural Gas_Fryer_E4_Baseline Forecast | Commercial | Restaurant | Existing | Food Preparation | Natural Gas | Fryer | E4 |  | Baseline Forecast | bar: 2019 to 2051
Commercial_Restaurant_Existing_Food Preparation_Natural Gas_Fryer_E5_Baseline Forecast | Commercial | Restaurant | Existing | Food Preparation | Natural Gas | Fryer | E5 |  | Baseline Forecast | bar: 2019 to 2051
Commercial_Restaurant_Existing_Food Preparation_Natural Gas_Fryer_E6_Baseline Forecast | Commercial | Restaurant | Existing | Food Preparation | Natural Gas | Fryer | E6 |  | Baseline Forecast | bar: 2019 to 2051
Commercial_Restaurant_Existing_Food Preparation_Natural Gas_Fryer_E7_Baseline Forecast | Commercial | Restaurant | Existing | Food Preparation | Natural Gas | Fryer | E7 |  | Baseline Forecast | bar: 2019 to 2051
Commercial_Restaurant_Existing_Food Preparation_Natural Gas_Fryer_E8_Baseline Forecast | Commercial | Restaurant | Existing | Food Preparation | Natural Gas | Fryer | E8 |  | Baseline Forecast | bar: 2019 to 2051
Commercial_Restaurant_Existing_Food Preparation_Natural Gas_Fryer_E9_Baseline Forecast | Commercial | Restaurant | Existing | Food Preparation | Natural Gas | Fryer | E9 |  | Baseline Forecast | bar: 2019 to 2051
Commercial_Restaurant_Existing_Food Preparation_Natural Gas_Fryer_E10_Baseline Forecast | Commercial | Restaurant | Existing | Food Preparation | Natural Gas | Fryer | E10 |  | Baseline Forecast | bar: 2019 to 2051
Commercial_Restaurant_Existing_Food Preparation_Natural Gas_Broiler_E1_Baseline Forecast | Commercial | Restaurant | Existing | Food Preparation | Natural Gas | Broiler | E1 | Standard | Baseline Forecast | 74% | 74% | 74% | 74% | 74% | 74% | 74% | 74% | 74% | 74% | 74% | 74% | 74% | 74% | 74% | 74% | 74% | 74% | 74% | 74% | 74% | 74% | 74% | 74% | 74% | 74% | 74% | 74% | 74% | 74% | 74% | 74% | 74%
Commercial_Restaurant_Existing_Food Preparation_Natural Gas_Broiler_E2_Baseline Forecast | Commercial | Restaurant | Existing | Food Preparation | Natural Gas | Broiler | E2 | Infrared Burners | Baseline Forecast | 26% | 26% | 26% | 26% | 26% | 26% | 26% | 26% | 26% | 26% | 26% | 26% | 26% | 26% | 26% | 26% | 26% | 26% | 26% | 26% | 26% | 26% | 26% | 26% | 26% | 26% | 26% | 26% | 26% | 26% | 26% | 26% | 26%
Commercial_Restaurant_Existing_Food Preparation_Natural Gas_Broiler_E3_Baseline Forecast | Commercial | Restaurant | Existing | Food Preparation | Natural Gas | Broiler | E3 |  | Baseline Forecast | bar: 2019 to 2051
Commercial_Restaurant_Existing_Food Preparation_Natural Gas_Broiler_E4_Baseline Forecast | Commercial | Restaurant | Existing | Food Preparation | Natural Gas | Broiler | E4 |  | Baseline Forecast | bar: 2019 to 2051
Commercial_Restaurant_Existing_Food Preparation_Natural Gas_Broiler_E5_Baseline Forecast | Commercial | Restaurant | Existing | Food Preparation | Natural Gas | Broiler | E5 |  | Baseline Forecast | bar: 2019 to 2051
Commercial_Restaurant_Existing_Food Preparation_Natural Gas_Broiler_E6_Baseline Forecast | Commercial | Restaurant | Existing | Food Preparation | Natural Gas | Broiler | E6 |  | Baseline Forecast | bar: 2019 to 2051
Commercial_Restaurant_Existing_Food Preparation_Natural Gas_Broiler_E7_Baseline Forecast | Commercial | Restaurant | Existing | Food Preparation | Natural Gas | Broiler | E7 |  | Baseline Forecast | bar: 2019 to 2051
Commercial_Restaurant_Existing_Food Preparation_Natural Gas_Broiler_E8_Baseline Forecast | Commercial | Restaurant | Existing | Food Preparation | Natural Gas | Broiler | E8 |  | Baseline Forecast | bar: 2019 to 2051
Commercial_Restaurant_Existing_Food Preparation_Natural Gas_Broiler_E9_Baseline Forecast | Commercial | Restaurant | Existing | Food Preparation | Natural Gas | Broiler | E9 |  | Baseline Forecast | bar: 2019 to 2051
Commercial_Restaurant_Existing_Food Preparation_Natural Gas_Broiler_E10_Baseline Forecast | Commercial | Restaurant | Existing | Food Preparation | Natural Gas | Broiler | E10 |  | Baseline Forecast | bar: 2019 to 2051
Commercial_Restaurant_Existing_Food Preparation_Natural Gas_Griddle_E1_Baseline Forecast | Commercial | Restaurant | Existing | Food Preparation | Natural Gas | Griddle | E1 | Standard | Baseline Forecast | 71% | 71% | 71% | 71% | 71% | 71% | 71% | 71% | 71% | 71% | 71% | 71% | 71% | 71% | 71% | 71% | 71% | 71% | 71% | 71% | 71% | 71% | 71% | 71% | 71% | 71% | 71% | 71% | 71% | 71% | 71% | 71% | 71%
Commercial_Restaurant_Existing_Food Preparation_Natural Gas_Griddle_E2_Baseline Forecast | Commercial | Restaurant | Existing | Food Preparation | Natural Gas | Griddle | E2 | ENERGY STAR | Baseline Forecast | 29% | 29% | 29% | 29% | 29% | 29% | 29% | 29% | 29% | 29% | 29% | 29% | 29% | 29% | 29% | 29% | 29% | 29% | 29% | 29% | 29% | 29% | 29% | 29% | 29% | 29% | 29% | 29% | 29% | 29% | 29% | 29% | 29%
Commercial_Restaurant_Existing_Food Preparation_Natural Gas_Griddle_E3_Baseline Forecast | Commercial | Restaurant | Existing | Food Preparation | Natural Gas | Griddle | E3 |  | Baseline Forecast | bar: 2019 to 2051
Commercial_Restaurant_Existing_Food Preparation_Natural Gas_Griddle_E4_Baseline Forecast | Commercial | Restaurant | Existing | Food Preparation | Natural Gas | Griddle | E4 |  | Baseline Forecast | bar: 2019 to 2051
Commercial_Restaurant_Existing_Food Preparation_Natural Gas_Griddle_E5_Baseline Forecast | Commercial | Restaurant | Existing | Food Preparation | Natural Gas | Griddle | E5 |  | Baseline Forecast | bar: 2019 to 2051
Commercial_Restaurant_Existing_Food Preparation_Natural Gas_Griddle_E6_Baseline Forecast | Commercial | Restaurant | Existing | Food Preparation | Natural Gas | Griddle | E6 |  | Baseline Forecast | bar: 2019 to 2051
Commercial_Restaurant_Existing_Food Preparation_Natural Gas_Griddle_E7_Baseline Forecast | Commercial | Restaurant | Existing | Food Preparation | Natural Gas | Griddle | E7 |  | Baseline Forecast | bar: 2019 to 2051
Commercial_Restaurant_Existing_Food Preparation_Natural Gas_Griddle_E8_Baseline Forecast | Commercial | Restaurant | Existing | Food Preparation | Natural Gas | Griddle | E8 |  | Baseline Forecast | bar: 2019 to 2051
Commercial_Restaurant_Existing_Food Preparation_Natural Gas_Griddle_E9_Baseline Forecast | Commercial | Restaurant | Existing | Food Preparation | Natural Gas | Griddle | E9 |  | Baseline Forecast | bar: 2019 to 2051
Commercial_Restaurant_Existing_Food Preparation_Natural Gas_Griddle_E10_Baseline Forecast | Commercial | Restaurant | Existing | Food Preparation | Natural Gas | Griddle | E10 |  | Baseline Forecast | bar: 2019 to 2051
Commercial_Restaurant_Existing_Food Preparation_Natural Gas_Range_E1_Baseline Forecast | Commercial | Restaurant | Existing | Food Preparation | Natural Gas | Range | E1 | Standard | Baseline Forecast | 41% | 41% | 41% | 41% | 41% | 41% | 41% | 41% | 41% | 41% | 41% | 41% | 41% | 41% | 41% | 41% | 41% | 41% | 41% | 41% | 41% | 41% | 41% | 41% | 41% | 41% | 41% | 41% | 41% | 41% | 41% | 41% | 41%
Commercial_Restaurant_Existing_Food Preparation_Natural Gas_Range_E2_Baseline Forecast | Commercial | Restaurant | Existing | Food Preparation | Natural Gas | Range | E2 | High Efficiency | Baseline Forecast | 59% | 59% | 59% | 59% | 59% | 59% | 59% | 59% | 59% | 59% | 59% | 59% | 59% | 59% | 59% | 59% | 59% | 59% | 59% | 59% | 59% | 59% | 59% | 59% | 59% | 59% | 59% | 59% | 59% | 59% | 59% | 59% | 59%
Commercial_Restaurant_Existing_Food Preparation_Natural Gas_Range_E3_Baseline Forecast | Commercial | Restaurant | Existing | Food Preparation | Natural Gas | Range | E3 |  | Baseline Forecast | bar: 2019 to 2051
Commercial_Restaurant_Existing_Food Preparation_Natural Gas_Range_E4_Baseline Forecast | Commercial | Restaurant | Existing | Food Preparation | Natural Gas | Range | E4 |  | Baseline Forecast | bar: 2019 to 2051
Commercial_Restaurant_Existing_Food Preparation_Natural Gas_Range_E5_Baseline Forecast | Commercial | Restaurant | Existing | Food Preparation | Natural Gas | Range | E5 |  | Baseline Forecast | bar: 2019 to 2051
Commercial_Restaurant_Existing_Food Preparation_Natural Gas_Range_E6_Baseline Forecast | Commercial | Restaurant | Existing | Food Preparation | Natural Gas | Range | E6 |  | Baseline Forecast | bar: 2019 to 2051
Commercial_Restaurant_Existing_Food Preparation_Natural Gas_Range_E7_Baseline Forecast | Commercial | Restaurant | Existing | Food Preparation | Natural Gas | Range | E7 |  | Baseline Forecast | bar: 2019 to 2051
Commercial_Restaurant_Existing_Food Preparation_Natural Gas_Range_E8_Baseline Forecast | Commercial | Restaurant | Existing | Food Preparation | Natural Gas | Range | E8 |  | Baseline Forecast | bar: 2019 to 2051
Commercial_Restaurant_Existing_Food Preparation_Natural Gas_Range_E9_Baseline Forecast | Commercial | Restaurant | Existing | Food Preparation | Natural Gas | Range | E9 |  | Baseline Forecast | bar: 2019 to 2051
Commercial_Restaurant_Existing_Food Preparation_Natural Gas_Range_E10_Baseline Forecast | Commercial | Restaurant | Existing | Food Preparation | Natural Gas | Range | E10 |  | Baseline Forecast | bar: 2019 to 2051
Commercial_Restaurant_Existing_Food Preparation_Natural Gas_Steamer_E1_Baseline Forecast | Commercial | Restaurant | Existing | Food Preparation | Natural Gas | Steamer | E1 | Standard | Baseline Forecast | 50% | 50% | 50% | 0% | 0% | 0% | 0% | 0% | 0% | 0% | 0% | 0% | 0% | 0% | 0% | 0% | 0% | 0% | 0% | 0% | 0% | 0% | 0% | 0% | 0% | 0% | 0% | 0% | 0% | 0% | 0% | 0% | 0%
Commercial_Restaurant_Existing_Food Preparation_Natural Gas_Steamer_E2_Baseline Forecast | Commercial | Restaurant | Existing | Food Preparation | Natural Gas | Steamer | E2 | ENERGY STAR | Baseline Forecast | 50% | 50% | 50% | 100% | 100% | 100% | 100% | 100% | 100% | 100% | 100% | 100% | 100% | 100% | 100% | 100% | 100% | 100% | 100% | 100% | 100% | 100% | 100% | 100% | 100% | 100% | 100% | 100% | 100% | 100% | 100% | 100% | 100%
Commercial_Restaurant_Existing_Food Preparation_Natural Gas_Steamer_E3_Baseline Forecast | Commercial | Restaurant | Existing | Food Preparation | Natural Gas | Steamer | E3 |  | Baseline Forecast | bar: 2019 to 2051
Commercial_Restaurant_Existing_Food Preparation_Natural Gas_Steamer_E4_Baseline Forecast | Commercial | Restaurant | Existing | Food Preparation | Natural Gas | Steamer | E4 |  | Baseline Forecast | bar: 2019 to 2051
Commercial_Restaurant_Existing_Food Preparation_Natural Gas_Steamer_E5_Baseline Forecast | Commercial | Restaurant | Existing | Food Preparation | Natural Gas | Steamer | E5 |  | Baseline Forecast | bar: 2019 to 2051
Commercial_Restaurant_Existing_Food Preparation_Natural Gas_Steamer_E6_Baseline Forecast | Commercial | Restaurant | Existing | Food Preparation | Natural Gas | Steamer | E6 |  | Baseline Forecast | bar: 2019 to 2051
Commercial_Restaurant_Existing_Food Preparation_Natural Gas_Steamer_E7_Baseline Forecast | Commercial | Restaurant | Existing | Food Preparation | Natural Gas | Steamer | E7 |  | Baseline Forecast | bar: 2019 to 2051
Commercial_Restaurant_Existing_Food Preparation_Natural Gas_Steamer_E8_Baseline Forecast | Commercial | Restaurant | Existing | Food Preparation | Natural Gas | Steamer | E8 |  | Baseline Forecast | bar: 2019 to 2051
Commercial_Restaurant_Existing_Food Preparation_Natural Gas_Steamer_E9_Baseline Forecast | Commercial | Restaurant | Existing | Food Preparation | Natural Gas | Steamer | E9 |  | Baseline Forecast | bar: 2019 to 2051
Commercial_Restaurant_Existing_Food Preparation_Natural Gas_Steamer_E10_Baseline Forecast | Commercial | Restaurant | Existing | Food Preparation | Natural Gas | Steamer | E10 |  | Baseline Forecast | bar: 2019 to 2051
Commercial_Restaurant_Existing_Food Preparation_Natural Gas_Food Prep Other_E1_Baseline Forecast | Commercial | Restaurant | Existing | Food Preparation | Natural Gas | Food Prep Other | E1 | Standard | Baseline Forecast | 74% | 74% | 74% | 74% | 74% | 74% | 74% | 74% | 74% | 74% | 74% | 74% | 74% | 74% | 74% | 74% | 74% | 74% | 74% | 74% | 74% | 74% | 74% | 74% | 74% | 74% | 74% | 74% | 74% | 74% | 74% | 74% | 74%
Commercial_Restaurant_Existing_Food Preparation_Natural Gas_Food Prep Other_E2_Baseline Forecast | Commercial | Restaurant | Existing | Food Preparation | Natural Gas | Food Prep Other | E2 | ENERGY STAR | Baseline Forecast | 26% | 26% | 26% | 26% | 26% | 26% | 26% | 26% | 26% | 26% | 26% | 26% | 26% | 26% | 26% | 26% | 26% | 26% | 26% | 26% | 26% | 26% | 26% | 26% | 26% | 26% | 26% | 26% | 26% | 26% | 26% | 26% | 26%
Commercial_Restaurant_Existing_Food Preparation_Natural Gas_Food Prep Other_E3_Baseline Forecast | Commercial | Restaurant | Existing | Food Preparation | Natural Gas | Food Prep Other | E3 |  | Baseline Forecast | bar: 2019 to 2051
Commercial_Restaurant_Existing_Food Preparation_Natural Gas_Food Prep Other_E4_Baseline Forecast | Commercial | Restaurant | Existing | Food Preparation | Natural Gas | Food Prep Other | E4 |  | Baseline Forecast | bar: 2019 to 2051
Commercial_Restaurant_Existing_Food Preparation_Natural Gas_Food Prep Other_E5_Baseline Forecast | Commercial | Restaurant | Existing | Food Preparation | Natural Gas | Food Prep Other | E5 |  | Baseline Forecast | bar: 2019 to 2051
Commercial_Restaurant_Existing_Food Preparation_Natural Gas_Food Prep Other_E6_Baseline Forecast | Commercial | Restaurant | Existing | Food Preparation | Natural Gas | Food Prep Other | E6 |  | Baseline Forecast | bar: 2019 to 2051
Commercial_Restaurant_Existing_Food Preparation_Natural Gas_Food Prep Other_E7_Baseline Forecast | Commercial | Restaurant | Existing | Food Preparation | Natural Gas | Food Prep Other | E7 |  | Baseline Forecast | bar: 2019 to 2051
Commercial_Restaurant_Existing_Food Preparation_Natural Gas_Food Prep Other_E8_Baseline Forecast | Commercial | Restaurant | Existing | Food Preparation | Natural Gas | Food Prep Other | E8 |  | Baseline Forecast | bar: 2019 to 2051
Commercial_Restaurant_Existing_Food Preparation_Natural Gas_Food Prep Other_E9_Baseline Forecast | Commercial | Restaurant | Existing | Food Preparation | Natural Gas | Food Prep Other | E9 |  | Baseline Forecast | bar: 2019 to 2051
Commercial_Restaurant_Existing_Food Preparation_Natural Gas_Food Prep Other_E10_Baseline Forecast | Commercial | Restaurant | Existing | Food Preparation | Natural Gas | Food Prep Other | E10 |  | Baseline Forecast | bar: 2019 to 2051
Commercial_Restaurant_Existing_Miscellaneous_Natural Gas_Pool Heater_E1_Baseline Forecast | Commercial | Restaurant | Existing | Miscellaneous | Natural Gas | Pool Heater | E1 | Standard (EF .78) | Baseline Forecast | 90% | 90% | 90% | 90% | 90% | 90% | 90% | 90% | 90% | 90% | 90% | 90% | 90% | 90% | 90% | 90% | 90% | 90% | 90% | 90% | 90% | 90% | 90% | 90% | 90% | 90% | 90% | 90% | 90% | 90% | 90% | 90% | 90%
Commercial_Restaurant_Existing_Miscellaneous_Natural Gas_Pool Heater_E2_Baseline Forecast | Commercial | Restaurant | Existing | Miscellaneous | Natural Gas | Pool Heater | E2 | Condensing (EF .90) | Baseline Forecast | 10% | 10% | 10% | 10% | 10% | 10% | 10% | 10% | 10% | 10% | 10% | 10% | 10% | 10% | 10% | 10% | 10% | 10% | 10% | 10% | 10% | 10% | 10% | 10% | 10% | 10% | 10% | 10% | 10% | 10% | 10% | 10% | 10%
Commercial_Restaurant_Existing_Miscellaneous_Natural Gas_Pool Heater_E3_Baseline Forecast | Commercial | Restaurant | Existing | Miscellaneous | Natural Gas | Pool Heater | E3 |  | Baseline Forecast | bar: 2019 to 2051
Commercial_Restaurant_Existing_Miscellaneous_Natural Gas_Pool Heater_E4_Baseline Forecast | Commercial | Restaurant | Existing | Miscellaneous | Natural Gas | Pool Heater | E4 |  | Baseline Forecast | bar: 2019 to 2051
Commercial_Restaurant_Existing_Miscellaneous_Natural Gas_Pool Heater_E5_Baseline Forecast | Commercial | Restaurant | Existing | Miscellaneous | Natural Gas | Pool Heater | E5 |  | Baseline Forecast | bar: 2019 to 2051
Commercial_Restaurant_Existing_Miscellaneous_Natural Gas_Pool Heater_E6_Baseline Forecast | Commercial | Restaurant | Existing | Miscellaneous | Natural Gas | Pool Heater | E6 |  | Baseline Forecast | bar: 2019 to 2051
Commercial_Restaurant_Existing_Miscellaneous_Natural Gas_Pool Heater_E7_Baseline Forecast | Commercial | Restaurant | Existing | Miscellaneous | Natural Gas | Pool Heater | E7 |  | Baseline Forecast | bar: 2019 to 2051
Commercial_Restaurant_Existing_Miscellaneous_Natural Gas_Pool Heater_E8_Baseline Forecast | Commercial | Restaurant | Existing | Miscellaneous | Natural Gas | Pool Heater | E8 |  | Baseline Forecast | bar: 2019 to 2051
Commercial_Restaurant_Existing_Miscellaneous_Natural Gas_Pool Heater_E9_Baseline Forecast | Commercial | Restaurant | Existing | Miscellaneous | Natural Gas | Pool Heater | E9 |  | Baseline Forecast | bar: 2019 to 2051
Commercial_Restaurant_Existing_Miscellaneous_Natural Gas_Pool Heater_E10_Baseline Forecast | Commercial | Restaurant | Existing | Miscellaneous | Natural Gas | Pool Heater | E10 |  | Baseline Forecast | bar: 2019 to 2051
Commercial_Restaurant_Existing_Miscellaneous_Natural Gas_Miscellaneous_E1_Baseline Forecast | Commercial | Restaurant | Existing | Miscellaneous | Natural Gas | Miscellaneous | E1 | Miscellaneous | Baseline Forecast | 100% | 100% | 100% | 100% | 100% | 100% | 100% | 100% | 100% | 100% | 100% | 100% | 100% | 100% | 100% | 100% | 100% | 100% | 100% | 100% | 100% | 100% | 100% | 100% | 100% | 100% | 100% | 100% | 100% | 100% | 100% | 100% | 100%
Commercial_Restaurant_Existing_Miscellaneous_Natural Gas_Miscellaneous_E2_Baseline Forecast | Commercial | Restaurant | Existing | Miscellaneous | Natural Gas | Miscellaneous | E2 |  | Baseline Forecast | bar: 2019 to 2051
Commercial_Restaurant_Existing_Miscellaneous_Natural Gas_Miscellaneous_E3_Baseline Forecast | Commercial | Restaurant | Existing | Miscellaneous | Natural Gas | Miscellaneous | E3 |  | Baseline Forecast | bar: 2019 to 2051
Commercial_Restaurant_Existing_Miscellaneous_Natural Gas_Miscellaneous_E4_Baseline Forecast | Commercial | Restaurant | Existing | Miscellaneous | Natural Gas | Miscellaneous | E4 |  | Baseline Forecast | bar: 2019 to 2051
Commercial_Restaurant_Existing_Miscellaneous_Natural Gas_Miscellaneous_E5_Baseline Forecast | Commercial | Restaurant | Existing | Miscellaneous | Natural Gas | Miscellaneous | E5 |  | Baseline Forecast | bar: 2019 to 2051
Commercial_Restaurant_Existing_Miscellaneous_Natural Gas_Miscellaneous_E6_Baseline Forecast | Commercial | Restaurant | Existing | Miscellaneous | Natural Gas | Miscellaneous | E6 |  | Baseline Forecast | bar: 2019 to 2051
Commercial_Restaurant_Existing_Miscellaneous_Natural Gas_Miscellaneous_E7_Baseline Forecast | Commercial | Restaurant | Existing | Miscellaneous | Natural Gas | Miscellaneous | E7 |  | Baseline Forecast | bar: 2019 to 2051
Commercial_Restaurant_Existing_Miscellaneous_Natural Gas_Miscellaneous_E8_Baseline Forecast | Commercial | Restaurant | Existing | Miscellaneous | Natural Gas | Miscellaneous | E8 |  | Baseline Forecast | bar: 2019 to 2051
Commercial_Restaurant_Existing_Miscellaneous_Natural Gas_Miscellaneous_E9_Baseline Forecast | Commercial | Restaurant | Existing | Miscellaneous | Natural Gas | Miscellaneous | E9 |  | Baseline Forecast | bar: 2019 to 2051
Commercial_Restaurant_Existing_Miscellaneous_Natural Gas_Miscellaneous_E10_Baseline Forecast | Commercial | Restaurant | Existing | Miscellaneous | Natural Gas | Miscellaneous | E10 |  | Baseline Forecast | bar: 2019 to 2051
Commercial_Restaurant_New_Space Heating_Natural Gas_Furnace_E1_Baseline Forecast | Commercial | Restaurant | New | Space Heating | Natural Gas | Furnace | E1 | AFUE 80% (Standard) | Baseline Forecast | 100% | 100% | 100% | 100% | 100% | 100% | 100% | 100% | 100% | 100% | 100% | 100% | 100% | 100% | 100% | 100% | 100% | 100% | 100% | 100% | 100% | 100% | 100% | 100% | 100% | 100% | 100% | 100% | 100% | 100% | 100% | 100% | 100%
Commercial_Restaurant_New_Space Heating_Natural Gas_Furnace_E2_Baseline Forecast | Commercial | Restaurant | New | Space Heating | Natural Gas | Furnace | E2 | AFUE 90% | Baseline Forecast | bar: 2019 to 2051
Commercial_Restaurant_New_Space Heating_Natural Gas_Furnace_E3_Baseline Forecast | Commercial | Restaurant | New | Space Heating | Natural Gas | Furnace | E3 | AFUE 96% | Baseline Forecast | bar: 2019 to 2051
Commercial_Restaurant_New_Space Heating_Natural Gas_Furnace_E4_Baseline Forecast | Commercial | Restaurant | New | Space Heating | Natural Gas | Furnace | E4 | Convert to NG Air Source Heat Pump | Baseline Forecast | bar: 2019 to 2051
Commercial_Restaurant_New_Space Heating_Natural Gas_Furnace_E5_Baseline Forecast | Commercial | Restaurant | New | Space Heating | Natural Gas | Furnace | E5 |  | Baseline Forecast | bar: 2019 to 2051
Commercial_Restaurant_New_Space Heating_Natural Gas_Furnace_E6_Baseline Forecast | Commercial | Restaurant | New | Space Heating | Natural Gas | Furnace | E6 |  | Baseline Forecast | bar: 2019 to 2051
Commercial_Restaurant_New_Space Heating_Natural Gas_Furnace_E7_Baseline Forecast | Commercial | Restaurant | New | Space Heating | Natural Gas | Furnace | E7 |  | Baseline Forecast | bar: 2019 to 2051
Commercial_Restaurant_New_Space Heating_Natural Gas_Furnace_E8_Baseline Forecast | Commercial | Restaurant | New | Space Heating | Natural Gas | Furnace | E8 |  | Baseline Forecast | bar: 2019 to 2051
Commercial_Restaurant_New_Space Heating_Natural Gas_Furnace_E9_Baseline Forecast | Commercial | Restaurant | New | Space Heating | Natural Gas | Furnace | E9 |  | Baseline Forecast | bar: 2019 to 2051
Commercial_Restaurant_New_Space Heating_Natural Gas_Furnace_E10_Baseline Forecast | Commercial | Restaurant | New | Space Heating | Natural Gas | Furnace | E10 |  | Baseline Forecast | bar: 2019 to 2051
Commercial_Restaurant_New_Space Heating_Natural Gas_Boiler_E1_Baseline Forecast | Commercial | Restaurant | New | Space Heating | Natural Gas | Boiler | E1 | AFUE 80% (Standard) | Baseline Forecast | 82.5% | 79.71% | 79.71% | 79.71% | 79.71% | 61.11% | 61.11% | 61.11% | 61.11% | 61.11% | 61.11% | 61.11% | 61.11% | 70.21% | 70.21% | 70.21% | 70.21% | 70.21% | 70.21% | 70.21% | 70.21% | 70.21% | 70.21% | 70.21% | 70.21% | 70.21% | 70.21% | 70.21% | 70.21% | 70.21% | 70.21% | 70.21% | 70.21%
Commercial_Restaurant_New_Space Heating_Natural Gas_Boiler_E2_Baseline Forecast | Commercial | Restaurant | New | Space Heating | Natural Gas | Boiler | E2 | AFUE 85% | Baseline Forecast | bar: 2019 to 2051
Commercial_Restaurant_New_Space Heating_Natural Gas_Boiler_E3_Baseline Forecast | Commercial | Restaurant | New | Space Heating | Natural Gas | Boiler | E3 | AFUE 97% | Baseline Forecast | 17.5% | 20.29% | 20.29% | 20.29% | 20.29% | 38.89% | 38.89% | 38.89% | 38.89% | 38.89% | 38.89% | 38.89% | 38.89% | 29.79% | 29.79% | 29.79% | 29.79% | 29.79% | 29.79% | 29.79% | 29.79% | 29.79% | 29.79% | 29.79% | 29.79% | 29.79% | 29.79% | 29.79% | 29.79% | 29.79% | 29.79% | 29.79% | 29.79%
Commercial_Restaurant_New_Space Heating_Natural Gas_Boiler_E4_Baseline Forecast | Commercial | Restaurant | New | Space Heating | Natural Gas | Boiler | E4 | Convert to NG Air Source Heat Pump | Baseline Forecast | bar: 2019 to 2051
Commercial_Restaurant_New_Space Heating_Natural Gas_Boiler_E5_Baseline Forecast | Commercial | Restaurant | New | Space Heating | Natural Gas | Boiler | E5 |  | Baseline Forecast | bar: 2019 to 2051
Commercial_Restaurant_New_Space Heating_Natural Gas_Boiler_E6_Baseline Forecast | Commercial | Restaurant | New | Space Heating | Natural Gas | Boiler | E6 |  | Baseline Forecast | bar: 2019 to 2051
Commercial_Restaurant_New_Space Heating_Natural Gas_Boiler_E7_Baseline Forecast | Commercial | Restaurant | New | Space Heating | Natural Gas | Boiler | E7 |  | Baseline Forecast | bar: 2019 to 2051
Commercial_Restaurant_New_Space Heating_Natural Gas_Boiler_E8_Baseline Forecast | Commercial | Restaurant | New | Space Heating | Natural Gas | Boiler | E8 |  | Baseline Forecast | bar: 2019 to 2051
Commercial_Restaurant_New_Space Heating_Natural Gas_Boiler_E9_Baseline Forecast | Commercial | Restaurant | New | Space Heating | Natural Gas | Boiler | E9 |  | Baseline Forecast | bar: 2019 to 2051
Commercial_Restaurant_New_Space Heating_Natural Gas_Boiler_E10_Baseline Forecast | Commercial | Restaurant | New | Space Heating | Natural Gas | Boiler | E10 |  | Baseline Forecast | bar: 2019 to 2051
Commercial_Restaurant_New_Space Heating_Natural Gas_Unit Heater_E1_Baseline Forecast | Commercial | Restaurant | New | Space Heating | Natural Gas | Unit Heater | E1 | Standard | Baseline Forecast | 100% | 100% | 100% | 100% | 100% | 100% | 100% | 100% | 100% | 100% | 100% | 100% | 100% | 100% | 100% | 100% | 100% | 100% | 100% | 100% | 100% | 100% | 100% | 100% | 100% | 100% | 100% | 100% | 100% | 100% | 100% | 100% | 100%
Commercial_Restaurant_New_Space Heating_Natural Gas_Unit Heater_E2_Baseline Forecast | Commercial | Restaurant | New | Space Heating | Natural Gas | Unit Heater | E2 | Condensing | Baseline Forecast | bar: 2019 to 2051
Commercial_Restaurant_New_Space Heating_Natural Gas_Unit Heater_E3_Baseline Forecast | Commercial | Restaurant | New | Space Heating | Natural Gas | Unit Heater | E3 | Infrared Radiant | Baseline Forecast | bar: 2019 to 2051
Commercial_Restaurant_New_Space Heating_Natural Gas_Unit Heater_E4_Baseline Forecast | Commercial | Restaurant | New | Space Heating | Natural Gas | Unit Heater | E4 |  | Baseline Forecast | bar: 2019 to 2051
Commercial_Restaurant_New_Space Heating_Natural Gas_Unit Heater_E5_Baseline Forecast | Commercial | Restaurant | New | Space Heating | Natural Gas | Unit Heater | E5 |  | Baseline Forecast | bar: 2019 to 2051
Commercial_Restaurant_New_Space Heating_Natural Gas_Unit Heater_E6_Baseline Forecast | Commercial | Restaurant | New | Space Heating | Natural Gas | Unit Heater | E6 |  | Baseline Forecast | bar: 2019 to 2051
Commercial_Restaurant_New_Space Heating_Natural Gas_Unit Heater_E7_Baseline Forecast | Commercial | Restaurant | New | Space Heating | Natural Gas | Unit Heater | E7 |  | Baseline Forecast | bar: 2019 to 2051
Commercial_Restaurant_New_Space Heating_Natural Gas_Unit Heater_E8_Baseline Forecast | Commercial | Restaurant | New | Space Heating | Natural Gas | Unit Heater | E8 |  | Baseline Forecast | bar: 2019 to 2051
Commercial_Restaurant_New_Space Heating_Natural Gas_Unit Heater_E9_Baseline Forecast | Commercial | Restaurant | New | Space Heating | Natural Gas | Unit Heater | E9 |  | Baseline Forecast | bar: 2019 to 2051
Commercial_Restaurant_New_Space Heating_Natural Gas_Unit Heater_E10_Baseline Forecast | Commercial | Restaurant | New | Space Heating | Natural Gas | Unit Heater | E10 |  | Baseline Forecast | bar: 2019 to 2051
Commercial_Restaurant_New_Water Heating_Natural Gas_Water Heater_E1_Baseline Forecast | Commercial | Restaurant | New | Water Heating | Natural Gas | Water Heater | E1 | TE 80% | Baseline Forecast | bar: 2019 to 2051
Commercial_Restaurant_New_Water Heating_Natural Gas_Water Heater_E2_Baseline Forecast | Commercial | Restaurant | New | Water Heating | Natural Gas | Water Heater | E2 | TE 81% | Baseline Forecast | 100% | 100% | 100% | 100% | 100% | 100% | 100% | 100% | 100% | 100% | 100% | 100% | 100% | 100% | 100% | 100% | 100% | 100% | 100% | 100% | 100% | 100% | 100% | 100% | 100% | 100% | 100% | 100% | 100% | 100% | 100% | 100% | 100%
Commercial_Restaurant_New_Water Heating_Natural Gas_Water Heater_E3_Baseline Forecast | Commercial | Restaurant | New | Water Heating | Natural Gas | Water Heater | E3 | TE 88% | Baseline Forecast | bar: 2019 to 2051
Commercial_Restaurant_New_Water Heating_Natural Gas_Water Heater_E4_Baseline Forecast | Commercial | Restaurant | New | Water Heating | Natural Gas | Water Heater | E4 | TE 94% | Baseline Forecast | bar: 2019 to 2051
Commercial_Restaurant_New_Water Heating_Natural Gas_Water Heater_E5_Baseline Forecast | Commercial | Restaurant | New | Water Heating | Natural Gas | Water Heater | E5 | TE 96% | Baseline Forecast | bar: 2019 to 2051
Commercial_Restaurant_New_Water Heating_Natural Gas_Water Heater_E6_Baseline Forecast | Commercial | Restaurant | New | Water Heating | Natural Gas | Water Heater | E6 | Tankless | Baseline Forecast | bar: 2019 to 2051
Commercial_Restaurant_New_Water Heating_Natural Gas_Water Heater_E7_Baseline Forecast | Commercial | Restaurant | New | Water Heating | Natural Gas | Water Heater | E7 | Gas-Fired Absorption HPWH | Baseline Forecast | bar: 2019 to 2051
Commercial_Restaurant_New_Water Heating_Natural Gas_Water Heater_E8_Baseline Forecast | Commercial | Restaurant | New | Water Heating | Natural Gas | Water Heater | E8 |  | Baseline Forecast | bar: 2019 to 2051
Commercial_Restaurant_New_Water Heating_Natural Gas_Water Heater_E9_Baseline Forecast | Commercial | Restaurant | New | Water Heating | Natural Gas | Water Heater | E9 |  | Baseline Forecast | bar: 2019 to 2051
Commercial_Restaurant_New_Water Heating_Natural Gas_Water Heater_E10_Baseline Forecast | Commercial | Restaurant | New | Water Heating | Natural Gas | Water Heater | E10 |  | Baseline Forecast | bar: 2019 to 2051
Commercial_Restaurant_New_Food Preparation_Natural Gas_Oven_E1_Baseline Forecast | Commercial | Restaurant | New | Food Preparation | Natural Gas | Oven | E1 | Standard | Baseline Forecast | 41% | 41% | 41% | 41% | 41% | 41% | 41% | 41% | 41% | 41% | 41% | 41% | 41% | 41% | 41% | 41% | 41% | 41% | 41% | 41% | 41% | 41% | 41% | 41% | 41% | 41% | 41% | 41% | 41% | 41% | 41% | 41% | 41%
Commercial_Restaurant_New_Food Preparation_Natural Gas_Oven_E2_Baseline Forecast | Commercial | Restaurant | New | Food Preparation | Natural Gas | Oven | E2 | ENERGY STAR (>44% Baking Efficiency) | Baseline Forecast | 59% | 59% | 59% | 59% | 59% | 59% | 59% | 59% | 59% | 59% | 59% | 59% | 59% | 59% | 59% | 59% | 59% | 59% | 59% | 59% | 59% | 59% | 59% | 59% | 59% | 59% | 59% | 59% | 59% | 59% | 59% | 59% | 59%
Commercial_Restaurant_New_Food Preparation_Natural Gas_Oven_E3_Baseline Forecast | Commercial | Restaurant | New | Food Preparation | Natural Gas | Oven | E3 |  | Baseline Forecast | bar: 2019 to 2051
Commercial_Restaurant_New_Food Preparation_Natural Gas_Oven_E4_Baseline Forecast | Commercial | Restaurant | New | Food Preparation | Natural Gas | Oven | E4 |  | Baseline Forecast | bar: 2019 to 2051
Commercial_Restaurant_New_Food Preparation_Natural Gas_Oven_E5_Baseline Forecast | Commercial | Restaurant | New | Food Preparation | Natural Gas | Oven | E5 |  | Baseline Forecast | bar: 2019 to 2051
Commercial_Restaurant_New_Food Preparation_Natural Gas_Oven_E6_Baseline Forecast | Commercial | Restaurant | New | Food Preparation | Natural Gas | Oven | E6 |  | Baseline Forecast | bar: 2019 to 2051
Commercial_Restaurant_New_Food Preparation_Natural Gas_Oven_E7_Baseline Forecast | Commercial | Restaurant | New | Food Preparation | Natural Gas | Oven | E7 |  | Baseline Forecast | bar: 2019 to 2051
Commercial_Restaurant_New_Food Preparation_Natural Gas_Oven_E8_Baseline Forecast | Commercial | Restaurant | New | Food Preparation | Natural Gas | Oven | E8 |  | Baseline Forecast | bar: 2019 to 2051
Commercial_Restaurant_New_Food Preparation_Natural Gas_Oven_E9_Baseline Forecast | Commercial | Restaurant | New | Food Preparation | Natural Gas | Oven | E9 |  | Baseline Forecast | bar: 2019 to 2051
Commercial_Restaurant_New_Food Preparation_Natural Gas_Oven_E10_Baseline Forecast | Commercial | Restaurant | New | Food Preparation | Natural Gas | Oven | E10 |  | Baseline Forecast | bar: 2019 to 2051
Commercial_Restaurant_New_Food Preparation_Natural Gas_Conveyor Oven_E1_Baseline Forecast | Commercial | Restaurant | New | Food Preparation | Natural Gas | Conveyor Oven | E1 | Standard | Baseline Forecast | 41% | 41% | 41% | 41% | 41% | 41% | 41% | 41% | 41% | 41% | 41% | 41% | 41% | 41% | 41% | 41% | 41% | 41% | 41% | 41% | 41% | 41% | 41% | 41% | 41% | 41% | 41% | 41% | 41% | 41% | 41% | 41% | 41%
Commercial_Restaurant_New_Food Preparation_Natural Gas_Conveyor Oven_E2_Baseline Forecast | Commercial | Restaurant | New | Food Preparation | Natural Gas | Conveyor Oven | E2 | Efficient (>44% Baking Efficiency) | Baseline Forecast | 59% | 59% | 59% | 59% | 59% | 59% | 59% | 59% | 59% | 59% | 59% | 59% | 59% | 59% | 59% | 59% | 59% | 59% | 59% | 59% | 59% | 59% | 59% | 59% | 59% | 59% | 59% | 59% | 59% | 59% | 59% | 59% | 59%
Commercial_Restaurant_New_Food Preparation_Natural Gas_Conveyor Oven_E3_Baseline Forecast | Commercial | Restaurant | New | Food Preparation | Natural Gas | Conveyor Oven | E3 |  | Baseline Forecast | bar: 2019 to 2051
Commercial_Restaurant_New_Food Preparation_Natural Gas_Conveyor Oven_E4_Baseline Forecast | Commercial | Restaurant | New | Food Preparation | Natural Gas | Conveyor Oven | E4 |  | Baseline Forecast | bar: 2019 to 2051
Commercial_Restaurant_New_Food Preparation_Natural Gas_Conveyor Oven_E5_Baseline Forecast | Commercial | Restaurant | New | Food Preparation | Natural Gas | Conveyor Oven | E5 |  | Baseline Forecast | bar: 2019 to 2051
Commercial_Restaurant_New_Food Preparation_Natural Gas_Conveyor Oven_E6_Baseline Forecast | Commercial | Restaurant | New | Food Preparation | Natural Gas | Conveyor Oven | E6 |  | Baseline Forecast | bar: 2019 to 2051
Commercial_Restaurant_New_Food Preparation_Natural Gas_Conveyor Oven_E7_Baseline Forecast | Commercial | Restaurant | New | Food Preparation | Natural Gas | Conveyor Oven | E7 |  | Baseline Forecast | bar: 2019 to 2051
Commercial_Restaurant_New_Food Preparation_Natural Gas_Conveyor Oven_E8_Baseline Forecast | Commercial | Restaurant | New | Food Preparation | Natural Gas | Conveyor Oven | E8 |  | Baseline Forecast | bar: 2019 to 2051
Commercial_Restaurant_New_Food Preparation_Natural Gas_Conveyor Oven_E9_Baseline Forecast | Commercial | Restaurant | New | Food Preparation | Natural Gas | Conveyor Oven | E9 |  | Baseline Forecast | bar: 2019 to 2051
Commercial_Restaurant_New_Food Preparation_Natural Gas_Conveyor Oven_E10_Baseline Forecast | Commercial | Restaurant | New | Food Preparation | Natural Gas | Conveyor Oven | E10 |  | Baseline Forecast | bar: 2019 to 2051
Commercial_Restaurant_New_Food Preparation_Natural Gas_Double Rack Oven_E1_Baseline Forecast | Commercial | Restaurant | New | Food Preparation | Natural Gas | Double Rack Oven | E1 | Standard | Baseline Forecast | 41% | 41% | 41% | 41% | 41% | 41% | 41% | 41% | 41% | 41% | 41% | 41% | 41% | 41% | 41% | 41% | 41% | 41% | 41% | 41% | 41% | 41% | 41% | 41% | 41% | 41% | 41% | 41% | 41% | 41% | 41% | 41% | 41%
Commercial_Restaurant_New_Food Preparation_Natural Gas_Double Rack Oven_E2_Baseline Forecast | Commercial | Restaurant | New | Food Preparation | Natural Gas | Double Rack Oven | E2 | FTSC Qualified (>50% Cooking Efficiency) | Baseline Forecast | 59% | 59% | 59% | 59% | 59% | 59% | 59% | 59% | 59% | 59% | 59% | 59% | 59% | 59% | 59% | 59% | 59% | 59% | 59% | 59% | 59% | 59% | 59% | 59% | 59% | 59% | 59% | 59% | 59% | 59% | 59% | 59% | 59%
Commercial_Restaurant_New_Food Preparation_Natural Gas_Double Rack Oven_E3_Baseline Forecast | Commercial | Restaurant | New | Food Preparation | Natural Gas | Double Rack Oven | E3 |  | Baseline Forecast | bar: 2019 to 2051
Commercial_Restaurant_New_Food Preparation_Natural Gas_Double Rack Oven_E4_Baseline Forecast | Commercial | Restaurant | New | Food Preparation | Natural Gas | Double Rack Oven | E4 |  | Baseline Forecast | bar: 2019 to 2051
Commercial_Restaurant_New_Food Preparation_Natural Gas_Double Rack Oven_E5_Baseline Forecast | Commercial | Restaurant | New | Food Preparation | Natural Gas | Double Rack Oven | E5 |  | Baseline Forecast | bar: 2019 to 2051
Commercial_Restaurant_New_Food Preparation_Natural Gas_Double Rack Oven_E6_Baseline Forecast | Commercial | Restaurant | New | Food Preparation | Natural Gas | Double Rack Oven | E6 |  | Baseline Forecast | bar: 2019 to 2051
Commercial_Restaurant_New_Food Preparation_Natural Gas_Double Rack Oven_E7_Baseline Forecast | Commercial | Restaurant | New | Food Preparation | Natural Gas | Double Rack Oven | E7 |  | Baseline Forecast | bar: 2019 to 2051
Commercial_Restaurant_New_Food Preparation_Natural Gas_Double Rack Oven_E8_Baseline Forecast | Commercial | Restaurant | New | Food Preparation | Natural Gas | Double Rack Oven | E8 |  | Baseline Forecast | bar: 2019 to 2051
Commercial_Restaurant_New_Food Preparation_Natural Gas_Double Rack Oven_E9_Baseline Forecast | Commercial | Restaurant | New | Food Preparation | Natural Gas | Double Rack Oven | E9 |  | Baseline Forecast | bar: 2019 to 2051
Commercial_Restaurant_New_Food Preparation_Natural Gas_Double Rack Oven_E10_Baseline Forecast | Commercial | Restaurant | New | Food Preparation | Natural Gas | Double Rack Oven | E10 |  | Baseline Forecast | bar: 2019 to 2051
Commercial_Restaurant_New_Food Preparation_Natural Gas_Fryer_E1_Baseline Forecast | Commercial | Restaurant | New | Food Preparation | Natural Gas | Fryer | E1 | Standard | Baseline Forecast | 74% | 74% | 74% | 0% | 0% | 0% | 0% | 0% | 0% | 0% | 0% | 0% | 0% | 0% | 0% | 0% | 0% | 0% | 0% | 0% | 0% | 0% | 0% | 0% | 0% | 0% | 0% | 0% | 0% | 0% | 0% | 0% | 0%
Commercial_Restaurant_New_Food Preparation_Natural Gas_Fryer_E2_Baseline Forecast | Commercial | Restaurant | New | Food Preparation | Natural Gas | Fryer | E2 | ENERGY STAR | Baseline Forecast | 26% | 26% | 26% | 100% | 100% | 100% | 100% | 100% | 100% | 100% | 100% | 100% | 100% | 100% | 100% | 100% | 100% | 100% | 100% | 100% | 100% | 100% | 100% | 100% | 100% | 100% | 100% | 100% | 100% | 100% | 100% | 100% | 100%
Commercial_Restaurant_New_Food Preparation_Natural Gas_Fryer_E3_Baseline Forecast | Commercial | Restaurant | New | Food Preparation | Natural Gas | Fryer | E3 |  | Baseline Forecast | bar: 2019 to 2051
Commercial_Restaurant_New_Food Preparation_Natural Gas_Fryer_E4_Baseline Forecast | Commercial | Restaurant | New | Food Preparation | Natural Gas | Fryer | E4 |  | Baseline Forecast | bar: 2019 to 2051
Commercial_Restaurant_New_Food Preparation_Natural Gas_Fryer_E5_Baseline Forecast | Commercial | Restaurant | New | Food Preparation | Natural Gas | Fryer | E5 |  | Baseline Forecast | bar: 2019 to 2051
Commercial_Restaurant_New_Food Preparation_Natural Gas_Fryer_E6_Baseline Forecast | Commercial | Restaurant | New | Food Preparation | Natural Gas | Fryer | E6 |  | Baseline Forecast | bar: 2019 to 2051
Commercial_Restaurant_New_Food Preparation_Natural Gas_Fryer_E7_Baseline Forecast | Commercial | Restaurant | New | Food Preparation | Natural Gas | Fryer | E7 |  | Baseline Forecast | bar: 2019 to 2051
Commercial_Restaurant_New_Food Preparation_Natural Gas_Fryer_E8_Baseline Forecast | Commercial | Restaurant | New | Food Preparation | Natural Gas | Fryer | E8 |  | Baseline Forecast | bar: 2019 to 2051
Commercial_Restaurant_New_Food Preparation_Natural Gas_Fryer_E9_Baseline Forecast | Commercial | Restaurant | New | Food Preparation | Natural Gas | Fryer | E9 |  | Baseline Forecast | bar: 2019 to 2051
Commercial_Restaurant_New_Food Preparation_Natural Gas_Fryer_E10_Baseline Forecast | Commercial | Restaurant | New | Food Preparation | Natural Gas | Fryer | E10 |  | Baseline Forecast | bar: 2019 to 2051
Commercial_Restaurant_New_Food Preparation_Natural Gas_Broiler_E1_Baseline Forecast | Commercial | Restaurant | New | Food Preparation | Natural Gas | Broiler | E1 | Standard | Baseline Forecast | 74% | 74% | 74% | 74% | 74% | 74% | 74% | 74% | 74% | 74% | 74% | 74% | 74% | 74% | 74% | 74% | 74% | 74% | 74% | 74% | 74% | 74% | 74% | 74% | 74% | 74% | 74% | 74% | 74% | 74% | 74% | 74% | 74%
Commercial_Restaurant_New_Food Preparation_Natural Gas_Broiler_E2_Baseline Forecast | Commercial | Restaurant | New | Food Preparation | Natural Gas | Broiler | E2 | Infrared Burners | Baseline Forecast | 26% | 26% | 26% | 26% | 26% | 26% | 26% | 26% | 26% | 26% | 26% | 26% | 26% | 26% | 26% | 26% | 26% | 26% | 26% | 26% | 26% | 26% | 26% | 26% | 26% | 26% | 26% | 26% | 26% | 26% | 26% | 26% | 26%
Commercial_Restaurant_New_Food Preparation_Natural Gas_Broiler_E3_Baseline Forecast | Commercial | Restaurant | New | Food Preparation | Natural Gas | Broiler | E3 |  | Baseline Forecast | bar: 2019 to 2051
Commercial_Restaurant_New_Food Preparation_Natural Gas_Broiler_E4_Baseline Forecast | Commercial | Restaurant | New | Food Preparation | Natural Gas | Broiler | E4 |  | Baseline Forecast | bar: 2019 to 2051
Commercial_Restaurant_New_Food Preparation_Natural Gas_Broiler_E5_Baseline Forecast | Commercial | Restaurant | New | Food Preparation | Natural Gas | Broiler | E5 |  | Baseline Forecast | bar: 2019 to 2051
Commercial_Restaurant_New_Food Preparation_Natural Gas_Broiler_E6_Baseline Forecast | Commercial | Restaurant | New | Food Preparation | Natural Gas | Broiler | E6 |  | Baseline Forecast | bar: 2019 to 2051
Commercial_Restaurant_New_Food Preparation_Natural Gas_Broiler_E7_Baseline Forecast | Commercial | Restaurant | New | Food Preparation | Natural Gas | Broiler | E7 |  | Baseline Forecast | bar: 2019 to 2051
Commercial_Restaurant_New_Food Preparation_Natural Gas_Broiler_E8_Baseline Forecast | Commercial | Restaurant | New | Food Preparation | Natural Gas | Broiler | E8 |  | Baseline Forecast | bar: 2019 to 2051
Commercial_Restaurant_New_Food Preparation_Natural Gas_Broiler_E9_Baseline Forecast | Commercial | Restaurant | New | Food Preparation | Natural Gas | Broiler | E9 |  | Baseline Forecast | bar: 2019 to 2051
Commercial_Restaurant_New_Food Preparation_Natural Gas_Broiler_E10_Baseline Forecast | Commercial | Restaurant | New | Food Preparation | Natural Gas | Broiler | E10 |  | Baseline Forecast | bar: 2019 to 2051
Commercial_Restaurant_New_Food Preparation_Natural Gas_Griddle_E1_Baseline Forecast | Commercial | Restaurant | New | Food Preparation | Natural Gas | Griddle | E1 | Standard | Baseline Forecast | 71% | 71% | 71% | 71% | 71% | 71% | 71% | 71% | 71% | 71% | 71% | 71% | 71% | 71% | 71% | 71% | 71% | 71% | 71% | 71% | 71% | 71% | 71% | 71% | 71% | 71% | 71% | 71% | 71% | 71% | 71% | 71% | 71%
Commercial_Restaurant_New_Food Preparation_Natural Gas_Griddle_E2_Baseline Forecast | Commercial | Restaurant | New | Food Preparation | Natural Gas | Griddle | E2 | ENERGY STAR | Baseline Forecast | 29% | 29% | 29% | 29% | 29% | 29% | 29% | 29% | 29% | 29% | 29% | 29% | 29% | 29% | 29% | 29% | 29% | 29% | 29% | 29% | 29% | 29% | 29% | 29% | 29% | 29% | 29% | 29% | 29% | 29% | 29% | 29% | 29%
Commercial_Restaurant_New_Food Preparation_Natural Gas_Griddle_E3_Baseline Forecast | Commercial | Restaurant | New | Food Preparation | Natural Gas | Griddle | E3 |  | Baseline Forecast | bar: 2019 to 2051
Commercial_Restaurant_New_Food Preparation_Natural Gas_Griddle_E4_Baseline Forecast | Commercial | Restaurant | New | Food Preparation | Natural Gas | Griddle | E4 |  | Baseline Forecast | bar: 2019 to 2051
Commercial_Restaurant_New_Food Preparation_Natural Gas_Griddle_E5_Baseline Forecast | Commercial | Restaurant | New | Food Preparation | Natural Gas | Griddle | E5 |  | Baseline Forecast | bar: 2019 to 2051
Commercial_Restaurant_New_Food Preparation_Natural Gas_Griddle_E6_Baseline Forecast | Commercial | Restaurant | New | Food Preparation | Natural Gas | Griddle | E6 |  | Baseline Forecast | bar: 2019 to 2051
Commercial_Restaurant_New_Food Preparation_Natural Gas_Griddle_E7_Baseline Forecast | Commercial | Restaurant | New | Food Preparation | Natural Gas | Griddle | E7 |  | Baseline Forecast | bar: 2019 to 2051
Commercial_Restaurant_New_Food Preparation_Natural Gas_Griddle_E8_Baseline Forecast | Commercial | Restaurant | New | Food Preparation | Natural Gas | Griddle | E8 |  | Baseline Forecast | bar: 2019 to 2051
Commercial_Restaurant_New_Food Preparation_Natural Gas_Griddle_E9_Baseline Forecast | Commercial | Restaurant | New | Food Preparation | Natural Gas | Griddle | E9 |  | Baseline Forecast | bar: 2019 to 2051
Commercial_Restaurant_New_Food Preparation_Natural Gas_Griddle_E10_Baseline Forecast | Commercial | Restaurant | New | Food Preparation | Natural Gas | Griddle | E10 |  | Baseline Forecast | bar: 2019 to 2051
Commercial_Restaurant_New_Food Preparation_Natural Gas_Range_E1_Baseline Forecast | Commercial | Restaurant | New | Food Preparation | Natural Gas | Range | E1 | Standard | Baseline Forecast | 41% | 41% | 41% | 41% | 41% | 41% | 41% | 41% | 41% | 41% | 41% | 41% | 41% | 41% | 41% | 41% | 41% | 41% | 41% | 41% | 41% | 41% | 41% | 41% | 41% | 41% | 41% | 41% | 41% | 41% | 41% | 41% | 41%
Commercial_Restaurant_New_Food Preparation_Natural Gas_Range_E2_Baseline Forecast | Commercial | Restaurant | New | Food Preparation | Natural Gas | Range | E2 | High Efficiency | Baseline Forecast | 59% | 59% | 59% | 59% | 59% | 59% | 59% | 59% | 59% | 59% | 59% | 59% | 59% | 59% | 59% | 59% | 59% | 59% | 59% | 59% | 59% | 59% | 59% | 59% | 59% | 59% | 59% | 59% | 59% | 59% | 59% | 59% | 59%
Commercial_Restaurant_New_Food Preparation_Natural Gas_Range_E3_Baseline Forecast | Commercial | Restaurant | New | Food Preparation | Natural Gas | Range | E3 |  | Baseline Forecast | bar: 2019 to 2051
Commercial_Restaurant_New_Food Preparation_Natural Gas_Range_E4_Baseline Forecast | Commercial | Restaurant | New | Food Preparation | Natural Gas | Range | E4 |  | Baseline Forecast | bar: 2019 to 2051
Commercial_Restaurant_New_Food Preparation_Natural Gas_Range_E5_Baseline Forecast | Commercial | Restaurant | New | Food Preparation | Natural Gas | Range | E5 |  | Baseline Forecast | bar: 2019 to 2051
Commercial_Restaurant_New_Food Preparation_Natural Gas_Range_E6_Baseline Forecast | Commercial | Restaurant | New | Food Preparation | Natural Gas | Range | E6 |  | Baseline Forecast | bar: 2019 to 2051
Commercial_Restaurant_New_Food Preparation_Natural Gas_Range_E7_Baseline Forecast | Commercial | Restaurant | New | Food Preparation | Natural Gas | Range | E7 |  | Baseline Forecast | bar: 2019 to 2051
Commercial_Restaurant_New_Food Preparation_Natural Gas_Range_E8_Baseline Forecast | Commercial | Restaurant | New | Food Preparation | Natural Gas | Range | E8 |  | Baseline Forecast | bar: 2019 to 2051
Commercial_Restaurant_New_Food Preparation_Natural Gas_Range_E9_Baseline Forecast | Commercial | Restaurant | New | Food Preparation | Natural Gas | Range | E9 |  | Baseline Forecast | bar: 2019 to 2051
Commercial_Restaurant_New_Food Preparation_Natural Gas_Range_E10_Baseline Forecast | Commercial | Restaurant | New | Food Preparation | Natural Gas | Range | E10 |  | Baseline Forecast | bar: 2019 to 2051
Commercial_Restaurant_New_Food Preparation_Natural Gas_Steamer_E1_Baseline Forecast | Commercial | Restaurant | New | Food Preparation | Natural Gas | Steamer | E1 | Standard | Baseline Forecast | 50% | 50% | 50% | 0% | 0% | 0% | 0% | 0% | 0% | 0% | 0% | 0% | 0% | 0% | 0% | 0% | 0% | 0% | 0% | 0% | 0% | 0% | 0% | 0% | 0% | 0% | 0% | 0% | 0% | 0% | 0% | 0% | 0%
Commercial_Restaurant_New_Food Preparation_Natural Gas_Steamer_E2_Baseline Forecast | Commercial | Restaurant | New | Food Preparation | Natural Gas | Steamer | E2 | ENERGY STAR | Baseline Forecast | 50% | 50% | 50% | 100% | 100% | 100% | 100% | 100% | 100% | 100% | 100% | 100% | 100% | 100% | 100% | 100% | 100% | 100% | 100% | 100% | 100% | 100% | 100% | 100% | 100% | 100% | 100% | 100% | 100% | 100% | 100% | 100% | 100%
Commercial_Restaurant_New_Food Preparation_Natural Gas_Steamer_E3_Baseline Forecast | Commercial | Restaurant | New | Food Preparation | Natural Gas | Steamer | E3 |  | Baseline Forecast | bar: 2019 to 2051
Commercial_Restaurant_New_Food Preparation_Natural Gas_Steamer_E4_Baseline Forecast | Commercial | Restaurant | New | Food Preparation | Natural Gas | Steamer | E4 |  | Baseline Forecast | bar: 2019 to 2051
Commercial_Restaurant_New_Food Preparation_Natural Gas_Steamer_E5_Baseline Forecast | Commercial | Restaurant | New | Food Preparation | Natural Gas | Steamer | E5 |  | Baseline Forecast | bar: 2019 to 2051
Commercial_Restaurant_New_Food Preparation_Natural Gas_Steamer_E6_Baseline Forecast | Commercial | Restaurant | New | Food Preparation | Natural Gas | Steamer | E6 |  | Baseline Forecast | bar: 2019 to 2051
Commercial_Restaurant_New_Food Preparation_Natural Gas_Steamer_E7_Baseline Forecast | Commercial | Restaurant | New | Food Preparation | Natural Gas | Steamer | E7 |  | Baseline Forecast | bar: 2019 to 2051
Commercial_Restaurant_New_Food Preparation_Natural Gas_Steamer_E8_Baseline Forecast | Commercial | Restaurant | New | Food Preparation | Natural Gas | Steamer | E8 |  | Baseline Forecast | bar: 2019 to 2051
Commercial_Restaurant_New_Food Preparation_Natural Gas_Steamer_E9_Baseline Forecast | Commercial | Restaurant | New | Food Preparation | Natural Gas | Steamer | E9 |  | Baseline Forecast | bar: 2019 to 2051
Commercial_Restaurant_New_Food Preparation_Natural Gas_Steamer_E10_Baseline Forecast | Commercial | Restaurant | New | Food Preparation | Natural Gas | Steamer | E10 |  | Baseline Forecast | bar: 2019 to 2051
Commercial_Restaurant_New_Food Preparation_Natural Gas_Food Prep Other_E1_Baseline Forecast | Commercial | Restaurant | New | Food Preparation | Natural Gas | Food Prep Other | E1 | Standard | Baseline Forecast | 74% | 74% | 74% | 74% | 74% | 74% | 74% | 74% | 74% | 74% | 74% | 74% | 74% | 74% | 74% | 74% | 74% | 74% | 74% | 74% | 74% | 74% | 74% | 74% | 74% | 74% | 74% | 74% | 74% | 74% | 74% | 74% | 74%
Commercial_Restaurant_New_Food Preparation_Natural Gas_Food Prep Other_E2_Baseline Forecast | Commercial | Restaurant | New | Food Preparation | Natural Gas | Food Prep Other | E2 | ENERGY STAR | Baseline Forecast | 26% | 26% | 26% | 26% | 26% | 26% | 26% | 26% | 26% | 26% | 26% | 26% | 26% | 26% | 26% | 26% | 26% | 26% | 26% | 26% | 26% | 26% | 26% | 26% | 26% | 26% | 26% | 26% | 26% | 26% | 26% | 26% | 26%
Commercial_Restaurant_New_Food Preparation_Natural Gas_Food Prep Other_E3_Baseline Forecast | Commercial | Restaurant | New | Food Preparation | Natural Gas | Food Prep Other | E3 |  | Baseline Forecast | bar: 2019 to 2051
Commercial_Restaurant_New_Food Preparation_Natural Gas_Food Prep Other_E4_Baseline Forecast | Commercial | Restaurant | New | Food Preparation | Natural Gas | Food Prep Other | E4 |  | Baseline Forecast | bar: 2019 to 2051
Commercial_Restaurant_New_Food Preparation_Natural Gas_Food Prep Other_E5_Baseline Forecast | Commercial | Restaurant | New | Food Preparation | Natural Gas | Food Prep Other | E5 |  | Baseline Forecast | bar: 2019 to 2051
Commercial_Restaurant_New_Food Preparation_Natural Gas_Food Prep Other_E6_Baseline Forecast | Commercial | Restaurant | New | Food Preparation | Natural Gas | Food Prep Other | E6 |  | Baseline Forecast | bar: 2019 to 2051
Commercial_Restaurant_New_Food Preparation_Natural Gas_Food Prep Other_E7_Baseline Forecast | Commercial | Restaurant | New | Food Preparation | Natural Gas | Food Prep Other | E7 |  | Baseline Forecast | bar: 2019 to 2051
Commercial_Restaurant_New_Food Preparation_Natural Gas_Food Prep Other_E8_Baseline Forecast | Commercial | Restaurant | New | Food Preparation | Natural Gas | Food Prep Other | E8 |  | Baseline Forecast | bar: 2019 to 2051
Commercial_Restaurant_New_Food Preparation_Natural Gas_Food Prep Other_E9_Baseline Forecast | Commercial | Restaurant | New | Food Preparation | Natural Gas | Food Prep Other | E9 |  | Baseline Forecast | bar: 2019 to 2051
Commercial_Restaurant_New_Food Preparation_Natural Gas_Food Prep Other_E10_Baseline Forecast | Commercial | Restaurant | New | Food Preparation | Natural Gas | Food Prep Other | E10 |  | Baseline Forecast | bar: 2019 to 2051
Commercial_Restaurant_New_Miscellaneous_Natural Gas_Pool Heater_E1_Baseline Forecast | Commercial | Restaurant | New | Miscellaneous | Natural Gas | Pool Heater | E1 | Standard (EF .78) | Baseline Forecast | 90% | 90% | 90% | 90% | 90% | 90% | 90% | 90% | 90% | 90% | 90% | 90% | 90% | 90% | 90% | 90% | 90% | 90% | 90% | 90% | 90% | 90% | 90% | 90% | 90% | 90% | 90% | 90% | 90% | 90% | 90% | 90% | 90%
Commercial_Restaurant_New_Miscellaneous_Natural Gas_Pool Heater_E2_Baseline Forecast | Commercial | Restaurant | New | Miscellaneous | Natural Gas | Pool Heater | E2 | Condensing (EF .90) | Baseline Forecast | 10% | 10% | 10% | 10% | 10% | 10% | 10% | 10% | 10% | 10% | 10% | 10% | 10% | 10% | 10% | 10% | 10% | 10% | 10% | 10% | 10% | 10% | 10% | 10% | 10% | 10% | 10% | 10% | 10% | 10% | 10% | 10% | 10%
Commercial_Restaurant_New_Miscellaneous_Natural Gas_Pool Heater_E3_Baseline Forecast | Commercial | Restaurant | New | Miscellaneous | Natural Gas | Pool Heater | E3 |  | Baseline Forecast | bar: 2019 to 2051
Commercial_Restaurant_New_Miscellaneous_Natural Gas_Pool Heater_E4_Baseline Forecast | Commercial | Restaurant | New | Miscellaneous | Natural Gas | Pool Heater | E4 |  | Baseline Forecast | bar: 2019 to 2051
Commercial_Restaurant_New_Miscellaneous_Natural Gas_Pool Heater_E5_Baseline Forecast | Commercial | Restaurant | New | Miscellaneous | Natural Gas | Pool Heater | E5 |  | Baseline Forecast | bar: 2019 to 2051
Commercial_Restaurant_New_Miscellaneous_Natural Gas_Pool Heater_E6_Baseline Forecast | Commercial | Restaurant | New | Miscellaneous | Natural Gas | Pool Heater | E6 |  | Baseline Forecast | bar: 2019 to 2051
Commercial_Restaurant_New_Miscellaneous_Natural Gas_Pool Heater_E7_Baseline Forecast | Commercial | Restaurant | New | Miscellaneous | Natural Gas | Pool Heater | E7 |  | Baseline Forecast | bar: 2019 to 2051
Commercial_Restaurant_New_Miscellaneous_Natural Gas_Pool Heater_E8_Baseline Forecast | Commercial | Restaurant | New | Miscellaneous | Natural Gas | Pool Heater | E8 |  | Baseline Forecast | bar: 2019 to 2051
Commercial_Restaurant_New_Miscellaneous_Natural Gas_Pool Heater_E9_Baseline Forecast | Commercial | Restaurant | New | Miscellaneous | Natural Gas | Pool Heater | E9 |  | Baseline Forecast | bar: 2019 to 2051
Commercial_Restaurant_New_Miscellaneous_Natural Gas_Pool Heater_E10_Baseline Forecast | Commercial | Restaurant | New | Miscellaneous | Natural Gas | Pool Heater | E10 |  | Baseline Forecast | bar: 2019 to 2051
Commercial_Restaurant_New_Miscellaneous_Natural Gas_Miscellaneous_E1_Baseline Forecast | Commercial | Restaurant | New | Miscellaneous | Natural Gas | Miscellaneous | E1 | Miscellaneous | Baseline Forecast | 100% | 100% | 100% | 100% | 100% | 100% | 100% | 100% | 100% | 100% | 100% | 100% | 100% | 100% | 100% | 100% | 100% | 100% | 100% | 100% | 100% | 100% | 100% | 100% | 100% | 100% | 100% | 100% | 100% | 100% | 100% | 100% | 100%
Commercial_Restaurant_New_Miscellaneous_Natural Gas_Miscellaneous_E2_Baseline Forecast | Commercial | Restaurant | New | Miscellaneous | Natural Gas | Miscellaneous | E2 |  | Baseline Forecast | bar: 2019 to 2051
Commercial_Restaurant_New_Miscellaneous_Natural Gas_Miscellaneous_E3_Baseline Forecast | Commercial | Restaurant | New | Miscellaneous | Natural Gas | Miscellaneous | E3 |  | Baseline Forecast | bar: 2019 to 2051
Commercial_Restaurant_New_Miscellaneous_Natural Gas_Miscellaneous_E4_Baseline Forecast | Commercial | Restaurant | New | Miscellaneous | Natural Gas | Miscellaneous | E4 |  | Baseline Forecast | bar: 2019 to 2051
Commercial_Restaurant_New_Miscellaneous_Natural Gas_Miscellaneous_E5_Baseline Forecast | Commercial | Restaurant | New | Miscellaneous | Natural Gas | Miscellaneous | E5 |  | Baseline Forecast | bar: 2019 to 2051
Commercial_Restaurant_New_Miscellaneous_Natural Gas_Miscellaneous_E6_Baseline Forecast | Commercial | Restaurant | New | Miscellaneous | Natural Gas | Miscellaneous | E6 |  | Baseline Forecast | bar: 2019 to 2051
Commercial_Restaurant_New_Miscellaneous_Natural Gas_Miscellaneous_E7_Baseline Forecast | Commercial | Restaurant | New | Miscellaneous | Natural Gas | Miscellaneous | E7 |  | Baseline Forecast | bar: 2019 to 2051
Commercial_Restaurant_New_Miscellaneous_Natural Gas_Miscellaneous_E8_Baseline Forecast | Commercial | Restaurant | New | Miscellaneous | Natural Gas | Miscellaneous | E8 |  | Baseline Forecast | bar: 2019 to 2051
Commercial_Restaurant_New_Miscellaneous_Natural Gas_Miscellaneous_E9_Baseline Forecast | Commercial | Restaurant | New | Miscellaneous | Natural Gas | Miscellaneous | E9 |  | Baseline Forecast | bar: 2019 to 2051
Commercial_Restaurant_New_Miscellaneous_Natural Gas_Miscellaneous_E10_Baseline Forecast | Commercial | Restaurant | New | Miscellaneous | Natural Gas | Miscellaneous | E10 |  | Baseline Forecast | bar: 2019 to 2051
Commercial_Grocery_Existing_Space Heating_Natural Gas_Furnace_E1_Baseline Forecast | Commercial | Grocery | Existing | Space Heating | Natural Gas | Furnace | E1 | AFUE 80% (Standard) | Baseline Forecast | 100% | 100% | 100% | 100% | 100% | 100% | 100% | 100% | 79.99% | 79.99% | 79.99% | 79.99% | 79.99% | 79.99% | 79.99% | 79.99% | 79.99% | 79.99% | 79.99% | 79.99% | 79.99% | 79.99% | 79.99% | 79.99% | 79.99% | 79.99% | 79.99% | 79.99% | 79.99% | 79.99% | 79.99% | 79.99% | 79.99%
Commercial_Grocery_Existing_Space Heating_Natural Gas_Furnace_E2_Baseline Forecast | Commercial | Grocery | Existing | Space Heating | Natural Gas | Furnace | E2 | AFUE 90% | Baseline Forecast | 0% | 0% | 0% | 0% | 0% | 0% | 0% | 0% | 20.01% | 20.01% | 20.01% | 20.01% | 20.01% | 20.01% | 20.01% | 20.01% | 20.01% | 20.01% | 20.01% | 20.01% | 20.01% | 20.01% | 20.01% | 20.01% | 20.01% | 20.01% | 20.01% | 20.01% | 20.01% | 20.01% | 20.01% | 20.01% | 20.01%
Commercial_Grocery_Existing_Space Heating_Natural Gas_Furnace_E3_Baseline Forecast | Commercial | Grocery | Existing | Space Heating | Natural Gas | Furnace | E3 | AFUE 96% | Baseline Forecast | bar: 2019 to 2051
Commercial_Grocery_Existing_Space Heating_Natural Gas_Furnace_E4_Baseline Forecast | Commercial | Grocery | Existing | Space Heating | Natural Gas | Furnace | E4 | Convert to NG Air Source Heat Pump | Baseline Forecast | bar: 2019 to 2051
Commercial_Grocery_Existing_Space Heating_Natural Gas_Furnace_E5_Baseline Forecast | Commercial | Grocery | Existing | Space Heating | Natural Gas | Furnace | E5 |  | Baseline Forecast | bar: 2019 to 2051
Commercial_Grocery_Existing_Space Heating_Natural Gas_Furnace_E6_Baseline Forecast | Commercial | Grocery | Existing | Space Heating | Natural Gas | Furnace | E6 |  | Baseline Forecast | bar: 2019 to 2051
Commercial_Grocery_Existing_Space Heating_Natural Gas_Furnace_E7_Baseline Forecast | Commercial | Grocery | Existing | Space Heating | Natural Gas | Furnace | E7 |  | Baseline Forecast | bar: 2019 to 2051
Commercial_Grocery_Existing_Space Heating_Natural Gas_Furnace_E8_Baseline Forecast | Commercial | Grocery | Existing | Space Heating | Natural Gas | Furnace | E8 |  | Baseline Forecast | bar: 2019 to 2051
Commercial_Grocery_Existing_Space Heating_Natural Gas_Furnace_E9_Baseline Forecast | Commercial | Grocery | Existing | Space Heating | Natural Gas | Furnace | E9 |  | Baseline Forecast | bar: 2019 to 2051
Commercial_Grocery_Existing_Space Heating_Natural Gas_Furnace_E10_Baseline Forecast | Commercial | Grocery | Existing | Space Heating | Natural Gas | Furnace | E10 |  | Baseline Forecast | bar: 2019 to 2051
Commercial_Grocery_Existing_Space Heating_Natural Gas_Boiler_E1_Baseline Forecast | Commercial | Grocery | Existing | Space Heating | Natural Gas | Boiler | E1 | AFUE 80% (Standard) | Baseline Forecast | 44% | 44% | 44% | 44% | 44% | 44% | 44% | 44% | 44% | 44% | 44% | 44% | 44% | 44% | 44% | 44% | 44% | 44% | 44% | 44% | 44% | 44% | 44% | 44% | 44% | 44% | 44% | 44% | 44% | 44% | 44% | 44% | 44%
Commercial_Grocery_Existing_Space Heating_Natural Gas_Boiler_E2_Baseline Forecast | Commercial | Grocery | Existing | Space Heating | Natural Gas | Boiler | E2 | AFUE 85% | Baseline Forecast | bar: 2019 to 2051
Commercial_Grocery_Existing_Space Heating_Natural Gas_Boiler_E3_Baseline Forecast | Commercial | Grocery | Existing | Space Heating | Natural Gas | Boiler | E3 | AFUE 97% | Baseline Forecast | 56% | 56% | 56% | 56% | 56% | 56% | 56% | 56% | 56% | 56% | 56% | 56% | 56% | 56% | 56% | 56% | 56% | 56% | 56% | 56% | 56% | 56% | 56% | 56% | 56% | 56% | 56% | 56% | 56% | 56% | 56% | 56% | 56%
Commercial_Grocery_Existing_Space Heating_Natural Gas_Boiler_E4_Baseline Forecast | Commercial | Grocery | Existing | Space Heating | Natural Gas | Boiler | E4 | Convert to NG Air Source Heat Pump | Baseline Forecast | bar: 2019 to 2051
Commercial_Grocery_Existing_Space Heating_Natural Gas_Boiler_E5_Baseline Forecast | Commercial | Grocery | Existing | Space Heating | Natural Gas | Boiler | E5 |  | Baseline Forecast | bar: 2019 to 2051
Commercial_Grocery_Existing_Space Heating_Natural Gas_Boiler_E6_Baseline Forecast | Commercial | Grocery | Existing | Space Heating | Natural Gas | Boiler | E6 |  | Baseline Forecast | bar: 2019 to 2051
Commercial_Grocery_Existing_Space Heating_Natural Gas_Boiler_E7_Baseline Forecast | Commercial | Grocery | Existing | Space Heating | Natural Gas | Boiler | E7 |  | Baseline Forecast | bar: 2019 to 2051
Commercial_Grocery_Existing_Space Heating_Natural Gas_Boiler_E8_Baseline Forecast | Commercial | Grocery | Existing | Space Heating | Natural Gas | Boiler | E8 |  | Baseline Forecast | bar: 2019 to 2051
Commercial_Grocery_Existing_Space Heating_Natural Gas_Boiler_E9_Baseline Forecast | Commercial | Grocery | Existing | Space Heating | Natural Gas | Boiler | E9 |  | Baseline Forecast | bar: 2019 to 2051
Commercial_Grocery_Existing_Space Heating_Natural Gas_Boiler_E10_Baseline Forecast | Commercial | Grocery | Existing | Space Heating | Natural Gas | Boiler | E10 |  | Baseline Forecast | bar: 2019 to 2051
Commercial_Grocery_Existing_Space Heating_Natural Gas_Unit Heater_E1_Baseline Forecast | Commercial | Grocery | Existing | Space Heating | Natural Gas | Unit Heater | E1 | Standard | Baseline Forecast | 100% | 100% | 100% | 100% | 100% | 100% | 100% | 100% | 100% | 100% | 100% | 100% | 100% | 100% | 100% | 100% | 100% | 100% | 100% | 100% | 100% | 100% | 100% | 100% | 100% | 100% | 100% | 100% | 100% | 100% | 100% | 100% | 100%
Commercial_Grocery_Existing_Space Heating_Natural Gas_Unit Heater_E2_Baseline Forecast | Commercial | Grocery | Existing | Space Heating | Natural Gas | Unit Heater | E2 | Condensing | Baseline Forecast | bar: 2019 to 2051
Commercial_Grocery_Existing_Space Heating_Natural Gas_Unit Heater_E3_Baseline Forecast | Commercial | Grocery | Existing | Space Heating | Natural Gas | Unit Heater | E3 | Infrared Radiant | Baseline Forecast | bar: 2019 to 2051
Commercial_Grocery_Existing_Space Heating_Natural Gas_Unit Heater_E4_Baseline Forecast | Commercial | Grocery | Existing | Space Heating | Natural Gas | Unit Heater | E4 |  | Baseline Forecast | bar: 2019 to 2051
Commercial_Grocery_Existing_Space Heating_Natural Gas_Unit Heater_E5_Baseline Forecast | Commercial | Grocery | Existing | Space Heating | Natural Gas | Unit Heater | E5 |  | Baseline Forecast | bar: 2019 to 2051
Commercial_Grocery_Existing_Space Heating_Natural Gas_Unit Heater_E6_Baseline Forecast | Commercial | Grocery | Existing | Space Heating | Natural Gas | Unit Heater | E6 |  | Baseline Forecast | bar: 2019 to 2051
Commercial_Grocery_Existing_Space Heating_Natural Gas_Unit Heater_E7_Baseline Forecast | Commercial | Grocery | Existing | Space Heating | Natural Gas | Unit Heater | E7 |  | Baseline Forecast | bar: 2019 to 2051
Commercial_Grocery_Existing_Space Heating_Natural Gas_Unit Heater_E8_Baseline Forecast | Commercial | Grocery | Existing | Space Heating | Natural Gas | Unit Heater | E8 |  | Baseline Forecast | bar: 2019 to 2051
Commercial_Grocery_Existing_Space Heating_Natural Gas_Unit Heater_E9_Baseline Forecast | Commercial | Grocery | Existing | Space Heating | Natural Gas | Unit Heater | E9 |  | Baseline Forecast | bar: 2019 to 2051
Commercial_Grocery_Existing_Space Heating_Natural Gas_Unit Heater_E10_Baseline Forecast | Commercial | Grocery | Existing | Space Heating | Natural Gas | Unit Heater | E10 |  | Baseline Forecast | bar: 2019 to 2051
Commercial_Grocery_Existing_Water Heating_Natural Gas_Water Heater_E1_Baseline Forecast | Commercial | Grocery | Existing | Water Heating | Natural Gas | Water Heater | E1 | TE 80% | Baseline Forecast | bar: 2019 to 2051
Commercial_Grocery_Existing_Water Heating_Natural Gas_Water Heater_E2_Baseline Forecast | Commercial | Grocery | Existing | Water Heating | Natural Gas | Water Heater | E2 | TE 81% | Baseline Forecast | 100% | 100% | 100% | 100% | 100% | 100% | 100% | 100% | 100% | 100% | 100% | 100% | 100% | 100% | 100% | 100% | 100% | 100% | 100% | 100% | 100% | 100% | 100% | 100% | 100% | 100% | 100% | 100% | 100% | 100% | 100% | 100% | 100%
Commercial_Grocery_Existing_Water Heating_Natural Gas_Water Heater_E3_Baseline Forecast | Commercial | Grocery | Existing | Water Heating | Natural Gas | Water Heater | E3 | TE 88% | Baseline Forecast | bar: 2019 to 2051
Commercial_Grocery_Existing_Water Heating_Natural Gas_Water Heater_E4_Baseline Forecast | Commercial | Grocery | Existing | Water Heating | Natural Gas | Water Heater | E4 | TE 94% | Baseline Forecast | bar: 2019 to 2051
Commercial_Grocery_Existing_Water Heating_Natural Gas_Water Heater_E5_Baseline Forecast | Commercial | Grocery | Existing | Water Heating | Natural Gas | Water Heater | E5 | TE 96% | Baseline Forecast | bar: 2019 to 2051
Commercial_Grocery_Existing_Water Heating_Natural Gas_Water Heater_E6_Baseline Forecast | Commercial | Grocery | Existing | Water Heating | Natural Gas | Water Heater | E6 | Tankless | Baseline Forecast | bar: 2019 to 2051
Commercial_Grocery_Existing_Water Heating_Natural Gas_Water Heater_E7_Baseline Forecast | Commercial | Grocery | Existing | Water Heating | Natural Gas | Water Heater | E7 | Gas-Fired Absorption HPWH | Baseline Forecast | bar: 2019 to 2051
Commercial_Grocery_Existing_Water Heating_Natural Gas_Water Heater_E8_Baseline Forecast | Commercial | Grocery | Existing | Water Heating | Natural Gas | Water Heater | E8 |  | Baseline Forecast | bar: 2019 to 2051
Commercial_Grocery_Existing_Water Heating_Natural Gas_Water Heater_E9_Baseline Forecast | Commercial | Grocery | Existing | Water Heating | Natural Gas | Water Heater | E9 |  | Baseline Forecast | bar: 2019 to 2051
Commercial_Grocery_Existing_Water Heating_Natural Gas_Water Heater_E10_Baseline Forecast | Commercial | Grocery | Existing | Water Heating | Natural Gas | Water Heater | E10 |  | Baseline Forecast | bar: 2019 to 2051
Commercial_Grocery_Existing_Food Preparation_Natural Gas_Oven_E1_Baseline Forecast | Commercial | Grocery | Existing | Food Preparation | Natural Gas | Oven | E1 | Standard | Baseline Forecast | 41% | 41% | 41% | 41% | 41% | 41% | 41% | 41% | 41% | 41% | 41% | 41% | 41% | 41% | 41% | 41% | 41% | 41% | 41% | 41% | 41% | 41% | 41% | 41% | 41% | 41% | 41% | 41% | 41% | 41% | 41% | 41% | 41%
Commercial_Grocery_Existing_Food Preparation_Natural Gas_Oven_E2_Baseline Forecast | Commercial | Grocery | Existing | Food Preparation | Natural Gas | Oven | E2 | ENERGY STAR (>44% Baking Efficiency) | Baseline Forecast | 59% | 59% | 59% | 59% | 59% | 59% | 59% | 59% | 59% | 59% | 59% | 59% | 59% | 59% | 59% | 59% | 59% | 59% | 59% | 59% | 59% | 59% | 59% | 59% | 59% | 59% | 59% | 59% | 59% | 59% | 59% | 59% | 59%
Commercial_Grocery_Existing_Food Preparation_Natural Gas_Oven_E3_Baseline Forecast | Commercial | Grocery | Existing | Food Preparation | Natural Gas | Oven | E3 |  | Baseline Forecast | bar: 2019 to 2051
Commercial_Grocery_Existing_Food Preparation_Natural Gas_Oven_E4_Baseline Forecast | Commercial | Grocery | Existing | Food Preparation | Natural Gas | Oven | E4 |  | Baseline Forecast | bar: 2019 to 2051
Commercial_Grocery_Existing_Food Preparation_Natural Gas_Oven_E5_Baseline Forecast | Commercial | Grocery | Existing | Food Preparation | Natural Gas | Oven | E5 |  | Baseline Forecast | bar: 2019 to 2051
Commercial_Grocery_Existing_Food Preparation_Natural Gas_Oven_E6_Baseline Forecast | Commercial | Grocery | Existing | Food Preparation | Natural Gas | Oven | E6 |  | Baseline Forecast | bar: 2019 to 2051
Commercial_Grocery_Existing_Food Preparation_Natural Gas_Oven_E7_Baseline Forecast | Commercial | Grocery | Existing | Food Preparation | Natural Gas | Oven | E7 |  | Baseline Forecast | bar: 2019 to 2051
Commercial_Grocery_Existing_Food Preparation_Natural Gas_Oven_E8_Baseline Forecast | Commercial | Grocery | Existing | Food Preparation | Natural Gas | Oven | E8 |  | Baseline Forecast | bar: 2019 to 2051
Commercial_Grocery_Existing_Food Preparation_Natural Gas_Oven_E9_Baseline Forecast | Commercial | Grocery | Existing | Food Preparation | Natural Gas | Oven | E9 |  | Baseline Forecast | bar: 2019 to 2051
Commercial_Grocery_Existing_Food Preparation_Natural Gas_Oven_E10_Baseline Forecast | Commercial | Grocery | Existing | Food Preparation | Natural Gas | Oven | E10 |  | Baseline Forecast | bar: 2019 to 2051
Commercial_Grocery_Existing_Food Preparation_Natural Gas_Conveyor Oven_E1_Baseline Forecast | Commercial | Grocery | Existing | Food Preparation | Natural Gas | Conveyor Oven | E1 | Standard | Baseline Forecast | 41% | 41% | 41% | 41% | 41% | 41% | 41% | 41% | 41% | 41% | 41% | 41% | 41% | 41% | 41% | 41% | 41% | 41% | 41% | 41% | 41% | 41% | 41% | 41% | 41% | 41% | 41% | 41% | 41% | 41% | 41% | 41% | 41%
Commercial_Grocery_Existing_Food Preparation_Natural Gas_Conveyor Oven_E2_Baseline Forecast | Commercial | Grocery | Existing | Food Preparation | Natural Gas | Conveyor Oven | E2 | Efficient (>44% Baking Efficiency) | Baseline Forecast | 59% | 59% | 59% | 59% | 59% | 59% | 59% | 59% | 59% | 59% | 59% | 59% | 59% | 59% | 59% | 59% | 59% | 59% | 59% | 59% | 59% | 59% | 59% | 59% | 59% | 59% | 59% | 59% | 59% | 59% | 59% | 59% | 59%
Commercial_Grocery_Existing_Food Preparation_Natural Gas_Conveyor Oven_E3_Baseline Forecast | Commercial | Grocery | Existing | Food Preparation | Natural Gas | Conveyor Oven | E3 |  | Baseline Forecast | bar: 2019 to 2051
Commercial_Grocery_Existing_Food Preparation_Natural Gas_Conveyor Oven_E4_Baseline Forecast | Commercial | Grocery | Existing | Food Preparation | Natural Gas | Conveyor Oven | E4 |  | Baseline Forecast | bar: 2019 to 2051
Commercial_Grocery_Existing_Food Preparation_Natural Gas_Conveyor Oven_E5_Baseline Forecast | Commercial | Grocery | Existing | Food Preparation | Natural Gas | Conveyor Oven | E5 |  | Baseline Forecast | bar: 2019 to 2051
Commercial_Grocery_Existing_Food Preparation_Natural Gas_Conveyor Oven_E6_Baseline Forecast | Commercial | Grocery | Existing | Food Preparation | Natural Gas | Conveyor Oven | E6 |  | Baseline Forecast | bar: 2019 to 2051
Commercial_Grocery_Existing_Food Preparation_Natural Gas_Conveyor Oven_E7_Baseline Forecast | Commercial | Grocery | Existing | Food Preparation | Natural Gas | Conveyor Oven | E7 |  | Baseline Forecast | bar: 2019 to 2051
Commercial_Grocery_Existing_Food Preparation_Natural Gas_Conveyor Oven_E8_Baseline Forecast | Commercial | Grocery | Existing | Food Preparation | Natural Gas | Conveyor Oven | E8 |  | Baseline Forecast | bar: 2019 to 2051
Commercial_Grocery_Existing_Food Preparation_Natural Gas_Conveyor Oven_E9_Baseline Forecast | Commercial | Grocery | Existing | Food Preparation | Natural Gas | Conveyor Oven | E9 |  | Baseline Forecast | bar: 2019 to 2051
Commercial_Grocery_Existing_Food Preparation_Natural Gas_Conveyor Oven_E10_Baseline Forecast | Commercial | Grocery | Existing | Food Preparation | Natural Gas | Conveyor Oven | E10 |  | Baseline Forecast | bar: 2019 to 2051
Commercial_Grocery_Existing_Food Preparation_Natural Gas_Double Rack Oven_E1_Baseline Forecast | Commercial | Grocery | Existing | Food Preparation | Natural Gas | Double Rack Oven | E1 | Standard | Baseline Forecast | 41% | 41% | 41% | 41% | 41% | 41% | 41% | 41% | 41% | 41% | 41% | 41% | 41% | 41% | 41% | 41% | 41% | 41% | 41% | 41% | 41% | 41% | 41% | 41% | 41% | 41% | 41% | 41% | 41% | 41% | 41% | 41% | 41%
Commercial_Grocery_Existing_Food Preparation_Natural Gas_Double Rack Oven_E2_Baseline Forecast | Commercial | Grocery | Existing | Food Preparation | Natural Gas | Double Rack Oven | E2 | FTSC Qualified (>50% Cooking Efficiency) | Baseline Forecast | 59% | 59% | 59% | 59% | 59% | 59% | 59% | 59% | 59% | 59% | 59% | 59% | 59% | 59% | 59% | 59% | 59% | 59% | 59% | 59% | 59% | 59% | 59% | 59% | 59% | 59% | 59% | 59% | 59% | 59% | 59% | 59% | 59%
Commercial_Grocery_Existing_Food Preparation_Natural Gas_Double Rack Oven_E3_Baseline Forecast | Commercial | Grocery | Existing | Food Preparation | Natural Gas | Double Rack Oven | E3 |  | Baseline Forecast | bar: 2019 to 2051
Commercial_Grocery_Existing_Food Preparation_Natural Gas_Double Rack Oven_E4_Baseline Forecast | Commercial | Grocery | Existing | Food Preparation | Natural Gas | Double Rack Oven | E4 |  | Baseline Forecast | bar: 2019 to 2051
Commercial_Grocery_Existing_Food Preparation_Natural Gas_Double Rack Oven_E5_Baseline Forecast | Commercial | Grocery | Existing | Food Preparation | Natural Gas | Double Rack Oven | E5 |  | Baseline Forecast | bar: 2019 to 2051
Commercial_Grocery_Existing_Food Preparation_Natural Gas_Double Rack Oven_E6_Baseline Forecast | Commercial | Grocery | Existing | Food Preparation | Natural Gas | Double Rack Oven | E6 |  | Baseline Forecast | bar: 2019 to 2051
Commercial_Grocery_Existing_Food Preparation_Natural Gas_Double Rack Oven_E7_Baseline Forecast | Commercial | Grocery | Existing | Food Preparation | Natural Gas | Double Rack Oven | E7 |  | Baseline Forecast | bar: 2019 to 2051
Commercial_Grocery_Existing_Food Preparation_Natural Gas_Double Rack Oven_E8_Baseline Forecast | Commercial | Grocery | Existing | Food Preparation | Natural Gas | Double Rack Oven | E8 |  | Baseline Forecast | bar: 2019 to 2051
Commercial_Grocery_Existing_Food Preparation_Natural Gas_Double Rack Oven_E9_Baseline Forecast | Commercial | Grocery | Existing | Food Preparation | Natural Gas | Double Rack Oven | E9 |  | Baseline Forecast | bar: 2019 to 2051
Commercial_Grocery_Existing_Food Preparation_Natural Gas_Double Rack Oven_E10_Baseline Forecast | Commercial | Grocery | Existing | Food Preparation | Natural Gas | Double Rack Oven | E10 |  | Baseline Forecast | bar: 2019 to 2051
Commercial_Grocery_Existing_Food Preparation_Natural Gas_Fryer_E1_Baseline Forecast | Commercial | Grocery | Existing | Food Preparation | Natural Gas | Fryer | E1 | Standard | Baseline Forecast | 74% | 74% | 74% | 0% | 0% | 0% | 0% | 0% | 0% | 0% | 0% | 0% | 0% | 0% | 0% | 0% | 0% | 0% | 0% | 0% | 0% | 0% | 0% | 0% | 0% | 0% | 0% | 0% | 0% | 0% | 0% | 0% | 0%
Commercial_Grocery_Existing_Food Preparation_Natural Gas_Fryer_E2_Baseline Forecast | Commercial | Grocery | Existing | Food Preparation | Natural Gas | Fryer | E2 | ENERGY STAR | Baseline Forecast | 26% | 26% | 26% | 100% | 100% | 100% | 100% | 100% | 100% | 100% | 100% | 100% | 100% | 100% | 100% | 100% | 100% | 100% | 100% | 100% | 100% | 100% | 100% | 100% | 100% | 100% | 100% | 100% | 100% | 100% | 100% | 100% | 100%
Commercial_Grocery_Existing_Food Preparation_Natural Gas_Fryer_E3_Baseline Forecast | Commercial | Grocery | Existing | Food Preparation | Natural Gas | Fryer | E3 |  | Baseline Forecast | bar: 2019 to 2051
Commercial_Grocery_Existing_Food Preparation_Natural Gas_Fryer_E4_Baseline Forecast | Commercial | Grocery | Existing | Food Preparation | Natural Gas | Fryer | E4 |  | Baseline Forecast | bar: 2019 to 2051
Commercial_Grocery_Existing_Food Preparation_Natural Gas_Fryer_E5_Baseline Forecast | Commercial | Grocery | Existing | Food Preparation | Natural Gas | Fryer | E5 |  | Baseline Forecast | bar: 2019 to 2051
Commercial_Grocery_Existing_Food Preparation_Natural Gas_Fryer_E6_Baseline Forecast | Commercial | Grocery | Existing | Food Preparation | Natural Gas | Fryer | E6 |  | Baseline Forecast | bar: 2019 to 2051
Commercial_Grocery_Existing_Food Preparation_Natural Gas_Fryer_E7_Baseline Forecast | Commercial | Grocery | Existing | Food Preparation | Natural Gas | Fryer | E7 |  | Baseline Forecast | bar: 2019 to 2051
Commercial_Grocery_Existing_Food Preparation_Natural Gas_Fryer_E8_Baseline Forecast | Commercial | Grocery | Existing | Food Preparation | Natural Gas | Fryer | E8 |  | Baseline Forecast | bar: 2019 to 2051
Commercial_Grocery_Existing_Food Preparation_Natural Gas_Fryer_E9_Baseline Forecast | Commercial | Grocery | Existing | Food Preparation | Natural Gas | Fryer | E9 |  | Baseline Forecast | bar: 2019 to 2051
Commercial_Grocery_Existing_Food Preparation_Natural Gas_Fryer_E10_Baseline Forecast | Commercial | Grocery | Existing | Food Preparation | Natural Gas | Fryer | E10 |  | Baseline Forecast | bar: 2019 to 2051
Commercial_Grocery_Existing_Food Preparation_Natural Gas_Broiler_E1_Baseline Forecast | Commercial | Grocery | Existing | Food Preparation | Natural Gas | Broiler | E1 | Standard | Baseline Forecast | 74% | 74% | 74% | 74% | 74% | 74% | 74% | 74% | 74% | 74% | 74% | 74% | 74% | 74% | 74% | 74% | 74% | 74% | 74% | 74% | 74% | 74% | 74% | 74% | 74% | 74% | 74% | 74% | 74% | 74% | 74% | 74% | 74%
Commercial_Grocery_Existing_Food Preparation_Natural Gas_Broiler_E2_Baseline Forecast | Commercial | Grocery | Existing | Food Preparation | Natural Gas | Broiler | E2 | Infrared Burners | Baseline Forecast | 26% | 26% | 26% | 26% | 26% | 26% | 26% | 26% | 26% | 26% | 26% | 26% | 26% | 26% | 26% | 26% | 26% | 26% | 26% | 26% | 26% | 26% | 26% | 26% | 26% | 26% | 26% | 26% | 26% | 26% | 26% | 26% | 26%
Commercial_Grocery_Existing_Food Preparation_Natural Gas_Broiler_E3_Baseline Forecast | Commercial | Grocery | Existing | Food Preparation | Natural Gas | Broiler | E3 |  | Baseline Forecast | bar: 2019 to 2051
Commercial_Grocery_Existing_Food Preparation_Natural Gas_Broiler_E4_Baseline Forecast | Commercial | Grocery | Existing | Food Preparation | Natural Gas | Broiler | E4 |  | Baseline Forecast | bar: 2019 to 2051
Commercial_Grocery_Existing_Food Preparation_Natural Gas_Broiler_E5_Baseline Forecast | Commercial | Grocery | Existing | Food Preparation | Natural Gas | Broiler | E5 |  | Baseline Forecast | bar: 2019 to 2051
Commercial_Grocery_Existing_Food Preparation_Natural Gas_Broiler_E6_Baseline Forecast | Commercial | Grocery | Existing | Food Preparation | Natural Gas | Broiler | E6 |  | Baseline Forecast | bar: 2019 to 2051
Commercial_Grocery_Existing_Food Preparation_Natural Gas_Broiler_E7_Baseline Forecast | Commercial | Grocery | Existing | Food Preparation | Natural Gas | Broiler | E7 |  | Baseline Forecast | bar: 2019 to 2051
Commercial_Grocery_Existing_Food Preparation_Natural Gas_Broiler_E8_Baseline Forecast | Commercial | Grocery | Existing | Food Preparation | Natural Gas | Broiler | E8 |  | Baseline Forecast | bar: 2019 to 2051
Commercial_Grocery_Existing_Food Preparation_Natural Gas_Broiler_E9_Baseline Forecast | Commercial | Grocery | Existing | Food Preparation | Natural Gas | Broiler | E9 |  | Baseline Forecast | bar: 2019 to 2051
Commercial_Grocery_Existing_Food Preparation_Natural Gas_Broiler_E10_Baseline Forecast | Commercial | Grocery | Existing | Food Preparation | Natural Gas | Broiler | E10 |  | Baseline Forecast | bar: 2019 to 2051
Commercial_Grocery_Existing_Food Preparation_Natural Gas_Griddle_E1_Baseline Forecast | Commercial | Grocery | Existing | Food Preparation | Natural Gas | Griddle | E1 | Standard | Baseline Forecast | 71% | 71% | 71% | 71% | 71% | 71% | 71% | 71% | 71% | 71% | 71% | 71% | 71% | 71% | 71% | 71% | 71% | 71% | 71% | 71% | 71% | 71% | 71% | 71% | 71% | 71% | 71% | 71% | 71% | 71% | 71% | 71% | 71%
Commercial_Grocery_Existing_Food Preparation_Natural Gas_Griddle_E2_Baseline Forecast | Commercial | Grocery | Existing | Food Preparation | Natural Gas | Griddle | E2 | ENERGY STAR | Baseline Forecast | 29% | 29% | 29% | 29% | 29% | 29% | 29% | 29% | 29% | 29% | 29% | 29% | 29% | 29% | 29% | 29% | 29% | 29% | 29% | 29% | 29% | 29% | 29% | 29% | 29% | 29% | 29% | 29% | 29% | 29% | 29% | 29% | 29%
Commercial_Grocery_Existing_Food Preparation_Natural Gas_Griddle_E3_Baseline Forecast | Commercial | Grocery | Existing | Food Preparation | Natural Gas | Griddle | E3 |  | Baseline Forecast | bar: 2019 to 2051
Commercial_Grocery_Existing_Food Preparation_Natural Gas_Griddle_E4_Baseline Forecast | Commercial | Grocery | Existing | Food Preparation | Natural Gas | Griddle | E4 |  | Baseline Forecast | bar: 2019 to 2051
Commercial_Grocery_Existing_Food Preparation_Natural Gas_Griddle_E5_Baseline Forecast | Commercial | Grocery | Existing | Food Preparation | Natural Gas | Griddle | E5 |  | Baseline Forecast | bar: 2019 to 2051
Commercial_Grocery_Existing_Food Preparation_Natural Gas_Griddle_E6_Baseline Forecast | Commercial | Grocery | Existing | Food Preparation | Natural Gas | Griddle | E6 |  | Baseline Forecast | bar: 2019 to 2051
Commercial_Grocery_Existing_Food Preparation_Natural Gas_Griddle_E7_Baseline Forecast | Commercial | Grocery | Existing | Food Preparation | Natural Gas | Griddle | E7 |  | Baseline Forecast | bar: 2019 to 2051
Commercial_Grocery_Existing_Food Preparation_Natural Gas_Griddle_E8_Baseline Forecast | Commercial | Grocery | Existing | Food Preparation | Natural Gas | Griddle | E8 |  | Baseline Forecast | bar: 2019 to 2051
Commercial_Grocery_Existing_Food Preparation_Natural Gas_Griddle_E9_Baseline Forecast | Commercial | Grocery | Existing | Food Preparation | Natural Gas | Griddle | E9 |  | Baseline Forecast | bar: 2019 to 2051
Commercial_Grocery_Existing_Food Preparation_Natural Gas_Griddle_E10_Baseline Forecast | Commercial | Grocery | Existing | Food Preparation | Natural Gas | Griddle | E10 |  | Baseline Forecast | bar: 2019 to 2051
Commercial_Grocery_Existing_Food Preparation_Natural Gas_Range_E1_Baseline Forecast | Commercial | Grocery | Existing | Food Preparation | Natural Gas | Range | E1 | Standard | Baseline Forecast | 41% | 41% | 41% | 41% | 41% | 41% | 41% | 41% | 41% | 41% | 41% | 41% | 41% | 41% | 41% | 41% | 41% | 41% | 41% | 41% | 41% | 41% | 41% | 41% | 41% | 41% | 41% | 41% | 41% | 41% | 41% | 41% | 41%
Commercial_Grocery_Existing_Food Preparation_Natural Gas_Range_E2_Baseline Forecast | Commercial | Grocery | Existing | Food Preparation | Natural Gas | Range | E2 | High Efficiency | Baseline Forecast | 59% | 59% | 59% | 59% | 59% | 59% | 59% | 59% | 59% | 59% | 59% | 59% | 59% | 59% | 59% | 59% | 59% | 59% | 59% | 59% | 59% | 59% | 59% | 59% | 59% | 59% | 59% | 59% | 59% | 59% | 59% | 59% | 59%
Commercial_Grocery_Existing_Food Preparation_Natural Gas_Range_E3_Baseline Forecast | Commercial | Grocery | Existing | Food Preparation | Natural Gas | Range | E3 |  | Baseline Forecast | bar: 2019 to 2051
Commercial_Grocery_Existing_Food Preparation_Natural Gas_Range_E4_Baseline Forecast | Commercial | Grocery | Existing | Food Preparation | Natural Gas | Range | E4 |  | Baseline Forecast | bar: 2019 to 2051
Commercial_Grocery_Existing_Food Preparation_Natural Gas_Range_E5_Baseline Forecast | Commercial | Grocery | Existing | Food Preparation | Natural Gas | Range | E5 |  | Baseline Forecast | bar: 2019 to 2051
Commercial_Grocery_Existing_Food Preparation_Natural Gas_Range_E6_Baseline Forecast | Commercial | Grocery | Existing | Food Preparation | Natural Gas | Range | E6 |  | Baseline Forecast | bar: 2019 to 2051
Commercial_Grocery_Existing_Food Preparation_Natural Gas_Range_E7_Baseline Forecast | Commercial | Grocery | Existing | Food Preparation | Natural Gas | Range | E7 |  | Baseline Forecast | bar: 2019 to 2051
Commercial_Grocery_Existing_Food Preparation_Natural Gas_Range_E8_Baseline Forecast | Commercial | Grocery | Existing | Food Preparation | Natural Gas | Range | E8 |  | Baseline Forecast | bar: 2019 to 2051
Commercial_Grocery_Existing_Food Preparation_Natural Gas_Range_E9_Baseline Forecast | Commercial | Grocery | Existing | Food Preparation | Natural Gas | Range | E9 |  | Baseline Forecast | bar: 2019 to 2051
Commercial_Grocery_Existing_Food Preparation_Natural Gas_Range_E10_Baseline Forecast | Commercial | Grocery | Existing | Food Preparation | Natural Gas | Range | E10 |  | Baseline Forecast | bar: 2019 to 2051
Commercial_Grocery_Existing_Food Preparation_Natural Gas_Steamer_E1_Baseline Forecast | Commercial | Grocery | Existing | Food Preparation | Natural Gas | Steamer | E1 | Standard | Baseline Forecast | 50% | 50% | 50% | 0% | 0% | 0% | 0% | 0% | 0% | 0% | 0% | 0% | 0% | 0% | 0% | 0% | 0% | 0% | 0% | 0% | 0% | 0% | 0% | 0% | 0% | 0% | 0% | 0% | 0% | 0% | 0% | 0% | 0%
Commercial_Grocery_Existing_Food Preparation_Natural Gas_Steamer_E2_Baseline Forecast | Commercial | Grocery | Existing | Food Preparation | Natural Gas | Steamer | E2 | ENERGY STAR | Baseline Forecast | 50% | 50% | 50% | 100% | 100% | 100% | 100% | 100% | 100% | 100% | 100% | 100% | 100% | 100% | 100% | 100% | 100% | 100% | 100% | 100% | 100% | 100% | 100% | 100% | 100% | 100% | 100% | 100% | 100% | 100% | 100% | 100% | 100%
Commercial_Grocery_Existing_Food Preparation_Natural Gas_Steamer_E3_Baseline Forecast | Commercial | Grocery | Existing | Food Preparation | Natural Gas | Steamer | E3 |  | Baseline Forecast | bar: 2019 to 2051
Commercial_Grocery_Existing_Food Preparation_Natural Gas_Steamer_E4_Baseline Forecast | Commercial | Grocery | Existing | Food Preparation | Natural Gas | Steamer | E4 |  | Baseline Forecast | bar: 2019 to 2051
Commercial_Grocery_Existing_Food Preparation_Natural Gas_Steamer_E5_Baseline Forecast | Commercial | Grocery | Existing | Food Preparation | Natural Gas | Steamer | E5 |  | Baseline Forecast | bar: 2019 to 2051
Commercial_Grocery_Existing_Food Preparation_Natural Gas_Steamer_E6_Baseline Forecast | Commercial | Grocery | Existing | Food Preparation | Natural Gas | Steamer | E6 |  | Baseline Forecast | bar: 2019 to 2051
Commercial_Grocery_Existing_Food Preparation_Natural Gas_Steamer_E7_Baseline Forecast | Commercial | Grocery | Existing | Food Preparation | Natural Gas | Steamer | E7 |  | Baseline Forecast | bar: 2019 to 2051
Commercial_Grocery_Existing_Food Preparation_Natural Gas_Steamer_E8_Baseline Forecast | Commercial | Grocery | Existing | Food Preparation | Natural Gas | Steamer | E8 |  | Baseline Forecast | bar: 2019 to 2051
Commercial_Grocery_Existing_Food Preparation_Natural Gas_Steamer_E9_Baseline Forecast | Commercial | Grocery | Existing | Food Preparation | Natural Gas | Steamer | E9 |  | Baseline Forecast | bar: 2019 to 2051
Commercial_Grocery_Existing_Food Preparation_Natural Gas_Steamer_E10_Baseline Forecast | Commercial | Grocery | Existing | Food Preparation | Natural Gas | Steamer | E10 |  | Baseline Forecast | bar: 2019 to 2051
Commercial_Grocery_Existing_Food Preparation_Natural Gas_Food Prep Other_E1_Baseline Forecast | Commercial | Grocery | Existing | Food Preparation | Natural Gas | Food Prep Other | E1 | Standard | Baseline Forecast | 74% | 74% | 74% | 74% | 74% | 74% | 74% | 74% | 74% | 74% | 74% | 74% | 74% | 74% | 74% | 74% | 74% | 74% | 74% | 74% | 74% | 74% | 74% | 74% | 74% | 74% | 74% | 74% | 74% | 74% | 74% | 74% | 74%
Commercial_Grocery_Existing_Food Preparation_Natural Gas_Food Prep Other_E2_Baseline Forecast | Commercial | Grocery | Existing | Food Preparation | Natural Gas | Food Prep Other | E2 | ENERGY STAR | Baseline Forecast | 26% | 26% | 26% | 26% | 26% | 26% | 26% | 26% | 26% | 26% | 26% | 26% | 26% | 26% | 26% | 26% | 26% | 26% | 26% | 26% | 26% | 26% | 26% | 26% | 26% | 26% | 26% | 26% | 26% | 26% | 26% | 26% | 26%
Commercial_Grocery_Existing_Food Preparation_Natural Gas_Food Prep Other_E3_Baseline Forecast | Commercial | Grocery | Existing | Food Preparation | Natural Gas | Food Prep Other | E3 |  | Baseline Forecast | bar: 2019 to 2051
Commercial_Grocery_Existing_Food Preparation_Natural Gas_Food Prep Other_E4_Baseline Forecast | Commercial | Grocery | Existing | Food Preparation | Natural Gas | Food Prep Other | E4 |  | Baseline Forecast | bar: 2019 to 2051
Commercial_Grocery_Existing_Food Preparation_Natural Gas_Food Prep Other_E5_Baseline Forecast | Commercial | Grocery | Existing | Food Preparation | Natural Gas | Food Prep Other | E5 |  | Baseline Forecast | bar: 2019 to 2051
Commercial_Grocery_Existing_Food Preparation_Natural Gas_Food Prep Other_E6_Baseline Forecast | Commercial | Grocery | Existing | Food Preparation | Natural Gas | Food Prep Other | E6 |  | Baseline Forecast | bar: 2019 to 2051
Commercial_Grocery_Existing_Food Preparation_Natural Gas_Food Prep Other_E7_Baseline Forecast | Commercial | Grocery | Existing | Food Preparation | Natural Gas | Food Prep Other | E7 |  | Baseline Forecast | bar: 2019 to 2051
Commercial_Grocery_Existing_Food Preparation_Natural Gas_Food Prep Other_E8_Baseline Forecast | Commercial | Grocery | Existing | Food Preparation | Natural Gas | Food Prep Other | E8 |  | Baseline Forecast | bar: 2019 to 2051
Commercial_Grocery_Existing_Food Preparation_Natural Gas_Food Prep Other_E9_Baseline Forecast | Commercial | Grocery | Existing | Food Preparation | Natural Gas | Food Prep Other | E9 |  | Baseline Forecast | bar: 2019 to 2051
Commercial_Grocery_Existing_Food Preparation_Natural Gas_Food Prep Other_E10_Baseline Forecast | Commercial | Grocery | Existing | Food Preparation | Natural Gas | Food Prep Other | E10 |  | Baseline Forecast | bar: 2019 to 2051
Commercial_Grocery_Existing_Miscellaneous_Natural Gas_Pool Heater_E1_Baseline Forecast | Commercial | Grocery | Existing | Miscellaneous | Natural Gas | Pool Heater | E1 | Standard (EF .78) | Baseline Forecast | 90% | 90% | 90% | 90% | 90% | 90% | 90% | 90% | 90% | 90% | 90% | 90% | 90% | 90% | 90% | 90% | 90% | 90% | 90% | 90% | 90% | 90% | 90% | 90% | 90% | 90% | 90% | 90% | 90% | 90% | 90% | 90% | 90%
Commercial_Grocery_Existing_Miscellaneous_Natural Gas_Pool Heater_E2_Baseline Forecast | Commercial | Grocery | Existing | Miscellaneous | Natural Gas | Pool Heater | E2 | Condensing (EF .90) | Baseline Forecast | 10% | 10% | 10% | 10% | 10% | 10% | 10% | 10% | 10% | 10% | 10% | 10% | 10% | 10% | 10% | 10% | 10% | 10% | 10% | 10% | 10% | 10% | 10% | 10% | 10% | 10% | 10% | 10% | 10% | 10% | 10% | 10% | 10%
Commercial_Grocery_Existing_Miscellaneous_Natural Gas_Pool Heater_E3_Baseline Forecast | Commercial | Grocery | Existing | Miscellaneous | Natural Gas | Pool Heater | E3 |  | Baseline Forecast | bar: 2019 to 2051
Commercial_Grocery_Existing_Miscellaneous_Natural Gas_Pool Heater_E4_Baseline Forecast | Commercial | Grocery | Existing | Miscellaneous | Natural Gas | Pool Heater | E4 |  | Baseline Forecast | bar: 2019 to 2051
Commercial_Grocery_Existing_Miscellaneous_Natural Gas_Pool Heater_E5_Baseline Forecast | Commercial | Grocery | Existing | Miscellaneous | Natural Gas | Pool Heater | E5 |  | Baseline Forecast | bar: 2019 to 2051
Commercial_Grocery_Existing_Miscellaneous_Natural Gas_Pool Heater_E6_Baseline Forecast | Commercial | Grocery | Existing | Miscellaneous | Natural Gas | Pool Heater | E6 |  | Baseline Forecast | bar: 2019 to 2051
Commercial_Grocery_Existing_Miscellaneous_Natural Gas_Pool Heater_E7_Baseline Forecast | Commercial | Grocery | Existing | Miscellaneous | Natural Gas | Pool Heater | E7 |  | Baseline Forecast | bar: 2019 to 2051
Commercial_Grocery_Existing_Miscellaneous_Natural Gas_Pool Heater_E8_Baseline Forecast | Commercial | Grocery | Existing | Miscellaneous | Natural Gas | Pool Heater | E8 |  | Baseline Forecast | bar: 2019 to 2051
Commercial_Grocery_Existing_Miscellaneous_Natural Gas_Pool Heater_E9_Baseline Forecast | Commercial | Grocery | Existing | Miscellaneous | Natural Gas | Pool Heater | E9 |  | Baseline Forecast | bar: 2019 to 2051
Commercial_Grocery_Existing_Miscellaneous_Natural Gas_Pool Heater_E10_Baseline Forecast | Commercial | Grocery | Existing | Miscellaneous | Natural Gas | Pool Heater | E10 |  | Baseline Forecast | bar: 2019 to 2051
Commercial_Grocery_Existing_Miscellaneous_Natural Gas_Miscellaneous_E1_Baseline Forecast | Commercial | Grocery | Existing | Miscellaneous | Natural Gas | Miscellaneous | E1 | Miscellaneous | Baseline Forecast | 100% | 100% | 100% | 100% | 100% | 100% | 100% | 100% | 100% | 100% | 100% | 100% | 100% | 100% | 100% | 100% | 100% | 100% | 100% | 100% | 100% | 100% | 100% | 100% | 100% | 100% | 100% | 100% | 100% | 100% | 100% | 100% | 100%
Commercial_Grocery_Existing_Miscellaneous_Natural Gas_Miscellaneous_E2_Baseline Forecast | Commercial | Grocery | Existing | Miscellaneous | Natural Gas | Miscellaneous | E2 |  | Baseline Forecast | bar: 2019 to 2051
Commercial_Grocery_Existing_Miscellaneous_Natural Gas_Miscellaneous_E3_Baseline Forecast | Commercial | Grocery | Existing | Miscellaneous | Natural Gas | Miscellaneous | E3 |  | Baseline Forecast | bar: 2019 to 2051
Commercial_Grocery_Existing_Miscellaneous_Natural Gas_Miscellaneous_E4_Baseline Forecast | Commercial | Grocery | Existing | Miscellaneous | Natural Gas | Miscellaneous | E4 |  | Baseline Forecast | bar: 2019 to 2051
Commercial_Grocery_Existing_Miscellaneous_Natural Gas_Miscellaneous_E5_Baseline Forecast | Commercial | Grocery | Existing | Miscellaneous | Natural Gas | Miscellaneous | E5 |  | Baseline Forecast | bar: 2019 to 2051
Commercial_Grocery_Existing_Miscellaneous_Natural Gas_Miscellaneous_E6_Baseline Forecast | Commercial | Grocery | Existing | Miscellaneous | Natural Gas | Miscellaneous | E6 |  | Baseline Forecast | bar: 2019 to 2051
Commercial_Grocery_Existing_Miscellaneous_Natural Gas_Miscellaneous_E7_Baseline Forecast | Commercial | Grocery | Existing | Miscellaneous | Natural Gas | Miscellaneous | E7 |  | Baseline Forecast | bar: 2019 to 2051
Commercial_Grocery_Existing_Miscellaneous_Natural Gas_Miscellaneous_E8_Baseline Forecast | Commercial | Grocery | Existing | Miscellaneous | Natural Gas | Miscellaneous | E8 |  | Baseline Forecast | bar: 2019 to 2051
Commercial_Grocery_Existing_Miscellaneous_Natural Gas_Miscellaneous_E9_Baseline Forecast | Commercial | Grocery | Existing | Miscellaneous | Natural Gas | Miscellaneous | E9 |  | Baseline Forecast | bar: 2019 to 2051
Commercial_Grocery_Existing_Miscellaneous_Natural Gas_Miscellaneous_E10_Baseline Forecast | Commercial | Grocery | Existing | Miscellaneous | Natural Gas | Miscellaneous | E10 |  | Baseline Forecast | bar: 2019 to 2051
Commercial_Grocery_New_Space Heating_Natural Gas_Furnace_E1_Baseline Forecast | Commercial | Grocery | New | Space Heating | Natural Gas | Furnace | E1 | AFUE 80% (Standard) | Baseline Forecast | 100% | 100% | 100% | 100% | 100% | 100% | 100% | 100% | 80.37% | 80.37% | 80.37% | 80.37% | 80.37% | 80.37% | 80.37% | 80.37% | 80.37% | 80.37% | 80.37% | 80.37% | 80.37% | 80.37% | 80.37% | 80.37% | 80.37% | 80.37% | 80.37% | 80.37% | 80.37% | 80.37% | 80.37% | 80.37% | 80.37%
Commercial_Grocery_New_Space Heating_Natural Gas_Furnace_E2_Baseline Forecast | Commercial | Grocery | New | Space Heating | Natural Gas | Furnace | E2 | AFUE 90% | Baseline Forecast | 0% | 0% | 0% | 0% | 0% | 0% | 0% | 0% | 19.63% | 19.63% | 19.63% | 19.63% | 19.63% | 19.63% | 19.63% | 19.63% | 19.63% | 19.63% | 19.63% | 19.63% | 19.63% | 19.63% | 19.63% | 19.63% | 19.63% | 19.63% | 19.63% | 19.63% | 19.63% | 19.63% | 19.63% | 19.63% | 19.63%
Commercial_Grocery_New_Space Heating_Natural Gas_Furnace_E3_Baseline Forecast | Commercial | Grocery | New | Space Heating | Natural Gas | Furnace | E3 | AFUE 96% | Baseline Forecast | bar: 2019 to 2051
Commercial_Grocery_New_Space Heating_Natural Gas_Furnace_E4_Baseline Forecast | Commercial | Grocery | New | Space Heating | Natural Gas | Furnace | E4 | Convert to NG Air Source Heat Pump | Baseline Forecast | bar: 2019 to 2051
Commercial_Grocery_New_Space Heating_Natural Gas_Furnace_E5_Baseline Forecast | Commercial | Grocery | New | Space Heating | Natural Gas | Furnace | E5 |  | Baseline Forecast | bar: 2019 to 2051
Commercial_Grocery_New_Space Heating_Natural Gas_Furnace_E6_Baseline Forecast | Commercial | Grocery | New | Space Heating | Natural Gas | Furnace | E6 |  | Baseline Forecast | bar: 2019 to 2051
Commercial_Grocery_New_Space Heating_Natural Gas_Furnace_E7_Baseline Forecast | Commercial | Grocery | New | Space Heating | Natural Gas | Furnace | E7 |  | Baseline Forecast | bar: 2019 to 2051
Commercial_Grocery_New_Space Heating_Natural Gas_Furnace_E8_Baseline Forecast | Commercial | Grocery | New | Space Heating | Natural Gas | Furnace | E8 |  | Baseline Forecast | bar: 2019 to 2051
Commercial_Grocery_New_Space Heating_Natural Gas_Furnace_E9_Baseline Forecast | Commercial | Grocery | New | Space Heating | Natural Gas | Furnace | E9 |  | Baseline Forecast | bar: 2019 to 2051
Commercial_Grocery_New_Space Heating_Natural Gas_Furnace_E10_Baseline Forecast | Commercial | Grocery | New | Space Heating | Natural Gas | Furnace | E10 |  | Baseline Forecast | bar: 2019 to 2051
Commercial_Grocery_New_Space Heating_Natural Gas_Boiler_E1_Baseline Forecast | Commercial | Grocery | New | Space Heating | Natural Gas | Boiler | E1 | AFUE 80% (Standard) | Baseline Forecast | 44% | 44% | 44% | 44% | 44% | 44% | 44% | 44% | 44% | 44% | 44% | 44% | 44% | 44% | 44% | 44% | 100% | 100% | 100% | 100% | 100% | 100% | 100% | 100% | 100% | 100% | 100% | 100% | 100% | 100% | 100% | 100% | 100%
Commercial_Grocery_New_Space Heating_Natural Gas_Boiler_E2_Baseline Forecast | Commercial | Grocery | New | Space Heating | Natural Gas | Boiler | E2 | AFUE 85% | Baseline Forecast | bar: 2019 to 2051
Commercial_Grocery_New_Space Heating_Natural Gas_Boiler_E3_Baseline Forecast | Commercial | Grocery | New | Space Heating | Natural Gas | Boiler | E3 | AFUE 97% | Baseline Forecast | 56% | 56% | 56% | 56% | 56% | 56% | 56% | 56% | 56% | 56% | 56% | 56% | 56% | 56% | 56% | 56% | 0% | 0% | 0% | 0% | 0% | 0% | 0% | 0% | 0% | 0% | 0% | 0% | 0% | 0% | 0% | 0% | 0%
Commercial_Grocery_New_Space Heating_Natural Gas_Boiler_E4_Baseline Forecast | Commercial | Grocery | New | Space Heating | Natural Gas | Boiler | E4 | Convert to NG Air Source Heat Pump | Baseline Forecast | bar: 2019 to 2051
Commercial_Grocery_New_Space Heating_Natural Gas_Boiler_E5_Baseline Forecast | Commercial | Grocery | New | Space Heating | Natural Gas | Boiler | E5 |  | Baseline Forecast | bar: 2019 to 2051
Commercial_Grocery_New_Space Heating_Natural Gas_Boiler_E6_Baseline Forecast | Commercial | Grocery | New | Space Heating | Natural Gas | Boiler | E6 |  | Baseline Forecast | bar: 2019 to 2051
Commercial_Grocery_New_Space Heating_Natural Gas_Boiler_E7_Baseline Forecast | Commercial | Grocery | New | Space Heating | Natural Gas | Boiler | E7 |  | Baseline Forecast | bar: 2019 to 2051
Commercial_Grocery_New_Space Heating_Natural Gas_Boiler_E8_Baseline Forecast | Commercial | Grocery | New | Space Heating | Natural Gas | Boiler | E8 |  | Baseline Forecast | bar: 2019 to 2051
Commercial_Grocery_New_Space Heating_Natural Gas_Boiler_E9_Baseline Forecast | Commercial | Grocery | New | Space Heating | Natural Gas | Boiler | E9 |  | Baseline Forecast | bar: 2019 to 2051
Commercial_Grocery_New_Space Heating_Natural Gas_Boiler_E10_Baseline Forecast | Commercial | Grocery | New | Space Heating | Natural Gas | Boiler | E10 |  | Baseline Forecast | bar: 2019 to 2051
Commercial_Grocery_New_Space Heating_Natural Gas_Unit Heater_E1_Baseline Forecast | Commercial | Grocery | New | Space Heating | Natural Gas | Unit Heater | E1 | Standard | Baseline Forecast | 100% | 100% | 100% | 100% | 100% | 100% | 100% | 100% | 100% | 100% | 100% | 100% | 100% | 100% | 100% | 100% | 100% | 100% | 100% | 100% | 100% | 100% | 100% | 100% | 100% | 100% | 100% | 100% | 100% | 100% | 100% | 100% | 100%
Commercial_Grocery_New_Space Heating_Natural Gas_Unit Heater_E2_Baseline Forecast | Commercial | Grocery | New | Space Heating | Natural Gas | Unit Heater | E2 | Condensing | Baseline Forecast | bar: 2019 to 2051
Commercial_Grocery_New_Space Heating_Natural Gas_Unit Heater_E3_Baseline Forecast | Commercial | Grocery | New | Space Heating | Natural Gas | Unit Heater | E3 | Infrared Radiant | Baseline Forecast | bar: 2019 to 2051
Commercial_Grocery_New_Space Heating_Natural Gas_Unit Heater_E4_Baseline Forecast | Commercial | Grocery | New | Space Heating | Natural Gas | Unit Heater | E4 |  | Baseline Forecast | bar: 2019 to 2051
Commercial_Grocery_New_Space Heating_Natural Gas_Unit Heater_E5_Baseline Forecast | Commercial | Grocery | New | Space Heating | Natural Gas | Unit Heater | E5 |  | Baseline Forecast | bar: 2019 to 2051
Commercial_Grocery_New_Space Heating_Natural Gas_Unit Heater_E6_Baseline Forecast | Commercial | Grocery | New | Space Heating | Natural Gas | Unit Heater | E6 |  | Baseline Forecast | bar: 2019 to 2051
Commercial_Grocery_New_Space Heating_Natural Gas_Unit Heater_E7_Baseline Forecast | Commercial | Grocery | New | Space Heating | Natural Gas | Unit Heater | E7 |  | Baseline Forecast | bar: 2019 to 2051
Commercial_Grocery_New_Space Heating_Natural Gas_Unit Heater_E8_Baseline Forecast | Commercial | Grocery | New | Space Heating | Natural Gas | Unit Heater | E8 |  | Baseline Forecast | bar: 2019 to 2051
Commercial_Grocery_New_Space Heating_Natural Gas_Unit Heater_E9_Baseline Forecast | Commercial | Grocery | New | Space Heating | Natural Gas | Unit Heater | E9 |  | Baseline Forecast | bar: 2019 to 2051
Commercial_Grocery_New_Space Heating_Natural Gas_Unit Heater_E10_Baseline Forecast | Commercial | Grocery | New | Space Heating | Natural Gas | Unit Heater | E10 |  | Baseline Forecast | bar: 2019 to 2051
Commercial_Grocery_New_Water Heating_Natural Gas_Water Heater_E1_Baseline Forecast | Commercial | Grocery | New | Water Heating | Natural Gas | Water Heater | E1 | TE 80% | Baseline Forecast | bar: 2019 to 2051
Commercial_Grocery_New_Water Heating_Natural Gas_Water Heater_E2_Baseline Forecast | Commercial | Grocery | New | Water Heating | Natural Gas | Water Heater | E2 | TE 81% | Baseline Forecast | 100% | 100% | 100% | 100% | 100% | 100% | 100% | 100% | 100% | 100% | 100% | 100% | 100% | 100% | 100% | 100% | 100% | 100% | 100% | 100% | 100% | 100% | 100% | 100% | 100% | 100% | 100% | 100% | 100% | 100% | 100% | 100% | 100%
Commercial_Grocery_New_Water Heating_Natural Gas_Water Heater_E3_Baseline Forecast | Commercial | Grocery | New | Water Heating | Natural Gas | Water Heater | E3 | TE 88% | Baseline Forecast | bar: 2019 to 2051
Commercial_Grocery_New_Water Heating_Natural Gas_Water Heater_E4_Baseline Forecast | Commercial | Grocery | New | Water Heating | Natural Gas | Water Heater | E4 | TE 94% | Baseline Forecast | bar: 2019 to 2051
Commercial_Grocery_New_Water Heating_Natural Gas_Water Heater_E5_Baseline Forecast | Commercial | Grocery | New | Water Heating | Natural Gas | Water Heater | E5 | TE 96% | Baseline Forecast | bar: 2019 to 2051
Commercial_Grocery_New_Water Heating_Natural Gas_Water Heater_E6_Baseline Forecast | Commercial | Grocery | New | Water Heating | Natural Gas | Water Heater | E6 | Tankless | Baseline Forecast | bar: 2019 to 2051
Commercial_Grocery_New_Water Heating_Natural Gas_Water Heater_E7_Baseline Forecast | Commercial | Grocery | New | Water Heating | Natural Gas | Water Heater | E7 | Gas-Fired Absorption HPWH | Baseline Forecast | bar: 2019 to 2051
Commercial_Grocery_New_Water Heating_Natural Gas_Water Heater_E8_Baseline Forecast | Commercial | Grocery | New | Water Heating | Natural Gas | Water Heater | E8 |  | Baseline Forecast | bar: 2019 to 2051
Commercial_Grocery_New_Water Heating_Natural Gas_Water Heater_E9_Baseline Forecast | Commercial | Grocery | New | Water Heating | Natural Gas | Water Heater | E9 |  | Baseline Forecast | bar: 2019 to 2051
Commercial_Grocery_New_Water Heating_Natural Gas_Water Heater_E10_Baseline Forecast | Commercial | Grocery | New | Water Heating | Natural Gas | Water Heater | E10 |  | Baseline Forecast | bar: 2019 to 2051
Commercial_Grocery_New_Food Preparation_Natural Gas_Oven_E1_Baseline Forecast | Commercial | Grocery | New | Food Preparation | Natural Gas | Oven | E1 | Standard | Baseline Forecast | 41% | 41% | 41% | 41% | 41% | 41% | 41% | 41% | 41% | 41% | 41% | 41% | 41% | 41% | 41% | 41% | 41% | 41% | 41% | 41% | 41% | 41% | 41% | 41% | 41% | 41% | 41% | 41% | 41% | 41% | 41% | 41% | 41%
Commercial_Grocery_New_Food Preparation_Natural Gas_Oven_E2_Baseline Forecast | Commercial | Grocery | New | Food Preparation | Natural Gas | Oven | E2 | ENERGY STAR (>44% Baking Efficiency) | Baseline Forecast | 59% | 59% | 59% | 59% | 59% | 59% | 59% | 59% | 59% | 59% | 59% | 59% | 59% | 59% | 59% | 59% | 59% | 59% | 59% | 59% | 59% | 59% | 59% | 59% | 59% | 59% | 59% | 59% | 59% | 59% | 59% | 59% | 59%
Commercial_Grocery_New_Food Preparation_Natural Gas_Oven_E3_Baseline Forecast | Commercial | Grocery | New | Food Preparation | Natural Gas | Oven | E3 |  | Baseline Forecast | bar: 2019 to 2051
Commercial_Grocery_New_Food Preparation_Natural Gas_Oven_E4_Baseline Forecast | Commercial | Grocery | New | Food Preparation | Natural Gas | Oven | E4 |  | Baseline Forecast | bar: 2019 to 2051
Commercial_Grocery_New_Food Preparation_Natural Gas_Oven_E5_Baseline Forecast | Commercial | Grocery | New | Food Preparation | Natural Gas | Oven | E5 |  | Baseline Forecast | bar: 2019 to 2051
Commercial_Grocery_New_Food Preparation_Natural Gas_Oven_E6_Baseline Forecast | Commercial | Grocery | New | Food Preparation | Natural Gas | Oven | E6 |  | Baseline Forecast | bar: 2019 to 2051
Commercial_Grocery_New_Food Preparation_Natural Gas_Oven_E7_Baseline Forecast | Commercial | Grocery | New | Food Preparation | Natural Gas | Oven | E7 |  | Baseline Forecast | bar: 2019 to 2051
Commercial_Grocery_New_Food Preparation_Natural Gas_Oven_E8_Baseline Forecast | Commercial | Grocery | New | Food Preparation | Natural Gas | Oven | E8 |  | Baseline Forecast | bar: 2019 to 2051
Commercial_Grocery_New_Food Preparation_Natural Gas_Oven_E9_Baseline Forecast | Commercial | Grocery | New | Food Preparation | Natural Gas | Oven | E9 |  | Baseline Forecast | bar: 2019 to 2051
Commercial_Grocery_New_Food Preparation_Natural Gas_Oven_E10_Baseline Forecast | Commercial | Grocery | New | Food Preparation | Natural Gas | Oven | E10 |  | Baseline Forecast | bar: 2019 to 2051
Commercial_Grocery_New_Food Preparation_Natural Gas_Conveyor Oven_E1_Baseline Forecast | Commercial | Grocery | New | Food Preparation | Natural Gas | Conveyor Oven | E1 | Standard | Baseline Forecast | 41% | 41% | 41% | 41% | 41% | 41% | 41% | 41% | 41% | 41% | 41% | 41% | 41% | 41% | 41% | 41% | 41% | 41% | 41% | 41% | 41% | 41% | 41% | 41% | 41% | 41% | 41% | 41% | 41% | 41% | 41% | 41% | 41%
Commercial_Grocery_New_Food Preparation_Natural Gas_Conveyor Oven_E2_Baseline Forecast | Commercial | Grocery | New | Food Preparation | Natural Gas | Conveyor Oven | E2 | Efficient (>44% Baking Efficiency) | Baseline Forecast | 59% | 59% | 59% | 59% | 59% | 59% | 59% | 59% | 59% | 59% | 59% | 59% | 59% | 59% | 59% | 59% | 59% | 59% | 59% | 59% | 59% | 59% | 59% | 59% | 59% | 59% | 59% | 59% | 59% | 59% | 59% | 59% | 59%
Commercial_Grocery_New_Food Preparation_Natural Gas_Conveyor Oven_E3_Baseline Forecast | Commercial | Grocery | New | Food Preparation | Natural Gas | Conveyor Oven | E3 |  | Baseline Forecast | bar: 2019 to 2051
Commercial_Grocery_New_Food Preparation_Natural Gas_Conveyor Oven_E4_Baseline Forecast | Commercial | Grocery | New | Food Preparation | Natural Gas | Conveyor Oven | E4 |  | Baseline Forecast | bar: 2019 to 2051
Commercial_Grocery_New_Food Preparation_Natural Gas_Conveyor Oven_E5_Baseline Forecast | Commercial | Grocery | New | Food Preparation | Natural Gas | Conveyor Oven | E5 |  | Baseline Forecast | bar: 2019 to 2051
Commercial_Grocery_New_Food Preparation_Natural Gas_Conveyor Oven_E6_Baseline Forecast | Commercial | Grocery | New | Food Preparation | Natural Gas | Conveyor Oven | E6 |  | Baseline Forecast | bar: 2019 to 2051
Commercial_Grocery_New_Food Preparation_Natural Gas_Conveyor Oven_E7_Baseline Forecast | Commercial | Grocery | New | Food Preparation | Natural Gas | Conveyor Oven | E7 |  | Baseline Forecast | bar: 2019 to 2051
Commercial_Grocery_New_Food Preparation_Natural Gas_Conveyor Oven_E8_Baseline Forecast | Commercial | Grocery | New | Food Preparation | Natural Gas | Conveyor Oven | E8 |  | Baseline Forecast | bar: 2019 to 2051
Commercial_Grocery_New_Food Preparation_Natural Gas_Conveyor Oven_E9_Baseline Forecast | Commercial | Grocery | New | Food Preparation | Natural Gas | Conveyor Oven | E9 |  | Baseline Forecast | bar: 2019 to 2051
Commercial_Grocery_New_Food Preparation_Natural Gas_Conveyor Oven_E10_Baseline Forecast | Commercial | Grocery | New | Food Preparation | Natural Gas | Conveyor Oven | E10 |  | Baseline Forecast | bar: 2019 to 2051
Commercial_Grocery_New_Food Preparation_Natural Gas_Double Rack Oven_E1_Baseline Forecast | Commercial | Grocery | New | Food Preparation | Natural Gas | Double Rack Oven | E1 | Standard | Baseline Forecast | 41% | 41% | 41% | 41% | 41% | 41% | 41% | 41% | 41% | 41% | 41% | 41% | 41% | 41% | 41% | 41% | 41% | 41% | 41% | 41% | 41% | 41% | 41% | 41% | 41% | 41% | 41% | 41% | 41% | 41% | 41% | 41% | 41%
Commercial_Grocery_New_Food Preparation_Natural Gas_Double Rack Oven_E2_Baseline Forecast | Commercial | Grocery | New | Food Preparation | Natural Gas | Double Rack Oven | E2 | FTSC Qualified (>50% Cooking Efficiency) | Baseline Forecast | 59% | 59% | 59% | 59% | 59% | 59% | 59% | 59% | 59% | 59% | 59% | 59% | 59% | 59% | 59% | 59% | 59% | 59% | 59% | 59% | 59% | 59% | 59% | 59% | 59% | 59% | 59% | 59% | 59% | 59% | 59% | 59% | 59%
Commercial_Grocery_New_Food Preparation_Natural Gas_Double Rack Oven_E3_Baseline Forecast | Commercial | Grocery | New | Food Preparation | Natural Gas | Double Rack Oven | E3 |  | Baseline Forecast | bar: 2019 to 2051
Commercial_Grocery_New_Food Preparation_Natural Gas_Double Rack Oven_E4_Baseline Forecast | Commercial | Grocery | New | Food Preparation | Natural Gas | Double Rack Oven | E4 |  | Baseline Forecast | bar: 2019 to 2051
Commercial_Grocery_New_Food Preparation_Natural Gas_Double Rack Oven_E5_Baseline Forecast | Commercial | Grocery | New | Food Preparation | Natural Gas | Double Rack Oven | E5 |  | Baseline Forecast | bar: 2019 to 2051
Commercial_Grocery_New_Food Preparation_Natural Gas_Double Rack Oven_E6_Baseline Forecast | Commercial | Grocery | New | Food Preparation | Natural Gas | Double Rack Oven | E6 |  | Baseline Forecast | bar: 2019 to 2051
Commercial_Grocery_New_Food Preparation_Natural Gas_Double Rack Oven_E7_Baseline Forecast | Commercial | Grocery | New | Food Preparation | Natural Gas | Double Rack Oven | E7 |  | Baseline Forecast | bar: 2019 to 2051
Commercial_Grocery_New_Food Preparation_Natural Gas_Double Rack Oven_E8_Baseline Forecast | Commercial | Grocery | New | Food Preparation | Natural Gas | Double Rack Oven | E8 |  | Baseline Forecast | bar: 2019 to 2051
Commercial_Grocery_New_Food Preparation_Natural Gas_Double Rack Oven_E9_Baseline Forecast | Commercial | Grocery | New | Food Preparation | Natural Gas | Double Rack Oven | E9 |  | Baseline Forecast | bar: 2019 to 2051
Commercial_Grocery_New_Food Preparation_Natural Gas_Double Rack Oven_E10_Baseline Forecast | Commercial | Grocery | New | Food Preparation | Natural Gas | Double Rack Oven | E10 |  | Baseline Forecast | bar: 2019 to 2051
Commercial_Grocery_New_Food Preparation_Natural Gas_Fryer_E1_Baseline Forecast | Commercial | Grocery | New | Food Preparation | Natural Gas | Fryer | E1 | Standard | Baseline Forecast | 74% | 74% | 74% | 0% | 0% | 0% | 0% | 0% | 0% | 0% | 0% | 0% | 0% | 0% | 0% | 0% | 0% | 0% | 0% | 0% | 0% | 0% | 0% | 0% | 0% | 0% | 0% | 0% | 0% | 0% | 0% | 0% | 0%
Commercial_Grocery_New_Food Preparation_Natural Gas_Fryer_E2_Baseline Forecast | Commercial | Grocery | New | Food Preparation | Natural Gas | Fryer | E2 | ENERGY STAR | Baseline Forecast | 26% | 26% | 26% | 100% | 100% | 100% | 100% | 100% | 100% | 100% | 100% | 100% | 100% | 100% | 100% | 100% | 100% | 100% | 100% | 100% | 100% | 100% | 100% | 100% | 100% | 100% | 100% | 100% | 100% | 100% | 100% | 100% | 100%
Commercial_Grocery_New_Food Preparation_Natural Gas_Fryer_E3_Baseline Forecast | Commercial | Grocery | New | Food Preparation | Natural Gas | Fryer | E3 |  | Baseline Forecast | bar: 2019 to 2051
Commercial_Grocery_New_Food Preparation_Natural Gas_Fryer_E4_Baseline Forecast | Commercial | Grocery | New | Food Preparation | Natural Gas | Fryer | E4 |  | Baseline Forecast | bar: 2019 to 2051
Commercial_Grocery_New_Food Preparation_Natural Gas_Fryer_E5_Baseline Forecast | Commercial | Grocery | New | Food Preparation | Natural Gas | Fryer | E5 |  | Baseline Forecast | bar: 2019 to 2051
Commercial_Grocery_New_Food Preparation_Natural Gas_Fryer_E6_Baseline Forecast | Commercial | Grocery | New | Food Preparation | Natural Gas | Fryer | E6 |  | Baseline Forecast | bar: 2019 to 2051
Commercial_Grocery_New_Food Preparation_Natural Gas_Fryer_E7_Baseline Forecast | Commercial | Grocery | New | Food Preparation | Natural Gas | Fryer | E7 |  | Baseline Forecast | bar: 2019 to 2051
Commercial_Grocery_New_Food Preparation_Natural Gas_Fryer_E8_Baseline Forecast | Commercial | Grocery | New | Food Preparation | Natural Gas | Fryer | E8 |  | Baseline Forecast | bar: 2019 to 2051
Commercial_Grocery_New_Food Preparation_Natural Gas_Fryer_E9_Baseline Forecast | Commercial | Grocery | New | Food Preparation | Natural Gas | Fryer | E9 |  | Baseline Forecast | bar: 2019 to 2051
Commercial_Grocery_New_Food Preparation_Natural Gas_Fryer_E10_Baseline Forecast | Commercial | Grocery | New | Food Preparation | Natural Gas | Fryer | E10 |  | Baseline Forecast | bar: 2019 to 2051
Commercial_Grocery_New_Food Preparation_Natural Gas_Broiler_E1_Baseline Forecast | Commercial | Grocery | New | Food Preparation | Natural Gas | Broiler | E1 | Standard | Baseline Forecast | 74% | 74% | 74% | 74% | 74% | 74% | 74% | 74% | 74% | 74% | 74% | 74% | 74% | 74% | 74% | 74% | 74% | 74% | 74% | 74% | 74% | 74% | 74% | 74% | 74% | 74% | 74% | 74% | 74% | 74% | 74% | 74% | 74%
Commercial_Grocery_New_Food Preparation_Natural Gas_Broiler_E2_Baseline Forecast | Commercial | Grocery | New | Food Preparation | Natural Gas | Broiler | E2 | Infrared Burners | Baseline Forecast | 26% | 26% | 26% | 26% | 26% | 26% | 26% | 26% | 26% | 26% | 26% | 26% | 26% | 26% | 26% | 26% | 26% | 26% | 26% | 26% | 26% | 26% | 26% | 26% | 26% | 26% | 26% | 26% | 26% | 26% | 26% | 26% | 26%
Commercial_Grocery_New_Food Preparation_Natural Gas_Broiler_E3_Baseline Forecast | Commercial | Grocery | New | Food Preparation | Natural Gas | Broiler | E3 |  | Baseline Forecast | bar: 2019 to 2051
Commercial_Grocery_New_Food Preparation_Natural Gas_Broiler_E4_Baseline Forecast | Commercial | Grocery | New | Food Preparation | Natural Gas | Broiler | E4 |  | Baseline Forecast | bar: 2019 to 2051
Commercial_Grocery_New_Food Preparation_Natural Gas_Broiler_E5_Baseline Forecast | Commercial | Grocery | New | Food Preparation | Natural Gas | Broiler | E5 |  | Baseline Forecast | bar: 2019 to 2051
Commercial_Grocery_New_Food Preparation_Natural Gas_Broiler_E6_Baseline Forecast | Commercial | Grocery | New | Food Preparation | Natural Gas | Broiler | E6 |  | Baseline Forecast | bar: 2019 to 2051
Commercial_Grocery_New_Food Preparation_Natural Gas_Broiler_E7_Baseline Forecast | Commercial | Grocery | New | Food Preparation | Natural Gas | Broiler | E7 |  | Baseline Forecast | bar: 2019 to 2051
Commercial_Grocery_New_Food Preparation_Natural Gas_Broiler_E8_Baseline Forecast | Commercial | Grocery | New | Food Preparation | Natural Gas | Broiler | E8 |  | Baseline Forecast | bar: 2019 to 2051
Commercial_Grocery_New_Food Preparation_Natural Gas_Broiler_E9_Baseline Forecast | Commercial | Grocery | New | Food Preparation | Natural Gas | Broiler | E9 |  | Baseline Forecast | bar: 2019 to 2051
Commercial_Grocery_New_Food Preparation_Natural Gas_Broiler_E10_Baseline Forecast | Commercial | Grocery | New | Food Preparation | Natural Gas | Broiler | E10 |  | Baseline Forecast | bar: 2019 to 2051
Commercial_Grocery_New_Food Preparation_Natural Gas_Griddle_E1_Baseline Forecast | Commercial | Grocery | New | Food Preparation | Natural Gas | Griddle | E1 | Standard | Baseline Forecast | 71% | 71% | 71% | 71% | 71% | 71% | 71% | 71% | 71% | 71% | 71% | 71% | 71% | 71% | 71% | 71% | 71% | 71% | 71% | 71% | 71% | 71% | 71% | 71% | 71% | 71% | 71% | 71% | 71% | 71% | 71% | 71% | 71%
Commercial_Grocery_New_Food Preparation_Natural Gas_Griddle_E2_Baseline Forecast | Commercial | Grocery | New | Food Preparation | Natural Gas | Griddle | E2 | ENERGY STAR | Baseline Forecast | 29% | 29% | 29% | 29% | 29% | 29% | 29% | 29% | 29% | 29% | 29% | 29% | 29% | 29% | 29% | 29% | 29% | 29% | 29% | 29% | 29% | 29% | 29% | 29% | 29% | 29% | 29% | 29% | 29% | 29% | 29% | 29% | 29%
Commercial_Grocery_New_Food Preparation_Natural Gas_Griddle_E3_Baseline Forecast | Commercial | Grocery | New | Food Preparation | Natural Gas | Griddle | E3 |  | Baseline Forecast | bar: 2019 to 2051
Commercial_Grocery_New_Food Preparation_Natural Gas_Griddle_E4_Baseline Forecast | Commercial | Grocery | New | Food Preparation | Natural Gas | Griddle | E4 |  | Baseline Forecast | bar: 2019 to 2051
Commercial_Grocery_New_Food Preparation_Natural Gas_Griddle_E5_Baseline Forecast | Commercial | Grocery | New | Food Preparation | Natural Gas | Griddle | E5 |  | Baseline Forecast | bar: 2019 to 2051
Commercial_Grocery_New_Food Preparation_Natural Gas_Griddle_E6_Baseline Forecast | Commercial | Grocery | New | Food Preparation | Natural Gas | Griddle | E6 |  | Baseline Forecast | bar: 2019 to 2051
Commercial_Grocery_New_Food Preparation_Natural Gas_Griddle_E7_Baseline Forecast | Commercial | Grocery | New | Food Preparation | Natural Gas | Griddle | E7 |  | Baseline Forecast | bar: 2019 to 2051
Commercial_Grocery_New_Food Preparation_Natural Gas_Griddle_E8_Baseline Forecast | Commercial | Grocery | New | Food Preparation | Natural Gas | Griddle | E8 |  | Baseline Forecast | bar: 2019 to 2051
Commercial_Grocery_New_Food Preparation_Natural Gas_Griddle_E9_Baseline Forecast | Commercial | Grocery | New | Food Preparation | Natural Gas | Griddle | E9 |  | Baseline Forecast | bar: 2019 to 2051
Commercial_Grocery_New_Food Preparation_Natural Gas_Griddle_E10_Baseline Forecast | Commercial | Grocery | New | Food Preparation | Natural Gas | Griddle | E10 |  | Baseline Forecast | bar: 2019 to 2051
Commercial_Grocery_New_Food Preparation_Natural Gas_Range_E1_Baseline Forecast | Commercial | Grocery | New | Food Preparation | Natural Gas | Range | E1 | Standard | Baseline Forecast | 41% | 41% | 41% | 41% | 41% | 41% | 41% | 41% | 41% | 41% | 41% | 41% | 41% | 41% | 41% | 41% | 41% | 41% | 41% | 41% | 41% | 41% | 41% | 41% | 41% | 41% | 41% | 41% | 41% | 41% | 41% | 41% | 41%
Commercial_Grocery_New_Food Preparation_Natural Gas_Range_E2_Baseline Forecast | Commercial | Grocery | New | Food Preparation | Natural Gas | Range | E2 | High Efficiency | Baseline Forecast | 59% | 59% | 59% | 59% | 59% | 59% | 59% | 59% | 59% | 59% | 59% | 59% | 59% | 59% | 59% | 59% | 59% | 59% | 59% | 59% | 59% | 59% | 59% | 59% | 59% | 59% | 59% | 59% | 59% | 59% | 59% | 59% | 59%
Commercial_Grocery_New_Food Preparation_Natural Gas_Range_E3_Baseline Forecast | Commercial | Grocery | New | Food Preparation | Natural Gas | Range | E3 |  | Baseline Forecast | bar: 2019 to 2051
Commercial_Grocery_New_Food Preparation_Natural Gas_Range_E4_Baseline Forecast | Commercial | Grocery | New | Food Preparation | Natural Gas | Range | E4 |  | Baseline Forecast | bar: 2019 to 2051
Commercial_Grocery_New_Food Preparation_Natural Gas_Range_E5_Baseline Forecast | Commercial | Grocery | New | Food Preparation | Natural Gas | Range | E5 |  | Baseline Forecast | bar: 2019 to 2051
Commercial_Grocery_New_Food Preparation_Natural Gas_Range_E6_Baseline Forecast | Commercial | Grocery | New | Food Preparation | Natural Gas | Range | E6 |  | Baseline Forecast | bar: 2019 to 2051
Commercial_Grocery_New_Food Preparation_Natural Gas_Range_E7_Baseline Forecast | Commercial | Grocery | New | Food Preparation | Natural Gas | Range | E7 |  | Baseline Forecast | bar: 2019 to 2051
Commercial_Grocery_New_Food Preparation_Natural Gas_Range_E8_Baseline Forecast | Commercial | Grocery | New | Food Preparation | Natural Gas | Range | E8 |  | Baseline Forecast | bar: 2019 to 2051
Commercial_Grocery_New_Food Preparation_Natural Gas_Range_E9_Baseline Forecast | Commercial | Grocery | New | Food Preparation | Natural Gas | Range | E9 |  | Baseline Forecast | bar: 2019 to 2051
Commercial_Grocery_New_Food Preparation_Natural Gas_Range_E10_Baseline Forecast | Commercial | Grocery | New | Food Preparation | Natural Gas | Range | E10 |  | Baseline Forecast | bar: 2019 to 2051
Commercial_Grocery_New_Food Preparation_Natural Gas_Steamer_E1_Baseline Forecast | Commercial | Grocery | New | Food Preparation | Natural Gas | Steamer | E1 | Standard | Baseline Forecast | 50% | 50% | 50% | 0% | 0% | 0% | 0% | 0% | 0% | 0% | 0% | 0% | 0% | 0% | 0% | 0% | 0% | 0% | 0% | 0% | 0% | 0% | 0% | 0% | 0% | 0% | 0% | 0% | 0% | 0% | 0% | 0% | 0%
Commercial_Grocery_New_Food Preparation_Natural Gas_Steamer_E2_Baseline Forecast | Commercial | Grocery | New | Food Preparation | Natural Gas | Steamer | E2 | ENERGY STAR | Baseline Forecast | 50% | 50% | 50% | 100% | 100% | 100% | 100% | 100% | 100% | 100% | 100% | 100% | 100% | 100% | 100% | 100% | 100% | 100% | 100% | 100% | 100% | 100% | 100% | 100% | 100% | 100% | 100% | 100% | 100% | 100% | 100% | 100% | 100%
Commercial_Grocery_New_Food Preparation_Natural Gas_Steamer_E3_Baseline Forecast | Commercial | Grocery | New | Food Preparation | Natural Gas | Steamer | E3 |  | Baseline Forecast | bar: 2019 to 2051
Commercial_Grocery_New_Food Preparation_Natural Gas_Steamer_E4_Baseline Forecast | Commercial | Grocery | New | Food Preparation | Natural Gas | Steamer | E4 |  | Baseline Forecast | bar: 2019 to 2051
Commercial_Grocery_New_Food Preparation_Natural Gas_Steamer_E5_Baseline Forecast | Commercial | Grocery | New | Food Preparation | Natural Gas | Steamer | E5 |  | Baseline Forecast | bar: 2019 to 2051
Commercial_Grocery_New_Food Preparation_Natural Gas_Steamer_E6_Baseline Forecast | Commercial | Grocery | New | Food Preparation | Natural Gas | Steamer | E6 |  | Baseline Forecast | bar: 2019 to 2051
Commercial_Grocery_New_Food Preparation_Natural Gas_Steamer_E7_Baseline Forecast | Commercial | Grocery | New | Food Preparation | Natural Gas | Steamer | E7 |  | Baseline Forecast | bar: 2019 to 2051
Commercial_Grocery_New_Food Preparation_Natural Gas_Steamer_E8_Baseline Forecast | Commercial | Grocery | New | Food Preparation | Natural Gas | Steamer | E8 |  | Baseline Forecast | bar: 2019 to 2051
Commercial_Grocery_New_Food Preparation_Natural Gas_Steamer_E9_Baseline Forecast | Commercial | Grocery | New | Food Preparation | Natural Gas | Steamer | E9 |  | Baseline Forecast | bar: 2019 to 2051
Commercial_Grocery_New_Food Preparation_Natural Gas_Steamer_E10_Baseline Forecast | Commercial | Grocery | New | Food Preparation | Natural Gas | Steamer | E10 |  | Baseline Forecast | bar: 2019 to 2051
Commercial_Grocery_New_Food Preparation_Natural Gas_Food Prep Other_E1_Baseline Forecast | Commercial | Grocery | New | Food Preparation | Natural Gas | Food Prep Other | E1 | Standard | Baseline Forecast | 74% | 74% | 74% | 74% | 74% | 74% | 74% | 74% | 74% | 74% | 74% | 74% | 74% | 74% | 74% | 74% | 74% | 74% | 74% | 74% | 74% | 74% | 74% | 74% | 74% | 74% | 74% | 74% | 74% | 74% | 74% | 74% | 74%
Commercial_Grocery_New_Food Preparation_Natural Gas_Food Prep Other_E2_Baseline Forecast | Commercial | Grocery | New | Food Preparation | Natural Gas | Food Prep Other | E2 | ENERGY STAR | Baseline Forecast | 26% | 26% | 26% | 26% | 26% | 26% | 26% | 26% | 26% | 26% | 26% | 26% | 26% | 26% | 26% | 26% | 26% | 26% | 26% | 26% | 26% | 26% | 26% | 26% | 26% | 26% | 26% | 26% | 26% | 26% | 26% | 26% | 26%
Commercial_Grocery_New_Food Preparation_Natural Gas_Food Prep Other_E3_Baseline Forecast | Commercial | Grocery | New | Food Preparation | Natural Gas | Food Prep Other | E3 |  | Baseline Forecast | bar: 2019 to 2051
Commercial_Grocery_New_Food Preparation_Natural Gas_Food Prep Other_E4_Baseline Forecast | Commercial | Grocery | New | Food Preparation | Natural Gas | Food Prep Other | E4 |  | Baseline Forecast | bar: 2019 to 2051
Commercial_Grocery_New_Food Preparation_Natural Gas_Food Prep Other_E5_Baseline Forecast | Commercial | Grocery | New | Food Preparation | Natural Gas | Food Prep Other | E5 |  | Baseline Forecast | bar: 2019 to 2051
Commercial_Grocery_New_Food Preparation_Natural Gas_Food Prep Other_E6_Baseline Forecast | Commercial | Grocery | New | Food Preparation | Natural Gas | Food Prep Other | E6 |  | Baseline Forecast | bar: 2019 to 2051
Commercial_Grocery_New_Food Preparation_Natural Gas_Food Prep Other_E7_Baseline Forecast | Commercial | Grocery | New | Food Preparation | Natural Gas | Food Prep Other | E7 |  | Baseline Forecast | bar: 2019 to 2051
Commercial_Grocery_New_Food Preparation_Natural Gas_Food Prep Other_E8_Baseline Forecast | Commercial | Grocery | New | Food Preparation | Natural Gas | Food Prep Other | E8 |  | Baseline Forecast | bar: 2019 to 2051
Commercial_Grocery_New_Food Preparation_Natural Gas_Food Prep Other_E9_Baseline Forecast | Commercial | Grocery | New | Food Preparation | Natural Gas | Food Prep Other | E9 |  | Baseline Forecast | bar: 2019 to 2051
Commercial_Grocery_New_Food Preparation_Natural Gas_Food Prep Other_E10_Baseline Forecast | Commercial | Grocery | New | Food Preparation | Natural Gas | Food Prep Other | E10 |  | Baseline Forecast | bar: 2019 to 2051
Commercial_Grocery_New_Miscellaneous_Natural Gas_Pool Heater_E1_Baseline Forecast | Commercial | Grocery | New | Miscellaneous | Natural Gas | Pool Heater | E1 | Standard (EF .78) | Baseline Forecast | 90% | 90% | 90% | 90% | 90% | 90% | 90% | 90% | 90% | 90% | 90% | 90% | 90% | 90% | 90% | 90% | 90% | 90% | 90% | 90% | 90% | 90% | 90% | 90% | 90% | 90% | 90% | 90% | 90% | 90% | 90% | 90% | 90%
Commercial_Grocery_New_Miscellaneous_Natural Gas_Pool Heater_E2_Baseline Forecast | Commercial | Grocery | New | Miscellaneous | Natural Gas | Pool Heater | E2 | Condensing (EF .90) | Baseline Forecast | 10% | 10% | 10% | 10% | 10% | 10% | 10% | 10% | 10% | 10% | 10% | 10% | 10% | 10% | 10% | 10% | 10% | 10% | 10% | 10% | 10% | 10% | 10% | 10% | 10% | 10% | 10% | 10% | 10% | 10% | 10% | 10% | 10%
Commercial_Grocery_New_Miscellaneous_Natural Gas_Pool Heater_E3_Baseline Forecast | Commercial | Grocery | New | Miscellaneous | Natural Gas | Pool Heater | E3 |  | Baseline Forecast | bar: 2019 to 2051
Commercial_Grocery_New_Miscellaneous_Natural Gas_Pool Heater_E4_Baseline Forecast | Commercial | Grocery | New | Miscellaneous | Natural Gas | Pool Heater | E4 |  | Baseline Forecast | bar: 2019 to 2051
Commercial_Grocery_New_Miscellaneous_Natural Gas_Pool Heater_E5_Baseline Forecast | Commercial | Grocery | New | Miscellaneous | Natural Gas | Pool Heater | E5 |  | Baseline Forecast | bar: 2019 to 2051
Commercial_Grocery_New_Miscellaneous_Natural Gas_Pool Heater_E6_Baseline Forecast | Commercial | Grocery | New | Miscellaneous | Natural Gas | Pool Heater | E6 |  | Baseline Forecast | bar: 2019 to 2051
Commercial_Grocery_New_Miscellaneous_Natural Gas_Pool Heater_E7_Baseline Forecast | Commercial | Grocery | New | Miscellaneous | Natural Gas | Pool Heater | E7 |  | Baseline Forecast | bar: 2019 to 2051
Commercial_Grocery_New_Miscellaneous_Natural Gas_Pool Heater_E8_Baseline Forecast | Commercial | Grocery | New | Miscellaneous | Natural Gas | Pool Heater | E8 |  | Baseline Forecast | bar: 2019 to 2051
Commercial_Grocery_New_Miscellaneous_Natural Gas_Pool Heater_E9_Baseline Forecast | Commercial | Grocery | New | Miscellaneous | Natural Gas | Pool Heater | E9 |  | Baseline Forecast | bar: 2019 to 2051
Commercial_Grocery_New_Miscellaneous_Natural Gas_Pool Heater_E10_Baseline Forecast | Commercial | Grocery | New | Miscellaneous | Natural Gas | Pool Heater | E10 |  | Baseline Forecast | bar: 2019 to 2051
Commercial_Grocery_New_Miscellaneous_Natural Gas_Miscellaneous_E1_Baseline Forecast | Commercial | Grocery | New | Miscellaneous | Natural Gas | Miscellaneous | E1 | Miscellaneous | Baseline Forecast | 100% | 100% | 100% | 100% | 100% | 100% | 100% | 100% | 100% | 100% | 100% | 100% | 100% | 100% | 100% | 100% | 100% | 100% | 100% | 100% | 100% | 100% | 100% | 100% | 100% | 100% | 100% | 100% | 100% | 100% | 100% | 100% | 100%
Commercial_Grocery_New_Miscellaneous_Natural Gas_Miscellaneous_E2_Baseline Forecast | Commercial | Grocery | New | Miscellaneous | Natural Gas | Miscellaneous | E2 |  | Baseline Forecast | bar: 2019 to 2051
Commercial_Grocery_New_Miscellaneous_Natural Gas_Miscellaneous_E3_Baseline Forecast | Commercial | Grocery | New | Miscellaneous | Natural Gas | Miscellaneous | E3 |  | Baseline Forecast | bar: 2019 to 2051
Commercial_Grocery_New_Miscellaneous_Natural Gas_Miscellaneous_E4_Baseline Forecast | Commercial | Grocery | New | Miscellaneous | Natural Gas | Miscellaneous | E4 |  | Baseline Forecast | bar: 2019 to 2051
Commercial_Grocery_New_Miscellaneous_Natural Gas_Miscellaneous_E5_Baseline Forecast | Commercial | Grocery | New | Miscellaneous | Natural Gas | Miscellaneous | E5 |  | Baseline Forecast | bar: 2019 to 2051
Commercial_Grocery_New_Miscellaneous_Natural Gas_Miscellaneous_E6_Baseline Forecast | Commercial | Grocery | New | Miscellaneous | Natural Gas | Miscellaneous | E6 |  | Baseline Forecast | bar: 2019 to 2051
Commercial_Grocery_New_Miscellaneous_Natural Gas_Miscellaneous_E7_Baseline Forecast | Commercial | Grocery | New | Miscellaneous | Natural Gas | Miscellaneous | E7 |  | Baseline Forecast | bar: 2019 to 2051
Commercial_Grocery_New_Miscellaneous_Natural Gas_Miscellaneous_E8_Baseline Forecast | Commercial | Grocery | New | Miscellaneous | Natural Gas | Miscellaneous | E8 |  | Baseline Forecast | bar: 2019 to 2051
Commercial_Grocery_New_Miscellaneous_Natural Gas_Miscellaneous_E9_Baseline Forecast | Commercial | Grocery | New | Miscellaneous | Natural Gas | Miscellaneous | E9 |  | Baseline Forecast | bar: 2019 to 2051
Commercial_Grocery_New_Miscellaneous_Natural Gas_Miscellaneous_E10_Baseline Forecast | Commercial | Grocery | New | Miscellaneous | Natural Gas | Miscellaneous | E10 |  | Baseline Forecast | bar: 2019 to 2051
Commercial_School_Existing_Space Heating_Natural Gas_Furnace_E1_Baseline Forecast | Commercial | School | Existing | Space Heating | Natural Gas | Furnace | E1 | AFUE 80% (Standard) | Baseline Forecast | 100% | 100% | 100% | 100% | 100% | 100% | 100% | 100% | 100% | 100% | 100% | 100% | 100% | 100% | 100% | 100% | 100% | 100% | 100% | 100% | 100% | 100% | 100% | 100% | 100% | 100% | 100% | 100% | 100% | 100% | 100% | 100% | 100%
Commercial_School_Existing_Space Heating_Natural Gas_Furnace_E2_Baseline Forecast | Commercial | School | Existing | Space Heating | Natural Gas | Furnace | E2 | AFUE 90% | Baseline Forecast | bar: 2019 to 2051
Commercial_School_Existing_Space Heating_Natural Gas_Furnace_E3_Baseline Forecast | Commercial | School | Existing | Space Heating | Natural Gas | Furnace | E3 | AFUE 96% | Baseline Forecast | bar: 2019 to 2051
Commercial_School_Existing_Space Heating_Natural Gas_Furnace_E4_Baseline Forecast | Commercial | School | Existing | Space Heating | Natural Gas | Furnace | E4 | Convert to NG Air Source Heat Pump | Baseline Forecast | bar: 2019 to 2051
Commercial_School_Existing_Space Heating_Natural Gas_Furnace_E5_Baseline Forecast | Commercial | School | Existing | Space Heating | Natural Gas | Furnace | E5 |  | Baseline Forecast | bar: 2019 to 2051
Commercial_School_Existing_Space Heating_Natural Gas_Furnace_E6_Baseline Forecast | Commercial | School | Existing | Space Heating | Natural Gas | Furnace | E6 |  | Baseline Forecast | bar: 2019 to 2051
Commercial_School_Existing_Space Heating_Natural Gas_Furnace_E7_Baseline Forecast | Commercial | School | Existing | Space Heating | Natural Gas | Furnace | E7 |  | Baseline Forecast | bar: 2019 to 2051
Commercial_School_Existing_Space Heating_Natural Gas_Furnace_E8_Baseline Forecast | Commercial | School | Existing | Space Heating | Natural Gas | Furnace | E8 |  | Baseline Forecast | bar: 2019 to 2051
Commercial_School_Existing_Space Heating_Natural Gas_Furnace_E9_Baseline Forecast | Commercial | School | Existing | Space Heating | Natural Gas | Furnace | E9 |  | Baseline Forecast | bar: 2019 to 2051
Commercial_School_Existing_Space Heating_Natural Gas_Furnace_E10_Baseline Forecast | Commercial | School | Existing | Space Heating | Natural Gas | Furnace | E10 |  | Baseline Forecast | bar: 2019 to 2051
Commercial_School_Existing_Space Heating_Natural Gas_Boiler_E1_Baseline Forecast | Commercial | School | Existing | Space Heating | Natural Gas | Boiler | E1 | AFUE 80% (Standard) | Baseline Forecast | 65.35% | 64.38% | 64.38% | 65.76% | 64.71% | 64.71% | 63.58% | 65.11% | 65.11% | 63.87% | 65.61% | 65.61% | 64.23% | 64.23% | 62.74% | 66.27% | 64.71% | 64.71% | 64.71% | 64.71% | 64.71% | 64.71% | 64.71% | 64.71% | 64.71% | 64.71% | 64.71% | 64.71% | 64.71% | 64.71% | 64.71% | 64.71% | 64.71%
Commercial_School_Existing_Space Heating_Natural Gas_Boiler_E2_Baseline Forecast | Commercial | School | Existing | Space Heating | Natural Gas | Boiler | E2 | AFUE 85% | Baseline Forecast | bar: 2019 to 2051
Commercial_School_Existing_Space Heating_Natural Gas_Boiler_E3_Baseline Forecast | Commercial | School | Existing | Space Heating | Natural Gas | Boiler | E3 | AFUE 97% | Baseline Forecast | 34.65% | 35.62% | 35.62% | 34.24% | 35.29% | 35.29% | 36.42% | 34.89% | 34.89% | 36.13% | 34.39% | 34.39% | 35.77% | 35.77% | 37.26% | 33.73% | 35.29% | 35.29% | 35.29% | 35.29% | 35.29% | 35.29% | 35.29% | 35.29% | 35.29% | 35.29% | 35.29% | 35.29% | 35.29% | 35.29% | 35.29% | 35.29% | 35.29%
Commercial_School_Existing_Space Heating_Natural Gas_Boiler_E4_Baseline Forecast | Commercial | School | Existing | Space Heating | Natural Gas | Boiler | E4 | Convert to NG Air Source Heat Pump | Baseline Forecast | bar: 2019 to 2051
Commercial_School_Existing_Space Heating_Natural Gas_Boiler_E5_Baseline Forecast | Commercial | School | Existing | Space Heating | Natural Gas | Boiler | E5 |  | Baseline Forecast | bar: 2019 to 2051
Commercial_School_Existing_Space Heating_Natural Gas_Boiler_E6_Baseline Forecast | Commercial | School | Existing | Space Heating | Natural Gas | Boiler | E6 |  | Baseline Forecast | bar: 2019 to 2051
Commercial_School_Existing_Space Heating_Natural Gas_Boiler_E7_Baseline Forecast | Commercial | School | Existing | Space Heating | Natural Gas | Boiler | E7 |  | Baseline Forecast | bar: 2019 to 2051
Commercial_School_Existing_Space Heating_Natural Gas_Boiler_E8_Baseline Forecast | Commercial | School | Existing | Space Heating | Natural Gas | Boiler | E8 |  | Baseline Forecast | bar: 2019 to 2051
Commercial_School_Existing_Space Heating_Natural Gas_Boiler_E9_Baseline Forecast | Commercial | School | Existing | Space Heating | Natural Gas | Boiler | E9 |  | Baseline Forecast | bar: 2019 to 2051
Commercial_School_Existing_Space Heating_Natural Gas_Boiler_E10_Baseline Forecast | Commercial | School | Existing | Space Heating | Natural Gas | Boiler | E10 |  | Baseline Forecast | bar: 2019 to 2051
Commercial_School_Existing_Space Heating_Natural Gas_Unit Heater_E1_Baseline Forecast | Commercial | School | Existing | Space Heating | Natural Gas | Unit Heater | E1 | Standard | Baseline Forecast | 100% | 100% | 100% | 100% | 100% | 100% | 100% | 100% | 100% | 100% | 100% | 100% | 100% | 100% | 100% | 100% | 100% | 100% | 100% | 100% | 100% | 100% | 100% | 100% | 100% | 100% | 100% | 100% | 100% | 100% | 100% | 100% | 100%
Commercial_School_Existing_Space Heating_Natural Gas_Unit Heater_E2_Baseline Forecast | Commercial | School | Existing | Space Heating | Natural Gas | Unit Heater | E2 | Condensing | Baseline Forecast | bar: 2019 to 2051
Commercial_School_Existing_Space Heating_Natural Gas_Unit Heater_E3_Baseline Forecast | Commercial | School | Existing | Space Heating | Natural Gas | Unit Heater | E3 | Infrared Radiant | Baseline Forecast | bar: 2019 to 2051
Commercial_School_Existing_Space Heating_Natural Gas_Unit Heater_E4_Baseline Forecast | Commercial | School | Existing | Space Heating | Natural Gas | Unit Heater | E4 |  | Baseline Forecast | bar: 2019 to 2051
Commercial_School_Existing_Space Heating_Natural Gas_Unit Heater_E5_Baseline Forecast | Commercial | School | Existing | Space Heating | Natural Gas | Unit Heater | E5 |  | Baseline Forecast | bar: 2019 to 2051
Commercial_School_Existing_Space Heating_Natural Gas_Unit Heater_E6_Baseline Forecast | Commercial | School | Existing | Space Heating | Natural Gas | Unit Heater | E6 |  | Baseline Forecast | bar: 2019 to 2051
Commercial_School_Existing_Space Heating_Natural Gas_Unit Heater_E7_Baseline Forecast | Commercial | School | Existing | Space Heating | Natural Gas | Unit Heater | E7 |  | Baseline Forecast | bar: 2019 to 2051
Commercial_School_Existing_Space Heating_Natural Gas_Unit Heater_E8_Baseline Forecast | Commercial | School | Existing | Space Heating | Natural Gas | Unit Heater | E8 |  | Baseline Forecast | bar: 2019 to 2051
Commercial_School_Existing_Space Heating_Natural Gas_Unit Heater_E9_Baseline Forecast | Commercial | School | Existing | Space Heating | Natural Gas | Unit Heater | E9 |  | Baseline Forecast | bar: 2019 to 2051
Commercial_School_Existing_Space Heating_Natural Gas_Unit Heater_E10_Baseline Forecast | Commercial | School | Existing | Space Heating | Natural Gas | Unit Heater | E10 |  | Baseline Forecast | bar: 2019 to 2051
Commercial_School_Existing_Water Heating_Natural Gas_Water Heater_E1_Baseline Forecast | Commercial | School | Existing | Water Heating | Natural Gas | Water Heater | E1 | TE 80% | Baseline Forecast | bar: 2019 to 2051
Commercial_School_Existing_Water Heating_Natural Gas_Water Heater_E2_Baseline Forecast | Commercial | School | Existing | Water Heating | Natural Gas | Water Heater | E2 | TE 81% | Baseline Forecast | 100% | 100% | 100% | 100% | 100% | 100% | 100% | 100% | 100% | 100% | 100% | 100% | 100% | 100% | 100% | 100% | 100% | 100% | 100% | 100% | 100% | 100% | 100% | 100% | 100% | 100% | 100% | 100% | 100% | 100% | 100% | 100% | 100%
Commercial_School_Existing_Water Heating_Natural Gas_Water Heater_E3_Baseline Forecast | Commercial | School | Existing | Water Heating | Natural Gas | Water Heater | E3 | TE 88% | Baseline Forecast | bar: 2019 to 2051
Commercial_School_Existing_Water Heating_Natural Gas_Water Heater_E4_Baseline Forecast | Commercial | School | Existing | Water Heating | Natural Gas | Water Heater | E4 | TE 94% | Baseline Forecast | bar: 2019 to 2051
Commercial_School_Existing_Water Heating_Natural Gas_Water Heater_E5_Baseline Forecast | Commercial | School | Existing | Water Heating | Natural Gas | Water Heater | E5 | TE 96% | Baseline Forecast | bar: 2019 to 2051
Commercial_School_Existing_Water Heating_Natural Gas_Water Heater_E6_Baseline Forecast | Commercial | School | Existing | Water Heating | Natural Gas | Water Heater | E6 | Tankless | Baseline Forecast | bar: 2019 to 2051
Commercial_School_Existing_Water Heating_Natural Gas_Water Heater_E7_Baseline Forecast | Commercial | School | Existing | Water Heating | Natural Gas | Water Heater | E7 | Gas-Fired Absorption HPWH | Baseline Forecast | bar: 2019 to 2051
Commercial_School_Existing_Water Heating_Natural Gas_Water Heater_E8_Baseline Forecast | Commercial | School | Existing | Water Heating | Natural Gas | Water Heater | E8 |  | Baseline Forecast | bar: 2019 to 2051
Commercial_School_Existing_Water Heating_Natural Gas_Water Heater_E9_Baseline Forecast | Commercial | School | Existing | Water Heating | Natural Gas | Water Heater | E9 |  | Baseline Forecast | bar: 2019 to 2051
Commercial_School_Existing_Water Heating_Natural Gas_Water Heater_E10_Baseline Forecast | Commercial | School | Existing | Water Heating | Natural Gas | Water Heater | E10 |  | Baseline Forecast | bar: 2019 to 2051
Commercial_School_Existing_Food Preparation_Natural Gas_Oven_E1_Baseline Forecast | Commercial | School | Existing | Food Preparation | Natural Gas | Oven | E1 | Standard | Baseline Forecast | 41% | 41% | 41% | 41% | 41% | 41% | 41% | 41% | 41% | 41% | 41% | 41% | 41% | 41% | 41% | 41% | 41% | 41% | 41% | 41% | 41% | 41% | 41% | 41% | 41% | 41% | 41% | 41% | 41% | 41% | 41% | 41% | 41%
Commercial_School_Existing_Food Preparation_Natural Gas_Oven_E2_Baseline Forecast | Commercial | School | Existing | Food Preparation | Natural Gas | Oven | E2 | ENERGY STAR (>44% Baking Efficiency) | Baseline Forecast | 59% | 59% | 59% | 59% | 59% | 59% | 59% | 59% | 59% | 59% | 59% | 59% | 59% | 59% | 59% | 59% | 59% | 59% | 59% | 59% | 59% | 59% | 59% | 59% | 59% | 59% | 59% | 59% | 59% | 59% | 59% | 59% | 59%
Commercial_School_Existing_Food Preparation_Natural Gas_Oven_E3_Baseline Forecast | Commercial | School | Existing | Food Preparation | Natural Gas | Oven | E3 |  | Baseline Forecast | bar: 2019 to 2051
Commercial_School_Existing_Food Preparation_Natural Gas_Oven_E4_Baseline Forecast | Commercial | School | Existing | Food Preparation | Natural Gas | Oven | E4 |  | Baseline Forecast | bar: 2019 to 2051
Commercial_School_Existing_Food Preparation_Natural Gas_Oven_E5_Baseline Forecast | Commercial | School | Existing | Food Preparation | Natural Gas | Oven | E5 |  | Baseline Forecast | bar: 2019 to 2051
Commercial_School_Existing_Food Preparation_Natural Gas_Oven_E6_Baseline Forecast | Commercial | School | Existing | Food Preparation | Natural Gas | Oven | E6 |  | Baseline Forecast | bar: 2019 to 2051
Commercial_School_Existing_Food Preparation_Natural Gas_Oven_E7_Baseline Forecast | Commercial | School | Existing | Food Preparation | Natural Gas | Oven | E7 |  | Baseline Forecast | bar: 2019 to 2051
Commercial_School_Existing_Food Preparation_Natural Gas_Oven_E8_Baseline Forecast | Commercial | School | Existing | Food Preparation | Natural Gas | Oven | E8 |  | Baseline Forecast | bar: 2019 to 2051
Commercial_School_Existing_Food Preparation_Natural Gas_Oven_E9_Baseline Forecast | Commercial | School | Existing | Food Preparation | Natural Gas | Oven | E9 |  | Baseline Forecast | bar: 2019 to 2051
Commercial_School_Existing_Food Preparation_Natural Gas_Oven_E10_Baseline Forecast | Commercial | School | Existing | Food Preparation | Natural Gas | Oven | E10 |  | Baseline Forecast | bar: 2019 to 2051
Commercial_School_Existing_Food Preparation_Natural Gas_Conveyor Oven_E1_Baseline Forecast | Commercial | School | Existing | Food Preparation | Natural Gas | Conveyor Oven | E1 | Standard | Baseline Forecast | 41% | 41% | 41% | 41% | 41% | 41% | 41% | 41% | 41% | 41% | 41% | 41% | 41% | 41% | 41% | 41% | 41% | 41% | 41% | 41% | 41% | 41% | 41% | 41% | 41% | 41% | 41% | 41% | 41% | 41% | 41% | 41% | 41%
Commercial_School_Existing_Food Preparation_Natural Gas_Conveyor Oven_E2_Baseline Forecast | Commercial | School | Existing | Food Preparation | Natural Gas | Conveyor Oven | E2 | Efficient (>44% Baking Efficiency) | Baseline Forecast | 59% | 59% | 59% | 59% | 59% | 59% | 59% | 59% | 59% | 59% | 59% | 59% | 59% | 59% | 59% | 59% | 59% | 59% | 59% | 59% | 59% | 59% | 59% | 59% | 59% | 59% | 59% | 59% | 59% | 59% | 59% | 59% | 59%
Commercial_School_Existing_Food Preparation_Natural Gas_Conveyor Oven_E3_Baseline Forecast | Commercial | School | Existing | Food Preparation | Natural Gas | Conveyor Oven | E3 |  | Baseline Forecast | bar: 2019 to 2051
Commercial_School_Existing_Food Preparation_Natural Gas_Conveyor Oven_E4_Baseline Forecast | Commercial | School | Existing | Food Preparation | Natural Gas | Conveyor Oven | E4 |  | Baseline Forecast | bar: 2019 to 2051
Commercial_School_Existing_Food Preparation_Natural Gas_Conveyor Oven_E5_Baseline Forecast | Commercial | School | Existing | Food Preparation | Natural Gas | Conveyor Oven | E5 |  | Baseline Forecast | bar: 2019 to 2051
Commercial_School_Existing_Food Preparation_Natural Gas_Conveyor Oven_E6_Baseline Forecast | Commercial | School | Existing | Food Preparation | Natural Gas | Conveyor Oven | E6 |  | Baseline Forecast | bar: 2019 to 2051
Commercial_School_Existing_Food Preparation_Natural Gas_Conveyor Oven_E7_Baseline Forecast | Commercial | School | Existing | Food Preparation | Natural Gas | Conveyor Oven | E7 |  | Baseline Forecast | bar: 2019 to 2051
Commercial_School_Existing_Food Preparation_Natural Gas_Conveyor Oven_E8_Baseline Forecast | Commercial | School | Existing | Food Preparation | Natural Gas | Conveyor Oven | E8 |  | Baseline Forecast | bar: 2019 to 2051
Commercial_School_Existing_Food Preparation_Natural Gas_Conveyor Oven_E9_Baseline Forecast | Commercial | School | Existing | Food Preparation | Natural Gas | Conveyor Oven | E9 |  | Baseline Forecast | bar: 2019 to 2051
Commercial_School_Existing_Food Preparation_Natural Gas_Conveyor Oven_E10_Baseline Forecast | Commercial | School | Existing | Food Preparation | Natural Gas | Conveyor Oven | E10 |  | Baseline Forecast | bar: 2019 to 2051
Commercial_School_Existing_Food Preparation_Natural Gas_Double Rack Oven_E1_Baseline Forecast | Commercial | School | Existing | Food Preparation | Natural Gas | Double Rack Oven | E1 | Standard | Baseline Forecast | 41% | 41% | 41% | 41% | 41% | 41% | 41% | 41% | 41% | 41% | 41% | 41% | 41% | 41% | 41% | 41% | 41% | 41% | 41% | 41% | 41% | 41% | 41% | 41% | 41% | 41% | 41% | 41% | 41% | 41% | 41% | 41% | 41%
Commercial_School_Existing_Food Preparation_Natural Gas_Double Rack Oven_E2_Baseline Forecast | Commercial | School | Existing | Food Preparation | Natural Gas | Double Rack Oven | E2 | FTSC Qualified (>50% Cooking Efficiency) | Baseline Forecast | 59% | 59% | 59% | 59% | 59% | 59% | 59% | 59% | 59% | 59% | 59% | 59% | 59% | 59% | 59% | 59% | 59% | 59% | 59% | 59% | 59% | 59% | 59% | 59% | 59% | 59% | 59% | 59% | 59% | 59% | 59% | 59% | 59%
Commercial_School_Existing_Food Preparation_Natural Gas_Double Rack Oven_E3_Baseline Forecast | Commercial | School | Existing | Food Preparation | Natural Gas | Double Rack Oven | E3 |  | Baseline Forecast | bar: 2019 to 2051
Commercial_School_Existing_Food Preparation_Natural Gas_Double Rack Oven_E4_Baseline Forecast | Commercial | School | Existing | Food Preparation | Natural Gas | Double Rack Oven | E4 |  | Baseline Forecast | bar: 2019 to 2051
Commercial_School_Existing_Food Preparation_Natural Gas_Double Rack Oven_E5_Baseline Forecast | Commercial | School | Existing | Food Preparation | Natural Gas | Double Rack Oven | E5 |  | Baseline Forecast | bar: 2019 to 2051
Commercial_School_Existing_Food Preparation_Natural Gas_Double Rack Oven_E6_Baseline Forecast | Commercial | School | Existing | Food Preparation | Natural Gas | Double Rack Oven | E6 |  | Baseline Forecast | bar: 2019 to 2051
Commercial_School_Existing_Food Preparation_Natural Gas_Double Rack Oven_E7_Baseline Forecast | Commercial | School | Existing | Food Preparation | Natural Gas | Double Rack Oven | E7 |  | Baseline Forecast | bar: 2019 to 2051
Commercial_School_Existing_Food Preparation_Natural Gas_Double Rack Oven_E8_Baseline Forecast | Commercial | School | Existing | Food Preparation | Natural Gas | Double Rack Oven | E8 |  | Baseline Forecast | bar: 2019 to 2051
Commercial_School_Existing_Food Preparation_Natural Gas_Double Rack Oven_E9_Baseline Forecast | Commercial | School | Existing | Food Preparation | Natural Gas | Double Rack Oven | E9 |  | Baseline Forecast | bar: 2019 to 2051
Commercial_School_Existing_Food Preparation_Natural Gas_Double Rack Oven_E10_Baseline Forecast | Commercial | School | Existing | Food Preparation | Natural Gas | Double Rack Oven | E10 |  | Baseline Forecast | bar: 2019 to 2051
Commercial_School_Existing_Food Preparation_Natural Gas_Fryer_E1_Baseline Forecast | Commercial | School | Existing | Food Preparation | Natural Gas | Fryer | E1 | Standard | Baseline Forecast | 74% | 74% | 74% | 0% | 0% | 0% | 0% | 0% | 0% | 0% | 0% | 0% | 0% | 0% | 0% | 0% | 0% | 0% | 0% | 0% | 0% | 0% | 0% | 0% | 0% | 0% | 0% | 0% | 0% | 0% | 0% | 0% | 0%
Commercial_School_Existing_Food Preparation_Natural Gas_Fryer_E2_Baseline Forecast | Commercial | School | Existing | Food Preparation | Natural Gas | Fryer | E2 | ENERGY STAR | Baseline Forecast | 26% | 26% | 26% | 100% | 100% | 100% | 100% | 100% | 100% | 100% | 100% | 100% | 100% | 100% | 100% | 100% | 100% | 100% | 100% | 100% | 100% | 100% | 100% | 100% | 100% | 100% | 100% | 100% | 100% | 100% | 100% | 100% | 100%
Commercial_School_Existing_Food Preparation_Natural Gas_Fryer_E3_Baseline Forecast | Commercial | School | Existing | Food Preparation | Natural Gas | Fryer | E3 |  | Baseline Forecast | bar: 2019 to 2051
Commercial_School_Existing_Food Preparation_Natural Gas_Fryer_E4_Baseline Forecast | Commercial | School | Existing | Food Preparation | Natural Gas | Fryer | E4 |  | Baseline Forecast | bar: 2019 to 2051
Commercial_School_Existing_Food Preparation_Natural Gas_Fryer_E5_Baseline Forecast | Commercial | School | Existing | Food Preparation | Natural Gas | Fryer | E5 |  | Baseline Forecast | bar: 2019 to 2051
Commercial_School_Existing_Food Preparation_Natural Gas_Fryer_E6_Baseline Forecast | Commercial | School | Existing | Food Preparation | Natural Gas | Fryer | E6 |  | Baseline Forecast | bar: 2019 to 2051
Commercial_School_Existing_Food Preparation_Natural Gas_Fryer_E7_Baseline Forecast | Commercial | School | Existing | Food Preparation | Natural Gas | Fryer | E7 |  | Baseline Forecast | bar: 2019 to 2051
Commercial_School_Existing_Food Preparation_Natural Gas_Fryer_E8_Baseline Forecast | Commercial | School | Existing | Food Preparation | Natural Gas | Fryer | E8 |  | Baseline Forecast | bar: 2019 to 2051
Commercial_School_Existing_Food Preparation_Natural Gas_Fryer_E9_Baseline Forecast | Commercial | School | Existing | Food Preparation | Natural Gas | Fryer | E9 |  | Baseline Forecast | bar: 2019 to 2051
Commercial_School_Existing_Food Preparation_Natural Gas_Fryer_E10_Baseline Forecast | Commercial | School | Existing | Food Preparation | Natural Gas | Fryer | E10 |  | Baseline Forecast | bar: 2019 to 2051
Commercial_School_Existing_Food Preparation_Natural Gas_Broiler_E1_Baseline Forecast | Commercial | School | Existing | Food Preparation | Natural Gas | Broiler | E1 | Standard | Baseline Forecast | 74% | 74% | 74% | 74% | 74% | 74% | 74% | 74% | 74% | 74% | 74% | 74% | 74% | 74% | 74% | 74% | 74% | 74% | 74% | 74% | 74% | 74% | 74% | 74% | 74% | 74% | 74% | 74% | 74% | 74% | 74% | 74% | 74%
Commercial_School_Existing_Food Preparation_Natural Gas_Broiler_E2_Baseline Forecast | Commercial | School | Existing | Food Preparation | Natural Gas | Broiler | E2 | Infrared Burners | Baseline Forecast | 26% | 26% | 26% | 26% | 26% | 26% | 26% | 26% | 26% | 26% | 26% | 26% | 26% | 26% | 26% | 26% | 26% | 26% | 26% | 26% | 26% | 26% | 26% | 26% | 26% | 26% | 26% | 26% | 26% | 26% | 26% | 26% | 26%
Commercial_School_Existing_Food Preparation_Natural Gas_Broiler_E3_Baseline Forecast | Commercial | School | Existing | Food Preparation | Natural Gas | Broiler | E3 |  | Baseline Forecast | bar: 2019 to 2051
Commercial_School_Existing_Food Preparation_Natural Gas_Broiler_E4_Baseline Forecast | Commercial | School | Existing | Food Preparation | Natural Gas | Broiler | E4 |  | Baseline Forecast | bar: 2019 to 2051
Commercial_School_Existing_Food Preparation_Natural Gas_Broiler_E5_Baseline Forecast | Commercial | School | Existing | Food Preparation | Natural Gas | Broiler | E5 |  | Baseline Forecast | bar: 2019 to 2051
Commercial_School_Existing_Food Preparation_Natural Gas_Broiler_E6_Baseline Forecast | Commercial | School | Existing | Food Preparation | Natural Gas | Broiler | E6 |  | Baseline Forecast | bar: 2019 to 2051
Commercial_School_Existing_Food Preparation_Natural Gas_Broiler_E7_Baseline Forecast | Commercial | School | Existing | Food Preparation | Natural Gas | Broiler | E7 |  | Baseline Forecast | bar: 2019 to 2051
Commercial_School_Existing_Food Preparation_Natural Gas_Broiler_E8_Baseline Forecast | Commercial | School | Existing | Food Preparation | Natural Gas | Broiler | E8 |  | Baseline Forecast | bar: 2019 to 2051
Commercial_School_Existing_Food Preparation_Natural Gas_Broiler_E9_Baseline Forecast | Commercial | School | Existing | Food Preparation | Natural Gas | Broiler | E9 |  | Baseline Forecast | bar: 2019 to 2051
Commercial_School_Existing_Food Preparation_Natural Gas_Broiler_E10_Baseline Forecast | Commercial | School | Existing | Food Preparation | Natural Gas | Broiler | E10 |  | Baseline Forecast | bar: 2019 to 2051
Commercial_School_Existing_Food Preparation_Natural Gas_Griddle_E1_Baseline Forecast | Commercial | School | Existing | Food Preparation | Natural Gas | Griddle | E1 | Standard | Baseline Forecast | 71% | 71% | 71% | 71% | 71% | 71% | 71% | 71% | 71% | 71% | 71% | 71% | 71% | 71% | 71% | 71% | 71% | 71% | 71% | 71% | 71% | 71% | 71% | 71% | 71% | 71% | 71% | 71% | 71% | 71% | 71% | 71% | 71%
Commercial_School_Existing_Food Preparation_Natural Gas_Griddle_E2_Baseline Forecast | Commercial | School | Existing | Food Preparation | Natural Gas | Griddle | E2 | ENERGY STAR | Baseline Forecast | 29% | 29% | 29% | 29% | 29% | 29% | 29% | 29% | 29% | 29% | 29% | 29% | 29% | 29% | 29% | 29% | 29% | 29% | 29% | 29% | 29% | 29% | 29% | 29% | 29% | 29% | 29% | 29% | 29% | 29% | 29% | 29% | 29%
Commercial_School_Existing_Food Preparation_Natural Gas_Griddle_E3_Baseline Forecast | Commercial | School | Existing | Food Preparation | Natural Gas | Griddle | E3 |  | Baseline Forecast | bar: 2019 to 2051
Commercial_School_Existing_Food Preparation_Natural Gas_Griddle_E4_Baseline Forecast | Commercial | School | Existing | Food Preparation | Natural Gas | Griddle | E4 |  | Baseline Forecast | bar: 2019 to 2051
Commercial_School_Existing_Food Preparation_Natural Gas_Griddle_E5_Baseline Forecast | Commercial | School | Existing | Food Preparation | Natural Gas | Griddle | E5 |  | Baseline Forecast | bar: 2019 to 2051
Commercial_School_Existing_Food Preparation_Natural Gas_Griddle_E6_Baseline Forecast | Commercial | School | Existing | Food Preparation | Natural Gas | Griddle | E6 |  | Baseline Forecast | bar: 2019 to 2051
Commercial_School_Existing_Food Preparation_Natural Gas_Griddle_E7_Baseline Forecast | Commercial | School | Existing | Food Preparation | Natural Gas | Griddle | E7 |  | Baseline Forecast | bar: 2019 to 2051
Commercial_School_Existing_Food Preparation_Natural Gas_Griddle_E8_Baseline Forecast | Commercial | School | Existing | Food Preparation | Natural Gas | Griddle | E8 |  | Baseline Forecast | bar: 2019 to 2051
Commercial_School_Existing_Food Preparation_Natural Gas_Griddle_E9_Baseline Forecast | Commercial | School | Existing | Food Preparation | Natural Gas | Griddle | E9 |  | Baseline Forecast | bar: 2019 to 2051
Commercial_School_Existing_Food Preparation_Natural Gas_Griddle_E10_Baseline Forecast | Commercial | School | Existing | Food Preparation | Natural Gas | Griddle | E10 |  | Baseline Forecast | bar: 2019 to 2051
Commercial_School_Existing_Food Preparation_Natural Gas_Range_E1_Baseline Forecast | Commercial | School | Existing | Food Preparation | Natural Gas | Range | E1 | Standard | Baseline Forecast | 41% | 41% | 41% | 41% | 41% | 41% | 41% | 41% | 41% | 41% | 41% | 41% | 41% | 41% | 41% | 41% | 41% | 41% | 41% | 41% | 41% | 41% | 41% | 41% | 41% | 41% | 41% | 41% | 41% | 41% | 41% | 41% | 41%
Commercial_School_Existing_Food Preparation_Natural Gas_Range_E2_Baseline Forecast | Commercial | School | Existing | Food Preparation | Natural Gas | Range | E2 | High Efficiency | Baseline Forecast | 59% | 59% | 59% | 59% | 59% | 59% | 59% | 59% | 59% | 59% | 59% | 59% | 59% | 59% | 59% | 59% | 59% | 59% | 59% | 59% | 59% | 59% | 59% | 59% | 59% | 59% | 59% | 59% | 59% | 59% | 59% | 59% | 59%
Commercial_School_Existing_Food Preparation_Natural Gas_Range_E3_Baseline Forecast | Commercial | School | Existing | Food Preparation | Natural Gas | Range | E3 |  | Baseline Forecast | bar: 2019 to 2051
Commercial_School_Existing_Food Preparation_Natural Gas_Range_E4_Baseline Forecast | Commercial | School | Existing | Food Preparation | Natural Gas | Range | E4 |  | Baseline Forecast | bar: 2019 to 2051
Commercial_School_Existing_Food Preparation_Natural Gas_Range_E5_Baseline Forecast | Commercial | School | Existing | Food Preparation | Natural Gas | Range | E5 |  | Baseline Forecast | bar: 2019 to 2051
Commercial_School_Existing_Food Preparation_Natural Gas_Range_E6_Baseline Forecast | Commercial | School | Existing | Food Preparation | Natural Gas | Range | E6 |  | Baseline Forecast | bar: 2019 to 2051
Commercial_School_Existing_Food Preparation_Natural Gas_Range_E7_Baseline Forecast | Commercial | School | Existing | Food Preparation | Natural Gas | Range | E7 |  | Baseline Forecast | bar: 2019 to 2051
Commercial_School_Existing_Food Preparation_Natural Gas_Range_E8_Baseline Forecast | Commercial | School | Existing | Food Preparation | Natural Gas | Range | E8 |  | Baseline Forecast | bar: 2019 to 2051
Commercial_School_Existing_Food Preparation_Natural Gas_Range_E9_Baseline Forecast | Commercial | School | Existing | Food Preparation | Natural Gas | Range | E9 |  | Baseline Forecast | bar: 2019 to 2051
Commercial_School_Existing_Food Preparation_Natural Gas_Range_E10_Baseline Forecast | Commercial | School | Existing | Food Preparation | Natural Gas | Range | E10 |  | Baseline Forecast | bar: 2019 to 2051
Commercial_School_Existing_Food Preparation_Natural Gas_Steamer_E1_Baseline Forecast | Commercial | School | Existing | Food Preparation | Natural Gas | Steamer | E1 | Standard | Baseline Forecast | 50% | 50% | 50% | 0% | 0% | 0% | 0% | 0% | 0% | 0% | 0% | 0% | 0% | 0% | 0% | 0% | 0% | 0% | 0% | 0% | 0% | 0% | 0% | 0% | 0% | 0% | 0% | 0% | 0% | 0% | 0% | 0% | 0%
Commercial_School_Existing_Food Preparation_Natural Gas_Steamer_E2_Baseline Forecast | Commercial | School | Existing | Food Preparation | Natural Gas | Steamer | E2 | ENERGY STAR | Baseline Forecast | 50% | 50% | 50% | 100% | 100% | 100% | 100% | 100% | 100% | 100% | 100% | 100% | 100% | 100% | 100% | 100% | 100% | 100% | 100% | 100% | 100% | 100% | 100% | 100% | 100% | 100% | 100% | 100% | 100% | 100% | 100% | 100% | 100%
Commercial_School_Existing_Food Preparation_Natural Gas_Steamer_E3_Baseline Forecast | Commercial | School | Existing | Food Preparation | Natural Gas | Steamer | E3 |  | Baseline Forecast | bar: 2019 to 2051
Commercial_School_Existing_Food Preparation_Natural Gas_Steamer_E4_Baseline Forecast | Commercial | School | Existing | Food Preparation | Natural Gas | Steamer | E4 |  | Baseline Forecast | bar: 2019 to 2051
Commercial_School_Existing_Food Preparation_Natural Gas_Steamer_E5_Baseline Forecast | Commercial | School | Existing | Food Preparation | Natural Gas | Steamer | E5 |  | Baseline Forecast | bar: 2019 to 2051
Commercial_School_Existing_Food Preparation_Natural Gas_Steamer_E6_Baseline Forecast | Commercial | School | Existing | Food Preparation | Natural Gas | Steamer | E6 |  | Baseline Forecast | bar: 2019 to 2051
Commercial_School_Existing_Food Preparation_Natural Gas_Steamer_E7_Baseline Forecast | Commercial | School | Existing | Food Preparation | Natural Gas | Steamer | E7 |  | Baseline Forecast | bar: 2019 to 2051
Commercial_School_Existing_Food Preparation_Natural Gas_Steamer_E8_Baseline Forecast | Commercial | School | Existing | Food Preparation | Natural Gas | Steamer | E8 |  | Baseline Forecast | bar: 2019 to 2051
Commercial_School_Existing_Food Preparation_Natural Gas_Steamer_E9_Baseline Forecast | Commercial | School | Existing | Food Preparation | Natural Gas | Steamer | E9 |  | Baseline Forecast | bar: 2019 to 2051
Commercial_School_Existing_Food Preparation_Natural Gas_Steamer_E10_Baseline Forecast | Commercial | School | Existing | Food Preparation | Natural Gas | Steamer | E10 |  | Baseline Forecast | bar: 2019 to 2051
Commercial_School_Existing_Food Preparation_Natural Gas_Food Prep Other_E1_Baseline Forecast | Commercial | School | Existing | Food Preparation | Natural Gas | Food Prep Other | E1 | Standard | Baseline Forecast | 74% | 74% | 74% | 74% | 74% | 74% | 74% | 74% | 74% | 74% | 74% | 74% | 74% | 74% | 74% | 74% | 74% | 74% | 74% | 74% | 74% | 74% | 74% | 74% | 74% | 74% | 74% | 74% | 74% | 74% | 74% | 74% | 74%
Commercial_School_Existing_Food Preparation_Natural Gas_Food Prep Other_E2_Baseline Forecast | Commercial | School | Existing | Food Preparation | Natural Gas | Food Prep Other | E2 | ENERGY STAR | Baseline Forecast | 26% | 26% | 26% | 26% | 26% | 26% | 26% | 26% | 26% | 26% | 26% | 26% | 26% | 26% | 26% | 26% | 26% | 26% | 26% | 26% | 26% | 26% | 26% | 26% | 26% | 26% | 26% | 26% | 26% | 26% | 26% | 26% | 26%
Commercial_School_Existing_Food Preparation_Natural Gas_Food Prep Other_E3_Baseline Forecast | Commercial | School | Existing | Food Preparation | Natural Gas | Food Prep Other | E3 |  | Baseline Forecast | bar: 2019 to 2051
Commercial_School_Existing_Food Preparation_Natural Gas_Food Prep Other_E4_Baseline Forecast | Commercial | School | Existing | Food Preparation | Natural Gas | Food Prep Other | E4 |  | Baseline Forecast | bar: 2019 to 2051
Commercial_School_Existing_Food Preparation_Natural Gas_Food Prep Other_E5_Baseline Forecast | Commercial | School | Existing | Food Preparation | Natural Gas | Food Prep Other | E5 |  | Baseline Forecast | bar: 2019 to 2051
Commercial_School_Existing_Food Preparation_Natural Gas_Food Prep Other_E6_Baseline Forecast | Commercial | School | Existing | Food Preparation | Natural Gas | Food Prep Other | E6 |  | Baseline Forecast | bar: 2019 to 2051
Commercial_School_Existing_Food Preparation_Natural Gas_Food Prep Other_E7_Baseline Forecast | Commercial | School | Existing | Food Preparation | Natural Gas | Food Prep Other | E7 |  | Baseline Forecast | bar: 2019 to 2051
Commercial_School_Existing_Food Preparation_Natural Gas_Food Prep Other_E8_Baseline Forecast | Commercial | School | Existing | Food Preparation | Natural Gas | Food Prep Other | E8 |  | Baseline Forecast | bar: 2019 to 2051
Commercial_School_Existing_Food Preparation_Natural Gas_Food Prep Other_E9_Baseline Forecast | Commercial | School | Existing | Food Preparation | Natural Gas | Food Prep Other | E9 |  | Baseline Forecast | bar: 2019 to 2051
Commercial_School_Existing_Food Preparation_Natural Gas_Food Prep Other_E10_Baseline Forecast | Commercial | School | Existing | Food Preparation | Natural Gas | Food Prep Other | E10 |  | Baseline Forecast | bar: 2019 to 2051
Commercial_School_Existing_Miscellaneous_Natural Gas_Pool Heater_E1_Baseline Forecast | Commercial | School | Existing | Miscellaneous | Natural Gas | Pool Heater | E1 | Standard (EF .78) | Baseline Forecast | 90% | 90% | 90% | 90% | 90% | 90% | 90% | 90% | 90% | 90% | 90% | 90% | 90% | 90% | 90% | 90% | 90% | 90% | 90% | 90% | 90% | 90% | 90% | 90% | 90% | 90% | 90% | 90% | 90% | 90% | 90% | 90% | 90%
Commercial_School_Existing_Miscellaneous_Natural Gas_Pool Heater_E2_Baseline Forecast | Commercial | School | Existing | Miscellaneous | Natural Gas | Pool Heater | E2 | Condensing (EF .90) | Baseline Forecast | 10% | 10% | 10% | 10% | 10% | 10% | 10% | 10% | 10% | 10% | 10% | 10% | 10% | 10% | 10% | 10% | 10% | 10% | 10% | 10% | 10% | 10% | 10% | 10% | 10% | 10% | 10% | 10% | 10% | 10% | 10% | 10% | 10%
Commercial_School_Existing_Miscellaneous_Natural Gas_Pool Heater_E3_Baseline Forecast | Commercial | School | Existing | Miscellaneous | Natural Gas | Pool Heater | E3 |  | Baseline Forecast | bar: 2019 to 2051
Commercial_School_Existing_Miscellaneous_Natural Gas_Pool Heater_E4_Baseline Forecast | Commercial | School | Existing | Miscellaneous | Natural Gas | Pool Heater | E4 |  | Baseline Forecast | bar: 2019 to 2051
Commercial_School_Existing_Miscellaneous_Natural Gas_Pool Heater_E5_Baseline Forecast | Commercial | School | Existing | Miscellaneous | Natural Gas | Pool Heater | E5 |  | Baseline Forecast | bar: 2019 to 2051
Commercial_School_Existing_Miscellaneous_Natural Gas_Pool Heater_E6_Baseline Forecast | Commercial | School | Existing | Miscellaneous | Natural Gas | Pool Heater | E6 |  | Baseline Forecast | bar: 2019 to 2051
Commercial_School_Existing_Miscellaneous_Natural Gas_Pool Heater_E7_Baseline Forecast | Commercial | School | Existing | Miscellaneous | Natural Gas | Pool Heater | E7 |  | Baseline Forecast | bar: 2019 to 2051
Commercial_School_Existing_Miscellaneous_Natural Gas_Pool Heater_E8_Baseline Forecast | Commercial | School | Existing | Miscellaneous | Natural Gas | Pool Heater | E8 |  | Baseline Forecast | bar: 2019 to 2051
Commercial_School_Existing_Miscellaneous_Natural Gas_Pool Heater_E9_Baseline Forecast | Commercial | School | Existing | Miscellaneous | Natural Gas | Pool Heater | E9 |  | Baseline Forecast | bar: 2019 to 2051
Commercial_School_Existing_Miscellaneous_Natural Gas_Pool Heater_E10_Baseline Forecast | Commercial | School | Existing | Miscellaneous | Natural Gas | Pool Heater | E10 |  | Baseline Forecast | bar: 2019 to 2051
Commercial_School_Existing_Miscellaneous_Natural Gas_Miscellaneous_E1_Baseline Forecast | Commercial | School | Existing | Miscellaneous | Natural Gas | Miscellaneous | E1 | Miscellaneous | Baseline Forecast | 100% | 100% | 100% | 100% | 100% | 100% | 100% | 100% | 100% | 100% | 100% | 100% | 100% | 100% | 100% | 100% | 100% | 100% | 100% | 100% | 100% | 100% | 100% | 100% | 100% | 100% | 100% | 100% | 100% | 100% | 100% | 100% | 100%
Commercial_School_Existing_Miscellaneous_Natural Gas_Miscellaneous_E2_Baseline Forecast | Commercial | School | Existing | Miscellaneous | Natural Gas | Miscellaneous | E2 |  | Baseline Forecast | bar: 2019 to 2051
Commercial_School_Existing_Miscellaneous_Natural Gas_Miscellaneous_E3_Baseline Forecast | Commercial | School | Existing | Miscellaneous | Natural Gas | Miscellaneous | E3 |  | Baseline Forecast | bar: 2019 to 2051
Commercial_School_Existing_Miscellaneous_Natural Gas_Miscellaneous_E4_Baseline Forecast | Commercial | School | Existing | Miscellaneous | Natural Gas | Miscellaneous | E4 |  | Baseline Forecast | bar: 2019 to 2051
Commercial_School_Existing_Miscellaneous_Natural Gas_Miscellaneous_E5_Baseline Forecast | Commercial | School | Existing | Miscellaneous | Natural Gas | Miscellaneous | E5 |  | Baseline Forecast | bar: 2019 to 2051
Commercial_School_Existing_Miscellaneous_Natural Gas_Miscellaneous_E6_Baseline Forecast | Commercial | School | Existing | Miscellaneous | Natural Gas | Miscellaneous | E6 |  | Baseline Forecast | bar: 2019 to 2051
Commercial_School_Existing_Miscellaneous_Natural Gas_Miscellaneous_E7_Baseline Forecast | Commercial | School | Existing | Miscellaneous | Natural Gas | Miscellaneous | E7 |  | Baseline Forecast | bar: 2019 to 2051
Commercial_School_Existing_Miscellaneous_Natural Gas_Miscellaneous_E8_Baseline Forecast | Commercial | School | Existing | Miscellaneous | Natural Gas | Miscellaneous | E8 |  | Baseline Forecast | bar: 2019 to 2051
Commercial_School_Existing_Miscellaneous_Natural Gas_Miscellaneous_E9_Baseline Forecast | Commercial | School | Existing | Miscellaneous | Natural Gas | Miscellaneous | E9 |  | Baseline Forecast | bar: 2019 to 2051
Commercial_School_Existing_Miscellaneous_Natural Gas_Miscellaneous_E10_Baseline Forecast | Commercial | School | Existing | Miscellaneous | Natural Gas | Miscellaneous | E10 |  | Baseline Forecast | bar: 2019 to 2051
Commercial_School_New_Space Heating_Natural Gas_Furnace_E1_Baseline Forecast | Commercial | School | New | Space Heating | Natural Gas | Furnace | E1 | AFUE 80% (Standard) | Baseline Forecast | 100% | 100% | 100% | 100% | 100% | 100% | 100% | 100% | 100% | 100% | 100% | 100% | 100% | 100% | 100% | 100% | 100% | 100% | 100% | 100% | 100% | 100% | 100% | 100% | 100% | 100% | 100% | 100% | 100% | 100% | 100% | 100% | 100%
Commercial_School_New_Space Heating_Natural Gas_Furnace_E2_Baseline Forecast | Commercial | School | New | Space Heating | Natural Gas | Furnace | E2 | AFUE 90% | Baseline Forecast | bar: 2019 to 2051
Commercial_School_New_Space Heating_Natural Gas_Furnace_E3_Baseline Forecast | Commercial | School | New | Space Heating | Natural Gas | Furnace | E3 | AFUE 96% | Baseline Forecast | bar: 2019 to 2051
Commercial_School_New_Space Heating_Natural Gas_Furnace_E4_Baseline Forecast | Commercial | School | New | Space Heating | Natural Gas | Furnace | E4 | Convert to NG Air Source Heat Pump | Baseline Forecast | bar: 2019 to 2051
Commercial_School_New_Space Heating_Natural Gas_Furnace_E5_Baseline Forecast | Commercial | School | New | Space Heating | Natural Gas | Furnace | E5 |  | Baseline Forecast | bar: 2019 to 2051
Commercial_School_New_Space Heating_Natural Gas_Furnace_E6_Baseline Forecast | Commercial | School | New | Space Heating | Natural Gas | Furnace | E6 |  | Baseline Forecast | bar: 2019 to 2051
Commercial_School_New_Space Heating_Natural Gas_Furnace_E7_Baseline Forecast | Commercial | School | New | Space Heating | Natural Gas | Furnace | E7 |  | Baseline Forecast | bar: 2019 to 2051
Commercial_School_New_Space Heating_Natural Gas_Furnace_E8_Baseline Forecast | Commercial | School | New | Space Heating | Natural Gas | Furnace | E8 |  | Baseline Forecast | bar: 2019 to 2051
Commercial_School_New_Space Heating_Natural Gas_Furnace_E9_Baseline Forecast | Commercial | School | New | Space Heating | Natural Gas | Furnace | E9 |  | Baseline Forecast | bar: 2019 to 2051
Commercial_School_New_Space Heating_Natural Gas_Furnace_E10_Baseline Forecast | Commercial | School | New | Space Heating | Natural Gas | Furnace | E10 |  | Baseline Forecast | bar: 2019 to 2051
Commercial_School_New_Space Heating_Natural Gas_Boiler_E1_Baseline Forecast | Commercial | School | New | Space Heating | Natural Gas | Boiler | E1 | AFUE 80% (Standard) | Baseline Forecast | 100% | 100% | 100% | 70.21% | 70.21% | 70.21% | 70.21% | 70.21% | 61.11% | 61.11% | 61.11% | 61.11% | 61.11% | 61.11% | 61.11% | 61.11% | 61.11% | 61.11% | 61.11% | 61.11% | 61.11% | 61.11% | 61.11% | 61.11% | 61.11% | 61.11% | 61.11% | 61.11% | 61.11% | 61.11% | 61.11% | 61.11% | 61.11%
Commercial_School_New_Space Heating_Natural Gas_Boiler_E2_Baseline Forecast | Commercial | School | New | Space Heating | Natural Gas | Boiler | E2 | AFUE 85% | Baseline Forecast | bar: 2019 to 2051
Commercial_School_New_Space Heating_Natural Gas_Boiler_E3_Baseline Forecast | Commercial | School | New | Space Heating | Natural Gas | Boiler | E3 | AFUE 97% | Baseline Forecast | 0% | 0% | 0% | 29.79% | 29.79% | 29.79% | 29.79% | 29.79% | 38.89% | 38.89% | 38.89% | 38.89% | 38.89% | 38.89% | 38.89% | 38.89% | 38.89% | 38.89% | 38.89% | 38.89% | 38.89% | 38.89% | 38.89% | 38.89% | 38.89% | 38.89% | 38.89% | 38.89% | 38.89% | 38.89% | 38.89% | 38.89% | 38.89%
Commercial_School_New_Space Heating_Natural Gas_Boiler_E4_Baseline Forecast | Commercial | School | New | Space Heating | Natural Gas | Boiler | E4 | Convert to NG Air Source Heat Pump | Baseline Forecast | bar: 2019 to 2051
Commercial_School_New_Space Heating_Natural Gas_Boiler_E5_Baseline Forecast | Commercial | School | New | Space Heating | Natural Gas | Boiler | E5 |  | Baseline Forecast | bar: 2019 to 2051
Commercial_School_New_Space Heating_Natural Gas_Boiler_E6_Baseline Forecast | Commercial | School | New | Space Heating | Natural Gas | Boiler | E6 |  | Baseline Forecast | bar: 2019 to 2051
Commercial_School_New_Space Heating_Natural Gas_Boiler_E7_Baseline Forecast | Commercial | School | New | Space Heating | Natural Gas | Boiler | E7 |  | Baseline Forecast | bar: 2019 to 2051
Commercial_School_New_Space Heating_Natural Gas_Boiler_E8_Baseline Forecast | Commercial | School | New | Space Heating | Natural Gas | Boiler | E8 |  | Baseline Forecast | bar: 2019 to 2051
Commercial_School_New_Space Heating_Natural Gas_Boiler_E9_Baseline Forecast | Commercial | School | New | Space Heating | Natural Gas | Boiler | E9 |  | Baseline Forecast | bar: 2019 to 2051
Commercial_School_New_Space Heating_Natural Gas_Boiler_E10_Baseline Forecast | Commercial | School | New | Space Heating | Natural Gas | Boiler | E10 |  | Baseline Forecast | bar: 2019 to 2051
Commercial_School_New_Space Heating_Natural Gas_Unit Heater_E1_Baseline Forecast | Commercial | School | New | Space Heating | Natural Gas | Unit Heater | E1 | Standard | Baseline Forecast | 100% | 100% | 100% | 100% | 100% | 100% | 100% | 100% | 100% | 100% | 100% | 100% | 100% | 100% | 100% | 100% | 100% | 100% | 100% | 100% | 100% | 100% | 100% | 100% | 100% | 100% | 100% | 100% | 100% | 100% | 100% | 100% | 100%
Commercial_School_New_Space Heating_Natural Gas_Unit Heater_E2_Baseline Forecast | Commercial | School | New | Space Heating | Natural Gas | Unit Heater | E2 | Condensing | Baseline Forecast | bar: 2019 to 2051
Commercial_School_New_Space Heating_Natural Gas_Unit Heater_E3_Baseline Forecast | Commercial | School | New | Space Heating | Natural Gas | Unit Heater | E3 | Infrared Radiant | Baseline Forecast | bar: 2019 to 2051
Commercial_School_New_Space Heating_Natural Gas_Unit Heater_E4_Baseline Forecast | Commercial | School | New | Space Heating | Natural Gas | Unit Heater | E4 |  | Baseline Forecast | bar: 2019 to 2051
Commercial_School_New_Space Heating_Natural Gas_Unit Heater_E5_Baseline Forecast | Commercial | School | New | Space Heating | Natural Gas | Unit Heater | E5 |  | Baseline Forecast | bar: 2019 to 2051
Commercial_School_New_Space Heating_Natural Gas_Unit Heater_E6_Baseline Forecast | Commercial | School | New | Space Heating | Natural Gas | Unit Heater | E6 |  | Baseline Forecast | bar: 2019 to 2051
Commercial_School_New_Space Heating_Natural Gas_Unit Heater_E7_Baseline Forecast | Commercial | School | New | Space Heating | Natural Gas | Unit Heater | E7 |  | Baseline Forecast | bar: 2019 to 2051
Commercial_School_New_Space Heating_Natural Gas_Unit Heater_E8_Baseline Forecast | Commercial | School | New | Space Heating | Natural Gas | Unit Heater | E8 |  | Baseline Forecast | bar: 2019 to 2051
Commercial_School_New_Space Heating_Natural Gas_Unit Heater_E9_Baseline Forecast | Commercial | School | New | Space Heating | Natural Gas | Unit Heater | E9 |  | Baseline Forecast | bar: 2019 to 2051
Commercial_School_New_Space Heating_Natural Gas_Unit Heater_E10_Baseline Forecast | Commercial | School | New | Space Heating | Natural Gas | Unit Heater | E10 |  | Baseline Forecast | bar: 2019 to 2051
Commercial_School_New_Water Heating_Natural Gas_Water Heater_E1_Baseline Forecast | Commercial | School | New | Water Heating | Natural Gas | Water Heater | E1 | TE 80% | Baseline Forecast | bar: 2019 to 2051
Commercial_School_New_Water Heating_Natural Gas_Water Heater_E2_Baseline Forecast | Commercial | School | New | Water Heating | Natural Gas | Water Heater | E2 | TE 81% | Baseline Forecast | 100% | 100% | 100% | 100% | 100% | 100% | 100% | 100% | 100% | 100% | 100% | 100% | 100% | 100% | 100% | 100% | 100% | 100% | 100% | 100% | 100% | 100% | 100% | 100% | 100% | 100% | 100% | 100% | 100% | 100% | 100% | 100% | 100%
Commercial_School_New_Water Heating_Natural Gas_Water Heater_E3_Baseline Forecast | Commercial | School | New | Water Heating | Natural Gas | Water Heater | E3 | TE 88% | Baseline Forecast | bar: 2019 to 2051
Commercial_School_New_Water Heating_Natural Gas_Water Heater_E4_Baseline Forecast | Commercial | School | New | Water Heating | Natural Gas | Water Heater | E4 | TE 94% | Baseline Forecast | bar: 2019 to 2051
Commercial_School_New_Water Heating_Natural Gas_Water Heater_E5_Baseline Forecast | Commercial | School | New | Water Heating | Natural Gas | Water Heater | E5 | TE 96% | Baseline Forecast | bar: 2019 to 2051
Commercial_School_New_Water Heating_Natural Gas_Water Heater_E6_Baseline Forecast | Commercial | School | New | Water Heating | Natural Gas | Water Heater | E6 | Tankless | Baseline Forecast | bar: 2019 to 2051
Commercial_School_New_Water Heating_Natural Gas_Water Heater_E7_Baseline Forecast | Commercial | School | New | Water Heating | Natural Gas | Water Heater | E7 | Gas-Fired Absorption HPWH | Baseline Forecast | bar: 2019 to 2051
Commercial_School_New_Water Heating_Natural Gas_Water Heater_E8_Baseline Forecast | Commercial | School | New | Water Heating | Natural Gas | Water Heater | E8 |  | Baseline Forecast | bar: 2019 to 2051
Commercial_School_New_Water Heating_Natural Gas_Water Heater_E9_Baseline Forecast | Commercial | School | New | Water Heating | Natural Gas | Water Heater | E9 |  | Baseline Forecast | bar: 2019 to 2051
Commercial_School_New_Water Heating_Natural Gas_Water Heater_E10_Baseline Forecast | Commercial | School | New | Water Heating | Natural Gas | Water Heater | E10 |  | Baseline Forecast | bar: 2019 to 2051
Commercial_School_New_Food Preparation_Natural Gas_Oven_E1_Baseline Forecast | Commercial | School | New | Food Preparation | Natural Gas | Oven | E1 | Standard | Baseline Forecast | 41% | 41% | 41% | 41% | 41% | 41% | 41% | 41% | 41% | 41% | 41% | 41% | 41% | 41% | 41% | 41% | 41% | 41% | 41% | 41% | 41% | 41% | 41% | 41% | 41% | 41% | 41% | 41% | 41% | 41% | 41% | 41% | 41%
Commercial_School_New_Food Preparation_Natural Gas_Oven_E2_Baseline Forecast | Commercial | School | New | Food Preparation | Natural Gas | Oven | E2 | ENERGY STAR (>44% Baking Efficiency) | Baseline Forecast | 59% | 59% | 59% | 59% | 59% | 59% | 59% | 59% | 59% | 59% | 59% | 59% | 59% | 59% | 59% | 59% | 59% | 59% | 59% | 59% | 59% | 59% | 59% | 59% | 59% | 59% | 59% | 59% | 59% | 59% | 59% | 59% | 59%
Commercial_School_New_Food Preparation_Natural Gas_Oven_E3_Baseline Forecast | Commercial | School | New | Food Preparation | Natural Gas | Oven | E3 |  | Baseline Forecast | bar: 2019 to 2051
Commercial_School_New_Food Preparation_Natural Gas_Oven_E4_Baseline Forecast | Commercial | School | New | Food Preparation | Natural Gas | Oven | E4 |  | Baseline Forecast | bar: 2019 to 2051
Commercial_School_New_Food Preparation_Natural Gas_Oven_E5_Baseline Forecast | Commercial | School | New | Food Preparation | Natural Gas | Oven | E5 |  | Baseline Forecast | bar: 2019 to 2051
Commercial_School_New_Food Preparation_Natural Gas_Oven_E6_Baseline Forecast | Commercial | School | New | Food Preparation | Natural Gas | Oven | E6 |  | Baseline Forecast | bar: 2019 to 2051
Commercial_School_New_Food Preparation_Natural Gas_Oven_E7_Baseline Forecast | Commercial | School | New | Food Preparation | Natural Gas | Oven | E7 |  | Baseline Forecast | bar: 2019 to 2051
Commercial_School_New_Food Preparation_Natural Gas_Oven_E8_Baseline Forecast | Commercial | School | New | Food Preparation | Natural Gas | Oven | E8 |  | Baseline Forecast | bar: 2019 to 2051
Commercial_School_New_Food Preparation_Natural Gas_Oven_E9_Baseline Forecast | Commercial | School | New | Food Preparation | Natural Gas | Oven | E9 |  | Baseline Forecast | bar: 2019 to 2051
Commercial_School_New_Food Preparation_Natural Gas_Oven_E10_Baseline Forecast | Commercial | School | New | Food Preparation | Natural Gas | Oven | E10 |  | Baseline Forecast | bar: 2019 to 2051
Commercial_School_New_Food Preparation_Natural Gas_Conveyor Oven_E1_Baseline Forecast | Commercial | School | New | Food Preparation | Natural Gas | Conveyor Oven | E1 | Standard | Baseline Forecast | 41% | 41% | 41% | 41% | 41% | 41% | 41% | 41% | 41% | 41% | 41% | 41% | 41% | 41% | 41% | 41% | 41% | 41% | 41% | 41% | 41% | 41% | 41% | 41% | 41% | 41% | 41% | 41% | 41% | 41% | 41% | 41% | 41%
Commercial_School_New_Food Preparation_Natural Gas_Conveyor Oven_E2_Baseline Forecast | Commercial | School | New | Food Preparation | Natural Gas | Conveyor Oven | E2 | Efficient (>44% Baking Efficiency) | Baseline Forecast | 59% | 59% | 59% | 59% | 59% | 59% | 59% | 59% | 59% | 59% | 59% | 59% | 59% | 59% | 59% | 59% | 59% | 59% | 59% | 59% | 59% | 59% | 59% | 59% | 59% | 59% | 59% | 59% | 59% | 59% | 59% | 59% | 59%
Commercial_School_New_Food Preparation_Natural Gas_Conveyor Oven_E3_Baseline Forecast | Commercial | School | New | Food Preparation | Natural Gas | Conveyor Oven | E3 |  | Baseline Forecast | bar: 2019 to 2051
Commercial_School_New_Food Preparation_Natural Gas_Conveyor Oven_E4_Baseline Forecast | Commercial | School | New | Food Preparation | Natural Gas | Conveyor Oven | E4 |  | Baseline Forecast | bar: 2019 to 2051
Commercial_School_New_Food Preparation_Natural Gas_Conveyor Oven_E5_Baseline Forecast | Commercial | School | New | Food Preparation | Natural Gas | Conveyor Oven | E5 |  | Baseline Forecast | bar: 2019 to 2051
Commercial_School_New_Food Preparation_Natural Gas_Conveyor Oven_E6_Baseline Forecast | Commercial | School | New | Food Preparation | Natural Gas | Conveyor Oven | E6 |  | Baseline Forecast | bar: 2019 to 2051
Commercial_School_New_Food Preparation_Natural Gas_Conveyor Oven_E7_Baseline Forecast | Commercial | School | New | Food Preparation | Natural Gas | Conveyor Oven | E7 |  | Baseline Forecast | bar: 2019 to 2051
Commercial_School_New_Food Preparation_Natural Gas_Conveyor Oven_E8_Baseline Forecast | Commercial | School | New | Food Preparation | Natural Gas | Conveyor Oven | E8 |  | Baseline Forecast | bar: 2019 to 2051
Commercial_School_New_Food Preparation_Natural Gas_Conveyor Oven_E9_Baseline Forecast | Commercial | School | New | Food Preparation | Natural Gas | Conveyor Oven | E9 |  | Baseline Forecast | bar: 2019 to 2051
Commercial_School_New_Food Preparation_Natural Gas_Conveyor Oven_E10_Baseline Forecast | Commercial | School | New | Food Preparation | Natural Gas | Conveyor Oven | E10 |  | Baseline Forecast | bar: 2019 to 2051
Commercial_School_New_Food Preparation_Natural Gas_Double Rack Oven_E1_Baseline Forecast | Commercial | School | New | Food Preparation | Natural Gas | Double Rack Oven | E1 | Standard | Baseline Forecast | 41% | 41% | 41% | 41% | 41% | 41% | 41% | 41% | 41% | 41% | 41% | 41% | 41% | 41% | 41% | 41% | 41% | 41% | 41% | 41% | 41% | 41% | 41% | 41% | 41% | 41% | 41% | 41% | 41% | 41% | 41% | 41% | 41%
Commercial_School_New_Food Preparation_Natural Gas_Double Rack Oven_E2_Baseline Forecast | Commercial | School | New | Food Preparation | Natural Gas | Double Rack Oven | E2 | FTSC Qualified (>50% Cooking Efficiency) | Baseline Forecast | 59% | 59% | 59% | 59% | 59% | 59% | 59% | 59% | 59% | 59% | 59% | 59% | 59% | 59% | 59% | 59% | 59% | 59% | 59% | 59% | 59% | 59% | 59% | 59% | 59% | 59% | 59% | 59% | 59% | 59% | 59% | 59% | 59%
Commercial_School_New_Food Preparation_Natural Gas_Double Rack Oven_E3_Baseline Forecast | Commercial | School | New | Food Preparation | Natural Gas | Double Rack Oven | E3 |  | Baseline Forecast | bar: 2019 to 2051
Commercial_School_New_Food Preparation_Natural Gas_Double Rack Oven_E4_Baseline Forecast | Commercial | School | New | Food Preparation | Natural Gas | Double Rack Oven | E4 |  | Baseline Forecast | bar: 2019 to 2051
Commercial_School_New_Food Preparation_Natural Gas_Double Rack Oven_E5_Baseline Forecast | Commercial | School | New | Food Preparation | Natural Gas | Double Rack Oven | E5 |  | Baseline Forecast | bar: 2019 to 2051
Commercial_School_New_Food Preparation_Natural Gas_Double Rack Oven_E6_Baseline Forecast | Commercial | School | New | Food Preparation | Natural Gas | Double Rack Oven | E6 |  | Baseline Forecast | bar: 2019 to 2051
Commercial_School_New_Food Preparation_Natural Gas_Double Rack Oven_E7_Baseline Forecast | Commercial | School | New | Food Preparation | Natural Gas | Double Rack Oven | E7 |  | Baseline Forecast | bar: 2019 to 2051
Commercial_School_New_Food Preparation_Natural Gas_Double Rack Oven_E8_Baseline Forecast | Commercial | School | New | Food Preparation | Natural Gas | Double Rack Oven | E8 |  | Baseline Forecast | bar: 2019 to 2051
Commercial_School_New_Food Preparation_Natural Gas_Double Rack Oven_E9_Baseline Forecast | Commercial | School | New | Food Preparation | Natural Gas | Double Rack Oven | E9 |  | Baseline Forecast | bar: 2019 to 2051
Commercial_School_New_Food Preparation_Natural Gas_Double Rack Oven_E10_Baseline Forecast | Commercial | School | New | Food Preparation | Natural Gas | Double Rack Oven | E10 |  | Baseline Forecast | bar: 2019 to 2051
Commercial_School_New_Food Preparation_Natural Gas_Fryer_E1_Baseline Forecast | Commercial | School | New | Food Preparation | Natural Gas | Fryer | E1 | Standard | Baseline Forecast | 74% | 74% | 74% | 0% | 0% | 0% | 0% | 0% | 0% | 0% | 0% | 0% | 0% | 0% | 0% | 0% | 0% | 0% | 0% | 0% | 0% | 0% | 0% | 0% | 0% | 0% | 0% | 0% | 0% | 0% | 0% | 0% | 0%
Commercial_School_New_Food Preparation_Natural Gas_Fryer_E2_Baseline Forecast | Commercial | School | New | Food Preparation | Natural Gas | Fryer | E2 | ENERGY STAR | Baseline Forecast | 26% | 26% | 26% | 100% | 100% | 100% | 100% | 100% | 100% | 100% | 100% | 100% | 100% | 100% | 100% | 100% | 100% | 100% | 100% | 100% | 100% | 100% | 100% | 100% | 100% | 100% | 100% | 100% | 100% | 100% | 100% | 100% | 100%
Commercial_School_New_Food Preparation_Natural Gas_Fryer_E3_Baseline Forecast | Commercial | School | New | Food Preparation | Natural Gas | Fryer | E3 |  | Baseline Forecast | bar: 2019 to 2051
Commercial_School_New_Food Preparation_Natural Gas_Fryer_E4_Baseline Forecast | Commercial | School | New | Food Preparation | Natural Gas | Fryer | E4 |  | Baseline Forecast | bar: 2019 to 2051
Commercial_School_New_Food Preparation_Natural Gas_Fryer_E5_Baseline Forecast | Commercial | School | New | Food Preparation | Natural Gas | Fryer | E5 |  | Baseline Forecast | bar: 2019 to 2051
Commercial_School_New_Food Preparation_Natural Gas_Fryer_E6_Baseline Forecast | Commercial | School | New | Food Preparation | Natural Gas | Fryer | E6 |  | Baseline Forecast | bar: 2019 to 2051
Commercial_School_New_Food Preparation_Natural Gas_Fryer_E7_Baseline Forecast | Commercial | School | New | Food Preparation | Natural Gas | Fryer | E7 |  | Baseline Forecast | bar: 2019 to 2051
Commercial_School_New_Food Preparation_Natural Gas_Fryer_E8_Baseline Forecast | Commercial | School | New | Food Preparation | Natural Gas | Fryer | E8 |  | Baseline Forecast | bar: 2019 to 2051
Commercial_School_New_Food Preparation_Natural Gas_Fryer_E9_Baseline Forecast | Commercial | School | New | Food Preparation | Natural Gas | Fryer | E9 |  | Baseline Forecast | bar: 2019 to 2051
Commercial_School_New_Food Preparation_Natural Gas_Fryer_E10_Baseline Forecast | Commercial | School | New | Food Preparation | Natural Gas | Fryer | E10 |  | Baseline Forecast | bar: 2019 to 2051
Commercial_School_New_Food Preparation_Natural Gas_Broiler_E1_Baseline Forecast | Commercial | School | New | Food Preparation | Natural Gas | Broiler | E1 | Standard | Baseline Forecast | 74% | 74% | 74% | 74% | 74% | 74% | 74% | 74% | 74% | 74% | 74% | 74% | 74% | 74% | 74% | 74% | 74% | 74% | 74% | 74% | 74% | 74% | 74% | 74% | 74% | 74% | 74% | 74% | 74% | 74% | 74% | 74% | 74%
Commercial_School_New_Food Preparation_Natural Gas_Broiler_E2_Baseline Forecast | Commercial | School | New | Food Preparation | Natural Gas | Broiler | E2 | Infrared Burners | Baseline Forecast | 26% | 26% | 26% | 26% | 26% | 26% | 26% | 26% | 26% | 26% | 26% | 26% | 26% | 26% | 26% | 26% | 26% | 26% | 26% | 26% | 26% | 26% | 26% | 26% | 26% | 26% | 26% | 26% | 26% | 26% | 26% | 26% | 26%
Commercial_School_New_Food Preparation_Natural Gas_Broiler_E3_Baseline Forecast | Commercial | School | New | Food Preparation | Natural Gas | Broiler | E3 |  | Baseline Forecast | bar: 2019 to 2051
Commercial_School_New_Food Preparation_Natural Gas_Broiler_E4_Baseline Forecast | Commercial | School | New | Food Preparation | Natural Gas | Broiler | E4 |  | Baseline Forecast | bar: 2019 to 2051
Commercial_School_New_Food Preparation_Natural Gas_Broiler_E5_Baseline Forecast | Commercial | School | New | Food Preparation | Natural Gas | Broiler | E5 |  | Baseline Forecast | bar: 2019 to 2051
Commercial_School_New_Food Preparation_Natural Gas_Broiler_E6_Baseline Forecast | Commercial | School | New | Food Preparation | Natural Gas | Broiler | E6 |  | Baseline Forecast | bar: 2019 to 2051
Commercial_School_New_Food Preparation_Natural Gas_Broiler_E7_Baseline Forecast | Commercial | School | New | Food Preparation | Natural Gas | Broiler | E7 |  | Baseline Forecast | bar: 2019 to 2051
Commercial_School_New_Food Preparation_Natural Gas_Broiler_E8_Baseline Forecast | Commercial | School | New | Food Preparation | Natural Gas | Broiler | E8 |  | Baseline Forecast | bar: 2019 to 2051
Commercial_School_New_Food Preparation_Natural Gas_Broiler_E9_Baseline Forecast | Commercial | School | New | Food Preparation | Natural Gas | Broiler | E9 |  | Baseline Forecast | bar: 2019 to 2051
Commercial_School_New_Food Preparation_Natural Gas_Broiler_E10_Baseline Forecast | Commercial | School | New | Food Preparation | Natural Gas | Broiler | E10 |  | Baseline Forecast | bar: 2019 to 2051
Commercial_School_New_Food Preparation_Natural Gas_Griddle_E1_Baseline Forecast | Commercial | School | New | Food Preparation | Natural Gas | Griddle | E1 | Standard | Baseline Forecast | 71% | 71% | 71% | 71% | 71% | 71% | 71% | 71% | 71% | 71% | 71% | 71% | 71% | 71% | 71% | 71% | 71% | 71% | 71% | 71% | 71% | 71% | 71% | 71% | 71% | 71% | 71% | 71% | 71% | 71% | 71% | 71% | 71%
Commercial_School_New_Food Preparation_Natural Gas_Griddle_E2_Baseline Forecast | Commercial | School | New | Food Preparation | Natural Gas | Griddle | E2 | ENERGY STAR | Baseline Forecast | 29% | 29% | 29% | 29% | 29% | 29% | 29% | 29% | 29% | 29% | 29% | 29% | 29% | 29% | 29% | 29% | 29% | 29% | 29% | 29% | 29% | 29% | 29% | 29% | 29% | 29% | 29% | 29% | 29% | 29% | 29% | 29% | 29%
Commercial_School_New_Food Preparation_Natural Gas_Griddle_E3_Baseline Forecast | Commercial | School | New | Food Preparation | Natural Gas | Griddle | E3 |  | Baseline Forecast | bar: 2019 to 2051
Commercial_School_New_Food Preparation_Natural Gas_Griddle_E4_Baseline Forecast | Commercial | School | New | Food Preparation | Natural Gas | Griddle | E4 |  | Baseline Forecast | bar: 2019 to 2051
Commercial_School_New_Food Preparation_Natural Gas_Griddle_E5_Baseline Forecast | Commercial | School | New | Food Preparation | Natural Gas | Griddle | E5 |  | Baseline Forecast | bar: 2019 to 2051
Commercial_School_New_Food Preparation_Natural Gas_Griddle_E6_Baseline Forecast | Commercial | School | New | Food Preparation | Natural Gas | Griddle | E6 |  | Baseline Forecast | bar: 2019 to 2051
Commercial_School_New_Food Preparation_Natural Gas_Griddle_E7_Baseline Forecast | Commercial | School | New | Food Preparation | Natural Gas | Griddle | E7 |  | Baseline Forecast | bar: 2019 to 2051
Commercial_School_New_Food Preparation_Natural Gas_Griddle_E8_Baseline Forecast | Commercial | School | New | Food Preparation | Natural Gas | Griddle | E8 |  | Baseline Forecast | bar: 2019 to 2051
Commercial_School_New_Food Preparation_Natural Gas_Griddle_E9_Baseline Forecast | Commercial | School | New | Food Preparation | Natural Gas | Griddle | E9 |  | Baseline Forecast | bar: 2019 to 2051
Commercial_School_New_Food Preparation_Natural Gas_Griddle_E10_Baseline Forecast | Commercial | School | New | Food Preparation | Natural Gas | Griddle | E10 |  | Baseline Forecast | bar: 2019 to 2051
Commercial_School_New_Food Preparation_Natural Gas_Range_E1_Baseline Forecast | Commercial | School | New | Food Preparation | Natural Gas | Range | E1 | Standard | Baseline Forecast | 41% | 41% | 41% | 41% | 41% | 41% | 41% | 41% | 41% | 41% | 41% | 41% | 41% | 41% | 41% | 41% | 41% | 41% | 41% | 41% | 41% | 41% | 41% | 41% | 41% | 41% | 41% | 41% | 41% | 41% | 41% | 41% | 41%
Commercial_School_New_Food Preparation_Natural Gas_Range_E2_Baseline Forecast | Commercial | School | New | Food Preparation | Natural Gas | Range | E2 | High Efficiency | Baseline Forecast | 59% | 59% | 59% | 59% | 59% | 59% | 59% | 59% | 59% | 59% | 59% | 59% | 59% | 59% | 59% | 59% | 59% | 59% | 59% | 59% | 59% | 59% | 59% | 59% | 59% | 59% | 59% | 59% | 59% | 59% | 59% | 59% | 59%
Commercial_School_New_Food Preparation_Natural Gas_Range_E3_Baseline Forecast | Commercial | School | New | Food Preparation | Natural Gas | Range | E3 |  | Baseline Forecast | bar: 2019 to 2051
Commercial_School_New_Food Preparation_Natural Gas_Range_E4_Baseline Forecast | Commercial | School | New | Food Preparation | Natural Gas | Range | E4 |  | Baseline Forecast | bar: 2019 to 2051
Commercial_School_New_Food Preparation_Natural Gas_Range_E5_Baseline Forecast | Commercial | School | New | Food Preparation | Natural Gas | Range | E5 |  | Baseline Forecast | bar: 2019 to 2051
Commercial_School_New_Food Preparation_Natural Gas_Range_E6_Baseline Forecast | Commercial | School | New | Food Preparation | Natural Gas | Range | E6 |  | Baseline Forecast | bar: 2019 to 2051
Commercial_School_New_Food Preparation_Natural Gas_Range_E7_Baseline Forecast | Commercial | School | New | Food Preparation | Natural Gas | Range | E7 |  | Baseline Forecast | bar: 2019 to 2051
Commercial_School_New_Food Preparation_Natural Gas_Range_E8_Baseline Forecast | Commercial | School | New | Food Preparation | Natural Gas | Range | E8 |  | Baseline Forecast | bar: 2019 to 2051
Commercial_School_New_Food Preparation_Natural Gas_Range_E9_Baseline Forecast | Commercial | School | New | Food Preparation | Natural Gas | Range | E9 |  | Baseline Forecast | bar: 2019 to 2051
Commercial_School_New_Food Preparation_Natural Gas_Range_E10_Baseline Forecast | Commercial | School | New | Food Preparation | Natural Gas | Range | E10 |  | Baseline Forecast | bar: 2019 to 2051
Commercial_School_New_Food Preparation_Natural Gas_Steamer_E1_Baseline Forecast | Commercial | School | New | Food Preparation | Natural Gas | Steamer | E1 | Standard | Baseline Forecast | 50% | 50% | 50% | 0% | 0% | 0% | 0% | 0% | 0% | 0% | 0% | 0% | 0% | 0% | 0% | 0% | 0% | 0% | 0% | 0% | 0% | 0% | 0% | 0% | 0% | 0% | 0% | 0% | 0% | 0% | 0% | 0% | 0%
Commercial_School_New_Food Preparation_Natural Gas_Steamer_E2_Baseline Forecast | Commercial | School | New | Food Preparation | Natural Gas | Steamer | E2 | ENERGY STAR | Baseline Forecast | 50% | 50% | 50% | 100% | 100% | 100% | 100% | 100% | 100% | 100% | 100% | 100% | 100% | 100% | 100% | 100% | 100% | 100% | 100% | 100% | 100% | 100% | 100% | 100% | 100% | 100% | 100% | 100% | 100% | 100% | 100% | 100% | 100%
Commercial_School_New_Food Preparation_Natural Gas_Steamer_E3_Baseline Forecast | Commercial | School | New | Food Preparation | Natural Gas | Steamer | E3 |  | Baseline Forecast | bar: 2019 to 2051
Commercial_School_New_Food Preparation_Natural Gas_Steamer_E4_Baseline Forecast | Commercial | School | New | Food Preparation | Natural Gas | Steamer | E4 |  | Baseline Forecast | bar: 2019 to 2051
Commercial_School_New_Food Preparation_Natural Gas_Steamer_E5_Baseline Forecast | Commercial | School | New | Food Preparation | Natural Gas | Steamer | E5 |  | Baseline Forecast | bar: 2019 to 2051
Commercial_School_New_Food Preparation_Natural Gas_Steamer_E6_Baseline Forecast | Commercial | School | New | Food Preparation | Natural Gas | Steamer | E6 |  | Baseline Forecast | bar: 2019 to 2051
Commercial_School_New_Food Preparation_Natural Gas_Steamer_E7_Baseline Forecast | Commercial | School | New | Food Preparation | Natural Gas | Steamer | E7 |  | Baseline Forecast | bar: 2019 to 2051
Commercial_School_New_Food Preparation_Natural Gas_Steamer_E8_Baseline Forecast | Commercial | School | New | Food Preparation | Natural Gas | Steamer | E8 |  | Baseline Forecast | bar: 2019 to 2051
Commercial_School_New_Food Preparation_Natural Gas_Steamer_E9_Baseline Forecast | Commercial | School | New | Food Preparation | Natural Gas | Steamer | E9 |  | Baseline Forecast | bar: 2019 to 2051
Commercial_School_New_Food Preparation_Natural Gas_Steamer_E10_Baseline Forecast | Commercial | School | New | Food Preparation | Natural Gas | Steamer | E10 |  | Baseline Forecast | bar: 2019 to 2051
Commercial_School_New_Food Preparation_Natural Gas_Food Prep Other_E1_Baseline Forecast | Commercial | School | New | Food Preparation | Natural Gas | Food Prep Other | E1 | Standard | Baseline Forecast | 74% | 74% | 74% | 74% | 74% | 74% | 74% | 74% | 74% | 74% | 74% | 74% | 74% | 74% | 74% | 74% | 74% | 74% | 74% | 74% | 74% | 74% | 74% | 74% | 74% | 74% | 74% | 74% | 74% | 74% | 74% | 74% | 74%
Commercial_School_New_Food Preparation_Natural Gas_Food Prep Other_E2_Baseline Forecast | Commercial | School | New | Food Preparation | Natural Gas | Food Prep Other | E2 | ENERGY STAR | Baseline Forecast | 26% | 26% | 26% | 26% | 26% | 26% | 26% | 26% | 26% | 26% | 26% | 26% | 26% | 26% | 26% | 26% | 26% | 26% | 26% | 26% | 26% | 26% | 26% | 26% | 26% | 26% | 26% | 26% | 26% | 26% | 26% | 26% | 26%
Commercial_School_New_Food Preparation_Natural Gas_Food Prep Other_E3_Baseline Forecast | Commercial | School | New | Food Preparation | Natural Gas | Food Prep Other | E3 |  | Baseline Forecast | bar: 2019 to 2051
Commercial_School_New_Food Preparation_Natural Gas_Food Prep Other_E4_Baseline Forecast | Commercial | School | New | Food Preparation | Natural Gas | Food Prep Other | E4 |  | Baseline Forecast | bar: 2019 to 2051
Commercial_School_New_Food Preparation_Natural Gas_Food Prep Other_E5_Baseline Forecast | Commercial | School | New | Food Preparation | Natural Gas | Food Prep Other | E5 |  | Baseline Forecast | bar: 2019 to 2051
Commercial_School_New_Food Preparation_Natural Gas_Food Prep Other_E6_Baseline Forecast | Commercial | School | New | Food Preparation | Natural Gas | Food Prep Other | E6 |  | Baseline Forecast | bar: 2019 to 2051
Commercial_School_New_Food Preparation_Natural Gas_Food Prep Other_E7_Baseline Forecast | Commercial | School | New | Food Preparation | Natural Gas | Food Prep Other | E7 |  | Baseline Forecast | bar: 2019 to 2051
Commercial_School_New_Food Preparation_Natural Gas_Food Prep Other_E8_Baseline Forecast | Commercial | School | New | Food Preparation | Natural Gas | Food Prep Other | E8 |  | Baseline Forecast | bar: 2019 to 2051
Commercial_School_New_Food Preparation_Natural Gas_Food Prep Other_E9_Baseline Forecast | Commercial | School | New | Food Preparation | Natural Gas | Food Prep Other | E9 |  | Baseline Forecast | bar: 2019 to 2051
Commercial_School_New_Food Preparation_Natural Gas_Food Prep Other_E10_Baseline Forecast | Commercial | School | New | Food Preparation | Natural Gas | Food Prep Other | E10 |  | Baseline Forecast | bar: 2019 to 2051
Commercial_School_New_Miscellaneous_Natural Gas_Pool Heater_E1_Baseline Forecast | Commercial | School | New | Miscellaneous | Natural Gas | Pool Heater | E1 | Standard (EF .78) | Baseline Forecast | 90% | 90% | 90% | 90% | 90% | 90% | 90% | 90% | 90% | 90% | 90% | 90% | 90% | 90% | 90% | 90% | 90% | 90% | 90% | 90% | 90% | 90% | 90% | 90% | 90% | 90% | 90% | 90% | 90% | 90% | 90% | 90% | 90%
Commercial_School_New_Miscellaneous_Natural Gas_Pool Heater_E2_Baseline Forecast | Commercial | School | New | Miscellaneous | Natural Gas | Pool Heater | E2 | Condensing (EF .90) | Baseline Forecast | 10% | 10% | 10% | 10% | 10% | 10% | 10% | 10% | 10% | 10% | 10% | 10% | 10% | 10% | 10% | 10% | 10% | 10% | 10% | 10% | 10% | 10% | 10% | 10% | 10% | 10% | 10% | 10% | 10% | 10% | 10% | 10% | 10%
Commercial_School_New_Miscellaneous_Natural Gas_Pool Heater_E3_Baseline Forecast | Commercial | School | New | Miscellaneous | Natural Gas | Pool Heater | E3 |  | Baseline Forecast | bar: 2019 to 2051
Commercial_School_New_Miscellaneous_Natural Gas_Pool Heater_E4_Baseline Forecast | Commercial | School | New | Miscellaneous | Natural Gas | Pool Heater | E4 |  | Baseline Forecast | bar: 2019 to 2051
Commercial_School_New_Miscellaneous_Natural Gas_Pool Heater_E5_Baseline Forecast | Commercial | School | New | Miscellaneous | Natural Gas | Pool Heater | E5 |  | Baseline Forecast | bar: 2019 to 2051
Commercial_School_New_Miscellaneous_Natural Gas_Pool Heater_E6_Baseline Forecast | Commercial | School | New | Miscellaneous | Natural Gas | Pool Heater | E6 |  | Baseline Forecast | bar: 2019 to 2051
Commercial_School_New_Miscellaneous_Natural Gas_Pool Heater_E7_Baseline Forecast | Commercial | School | New | Miscellaneous | Natural Gas | Pool Heater | E7 |  | Baseline Forecast | bar: 2019 to 2051
Commercial_School_New_Miscellaneous_Natural Gas_Pool Heater_E8_Baseline Forecast | Commercial | School | New | Miscellaneous | Natural Gas | Pool Heater | E8 |  | Baseline Forecast | bar: 2019 to 2051
Commercial_School_New_Miscellaneous_Natural Gas_Pool Heater_E9_Baseline Forecast | Commercial | School | New | Miscellaneous | Natural Gas | Pool Heater | E9 |  | Baseline Forecast | bar: 2019 to 2051
Commercial_School_New_Miscellaneous_Natural Gas_Pool Heater_E10_Baseline Forecast | Commercial | School | New | Miscellaneous | Natural Gas | Pool Heater | E10 |  | Baseline Forecast | bar: 2019 to 2051
Commercial_School_New_Miscellaneous_Natural Gas_Miscellaneous_E1_Baseline Forecast | Commercial | School | New | Miscellaneous | Natural Gas | Miscellaneous | E1 | Miscellaneous | Baseline Forecast | 100% | 100% | 100% | 100% | 100% | 100% | 100% | 100% | 100% | 100% | 100% | 100% | 100% | 100% | 100% | 100% | 100% | 100% | 100% | 100% | 100% | 100% | 100% | 100% | 100% | 100% | 100% | 100% | 100% | 100% | 100% | 100% | 100%
Commercial_School_New_Miscellaneous_Natural Gas_Miscellaneous_E2_Baseline Forecast | Commercial | School | New | Miscellaneous | Natural Gas | Miscellaneous | E2 |  | Baseline Forecast | bar: 2019 to 2051
Commercial_School_New_Miscellaneous_Natural Gas_Miscellaneous_E3_Baseline Forecast | Commercial | School | New | Miscellaneous | Natural Gas | Miscellaneous | E3 |  | Baseline Forecast | bar: 2019 to 2051
Commercial_School_New_Miscellaneous_Natural Gas_Miscellaneous_E4_Baseline Forecast | Commercial | School | New | Miscellaneous | Natural Gas | Miscellaneous | E4 |  | Baseline Forecast | bar: 2019 to 2051
Commercial_School_New_Miscellaneous_Natural Gas_Miscellaneous_E5_Baseline Forecast | Commercial | School | New | Miscellaneous | Natural Gas | Miscellaneous | E5 |  | Baseline Forecast | bar: 2019 to 2051
Commercial_School_New_Miscellaneous_Natural Gas_Miscellaneous_E6_Baseline Forecast | Commercial | School | New | Miscellaneous | Natural Gas | Miscellaneous | E6 |  | Baseline Forecast | bar: 2019 to 2051
Commercial_School_New_Miscellaneous_Natural Gas_Miscellaneous_E7_Baseline Forecast | Commercial | School | New | Miscellaneous | Natural Gas | Miscellaneous | E7 |  | Baseline Forecast | bar: 2019 to 2051
Commercial_School_New_Miscellaneous_Natural Gas_Miscellaneous_E8_Baseline Forecast | Commercial | School | New | Miscellaneous | Natural Gas | Miscellaneous | E8 |  | Baseline Forecast | bar: 2019 to 2051
Commercial_School_New_Miscellaneous_Natural Gas_Miscellaneous_E9_Baseline Forecast | Commercial | School | New | Miscellaneous | Natural Gas | Miscellaneous | E9 |  | Baseline Forecast | bar: 2019 to 2051
Commercial_School_New_Miscellaneous_Natural Gas_Miscellaneous_E10_Baseline Forecast | Commercial | School | New | Miscellaneous | Natural Gas | Miscellaneous | E10 |  | Baseline Forecast | bar: 2019 to 2051
Commercial_College_Existing_Space Heating_Natural Gas_Furnace_E1_Baseline Forecast | Commercial | College | Existing | Space Heating | Natural Gas | Furnace | E1 | AFUE 80% (Standard) | Baseline Forecast | 100% | 100% | 100% | 100% | 100% | 100% | 100% | 100% | 100% | 100% | 100% | 100% | 100% | 100% | 100% | 100% | 100% | 100% | 100% | 100% | 100% | 100% | 100% | 100% | 100% | 100% | 100% | 100% | 100% | 100% | 100% | 100% | 100%
Commercial_College_Existing_Space Heating_Natural Gas_Furnace_E2_Baseline Forecast | Commercial | College | Existing | Space Heating | Natural Gas | Furnace | E2 | AFUE 90% | Baseline Forecast | bar: 2019 to 2051
Commercial_College_Existing_Space Heating_Natural Gas_Furnace_E3_Baseline Forecast | Commercial | College | Existing | Space Heating | Natural Gas | Furnace | E3 | AFUE 96% | Baseline Forecast | bar: 2019 to 2051
Commercial_College_Existing_Space Heating_Natural Gas_Furnace_E4_Baseline Forecast | Commercial | College | Existing | Space Heating | Natural Gas | Furnace | E4 | Convert to NG Air Source Heat Pump | Baseline Forecast | bar: 2019 to 2051
Commercial_College_Existing_Space Heating_Natural Gas_Furnace_E5_Baseline Forecast | Commercial | College | Existing | Space Heating | Natural Gas | Furnace | E5 |  | Baseline Forecast | bar: 2019 to 2051
Commercial_College_Existing_Space Heating_Natural Gas_Furnace_E6_Baseline Forecast | Commercial | College | Existing | Space Heating | Natural Gas | Furnace | E6 |  | Baseline Forecast | bar: 2019 to 2051
Commercial_College_Existing_Space Heating_Natural Gas_Furnace_E7_Baseline Forecast | Commercial | College | Existing | Space Heating | Natural Gas | Furnace | E7 |  | Baseline Forecast | bar: 2019 to 2051
Commercial_College_Existing_Space Heating_Natural Gas_Furnace_E8_Baseline Forecast | Commercial | College | Existing | Space Heating | Natural Gas | Furnace | E8 |  | Baseline Forecast | bar: 2019 to 2051
Commercial_College_Existing_Space Heating_Natural Gas_Furnace_E9_Baseline Forecast | Commercial | College | Existing | Space Heating | Natural Gas | Furnace | E9 |  | Baseline Forecast | bar: 2019 to 2051
Commercial_College_Existing_Space Heating_Natural Gas_Furnace_E10_Baseline Forecast | Commercial | College | Existing | Space Heating | Natural Gas | Furnace | E10 |  | Baseline Forecast | bar: 2019 to 2051
Commercial_College_Existing_Space Heating_Natural Gas_Boiler_E1_Baseline Forecast | Commercial | College | Existing | Space Heating | Natural Gas | Boiler | E1 | AFUE 80% (Standard) | Baseline Forecast | 65.35% | 64.38% | 64.38% | 65.76% | 64.71% | 64.71% | 63.58% | 65.11% | 65.11% | 63.87% | 65.61% | 65.61% | 64.23% | 64.23% | 62.74% | 66.27% | 64.71% | 64.71% | 64.71% | 64.71% | 64.71% | 64.71% | 64.71% | 64.71% | 64.71% | 64.71% | 64.71% | 64.71% | 64.71% | 64.71% | 64.71% | 64.71% | 64.71%
Commercial_College_Existing_Space Heating_Natural Gas_Boiler_E2_Baseline Forecast | Commercial | College | Existing | Space Heating | Natural Gas | Boiler | E2 | AFUE 85% | Baseline Forecast | bar: 2019 to 2051
Commercial_College_Existing_Space Heating_Natural Gas_Boiler_E3_Baseline Forecast | Commercial | College | Existing | Space Heating | Natural Gas | Boiler | E3 | AFUE 97% | Baseline Forecast | 34.65% | 35.62% | 35.62% | 34.24% | 35.29% | 35.29% | 36.42% | 34.89% | 34.89% | 36.13% | 34.39% | 34.39% | 35.77% | 35.77% | 37.26% | 33.73% | 35.29% | 35.29% | 35.29% | 35.29% | 35.29% | 35.29% | 35.29% | 35.29% | 35.29% | 35.29% | 35.29% | 35.29% | 35.29% | 35.29% | 35.29% | 35.29% | 35.29%
Commercial_College_Existing_Space Heating_Natural Gas_Boiler_E4_Baseline Forecast | Commercial | College | Existing | Space Heating | Natural Gas | Boiler | E4 | Convert to NG Air Source Heat Pump | Baseline Forecast | bar: 2019 to 2051
Commercial_College_Existing_Space Heating_Natural Gas_Boiler_E5_Baseline Forecast | Commercial | College | Existing | Space Heating | Natural Gas | Boiler | E5 |  | Baseline Forecast | bar: 2019 to 2051
Commercial_College_Existing_Space Heating_Natural Gas_Boiler_E6_Baseline Forecast | Commercial | College | Existing | Space Heating | Natural Gas | Boiler | E6 |  | Baseline Forecast | bar: 2019 to 2051
Commercial_College_Existing_Space Heating_Natural Gas_Boiler_E7_Baseline Forecast | Commercial | College | Existing | Space Heating | Natural Gas | Boiler | E7 |  | Baseline Forecast | bar: 2019 to 2051
Commercial_College_Existing_Space Heating_Natural Gas_Boiler_E8_Baseline Forecast | Commercial | College | Existing | Space Heating | Natural Gas | Boiler | E8 |  | Baseline Forecast | bar: 2019 to 2051
Commercial_College_Existing_Space Heating_Natural Gas_Boiler_E9_Baseline Forecast | Commercial | College | Existing | Space Heating | Natural Gas | Boiler | E9 |  | Baseline Forecast | bar: 2019 to 2051
Commercial_College_Existing_Space Heating_Natural Gas_Boiler_E10_Baseline Forecast | Commercial | College | Existing | Space Heating | Natural Gas | Boiler | E10 |  | Baseline Forecast | bar: 2019 to 2051
Commercial_College_Existing_Space Heating_Natural Gas_Unit Heater_E1_Baseline Forecast | Commercial | College | Existing | Space Heating | Natural Gas | Unit Heater | E1 | Standard | Baseline Forecast | 100% | 100% | 100% | 100% | 100% | 100% | 100% | 100% | 100% | 100% | 100% | 100% | 100% | 100% | 100% | 100% | 100% | 100% | 100% | 100% | 100% | 100% | 100% | 100% | 100% | 100% | 100% | 100% | 100% | 100% | 100% | 100% | 100%
Commercial_College_Existing_Space Heating_Natural Gas_Unit Heater_E2_Baseline Forecast | Commercial | College | Existing | Space Heating | Natural Gas | Unit Heater | E2 | Condensing | Baseline Forecast | bar: 2019 to 2051
Commercial_College_Existing_Space Heating_Natural Gas_Unit Heater_E3_Baseline Forecast | Commercial | College | Existing | Space Heating | Natural Gas | Unit Heater | E3 | Infrared Radiant | Baseline Forecast | bar: 2019 to 2051
Commercial_College_Existing_Space Heating_Natural Gas_Unit Heater_E4_Baseline Forecast | Commercial | College | Existing | Space Heating | Natural Gas | Unit Heater | E4 |  | Baseline Forecast | bar: 2019 to 2051
Commercial_College_Existing_Space Heating_Natural Gas_Unit Heater_E5_Baseline Forecast | Commercial | College | Existing | Space Heating | Natural Gas | Unit Heater | E5 |  | Baseline Forecast | bar: 2019 to 2051
Commercial_College_Existing_Space Heating_Natural Gas_Unit Heater_E6_Baseline Forecast | Commercial | College | Existing | Space Heating | Natural Gas | Unit Heater | E6 |  | Baseline Forecast | bar: 2019 to 2051
Commercial_College_Existing_Space Heating_Natural Gas_Unit Heater_E7_Baseline Forecast | Commercial | College | Existing | Space Heating | Natural Gas | Unit Heater | E7 |  | Baseline Forecast | bar: 2019 to 2051
Commercial_College_Existing_Space Heating_Natural Gas_Unit Heater_E8_Baseline Forecast | Commercial | College | Existing | Space Heating | Natural Gas | Unit Heater | E8 |  | Baseline Forecast | bar: 2019 to 2051
Commercial_College_Existing_Space Heating_Natural Gas_Unit Heater_E9_Baseline Forecast | Commercial | College | Existing | Space Heating | Natural Gas | Unit Heater | E9 |  | Baseline Forecast | bar: 2019 to 2051
Commercial_College_Existing_Space Heating_Natural Gas_Unit Heater_E10_Baseline Forecast | Commercial | College | Existing | Space Heating | Natural Gas | Unit Heater | E10 |  | Baseline Forecast | bar: 2019 to 2051
Commercial_College_Existing_Water Heating_Natural Gas_Water Heater_E1_Baseline Forecast | Commercial | College | Existing | Water Heating | Natural Gas | Water Heater | E1 | TE 80% | Baseline Forecast | bar: 2019 to 2051
Commercial_College_Existing_Water Heating_Natural Gas_Water Heater_E2_Baseline Forecast | Commercial | College | Existing | Water Heating | Natural Gas | Water Heater | E2 | TE 81% | Baseline Forecast | 100% | 100% | 100% | 100% | 100% | 100% | 100% | 100% | 100% | 100% | 100% | 100% | 100% | 100% | 100% | 100% | 100% | 100% | 100% | 100% | 100% | 100% | 100% | 100% | 100% | 100% | 100% | 100% | 100% | 100% | 100% | 100% | 100%
Commercial_College_Existing_Water Heating_Natural Gas_Water Heater_E3_Baseline Forecast | Commercial | College | Existing | Water Heating | Natural Gas | Water Heater | E3 | TE 88% | Baseline Forecast | bar: 2019 to 2051
Commercial_College_Existing_Water Heating_Natural Gas_Water Heater_E4_Baseline Forecast | Commercial | College | Existing | Water Heating | Natural Gas | Water Heater | E4 | TE 94% | Baseline Forecast | bar: 2019 to 2051
Commercial_College_Existing_Water Heating_Natural Gas_Water Heater_E5_Baseline Forecast | Commercial | College | Existing | Water Heating | Natural Gas | Water Heater | E5 | TE 96% | Baseline Forecast | bar: 2019 to 2051
Commercial_College_Existing_Water Heating_Natural Gas_Water Heater_E6_Baseline Forecast | Commercial | College | Existing | Water Heating | Natural Gas | Water Heater | E6 | Tankless | Baseline Forecast | bar: 2019 to 2051
Commercial_College_Existing_Water Heating_Natural Gas_Water Heater_E7_Baseline Forecast | Commercial | College | Existing | Water Heating | Natural Gas | Water Heater | E7 | Gas-Fired Absorption HPWH | Baseline Forecast | bar: 2019 to 2051
Commercial_College_Existing_Water Heating_Natural Gas_Water Heater_E8_Baseline Forecast | Commercial | College | Existing | Water Heating | Natural Gas | Water Heater | E8 |  | Baseline Forecast | bar: 2019 to 2051
Commercial_College_Existing_Water Heating_Natural Gas_Water Heater_E9_Baseline Forecast | Commercial | College | Existing | Water Heating | Natural Gas | Water Heater | E9 |  | Baseline Forecast | bar: 2019 to 2051
Commercial_College_Existing_Water Heating_Natural Gas_Water Heater_E10_Baseline Forecast | Commercial | College | Existing | Water Heating | Natural Gas | Water Heater | E10 |  | Baseline Forecast | bar: 2019 to 2051
Commercial_College_Existing_Food Preparation_Natural Gas_Oven_E1_Baseline Forecast | Commercial | College | Existing | Food Preparation | Natural Gas | Oven | E1 | Standard | Baseline Forecast | 41% | 41% | 41% | 41% | 41% | 41% | 41% | 41% | 41% | 41% | 41% | 41% | 41% | 41% | 41% | 41% | 41% | 41% | 41% | 41% | 41% | 41% | 41% | 41% | 41% | 41% | 41% | 41% | 41% | 41% | 41% | 41% | 41%
Commercial_College_Existing_Food Preparation_Natural Gas_Oven_E2_Baseline Forecast | Commercial | College | Existing | Food Preparation | Natural Gas | Oven | E2 | ENERGY STAR (>44% Baking Efficiency) | Baseline Forecast | 59% | 59% | 59% | 59% | 59% | 59% | 59% | 59% | 59% | 59% | 59% | 59% | 59% | 59% | 59% | 59% | 59% | 59% | 59% | 59% | 59% | 59% | 59% | 59% | 59% | 59% | 59% | 59% | 59% | 59% | 59% | 59% | 59%
Commercial_College_Existing_Food Preparation_Natural Gas_Oven_E3_Baseline Forecast | Commercial | College | Existing | Food Preparation | Natural Gas | Oven | E3 |  | Baseline Forecast | bar: 2019 to 2051
Commercial_College_Existing_Food Preparation_Natural Gas_Oven_E4_Baseline Forecast | Commercial | College | Existing | Food Preparation | Natural Gas | Oven | E4 |  | Baseline Forecast | bar: 2019 to 2051
Commercial_College_Existing_Food Preparation_Natural Gas_Oven_E5_Baseline Forecast | Commercial | College | Existing | Food Preparation | Natural Gas | Oven | E5 |  | Baseline Forecast | bar: 2019 to 2051
Commercial_College_Existing_Food Preparation_Natural Gas_Oven_E6_Baseline Forecast | Commercial | College | Existing | Food Preparation | Natural Gas | Oven | E6 |  | Baseline Forecast | bar: 2019 to 2051
Commercial_College_Existing_Food Preparation_Natural Gas_Oven_E7_Baseline Forecast | Commercial | College | Existing | Food Preparation | Natural Gas | Oven | E7 |  | Baseline Forecast | bar: 2019 to 2051
Commercial_College_Existing_Food Preparation_Natural Gas_Oven_E8_Baseline Forecast | Commercial | College | Existing | Food Preparation | Natural Gas | Oven | E8 |  | Baseline Forecast | bar: 2019 to 2051
Commercial_College_Existing_Food Preparation_Natural Gas_Oven_E9_Baseline Forecast | Commercial | College | Existing | Food Preparation | Natural Gas | Oven | E9 |  | Baseline Forecast | bar: 2019 to 2051
Commercial_College_Existing_Food Preparation_Natural Gas_Oven_E10_Baseline Forecast | Commercial | College | Existing | Food Preparation | Natural Gas | Oven | E10 |  | Baseline Forecast | bar: 2019 to 2051
Commercial_College_Existing_Food Preparation_Natural Gas_Conveyor Oven_E1_Baseline Forecast | Commercial | College | Existing | Food Preparation | Natural Gas | Conveyor Oven | E1 | Standard | Baseline Forecast | 41% | 41% | 41% | 41% | 41% | 41% | 41% | 41% | 41% | 41% | 41% | 41% | 41% | 41% | 41% | 41% | 41% | 41% | 41% | 41% | 41% | 41% | 41% | 41% | 41% | 41% | 41% | 41% | 41% | 41% | 41% | 41% | 41%
Commercial_College_Existing_Food Preparation_Natural Gas_Conveyor Oven_E2_Baseline Forecast | Commercial | College | Existing | Food Preparation | Natural Gas | Conveyor Oven | E2 | Efficient (>44% Baking Efficiency) | Baseline Forecast | 59% | 59% | 59% | 59% | 59% | 59% | 59% | 59% | 59% | 59% | 59% | 59% | 59% | 59% | 59% | 59% | 59% | 59% | 59% | 59% | 59% | 59% | 59% | 59% | 59% | 59% | 59% | 59% | 59% | 59% | 59% | 59% | 59%
Commercial_College_Existing_Food Preparation_Natural Gas_Conveyor Oven_E3_Baseline Forecast | Commercial | College | Existing | Food Preparation | Natural Gas | Conveyor Oven | E3 |  | Baseline Forecast | bar: 2019 to 2051
Commercial_College_Existing_Food Preparation_Natural Gas_Conveyor Oven_E4_Baseline Forecast | Commercial | College | Existing | Food Preparation | Natural Gas | Conveyor Oven | E4 |  | Baseline Forecast | bar: 2019 to 2051
Commercial_College_Existing_Food Preparation_Natural Gas_Conveyor Oven_E5_Baseline Forecast | Commercial | College | Existing | Food Preparation | Natural Gas | Conveyor Oven | E5 |  | Baseline Forecast | bar: 2019 to 2051
Commercial_College_Existing_Food Preparation_Natural Gas_Conveyor Oven_E6_Baseline Forecast | Commercial | College | Existing | Food Preparation | Natural Gas | Conveyor Oven | E6 |  | Baseline Forecast | bar: 2019 to 2051
Commercial_College_Existing_Food Preparation_Natural Gas_Conveyor Oven_E7_Baseline Forecast | Commercial | College | Existing | Food Preparation | Natural Gas | Conveyor Oven | E7 |  | Baseline Forecast | bar: 2019 to 2051
Commercial_College_Existing_Food Preparation_Natural Gas_Conveyor Oven_E8_Baseline Forecast | Commercial | College | Existing | Food Preparation | Natural Gas | Conveyor Oven | E8 |  | Baseline Forecast | bar: 2019 to 2051
Commercial_College_Existing_Food Preparation_Natural Gas_Conveyor Oven_E9_Baseline Forecast | Commercial | College | Existing | Food Preparation | Natural Gas | Conveyor Oven | E9 |  | Baseline Forecast | bar: 2019 to 2051
Commercial_College_Existing_Food Preparation_Natural Gas_Conveyor Oven_E10_Baseline Forecast | Commercial | College | Existing | Food Preparation | Natural Gas | Conveyor Oven | E10 |  | Baseline Forecast | bar: 2019 to 2051
Commercial_College_Existing_Food Preparation_Natural Gas_Double Rack Oven_E1_Baseline Forecast | Commercial | College | Existing | Food Preparation | Natural Gas | Double Rack Oven | E1 | Standard | Baseline Forecast | 41% | 41% | 41% | 41% | 41% | 41% | 41% | 41% | 41% | 41% | 41% | 41% | 41% | 41% | 41% | 41% | 41% | 41% | 41% | 41% | 41% | 41% | 41% | 41% | 41% | 41% | 41% | 41% | 41% | 41% | 41% | 41% | 41%
Commercial_College_Existing_Food Preparation_Natural Gas_Double Rack Oven_E2_Baseline Forecast | Commercial | College | Existing | Food Preparation | Natural Gas | Double Rack Oven | E2 | FTSC Qualified (>50% Cooking Efficiency) | Baseline Forecast | 59% | 59% | 59% | 59% | 59% | 59% | 59% | 59% | 59% | 59% | 59% | 59% | 59% | 59% | 59% | 59% | 59% | 59% | 59% | 59% | 59% | 59% | 59% | 59% | 59% | 59% | 59% | 59% | 59% | 59% | 59% | 59% | 59%
Commercial_College_Existing_Food Preparation_Natural Gas_Double Rack Oven_E3_Baseline Forecast | Commercial | College | Existing | Food Preparation | Natural Gas | Double Rack Oven | E3 |  | Baseline Forecast | bar: 2019 to 2051
Commercial_College_Existing_Food Preparation_Natural Gas_Double Rack Oven_E4_Baseline Forecast | Commercial | College | Existing | Food Preparation | Natural Gas | Double Rack Oven | E4 |  | Baseline Forecast | bar: 2019 to 2051
Commercial_College_Existing_Food Preparation_Natural Gas_Double Rack Oven_E5_Baseline Forecast | Commercial | College | Existing | Food Preparation | Natural Gas | Double Rack Oven | E5 |  | Baseline Forecast | bar: 2019 to 2051
Commercial_College_Existing_Food Preparation_Natural Gas_Double Rack Oven_E6_Baseline Forecast | Commercial | College | Existing | Food Preparation | Natural Gas | Double Rack Oven | E6 |  | Baseline Forecast | bar: 2019 to 2051
Commercial_College_Existing_Food Preparation_Natural Gas_Double Rack Oven_E7_Baseline Forecast | Commercial | College | Existing | Food Preparation | Natural Gas | Double Rack Oven | E7 |  | Baseline Forecast | bar: 2019 to 2051
Commercial_College_Existing_Food Preparation_Natural Gas_Double Rack Oven_E8_Baseline Forecast | Commercial | College | Existing | Food Preparation | Natural Gas | Double Rack Oven | E8 |  | Baseline Forecast | bar: 2019 to 2051
Commercial_College_Existing_Food Preparation_Natural Gas_Double Rack Oven_E9_Baseline Forecast | Commercial | College | Existing | Food Preparation | Natural Gas | Double Rack Oven | E9 |  | Baseline Forecast | bar: 2019 to 2051
Commercial_College_Existing_Food Preparation_Natural Gas_Double Rack Oven_E10_Baseline Forecast | Commercial | College | Existing | Food Preparation | Natural Gas | Double Rack Oven | E10 |  | Baseline Forecast | bar: 2019 to 2051
Commercial_College_Existing_Food Preparation_Natural Gas_Fryer_E1_Baseline Forecast | Commercial | College | Existing | Food Preparation | Natural Gas | Fryer | E1 | Standard | Baseline Forecast | 74% | 74% | 74% | 0% | 0% | 0% | 0% | 0% | 0% | 0% | 0% | 0% | 0% | 0% | 0% | 0% | 0% | 0% | 0% | 0% | 0% | 0% | 0% | 0% | 0% | 0% | 0% | 0% | 0% | 0% | 0% | 0% | 0%
Commercial_College_Existing_Food Preparation_Natural Gas_Fryer_E2_Baseline Forecast | Commercial | College | Existing | Food Preparation | Natural Gas | Fryer | E2 | ENERGY STAR | Baseline Forecast | 26% | 26% | 26% | 100% | 100% | 100% | 100% | 100% | 100% | 100% | 100% | 100% | 100% | 100% | 100% | 100% | 100% | 100% | 100% | 100% | 100% | 100% | 100% | 100% | 100% | 100% | 100% | 100% | 100% | 100% | 100% | 100% | 100%
Commercial_College_Existing_Food Preparation_Natural Gas_Fryer_E3_Baseline Forecast | Commercial | College | Existing | Food Preparation | Natural Gas | Fryer | E3 |  | Baseline Forecast | bar: 2019 to 2051
Commercial_College_Existing_Food Preparation_Natural Gas_Fryer_E4_Baseline Forecast | Commercial | College | Existing | Food Preparation | Natural Gas | Fryer | E4 |  | Baseline Forecast | bar: 2019 to 2051
Commercial_College_Existing_Food Preparation_Natural Gas_Fryer_E5_Baseline Forecast | Commercial | College | Existing | Food Preparation | Natural Gas | Fryer | E5 |  | Baseline Forecast | bar: 2019 to 2051
Commercial_College_Existing_Food Preparation_Natural Gas_Fryer_E6_Baseline Forecast | Commercial | College | Existing | Food Preparation | Natural Gas | Fryer | E6 |  | Baseline Forecast | bar: 2019 to 2051
Commercial_College_Existing_Food Preparation_Natural Gas_Fryer_E7_Baseline Forecast | Commercial | College | Existing | Food Preparation | Natural Gas | Fryer | E7 |  | Baseline Forecast | bar: 2019 to 2051
Commercial_College_Existing_Food Preparation_Natural Gas_Fryer_E8_Baseline Forecast | Commercial | College | Existing | Food Preparation | Natural Gas | Fryer | E8 |  | Baseline Forecast | bar: 2019 to 2051
Commercial_College_Existing_Food Preparation_Natural Gas_Fryer_E9_Baseline Forecast | Commercial | College | Existing | Food Preparation | Natural Gas | Fryer | E9 |  | Baseline Forecast | bar: 2019 to 2051
Commercial_College_Existing_Food Preparation_Natural Gas_Fryer_E10_Baseline Forecast | Commercial | College | Existing | Food Preparation | Natural Gas | Fryer | E10 |  | Baseline Forecast | bar: 2019 to 2051
Commercial_College_Existing_Food Preparation_Natural Gas_Broiler_E1_Baseline Forecast | Commercial | College | Existing | Food Preparation | Natural Gas | Broiler | E1 | Standard | Baseline Forecast | 74% | 74% | 74% | 74% | 74% | 74% | 74% | 74% | 74% | 74% | 74% | 74% | 74% | 74% | 74% | 74% | 74% | 74% | 74% | 74% | 74% | 74% | 74% | 74% | 74% | 74% | 74% | 74% | 74% | 74% | 74% | 74% | 74%
Commercial_College_Existing_Food Preparation_Natural Gas_Broiler_E2_Baseline Forecast | Commercial | College | Existing | Food Preparation | Natural Gas | Broiler | E2 | Infrared Burners | Baseline Forecast | 26% | 26% | 26% | 26% | 26% | 26% | 26% | 26% | 26% | 26% | 26% | 26% | 26% | 26% | 26% | 26% | 26% | 26% | 26% | 26% | 26% | 26% | 26% | 26% | 26% | 26% | 26% | 26% | 26% | 26% | 26% | 26% | 26%
Commercial_College_Existing_Food Preparation_Natural Gas_Broiler_E3_Baseline Forecast | Commercial | College | Existing | Food Preparation | Natural Gas | Broiler | E3 |  | Baseline Forecast | bar: 2019 to 2051
Commercial_College_Existing_Food Preparation_Natural Gas_Broiler_E4_Baseline Forecast | Commercial | College | Existing | Food Preparation | Natural Gas | Broiler | E4 |  | Baseline Forecast | bar: 2019 to 2051
Commercial_College_Existing_Food Preparation_Natural Gas_Broiler_E5_Baseline Forecast | Commercial | College | Existing | Food Preparation | Natural Gas | Broiler | E5 |  | Baseline Forecast | bar: 2019 to 2051
Commercial_College_Existing_Food Preparation_Natural Gas_Broiler_E6_Baseline Forecast | Commercial | College | Existing | Food Preparation | Natural Gas | Broiler | E6 |  | Baseline Forecast | bar: 2019 to 2051
Commercial_College_Existing_Food Preparation_Natural Gas_Broiler_E7_Baseline Forecast | Commercial | College | Existing | Food Preparation | Natural Gas | Broiler | E7 |  | Baseline Forecast | bar: 2019 to 2051
Commercial_College_Existing_Food Preparation_Natural Gas_Broiler_E8_Baseline Forecast | Commercial | College | Existing | Food Preparation | Natural Gas | Broiler | E8 |  | Baseline Forecast | bar: 2019 to 2051
Commercial_College_Existing_Food Preparation_Natural Gas_Broiler_E9_Baseline Forecast | Commercial | College | Existing | Food Preparation | Natural Gas | Broiler | E9 |  | Baseline Forecast | bar: 2019 to 2051
Commercial_College_Existing_Food Preparation_Natural Gas_Broiler_E10_Baseline Forecast | Commercial | College | Existing | Food Preparation | Natural Gas | Broiler | E10 |  | Baseline Forecast | bar: 2019 to 2051
Commercial_College_Existing_Food Preparation_Natural Gas_Griddle_E1_Baseline Forecast | Commercial | College | Existing | Food Preparation | Natural Gas | Griddle | E1 | Standard | Baseline Forecast | 71% | 71% | 71% | 71% | 71% | 71% | 71% | 71% | 71% | 71% | 71% | 71% | 71% | 71% | 71% | 71% | 71% | 71% | 71% | 71% | 71% | 71% | 71% | 71% | 71% | 71% | 71% | 71% | 71% | 71% | 71% | 71% | 71%
Commercial_College_Existing_Food Preparation_Natural Gas_Griddle_E2_Baseline Forecast | Commercial | College | Existing | Food Preparation | Natural Gas | Griddle | E2 | ENERGY STAR | Baseline Forecast | 29% | 29% | 29% | 29% | 29% | 29% | 29% | 29% | 29% | 29% | 29% | 29% | 29% | 29% | 29% | 29% | 29% | 29% | 29% | 29% | 29% | 29% | 29% | 29% | 29% | 29% | 29% | 29% | 29% | 29% | 29% | 29% | 29%
Commercial_College_Existing_Food Preparation_Natural Gas_Griddle_E3_Baseline Forecast | Commercial | College | Existing | Food Preparation | Natural Gas | Griddle | E3 |  | Baseline Forecast | bar: 2019 to 2051
Commercial_College_Existing_Food Preparation_Natural Gas_Griddle_E4_Baseline Forecast | Commercial | College | Existing | Food Preparation | Natural Gas | Griddle | E4 |  | Baseline Forecast | bar: 2019 to 2051
Commercial_College_Existing_Food Preparation_Natural Gas_Griddle_E5_Baseline Forecast | Commercial | College | Existing | Food Preparation | Natural Gas | Griddle | E5 |  | Baseline Forecast | bar: 2019 to 2051
Commercial_College_Existing_Food Preparation_Natural Gas_Griddle_E6_Baseline Forecast | Commercial | College | Existing | Food Preparation | Natural Gas | Griddle | E6 |  | Baseline Forecast | bar: 2019 to 2051
Commercial_College_Existing_Food Preparation_Natural Gas_Griddle_E7_Baseline Forecast | Commercial | College | Existing | Food Preparation | Natural Gas | Griddle | E7 |  | Baseline Forecast | bar: 2019 to 2051
Commercial_College_Existing_Food Preparation_Natural Gas_Griddle_E8_Baseline Forecast | Commercial | College | Existing | Food Preparation | Natural Gas | Griddle | E8 |  | Baseline Forecast | bar: 2019 to 2051
Commercial_College_Existing_Food Preparation_Natural Gas_Griddle_E9_Baseline Forecast | Commercial | College | Existing | Food Preparation | Natural Gas | Griddle | E9 |  | Baseline Forecast | bar: 2019 to 2051
Commercial_College_Existing_Food Preparation_Natural Gas_Griddle_E10_Baseline Forecast | Commercial | College | Existing | Food Preparation | Natural Gas | Griddle | E10 |  | Baseline Forecast | bar: 2019 to 2051
Commercial_College_Existing_Food Preparation_Natural Gas_Range_E1_Baseline Forecast | Commercial | College | Existing | Food Preparation | Natural Gas | Range | E1 | Standard | Baseline Forecast | 41% | 41% | 41% | 41% | 41% | 41% | 41% | 41% | 41% | 41% | 41% | 41% | 41% | 41% | 41% | 41% | 41% | 41% | 41% | 41% | 41% | 41% | 41% | 41% | 41% | 41% | 41% | 41% | 41% | 41% | 41% | 41% | 41%
Commercial_College_Existing_Food Preparation_Natural Gas_Range_E2_Baseline Forecast | Commercial | College | Existing | Food Preparation | Natural Gas | Range | E2 | High Efficiency | Baseline Forecast | 59% | 59% | 59% | 59% | 59% | 59% | 59% | 59% | 59% | 59% | 59% | 59% | 59% | 59% | 59% | 59% | 59% | 59% | 59% | 59% | 59% | 59% | 59% | 59% | 59% | 59% | 59% | 59% | 59% | 59% | 59% | 59% | 59%
Commercial_College_Existing_Food Preparation_Natural Gas_Range_E3_Baseline Forecast | Commercial | College | Existing | Food Preparation | Natural Gas | Range | E3 |  | Baseline Forecast | bar: 2019 to 2051
Commercial_College_Existing_Food Preparation_Natural Gas_Range_E4_Baseline Forecast | Commercial | College | Existing | Food Preparation | Natural Gas | Range | E4 |  | Baseline Forecast | bar: 2019 to 2051
Commercial_College_Existing_Food Preparation_Natural Gas_Range_E5_Baseline Forecast | Commercial | College | Existing | Food Preparation | Natural Gas | Range | E5 |  | Baseline Forecast | bar: 2019 to 2051
Commercial_College_Existing_Food Preparation_Natural Gas_Range_E6_Baseline Forecast | Commercial | College | Existing | Food Preparation | Natural Gas | Range | E6 |  | Baseline Forecast | bar: 2019 to 2051
Commercial_College_Existing_Food Preparation_Natural Gas_Range_E7_Baseline Forecast | Commercial | College | Existing | Food Preparation | Natural Gas | Range | E7 |  | Baseline Forecast | bar: 2019 to 2051
Commercial_College_Existing_Food Preparation_Natural Gas_Range_E8_Baseline Forecast | Commercial | College | Existing | Food Preparation | Natural Gas | Range | E8 |  | Baseline Forecast | bar: 2019 to 2051
Commercial_College_Existing_Food Preparation_Natural Gas_Range_E9_Baseline Forecast | Commercial | College | Existing | Food Preparation | Natural Gas | Range | E9 |  | Baseline Forecast | bar: 2019 to 2051
Commercial_College_Existing_Food Preparation_Natural Gas_Range_E10_Baseline Forecast | Commercial | College | Existing | Food Preparation | Natural Gas | Range | E10 |  | Baseline Forecast | bar: 2019 to 2051
Commercial_College_Existing_Food Preparation_Natural Gas_Steamer_E1_Baseline Forecast | Commercial | College | Existing | Food Preparation | Natural Gas | Steamer | E1 | Standard | Baseline Forecast | 50% | 50% | 50% | 0% | 0% | 0% | 0% | 0% | 0% | 0% | 0% | 0% | 0% | 0% | 0% | 0% | 0% | 0% | 0% | 0% | 0% | 0% | 0% | 0% | 0% | 0% | 0% | 0% | 0% | 0% | 0% | 0% | 0%
Commercial_College_Existing_Food Preparation_Natural Gas_Steamer_E2_Baseline Forecast | Commercial | College | Existing | Food Preparation | Natural Gas | Steamer | E2 | ENERGY STAR | Baseline Forecast | 50% | 50% | 50% | 100% | 100% | 100% | 100% | 100% | 100% | 100% | 100% | 100% | 100% | 100% | 100% | 100% | 100% | 100% | 100% | 100% | 100% | 100% | 100% | 100% | 100% | 100% | 100% | 100% | 100% | 100% | 100% | 100% | 100%
Commercial_College_Existing_Food Preparation_Natural Gas_Steamer_E3_Baseline Forecast | Commercial | College | Existing | Food Preparation | Natural Gas | Steamer | E3 |  | Baseline Forecast | bar: 2019 to 2051
Commercial_College_Existing_Food Preparation_Natural Gas_Steamer_E4_Baseline Forecast | Commercial | College | Existing | Food Preparation | Natural Gas | Steamer | E4 |  | Baseline Forecast | bar: 2019 to 2051
Commercial_College_Existing_Food Preparation_Natural Gas_Steamer_E5_Baseline Forecast | Commercial | College | Existing | Food Preparation | Natural Gas | Steamer | E5 |  | Baseline Forecast | bar: 2019 to 2051
Commercial_College_Existing_Food Preparation_Natural Gas_Steamer_E6_Baseline Forecast | Commercial | College | Existing | Food Preparation | Natural Gas | Steamer | E6 |  | Baseline Forecast | bar: 2019 to 2051
Commercial_College_Existing_Food Preparation_Natural Gas_Steamer_E7_Baseline Forecast | Commercial | College | Existing | Food Preparation | Natural Gas | Steamer | E7 |  | Baseline Forecast | bar: 2019 to 2051
Commercial_College_Existing_Food Preparation_Natural Gas_Steamer_E8_Baseline Forecast | Commercial | College | Existing | Food Preparation | Natural Gas | Steamer | E8 |  | Baseline Forecast | bar: 2019 to 2051
Commercial_College_Existing_Food Preparation_Natural Gas_Steamer_E9_Baseline Forecast | Commercial | College | Existing | Food Preparation | Natural Gas | Steamer | E9 |  | Baseline Forecast | bar: 2019 to 2051
Commercial_College_Existing_Food Preparation_Natural Gas_Steamer_E10_Baseline Forecast | Commercial | College | Existing | Food Preparation | Natural Gas | Steamer | E10 |  | Baseline Forecast | bar: 2019 to 2051
Commercial_College_Existing_Food Preparation_Natural Gas_Food Prep Other_E1_Baseline Forecast | Commercial | College | Existing | Food Preparation | Natural Gas | Food Prep Other | E1 | Standard | Baseline Forecast | 74% | 74% | 74% | 74% | 74% | 74% | 74% | 74% | 74% | 74% | 74% | 74% | 74% | 74% | 74% | 74% | 74% | 74% | 74% | 74% | 74% | 74% | 74% | 74% | 74% | 74% | 74% | 74% | 74% | 74% | 74% | 74% | 74%
Commercial_College_Existing_Food Preparation_Natural Gas_Food Prep Other_E2_Baseline Forecast | Commercial | College | Existing | Food Preparation | Natural Gas | Food Prep Other | E2 | ENERGY STAR | Baseline Forecast | 26% | 26% | 26% | 26% | 26% | 26% | 26% | 26% | 26% | 26% | 26% | 26% | 26% | 26% | 26% | 26% | 26% | 26% | 26% | 26% | 26% | 26% | 26% | 26% | 26% | 26% | 26% | 26% | 26% | 26% | 26% | 26% | 26%
Commercial_College_Existing_Food Preparation_Natural Gas_Food Prep Other_E3_Baseline Forecast | Commercial | College | Existing | Food Preparation | Natural Gas | Food Prep Other | E3 |  | Baseline Forecast | bar: 2019 to 2051
Commercial_College_Existing_Food Preparation_Natural Gas_Food Prep Other_E4_Baseline Forecast | Commercial | College | Existing | Food Preparation | Natural Gas | Food Prep Other | E4 |  | Baseline Forecast | bar: 2019 to 2051
Commercial_College_Existing_Food Preparation_Natural Gas_Food Prep Other_E5_Baseline Forecast | Commercial | College | Existing | Food Preparation | Natural Gas | Food Prep Other | E5 |  | Baseline Forecast | bar: 2019 to 2051
Commercial_College_Existing_Food Preparation_Natural Gas_Food Prep Other_E6_Baseline Forecast | Commercial | College | Existing | Food Preparation | Natural Gas | Food Prep Other | E6 |  | Baseline Forecast | bar: 2019 to 2051
Commercial_College_Existing_Food Preparation_Natural Gas_Food Prep Other_E7_Baseline Forecast | Commercial | College | Existing | Food Preparation | Natural Gas | Food Prep Other | E7 |  | Baseline Forecast | bar: 2019 to 2051
Commercial_College_Existing_Food Preparation_Natural Gas_Food Prep Other_E8_Baseline Forecast | Commercial | College | Existing | Food Preparation | Natural Gas | Food Prep Other | E8 |  | Baseline Forecast | bar: 2019 to 2051
Commercial_College_Existing_Food Preparation_Natural Gas_Food Prep Other_E9_Baseline Forecast | Commercial | College | Existing | Food Preparation | Natural Gas | Food Prep Other | E9 |  | Baseline Forecast | bar: 2019 to 2051
Commercial_College_Existing_Food Preparation_Natural Gas_Food Prep Other_E10_Baseline Forecast | Commercial | College | Existing | Food Preparation | Natural Gas | Food Prep Other | E10 |  | Baseline Forecast | bar: 2019 to 2051
Commercial_College_Existing_Miscellaneous_Natural Gas_Pool Heater_E1_Baseline Forecast | Commercial | College | Existing | Miscellaneous | Natural Gas | Pool Heater | E1 | Standard (EF .78) | Baseline Forecast | 90% | 90% | 90% | 90% | 90% | 90% | 90% | 90% | 90% | 90% | 90% | 90% | 90% | 90% | 90% | 90% | 90% | 90% | 90% | 90% | 90% | 90% | 90% | 90% | 90% | 90% | 90% | 90% | 90% | 90% | 90% | 90% | 90%
Commercial_College_Existing_Miscellaneous_Natural Gas_Pool Heater_E2_Baseline Forecast | Commercial | College | Existing | Miscellaneous | Natural Gas | Pool Heater | E2 | Condensing (EF .90) | Baseline Forecast | 10% | 10% | 10% | 10% | 10% | 10% | 10% | 10% | 10% | 10% | 10% | 10% | 10% | 10% | 10% | 10% | 10% | 10% | 10% | 10% | 10% | 10% | 10% | 10% | 10% | 10% | 10% | 10% | 10% | 10% | 10% | 10% | 10%
Commercial_College_Existing_Miscellaneous_Natural Gas_Pool Heater_E3_Baseline Forecast | Commercial | College | Existing | Miscellaneous | Natural Gas | Pool Heater | E3 |  | Baseline Forecast | bar: 2019 to 2051
Commercial_College_Existing_Miscellaneous_Natural Gas_Pool Heater_E4_Baseline Forecast | Commercial | College | Existing | Miscellaneous | Natural Gas | Pool Heater | E4 |  | Baseline Forecast | bar: 2019 to 2051
Commercial_College_Existing_Miscellaneous_Natural Gas_Pool Heater_E5_Baseline Forecast | Commercial | College | Existing | Miscellaneous | Natural Gas | Pool Heater | E5 |  | Baseline Forecast | bar: 2019 to 2051
Commercial_College_Existing_Miscellaneous_Natural Gas_Pool Heater_E6_Baseline Forecast | Commercial | College | Existing | Miscellaneous | Natural Gas | Pool Heater | E6 |  | Baseline Forecast | bar: 2019 to 2051
Commercial_College_Existing_Miscellaneous_Natural Gas_Pool Heater_E7_Baseline Forecast | Commercial | College | Existing | Miscellaneous | Natural Gas | Pool Heater | E7 |  | Baseline Forecast | bar: 2019 to 2051
Commercial_College_Existing_Miscellaneous_Natural Gas_Pool Heater_E8_Baseline Forecast | Commercial | College | Existing | Miscellaneous | Natural Gas | Pool Heater | E8 |  | Baseline Forecast | bar: 2019 to 2051
Commercial_College_Existing_Miscellaneous_Natural Gas_Pool Heater_E9_Baseline Forecast | Commercial | College | Existing | Miscellaneous | Natural Gas | Pool Heater | E9 |  | Baseline Forecast | bar: 2019 to 2051
Commercial_College_Existing_Miscellaneous_Natural Gas_Pool Heater_E10_Baseline Forecast | Commercial | College | Existing | Miscellaneous | Natural Gas | Pool Heater | E10 |  | Baseline Forecast | bar: 2019 to 2051
Commercial_College_Existing_Miscellaneous_Natural Gas_Miscellaneous_E1_Baseline Forecast | Commercial | College | Existing | Miscellaneous | Natural Gas | Miscellaneous | E1 | Miscellaneous | Baseline Forecast | 100% | 100% | 100% | 100% | 100% | 100% | 100% | 100% | 100% | 100% | 100% | 100% | 100% | 100% | 100% | 100% | 100% | 100% | 100% | 100% | 100% | 100% | 100% | 100% | 100% | 100% | 100% | 100% | 100% | 100% | 100% | 100% | 100%
Commercial_College_Existing_Miscellaneous_Natural Gas_Miscellaneous_E2_Baseline Forecast | Commercial | College | Existing | Miscellaneous | Natural Gas | Miscellaneous | E2 |  | Baseline Forecast | bar: 2019 to 2051
Commercial_College_Existing_Miscellaneous_Natural Gas_Miscellaneous_E3_Baseline Forecast | Commercial | College | Existing | Miscellaneous | Natural Gas | Miscellaneous | E3 |  | Baseline Forecast | bar: 2019 to 2051
Commercial_College_Existing_Miscellaneous_Natural Gas_Miscellaneous_E4_Baseline Forecast | Commercial | College | Existing | Miscellaneous | Natural Gas | Miscellaneous | E4 |  | Baseline Forecast | bar: 2019 to 2051
Commercial_College_Existing_Miscellaneous_Natural Gas_Miscellaneous_E5_Baseline Forecast | Commercial | College | Existing | Miscellaneous | Natural Gas | Miscellaneous | E5 |  | Baseline Forecast | bar: 2019 to 2051
Commercial_College_Existing_Miscellaneous_Natural Gas_Miscellaneous_E6_Baseline Forecast | Commercial | College | Existing | Miscellaneous | Natural Gas | Miscellaneous | E6 |  | Baseline Forecast | bar: 2019 to 2051
Commercial_College_Existing_Miscellaneous_Natural Gas_Miscellaneous_E7_Baseline Forecast | Commercial | College | Existing | Miscellaneous | Natural Gas | Miscellaneous | E7 |  | Baseline Forecast | bar: 2019 to 2051
Commercial_College_Existing_Miscellaneous_Natural Gas_Miscellaneous_E8_Baseline Forecast | Commercial | College | Existing | Miscellaneous | Natural Gas | Miscellaneous | E8 |  | Baseline Forecast | bar: 2019 to 2051
Commercial_College_Existing_Miscellaneous_Natural Gas_Miscellaneous_E9_Baseline Forecast | Commercial | College | Existing | Miscellaneous | Natural Gas | Miscellaneous | E9 |  | Baseline Forecast | bar: 2019 to 2051
Commercial_College_Existing_Miscellaneous_Natural Gas_Miscellaneous_E10_Baseline Forecast | Commercial | College | Existing | Miscellaneous | Natural Gas | Miscellaneous | E10 |  | Baseline Forecast | bar: 2019 to 2051
Commercial_College_New_Space Heating_Natural Gas_Furnace_E1_Baseline Forecast | Commercial | College | New | Space Heating | Natural Gas | Furnace | E1 | AFUE 80% (Standard) | Baseline Forecast | 100% | 100% | 100% | 100% | 100% | 100% | 100% | 100% | 100% | 100% | 100% | 100% | 100% | 100% | 100% | 100% | 100% | 100% | 100% | 100% | 100% | 100% | 100% | 100% | 100% | 100% | 100% | 100% | 100% | 100% | 100% | 100% | 100%
Commercial_College_New_Space Heating_Natural Gas_Furnace_E2_Baseline Forecast | Commercial | College | New | Space Heating | Natural Gas | Furnace | E2 | AFUE 90% | Baseline Forecast | bar: 2019 to 2051
Commercial_College_New_Space Heating_Natural Gas_Furnace_E3_Baseline Forecast | Commercial | College | New | Space Heating | Natural Gas | Furnace | E3 | AFUE 96% | Baseline Forecast | bar: 2019 to 2051
Commercial_College_New_Space Heating_Natural Gas_Furnace_E4_Baseline Forecast | Commercial | College | New | Space Heating | Natural Gas | Furnace | E4 | Convert to NG Air Source Heat Pump | Baseline Forecast | bar: 2019 to 2051
Commercial_College_New_Space Heating_Natural Gas_Furnace_E5_Baseline Forecast | Commercial | College | New | Space Heating | Natural Gas | Furnace | E5 |  | Baseline Forecast | bar: 2019 to 2051
Commercial_College_New_Space Heating_Natural Gas_Furnace_E6_Baseline Forecast | Commercial | College | New | Space Heating | Natural Gas | Furnace | E6 |  | Baseline Forecast | bar: 2019 to 2051
Commercial_College_New_Space Heating_Natural Gas_Furnace_E7_Baseline Forecast | Commercial | College | New | Space Heating | Natural Gas | Furnace | E7 |  | Baseline Forecast | bar: 2019 to 2051
Commercial_College_New_Space Heating_Natural Gas_Furnace_E8_Baseline Forecast | Commercial | College | New | Space Heating | Natural Gas | Furnace | E8 |  | Baseline Forecast | bar: 2019 to 2051
Commercial_College_New_Space Heating_Natural Gas_Furnace_E9_Baseline Forecast | Commercial | College | New | Space Heating | Natural Gas | Furnace | E9 |  | Baseline Forecast | bar: 2019 to 2051
Commercial_College_New_Space Heating_Natural Gas_Furnace_E10_Baseline Forecast | Commercial | College | New | Space Heating | Natural Gas | Furnace | E10 |  | Baseline Forecast | bar: 2019 to 2051
Commercial_College_New_Space Heating_Natural Gas_Boiler_E1_Baseline Forecast | Commercial | College | New | Space Heating | Natural Gas | Boiler | E1 | AFUE 80% (Standard) | Baseline Forecast | 100% | 100% | 100% | 70.21% | 70.21% | 70.21% | 70.21% | 70.21% | 61.11% | 61.11% | 61.11% | 61.11% | 61.11% | 61.11% | 61.11% | 61.11% | 61.11% | 61.11% | 61.11% | 61.11% | 61.11% | 61.11% | 61.11% | 61.11% | 61.11% | 61.11% | 61.11% | 61.11% | 61.11% | 61.11% | 61.11% | 61.11% | 61.11%
Commercial_College_New_Space Heating_Natural Gas_Boiler_E2_Baseline Forecast | Commercial | College | New | Space Heating | Natural Gas | Boiler | E2 | AFUE 85% | Baseline Forecast | bar: 2019 to 2051
Commercial_College_New_Space Heating_Natural Gas_Boiler_E3_Baseline Forecast | Commercial | College | New | Space Heating | Natural Gas | Boiler | E3 | AFUE 97% | Baseline Forecast | 0% | 0% | 0% | 29.79% | 29.79% | 29.79% | 29.79% | 29.79% | 38.89% | 38.89% | 38.89% | 38.89% | 38.89% | 38.89% | 38.89% | 38.89% | 38.89% | 38.89% | 38.89% | 38.89% | 38.89% | 38.89% | 38.89% | 38.89% | 38.89% | 38.89% | 38.89% | 38.89% | 38.89% | 38.89% | 38.89% | 38.89% | 38.89%
Commercial_College_New_Space Heating_Natural Gas_Boiler_E4_Baseline Forecast | Commercial | College | New | Space Heating | Natural Gas | Boiler | E4 | Convert to NG Air Source Heat Pump | Baseline Forecast | bar: 2019 to 2051
Commercial_College_New_Space Heating_Natural Gas_Boiler_E5_Baseline Forecast | Commercial | College | New | Space Heating | Natural Gas | Boiler | E5 |  | Baseline Forecast | bar: 2019 to 2051
Commercial_College_New_Space Heating_Natural Gas_Boiler_E6_Baseline Forecast | Commercial | College | New | Space Heating | Natural Gas | Boiler | E6 |  | Baseline Forecast | bar: 2019 to 2051
Commercial_College_New_Space Heating_Natural Gas_Boiler_E7_Baseline Forecast | Commercial | College | New | Space Heating | Natural Gas | Boiler | E7 |  | Baseline Forecast | bar: 2019 to 2051
Commercial_College_New_Space Heating_Natural Gas_Boiler_E8_Baseline Forecast | Commercial | College | New | Space Heating | Natural Gas | Boiler | E8 |  | Baseline Forecast | bar: 2019 to 2051
Commercial_College_New_Space Heating_Natural Gas_Boiler_E9_Baseline Forecast | Commercial | College | New | Space Heating | Natural Gas | Boiler | E9 |  | Baseline Forecast | bar: 2019 to 2051
Commercial_College_New_Space Heating_Natural Gas_Boiler_E10_Baseline Forecast | Commercial | College | New | Space Heating | Natural Gas | Boiler | E10 |  | Baseline Forecast | bar: 2019 to 2051
Commercial_College_New_Space Heating_Natural Gas_Unit Heater_E1_Baseline Forecast | Commercial | College | New | Space Heating | Natural Gas | Unit Heater | E1 | Standard | Baseline Forecast | 100% | 100% | 100% | 100% | 100% | 100% | 100% | 100% | 100% | 100% | 100% | 100% | 100% | 100% | 100% | 100% | 100% | 100% | 100% | 100% | 100% | 100% | 100% | 100% | 100% | 100% | 100% | 100% | 100% | 100% | 100% | 100% | 100%
Commercial_College_New_Space Heating_Natural Gas_Unit Heater_E2_Baseline Forecast | Commercial | College | New | Space Heating | Natural Gas | Unit Heater | E2 | Condensing | Baseline Forecast | bar: 2019 to 2051
Commercial_College_New_Space Heating_Natural Gas_Unit Heater_E3_Baseline Forecast | Commercial | College | New | Space Heating | Natural Gas | Unit Heater | E3 | Infrared Radiant | Baseline Forecast | bar: 2019 to 2051
Commercial_College_New_Space Heating_Natural Gas_Unit Heater_E4_Baseline Forecast | Commercial | College | New | Space Heating | Natural Gas | Unit Heater | E4 |  | Baseline Forecast | bar: 2019 to 2051
Commercial_College_New_Space Heating_Natural Gas_Unit Heater_E5_Baseline Forecast | Commercial | College | New | Space Heating | Natural Gas | Unit Heater | E5 |  | Baseline Forecast | bar: 2019 to 2051
Commercial_College_New_Space Heating_Natural Gas_Unit Heater_E6_Baseline Forecast | Commercial | College | New | Space Heating | Natural Gas | Unit Heater | E6 |  | Baseline Forecast | bar: 2019 to 2051
Commercial_College_New_Space Heating_Natural Gas_Unit Heater_E7_Baseline Forecast | Commercial | College | New | Space Heating | Natural Gas | Unit Heater | E7 |  | Baseline Forecast | bar: 2019 to 2051
Commercial_College_New_Space Heating_Natural Gas_Unit Heater_E8_Baseline Forecast | Commercial | College | New | Space Heating | Natural Gas | Unit Heater | E8 |  | Baseline Forecast | bar: 2019 to 2051
Commercial_College_New_Space Heating_Natural Gas_Unit Heater_E9_Baseline Forecast | Commercial | College | New | Space Heating | Natural Gas | Unit Heater | E9 |  | Baseline Forecast | bar: 2019 to 2051
Commercial_College_New_Space Heating_Natural Gas_Unit Heater_E10_Baseline Forecast | Commercial | College | New | Space Heating | Natural Gas | Unit Heater | E10 |  | Baseline Forecast | bar: 2019 to 2051
Commercial_College_New_Water Heating_Natural Gas_Water Heater_E1_Baseline Forecast | Commercial | College | New | Water Heating | Natural Gas | Water Heater | E1 | TE 80% | Baseline Forecast | bar: 2019 to 2051
Commercial_College_New_Water Heating_Natural Gas_Water Heater_E2_Baseline Forecast | Commercial | College | New | Water Heating | Natural Gas | Water Heater | E2 | TE 81% | Baseline Forecast | 100% | 100% | 100% | 100% | 100% | 100% | 100% | 100% | 100% | 100% | 100% | 100% | 100% | 100% | 100% | 100% | 100% | 100% | 100% | 100% | 100% | 100% | 100% | 100% | 100% | 100% | 100% | 100% | 100% | 100% | 100% | 100% | 100%
Commercial_College_New_Water Heating_Natural Gas_Water Heater_E3_Baseline Forecast | Commercial | College | New | Water Heating | Natural Gas | Water Heater | E3 | TE 88% | Baseline Forecast | bar: 2019 to 2051
Commercial_College_New_Water Heating_Natural Gas_Water Heater_E4_Baseline Forecast | Commercial | College | New | Water Heating | Natural Gas | Water Heater | E4 | TE 94% | Baseline Forecast | bar: 2019 to 2051
Commercial_College_New_Water Heating_Natural Gas_Water Heater_E5_Baseline Forecast | Commercial | College | New | Water Heating | Natural Gas | Water Heater | E5 | TE 96% | Baseline Forecast | bar: 2019 to 2051
Commercial_College_New_Water Heating_Natural Gas_Water Heater_E6_Baseline Forecast | Commercial | College | New | Water Heating | Natural Gas | Water Heater | E6 | Tankless | Baseline Forecast | bar: 2019 to 2051
Commercial_College_New_Water Heating_Natural Gas_Water Heater_E7_Baseline Forecast | Commercial | College | New | Water Heating | Natural Gas | Water Heater | E7 | Gas-Fired Absorption HPWH | Baseline Forecast | bar: 2019 to 2051
Commercial_College_New_Water Heating_Natural Gas_Water Heater_E8_Baseline Forecast | Commercial | College | New | Water Heating | Natural Gas | Water Heater | E8 |  | Baseline Forecast | bar: 2019 to 2051
Commercial_College_New_Water Heating_Natural Gas_Water Heater_E9_Baseline Forecast | Commercial | College | New | Water Heating | Natural Gas | Water Heater | E9 |  | Baseline Forecast | bar: 2019 to 2051
Commercial_College_New_Water Heating_Natural Gas_Water Heater_E10_Baseline Forecast | Commercial | College | New | Water Heating | Natural Gas | Water Heater | E10 |  | Baseline Forecast | bar: 2019 to 2051
Commercial_College_New_Food Preparation_Natural Gas_Oven_E1_Baseline Forecast | Commercial | College | New | Food Preparation | Natural Gas | Oven | E1 | Standard | Baseline Forecast | 41% | 41% | 41% | 41% | 41% | 41% | 41% | 41% | 41% | 41% | 41% | 41% | 41% | 41% | 41% | 41% | 41% | 41% | 41% | 41% | 41% | 41% | 41% | 41% | 41% | 41% | 41% | 41% | 41% | 41% | 41% | 41% | 41%
Commercial_College_New_Food Preparation_Natural Gas_Oven_E2_Baseline Forecast | Commercial | College | New | Food Preparation | Natural Gas | Oven | E2 | ENERGY STAR (>44% Baking Efficiency) | Baseline Forecast | 59% | 59% | 59% | 59% | 59% | 59% | 59% | 59% | 59% | 59% | 59% | 59% | 59% | 59% | 59% | 59% | 59% | 59% | 59% | 59% | 59% | 59% | 59% | 59% | 59% | 59% | 59% | 59% | 59% | 59% | 59% | 59% | 59%
Commercial_College_New_Food Preparation_Natural Gas_Oven_E3_Baseline Forecast | Commercial | College | New | Food Preparation | Natural Gas | Oven | E3 |  | Baseline Forecast | bar: 2019 to 2051
Commercial_College_New_Food Preparation_Natural Gas_Oven_E4_Baseline Forecast | Commercial | College | New | Food Preparation | Natural Gas | Oven | E4 |  | Baseline Forecast | bar: 2019 to 2051
Commercial_College_New_Food Preparation_Natural Gas_Oven_E5_Baseline Forecast | Commercial | College | New | Food Preparation | Natural Gas | Oven | E5 |  | Baseline Forecast | bar: 2019 to 2051
Commercial_College_New_Food Preparation_Natural Gas_Oven_E6_Baseline Forecast | Commercial | College | New | Food Preparation | Natural Gas | Oven | E6 |  | Baseline Forecast | bar: 2019 to 2051
Commercial_College_New_Food Preparation_Natural Gas_Oven_E7_Baseline Forecast | Commercial | College | New | Food Preparation | Natural Gas | Oven | E7 |  | Baseline Forecast | bar: 2019 to 2051
Commercial_College_New_Food Preparation_Natural Gas_Oven_E8_Baseline Forecast | Commercial | College | New | Food Preparation | Natural Gas | Oven | E8 |  | Baseline Forecast | bar: 2019 to 2051
Commercial_College_New_Food Preparation_Natural Gas_Oven_E9_Baseline Forecast | Commercial | College | New | Food Preparation | Natural Gas | Oven | E9 |  | Baseline Forecast | bar: 2019 to 2051
Commercial_College_New_Food Preparation_Natural Gas_Oven_E10_Baseline Forecast | Commercial | College | New | Food Preparation | Natural Gas | Oven | E10 |  | Baseline Forecast | bar: 2019 to 2051
Commercial_College_New_Food Preparation_Natural Gas_Conveyor Oven_E1_Baseline Forecast | Commercial | College | New | Food Preparation | Natural Gas | Conveyor Oven | E1 | Standard | Baseline Forecast | 41% | 41% | 41% | 41% | 41% | 41% | 41% | 41% | 41% | 41% | 41% | 41% | 41% | 41% | 41% | 41% | 41% | 41% | 41% | 41% | 41% | 41% | 41% | 41% | 41% | 41% | 41% | 41% | 41% | 41% | 41% | 41% | 41%
Commercial_College_New_Food Preparation_Natural Gas_Conveyor Oven_E2_Baseline Forecast | Commercial | College | New | Food Preparation | Natural Gas | Conveyor Oven | E2 | Efficient (>44% Baking Efficiency) | Baseline Forecast | 59% | 59% | 59% | 59% | 59% | 59% | 59% | 59% | 59% | 59% | 59% | 59% | 59% | 59% | 59% | 59% | 59% | 59% | 59% | 59% | 59% | 59% | 59% | 59% | 59% | 59% | 59% | 59% | 59% | 59% | 59% | 59% | 59%
Commercial_College_New_Food Preparation_Natural Gas_Conveyor Oven_E3_Baseline Forecast | Commercial | College | New | Food Preparation | Natural Gas | Conveyor Oven | E3 |  | Baseline Forecast | bar: 2019 to 2051
Commercial_College_New_Food Preparation_Natural Gas_Conveyor Oven_E4_Baseline Forecast | Commercial | College | New | Food Preparation | Natural Gas | Conveyor Oven | E4 |  | Baseline Forecast | bar: 2019 to 2051
Commercial_College_New_Food Preparation_Natural Gas_Conveyor Oven_E5_Baseline Forecast | Commercial | College | New | Food Preparation | Natural Gas | Conveyor Oven | E5 |  | Baseline Forecast | bar: 2019 to 2051
Commercial_College_New_Food Preparation_Natural Gas_Conveyor Oven_E6_Baseline Forecast | Commercial | College | New | Food Preparation | Natural Gas | Conveyor Oven | E6 |  | Baseline Forecast | bar: 2019 to 2051
Commercial_College_New_Food Preparation_Natural Gas_Conveyor Oven_E7_Baseline Forecast | Commercial | College | New | Food Preparation | Natural Gas | Conveyor Oven | E7 |  | Baseline Forecast | bar: 2019 to 2051
Commercial_College_New_Food Preparation_Natural Gas_Conveyor Oven_E8_Baseline Forecast | Commercial | College | New | Food Preparation | Natural Gas | Conveyor Oven | E8 |  | Baseline Forecast | bar: 2019 to 2051
Commercial_College_New_Food Preparation_Natural Gas_Conveyor Oven_E9_Baseline Forecast | Commercial | College | New | Food Preparation | Natural Gas | Conveyor Oven | E9 |  | Baseline Forecast | bar: 2019 to 2051
Commercial_College_New_Food Preparation_Natural Gas_Conveyor Oven_E10_Baseline Forecast | Commercial | College | New | Food Preparation | Natural Gas | Conveyor Oven | E10 |  | Baseline Forecast | bar: 2019 to 2051
Commercial_College_New_Food Preparation_Natural Gas_Double Rack Oven_E1_Baseline Forecast | Commercial | College | New | Food Preparation | Natural Gas | Double Rack Oven | E1 | Standard | Baseline Forecast | 41% | 41% | 41% | 41% | 41% | 41% | 41% | 41% | 41% | 41% | 41% | 41% | 41% | 41% | 41% | 41% | 41% | 41% | 41% | 41% | 41% | 41% | 41% | 41% | 41% | 41% | 41% | 41% | 41% | 41% | 41% | 41% | 41%
Commercial_College_New_Food Preparation_Natural Gas_Double Rack Oven_E2_Baseline Forecast | Commercial | College | New | Food Preparation | Natural Gas | Double Rack Oven | E2 | FTSC Qualified (>50% Cooking Efficiency) | Baseline Forecast | 59% | 59% | 59% | 59% | 59% | 59% | 59% | 59% | 59% | 59% | 59% | 59% | 59% | 59% | 59% | 59% | 59% | 59% | 59% | 59% | 59% | 59% | 59% | 59% | 59% | 59% | 59% | 59% | 59% | 59% | 59% | 59% | 59%
Commercial_College_New_Food Preparation_Natural Gas_Double Rack Oven_E3_Baseline Forecast | Commercial | College | New | Food Preparation | Natural Gas | Double Rack Oven | E3 |  | Baseline Forecast | bar: 2019 to 2051
Commercial_College_New_Food Preparation_Natural Gas_Double Rack Oven_E4_Baseline Forecast | Commercial | College | New | Food Preparation | Natural Gas | Double Rack Oven | E4 |  | Baseline Forecast | bar: 2019 to 2051
Commercial_College_New_Food Preparation_Natural Gas_Double Rack Oven_E5_Baseline Forecast | Commercial | College | New | Food Preparation | Natural Gas | Double Rack Oven | E5 |  | Baseline Forecast | bar: 2019 to 2051
Commercial_College_New_Food Preparation_Natural Gas_Double Rack Oven_E6_Baseline Forecast | Commercial | College | New | Food Preparation | Natural Gas | Double Rack Oven | E6 |  | Baseline Forecast | bar: 2019 to 2051
Commercial_College_New_Food Preparation_Natural Gas_Double Rack Oven_E7_Baseline Forecast | Commercial | College | New | Food Preparation | Natural Gas | Double Rack Oven | E7 |  | Baseline Forecast | bar: 2019 to 2051
Commercial_College_New_Food Preparation_Natural Gas_Double Rack Oven_E8_Baseline Forecast | Commercial | College | New | Food Preparation | Natural Gas | Double Rack Oven | E8 |  | Baseline Forecast | bar: 2019 to 2051
Commercial_College_New_Food Preparation_Natural Gas_Double Rack Oven_E9_Baseline Forecast | Commercial | College | New | Food Preparation | Natural Gas | Double Rack Oven | E9 |  | Baseline Forecast | bar: 2019 to 2051
Commercial_College_New_Food Preparation_Natural Gas_Double Rack Oven_E10_Baseline Forecast | Commercial | College | New | Food Preparation | Natural Gas | Double Rack Oven | E10 |  | Baseline Forecast | bar: 2019 to 2051
Commercial_College_New_Food Preparation_Natural Gas_Fryer_E1_Baseline Forecast | Commercial | College | New | Food Preparation | Natural Gas | Fryer | E1 | Standard | Baseline Forecast | 74% | 74% | 74% | 0% | 0% | 0% | 0% | 0% | 0% | 0% | 0% | 0% | 0% | 0% | 0% | 0% | 0% | 0% | 0% | 0% | 0% | 0% | 0% | 0% | 0% | 0% | 0% | 0% | 0% | 0% | 0% | 0% | 0%
Commercial_College_New_Food Preparation_Natural Gas_Fryer_E2_Baseline Forecast | Commercial | College | New | Food Preparation | Natural Gas | Fryer | E2 | ENERGY STAR | Baseline Forecast | 26% | 26% | 26% | 100% | 100% | 100% | 100% | 100% | 100% | 100% | 100% | 100% | 100% | 100% | 100% | 100% | 100% | 100% | 100% | 100% | 100% | 100% | 100% | 100% | 100% | 100% | 100% | 100% | 100% | 100% | 100% | 100% | 100%
Commercial_College_New_Food Preparation_Natural Gas_Fryer_E3_Baseline Forecast | Commercial | College | New | Food Preparation | Natural Gas | Fryer | E3 |  | Baseline Forecast | bar: 2019 to 2051
Commercial_College_New_Food Preparation_Natural Gas_Fryer_E4_Baseline Forecast | Commercial | College | New | Food Preparation | Natural Gas | Fryer | E4 |  | Baseline Forecast | bar: 2019 to 2051
Commercial_College_New_Food Preparation_Natural Gas_Fryer_E5_Baseline Forecast | Commercial | College | New | Food Preparation | Natural Gas | Fryer | E5 |  | Baseline Forecast | bar: 2019 to 2051
Commercial_College_New_Food Preparation_Natural Gas_Fryer_E6_Baseline Forecast | Commercial | College | New | Food Preparation | Natural Gas | Fryer | E6 |  | Baseline Forecast | bar: 2019 to 2051
Commercial_College_New_Food Preparation_Natural Gas_Fryer_E7_Baseline Forecast | Commercial | College | New | Food Preparation | Natural Gas | Fryer | E7 |  | Baseline Forecast | bar: 2019 to 2051
Commercial_College_New_Food Preparation_Natural Gas_Fryer_E8_Baseline Forecast | Commercial | College | New | Food Preparation | Natural Gas | Fryer | E8 |  | Baseline Forecast | bar: 2019 to 2051
Commercial_College_New_Food Preparation_Natural Gas_Fryer_E9_Baseline Forecast | Commercial | College | New | Food Preparation | Natural Gas | Fryer | E9 |  | Baseline Forecast | bar: 2019 to 2051
Commercial_College_New_Food Preparation_Natural Gas_Fryer_E10_Baseline Forecast | Commercial | College | New | Food Preparation | Natural Gas | Fryer | E10 |  | Baseline Forecast | bar: 2019 to 2051
Commercial_College_New_Food Preparation_Natural Gas_Broiler_E1_Baseline Forecast | Commercial | College | New | Food Preparation | Natural Gas | Broiler | E1 | Standard | Baseline Forecast | 74% | 74% | 74% | 74% | 74% | 74% | 74% | 74% | 74% | 74% | 74% | 74% | 74% | 74% | 74% | 74% | 74% | 74% | 74% | 74% | 74% | 74% | 74% | 74% | 74% | 74% | 74% | 74% | 74% | 74% | 74% | 74% | 74%
Commercial_College_New_Food Preparation_Natural Gas_Broiler_E2_Baseline Forecast | Commercial | College | New | Food Preparation | Natural Gas | Broiler | E2 | Infrared Burners | Baseline Forecast | 26% | 26% | 26% | 26% | 26% | 26% | 26% | 26% | 26% | 26% | 26% | 26% | 26% | 26% | 26% | 26% | 26% | 26% | 26% | 26% | 26% | 26% | 26% | 26% | 26% | 26% | 26% | 26% | 26% | 26% | 26% | 26% | 26%
Commercial_College_New_Food Preparation_Natural Gas_Broiler_E3_Baseline Forecast | Commercial | College | New | Food Preparation | Natural Gas | Broiler | E3 |  | Baseline Forecast | bar: 2019 to 2051
Commercial_College_New_Food Preparation_Natural Gas_Broiler_E4_Baseline Forecast | Commercial | College | New | Food Preparation | Natural Gas | Broiler | E4 |  | Baseline Forecast | bar: 2019 to 2051
Commercial_College_New_Food Preparation_Natural Gas_Broiler_E5_Baseline Forecast | Commercial | College | New | Food Preparation | Natural Gas | Broiler | E5 |  | Baseline Forecast | bar: 2019 to 2051
Commercial_College_New_Food Preparation_Natural Gas_Broiler_E6_Baseline Forecast | Commercial | College | New | Food Preparation | Natural Gas | Broiler | E6 |  | Baseline Forecast | bar: 2019 to 2051
Commercial_College_New_Food Preparation_Natural Gas_Broiler_E7_Baseline Forecast | Commercial | College | New | Food Preparation | Natural Gas | Broiler | E7 |  | Baseline Forecast | bar: 2019 to 2051
Commercial_College_New_Food Preparation_Natural Gas_Broiler_E8_Baseline Forecast | Commercial | College | New | Food Preparation | Natural Gas | Broiler | E8 |  | Baseline Forecast | bar: 2019 to 2051
Commercial_College_New_Food Preparation_Natural Gas_Broiler_E9_Baseline Forecast | Commercial | College | New | Food Preparation | Natural Gas | Broiler | E9 |  | Baseline Forecast | bar: 2019 to 2051
Commercial_College_New_Food Preparation_Natural Gas_Broiler_E10_Baseline Forecast | Commercial | College | New | Food Preparation | Natural Gas | Broiler | E10 |  | Baseline Forecast | bar: 2019 to 2051
Commercial_College_New_Food Preparation_Natural Gas_Griddle_E1_Baseline Forecast | Commercial | College | New | Food Preparation | Natural Gas | Griddle | E1 | Standard | Baseline Forecast | 71% | 71% | 71% | 71% | 71% | 71% | 71% | 71% | 71% | 71% | 71% | 71% | 71% | 71% | 71% | 71% | 71% | 71% | 71% | 71% | 71% | 71% | 71% | 71% | 71% | 71% | 71% | 71% | 71% | 71% | 71% | 71% | 71%
Commercial_College_New_Food Preparation_Natural Gas_Griddle_E2_Baseline Forecast | Commercial | College | New | Food Preparation | Natural Gas | Griddle | E2 | ENERGY STAR | Baseline Forecast | 29% | 29% | 29% | 29% | 29% | 29% | 29% | 29% | 29% | 29% | 29% | 29% | 29% | 29% | 29% | 29% | 29% | 29% | 29% | 29% | 29% | 29% | 29% | 29% | 29% | 29% | 29% | 29% | 29% | 29% | 29% | 29% | 29%
Commercial_College_New_Food Preparation_Natural Gas_Griddle_E3_Baseline Forecast | Commercial | College | New | Food Preparation | Natural Gas | Griddle | E3 |  | Baseline Forecast | bar: 2019 to 2051
Commercial_College_New_Food Preparation_Natural Gas_Griddle_E4_Baseline Forecast | Commercial | College | New | Food Preparation | Natural Gas | Griddle | E4 |  | Baseline Forecast | bar: 2019 to 2051
Commercial_College_New_Food Preparation_Natural Gas_Griddle_E5_Baseline Forecast | Commercial | College | New | Food Preparation | Natural Gas | Griddle | E5 |  | Baseline Forecast | bar: 2019 to 2051
Commercial_College_New_Food Preparation_Natural Gas_Griddle_E6_Baseline Forecast | Commercial | College | New | Food Preparation | Natural Gas | Griddle | E6 |  | Baseline Forecast | bar: 2019 to 2051
Commercial_College_New_Food Preparation_Natural Gas_Griddle_E7_Baseline Forecast | Commercial | College | New | Food Preparation | Natural Gas | Griddle | E7 |  | Baseline Forecast | bar: 2019 to 2051
Commercial_College_New_Food Preparation_Natural Gas_Griddle_E8_Baseline Forecast | Commercial | College | New | Food Preparation | Natural Gas | Griddle | E8 |  | Baseline Forecast | bar: 2019 to 2051
Commercial_College_New_Food Preparation_Natural Gas_Griddle_E9_Baseline Forecast | Commercial | College | New | Food Preparation | Natural Gas | Griddle | E9 |  | Baseline Forecast | bar: 2019 to 2051
Commercial_College_New_Food Preparation_Natural Gas_Griddle_E10_Baseline Forecast | Commercial | College | New | Food Preparation | Natural Gas | Griddle | E10 |  | Baseline Forecast | bar: 2019 to 2051
Commercial_College_New_Food Preparation_Natural Gas_Range_E1_Baseline Forecast | Commercial | College | New | Food Preparation | Natural Gas | Range | E1 | Standard | Baseline Forecast | 41% | 41% | 41% | 41% | 41% | 41% | 41% | 41% | 41% | 41% | 41% | 41% | 41% | 41% | 41% | 41% | 41% | 41% | 41% | 41% | 41% | 41% | 41% | 41% | 41% | 41% | 41% | 41% | 41% | 41% | 41% | 41% | 41%
Commercial_College_New_Food Preparation_Natural Gas_Range_E2_Baseline Forecast | Commercial | College | New | Food Preparation | Natural Gas | Range | E2 | High Efficiency | Baseline Forecast | 59% | 59% | 59% | 59% | 59% | 59% | 59% | 59% | 59% | 59% | 59% | 59% | 59% | 59% | 59% | 59% | 59% | 59% | 59% | 59% | 59% | 59% | 59% | 59% | 59% | 59% | 59% | 59% | 59% | 59% | 59% | 59% | 59%
Commercial_College_New_Food Preparation_Natural Gas_Range_E3_Baseline Forecast | Commercial | College | New | Food Preparation | Natural Gas | Range | E3 |  | Baseline Forecast | bar: 2019 to 2051
Commercial_College_New_Food Preparation_Natural Gas_Range_E4_Baseline Forecast | Commercial | College | New | Food Preparation | Natural Gas | Range | E4 |  | Baseline Forecast | bar: 2019 to 2051
Commercial_College_New_Food Preparation_Natural Gas_Range_E5_Baseline Forecast | Commercial | College | New | Food Preparation | Natural Gas | Range | E5 |  | Baseline Forecast | bar: 2019 to 2051
Commercial_College_New_Food Preparation_Natural Gas_Range_E6_Baseline Forecast | Commercial | College | New | Food Preparation | Natural Gas | Range | E6 |  | Baseline Forecast | bar: 2019 to 2051
Commercial_College_New_Food Preparation_Natural Gas_Range_E7_Baseline Forecast | Commercial | College | New | Food Preparation | Natural Gas | Range | E7 |  | Baseline Forecast | bar: 2019 to 2051
Commercial_College_New_Food Preparation_Natural Gas_Range_E8_Baseline Forecast | Commercial | College | New | Food Preparation | Natural Gas | Range | E8 |  | Baseline Forecast | bar: 2019 to 2051
Commercial_College_New_Food Preparation_Natural Gas_Range_E9_Baseline Forecast | Commercial | College | New | Food Preparation | Natural Gas | Range | E9 |  | Baseline Forecast | bar: 2019 to 2051
Commercial_College_New_Food Preparation_Natural Gas_Range_E10_Baseline Forecast | Commercial | College | New | Food Preparation | Natural Gas | Range | E10 |  | Baseline Forecast | bar: 2019 to 2051
Commercial_College_New_Food Preparation_Natural Gas_Steamer_E1_Baseline Forecast | Commercial | College | New | Food Preparation | Natural Gas | Steamer | E1 | Standard | Baseline Forecast | 50% | 50% | 50% | 0% | 0% | 0% | 0% | 0% | 0% | 0% | 0% | 0% | 0% | 0% | 0% | 0% | 0% | 0% | 0% | 0% | 0% | 0% | 0% | 0% | 0% | 0% | 0% | 0% | 0% | 0% | 0% | 0% | 0%
Commercial_College_New_Food Preparation_Natural Gas_Steamer_E2_Baseline Forecast | Commercial | College | New | Food Preparation | Natural Gas | Steamer | E2 | ENERGY STAR | Baseline Forecast | 50% | 50% | 50% | 100% | 100% | 100% | 100% | 100% | 100% | 100% | 100% | 100% | 100% | 100% | 100% | 100% | 100% | 100% | 100% | 100% | 100% | 100% | 100% | 100% | 100% | 100% | 100% | 100% | 100% | 100% | 100% | 100% | 100%
Commercial_College_New_Food Preparation_Natural Gas_Steamer_E3_Baseline Forecast | Commercial | College | New | Food Preparation | Natural Gas | Steamer | E3 |  | Baseline Forecast | bar: 2019 to 2051
Commercial_College_New_Food Preparation_Natural Gas_Steamer_E4_Baseline Forecast | Commercial | College | New | Food Preparation | Natural Gas | Steamer | E4 |  | Baseline Forecast | bar: 2019 to 2051
Commercial_College_New_Food Preparation_Natural Gas_Steamer_E5_Baseline Forecast | Commercial | College | New | Food Preparation | Natural Gas | Steamer | E5 |  | Baseline Forecast | bar: 2019 to 2051
Commercial_College_New_Food Preparation_Natural Gas_Steamer_E6_Baseline Forecast | Commercial | College | New | Food Preparation | Natural Gas | Steamer | E6 |  | Baseline Forecast | bar: 2019 to 2051
Commercial_College_New_Food Preparation_Natural Gas_Steamer_E7_Baseline Forecast | Commercial | College | New | Food Preparation | Natural Gas | Steamer | E7 |  | Baseline Forecast | bar: 2019 to 2051
Commercial_College_New_Food Preparation_Natural Gas_Steamer_E8_Baseline Forecast | Commercial | College | New | Food Preparation | Natural Gas | Steamer | E8 |  | Baseline Forecast | bar: 2019 to 2051
Commercial_College_New_Food Preparation_Natural Gas_Steamer_E9_Baseline Forecast | Commercial | College | New | Food Preparation | Natural Gas | Steamer | E9 |  | Baseline Forecast | bar: 2019 to 2051
Commercial_College_New_Food Preparation_Natural Gas_Steamer_E10_Baseline Forecast | Commercial | College | New | Food Preparation | Natural Gas | Steamer | E10 |  | Baseline Forecast | bar: 2019 to 2051
Commercial_College_New_Food Preparation_Natural Gas_Food Prep Other_E1_Baseline Forecast | Commercial | College | New | Food Preparation | Natural Gas | Food Prep Other | E1 | Standard | Baseline Forecast | 74% | 74% | 74% | 74% | 74% | 74% | 74% | 74% | 74% | 74% | 74% | 74% | 74% | 74% | 74% | 74% | 74% | 74% | 74% | 74% | 74% | 74% | 74% | 74% | 74% | 74% | 74% | 74% | 74% | 74% | 74% | 74% | 74%
Commercial_College_New_Food Preparation_Natural Gas_Food Prep Other_E2_Baseline Forecast | Commercial | College | New | Food Preparation | Natural Gas | Food Prep Other | E2 | ENERGY STAR | Baseline Forecast | 26% | 26% | 26% | 26% | 26% | 26% | 26% | 26% | 26% | 26% | 26% | 26% | 26% | 26% | 26% | 26% | 26% | 26% | 26% | 26% | 26% | 26% | 26% | 26% | 26% | 26% | 26% | 26% | 26% | 26% | 26% | 26% | 26%
Commercial_College_New_Food Preparation_Natural Gas_Food Prep Other_E3_Baseline Forecast | Commercial | College | New | Food Preparation | Natural Gas | Food Prep Other | E3 |  | Baseline Forecast | bar: 2019 to 2051
Commercial_College_New_Food Preparation_Natural Gas_Food Prep Other_E4_Baseline Forecast | Commercial | College | New | Food Preparation | Natural Gas | Food Prep Other | E4 |  | Baseline Forecast | bar: 2019 to 2051
Commercial_College_New_Food Preparation_Natural Gas_Food Prep Other_E5_Baseline Forecast | Commercial | College | New | Food Preparation | Natural Gas | Food Prep Other | E5 |  | Baseline Forecast | bar: 2019 to 2051
Commercial_College_New_Food Preparation_Natural Gas_Food Prep Other_E6_Baseline Forecast | Commercial | College | New | Food Preparation | Natural Gas | Food Prep Other | E6 |  | Baseline Forecast | bar: 2019 to 2051
Commercial_College_New_Food Preparation_Natural Gas_Food Prep Other_E7_Baseline Forecast | Commercial | College | New | Food Preparation | Natural Gas | Food Prep Other | E7 |  | Baseline Forecast | bar: 2019 to 2051
Commercial_College_New_Food Preparation_Natural Gas_Food Prep Other_E8_Baseline Forecast | Commercial | College | New | Food Preparation | Natural Gas | Food Prep Other | E8 |  | Baseline Forecast | bar: 2019 to 2051
Commercial_College_New_Food Preparation_Natural Gas_Food Prep Other_E9_Baseline Forecast | Commercial | College | New | Food Preparation | Natural Gas | Food Prep Other | E9 |  | Baseline Forecast | bar: 2019 to 2051
Commercial_College_New_Food Preparation_Natural Gas_Food Prep Other_E10_Baseline Forecast | Commercial | College | New | Food Preparation | Natural Gas | Food Prep Other | E10 |  | Baseline Forecast | bar: 2019 to 2051
Commercial_College_New_Miscellaneous_Natural Gas_Pool Heater_E1_Baseline Forecast | Commercial | College | New | Miscellaneous | Natural Gas | Pool Heater | E1 | Standard (EF .78) | Baseline Forecast | 90% | 90% | 90% | 90% | 90% | 90% | 90% | 90% | 90% | 90% | 90% | 90% | 90% | 90% | 90% | 90% | 90% | 90% | 90% | 90% | 90% | 90% | 90% | 90% | 90% | 90% | 90% | 90% | 90% | 90% | 90% | 90% | 90%
Commercial_College_New_Miscellaneous_Natural Gas_Pool Heater_E2_Baseline Forecast | Commercial | College | New | Miscellaneous | Natural Gas | Pool Heater | E2 | Condensing (EF .90) | Baseline Forecast | 10% | 10% | 10% | 10% | 10% | 10% | 10% | 10% | 10% | 10% | 10% | 10% | 10% | 10% | 10% | 10% | 10% | 10% | 10% | 10% | 10% | 10% | 10% | 10% | 10% | 10% | 10% | 10% | 10% | 10% | 10% | 10% | 10%
Commercial_College_New_Miscellaneous_Natural Gas_Pool Heater_E3_Baseline Forecast | Commercial | College | New | Miscellaneous | Natural Gas | Pool Heater | E3 |  | Baseline Forecast | bar: 2019 to 2051
Commercial_College_New_Miscellaneous_Natural Gas_Pool Heater_E4_Baseline Forecast | Commercial | College | New | Miscellaneous | Natural Gas | Pool Heater | E4 |  | Baseline Forecast | bar: 2019 to 2051
Commercial_College_New_Miscellaneous_Natural Gas_Pool Heater_E5_Baseline Forecast | Commercial | College | New | Miscellaneous | Natural Gas | Pool Heater | E5 |  | Baseline Forecast | bar: 2019 to 2051
Commercial_College_New_Miscellaneous_Natural Gas_Pool Heater_E6_Baseline Forecast | Commercial | College | New | Miscellaneous | Natural Gas | Pool Heater | E6 |  | Baseline Forecast | bar: 2019 to 2051
Commercial_College_New_Miscellaneous_Natural Gas_Pool Heater_E7_Baseline Forecast | Commercial | College | New | Miscellaneous | Natural Gas | Pool Heater | E7 |  | Baseline Forecast | bar: 2019 to 2051
Commercial_College_New_Miscellaneous_Natural Gas_Pool Heater_E8_Baseline Forecast | Commercial | College | New | Miscellaneous | Natural Gas | Pool Heater | E8 |  | Baseline Forecast | bar: 2019 to 2051
Commercial_College_New_Miscellaneous_Natural Gas_Pool Heater_E9_Baseline Forecast | Commercial | College | New | Miscellaneous | Natural Gas | Pool Heater | E9 |  | Baseline Forecast | bar: 2019 to 2051
Commercial_College_New_Miscellaneous_Natural Gas_Pool Heater_E10_Baseline Forecast | Commercial | College | New | Miscellaneous | Natural Gas | Pool Heater | E10 |  | Baseline Forecast | bar: 2019 to 2051
Commercial_College_New_Miscellaneous_Natural Gas_Miscellaneous_E1_Baseline Forecast | Commercial | College | New | Miscellaneous | Natural Gas | Miscellaneous | E1 | Miscellaneous | Baseline Forecast | 100% | 100% | 100% | 100% | 100% | 100% | 100% | 100% | 100% | 100% | 100% | 100% | 100% | 100% | 100% | 100% | 100% | 100% | 100% | 100% | 100% | 100% | 100% | 100% | 100% | 100% | 100% | 100% | 100% | 100% | 100% | 100% | 100%
Commercial_College_New_Miscellaneous_Natural Gas_Miscellaneous_E2_Baseline Forecast | Commercial | College | New | Miscellaneous | Natural Gas | Miscellaneous | E2 |  | Baseline Forecast | bar: 2019 to 2051
Commercial_College_New_Miscellaneous_Natural Gas_Miscellaneous_E3_Baseline Forecast | Commercial | College | New | Miscellaneous | Natural Gas | Miscellaneous | E3 |  | Baseline Forecast | bar: 2019 to 2051
Commercial_College_New_Miscellaneous_Natural Gas_Miscellaneous_E4_Baseline Forecast | Commercial | College | New | Miscellaneous | Natural Gas | Miscellaneous | E4 |  | Baseline Forecast | bar: 2019 to 2051
Commercial_College_New_Miscellaneous_Natural Gas_Miscellaneous_E5_Baseline Forecast | Commercial | College | New | Miscellaneous | Natural Gas | Miscellaneous | E5 |  | Baseline Forecast | bar: 2019 to 2051
Commercial_College_New_Miscellaneous_Natural Gas_Miscellaneous_E6_Baseline Forecast | Commercial | College | New | Miscellaneous | Natural Gas | Miscellaneous | E6 |  | Baseline Forecast | bar: 2019 to 2051
Commercial_College_New_Miscellaneous_Natural Gas_Miscellaneous_E7_Baseline Forecast | Commercial | College | New | Miscellaneous | Natural Gas | Miscellaneous | E7 |  | Baseline Forecast | bar: 2019 to 2051
Commercial_College_New_Miscellaneous_Natural Gas_Miscellaneous_E8_Baseline Forecast | Commercial | College | New | Miscellaneous | Natural Gas | Miscellaneous | E8 |  | Baseline Forecast | bar: 2019 to 2051
Commercial_College_New_Miscellaneous_Natural Gas_Miscellaneous_E9_Baseline Forecast | Commercial | College | New | Miscellaneous | Natural Gas | Miscellaneous | E9 |  | Baseline Forecast | bar: 2019 to 2051
Commercial_College_New_Miscellaneous_Natural Gas_Miscellaneous_E10_Baseline Forecast | Commercial | College | New | Miscellaneous | Natural Gas | Miscellaneous | E10 |  | Baseline Forecast | bar: 2019 to 2051
Commercial_Hospital_Existing_Space Heating_Natural Gas_Furnace_E1_Baseline Forecast | Commercial | Hospital | Existing | Space Heating | Natural Gas | Furnace | E1 | AFUE 80% (Standard) | Baseline Forecast | 100% | 100% | 100% | 100% | 100% | 100% | 100% | 100% | 68.56% | 68.45% | 68.53% | 68.42% | 68.49% | 68.39% | 68.54% | 68.36% | 68.44% | 68.44% | 68.44% | 68.44% | 68.44% | 68.44% | 68.44% | 68.44% | 68.44% | 68.44% | 68.44% | 68.44% | 68.44% | 68.44% | 68.44% | 68.44% | 68.44%
Commercial_Hospital_Existing_Space Heating_Natural Gas_Furnace_E2_Baseline Forecast | Commercial | Hospital | Existing | Space Heating | Natural Gas | Furnace | E2 | AFUE 90% | Baseline Forecast | 0% | 0% | 0% | 0% | 0% | 0% | 0% | 0% | 31.44% | 31.55% | 31.47% | 31.58% | 31.51% | 31.61% | 31.46% | 31.64% | 31.56% | 31.56% | 31.56% | 31.56% | 31.56% | 31.56% | 31.56% | 31.56% | 31.56% | 31.56% | 31.56% | 31.56% | 31.56% | 31.56% | 31.56% | 31.56% | 31.56%
Commercial_Hospital_Existing_Space Heating_Natural Gas_Furnace_E3_Baseline Forecast | Commercial | Hospital | Existing | Space Heating | Natural Gas | Furnace | E3 | AFUE 96% | Baseline Forecast | bar: 2019 to 2051
Commercial_Hospital_Existing_Space Heating_Natural Gas_Furnace_E4_Baseline Forecast | Commercial | Hospital | Existing | Space Heating | Natural Gas | Furnace | E4 | Convert to NG Air Source Heat Pump | Baseline Forecast | bar: 2019 to 2051
Commercial_Hospital_Existing_Space Heating_Natural Gas_Furnace_E5_Baseline Forecast | Commercial | Hospital | Existing | Space Heating | Natural Gas | Furnace | E5 |  | Baseline Forecast | bar: 2019 to 2051
Commercial_Hospital_Existing_Space Heating_Natural Gas_Furnace_E6_Baseline Forecast | Commercial | Hospital | Existing | Space Heating | Natural Gas | Furnace | E6 |  | Baseline Forecast | bar: 2019 to 2051
Commercial_Hospital_Existing_Space Heating_Natural Gas_Furnace_E7_Baseline Forecast | Commercial | Hospital | Existing | Space Heating | Natural Gas | Furnace | E7 |  | Baseline Forecast | bar: 2019 to 2051
Commercial_Hospital_Existing_Space Heating_Natural Gas_Furnace_E8_Baseline Forecast | Commercial | Hospital | Existing | Space Heating | Natural Gas | Furnace | E8 |  | Baseline Forecast | bar: 2019 to 2051
Commercial_Hospital_Existing_Space Heating_Natural Gas_Furnace_E9_Baseline Forecast | Commercial | Hospital | Existing | Space Heating | Natural Gas | Furnace | E9 |  | Baseline Forecast | bar: 2019 to 2051
Commercial_Hospital_Existing_Space Heating_Natural Gas_Furnace_E10_Baseline Forecast | Commercial | Hospital | Existing | Space Heating | Natural Gas | Furnace | E10 |  | Baseline Forecast | bar: 2019 to 2051
Commercial_Hospital_Existing_Space Heating_Natural Gas_Boiler_E1_Baseline Forecast | Commercial | Hospital | Existing | Space Heating | Natural Gas | Boiler | E1 | AFUE 80% (Standard) | Baseline Forecast | 48.27% | 46.92% | 48.53% | 48.53% | 47.1% | 47.1% | 45.6% | 47.31% | 47.31% | 47.31% | 45.71% | 45.71% | 47.55% | 45.83% | 45.83% | 45.83% | 44% | 44% | 44% | 44% | 44% | 44% | 44% | 44% | 44% | 44% | 44% | 44% | 44% | 44% | 44% | 44% | 44%
Commercial_Hospital_Existing_Space Heating_Natural Gas_Boiler_E2_Baseline Forecast | Commercial | Hospital | Existing | Space Heating | Natural Gas | Boiler | E2 | AFUE 85% | Baseline Forecast | bar: 2019 to 2051
Commercial_Hospital_Existing_Space Heating_Natural Gas_Boiler_E3_Baseline Forecast | Commercial | Hospital | Existing | Space Heating | Natural Gas | Boiler | E3 | AFUE 97% | Baseline Forecast | 51.73% | 53.08% | 51.47% | 51.47% | 52.9% | 52.9% | 54.4% | 52.69% | 52.69% | 52.69% | 54.29% | 54.29% | 52.45% | 54.17% | 54.17% | 54.17% | 56% | 56% | 56% | 56% | 56% | 56% | 56% | 56% | 56% | 56% | 56% | 56% | 56% | 56% | 56% | 56% | 56%
Commercial_Hospital_Existing_Space Heating_Natural Gas_Boiler_E4_Baseline Forecast | Commercial | Hospital | Existing | Space Heating | Natural Gas | Boiler | E4 | Convert to NG Air Source Heat Pump | Baseline Forecast | bar: 2019 to 2051
Commercial_Hospital_Existing_Space Heating_Natural Gas_Boiler_E5_Baseline Forecast | Commercial | Hospital | Existing | Space Heating | Natural Gas | Boiler | E5 |  | Baseline Forecast | bar: 2019 to 2051
Commercial_Hospital_Existing_Space Heating_Natural Gas_Boiler_E6_Baseline Forecast | Commercial | Hospital | Existing | Space Heating | Natural Gas | Boiler | E6 |  | Baseline Forecast | bar: 2019 to 2051
Commercial_Hospital_Existing_Space Heating_Natural Gas_Boiler_E7_Baseline Forecast | Commercial | Hospital | Existing | Space Heating | Natural Gas | Boiler | E7 |  | Baseline Forecast | bar: 2019 to 2051
Commercial_Hospital_Existing_Space Heating_Natural Gas_Boiler_E8_Baseline Forecast | Commercial | Hospital | Existing | Space Heating | Natural Gas | Boiler | E8 |  | Baseline Forecast | bar: 2019 to 2051
Commercial_Hospital_Existing_Space Heating_Natural Gas_Boiler_E9_Baseline Forecast | Commercial | Hospital | Existing | Space Heating | Natural Gas | Boiler | E9 |  | Baseline Forecast | bar: 2019 to 2051
Commercial_Hospital_Existing_Space Heating_Natural Gas_Boiler_E10_Baseline Forecast | Commercial | Hospital | Existing | Space Heating | Natural Gas | Boiler | E10 |  | Baseline Forecast | bar: 2019 to 2051
Commercial_Hospital_Existing_Space Heating_Natural Gas_Unit Heater_E1_Baseline Forecast | Commercial | Hospital | Existing | Space Heating | Natural Gas | Unit Heater | E1 | Standard | Baseline Forecast | 100% | 100% | 100% | 100% | 100% | 100% | 100% | 100% | 100% | 100% | 100% | 100% | 100% | 100% | 100% | 100% | 100% | 100% | 100% | 100% | 100% | 100% | 100% | 100% | 100% | 100% | 100% | 100% | 100% | 100% | 100% | 100% | 100%
Commercial_Hospital_Existing_Space Heating_Natural Gas_Unit Heater_E2_Baseline Forecast | Commercial | Hospital | Existing | Space Heating | Natural Gas | Unit Heater | E2 | Condensing | Baseline Forecast | bar: 2019 to 2051
Commercial_Hospital_Existing_Space Heating_Natural Gas_Unit Heater_E3_Baseline Forecast | Commercial | Hospital | Existing | Space Heating | Natural Gas | Unit Heater | E3 | Infrared Radiant | Baseline Forecast | bar: 2019 to 2051
Commercial_Hospital_Existing_Space Heating_Natural Gas_Unit Heater_E4_Baseline Forecast | Commercial | Hospital | Existing | Space Heating | Natural Gas | Unit Heater | E4 |  | Baseline Forecast | bar: 2019 to 2051
Commercial_Hospital_Existing_Space Heating_Natural Gas_Unit Heater_E5_Baseline Forecast | Commercial | Hospital | Existing | Space Heating | Natural Gas | Unit Heater | E5 |  | Baseline Forecast | bar: 2019 to 2051
Commercial_Hospital_Existing_Space Heating_Natural Gas_Unit Heater_E6_Baseline Forecast | Commercial | Hospital | Existing | Space Heating | Natural Gas | Unit Heater | E6 |  | Baseline Forecast | bar: 2019 to 2051
Commercial_Hospital_Existing_Space Heating_Natural Gas_Unit Heater_E7_Baseline Forecast | Commercial | Hospital | Existing | Space Heating | Natural Gas | Unit Heater | E7 |  | Baseline Forecast | bar: 2019 to 2051
Commercial_Hospital_Existing_Space Heating_Natural Gas_Unit Heater_E8_Baseline Forecast | Commercial | Hospital | Existing | Space Heating | Natural Gas | Unit Heater | E8 |  | Baseline Forecast | bar: 2019 to 2051
Commercial_Hospital_Existing_Space Heating_Natural Gas_Unit Heater_E9_Baseline Forecast | Commercial | Hospital | Existing | Space Heating | Natural Gas | Unit Heater | E9 |  | Baseline Forecast | bar: 2019 to 2051
Commercial_Hospital_Existing_Space Heating_Natural Gas_Unit Heater_E10_Baseline Forecast | Commercial | Hospital | Existing | Space Heating | Natural Gas | Unit Heater | E10 |  | Baseline Forecast | bar: 2019 to 2051
Commercial_Hospital_Existing_Water Heating_Natural Gas_Water Heater_E1_Baseline Forecast | Commercial | Hospital | Existing | Water Heating | Natural Gas | Water Heater | E1 | TE 80% | Baseline Forecast | bar: 2019 to 2051
Commercial_Hospital_Existing_Water Heating_Natural Gas_Water Heater_E2_Baseline Forecast | Commercial | Hospital | Existing | Water Heating | Natural Gas | Water Heater | E2 | TE 81% | Baseline Forecast | 100% | 100% | 100% | 100% | 100% | 100% | 100% | 100% | 100% | 100% | 100% | 100% | 100% | 100% | 100% | 100% | 100% | 100% | 100% | 100% | 100% | 100% | 100% | 100% | 100% | 100% | 100% | 100% | 100% | 100% | 100% | 100% | 100%
Commercial_Hospital_Existing_Water Heating_Natural Gas_Water Heater_E3_Baseline Forecast | Commercial | Hospital | Existing | Water Heating | Natural Gas | Water Heater | E3 | TE 88% | Baseline Forecast | bar: 2019 to 2051
Commercial_Hospital_Existing_Water Heating_Natural Gas_Water Heater_E4_Baseline Forecast | Commercial | Hospital | Existing | Water Heating | Natural Gas | Water Heater | E4 | TE 94% | Baseline Forecast | bar: 2019 to 2051
Commercial_Hospital_Existing_Water Heating_Natural Gas_Water Heater_E5_Baseline Forecast | Commercial | Hospital | Existing | Water Heating | Natural Gas | Water Heater | E5 | TE 96% | Baseline Forecast | bar: 2019 to 2051
Commercial_Hospital_Existing_Water Heating_Natural Gas_Water Heater_E6_Baseline Forecast | Commercial | Hospital | Existing | Water Heating | Natural Gas | Water Heater | E6 | Tankless | Baseline Forecast | bar: 2019 to 2051
Commercial_Hospital_Existing_Water Heating_Natural Gas_Water Heater_E7_Baseline Forecast | Commercial | Hospital | Existing | Water Heating | Natural Gas | Water Heater | E7 | Gas-Fired Absorption HPWH | Baseline Forecast | bar: 2019 to 2051
Commercial_Hospital_Existing_Water Heating_Natural Gas_Water Heater_E8_Baseline Forecast | Commercial | Hospital | Existing | Water Heating | Natural Gas | Water Heater | E8 |  | Baseline Forecast | bar: 2019 to 2051
Commercial_Hospital_Existing_Water Heating_Natural Gas_Water Heater_E9_Baseline Forecast | Commercial | Hospital | Existing | Water Heating | Natural Gas | Water Heater | E9 |  | Baseline Forecast | bar: 2019 to 2051
Commercial_Hospital_Existing_Water Heating_Natural Gas_Water Heater_E10_Baseline Forecast | Commercial | Hospital | Existing | Water Heating | Natural Gas | Water Heater | E10 |  | Baseline Forecast | bar: 2019 to 2051
Commercial_Hospital_Existing_Food Preparation_Natural Gas_Oven_E1_Baseline Forecast | Commercial | Hospital | Existing | Food Preparation | Natural Gas | Oven | E1 | Standard | Baseline Forecast | 41% | 41% | 41% | 41% | 41% | 41% | 41% | 41% | 41% | 41% | 41% | 41% | 41% | 41% | 41% | 41% | 41% | 41% | 41% | 41% | 41% | 41% | 41% | 41% | 41% | 41% | 41% | 41% | 41% | 41% | 41% | 41% | 41%
Commercial_Hospital_Existing_Food Preparation_Natural Gas_Oven_E2_Baseline Forecast | Commercial | Hospital | Existing | Food Preparation | Natural Gas | Oven | E2 | ENERGY STAR (>44% Baking Efficiency) | Baseline Forecast | 59% | 59% | 59% | 59% | 59% | 59% | 59% | 59% | 59% | 59% | 59% | 59% | 59% | 59% | 59% | 59% | 59% | 59% | 59% | 59% | 59% | 59% | 59% | 59% | 59% | 59% | 59% | 59% | 59% | 59% | 59% | 59% | 59%
Commercial_Hospital_Existing_Food Preparation_Natural Gas_Oven_E3_Baseline Forecast | Commercial | Hospital | Existing | Food Preparation | Natural Gas | Oven | E3 |  | Baseline Forecast | bar: 2019 to 2051
Commercial_Hospital_Existing_Food Preparation_Natural Gas_Oven_E4_Baseline Forecast | Commercial | Hospital | Existing | Food Preparation | Natural Gas | Oven | E4 |  | Baseline Forecast | bar: 2019 to 2051
Commercial_Hospital_Existing_Food Preparation_Natural Gas_Oven_E5_Baseline Forecast | Commercial | Hospital | Existing | Food Preparation | Natural Gas | Oven | E5 |  | Baseline Forecast | bar: 2019 to 2051
Commercial_Hospital_Existing_Food Preparation_Natural Gas_Oven_E6_Baseline Forecast | Commercial | Hospital | Existing | Food Preparation | Natural Gas | Oven | E6 |  | Baseline Forecast | bar: 2019 to 2051
Commercial_Hospital_Existing_Food Preparation_Natural Gas_Oven_E7_Baseline Forecast | Commercial | Hospital | Existing | Food Preparation | Natural Gas | Oven | E7 |  | Baseline Forecast | bar: 2019 to 2051
Commercial_Hospital_Existing_Food Preparation_Natural Gas_Oven_E8_Baseline Forecast | Commercial | Hospital | Existing | Food Preparation | Natural Gas | Oven | E8 |  | Baseline Forecast | bar: 2019 to 2051
Commercial_Hospital_Existing_Food Preparation_Natural Gas_Oven_E9_Baseline Forecast | Commercial | Hospital | Existing | Food Preparation | Natural Gas | Oven | E9 |  | Baseline Forecast | bar: 2019 to 2051
Commercial_Hospital_Existing_Food Preparation_Natural Gas_Oven_E10_Baseline Forecast | Commercial | Hospital | Existing | Food Preparation | Natural Gas | Oven | E10 |  | Baseline Forecast | bar: 2019 to 2051
Commercial_Hospital_Existing_Food Preparation_Natural Gas_Conveyor Oven_E1_Baseline Forecast | Commercial | Hospital | Existing | Food Preparation | Natural Gas | Conveyor Oven | E1 | Standard | Baseline Forecast | 41% | 41% | 41% | 41% | 41% | 41% | 41% | 41% | 41% | 41% | 41% | 41% | 41% | 41% | 41% | 41% | 41% | 41% | 41% | 41% | 41% | 41% | 41% | 41% | 41% | 41% | 41% | 41% | 41% | 41% | 41% | 41% | 41%
Commercial_Hospital_Existing_Food Preparation_Natural Gas_Conveyor Oven_E2_Baseline Forecast | Commercial | Hospital | Existing | Food Preparation | Natural Gas | Conveyor Oven | E2 | Efficient (>44% Baking Efficiency) | Baseline Forecast | 59% | 59% | 59% | 59% | 59% | 59% | 59% | 59% | 59% | 59% | 59% | 59% | 59% | 59% | 59% | 59% | 59% | 59% | 59% | 59% | 59% | 59% | 59% | 59% | 59% | 59% | 59% | 59% | 59% | 59% | 59% | 59% | 59%
Commercial_Hospital_Existing_Food Preparation_Natural Gas_Conveyor Oven_E3_Baseline Forecast | Commercial | Hospital | Existing | Food Preparation | Natural Gas | Conveyor Oven | E3 |  | Baseline Forecast | bar: 2019 to 2051
Commercial_Hospital_Existing_Food Preparation_Natural Gas_Conveyor Oven_E4_Baseline Forecast | Commercial | Hospital | Existing | Food Preparation | Natural Gas | Conveyor Oven | E4 |  | Baseline Forecast | bar: 2019 to 2051
Commercial_Hospital_Existing_Food Preparation_Natural Gas_Conveyor Oven_E5_Baseline Forecast | Commercial | Hospital | Existing | Food Preparation | Natural Gas | Conveyor Oven | E5 |  | Baseline Forecast | bar: 2019 to 2051
Commercial_Hospital_Existing_Food Preparation_Natural Gas_Conveyor Oven_E6_Baseline Forecast | Commercial | Hospital | Existing | Food Preparation | Natural Gas | Conveyor Oven | E6 |  | Baseline Forecast | bar: 2019 to 2051
Commercial_Hospital_Existing_Food Preparation_Natural Gas_Conveyor Oven_E7_Baseline Forecast | Commercial | Hospital | Existing | Food Preparation | Natural Gas | Conveyor Oven | E7 |  | Baseline Forecast | bar: 2019 to 2051
Commercial_Hospital_Existing_Food Preparation_Natural Gas_Conveyor Oven_E8_Baseline Forecast | Commercial | Hospital | Existing | Food Preparation | Natural Gas | Conveyor Oven | E8 |  | Baseline Forecast | bar: 2019 to 2051
Commercial_Hospital_Existing_Food Preparation_Natural Gas_Conveyor Oven_E9_Baseline Forecast | Commercial | Hospital | Existing | Food Preparation | Natural Gas | Conveyor Oven | E9 |  | Baseline Forecast | bar: 2019 to 2051
Commercial_Hospital_Existing_Food Preparation_Natural Gas_Conveyor Oven_E10_Baseline Forecast | Commercial | Hospital | Existing | Food Preparation | Natural Gas | Conveyor Oven | E10 |  | Baseline Forecast | bar: 2019 to 2051
Commercial_Hospital_Existing_Food Preparation_Natural Gas_Double Rack Oven_E1_Baseline Forecast | Commercial | Hospital | Existing | Food Preparation | Natural Gas | Double Rack Oven | E1 | Standard | Baseline Forecast | 41% | 41% | 41% | 41% | 41% | 41% | 41% | 41% | 41% | 41% | 41% | 41% | 41% | 41% | 41% | 41% | 41% | 41% | 41% | 41% | 41% | 41% | 41% | 41% | 41% | 41% | 41% | 41% | 41% | 41% | 41% | 41% | 41%
Commercial_Hospital_Existing_Food Preparation_Natural Gas_Double Rack Oven_E2_Baseline Forecast | Commercial | Hospital | Existing | Food Preparation | Natural Gas | Double Rack Oven | E2 | FTSC Qualified (>50% Cooking Efficiency) | Baseline Forecast | 59% | 59% | 59% | 59% | 59% | 59% | 59% | 59% | 59% | 59% | 59% | 59% | 59% | 59% | 59% | 59% | 59% | 59% | 59% | 59% | 59% | 59% | 59% | 59% | 59% | 59% | 59% | 59% | 59% | 59% | 59% | 59% | 59%
Commercial_Hospital_Existing_Food Preparation_Natural Gas_Double Rack Oven_E3_Baseline Forecast | Commercial | Hospital | Existing | Food Preparation | Natural Gas | Double Rack Oven | E3 |  | Baseline Forecast | bar: 2019 to 2051
Commercial_Hospital_Existing_Food Preparation_Natural Gas_Double Rack Oven_E4_Baseline Forecast | Commercial | Hospital | Existing | Food Preparation | Natural Gas | Double Rack Oven | E4 |  | Baseline Forecast | bar: 2019 to 2051
Commercial_Hospital_Existing_Food Preparation_Natural Gas_Double Rack Oven_E5_Baseline Forecast | Commercial | Hospital | Existing | Food Preparation | Natural Gas | Double Rack Oven | E5 |  | Baseline Forecast | bar: 2019 to 2051
Commercial_Hospital_Existing_Food Preparation_Natural Gas_Double Rack Oven_E6_Baseline Forecast | Commercial | Hospital | Existing | Food Preparation | Natural Gas | Double Rack Oven | E6 |  | Baseline Forecast | bar: 2019 to 2051
Commercial_Hospital_Existing_Food Preparation_Natural Gas_Double Rack Oven_E7_Baseline Forecast | Commercial | Hospital | Existing | Food Preparation | Natural Gas | Double Rack Oven | E7 |  | Baseline Forecast | bar: 2019 to 2051
Commercial_Hospital_Existing_Food Preparation_Natural Gas_Double Rack Oven_E8_Baseline Forecast | Commercial | Hospital | Existing | Food Preparation | Natural Gas | Double Rack Oven | E8 |  | Baseline Forecast | bar: 2019 to 2051
Commercial_Hospital_Existing_Food Preparation_Natural Gas_Double Rack Oven_E9_Baseline Forecast | Commercial | Hospital | Existing | Food Preparation | Natural Gas | Double Rack Oven | E9 |  | Baseline Forecast | bar: 2019 to 2051
Commercial_Hospital_Existing_Food Preparation_Natural Gas_Double Rack Oven_E10_Baseline Forecast | Commercial | Hospital | Existing | Food Preparation | Natural Gas | Double Rack Oven | E10 |  | Baseline Forecast | bar: 2019 to 2051
Commercial_Hospital_Existing_Food Preparation_Natural Gas_Fryer_E1_Baseline Forecast | Commercial | Hospital | Existing | Food Preparation | Natural Gas | Fryer | E1 | Standard | Baseline Forecast | 74% | 74% | 74% | 0% | 0% | 0% | 0% | 0% | 0% | 0% | 0% | 0% | 0% | 0% | 0% | 0% | 0% | 0% | 0% | 0% | 0% | 0% | 0% | 0% | 0% | 0% | 0% | 0% | 0% | 0% | 0% | 0% | 0%
Commercial_Hospital_Existing_Food Preparation_Natural Gas_Fryer_E2_Baseline Forecast | Commercial | Hospital | Existing | Food Preparation | Natural Gas | Fryer | E2 | ENERGY STAR | Baseline Forecast | 26% | 26% | 26% | 100% | 100% | 100% | 100% | 100% | 100% | 100% | 100% | 100% | 100% | 100% | 100% | 100% | 100% | 100% | 100% | 100% | 100% | 100% | 100% | 100% | 100% | 100% | 100% | 100% | 100% | 100% | 100% | 100% | 100%
Commercial_Hospital_Existing_Food Preparation_Natural Gas_Fryer_E3_Baseline Forecast | Commercial | Hospital | Existing | Food Preparation | Natural Gas | Fryer | E3 |  | Baseline Forecast | bar: 2019 to 2051
Commercial_Hospital_Existing_Food Preparation_Natural Gas_Fryer_E4_Baseline Forecast | Commercial | Hospital | Existing | Food Preparation | Natural Gas | Fryer | E4 |  | Baseline Forecast | bar: 2019 to 2051
Commercial_Hospital_Existing_Food Preparation_Natural Gas_Fryer_E5_Baseline Forecast | Commercial | Hospital | Existing | Food Preparation | Natural Gas | Fryer | E5 |  | Baseline Forecast | bar: 2019 to 2051
Commercial_Hospital_Existing_Food Preparation_Natural Gas_Fryer_E6_Baseline Forecast | Commercial | Hospital | Existing | Food Preparation | Natural Gas | Fryer | E6 |  | Baseline Forecast | bar: 2019 to 2051
Commercial_Hospital_Existing_Food Preparation_Natural Gas_Fryer_E7_Baseline Forecast | Commercial | Hospital | Existing | Food Preparation | Natural Gas | Fryer | E7 |  | Baseline Forecast | bar: 2019 to 2051
Commercial_Hospital_Existing_Food Preparation_Natural Gas_Fryer_E8_Baseline Forecast | Commercial | Hospital | Existing | Food Preparation | Natural Gas | Fryer | E8 |  | Baseline Forecast | bar: 2019 to 2051
Commercial_Hospital_Existing_Food Preparation_Natural Gas_Fryer_E9_Baseline Forecast | Commercial | Hospital | Existing | Food Preparation | Natural Gas | Fryer | E9 |  | Baseline Forecast | bar: 2019 to 2051
Commercial_Hospital_Existing_Food Preparation_Natural Gas_Fryer_E10_Baseline Forecast | Commercial | Hospital | Existing | Food Preparation | Natural Gas | Fryer | E10 |  | Baseline Forecast | bar: 2019 to 2051
Commercial_Hospital_Existing_Food Preparation_Natural Gas_Broiler_E1_Baseline Forecast | Commercial | Hospital | Existing | Food Preparation | Natural Gas | Broiler | E1 | Standard | Baseline Forecast | 74% | 74% | 74% | 74% | 74% | 74% | 74% | 74% | 74% | 74% | 74% | 74% | 74% | 74% | 74% | 74% | 74% | 74% | 74% | 74% | 74% | 74% | 74% | 74% | 74% | 74% | 74% | 74% | 74% | 74% | 74% | 74% | 74%
Commercial_Hospital_Existing_Food Preparation_Natural Gas_Broiler_E2_Baseline Forecast | Commercial | Hospital | Existing | Food Preparation | Natural Gas | Broiler | E2 | Infrared Burners | Baseline Forecast | 26% | 26% | 26% | 26% | 26% | 26% | 26% | 26% | 26% | 26% | 26% | 26% | 26% | 26% | 26% | 26% | 26% | 26% | 26% | 26% | 26% | 26% | 26% | 26% | 26% | 26% | 26% | 26% | 26% | 26% | 26% | 26% | 26%
Commercial_Hospital_Existing_Food Preparation_Natural Gas_Broiler_E3_Baseline Forecast | Commercial | Hospital | Existing | Food Preparation | Natural Gas | Broiler | E3 |  | Baseline Forecast | bar: 2019 to 2051
Commercial_Hospital_Existing_Food Preparation_Natural Gas_Broiler_E4_Baseline Forecast | Commercial | Hospital | Existing | Food Preparation | Natural Gas | Broiler | E4 |  | Baseline Forecast | bar: 2019 to 2051
Commercial_Hospital_Existing_Food Preparation_Natural Gas_Broiler_E5_Baseline Forecast | Commercial | Hospital | Existing | Food Preparation | Natural Gas | Broiler | E5 |  | Baseline Forecast | bar: 2019 to 2051
Commercial_Hospital_Existing_Food Preparation_Natural Gas_Broiler_E6_Baseline Forecast | Commercial | Hospital | Existing | Food Preparation | Natural Gas | Broiler | E6 |  | Baseline Forecast | bar: 2019 to 2051
Commercial_Hospital_Existing_Food Preparation_Natural Gas_Broiler_E7_Baseline Forecast | Commercial | Hospital | Existing | Food Preparation | Natural Gas | Broiler | E7 |  | Baseline Forecast | bar: 2019 to 2051
Commercial_Hospital_Existing_Food Preparation_Natural Gas_Broiler_E8_Baseline Forecast | Commercial | Hospital | Existing | Food Preparation | Natural Gas | Broiler | E8 |  | Baseline Forecast | bar: 2019 to 2051
Commercial_Hospital_Existing_Food Preparation_Natural Gas_Broiler_E9_Baseline Forecast | Commercial | Hospital | Existing | Food Preparation | Natural Gas | Broiler | E9 |  | Baseline Forecast | bar: 2019 to 2051
Commercial_Hospital_Existing_Food Preparation_Natural Gas_Broiler_E10_Baseline Forecast | Commercial | Hospital | Existing | Food Preparation | Natural Gas | Broiler | E10 |  | Baseline Forecast | bar: 2019 to 2051
Commercial_Hospital_Existing_Food Preparation_Natural Gas_Griddle_E1_Baseline Forecast | Commercial | Hospital | Existing | Food Preparation | Natural Gas | Griddle | E1 | Standard | Baseline Forecast | 71% | 71% | 71% | 71% | 71% | 71% | 71% | 71% | 71% | 71% | 71% | 71% | 71% | 71% | 71% | 71% | 71% | 71% | 71% | 71% | 71% | 71% | 71% | 71% | 71% | 71% | 71% | 71% | 71% | 71% | 71% | 71% | 71%
Commercial_Hospital_Existing_Food Preparation_Natural Gas_Griddle_E2_Baseline Forecast | Commercial | Hospital | Existing | Food Preparation | Natural Gas | Griddle | E2 | ENERGY STAR | Baseline Forecast | 29% | 29% | 29% | 29% | 29% | 29% | 29% | 29% | 29% | 29% | 29% | 29% | 29% | 29% | 29% | 29% | 29% | 29% | 29% | 29% | 29% | 29% | 29% | 29% | 29% | 29% | 29% | 29% | 29% | 29% | 29% | 29% | 29%
Commercial_Hospital_Existing_Food Preparation_Natural Gas_Griddle_E3_Baseline Forecast | Commercial | Hospital | Existing | Food Preparation | Natural Gas | Griddle | E3 |  | Baseline Forecast | bar: 2019 to 2051
Commercial_Hospital_Existing_Food Preparation_Natural Gas_Griddle_E4_Baseline Forecast | Commercial | Hospital | Existing | Food Preparation | Natural Gas | Griddle | E4 |  | Baseline Forecast | bar: 2019 to 2051
Commercial_Hospital_Existing_Food Preparation_Natural Gas_Griddle_E5_Baseline Forecast | Commercial | Hospital | Existing | Food Preparation | Natural Gas | Griddle | E5 |  | Baseline Forecast | bar: 2019 to 2051
Commercial_Hospital_Existing_Food Preparation_Natural Gas_Griddle_E6_Baseline Forecast | Commercial | Hospital | Existing | Food Preparation | Natural Gas | Griddle | E6 |  | Baseline Forecast | bar: 2019 to 2051
Commercial_Hospital_Existing_Food Preparation_Natural Gas_Griddle_E7_Baseline Forecast | Commercial | Hospital | Existing | Food Preparation | Natural Gas | Griddle | E7 |  | Baseline Forecast | bar: 2019 to 2051
Commercial_Hospital_Existing_Food Preparation_Natural Gas_Griddle_E8_Baseline Forecast | Commercial | Hospital | Existing | Food Preparation | Natural Gas | Griddle | E8 |  | Baseline Forecast | bar: 2019 to 2051
Commercial_Hospital_Existing_Food Preparation_Natural Gas_Griddle_E9_Baseline Forecast | Commercial | Hospital | Existing | Food Preparation | Natural Gas | Griddle | E9 |  | Baseline Forecast | bar: 2019 to 2051
Commercial_Hospital_Existing_Food Preparation_Natural Gas_Griddle_E10_Baseline Forecast | Commercial | Hospital | Existing | Food Preparation | Natural Gas | Griddle | E10 |  | Baseline Forecast | bar: 2019 to 2051
Commercial_Hospital_Existing_Food Preparation_Natural Gas_Range_E1_Baseline Forecast | Commercial | Hospital | Existing | Food Preparation | Natural Gas | Range | E1 | Standard | Baseline Forecast | 41% | 41% | 41% | 41% | 41% | 41% | 41% | 41% | 41% | 41% | 41% | 41% | 41% | 41% | 41% | 41% | 41% | 41% | 41% | 41% | 41% | 41% | 41% | 41% | 41% | 41% | 41% | 41% | 41% | 41% | 41% | 41% | 41%
Commercial_Hospital_Existing_Food Preparation_Natural Gas_Range_E2_Baseline Forecast | Commercial | Hospital | Existing | Food Preparation | Natural Gas | Range | E2 | High Efficiency | Baseline Forecast | 59% | 59% | 59% | 59% | 59% | 59% | 59% | 59% | 59% | 59% | 59% | 59% | 59% | 59% | 59% | 59% | 59% | 59% | 59% | 59% | 59% | 59% | 59% | 59% | 59% | 59% | 59% | 59% | 59% | 59% | 59% | 59% | 59%
Commercial_Hospital_Existing_Food Preparation_Natural Gas_Range_E3_Baseline Forecast | Commercial | Hospital | Existing | Food Preparation | Natural Gas | Range | E3 |  | Baseline Forecast | bar: 2019 to 2051
Commercial_Hospital_Existing_Food Preparation_Natural Gas_Range_E4_Baseline Forecast | Commercial | Hospital | Existing | Food Preparation | Natural Gas | Range | E4 |  | Baseline Forecast | bar: 2019 to 2051
Commercial_Hospital_Existing_Food Preparation_Natural Gas_Range_E5_Baseline Forecast | Commercial | Hospital | Existing | Food Preparation | Natural Gas | Range | E5 |  | Baseline Forecast | bar: 2019 to 2051
Commercial_Hospital_Existing_Food Preparation_Natural Gas_Range_E6_Baseline Forecast | Commercial | Hospital | Existing | Food Preparation | Natural Gas | Range | E6 |  | Baseline Forecast | bar: 2019 to 2051
Commercial_Hospital_Existing_Food Preparation_Natural Gas_Range_E7_Baseline Forecast | Commercial | Hospital | Existing | Food Preparation | Natural Gas | Range | E7 |  | Baseline Forecast | bar: 2019 to 2051
Commercial_Hospital_Existing_Food Preparation_Natural Gas_Range_E8_Baseline Forecast | Commercial | Hospital | Existing | Food Preparation | Natural Gas | Range | E8 |  | Baseline Forecast | bar: 2019 to 2051
Commercial_Hospital_Existing_Food Preparation_Natural Gas_Range_E9_Baseline Forecast | Commercial | Hospital | Existing | Food Preparation | Natural Gas | Range | E9 |  | Baseline Forecast | bar: 2019 to 2051
Commercial_Hospital_Existing_Food Preparation_Natural Gas_Range_E10_Baseline Forecast | Commercial | Hospital | Existing | Food Preparation | Natural Gas | Range | E10 |  | Baseline Forecast | bar: 2019 to 2051
Commercial_Hospital_Existing_Food Preparation_Natural Gas_Steamer_E1_Baseline Forecast | Commercial | Hospital | Existing | Food Preparation | Natural Gas | Steamer | E1 | Standard | Baseline Forecast | 50% | 50% | 50% | 0% | 0% | 0% | 0% | 0% | 0% | 0% | 0% | 0% | 0% | 0% | 0% | 0% | 0% | 0% | 0% | 0% | 0% | 0% | 0% | 0% | 0% | 0% | 0% | 0% | 0% | 0% | 0% | 0% | 0%
Commercial_Hospital_Existing_Food Preparation_Natural Gas_Steamer_E2_Baseline Forecast | Commercial | Hospital | Existing | Food Preparation | Natural Gas | Steamer | E2 | ENERGY STAR | Baseline Forecast | 50% | 50% | 50% | 100% | 100% | 100% | 100% | 100% | 100% | 100% | 100% | 100% | 100% | 100% | 100% | 100% | 100% | 100% | 100% | 100% | 100% | 100% | 100% | 100% | 100% | 100% | 100% | 100% | 100% | 100% | 100% | 100% | 100%
Commercial_Hospital_Existing_Food Preparation_Natural Gas_Steamer_E3_Baseline Forecast | Commercial | Hospital | Existing | Food Preparation | Natural Gas | Steamer | E3 |  | Baseline Forecast | bar: 2019 to 2051
Commercial_Hospital_Existing_Food Preparation_Natural Gas_Steamer_E4_Baseline Forecast | Commercial | Hospital | Existing | Food Preparation | Natural Gas | Steamer | E4 |  | Baseline Forecast | bar: 2019 to 2051
Commercial_Hospital_Existing_Food Preparation_Natural Gas_Steamer_E5_Baseline Forecast | Commercial | Hospital | Existing | Food Preparation | Natural Gas | Steamer | E5 |  | Baseline Forecast | bar: 2019 to 2051
Commercial_Hospital_Existing_Food Preparation_Natural Gas_Steamer_E6_Baseline Forecast | Commercial | Hospital | Existing | Food Preparation | Natural Gas | Steamer | E6 |  | Baseline Forecast | bar: 2019 to 2051
Commercial_Hospital_Existing_Food Preparation_Natural Gas_Steamer_E7_Baseline Forecast | Commercial | Hospital | Existing | Food Preparation | Natural Gas | Steamer | E7 |  | Baseline Forecast | bar: 2019 to 2051
Commercial_Hospital_Existing_Food Preparation_Natural Gas_Steamer_E8_Baseline Forecast | Commercial | Hospital | Existing | Food Preparation | Natural Gas | Steamer | E8 |  | Baseline Forecast | bar: 2019 to 2051
Commercial_Hospital_Existing_Food Preparation_Natural Gas_Steamer_E9_Baseline Forecast | Commercial | Hospital | Existing | Food Preparation | Natural Gas | Steamer | E9 |  | Baseline Forecast | bar: 2019 to 2051
Commercial_Hospital_Existing_Food Preparation_Natural Gas_Steamer_E10_Baseline Forecast | Commercial | Hospital | Existing | Food Preparation | Natural Gas | Steamer | E10 |  | Baseline Forecast | bar: 2019 to 2051
Commercial_Hospital_Existing_Food Preparation_Natural Gas_Food Prep Other_E1_Baseline Forecast | Commercial | Hospital | Existing | Food Preparation | Natural Gas | Food Prep Other | E1 | Standard | Baseline Forecast | 74% | 74% | 74% | 74% | 74% | 74% | 74% | 74% | 74% | 74% | 74% | 74% | 74% | 74% | 74% | 74% | 74% | 74% | 74% | 74% | 74% | 74% | 74% | 74% | 74% | 74% | 74% | 74% | 74% | 74% | 74% | 74% | 74%
Commercial_Hospital_Existing_Food Preparation_Natural Gas_Food Prep Other_E2_Baseline Forecast | Commercial | Hospital | Existing | Food Preparation | Natural Gas | Food Prep Other | E2 | ENERGY STAR | Baseline Forecast | 26% | 26% | 26% | 26% | 26% | 26% | 26% | 26% | 26% | 26% | 26% | 26% | 26% | 26% | 26% | 26% | 26% | 26% | 26% | 26% | 26% | 26% | 26% | 26% | 26% | 26% | 26% | 26% | 26% | 26% | 26% | 26% | 26%
Commercial_Hospital_Existing_Food Preparation_Natural Gas_Food Prep Other_E3_Baseline Forecast | Commercial | Hospital | Existing | Food Preparation | Natural Gas | Food Prep Other | E3 |  | Baseline Forecast | bar: 2019 to 2051
Commercial_Hospital_Existing_Food Preparation_Natural Gas_Food Prep Other_E4_Baseline Forecast | Commercial | Hospital | Existing | Food Preparation | Natural Gas | Food Prep Other | E4 |  | Baseline Forecast | bar: 2019 to 2051
Commercial_Hospital_Existing_Food Preparation_Natural Gas_Food Prep Other_E5_Baseline Forecast | Commercial | Hospital | Existing | Food Preparation | Natural Gas | Food Prep Other | E5 |  | Baseline Forecast | bar: 2019 to 2051
Commercial_Hospital_Existing_Food Preparation_Natural Gas_Food Prep Other_E6_Baseline Forecast | Commercial | Hospital | Existing | Food Preparation | Natural Gas | Food Prep Other | E6 |  | Baseline Forecast | bar: 2019 to 2051
Commercial_Hospital_Existing_Food Preparation_Natural Gas_Food Prep Other_E7_Baseline Forecast | Commercial | Hospital | Existing | Food Preparation | Natural Gas | Food Prep Other | E7 |  | Baseline Forecast | bar: 2019 to 2051
Commercial_Hospital_Existing_Food Preparation_Natural Gas_Food Prep Other_E8_Baseline Forecast | Commercial | Hospital | Existing | Food Preparation | Natural Gas | Food Prep Other | E8 |  | Baseline Forecast | bar: 2019 to 2051
Commercial_Hospital_Existing_Food Preparation_Natural Gas_Food Prep Other_E9_Baseline Forecast | Commercial | Hospital | Existing | Food Preparation | Natural Gas | Food Prep Other | E9 |  | Baseline Forecast | bar: 2019 to 2051
Commercial_Hospital_Existing_Food Preparation_Natural Gas_Food Prep Other_E10_Baseline Forecast | Commercial | Hospital | Existing | Food Preparation | Natural Gas | Food Prep Other | E10 |  | Baseline Forecast | bar: 2019 to 2051
Commercial_Hospital_Existing_Miscellaneous_Natural Gas_Pool Heater_E1_Baseline Forecast | Commercial | Hospital | Existing | Miscellaneous | Natural Gas | Pool Heater | E1 | Standard (EF .78) | Baseline Forecast | 90% | 90% | 90% | 90% | 90% | 90% | 90% | 90% | 90% | 90% | 90% | 90% | 90% | 90% | 90% | 90% | 90% | 90% | 90% | 90% | 90% | 90% | 90% | 90% | 90% | 90% | 90% | 90% | 90% | 90% | 90% | 90% | 90%
Commercial_Hospital_Existing_Miscellaneous_Natural Gas_Pool Heater_E2_Baseline Forecast | Commercial | Hospital | Existing | Miscellaneous | Natural Gas | Pool Heater | E2 | Condensing (EF .90) | Baseline Forecast | 10% | 10% | 10% | 10% | 10% | 10% | 10% | 10% | 10% | 10% | 10% | 10% | 10% | 10% | 10% | 10% | 10% | 10% | 10% | 10% | 10% | 10% | 10% | 10% | 10% | 10% | 10% | 10% | 10% | 10% | 10% | 10% | 10%
Commercial_Hospital_Existing_Miscellaneous_Natural Gas_Pool Heater_E3_Baseline Forecast | Commercial | Hospital | Existing | Miscellaneous | Natural Gas | Pool Heater | E3 |  | Baseline Forecast | bar: 2019 to 2051
Commercial_Hospital_Existing_Miscellaneous_Natural Gas_Pool Heater_E4_Baseline Forecast | Commercial | Hospital | Existing | Miscellaneous | Natural Gas | Pool Heater | E4 |  | Baseline Forecast | bar: 2019 to 2051
Commercial_Hospital_Existing_Miscellaneous_Natural Gas_Pool Heater_E5_Baseline Forecast | Commercial | Hospital | Existing | Miscellaneous | Natural Gas | Pool Heater | E5 |  | Baseline Forecast | bar: 2019 to 2051
Commercial_Hospital_Existing_Miscellaneous_Natural Gas_Pool Heater_E6_Baseline Forecast | Commercial | Hospital | Existing | Miscellaneous | Natural Gas | Pool Heater | E6 |  | Baseline Forecast | bar: 2019 to 2051
Commercial_Hospital_Existing_Miscellaneous_Natural Gas_Pool Heater_E7_Baseline Forecast | Commercial | Hospital | Existing | Miscellaneous | Natural Gas | Pool Heater | E7 |  | Baseline Forecast | bar: 2019 to 2051
Commercial_Hospital_Existing_Miscellaneous_Natural Gas_Pool Heater_E8_Baseline Forecast | Commercial | Hospital | Existing | Miscellaneous | Natural Gas | Pool Heater | E8 |  | Baseline Forecast | bar: 2019 to 2051
Commercial_Hospital_Existing_Miscellaneous_Natural Gas_Pool Heater_E9_Baseline Forecast | Commercial | Hospital | Existing | Miscellaneous | Natural Gas | Pool Heater | E9 |  | Baseline Forecast | bar: 2019 to 2051
Commercial_Hospital_Existing_Miscellaneous_Natural Gas_Pool Heater_E10_Baseline Forecast | Commercial | Hospital | Existing | Miscellaneous | Natural Gas | Pool Heater | E10 |  | Baseline Forecast | bar: 2019 to 2051
Commercial_Hospital_Existing_Miscellaneous_Natural Gas_Miscellaneous_E1_Baseline Forecast | Commercial | Hospital | Existing | Miscellaneous | Natural Gas | Miscellaneous | E1 | Miscellaneous | Baseline Forecast | 100% | 100% | 100% | 100% | 100% | 100% | 100% | 100% | 100% | 100% | 100% | 100% | 100% | 100% | 100% | 100% | 100% | 100% | 100% | 100% | 100% | 100% | 100% | 100% | 100% | 100% | 100% | 100% | 100% | 100% | 100% | 100% | 100%
Commercial_Hospital_Existing_Miscellaneous_Natural Gas_Miscellaneous_E2_Baseline Forecast | Commercial | Hospital | Existing | Miscellaneous | Natural Gas | Miscellaneous | E2 |  | Baseline Forecast | bar: 2019 to 2051
Commercial_Hospital_Existing_Miscellaneous_Natural Gas_Miscellaneous_E3_Baseline Forecast | Commercial | Hospital | Existing | Miscellaneous | Natural Gas | Miscellaneous | E3 |  | Baseline Forecast | bar: 2019 to 2051
Commercial_Hospital_Existing_Miscellaneous_Natural Gas_Miscellaneous_E4_Baseline Forecast | Commercial | Hospital | Existing | Miscellaneous | Natural Gas | Miscellaneous | E4 |  | Baseline Forecast | bar: 2019 to 2051
Commercial_Hospital_Existing_Miscellaneous_Natural Gas_Miscellaneous_E5_Baseline Forecast | Commercial | Hospital | Existing | Miscellaneous | Natural Gas | Miscellaneous | E5 |  | Baseline Forecast | bar: 2019 to 2051
Commercial_Hospital_Existing_Miscellaneous_Natural Gas_Miscellaneous_E6_Baseline Forecast | Commercial | Hospital | Existing | Miscellaneous | Natural Gas | Miscellaneous | E6 |  | Baseline Forecast | bar: 2019 to 2051
Commercial_Hospital_Existing_Miscellaneous_Natural Gas_Miscellaneous_E7_Baseline Forecast | Commercial | Hospital | Existing | Miscellaneous | Natural Gas | Miscellaneous | E7 |  | Baseline Forecast | bar: 2019 to 2051
Commercial_Hospital_Existing_Miscellaneous_Natural Gas_Miscellaneous_E8_Baseline Forecast | Commercial | Hospital | Existing | Miscellaneous | Natural Gas | Miscellaneous | E8 |  | Baseline Forecast | bar: 2019 to 2051
Commercial_Hospital_Existing_Miscellaneous_Natural Gas_Miscellaneous_E9_Baseline Forecast | Commercial | Hospital | Existing | Miscellaneous | Natural Gas | Miscellaneous | E9 |  | Baseline Forecast | bar: 2019 to 2051
Commercial_Hospital_Existing_Miscellaneous_Natural Gas_Miscellaneous_E10_Baseline Forecast | Commercial | Hospital | Existing | Miscellaneous | Natural Gas | Miscellaneous | E10 |  | Baseline Forecast | bar: 2019 to 2051
Commercial_Hospital_New_Space Heating_Natural Gas_Furnace_E1_Baseline Forecast | Commercial | Hospital | New | Space Heating | Natural Gas | Furnace | E1 | AFUE 80% (Standard) | Baseline Forecast | 100% | 100% | 100% | 100% | 100% | 100% | 100% | 100% | 79.89% | 80.07% | 80.07% | 79.46% | 79.83% | 79.83% | 80% | 80% | 80.17% | 80.17% | 80.17% | 80.17% | 80.17% | 80.17% | 80.17% | 80.17% | 80.17% | 80.17% | 80.17% | 80.17% | 80.17% | 80.17% | 80.17% | 80.17% | 80.17%
Commercial_Hospital_New_Space Heating_Natural Gas_Furnace_E2_Baseline Forecast | Commercial | Hospital | New | Space Heating | Natural Gas | Furnace | E2 | AFUE 90% | Baseline Forecast | 0% | 0% | 0% | 0% | 0% | 0% | 0% | 0% | 20.11% | 19.93% | 19.93% | 20.54% | 20.17% | 20.17% | 20% | 20% | 19.83% | 19.83% | 19.83% | 19.83% | 19.83% | 19.83% | 19.83% | 19.83% | 19.83% | 19.83% | 19.83% | 19.83% | 19.83% | 19.83% | 19.83% | 19.83% | 19.83%
Commercial_Hospital_New_Space Heating_Natural Gas_Furnace_E3_Baseline Forecast | Commercial | Hospital | New | Space Heating | Natural Gas | Furnace | E3 | AFUE 96% | Baseline Forecast | bar: 2019 to 2051
Commercial_Hospital_New_Space Heating_Natural Gas_Furnace_E4_Baseline Forecast | Commercial | Hospital | New | Space Heating | Natural Gas | Furnace | E4 | Convert to NG Air Source Heat Pump | Baseline Forecast | bar: 2019 to 2051
Commercial_Hospital_New_Space Heating_Natural Gas_Furnace_E5_Baseline Forecast | Commercial | Hospital | New | Space Heating | Natural Gas | Furnace | E5 |  | Baseline Forecast | bar: 2019 to 2051
Commercial_Hospital_New_Space Heating_Natural Gas_Furnace_E6_Baseline Forecast | Commercial | Hospital | New | Space Heating | Natural Gas | Furnace | E6 |  | Baseline Forecast | bar: 2019 to 2051
Commercial_Hospital_New_Space Heating_Natural Gas_Furnace_E7_Baseline Forecast | Commercial | Hospital | New | Space Heating | Natural Gas | Furnace | E7 |  | Baseline Forecast | bar: 2019 to 2051
Commercial_Hospital_New_Space Heating_Natural Gas_Furnace_E8_Baseline Forecast | Commercial | Hospital | New | Space Heating | Natural Gas | Furnace | E8 |  | Baseline Forecast | bar: 2019 to 2051
Commercial_Hospital_New_Space Heating_Natural Gas_Furnace_E9_Baseline Forecast | Commercial | Hospital | New | Space Heating | Natural Gas | Furnace | E9 |  | Baseline Forecast | bar: 2019 to 2051
Commercial_Hospital_New_Space Heating_Natural Gas_Furnace_E10_Baseline Forecast | Commercial | Hospital | New | Space Heating | Natural Gas | Furnace | E10 |  | Baseline Forecast | bar: 2019 to 2051
Commercial_Hospital_New_Space Heating_Natural Gas_Boiler_E1_Baseline Forecast | Commercial | Hospital | New | Space Heating | Natural Gas | Boiler | E1 | AFUE 80% (Standard) | Baseline Forecast | 54.1% | 54.1% | 54.1% | 54.1% | 54.1% | 37.08% | 37.08% | 37.08% | 37.08% | 37.08% | 37.08% | 37.08% | 37.08% | 37.08% | 37.08% | 37.08% | 37.08% | 37.08% | 37.08% | 37.08% | 37.08% | 37.08% | 37.08% | 37.08% | 37.08% | 37.08% | 37.08% | 37.08% | 37.08% | 37.08% | 37.08% | 37.08% | 37.08%
Commercial_Hospital_New_Space Heating_Natural Gas_Boiler_E2_Baseline Forecast | Commercial | Hospital | New | Space Heating | Natural Gas | Boiler | E2 | AFUE 85% | Baseline Forecast | bar: 2019 to 2051
Commercial_Hospital_New_Space Heating_Natural Gas_Boiler_E3_Baseline Forecast | Commercial | Hospital | New | Space Heating | Natural Gas | Boiler | E3 | AFUE 97% | Baseline Forecast | 45.9% | 45.9% | 45.9% | 45.9% | 45.9% | 62.92% | 62.92% | 62.92% | 62.92% | 62.92% | 62.92% | 62.92% | 62.92% | 62.92% | 62.92% | 62.92% | 62.92% | 62.92% | 62.92% | 62.92% | 62.92% | 62.92% | 62.92% | 62.92% | 62.92% | 62.92% | 62.92% | 62.92% | 62.92% | 62.92% | 62.92% | 62.92% | 62.92%
Commercial_Hospital_New_Space Heating_Natural Gas_Boiler_E4_Baseline Forecast | Commercial | Hospital | New | Space Heating | Natural Gas | Boiler | E4 | Convert to NG Air Source Heat Pump | Baseline Forecast | bar: 2019 to 2051
Commercial_Hospital_New_Space Heating_Natural Gas_Boiler_E5_Baseline Forecast | Commercial | Hospital | New | Space Heating | Natural Gas | Boiler | E5 |  | Baseline Forecast | bar: 2019 to 2051
Commercial_Hospital_New_Space Heating_Natural Gas_Boiler_E6_Baseline Forecast | Commercial | Hospital | New | Space Heating | Natural Gas | Boiler | E6 |  | Baseline Forecast | bar: 2019 to 2051
Commercial_Hospital_New_Space Heating_Natural Gas_Boiler_E7_Baseline Forecast | Commercial | Hospital | New | Space Heating | Natural Gas | Boiler | E7 |  | Baseline Forecast | bar: 2019 to 2051
Commercial_Hospital_New_Space Heating_Natural Gas_Boiler_E8_Baseline Forecast | Commercial | Hospital | New | Space Heating | Natural Gas | Boiler | E8 |  | Baseline Forecast | bar: 2019 to 2051
Commercial_Hospital_New_Space Heating_Natural Gas_Boiler_E9_Baseline Forecast | Commercial | Hospital | New | Space Heating | Natural Gas | Boiler | E9 |  | Baseline Forecast | bar: 2019 to 2051
Commercial_Hospital_New_Space Heating_Natural Gas_Boiler_E10_Baseline Forecast | Commercial | Hospital | New | Space Heating | Natural Gas | Boiler | E10 |  | Baseline Forecast | bar: 2019 to 2051
Commercial_Hospital_New_Space Heating_Natural Gas_Unit Heater_E1_Baseline Forecast | Commercial | Hospital | New | Space Heating | Natural Gas | Unit Heater | E1 | Standard | Baseline Forecast | 100% | 100% | 100% | 100% | 100% | 100% | 100% | 100% | 100% | 100% | 100% | 100% | 100% | 100% | 100% | 100% | 100% | 100% | 100% | 100% | 100% | 100% | 100% | 100% | 100% | 100% | 100% | 100% | 100% | 100% | 100% | 100% | 100%
Commercial_Hospital_New_Space Heating_Natural Gas_Unit Heater_E2_Baseline Forecast | Commercial | Hospital | New | Space Heating | Natural Gas | Unit Heater | E2 | Condensing | Baseline Forecast | bar: 2019 to 2051
Commercial_Hospital_New_Space Heating_Natural Gas_Unit Heater_E3_Baseline Forecast | Commercial | Hospital | New | Space Heating | Natural Gas | Unit Heater | E3 | Infrared Radiant | Baseline Forecast | bar: 2019 to 2051
Commercial_Hospital_New_Space Heating_Natural Gas_Unit Heater_E4_Baseline Forecast | Commercial | Hospital | New | Space Heating | Natural Gas | Unit Heater | E4 |  | Baseline Forecast | bar: 2019 to 2051
Commercial_Hospital_New_Space Heating_Natural Gas_Unit Heater_E5_Baseline Forecast | Commercial | Hospital | New | Space Heating | Natural Gas | Unit Heater | E5 |  | Baseline Forecast | bar: 2019 to 2051
Commercial_Hospital_New_Space Heating_Natural Gas_Unit Heater_E6_Baseline Forecast | Commercial | Hospital | New | Space Heating | Natural Gas | Unit Heater | E6 |  | Baseline Forecast | bar: 2019 to 2051
Commercial_Hospital_New_Space Heating_Natural Gas_Unit Heater_E7_Baseline Forecast | Commercial | Hospital | New | Space Heating | Natural Gas | Unit Heater | E7 |  | Baseline Forecast | bar: 2019 to 2051
Commercial_Hospital_New_Space Heating_Natural Gas_Unit Heater_E8_Baseline Forecast | Commercial | Hospital | New | Space Heating | Natural Gas | Unit Heater | E8 |  | Baseline Forecast | bar: 2019 to 2051
Commercial_Hospital_New_Space Heating_Natural Gas_Unit Heater_E9_Baseline Forecast | Commercial | Hospital | New | Space Heating | Natural Gas | Unit Heater | E9 |  | Baseline Forecast | bar: 2019 to 2051
Commercial_Hospital_New_Space Heating_Natural Gas_Unit Heater_E10_Baseline Forecast | Commercial | Hospital | New | Space Heating | Natural Gas | Unit Heater | E10 |  | Baseline Forecast | bar: 2019 to 2051
Commercial_Hospital_New_Water Heating_Natural Gas_Water Heater_E1_Baseline Forecast | Commercial | Hospital | New | Water Heating | Natural Gas | Water Heater | E1 | TE 80% | Baseline Forecast | bar: 2019 to 2051
Commercial_Hospital_New_Water Heating_Natural Gas_Water Heater_E2_Baseline Forecast | Commercial | Hospital | New | Water Heating | Natural Gas | Water Heater | E2 | TE 81% | Baseline Forecast | 100% | 100% | 100% | 100% | 100% | 100% | 100% | 100% | 100% | 100% | 100% | 100% | 100% | 100% | 100% | 100% | 100% | 100% | 100% | 100% | 100% | 100% | 100% | 100% | 100% | 100% | 100% | 100% | 100% | 100% | 100% | 100% | 100%
Commercial_Hospital_New_Water Heating_Natural Gas_Water Heater_E3_Baseline Forecast | Commercial | Hospital | New | Water Heating | Natural Gas | Water Heater | E3 | TE 88% | Baseline Forecast | bar: 2019 to 2051
Commercial_Hospital_New_Water Heating_Natural Gas_Water Heater_E4_Baseline Forecast | Commercial | Hospital | New | Water Heating | Natural Gas | Water Heater | E4 | TE 94% | Baseline Forecast | bar: 2019 to 2051
Commercial_Hospital_New_Water Heating_Natural Gas_Water Heater_E5_Baseline Forecast | Commercial | Hospital | New | Water Heating | Natural Gas | Water Heater | E5 | TE 96% | Baseline Forecast | bar: 2019 to 2051
Commercial_Hospital_New_Water Heating_Natural Gas_Water Heater_E6_Baseline Forecast | Commercial | Hospital | New | Water Heating | Natural Gas | Water Heater | E6 | Tankless | Baseline Forecast | bar: 2019 to 2051
Commercial_Hospital_New_Water Heating_Natural Gas_Water Heater_E7_Baseline Forecast | Commercial | Hospital | New | Water Heating | Natural Gas | Water Heater | E7 | Gas-Fired Absorption HPWH | Baseline Forecast | bar: 2019 to 2051
Commercial_Hospital_New_Water Heating_Natural Gas_Water Heater_E8_Baseline Forecast | Commercial | Hospital | New | Water Heating | Natural Gas | Water Heater | E8 |  | Baseline Forecast | bar: 2019 to 2051
Commercial_Hospital_New_Water Heating_Natural Gas_Water Heater_E9_Baseline Forecast | Commercial | Hospital | New | Water Heating | Natural Gas | Water Heater | E9 |  | Baseline Forecast | bar: 2019 to 2051
Commercial_Hospital_New_Water Heating_Natural Gas_Water Heater_E10_Baseline Forecast | Commercial | Hospital | New | Water Heating | Natural Gas | Water Heater | E10 |  | Baseline Forecast | bar: 2019 to 2051
Commercial_Hospital_New_Food Preparation_Natural Gas_Oven_E1_Baseline Forecast | Commercial | Hospital | New | Food Preparation | Natural Gas | Oven | E1 | Standard | Baseline Forecast | 41% | 41% | 41% | 41% | 41% | 41% | 41% | 41% | 41% | 41% | 41% | 41% | 41% | 41% | 41% | 41% | 41% | 41% | 41% | 41% | 41% | 41% | 41% | 41% | 41% | 41% | 41% | 41% | 41% | 41% | 41% | 41% | 41%
Commercial_Hospital_New_Food Preparation_Natural Gas_Oven_E2_Baseline Forecast | Commercial | Hospital | New | Food Preparation | Natural Gas | Oven | E2 | ENERGY STAR (>44% Baking Efficiency) | Baseline Forecast | 59% | 59% | 59% | 59% | 59% | 59% | 59% | 59% | 59% | 59% | 59% | 59% | 59% | 59% | 59% | 59% | 59% | 59% | 59% | 59% | 59% | 59% | 59% | 59% | 59% | 59% | 59% | 59% | 59% | 59% | 59% | 59% | 59%
Commercial_Hospital_New_Food Preparation_Natural Gas_Oven_E3_Baseline Forecast | Commercial | Hospital | New | Food Preparation | Natural Gas | Oven | E3 |  | Baseline Forecast | bar: 2019 to 2051
Commercial_Hospital_New_Food Preparation_Natural Gas_Oven_E4_Baseline Forecast | Commercial | Hospital | New | Food Preparation | Natural Gas | Oven | E4 |  | Baseline Forecast | bar: 2019 to 2051
Commercial_Hospital_New_Food Preparation_Natural Gas_Oven_E5_Baseline Forecast | Commercial | Hospital | New | Food Preparation | Natural Gas | Oven | E5 |  | Baseline Forecast | bar: 2019 to 2051
Commercial_Hospital_New_Food Preparation_Natural Gas_Oven_E6_Baseline Forecast | Commercial | Hospital | New | Food Preparation | Natural Gas | Oven | E6 |  | Baseline Forecast | bar: 2019 to 2051
Commercial_Hospital_New_Food Preparation_Natural Gas_Oven_E7_Baseline Forecast | Commercial | Hospital | New | Food Preparation | Natural Gas | Oven | E7 |  | Baseline Forecast | bar: 2019 to 2051
Commercial_Hospital_New_Food Preparation_Natural Gas_Oven_E8_Baseline Forecast | Commercial | Hospital | New | Food Preparation | Natural Gas | Oven | E8 |  | Baseline Forecast | bar: 2019 to 2051
Commercial_Hospital_New_Food Preparation_Natural Gas_Oven_E9_Baseline Forecast | Commercial | Hospital | New | Food Preparation | Natural Gas | Oven | E9 |  | Baseline Forecast | bar: 2019 to 2051
Commercial_Hospital_New_Food Preparation_Natural Gas_Oven_E10_Baseline Forecast | Commercial | Hospital | New | Food Preparation | Natural Gas | Oven | E10 |  | Baseline Forecast | bar: 2019 to 2051
Commercial_Hospital_New_Food Preparation_Natural Gas_Conveyor Oven_E1_Baseline Forecast | Commercial | Hospital | New | Food Preparation | Natural Gas | Conveyor Oven | E1 | Standard | Baseline Forecast | 41% | 41% | 41% | 41% | 41% | 41% | 41% | 41% | 41% | 41% | 41% | 41% | 41% | 41% | 41% | 41% | 41% | 41% | 41% | 41% | 41% | 41% | 41% | 41% | 41% | 41% | 41% | 41% | 41% | 41% | 41% | 41% | 41%
Commercial_Hospital_New_Food Preparation_Natural Gas_Conveyor Oven_E2_Baseline Forecast | Commercial | Hospital | New | Food Preparation | Natural Gas | Conveyor Oven | E2 | Efficient (>44% Baking Efficiency) | Baseline Forecast | 59% | 59% | 59% | 59% | 59% | 59% | 59% | 59% | 59% | 59% | 59% | 59% | 59% | 59% | 59% | 59% | 59% | 59% | 59% | 59% | 59% | 59% | 59% | 59% | 59% | 59% | 59% | 59% | 59% | 59% | 59% | 59% | 59%
Commercial_Hospital_New_Food Preparation_Natural Gas_Conveyor Oven_E3_Baseline Forecast | Commercial | Hospital | New | Food Preparation | Natural Gas | Conveyor Oven | E3 |  | Baseline Forecast | bar: 2019 to 2051
Commercial_Hospital_New_Food Preparation_Natural Gas_Conveyor Oven_E4_Baseline Forecast | Commercial | Hospital | New | Food Preparation | Natural Gas | Conveyor Oven | E4 |  | Baseline Forecast | bar: 2019 to 2051
Commercial_Hospital_New_Food Preparation_Natural Gas_Conveyor Oven_E5_Baseline Forecast | Commercial | Hospital | New | Food Preparation | Natural Gas | Conveyor Oven | E5 |  | Baseline Forecast | bar: 2019 to 2051
Commercial_Hospital_New_Food Preparation_Natural Gas_Conveyor Oven_E6_Baseline Forecast | Commercial | Hospital | New | Food Preparation | Natural Gas | Conveyor Oven | E6 |  | Baseline Forecast | bar: 2019 to 2051
Commercial_Hospital_New_Food Preparation_Natural Gas_Conveyor Oven_E7_Baseline Forecast | Commercial | Hospital | New | Food Preparation | Natural Gas | Conveyor Oven | E7 |  | Baseline Forecast | bar: 2019 to 2051
Commercial_Hospital_New_Food Preparation_Natural Gas_Conveyor Oven_E8_Baseline Forecast | Commercial | Hospital | New | Food Preparation | Natural Gas | Conveyor Oven | E8 |  | Baseline Forecast | bar: 2019 to 2051
Commercial_Hospital_New_Food Preparation_Natural Gas_Conveyor Oven_E9_Baseline Forecast | Commercial | Hospital | New | Food Preparation | Natural Gas | Conveyor Oven | E9 |  | Baseline Forecast | bar: 2019 to 2051
Commercial_Hospital_New_Food Preparation_Natural Gas_Conveyor Oven_E10_Baseline Forecast | Commercial | Hospital | New | Food Preparation | Natural Gas | Conveyor Oven | E10 |  | Baseline Forecast | bar: 2019 to 2051
Commercial_Hospital_New_Food Preparation_Natural Gas_Double Rack Oven_E1_Baseline Forecast | Commercial | Hospital | New | Food Preparation | Natural Gas | Double Rack Oven | E1 | Standard | Baseline Forecast | 41% | 41% | 41% | 41% | 41% | 41% | 41% | 41% | 41% | 41% | 41% | 41% | 41% | 41% | 41% | 41% | 41% | 41% | 41% | 41% | 41% | 41% | 41% | 41% | 41% | 41% | 41% | 41% | 41% | 41% | 41% | 41% | 41%
Commercial_Hospital_New_Food Preparation_Natural Gas_Double Rack Oven_E2_Baseline Forecast | Commercial | Hospital | New | Food Preparation | Natural Gas | Double Rack Oven | E2 | FTSC Qualified (>50% Cooking Efficiency) | Baseline Forecast | 59% | 59% | 59% | 59% | 59% | 59% | 59% | 59% | 59% | 59% | 59% | 59% | 59% | 59% | 59% | 59% | 59% | 59% | 59% | 59% | 59% | 59% | 59% | 59% | 59% | 59% | 59% | 59% | 59% | 59% | 59% | 59% | 59%
Commercial_Hospital_New_Food Preparation_Natural Gas_Double Rack Oven_E3_Baseline Forecast | Commercial | Hospital | New | Food Preparation | Natural Gas | Double Rack Oven | E3 |  | Baseline Forecast | bar: 2019 to 2051
Commercial_Hospital_New_Food Preparation_Natural Gas_Double Rack Oven_E4_Baseline Forecast | Commercial | Hospital | New | Food Preparation | Natural Gas | Double Rack Oven | E4 |  | Baseline Forecast | bar: 2019 to 2051
Commercial_Hospital_New_Food Preparation_Natural Gas_Double Rack Oven_E5_Baseline Forecast | Commercial | Hospital | New | Food Preparation | Natural Gas | Double Rack Oven | E5 |  | Baseline Forecast | bar: 2019 to 2051
Commercial_Hospital_New_Food Preparation_Natural Gas_Double Rack Oven_E6_Baseline Forecast | Commercial | Hospital | New | Food Preparation | Natural Gas | Double Rack Oven | E6 |  | Baseline Forecast | bar: 2019 to 2051
Commercial_Hospital_New_Food Preparation_Natural Gas_Double Rack Oven_E7_Baseline Forecast | Commercial | Hospital | New | Food Preparation | Natural Gas | Double Rack Oven | E7 |  | Baseline Forecast | bar: 2019 to 2051
Commercial_Hospital_New_Food Preparation_Natural Gas_Double Rack Oven_E8_Baseline Forecast | Commercial | Hospital | New | Food Preparation | Natural Gas | Double Rack Oven | E8 |  | Baseline Forecast | bar: 2019 to 2051
Commercial_Hospital_New_Food Preparation_Natural Gas_Double Rack Oven_E9_Baseline Forecast | Commercial | Hospital | New | Food Preparation | Natural Gas | Double Rack Oven | E9 |  | Baseline Forecast | bar: 2019 to 2051
Commercial_Hospital_New_Food Preparation_Natural Gas_Double Rack Oven_E10_Baseline Forecast | Commercial | Hospital | New | Food Preparation | Natural Gas | Double Rack Oven | E10 |  | Baseline Forecast | bar: 2019 to 2051
Commercial_Hospital_New_Food Preparation_Natural Gas_Fryer_E1_Baseline Forecast | Commercial | Hospital | New | Food Preparation | Natural Gas | Fryer | E1 | Standard | Baseline Forecast | 74% | 74% | 74% | 0% | 0% | 0% | 0% | 0% | 0% | 0% | 0% | 0% | 0% | 0% | 0% | 0% | 0% | 0% | 0% | 0% | 0% | 0% | 0% | 0% | 0% | 0% | 0% | 0% | 0% | 0% | 0% | 0% | 0%
Commercial_Hospital_New_Food Preparation_Natural Gas_Fryer_E2_Baseline Forecast | Commercial | Hospital | New | Food Preparation | Natural Gas | Fryer | E2 | ENERGY STAR | Baseline Forecast | 26% | 26% | 26% | 100% | 100% | 100% | 100% | 100% | 100% | 100% | 100% | 100% | 100% | 100% | 100% | 100% | 100% | 100% | 100% | 100% | 100% | 100% | 100% | 100% | 100% | 100% | 100% | 100% | 100% | 100% | 100% | 100% | 100%
Commercial_Hospital_New_Food Preparation_Natural Gas_Fryer_E3_Baseline Forecast | Commercial | Hospital | New | Food Preparation | Natural Gas | Fryer | E3 |  | Baseline Forecast | bar: 2019 to 2051
Commercial_Hospital_New_Food Preparation_Natural Gas_Fryer_E4_Baseline Forecast | Commercial | Hospital | New | Food Preparation | Natural Gas | Fryer | E4 |  | Baseline Forecast | bar: 2019 to 2051
Commercial_Hospital_New_Food Preparation_Natural Gas_Fryer_E5_Baseline Forecast | Commercial | Hospital | New | Food Preparation | Natural Gas | Fryer | E5 |  | Baseline Forecast | bar: 2019 to 2051
Commercial_Hospital_New_Food Preparation_Natural Gas_Fryer_E6_Baseline Forecast | Commercial | Hospital | New | Food Preparation | Natural Gas | Fryer | E6 |  | Baseline Forecast | bar: 2019 to 2051
Commercial_Hospital_New_Food Preparation_Natural Gas_Fryer_E7_Baseline Forecast | Commercial | Hospital | New | Food Preparation | Natural Gas | Fryer | E7 |  | Baseline Forecast | bar: 2019 to 2051
Commercial_Hospital_New_Food Preparation_Natural Gas_Fryer_E8_Baseline Forecast | Commercial | Hospital | New | Food Preparation | Natural Gas | Fryer | E8 |  | Baseline Forecast | bar: 2019 to 2051
Commercial_Hospital_New_Food Preparation_Natural Gas_Fryer_E9_Baseline Forecast | Commercial | Hospital | New | Food Preparation | Natural Gas | Fryer | E9 |  | Baseline Forecast | bar: 2019 to 2051
Commercial_Hospital_New_Food Preparation_Natural Gas_Fryer_E10_Baseline Forecast | Commercial | Hospital | New | Food Preparation | Natural Gas | Fryer | E10 |  | Baseline Forecast | bar: 2019 to 2051
Commercial_Hospital_New_Food Preparation_Natural Gas_Broiler_E1_Baseline Forecast | Commercial | Hospital | New | Food Preparation | Natural Gas | Broiler | E1 | Standard | Baseline Forecast | 74% | 74% | 74% | 74% | 74% | 74% | 74% | 74% | 74% | 74% | 74% | 74% | 74% | 74% | 74% | 74% | 74% | 74% | 74% | 74% | 74% | 74% | 74% | 74% | 74% | 74% | 74% | 74% | 74% | 74% | 74% | 74% | 74%
Commercial_Hospital_New_Food Preparation_Natural Gas_Broiler_E2_Baseline Forecast | Commercial | Hospital | New | Food Preparation | Natural Gas | Broiler | E2 | Infrared Burners | Baseline Forecast | 26% | 26% | 26% | 26% | 26% | 26% | 26% | 26% | 26% | 26% | 26% | 26% | 26% | 26% | 26% | 26% | 26% | 26% | 26% | 26% | 26% | 26% | 26% | 26% | 26% | 26% | 26% | 26% | 26% | 26% | 26% | 26% | 26%
Commercial_Hospital_New_Food Preparation_Natural Gas_Broiler_E3_Baseline Forecast | Commercial | Hospital | New | Food Preparation | Natural Gas | Broiler | E3 |  | Baseline Forecast | bar: 2019 to 2051
Commercial_Hospital_New_Food Preparation_Natural Gas_Broiler_E4_Baseline Forecast | Commercial | Hospital | New | Food Preparation | Natural Gas | Broiler | E4 |  | Baseline Forecast | bar: 2019 to 2051
Commercial_Hospital_New_Food Preparation_Natural Gas_Broiler_E5_Baseline Forecast | Commercial | Hospital | New | Food Preparation | Natural Gas | Broiler | E5 |  | Baseline Forecast | bar: 2019 to 2051
Commercial_Hospital_New_Food Preparation_Natural Gas_Broiler_E6_Baseline Forecast | Commercial | Hospital | New | Food Preparation | Natural Gas | Broiler | E6 |  | Baseline Forecast | bar: 2019 to 2051
Commercial_Hospital_New_Food Preparation_Natural Gas_Broiler_E7_Baseline Forecast | Commercial | Hospital | New | Food Preparation | Natural Gas | Broiler | E7 |  | Baseline Forecast | bar: 2019 to 2051
Commercial_Hospital_New_Food Preparation_Natural Gas_Broiler_E8_Baseline Forecast | Commercial | Hospital | New | Food Preparation | Natural Gas | Broiler | E8 |  | Baseline Forecast | bar: 2019 to 2051
Commercial_Hospital_New_Food Preparation_Natural Gas_Broiler_E9_Baseline Forecast | Commercial | Hospital | New | Food Preparation | Natural Gas | Broiler | E9 |  | Baseline Forecast | bar: 2019 to 2051
Commercial_Hospital_New_Food Preparation_Natural Gas_Broiler_E10_Baseline Forecast | Commercial | Hospital | New | Food Preparation | Natural Gas | Broiler | E10 |  | Baseline Forecast | bar: 2019 to 2051
Commercial_Hospital_New_Food Preparation_Natural Gas_Griddle_E1_Baseline Forecast | Commercial | Hospital | New | Food Preparation | Natural Gas | Griddle | E1 | Standard | Baseline Forecast | 71% | 71% | 71% | 71% | 71% | 71% | 71% | 71% | 71% | 71% | 71% | 71% | 71% | 71% | 71% | 71% | 71% | 71% | 71% | 71% | 71% | 71% | 71% | 71% | 71% | 71% | 71% | 71% | 71% | 71% | 71% | 71% | 71%
Commercial_Hospital_New_Food Preparation_Natural Gas_Griddle_E2_Baseline Forecast | Commercial | Hospital | New | Food Preparation | Natural Gas | Griddle | E2 | ENERGY STAR | Baseline Forecast | 29% | 29% | 29% | 29% | 29% | 29% | 29% | 29% | 29% | 29% | 29% | 29% | 29% | 29% | 29% | 29% | 29% | 29% | 29% | 29% | 29% | 29% | 29% | 29% | 29% | 29% | 29% | 29% | 29% | 29% | 29% | 29% | 29%
Commercial_Hospital_New_Food Preparation_Natural Gas_Griddle_E3_Baseline Forecast | Commercial | Hospital | New | Food Preparation | Natural Gas | Griddle | E3 |  | Baseline Forecast | bar: 2019 to 2051
Commercial_Hospital_New_Food Preparation_Natural Gas_Griddle_E4_Baseline Forecast | Commercial | Hospital | New | Food Preparation | Natural Gas | Griddle | E4 |  | Baseline Forecast | bar: 2019 to 2051
Commercial_Hospital_New_Food Preparation_Natural Gas_Griddle_E5_Baseline Forecast | Commercial | Hospital | New | Food Preparation | Natural Gas | Griddle | E5 |  | Baseline Forecast | bar: 2019 to 2051
Commercial_Hospital_New_Food Preparation_Natural Gas_Griddle_E6_Baseline Forecast | Commercial | Hospital | New | Food Preparation | Natural Gas | Griddle | E6 |  | Baseline Forecast | bar: 2019 to 2051
Commercial_Hospital_New_Food Preparation_Natural Gas_Griddle_E7_Baseline Forecast | Commercial | Hospital | New | Food Preparation | Natural Gas | Griddle | E7 |  | Baseline Forecast | bar: 2019 to 2051
Commercial_Hospital_New_Food Preparation_Natural Gas_Griddle_E8_Baseline Forecast | Commercial | Hospital | New | Food Preparation | Natural Gas | Griddle | E8 |  | Baseline Forecast | bar: 2019 to 2051
Commercial_Hospital_New_Food Preparation_Natural Gas_Griddle_E9_Baseline Forecast | Commercial | Hospital | New | Food Preparation | Natural Gas | Griddle | E9 |  | Baseline Forecast | bar: 2019 to 2051
Commercial_Hospital_New_Food Preparation_Natural Gas_Griddle_E10_Baseline Forecast | Commercial | Hospital | New | Food Preparation | Natural Gas | Griddle | E10 |  | Baseline Forecast | bar: 2019 to 2051
Commercial_Hospital_New_Food Preparation_Natural Gas_Range_E1_Baseline Forecast | Commercial | Hospital | New | Food Preparation | Natural Gas | Range | E1 | Standard | Baseline Forecast | 41% | 41% | 41% | 41% | 41% | 41% | 41% | 41% | 41% | 41% | 41% | 41% | 41% | 41% | 41% | 41% | 41% | 41% | 41% | 41% | 41% | 41% | 41% | 41% | 41% | 41% | 41% | 41% | 41% | 41% | 41% | 41% | 41%
Commercial_Hospital_New_Food Preparation_Natural Gas_Range_E2_Baseline Forecast | Commercial | Hospital | New | Food Preparation | Natural Gas | Range | E2 | High Efficiency | Baseline Forecast | 59% | 59% | 59% | 59% | 59% | 59% | 59% | 59% | 59% | 59% | 59% | 59% | 59% | 59% | 59% | 59% | 59% | 59% | 59% | 59% | 59% | 59% | 59% | 59% | 59% | 59% | 59% | 59% | 59% | 59% | 59% | 59% | 59%
Commercial_Hospital_New_Food Preparation_Natural Gas_Range_E3_Baseline Forecast | Commercial | Hospital | New | Food Preparation | Natural Gas | Range | E3 |  | Baseline Forecast | bar: 2019 to 2051
Commercial_Hospital_New_Food Preparation_Natural Gas_Range_E4_Baseline Forecast | Commercial | Hospital | New | Food Preparation | Natural Gas | Range | E4 |  | Baseline Forecast | bar: 2019 to 2051
Commercial_Hospital_New_Food Preparation_Natural Gas_Range_E5_Baseline Forecast | Commercial | Hospital | New | Food Preparation | Natural Gas | Range | E5 |  | Baseline Forecast | bar: 2019 to 2051
Commercial_Hospital_New_Food Preparation_Natural Gas_Range_E6_Baseline Forecast | Commercial | Hospital | New | Food Preparation | Natural Gas | Range | E6 |  | Baseline Forecast | bar: 2019 to 2051
Commercial_Hospital_New_Food Preparation_Natural Gas_Range_E7_Baseline Forecast | Commercial | Hospital | New | Food Preparation | Natural Gas | Range | E7 |  | Baseline Forecast | bar: 2019 to 2051
Commercial_Hospital_New_Food Preparation_Natural Gas_Range_E8_Baseline Forecast | Commercial | Hospital | New | Food Preparation | Natural Gas | Range | E8 |  | Baseline Forecast | bar: 2019 to 2051
Commercial_Hospital_New_Food Preparation_Natural Gas_Range_E9_Baseline Forecast | Commercial | Hospital | New | Food Preparation | Natural Gas | Range | E9 |  | Baseline Forecast | bar: 2019 to 2051
Commercial_Hospital_New_Food Preparation_Natural Gas_Range_E10_Baseline Forecast | Commercial | Hospital | New | Food Preparation | Natural Gas | Range | E10 |  | Baseline Forecast | bar: 2019 to 2051
Commercial_Hospital_New_Food Preparation_Natural Gas_Steamer_E1_Baseline Forecast | Commercial | Hospital | New | Food Preparation | Natural Gas | Steamer | E1 | Standard | Baseline Forecast | 50% | 50% | 50% | 0% | 0% | 0% | 0% | 0% | 0% | 0% | 0% | 0% | 0% | 0% | 0% | 0% | 0% | 0% | 0% | 0% | 0% | 0% | 0% | 0% | 0% | 0% | 0% | 0% | 0% | 0% | 0% | 0% | 0%
Commercial_Hospital_New_Food Preparation_Natural Gas_Steamer_E2_Baseline Forecast | Commercial | Hospital | New | Food Preparation | Natural Gas | Steamer | E2 | ENERGY STAR | Baseline Forecast | 50% | 50% | 50% | 100% | 100% | 100% | 100% | 100% | 100% | 100% | 100% | 100% | 100% | 100% | 100% | 100% | 100% | 100% | 100% | 100% | 100% | 100% | 100% | 100% | 100% | 100% | 100% | 100% | 100% | 100% | 100% | 100% | 100%
Commercial_Hospital_New_Food Preparation_Natural Gas_Steamer_E3_Baseline Forecast | Commercial | Hospital | New | Food Preparation | Natural Gas | Steamer | E3 |  | Baseline Forecast | bar: 2019 to 2051
Commercial_Hospital_New_Food Preparation_Natural Gas_Steamer_E4_Baseline Forecast | Commercial | Hospital | New | Food Preparation | Natural Gas | Steamer | E4 |  | Baseline Forecast | bar: 2019 to 2051
Commercial_Hospital_New_Food Preparation_Natural Gas_Steamer_E5_Baseline Forecast | Commercial | Hospital | New | Food Preparation | Natural Gas | Steamer | E5 |  | Baseline Forecast | bar: 2019 to 2051
Commercial_Hospital_New_Food Preparation_Natural Gas_Steamer_E6_Baseline Forecast | Commercial | Hospital | New | Food Preparation | Natural Gas | Steamer | E6 |  | Baseline Forecast | bar: 2019 to 2051
Commercial_Hospital_New_Food Preparation_Natural Gas_Steamer_E7_Baseline Forecast | Commercial | Hospital | New | Food Preparation | Natural Gas | Steamer | E7 |  | Baseline Forecast | bar: 2019 to 2051
Commercial_Hospital_New_Food Preparation_Natural Gas_Steamer_E8_Baseline Forecast | Commercial | Hospital | New | Food Preparation | Natural Gas | Steamer | E8 |  | Baseline Forecast | bar: 2019 to 2051
Commercial_Hospital_New_Food Preparation_Natural Gas_Steamer_E9_Baseline Forecast | Commercial | Hospital | New | Food Preparation | Natural Gas | Steamer | E9 |  | Baseline Forecast | bar: 2019 to 2051
Commercial_Hospital_New_Food Preparation_Natural Gas_Steamer_E10_Baseline Forecast | Commercial | Hospital | New | Food Preparation | Natural Gas | Steamer | E10 |  | Baseline Forecast | bar: 2019 to 2051
Commercial_Hospital_New_Food Preparation_Natural Gas_Food Prep Other_E1_Baseline Forecast | Commercial | Hospital | New | Food Preparation | Natural Gas | Food Prep Other | E1 | Standard | Baseline Forecast | 74% | 74% | 74% | 74% | 74% | 74% | 74% | 74% | 74% | 74% | 74% | 74% | 74% | 74% | 74% | 74% | 74% | 74% | 74% | 74% | 74% | 74% | 74% | 74% | 74% | 74% | 74% | 74% | 74% | 74% | 74% | 74% | 74%
Commercial_Hospital_New_Food Preparation_Natural Gas_Food Prep Other_E2_Baseline Forecast | Commercial | Hospital | New | Food Preparation | Natural Gas | Food Prep Other | E2 | ENERGY STAR | Baseline Forecast | 26% | 26% | 26% | 26% | 26% | 26% | 26% | 26% | 26% | 26% | 26% | 26% | 26% | 26% | 26% | 26% | 26% | 26% | 26% | 26% | 26% | 26% | 26% | 26% | 26% | 26% | 26% | 26% | 26% | 26% | 26% | 26% | 26%
Commercial_Hospital_New_Food Preparation_Natural Gas_Food Prep Other_E3_Baseline Forecast | Commercial | Hospital | New | Food Preparation | Natural Gas | Food Prep Other | E3 |  | Baseline Forecast | bar: 2019 to 2051
Commercial_Hospital_New_Food Preparation_Natural Gas_Food Prep Other_E4_Baseline Forecast | Commercial | Hospital | New | Food Preparation | Natural Gas | Food Prep Other | E4 |  | Baseline Forecast | bar: 2019 to 2051
Commercial_Hospital_New_Food Preparation_Natural Gas_Food Prep Other_E5_Baseline Forecast | Commercial | Hospital | New | Food Preparation | Natural Gas | Food Prep Other | E5 |  | Baseline Forecast | bar: 2019 to 2051
Commercial_Hospital_New_Food Preparation_Natural Gas_Food Prep Other_E6_Baseline Forecast | Commercial | Hospital | New | Food Preparation | Natural Gas | Food Prep Other | E6 |  | Baseline Forecast | bar: 2019 to 2051
Commercial_Hospital_New_Food Preparation_Natural Gas_Food Prep Other_E7_Baseline Forecast | Commercial | Hospital | New | Food Preparation | Natural Gas | Food Prep Other | E7 |  | Baseline Forecast | bar: 2019 to 2051
Commercial_Hospital_New_Food Preparation_Natural Gas_Food Prep Other_E8_Baseline Forecast | Commercial | Hospital | New | Food Preparation | Natural Gas | Food Prep Other | E8 |  | Baseline Forecast | bar: 2019 to 2051
Commercial_Hospital_New_Food Preparation_Natural Gas_Food Prep Other_E9_Baseline Forecast | Commercial | Hospital | New | Food Preparation | Natural Gas | Food Prep Other | E9 |  | Baseline Forecast | bar: 2019 to 2051
Commercial_Hospital_New_Food Preparation_Natural Gas_Food Prep Other_E10_Baseline Forecast | Commercial | Hospital | New | Food Preparation | Natural Gas | Food Prep Other | E10 |  | Baseline Forecast | bar: 2019 to 2051
Commercial_Hospital_New_Miscellaneous_Natural Gas_Pool Heater_E1_Baseline Forecast | Commercial | Hospital | New | Miscellaneous | Natural Gas | Pool Heater | E1 | Standard (EF .78) | Baseline Forecast | 90% | 90% | 90% | 90% | 90% | 90% | 90% | 90% | 90% | 90% | 90% | 90% | 90% | 90% | 90% | 90% | 90% | 90% | 90% | 90% | 90% | 90% | 90% | 90% | 90% | 90% | 90% | 90% | 90% | 90% | 90% | 90% | 90%
Commercial_Hospital_New_Miscellaneous_Natural Gas_Pool Heater_E2_Baseline Forecast | Commercial | Hospital | New | Miscellaneous | Natural Gas | Pool Heater | E2 | Condensing (EF .90) | Baseline Forecast | 10% | 10% | 10% | 10% | 10% | 10% | 10% | 10% | 10% | 10% | 10% | 10% | 10% | 10% | 10% | 10% | 10% | 10% | 10% | 10% | 10% | 10% | 10% | 10% | 10% | 10% | 10% | 10% | 10% | 10% | 10% | 10% | 10%
Commercial_Hospital_New_Miscellaneous_Natural Gas_Pool Heater_E3_Baseline Forecast | Commercial | Hospital | New | Miscellaneous | Natural Gas | Pool Heater | E3 |  | Baseline Forecast | bar: 2019 to 2051
Commercial_Hospital_New_Miscellaneous_Natural Gas_Pool Heater_E4_Baseline Forecast | Commercial | Hospital | New | Miscellaneous | Natural Gas | Pool Heater | E4 |  | Baseline Forecast | bar: 2019 to 2051
Commercial_Hospital_New_Miscellaneous_Natural Gas_Pool Heater_E5_Baseline Forecast | Commercial | Hospital | New | Miscellaneous | Natural Gas | Pool Heater | E5 |  | Baseline Forecast | bar: 2019 to 2051
Commercial_Hospital_New_Miscellaneous_Natural Gas_Pool Heater_E6_Baseline Forecast | Commercial | Hospital | New | Miscellaneous | Natural Gas | Pool Heater | E6 |  | Baseline Forecast | bar: 2019 to 2051
Commercial_Hospital_New_Miscellaneous_Natural Gas_Pool Heater_E7_Baseline Forecast | Commercial | Hospital | New | Miscellaneous | Natural Gas | Pool Heater | E7 |  | Baseline Forecast | bar: 2019 to 2051
Commercial_Hospital_New_Miscellaneous_Natural Gas_Pool Heater_E8_Baseline Forecast | Commercial | Hospital | New | Miscellaneous | Natural Gas | Pool Heater | E8 |  | Baseline Forecast | bar: 2019 to 2051
Commercial_Hospital_New_Miscellaneous_Natural Gas_Pool Heater_E9_Baseline Forecast | Commercial | Hospital | New | Miscellaneous | Natural Gas | Pool Heater | E9 |  | Baseline Forecast | bar: 2019 to 2051
Commercial_Hospital_New_Miscellaneous_Natural Gas_Pool Heater_E10_Baseline Forecast | Commercial | Hospital | New | Miscellaneous | Natural Gas | Pool Heater | E10 |  | Baseline Forecast | bar: 2019 to 2051
Commercial_Hospital_New_Miscellaneous_Natural Gas_Miscellaneous_E1_Baseline Forecast | Commercial | Hospital | New | Miscellaneous | Natural Gas | Miscellaneous | E1 | Miscellaneous | Baseline Forecast | 100% | 100% | 100% | 100% | 100% | 100% | 100% | 100% | 100% | 100% | 100% | 100% | 100% | 100% | 100% | 100% | 100% | 100% | 100% | 100% | 100% | 100% | 100% | 100% | 100% | 100% | 100% | 100% | 100% | 100% | 100% | 100% | 100%
Commercial_Hospital_New_Miscellaneous_Natural Gas_Miscellaneous_E2_Baseline Forecast | Commercial | Hospital | New | Miscellaneous | Natural Gas | Miscellaneous | E2 |  | Baseline Forecast | bar: 2019 to 2051
Commercial_Hospital_New_Miscellaneous_Natural Gas_Miscellaneous_E3_Baseline Forecast | Commercial | Hospital | New | Miscellaneous | Natural Gas | Miscellaneous | E3 |  | Baseline Forecast | bar: 2019 to 2051
Commercial_Hospital_New_Miscellaneous_Natural Gas_Miscellaneous_E4_Baseline Forecast | Commercial | Hospital | New | Miscellaneous | Natural Gas | Miscellaneous | E4 |  | Baseline Forecast | bar: 2019 to 2051
Commercial_Hospital_New_Miscellaneous_Natural Gas_Miscellaneous_E5_Baseline Forecast | Commercial | Hospital | New | Miscellaneous | Natural Gas | Miscellaneous | E5 |  | Baseline Forecast | bar: 2019 to 2051
Commercial_Hospital_New_Miscellaneous_Natural Gas_Miscellaneous_E6_Baseline Forecast | Commercial | Hospital | New | Miscellaneous | Natural Gas | Miscellaneous | E6 |  | Baseline Forecast | bar: 2019 to 2051
Commercial_Hospital_New_Miscellaneous_Natural Gas_Miscellaneous_E7_Baseline Forecast | Commercial | Hospital | New | Miscellaneous | Natural Gas | Miscellaneous | E7 |  | Baseline Forecast | bar: 2019 to 2051
Commercial_Hospital_New_Miscellaneous_Natural Gas_Miscellaneous_E8_Baseline Forecast | Commercial | Hospital | New | Miscellaneous | Natural Gas | Miscellaneous | E8 |  | Baseline Forecast | bar: 2019 to 2051
Commercial_Hospital_New_Miscellaneous_Natural Gas_Miscellaneous_E9_Baseline Forecast | Commercial | Hospital | New | Miscellaneous | Natural Gas | Miscellaneous | E9 |  | Baseline Forecast | bar: 2019 to 2051
Commercial_Hospital_New_Miscellaneous_Natural Gas_Miscellaneous_E10_Baseline Forecast | Commercial | Hospital | New | Miscellaneous | Natural Gas | Miscellaneous | E10 |  | Baseline Forecast | bar: 2019 to 2051
Commercial_Other Health_Existing_Space Heating_Natural Gas_Furnace_E1_Baseline Forecast | Commercial | Other Health | Existing | Space Heating | Natural Gas | Furnace | E1 | AFUE 80% (Standard) | Baseline Forecast | 100% | 100% | 100% | 100% | 100% | 100% | 100% | 100% | 68.56% | 68.45% | 68.53% | 68.42% | 68.49% | 68.39% | 68.54% | 68.36% | 68.44% | 68.44% | 68.44% | 68.44% | 68.44% | 68.44% | 68.44% | 68.44% | 68.44% | 68.44% | 68.44% | 68.44% | 68.44% | 68.44% | 68.44% | 68.44% | 68.44%
Commercial_Other Health_Existing_Space Heating_Natural Gas_Furnace_E2_Baseline Forecast | Commercial | Other Health | Existing | Space Heating | Natural Gas | Furnace | E2 | AFUE 90% | Baseline Forecast | 0% | 0% | 0% | 0% | 0% | 0% | 0% | 0% | 31.44% | 31.55% | 31.47% | 31.58% | 31.51% | 31.61% | 31.46% | 31.64% | 31.56% | 31.56% | 31.56% | 31.56% | 31.56% | 31.56% | 31.56% | 31.56% | 31.56% | 31.56% | 31.56% | 31.56% | 31.56% | 31.56% | 31.56% | 31.56% | 31.56%
Commercial_Other Health_Existing_Space Heating_Natural Gas_Furnace_E3_Baseline Forecast | Commercial | Other Health | Existing | Space Heating | Natural Gas | Furnace | E3 | AFUE 96% | Baseline Forecast | bar: 2019 to 2051
Commercial_Other Health_Existing_Space Heating_Natural Gas_Furnace_E4_Baseline Forecast | Commercial | Other Health | Existing | Space Heating | Natural Gas | Furnace | E4 | Convert to NG Air Source Heat Pump | Baseline Forecast | bar: 2019 to 2051
Commercial_Other Health_Existing_Space Heating_Natural Gas_Furnace_E5_Baseline Forecast | Commercial | Other Health | Existing | Space Heating | Natural Gas | Furnace | E5 |  | Baseline Forecast | bar: 2019 to 2051
Commercial_Other Health_Existing_Space Heating_Natural Gas_Furnace_E6_Baseline Forecast | Commercial | Other Health | Existing | Space Heating | Natural Gas | Furnace | E6 |  | Baseline Forecast | bar: 2019 to 2051
Commercial_Other Health_Existing_Space Heating_Natural Gas_Furnace_E7_Baseline Forecast | Commercial | Other Health | Existing | Space Heating | Natural Gas | Furnace | E7 |  | Baseline Forecast | bar: 2019 to 2051
Commercial_Other Health_Existing_Space Heating_Natural Gas_Furnace_E8_Baseline Forecast | Commercial | Other Health | Existing | Space Heating | Natural Gas | Furnace | E8 |  | Baseline Forecast | bar: 2019 to 2051
Commercial_Other Health_Existing_Space Heating_Natural Gas_Furnace_E9_Baseline Forecast | Commercial | Other Health | Existing | Space Heating | Natural Gas | Furnace | E9 |  | Baseline Forecast | bar: 2019 to 2051
Commercial_Other Health_Existing_Space Heating_Natural Gas_Furnace_E10_Baseline Forecast | Commercial | Other Health | Existing | Space Heating | Natural Gas | Furnace | E10 |  | Baseline Forecast | bar: 2019 to 2051
Commercial_Other Health_Existing_Space Heating_Natural Gas_Boiler_E1_Baseline Forecast | Commercial | Other Health | Existing | Space Heating | Natural Gas | Boiler | E1 | AFUE 80% (Standard) | Baseline Forecast | 48.27% | 46.92% | 48.53% | 48.53% | 47.1% | 47.1% | 45.6% | 47.31% | 47.31% | 47.31% | 45.71% | 45.71% | 47.55% | 45.83% | 45.83% | 45.83% | 44% | 44% | 44% | 44% | 44% | 44% | 44% | 44% | 44% | 44% | 44% | 44% | 44% | 44% | 44% | 44% | 44%
Commercial_Other Health_Existing_Space Heating_Natural Gas_Boiler_E2_Baseline Forecast | Commercial | Other Health | Existing | Space Heating | Natural Gas | Boiler | E2 | AFUE 85% | Baseline Forecast | bar: 2019 to 2051
Commercial_Other Health_Existing_Space Heating_Natural Gas_Boiler_E3_Baseline Forecast | Commercial | Other Health | Existing | Space Heating | Natural Gas | Boiler | E3 | AFUE 97% | Baseline Forecast | 51.73% | 53.08% | 51.47% | 51.47% | 52.9% | 52.9% | 54.4% | 52.69% | 52.69% | 52.69% | 54.29% | 54.29% | 52.45% | 54.17% | 54.17% | 54.17% | 56% | 56% | 56% | 56% | 56% | 56% | 56% | 56% | 56% | 56% | 56% | 56% | 56% | 56% | 56% | 56% | 56%
Commercial_Other Health_Existing_Space Heating_Natural Gas_Boiler_E4_Baseline Forecast | Commercial | Other Health | Existing | Space Heating | Natural Gas | Boiler | E4 | Convert to NG Air Source Heat Pump | Baseline Forecast | bar: 2019 to 2051
Commercial_Other Health_Existing_Space Heating_Natural Gas_Boiler_E5_Baseline Forecast | Commercial | Other Health | Existing | Space Heating | Natural Gas | Boiler | E5 |  | Baseline Forecast | bar: 2019 to 2051
Commercial_Other Health_Existing_Space Heating_Natural Gas_Boiler_E6_Baseline Forecast | Commercial | Other Health | Existing | Space Heating | Natural Gas | Boiler | E6 |  | Baseline Forecast | bar: 2019 to 2051
Commercial_Other Health_Existing_Space Heating_Natural Gas_Boiler_E7_Baseline Forecast | Commercial | Other Health | Existing | Space Heating | Natural Gas | Boiler | E7 |  | Baseline Forecast | bar: 2019 to 2051
Commercial_Other Health_Existing_Space Heating_Natural Gas_Boiler_E8_Baseline Forecast | Commercial | Other Health | Existing | Space Heating | Natural Gas | Boiler | E8 |  | Baseline Forecast | bar: 2019 to 2051
Commercial_Other Health_Existing_Space Heating_Natural Gas_Boiler_E9_Baseline Forecast | Commercial | Other Health | Existing | Space Heating | Natural Gas | Boiler | E9 |  | Baseline Forecast | bar: 2019 to 2051
Commercial_Other Health_Existing_Space Heating_Natural Gas_Boiler_E10_Baseline Forecast | Commercial | Other Health | Existing | Space Heating | Natural Gas | Boiler | E10 |  | Baseline Forecast | bar: 2019 to 2051
Commercial_Other Health_Existing_Space Heating_Natural Gas_Unit Heater_E1_Baseline Forecast | Commercial | Other Health | Existing | Space Heating | Natural Gas | Unit Heater | E1 | Standard | Baseline Forecast | 100% | 100% | 100% | 100% | 100% | 100% | 100% | 100% | 100% | 100% | 100% | 100% | 100% | 100% | 100% | 100% | 100% | 100% | 100% | 100% | 100% | 100% | 100% | 100% | 100% | 100% | 100% | 100% | 100% | 100% | 100% | 100% | 100%
Commercial_Other Health_Existing_Space Heating_Natural Gas_Unit Heater_E2_Baseline Forecast | Commercial | Other Health | Existing | Space Heating | Natural Gas | Unit Heater | E2 | Condensing | Baseline Forecast | bar: 2019 to 2051
Commercial_Other Health_Existing_Space Heating_Natural Gas_Unit Heater_E3_Baseline Forecast | Commercial | Other Health | Existing | Space Heating | Natural Gas | Unit Heater | E3 | Infrared Radiant | Baseline Forecast | bar: 2019 to 2051
Commercial_Other Health_Existing_Space Heating_Natural Gas_Unit Heater_E4_Baseline Forecast | Commercial | Other Health | Existing | Space Heating | Natural Gas | Unit Heater | E4 |  | Baseline Forecast | bar: 2019 to 2051
Commercial_Other Health_Existing_Space Heating_Natural Gas_Unit Heater_E5_Baseline Forecast | Commercial | Other Health | Existing | Space Heating | Natural Gas | Unit Heater | E5 |  | Baseline Forecast | bar: 2019 to 2051
Commercial_Other Health_Existing_Space Heating_Natural Gas_Unit Heater_E6_Baseline Forecast | Commercial | Other Health | Existing | Space Heating | Natural Gas | Unit Heater | E6 |  | Baseline Forecast | bar: 2019 to 2051
Commercial_Other Health_Existing_Space Heating_Natural Gas_Unit Heater_E7_Baseline Forecast | Commercial | Other Health | Existing | Space Heating | Natural Gas | Unit Heater | E7 |  | Baseline Forecast | bar: 2019 to 2051
Commercial_Other Health_Existing_Space Heating_Natural Gas_Unit Heater_E8_Baseline Forecast | Commercial | Other Health | Existing | Space Heating | Natural Gas | Unit Heater | E8 |  | Baseline Forecast | bar: 2019 to 2051
Commercial_Other Health_Existing_Space Heating_Natural Gas_Unit Heater_E9_Baseline Forecast | Commercial | Other Health | Existing | Space Heating | Natural Gas | Unit Heater | E9 |  | Baseline Forecast | bar: 2019 to 2051
Commercial_Other Health_Existing_Space Heating_Natural Gas_Unit Heater_E10_Baseline Forecast | Commercial | Other Health | Existing | Space Heating | Natural Gas | Unit Heater | E10 |  | Baseline Forecast | bar: 2019 to 2051
Commercial_Other Health_Existing_Water Heating_Natural Gas_Water Heater_E1_Baseline Forecast | Commercial | Other Health | Existing | Water Heating | Natural Gas | Water Heater | E1 | TE 80% | Baseline Forecast | bar: 2019 to 2051
Commercial_Other Health_Existing_Water Heating_Natural Gas_Water Heater_E2_Baseline Forecast | Commercial | Other Health | Existing | Water Heating | Natural Gas | Water Heater | E2 | TE 81% | Baseline Forecast | 100% | 100% | 100% | 100% | 100% | 100% | 100% | 100% | 100% | 100% | 100% | 100% | 100% | 100% | 100% | 100% | 100% | 100% | 100% | 100% | 100% | 100% | 100% | 100% | 100% | 100% | 100% | 100% | 100% | 100% | 100% | 100% | 100%
Commercial_Other Health_Existing_Water Heating_Natural Gas_Water Heater_E3_Baseline Forecast | Commercial | Other Health | Existing | Water Heating | Natural Gas | Water Heater | E3 | TE 88% | Baseline Forecast | bar: 2019 to 2051
Commercial_Other Health_Existing_Water Heating_Natural Gas_Water Heater_E4_Baseline Forecast | Commercial | Other Health | Existing | Water Heating | Natural Gas | Water Heater | E4 | TE 94% | Baseline Forecast | bar: 2019 to 2051
Commercial_Other Health_Existing_Water Heating_Natural Gas_Water Heater_E5_Baseline Forecast | Commercial | Other Health | Existing | Water Heating | Natural Gas | Water Heater | E5 | TE 96% | Baseline Forecast | bar: 2019 to 2051
Commercial_Other Health_Existing_Water Heating_Natural Gas_Water Heater_E6_Baseline Forecast | Commercial | Other Health | Existing | Water Heating | Natural Gas | Water Heater | E6 | Tankless | Baseline Forecast | bar: 2019 to 2051
Commercial_Other Health_Existing_Water Heating_Natural Gas_Water Heater_E7_Baseline Forecast | Commercial | Other Health | Existing | Water Heating | Natural Gas | Water Heater | E7 | Gas-Fired Absorption HPWH | Baseline Forecast | bar: 2019 to 2051
Commercial_Other Health_Existing_Water Heating_Natural Gas_Water Heater_E8_Baseline Forecast | Commercial | Other Health | Existing | Water Heating | Natural Gas | Water Heater | E8 |  | Baseline Forecast | bar: 2019 to 2051
Commercial_Other Health_Existing_Water Heating_Natural Gas_Water Heater_E9_Baseline Forecast | Commercial | Other Health | Existing | Water Heating | Natural Gas | Water Heater | E9 |  | Baseline Forecast | bar: 2019 to 2051
Commercial_Other Health_Existing_Water Heating_Natural Gas_Water Heater_E10_Baseline Forecast | Commercial | Other Health | Existing | Water Heating | Natural Gas | Water Heater | E10 |  | Baseline Forecast | bar: 2019 to 2051
Commercial_Other Health_Existing_Food Preparation_Natural Gas_Oven_E1_Baseline Forecast | Commercial | Other Health | Existing | Food Preparation | Natural Gas | Oven | E1 | Standard | Baseline Forecast | 41% | 41% | 41% | 41% | 41% | 41% | 41% | 41% | 41% | 41% | 41% | 41% | 41% | 41% | 41% | 41% | 41% | 41% | 41% | 41% | 41% | 41% | 41% | 41% | 41% | 41% | 41% | 41% | 41% | 41% | 41% | 41% | 41%
Commercial_Other Health_Existing_Food Preparation_Natural Gas_Oven_E2_Baseline Forecast | Commercial | Other Health | Existing | Food Preparation | Natural Gas | Oven | E2 | ENERGY STAR (>44% Baking Efficiency) | Baseline Forecast | 59% | 59% | 59% | 59% | 59% | 59% | 59% | 59% | 59% | 59% | 59% | 59% | 59% | 59% | 59% | 59% | 59% | 59% | 59% | 59% | 59% | 59% | 59% | 59% | 59% | 59% | 59% | 59% | 59% | 59% | 59% | 59% | 59%
Commercial_Other Health_Existing_Food Preparation_Natural Gas_Oven_E3_Baseline Forecast | Commercial | Other Health | Existing | Food Preparation | Natural Gas | Oven | E3 |  | Baseline Forecast | bar: 2019 to 2051
Commercial_Other Health_Existing_Food Preparation_Natural Gas_Oven_E4_Baseline Forecast | Commercial | Other Health | Existing | Food Preparation | Natural Gas | Oven | E4 |  | Baseline Forecast | bar: 2019 to 2051
Commercial_Other Health_Existing_Food Preparation_Natural Gas_Oven_E5_Baseline Forecast | Commercial | Other Health | Existing | Food Preparation | Natural Gas | Oven | E5 |  | Baseline Forecast | bar: 2019 to 2051
Commercial_Other Health_Existing_Food Preparation_Natural Gas_Oven_E6_Baseline Forecast | Commercial | Other Health | Existing | Food Preparation | Natural Gas | Oven | E6 |  | Baseline Forecast | bar: 2019 to 2051
Commercial_Other Health_Existing_Food Preparation_Natural Gas_Oven_E7_Baseline Forecast | Commercial | Other Health | Existing | Food Preparation | Natural Gas | Oven | E7 |  | Baseline Forecast | bar: 2019 to 2051
Commercial_Other Health_Existing_Food Preparation_Natural Gas_Oven_E8_Baseline Forecast | Commercial | Other Health | Existing | Food Preparation | Natural Gas | Oven | E8 |  | Baseline Forecast | bar: 2019 to 2051
Commercial_Other Health_Existing_Food Preparation_Natural Gas_Oven_E9_Baseline Forecast | Commercial | Other Health | Existing | Food Preparation | Natural Gas | Oven | E9 |  | Baseline Forecast | bar: 2019 to 2051
Commercial_Other Health_Existing_Food Preparation_Natural Gas_Oven_E10_Baseline Forecast | Commercial | Other Health | Existing | Food Preparation | Natural Gas | Oven | E10 |  | Baseline Forecast | bar: 2019 to 2051
Commercial_Other Health_Existing_Food Preparation_Natural Gas_Conveyor Oven_E1_Baseline Forecast | Commercial | Other Health | Existing | Food Preparation | Natural Gas | Conveyor Oven | E1 | Standard | Baseline Forecast | 41% | 41% | 41% | 41% | 41% | 41% | 41% | 41% | 41% | 41% | 41% | 41% | 41% | 41% | 41% | 41% | 41% | 41% | 41% | 41% | 41% | 41% | 41% | 41% | 41% | 41% | 41% | 41% | 41% | 41% | 41% | 41% | 41%
Commercial_Other Health_Existing_Food Preparation_Natural Gas_Conveyor Oven_E2_Baseline Forecast | Commercial | Other Health | Existing | Food Preparation | Natural Gas | Conveyor Oven | E2 | Efficient (>44% Baking Efficiency) | Baseline Forecast | 59% | 59% | 59% | 59% | 59% | 59% | 59% | 59% | 59% | 59% | 59% | 59% | 59% | 59% | 59% | 59% | 59% | 59% | 59% | 59% | 59% | 59% | 59% | 59% | 59% | 59% | 59% | 59% | 59% | 59% | 59% | 59% | 59%
Commercial_Other Health_Existing_Food Preparation_Natural Gas_Conveyor Oven_E3_Baseline Forecast | Commercial | Other Health | Existing | Food Preparation | Natural Gas | Conveyor Oven | E3 |  | Baseline Forecast | bar: 2019 to 2051
Commercial_Other Health_Existing_Food Preparation_Natural Gas_Conveyor Oven_E4_Baseline Forecast | Commercial | Other Health | Existing | Food Preparation | Natural Gas | Conveyor Oven | E4 |  | Baseline Forecast | bar: 2019 to 2051
Commercial_Other Health_Existing_Food Preparation_Natural Gas_Conveyor Oven_E5_Baseline Forecast | Commercial | Other Health | Existing | Food Preparation | Natural Gas | Conveyor Oven | E5 |  | Baseline Forecast | bar: 2019 to 2051
Commercial_Other Health_Existing_Food Preparation_Natural Gas_Conveyor Oven_E6_Baseline Forecast | Commercial | Other Health | Existing | Food Preparation | Natural Gas | Conveyor Oven | E6 |  | Baseline Forecast | bar: 2019 to 2051
Commercial_Other Health_Existing_Food Preparation_Natural Gas_Conveyor Oven_E7_Baseline Forecast | Commercial | Other Health | Existing | Food Preparation | Natural Gas | Conveyor Oven | E7 |  | Baseline Forecast | bar: 2019 to 2051
Commercial_Other Health_Existing_Food Preparation_Natural Gas_Conveyor Oven_E8_Baseline Forecast | Commercial | Other Health | Existing | Food Preparation | Natural Gas | Conveyor Oven | E8 |  | Baseline Forecast | bar: 2019 to 2051
Commercial_Other Health_Existing_Food Preparation_Natural Gas_Conveyor Oven_E9_Baseline Forecast | Commercial | Other Health | Existing | Food Preparation | Natural Gas | Conveyor Oven | E9 |  | Baseline Forecast | bar: 2019 to 2051
Commercial_Other Health_Existing_Food Preparation_Natural Gas_Conveyor Oven_E10_Baseline Forecast | Commercial | Other Health | Existing | Food Preparation | Natural Gas | Conveyor Oven | E10 |  | Baseline Forecast | bar: 2019 to 2051
Commercial_Other Health_Existing_Food Preparation_Natural Gas_Double Rack Oven_E1_Baseline Forecast | Commercial | Other Health | Existing | Food Preparation | Natural Gas | Double Rack Oven | E1 | Standard | Baseline Forecast | 41% | 41% | 41% | 41% | 41% | 41% | 41% | 41% | 41% | 41% | 41% | 41% | 41% | 41% | 41% | 41% | 41% | 41% | 41% | 41% | 41% | 41% | 41% | 41% | 41% | 41% | 41% | 41% | 41% | 41% | 41% | 41% | 41%
Commercial_Other Health_Existing_Food Preparation_Natural Gas_Double Rack Oven_E2_Baseline Forecast | Commercial | Other Health | Existing | Food Preparation | Natural Gas | Double Rack Oven | E2 | FTSC Qualified (>50% Cooking Efficiency) | Baseline Forecast | 59% | 59% | 59% | 59% | 59% | 59% | 59% | 59% | 59% | 59% | 59% | 59% | 59% | 59% | 59% | 59% | 59% | 59% | 59% | 59% | 59% | 59% | 59% | 59% | 59% | 59% | 59% | 59% | 59% | 59% | 59% | 59% | 59%
Commercial_Other Health_Existing_Food Preparation_Natural Gas_Double Rack Oven_E3_Baseline Forecast | Commercial | Other Health | Existing | Food Preparation | Natural Gas | Double Rack Oven | E3 |  | Baseline Forecast | bar: 2019 to 2051
Commercial_Other Health_Existing_Food Preparation_Natural Gas_Double Rack Oven_E4_Baseline Forecast | Commercial | Other Health | Existing | Food Preparation | Natural Gas | Double Rack Oven | E4 |  | Baseline Forecast | bar: 2019 to 2051
Commercial_Other Health_Existing_Food Preparation_Natural Gas_Double Rack Oven_E5_Baseline Forecast | Commercial | Other Health | Existing | Food Preparation | Natural Gas | Double Rack Oven | E5 |  | Baseline Forecast | bar: 2019 to 2051
Commercial_Other Health_Existing_Food Preparation_Natural Gas_Double Rack Oven_E6_Baseline Forecast | Commercial | Other Health | Existing | Food Preparation | Natural Gas | Double Rack Oven | E6 |  | Baseline Forecast | bar: 2019 to 2051
Commercial_Other Health_Existing_Food Preparation_Natural Gas_Double Rack Oven_E7_Baseline Forecast | Commercial | Other Health | Existing | Food Preparation | Natural Gas | Double Rack Oven | E7 |  | Baseline Forecast | bar: 2019 to 2051
Commercial_Other Health_Existing_Food Preparation_Natural Gas_Double Rack Oven_E8_Baseline Forecast | Commercial | Other Health | Existing | Food Preparation | Natural Gas | Double Rack Oven | E8 |  | Baseline Forecast | bar: 2019 to 2051
Commercial_Other Health_Existing_Food Preparation_Natural Gas_Double Rack Oven_E9_Baseline Forecast | Commercial | Other Health | Existing | Food Preparation | Natural Gas | Double Rack Oven | E9 |  | Baseline Forecast | bar: 2019 to 2051
Commercial_Other Health_Existing_Food Preparation_Natural Gas_Double Rack Oven_E10_Baseline Forecast | Commercial | Other Health | Existing | Food Preparation | Natural Gas | Double Rack Oven | E10 |  | Baseline Forecast | bar: 2019 to 2051
Commercial_Other Health_Existing_Food Preparation_Natural Gas_Fryer_E1_Baseline Forecast | Commercial | Other Health | Existing | Food Preparation | Natural Gas | Fryer | E1 | Standard | Baseline Forecast | 74% | 74% | 74% | 0% | 0% | 0% | 0% | 0% | 0% | 0% | 0% | 0% | 0% | 0% | 0% | 0% | 0% | 0% | 0% | 0% | 0% | 0% | 0% | 0% | 0% | 0% | 0% | 0% | 0% | 0% | 0% | 0% | 0%
Commercial_Other Health_Existing_Food Preparation_Natural Gas_Fryer_E2_Baseline Forecast | Commercial | Other Health | Existing | Food Preparation | Natural Gas | Fryer | E2 | ENERGY STAR | Baseline Forecast | 26% | 26% | 26% | 100% | 100% | 100% | 100% | 100% | 100% | 100% | 100% | 100% | 100% | 100% | 100% | 100% | 100% | 100% | 100% | 100% | 100% | 100% | 100% | 100% | 100% | 100% | 100% | 100% | 100% | 100% | 100% | 100% | 100%
Commercial_Other Health_Existing_Food Preparation_Natural Gas_Fryer_E3_Baseline Forecast | Commercial | Other Health | Existing | Food Preparation | Natural Gas | Fryer | E3 |  | Baseline Forecast | bar: 2019 to 2051
Commercial_Other Health_Existing_Food Preparation_Natural Gas_Fryer_E4_Baseline Forecast | Commercial | Other Health | Existing | Food Preparation | Natural Gas | Fryer | E4 |  | Baseline Forecast | bar: 2019 to 2051
Commercial_Other Health_Existing_Food Preparation_Natural Gas_Fryer_E5_Baseline Forecast | Commercial | Other Health | Existing | Food Preparation | Natural Gas | Fryer | E5 |  | Baseline Forecast | bar: 2019 to 2051
Commercial_Other Health_Existing_Food Preparation_Natural Gas_Fryer_E6_Baseline Forecast | Commercial | Other Health | Existing | Food Preparation | Natural Gas | Fryer | E6 |  | Baseline Forecast | bar: 2019 to 2051
Commercial_Other Health_Existing_Food Preparation_Natural Gas_Fryer_E7_Baseline Forecast | Commercial | Other Health | Existing | Food Preparation | Natural Gas | Fryer | E7 |  | Baseline Forecast | bar: 2019 to 2051
Commercial_Other Health_Existing_Food Preparation_Natural Gas_Fryer_E8_Baseline Forecast | Commercial | Other Health | Existing | Food Preparation | Natural Gas | Fryer | E8 |  | Baseline Forecast | bar: 2019 to 2051
Commercial_Other Health_Existing_Food Preparation_Natural Gas_Fryer_E9_Baseline Forecast | Commercial | Other Health | Existing | Food Preparation | Natural Gas | Fryer | E9 |  | Baseline Forecast | bar: 2019 to 2051
Commercial_Other Health_Existing_Food Preparation_Natural Gas_Fryer_E10_Baseline Forecast | Commercial | Other Health | Existing | Food Preparation | Natural Gas | Fryer | E10 |  | Baseline Forecast | bar: 2019 to 2051
Commercial_Other Health_Existing_Food Preparation_Natural Gas_Broiler_E1_Baseline Forecast | Commercial | Other Health | Existing | Food Preparation | Natural Gas | Broiler | E1 | Standard | Baseline Forecast | 74% | 74% | 74% | 74% | 74% | 74% | 74% | 74% | 74% | 74% | 74% | 74% | 74% | 74% | 74% | 74% | 74% | 74% | 74% | 74% | 74% | 74% | 74% | 74% | 74% | 74% | 74% | 74% | 74% | 74% | 74% | 74% | 74%
Commercial_Other Health_Existing_Food Preparation_Natural Gas_Broiler_E2_Baseline Forecast | Commercial | Other Health | Existing | Food Preparation | Natural Gas | Broiler | E2 | Infrared Burners | Baseline Forecast | 26% | 26% | 26% | 26% | 26% | 26% | 26% | 26% | 26% | 26% | 26% | 26% | 26% | 26% | 26% | 26% | 26% | 26% | 26% | 26% | 26% | 26% | 26% | 26% | 26% | 26% | 26% | 26% | 26% | 26% | 26% | 26% | 26%
Commercial_Other Health_Existing_Food Preparation_Natural Gas_Broiler_E3_Baseline Forecast | Commercial | Other Health | Existing | Food Preparation | Natural Gas | Broiler | E3 |  | Baseline Forecast | bar: 2019 to 2051
Commercial_Other Health_Existing_Food Preparation_Natural Gas_Broiler_E4_Baseline Forecast | Commercial | Other Health | Existing | Food Preparation | Natural Gas | Broiler | E4 |  | Baseline Forecast | bar: 2019 to 2051
Commercial_Other Health_Existing_Food Preparation_Natural Gas_Broiler_E5_Baseline Forecast | Commercial | Other Health | Existing | Food Preparation | Natural Gas | Broiler | E5 |  | Baseline Forecast | bar: 2019 to 2051
Commercial_Other Health_Existing_Food Preparation_Natural Gas_Broiler_E6_Baseline Forecast | Commercial | Other Health | Existing | Food Preparation | Natural Gas | Broiler | E6 |  | Baseline Forecast | bar: 2019 to 2051
Commercial_Other Health_Existing_Food Preparation_Natural Gas_Broiler_E7_Baseline Forecast | Commercial | Other Health | Existing | Food Preparation | Natural Gas | Broiler | E7 |  | Baseline Forecast | bar: 2019 to 2051
Commercial_Other Health_Existing_Food Preparation_Natural Gas_Broiler_E8_Baseline Forecast | Commercial | Other Health | Existing | Food Preparation | Natural Gas | Broiler | E8 |  | Baseline Forecast | bar: 2019 to 2051
Commercial_Other Health_Existing_Food Preparation_Natural Gas_Broiler_E9_Baseline Forecast | Commercial | Other Health | Existing | Food Preparation | Natural Gas | Broiler | E9 |  | Baseline Forecast | bar: 2019 to 2051
Commercial_Other Health_Existing_Food Preparation_Natural Gas_Broiler_E10_Baseline Forecast | Commercial | Other Health | Existing | Food Preparation | Natural Gas | Broiler | E10 |  | Baseline Forecast | bar: 2019 to 2051
Commercial_Other Health_Existing_Food Preparation_Natural Gas_Griddle_E1_Baseline Forecast | Commercial | Other Health | Existing | Food Preparation | Natural Gas | Griddle | E1 | Standard | Baseline Forecast | 71% | 71% | 71% | 71% | 71% | 71% | 71% | 71% | 71% | 71% | 71% | 71% | 71% | 71% | 71% | 71% | 71% | 71% | 71% | 71% | 71% | 71% | 71% | 71% | 71% | 71% | 71% | 71% | 71% | 71% | 71% | 71% | 71%
Commercial_Other Health_Existing_Food Preparation_Natural Gas_Griddle_E2_Baseline Forecast | Commercial | Other Health | Existing | Food Preparation | Natural Gas | Griddle | E2 | ENERGY STAR | Baseline Forecast | 29% | 29% | 29% | 29% | 29% | 29% | 29% | 29% | 29% | 29% | 29% | 29% | 29% | 29% | 29% | 29% | 29% | 29% | 29% | 29% | 29% | 29% | 29% | 29% | 29% | 29% | 29% | 29% | 29% | 29% | 29% | 29% | 29%
Commercial_Other Health_Existing_Food Preparation_Natural Gas_Griddle_E3_Baseline Forecast | Commercial | Other Health | Existing | Food Preparation | Natural Gas | Griddle | E3 |  | Baseline Forecast | bar: 2019 to 2051
Commercial_Other Health_Existing_Food Preparation_Natural Gas_Griddle_E4_Baseline Forecast | Commercial | Other Health | Existing | Food Preparation | Natural Gas | Griddle | E4 |  | Baseline Forecast | bar: 2019 to 2051
Commercial_Other Health_Existing_Food Preparation_Natural Gas_Griddle_E5_Baseline Forecast | Commercial | Other Health | Existing | Food Preparation | Natural Gas | Griddle | E5 |  | Baseline Forecast | bar: 2019 to 2051
Commercial_Other Health_Existing_Food Preparation_Natural Gas_Griddle_E6_Baseline Forecast | Commercial | Other Health | Existing | Food Preparation | Natural Gas | Griddle | E6 |  | Baseline Forecast | bar: 2019 to 2051
Commercial_Other Health_Existing_Food Preparation_Natural Gas_Griddle_E7_Baseline Forecast | Commercial | Other Health | Existing | Food Preparation | Natural Gas | Griddle | E7 |  | Baseline Forecast | bar: 2019 to 2051
Commercial_Other Health_Existing_Food Preparation_Natural Gas_Griddle_E8_Baseline Forecast | Commercial | Other Health | Existing | Food Preparation | Natural Gas | Griddle | E8 |  | Baseline Forecast | bar: 2019 to 2051
Commercial_Other Health_Existing_Food Preparation_Natural Gas_Griddle_E9_Baseline Forecast | Commercial | Other Health | Existing | Food Preparation | Natural Gas | Griddle | E9 |  | Baseline Forecast | bar: 2019 to 2051
Commercial_Other Health_Existing_Food Preparation_Natural Gas_Griddle_E10_Baseline Forecast | Commercial | Other Health | Existing | Food Preparation | Natural Gas | Griddle | E10 |  | Baseline Forecast | bar: 2019 to 2051
Commercial_Other Health_Existing_Food Preparation_Natural Gas_Range_E1_Baseline Forecast | Commercial | Other Health | Existing | Food Preparation | Natural Gas | Range | E1 | Standard | Baseline Forecast | 41% | 41% | 41% | 41% | 41% | 41% | 41% | 41% | 41% | 41% | 41% | 41% | 41% | 41% | 41% | 41% | 41% | 41% | 41% | 41% | 41% | 41% | 41% | 41% | 41% | 41% | 41% | 41% | 41% | 41% | 41% | 41% | 41%
Commercial_Other Health_Existing_Food Preparation_Natural Gas_Range_E2_Baseline Forecast | Commercial | Other Health | Existing | Food Preparation | Natural Gas | Range | E2 | High Efficiency | Baseline Forecast | 59% | 59% | 59% | 59% | 59% | 59% | 59% | 59% | 59% | 59% | 59% | 59% | 59% | 59% | 59% | 59% | 59% | 59% | 59% | 59% | 59% | 59% | 59% | 59% | 59% | 59% | 59% | 59% | 59% | 59% | 59% | 59% | 59%
Commercial_Other Health_Existing_Food Preparation_Natural Gas_Range_E3_Baseline Forecast | Commercial | Other Health | Existing | Food Preparation | Natural Gas | Range | E3 |  | Baseline Forecast | bar: 2019 to 2051
Commercial_Other Health_Existing_Food Preparation_Natural Gas_Range_E4_Baseline Forecast | Commercial | Other Health | Existing | Food Preparation | Natural Gas | Range | E4 |  | Baseline Forecast | bar: 2019 to 2051
Commercial_Other Health_Existing_Food Preparation_Natural Gas_Range_E5_Baseline Forecast | Commercial | Other Health | Existing | Food Preparation | Natural Gas | Range | E5 |  | Baseline Forecast | bar: 2019 to 2051
Commercial_Other Health_Existing_Food Preparation_Natural Gas_Range_E6_Baseline Forecast | Commercial | Other Health | Existing | Food Preparation | Natural Gas | Range | E6 |  | Baseline Forecast | bar: 2019 to 2051
Commercial_Other Health_Existing_Food Preparation_Natural Gas_Range_E7_Baseline Forecast | Commercial | Other Health | Existing | Food Preparation | Natural Gas | Range | E7 |  | Baseline Forecast | bar: 2019 to 2051
Commercial_Other Health_Existing_Food Preparation_Natural Gas_Range_E8_Baseline Forecast | Commercial | Other Health | Existing | Food Preparation | Natural Gas | Range | E8 |  | Baseline Forecast | bar: 2019 to 2051
Commercial_Other Health_Existing_Food Preparation_Natural Gas_Range_E9_Baseline Forecast | Commercial | Other Health | Existing | Food Preparation | Natural Gas | Range | E9 |  | Baseline Forecast | bar: 2019 to 2051
Commercial_Other Health_Existing_Food Preparation_Natural Gas_Range_E10_Baseline Forecast | Commercial | Other Health | Existing | Food Preparation | Natural Gas | Range | E10 |  | Baseline Forecast | bar: 2019 to 2051
Commercial_Other Health_Existing_Food Preparation_Natural Gas_Steamer_E1_Baseline Forecast | Commercial | Other Health | Existing | Food Preparation | Natural Gas | Steamer | E1 | Standard | Baseline Forecast | 50% | 50% | 50% | 0% | 0% | 0% | 0% | 0% | 0% | 0% | 0% | 0% | 0% | 0% | 0% | 0% | 0% | 0% | 0% | 0% | 0% | 0% | 0% | 0% | 0% | 0% | 0% | 0% | 0% | 0% | 0% | 0% | 0%
Commercial_Other Health_Existing_Food Preparation_Natural Gas_Steamer_E2_Baseline Forecast | Commercial | Other Health | Existing | Food Preparation | Natural Gas | Steamer | E2 | ENERGY STAR | Baseline Forecast | 50% | 50% | 50% | 100% | 100% | 100% | 100% | 100% | 100% | 100% | 100% | 100% | 100% | 100% | 100% | 100% | 100% | 100% | 100% | 100% | 100% | 100% | 100% | 100% | 100% | 100% | 100% | 100% | 100% | 100% | 100% | 100% | 100%
Commercial_Other Health_Existing_Food Preparation_Natural Gas_Steamer_E3_Baseline Forecast | Commercial | Other Health | Existing | Food Preparation | Natural Gas | Steamer | E3 |  | Baseline Forecast | bar: 2019 to 2051
Commercial_Other Health_Existing_Food Preparation_Natural Gas_Steamer_E4_Baseline Forecast | Commercial | Other Health | Existing | Food Preparation | Natural Gas | Steamer | E4 |  | Baseline Forecast | bar: 2019 to 2051
Commercial_Other Health_Existing_Food Preparation_Natural Gas_Steamer_E5_Baseline Forecast | Commercial | Other Health | Existing | Food Preparation | Natural Gas | Steamer | E5 |  | Baseline Forecast | bar: 2019 to 2051
Commercial_Other Health_Existing_Food Preparation_Natural Gas_Steamer_E6_Baseline Forecast | Commercial | Other Health | Existing | Food Preparation | Natural Gas | Steamer | E6 |  | Baseline Forecast | bar: 2019 to 2051
Commercial_Other Health_Existing_Food Preparation_Natural Gas_Steamer_E7_Baseline Forecast | Commercial | Other Health | Existing | Food Preparation | Natural Gas | Steamer | E7 |  | Baseline Forecast | bar: 2019 to 2051
Commercial_Other Health_Existing_Food Preparation_Natural Gas_Steamer_E8_Baseline Forecast | Commercial | Other Health | Existing | Food Preparation | Natural Gas | Steamer | E8 |  | Baseline Forecast | bar: 2019 to 2051
Commercial_Other Health_Existing_Food Preparation_Natural Gas_Steamer_E9_Baseline Forecast | Commercial | Other Health | Existing | Food Preparation | Natural Gas | Steamer | E9 |  | Baseline Forecast | bar: 2019 to 2051
Commercial_Other Health_Existing_Food Preparation_Natural Gas_Steamer_E10_Baseline Forecast | Commercial | Other Health | Existing | Food Preparation | Natural Gas | Steamer | E10 |  | Baseline Forecast | bar: 2019 to 2051
Commercial_Other Health_Existing_Food Preparation_Natural Gas_Food Prep Other_E1_Baseline Forecast | Commercial | Other Health | Existing | Food Preparation | Natural Gas | Food Prep Other | E1 | Standard | Baseline Forecast | 74% | 74% | 74% | 74% | 74% | 74% | 74% | 74% | 74% | 74% | 74% | 74% | 74% | 74% | 74% | 74% | 74% | 74% | 74% | 74% | 74% | 74% | 74% | 74% | 74% | 74% | 74% | 74% | 74% | 74% | 74% | 74% | 74%
Commercial_Other Health_Existing_Food Preparation_Natural Gas_Food Prep Other_E2_Baseline Forecast | Commercial | Other Health | Existing | Food Preparation | Natural Gas | Food Prep Other | E2 | ENERGY STAR | Baseline Forecast | 26% | 26% | 26% | 26% | 26% | 26% | 26% | 26% | 26% | 26% | 26% | 26% | 26% | 26% | 26% | 26% | 26% | 26% | 26% | 26% | 26% | 26% | 26% | 26% | 26% | 26% | 26% | 26% | 26% | 26% | 26% | 26% | 26%
Commercial_Other Health_Existing_Food Preparation_Natural Gas_Food Prep Other_E3_Baseline Forecast | Commercial | Other Health | Existing | Food Preparation | Natural Gas | Food Prep Other | E3 |  | Baseline Forecast | bar: 2019 to 2051
Commercial_Other Health_Existing_Food Preparation_Natural Gas_Food Prep Other_E4_Baseline Forecast | Commercial | Other Health | Existing | Food Preparation | Natural Gas | Food Prep Other | E4 |  | Baseline Forecast | bar: 2019 to 2051
Commercial_Other Health_Existing_Food Preparation_Natural Gas_Food Prep Other_E5_Baseline Forecast | Commercial | Other Health | Existing | Food Preparation | Natural Gas | Food Prep Other | E5 |  | Baseline Forecast | bar: 2019 to 2051
Commercial_Other Health_Existing_Food Preparation_Natural Gas_Food Prep Other_E6_Baseline Forecast | Commercial | Other Health | Existing | Food Preparation | Natural Gas | Food Prep Other | E6 |  | Baseline Forecast | bar: 2019 to 2051
Commercial_Other Health_Existing_Food Preparation_Natural Gas_Food Prep Other_E7_Baseline Forecast | Commercial | Other Health | Existing | Food Preparation | Natural Gas | Food Prep Other | E7 |  | Baseline Forecast | bar: 2019 to 2051
Commercial_Other Health_Existing_Food Preparation_Natural Gas_Food Prep Other_E8_Baseline Forecast | Commercial | Other Health | Existing | Food Preparation | Natural Gas | Food Prep Other | E8 |  | Baseline Forecast | bar: 2019 to 2051
Commercial_Other Health_Existing_Food Preparation_Natural Gas_Food Prep Other_E9_Baseline Forecast | Commercial | Other Health | Existing | Food Preparation | Natural Gas | Food Prep Other | E9 |  | Baseline Forecast | bar: 2019 to 2051
Commercial_Other Health_Existing_Food Preparation_Natural Gas_Food Prep Other_E10_Baseline Forecast | Commercial | Other Health | Existing | Food Preparation | Natural Gas | Food Prep Other | E10 |  | Baseline Forecast | bar: 2019 to 2051
Commercial_Other Health_Existing_Miscellaneous_Natural Gas_Pool Heater_E1_Baseline Forecast | Commercial | Other Health | Existing | Miscellaneous | Natural Gas | Pool Heater | E1 | Standard (EF .78) | Baseline Forecast | 90% | 90% | 90% | 90% | 90% | 90% | 90% | 90% | 90% | 90% | 90% | 90% | 90% | 90% | 90% | 90% | 90% | 90% | 90% | 90% | 90% | 90% | 90% | 90% | 90% | 90% | 90% | 90% | 90% | 90% | 90% | 90% | 90%
Commercial_Other Health_Existing_Miscellaneous_Natural Gas_Pool Heater_E2_Baseline Forecast | Commercial | Other Health | Existing | Miscellaneous | Natural Gas | Pool Heater | E2 | Condensing (EF .90) | Baseline Forecast | 10% | 10% | 10% | 10% | 10% | 10% | 10% | 10% | 10% | 10% | 10% | 10% | 10% | 10% | 10% | 10% | 10% | 10% | 10% | 10% | 10% | 10% | 10% | 10% | 10% | 10% | 10% | 10% | 10% | 10% | 10% | 10% | 10%
Commercial_Other Health_Existing_Miscellaneous_Natural Gas_Pool Heater_E3_Baseline Forecast | Commercial | Other Health | Existing | Miscellaneous | Natural Gas | Pool Heater | E3 |  | Baseline Forecast | bar: 2019 to 2051
Commercial_Other Health_Existing_Miscellaneous_Natural Gas_Pool Heater_E4_Baseline Forecast | Commercial | Other Health | Existing | Miscellaneous | Natural Gas | Pool Heater | E4 |  | Baseline Forecast | bar: 2019 to 2051
Commercial_Other Health_Existing_Miscellaneous_Natural Gas_Pool Heater_E5_Baseline Forecast | Commercial | Other Health | Existing | Miscellaneous | Natural Gas | Pool Heater | E5 |  | Baseline Forecast | bar: 2019 to 2051
Commercial_Other Health_Existing_Miscellaneous_Natural Gas_Pool Heater_E6_Baseline Forecast | Commercial | Other Health | Existing | Miscellaneous | Natural Gas | Pool Heater | E6 |  | Baseline Forecast | bar: 2019 to 2051
Commercial_Other Health_Existing_Miscellaneous_Natural Gas_Pool Heater_E7_Baseline Forecast | Commercial | Other Health | Existing | Miscellaneous | Natural Gas | Pool Heater | E7 |  | Baseline Forecast | bar: 2019 to 2051
Commercial_Other Health_Existing_Miscellaneous_Natural Gas_Pool Heater_E8_Baseline Forecast | Commercial | Other Health | Existing | Miscellaneous | Natural Gas | Pool Heater | E8 |  | Baseline Forecast | bar: 2019 to 2051
Commercial_Other Health_Existing_Miscellaneous_Natural Gas_Pool Heater_E9_Baseline Forecast | Commercial | Other Health | Existing | Miscellaneous | Natural Gas | Pool Heater | E9 |  | Baseline Forecast | bar: 2019 to 2051
Commercial_Other Health_Existing_Miscellaneous_Natural Gas_Pool Heater_E10_Baseline Forecast | Commercial | Other Health | Existing | Miscellaneous | Natural Gas | Pool Heater | E10 |  | Baseline Forecast | bar: 2019 to 2051
Commercial_Other Health_Existing_Miscellaneous_Natural Gas_Miscellaneous_E1_Baseline Forecast | Commercial | Other Health | Existing | Miscellaneous | Natural Gas | Miscellaneous | E1 | Miscellaneous | Baseline Forecast | 100% | 100% | 100% | 100% | 100% | 100% | 100% | 100% | 100% | 100% | 100% | 100% | 100% | 100% | 100% | 100% | 100% | 100% | 100% | 100% | 100% | 100% | 100% | 100% | 100% | 100% | 100% | 100% | 100% | 100% | 100% | 100% | 100%
Commercial_Other Health_Existing_Miscellaneous_Natural Gas_Miscellaneous_E2_Baseline Forecast | Commercial | Other Health | Existing | Miscellaneous | Natural Gas | Miscellaneous | E2 |  | Baseline Forecast | bar: 2019 to 2051
Commercial_Other Health_Existing_Miscellaneous_Natural Gas_Miscellaneous_E3_Baseline Forecast | Commercial | Other Health | Existing | Miscellaneous | Natural Gas | Miscellaneous | E3 |  | Baseline Forecast | bar: 2019 to 2051
Commercial_Other Health_Existing_Miscellaneous_Natural Gas_Miscellaneous_E4_Baseline Forecast | Commercial | Other Health | Existing | Miscellaneous | Natural Gas | Miscellaneous | E4 |  | Baseline Forecast | bar: 2019 to 2051
Commercial_Other Health_Existing_Miscellaneous_Natural Gas_Miscellaneous_E5_Baseline Forecast | Commercial | Other Health | Existing | Miscellaneous | Natural Gas | Miscellaneous | E5 |  | Baseline Forecast | bar: 2019 to 2051
Commercial_Other Health_Existing_Miscellaneous_Natural Gas_Miscellaneous_E6_Baseline Forecast | Commercial | Other Health | Existing | Miscellaneous | Natural Gas | Miscellaneous | E6 |  | Baseline Forecast | bar: 2019 to 2051
Commercial_Other Health_Existing_Miscellaneous_Natural Gas_Miscellaneous_E7_Baseline Forecast | Commercial | Other Health | Existing | Miscellaneous | Natural Gas | Miscellaneous | E7 |  | Baseline Forecast | bar: 2019 to 2051
Commercial_Other Health_Existing_Miscellaneous_Natural Gas_Miscellaneous_E8_Baseline Forecast | Commercial | Other Health | Existing | Miscellaneous | Natural Gas | Miscellaneous | E8 |  | Baseline Forecast | bar: 2019 to 2051
Commercial_Other Health_Existing_Miscellaneous_Natural Gas_Miscellaneous_E9_Baseline Forecast | Commercial | Other Health | Existing | Miscellaneous | Natural Gas | Miscellaneous | E9 |  | Baseline Forecast | bar: 2019 to 2051
Commercial_Other Health_Existing_Miscellaneous_Natural Gas_Miscellaneous_E10_Baseline Forecast | Commercial | Other Health | Existing | Miscellaneous | Natural Gas | Miscellaneous | E10 |  | Baseline Forecast | bar: 2019 to 2051
Commercial_Other Health_New_Space Heating_Natural Gas_Furnace_E1_Baseline Forecast | Commercial | Other Health | New | Space Heating | Natural Gas | Furnace | E1 | AFUE 80% (Standard) | Baseline Forecast | 100% | 100% | 100% | 100% | 100% | 100% | 100% | 100% | 79.89% | 80.07% | 80.07% | 79.46% | 79.83% | 79.83% | 80% | 80% | 80.17% | 80.17% | 80.17% | 80.17% | 80.17% | 80.17% | 80.17% | 80.17% | 80.17% | 80.17% | 80.17% | 80.17% | 80.17% | 80.17% | 80.17% | 80.17% | 80.17%
Commercial_Other Health_New_Space Heating_Natural Gas_Furnace_E2_Baseline Forecast | Commercial | Other Health | New | Space Heating | Natural Gas | Furnace | E2 | AFUE 90% | Baseline Forecast | 0% | 0% | 0% | 0% | 0% | 0% | 0% | 0% | 20.11% | 19.93% | 19.93% | 20.54% | 20.17% | 20.17% | 20% | 20% | 19.83% | 19.83% | 19.83% | 19.83% | 19.83% | 19.83% | 19.83% | 19.83% | 19.83% | 19.83% | 19.83% | 19.83% | 19.83% | 19.83% | 19.83% | 19.83% | 19.83%
Commercial_Other Health_New_Space Heating_Natural Gas_Furnace_E3_Baseline Forecast | Commercial | Other Health | New | Space Heating | Natural Gas | Furnace | E3 | AFUE 96% | Baseline Forecast | bar: 2019 to 2051
Commercial_Other Health_New_Space Heating_Natural Gas_Furnace_E4_Baseline Forecast | Commercial | Other Health | New | Space Heating | Natural Gas | Furnace | E4 | Convert to NG Air Source Heat Pump | Baseline Forecast | bar: 2019 to 2051
Commercial_Other Health_New_Space Heating_Natural Gas_Furnace_E5_Baseline Forecast | Commercial | Other Health | New | Space Heating | Natural Gas | Furnace | E5 |  | Baseline Forecast | bar: 2019 to 2051
Commercial_Other Health_New_Space Heating_Natural Gas_Furnace_E6_Baseline Forecast | Commercial | Other Health | New | Space Heating | Natural Gas | Furnace | E6 |  | Baseline Forecast | bar: 2019 to 2051
Commercial_Other Health_New_Space Heating_Natural Gas_Furnace_E7_Baseline Forecast | Commercial | Other Health | New | Space Heating | Natural Gas | Furnace | E7 |  | Baseline Forecast | bar: 2019 to 2051
Commercial_Other Health_New_Space Heating_Natural Gas_Furnace_E8_Baseline Forecast | Commercial | Other Health | New | Space Heating | Natural Gas | Furnace | E8 |  | Baseline Forecast | bar: 2019 to 2051
Commercial_Other Health_New_Space Heating_Natural Gas_Furnace_E9_Baseline Forecast | Commercial | Other Health | New | Space Heating | Natural Gas | Furnace | E9 |  | Baseline Forecast | bar: 2019 to 2051
Commercial_Other Health_New_Space Heating_Natural Gas_Furnace_E10_Baseline Forecast | Commercial | Other Health | New | Space Heating | Natural Gas | Furnace | E10 |  | Baseline Forecast | bar: 2019 to 2051
Commercial_Other Health_New_Space Heating_Natural Gas_Boiler_E1_Baseline Forecast | Commercial | Other Health | New | Space Heating | Natural Gas | Boiler | E1 | AFUE 80% (Standard) | Baseline Forecast | 54.1% | 54.1% | 54.1% | 54.1% | 54.1% | 37.08% | 37.08% | 37.08% | 37.08% | 37.08% | 37.08% | 37.08% | 37.08% | 37.08% | 37.08% | 37.08% | 37.08% | 37.08% | 37.08% | 37.08% | 37.08% | 37.08% | 37.08% | 37.08% | 37.08% | 37.08% | 37.08% | 37.08% | 37.08% | 37.08% | 37.08% | 37.08% | 37.08%
Commercial_Other Health_New_Space Heating_Natural Gas_Boiler_E2_Baseline Forecast | Commercial | Other Health | New | Space Heating | Natural Gas | Boiler | E2 | AFUE 85% | Baseline Forecast | bar: 2019 to 2051
Commercial_Other Health_New_Space Heating_Natural Gas_Boiler_E3_Baseline Forecast | Commercial | Other Health | New | Space Heating | Natural Gas | Boiler | E3 | AFUE 97% | Baseline Forecast | 45.9% | 45.9% | 45.9% | 45.9% | 45.9% | 62.92% | 62.92% | 62.92% | 62.92% | 62.92% | 62.92% | 62.92% | 62.92% | 62.92% | 62.92% | 62.92% | 62.92% | 62.92% | 62.92% | 62.92% | 62.92% | 62.92% | 62.92% | 62.92% | 62.92% | 62.92% | 62.92% | 62.92% | 62.92% | 62.92% | 62.92% | 62.92% | 62.92%
Commercial_Other Health_New_Space Heating_Natural Gas_Boiler_E4_Baseline Forecast | Commercial | Other Health | New | Space Heating | Natural Gas | Boiler | E4 | Convert to NG Air Source Heat Pump | Baseline Forecast | bar: 2019 to 2051
Commercial_Other Health_New_Space Heating_Natural Gas_Boiler_E5_Baseline Forecast | Commercial | Other Health | New | Space Heating | Natural Gas | Boiler | E5 |  | Baseline Forecast | bar: 2019 to 2051
Commercial_Other Health_New_Space Heating_Natural Gas_Boiler_E6_Baseline Forecast | Commercial | Other Health | New | Space Heating | Natural Gas | Boiler | E6 |  | Baseline Forecast | bar: 2019 to 2051
Commercial_Other Health_New_Space Heating_Natural Gas_Boiler_E7_Baseline Forecast | Commercial | Other Health | New | Space Heating | Natural Gas | Boiler | E7 |  | Baseline Forecast | bar: 2019 to 2051
Commercial_Other Health_New_Space Heating_Natural Gas_Boiler_E8_Baseline Forecast | Commercial | Other Health | New | Space Heating | Natural Gas | Boiler | E8 |  | Baseline Forecast | bar: 2019 to 2051
Commercial_Other Health_New_Space Heating_Natural Gas_Boiler_E9_Baseline Forecast | Commercial | Other Health | New | Space Heating | Natural Gas | Boiler | E9 |  | Baseline Forecast | bar: 2019 to 2051
Commercial_Other Health_New_Space Heating_Natural Gas_Boiler_E10_Baseline Forecast | Commercial | Other Health | New | Space Heating | Natural Gas | Boiler | E10 |  | Baseline Forecast | bar: 2019 to 2051
Commercial_Other Health_New_Space Heating_Natural Gas_Unit Heater_E1_Baseline Forecast | Commercial | Other Health | New | Space Heating | Natural Gas | Unit Heater | E1 | Standard | Baseline Forecast | 100% | 100% | 100% | 100% | 100% | 100% | 100% | 100% | 100% | 100% | 100% | 100% | 100% | 100% | 100% | 100% | 100% | 100% | 100% | 100% | 100% | 100% | 100% | 100% | 100% | 100% | 100% | 100% | 100% | 100% | 100% | 100% | 100%
Commercial_Other Health_New_Space Heating_Natural Gas_Unit Heater_E2_Baseline Forecast | Commercial | Other Health | New | Space Heating | Natural Gas | Unit Heater | E2 | Condensing | Baseline Forecast | bar: 2019 to 2051
Commercial_Other Health_New_Space Heating_Natural Gas_Unit Heater_E3_Baseline Forecast | Commercial | Other Health | New | Space Heating | Natural Gas | Unit Heater | E3 | Infrared Radiant | Baseline Forecast | bar: 2019 to 2051
Commercial_Other Health_New_Space Heating_Natural Gas_Unit Heater_E4_Baseline Forecast | Commercial | Other Health | New | Space Heating | Natural Gas | Unit Heater | E4 |  | Baseline Forecast | bar: 2019 to 2051
Commercial_Other Health_New_Space Heating_Natural Gas_Unit Heater_E5_Baseline Forecast | Commercial | Other Health | New | Space Heating | Natural Gas | Unit Heater | E5 |  | Baseline Forecast | bar: 2019 to 2051
Commercial_Other Health_New_Space Heating_Natural Gas_Unit Heater_E6_Baseline Forecast | Commercial | Other Health | New | Space Heating | Natural Gas | Unit Heater | E6 |  | Baseline Forecast | bar: 2019 to 2051
Commercial_Other Health_New_Space Heating_Natural Gas_Unit Heater_E7_Baseline Forecast | Commercial | Other Health | New | Space Heating | Natural Gas | Unit Heater | E7 |  | Baseline Forecast | bar: 2019 to 2051
Commercial_Other Health_New_Space Heating_Natural Gas_Unit Heater_E8_Baseline Forecast | Commercial | Other Health | New | Space Heating | Natural Gas | Unit Heater | E8 |  | Baseline Forecast | bar: 2019 to 2051
Commercial_Other Health_New_Space Heating_Natural Gas_Unit Heater_E9_Baseline Forecast | Commercial | Other Health | New | Space Heating | Natural Gas | Unit Heater | E9 |  | Baseline Forecast | bar: 2019 to 2051
Commercial_Other Health_New_Space Heating_Natural Gas_Unit Heater_E10_Baseline Forecast | Commercial | Other Health | New | Space Heating | Natural Gas | Unit Heater | E10 |  | Baseline Forecast | bar: 2019 to 2051
Commercial_Other Health_New_Water Heating_Natural Gas_Water Heater_E1_Baseline Forecast | Commercial | Other Health | New | Water Heating | Natural Gas | Water Heater | E1 | TE 80% | Baseline Forecast | bar: 2019 to 2051
Commercial_Other Health_New_Water Heating_Natural Gas_Water Heater_E2_Baseline Forecast | Commercial | Other Health | New | Water Heating | Natural Gas | Water Heater | E2 | TE 81% | Baseline Forecast | 100% | 100% | 100% | 100% | 100% | 100% | 100% | 100% | 100% | 100% | 100% | 100% | 100% | 100% | 100% | 100% | 100% | 100% | 100% | 100% | 100% | 100% | 100% | 100% | 100% | 100% | 100% | 100% | 100% | 100% | 100% | 100% | 100%
Commercial_Other Health_New_Water Heating_Natural Gas_Water Heater_E3_Baseline Forecast | Commercial | Other Health | New | Water Heating | Natural Gas | Water Heater | E3 | TE 88% | Baseline Forecast | bar: 2019 to 2051
Commercial_Other Health_New_Water Heating_Natural Gas_Water Heater_E4_Baseline Forecast | Commercial | Other Health | New | Water Heating | Natural Gas | Water Heater | E4 | TE 94% | Baseline Forecast | bar: 2019 to 2051
Commercial_Other Health_New_Water Heating_Natural Gas_Water Heater_E5_Baseline Forecast | Commercial | Other Health | New | Water Heating | Natural Gas | Water Heater | E5 | TE 96% | Baseline Forecast | bar: 2019 to 2051
Commercial_Other Health_New_Water Heating_Natural Gas_Water Heater_E6_Baseline Forecast | Commercial | Other Health | New | Water Heating | Natural Gas | Water Heater | E6 | Tankless | Baseline Forecast | bar: 2019 to 2051
Commercial_Other Health_New_Water Heating_Natural Gas_Water Heater_E7_Baseline Forecast | Commercial | Other Health | New | Water Heating | Natural Gas | Water Heater | E7 | Gas-Fired Absorption HPWH | Baseline Forecast | bar: 2019 to 2051
Commercial_Other Health_New_Water Heating_Natural Gas_Water Heater_E8_Baseline Forecast | Commercial | Other Health | New | Water Heating | Natural Gas | Water Heater | E8 |  | Baseline Forecast | bar: 2019 to 2051
Commercial_Other Health_New_Water Heating_Natural Gas_Water Heater_E9_Baseline Forecast | Commercial | Other Health | New | Water Heating | Natural Gas | Water Heater | E9 |  | Baseline Forecast | bar: 2019 to 2051
Commercial_Other Health_New_Water Heating_Natural Gas_Water Heater_E10_Baseline Forecast | Commercial | Other Health | New | Water Heating | Natural Gas | Water Heater | E10 |  | Baseline Forecast | bar: 2019 to 2051
Commercial_Other Health_New_Food Preparation_Natural Gas_Oven_E1_Baseline Forecast | Commercial | Other Health | New | Food Preparation | Natural Gas | Oven | E1 | Standard | Baseline Forecast | 41% | 41% | 41% | 41% | 41% | 41% | 41% | 41% | 41% | 41% | 41% | 41% | 41% | 41% | 41% | 41% | 41% | 41% | 41% | 41% | 41% | 41% | 41% | 41% | 41% | 41% | 41% | 41% | 41% | 41% | 41% | 41% | 41%
Commercial_Other Health_New_Food Preparation_Natural Gas_Oven_E2_Baseline Forecast | Commercial | Other Health | New | Food Preparation | Natural Gas | Oven | E2 | ENERGY STAR (>44% Baking Efficiency) | Baseline Forecast | 59% | 59% | 59% | 59% | 59% | 59% | 59% | 59% | 59% | 59% | 59% | 59% | 59% | 59% | 59% | 59% | 59% | 59% | 59% | 59% | 59% | 59% | 59% | 59% | 59% | 59% | 59% | 59% | 59% | 59% | 59% | 59% | 59%
Commercial_Other Health_New_Food Preparation_Natural Gas_Oven_E3_Baseline Forecast | Commercial | Other Health | New | Food Preparation | Natural Gas | Oven | E3 |  | Baseline Forecast | bar: 2019 to 2051
Commercial_Other Health_New_Food Preparation_Natural Gas_Oven_E4_Baseline Forecast | Commercial | Other Health | New | Food Preparation | Natural Gas | Oven | E4 |  | Baseline Forecast | bar: 2019 to 2051
Commercial_Other Health_New_Food Preparation_Natural Gas_Oven_E5_Baseline Forecast | Commercial | Other Health | New | Food Preparation | Natural Gas | Oven | E5 |  | Baseline Forecast | bar: 2019 to 2051
Commercial_Other Health_New_Food Preparation_Natural Gas_Oven_E6_Baseline Forecast | Commercial | Other Health | New | Food Preparation | Natural Gas | Oven | E6 |  | Baseline Forecast | bar: 2019 to 2051
Commercial_Other Health_New_Food Preparation_Natural Gas_Oven_E7_Baseline Forecast | Commercial | Other Health | New | Food Preparation | Natural Gas | Oven | E7 |  | Baseline Forecast | bar: 2019 to 2051
Commercial_Other Health_New_Food Preparation_Natural Gas_Oven_E8_Baseline Forecast | Commercial | Other Health | New | Food Preparation | Natural Gas | Oven | E8 |  | Baseline Forecast | bar: 2019 to 2051
Commercial_Other Health_New_Food Preparation_Natural Gas_Oven_E9_Baseline Forecast | Commercial | Other Health | New | Food Preparation | Natural Gas | Oven | E9 |  | Baseline Forecast | bar: 2019 to 2051
Commercial_Other Health_New_Food Preparation_Natural Gas_Oven_E10_Baseline Forecast | Commercial | Other Health | New | Food Preparation | Natural Gas | Oven | E10 |  | Baseline Forecast | bar: 2019 to 2051
Commercial_Other Health_New_Food Preparation_Natural Gas_Conveyor Oven_E1_Baseline Forecast | Commercial | Other Health | New | Food Preparation | Natural Gas | Conveyor Oven | E1 | Standard | Baseline Forecast | 41% | 41% | 41% | 41% | 41% | 41% | 41% | 41% | 41% | 41% | 41% | 41% | 41% | 41% | 41% | 41% | 41% | 41% | 41% | 41% | 41% | 41% | 41% | 41% | 41% | 41% | 41% | 41% | 41% | 41% | 41% | 41% | 41%
Commercial_Other Health_New_Food Preparation_Natural Gas_Conveyor Oven_E2_Baseline Forecast | Commercial | Other Health | New | Food Preparation | Natural Gas | Conveyor Oven | E2 | Efficient (>44% Baking Efficiency) | Baseline Forecast | 59% | 59% | 59% | 59% | 59% | 59% | 59% | 59% | 59% | 59% | 59% | 59% | 59% | 59% | 59% | 59% | 59% | 59% | 59% | 59% | 59% | 59% | 59% | 59% | 59% | 59% | 59% | 59% | 59% | 59% | 59% | 59% | 59%
Commercial_Other Health_New_Food Preparation_Natural Gas_Conveyor Oven_E3_Baseline Forecast | Commercial | Other Health | New | Food Preparation | Natural Gas | Conveyor Oven | E3 |  | Baseline Forecast | bar: 2019 to 2051
Commercial_Other Health_New_Food Preparation_Natural Gas_Conveyor Oven_E4_Baseline Forecast | Commercial | Other Health | New | Food Preparation | Natural Gas | Conveyor Oven | E4 |  | Baseline Forecast | bar: 2019 to 2051
Commercial_Other Health_New_Food Preparation_Natural Gas_Conveyor Oven_E5_Baseline Forecast | Commercial | Other Health | New | Food Preparation | Natural Gas | Conveyor Oven | E5 |  | Baseline Forecast | bar: 2019 to 2051
Commercial_Other Health_New_Food Preparation_Natural Gas_Conveyor Oven_E6_Baseline Forecast | Commercial | Other Health | New | Food Preparation | Natural Gas | Conveyor Oven | E6 |  | Baseline Forecast | bar: 2019 to 2051
Commercial_Other Health_New_Food Preparation_Natural Gas_Conveyor Oven_E7_Baseline Forecast | Commercial | Other Health | New | Food Preparation | Natural Gas | Conveyor Oven | E7 |  | Baseline Forecast | bar: 2019 to 2051
Commercial_Other Health_New_Food Preparation_Natural Gas_Conveyor Oven_E8_Baseline Forecast | Commercial | Other Health | New | Food Preparation | Natural Gas | Conveyor Oven | E8 |  | Baseline Forecast | bar: 2019 to 2051
Commercial_Other Health_New_Food Preparation_Natural Gas_Conveyor Oven_E9_Baseline Forecast | Commercial | Other Health | New | Food Preparation | Natural Gas | Conveyor Oven | E9 |  | Baseline Forecast | bar: 2019 to 2051
Commercial_Other Health_New_Food Preparation_Natural Gas_Conveyor Oven_E10_Baseline Forecast | Commercial | Other Health | New | Food Preparation | Natural Gas | Conveyor Oven | E10 |  | Baseline Forecast | bar: 2019 to 2051
Commercial_Other Health_New_Food Preparation_Natural Gas_Double Rack Oven_E1_Baseline Forecast | Commercial | Other Health | New | Food Preparation | Natural Gas | Double Rack Oven | E1 | Standard | Baseline Forecast | 41% | 41% | 41% | 41% | 41% | 41% | 41% | 41% | 41% | 41% | 41% | 41% | 41% | 41% | 41% | 41% | 41% | 41% | 41% | 41% | 41% | 41% | 41% | 41% | 41% | 41% | 41% | 41% | 41% | 41% | 41% | 41% | 41%
Commercial_Other Health_New_Food Preparation_Natural Gas_Double Rack Oven_E2_Baseline Forecast | Commercial | Other Health | New | Food Preparation | Natural Gas | Double Rack Oven | E2 | FTSC Qualified (>50% Cooking Efficiency) | Baseline Forecast | 59% | 59% | 59% | 59% | 59% | 59% | 59% | 59% | 59% | 59% | 59% | 59% | 59% | 59% | 59% | 59% | 59% | 59% | 59% | 59% | 59% | 59% | 59% | 59% | 59% | 59% | 59% | 59% | 59% | 59% | 59% | 59% | 59%
Commercial_Other Health_New_Food Preparation_Natural Gas_Double Rack Oven_E3_Baseline Forecast | Commercial | Other Health | New | Food Preparation | Natural Gas | Double Rack Oven | E3 |  | Baseline Forecast | bar: 2019 to 2051
Commercial_Other Health_New_Food Preparation_Natural Gas_Double Rack Oven_E4_Baseline Forecast | Commercial | Other Health | New | Food Preparation | Natural Gas | Double Rack Oven | E4 |  | Baseline Forecast | bar: 2019 to 2051
Commercial_Other Health_New_Food Preparation_Natural Gas_Double Rack Oven_E5_Baseline Forecast | Commercial | Other Health | New | Food Preparation | Natural Gas | Double Rack Oven | E5 |  | Baseline Forecast | bar: 2019 to 2051
Commercial_Other Health_New_Food Preparation_Natural Gas_Double Rack Oven_E6_Baseline Forecast | Commercial | Other Health | New | Food Preparation | Natural Gas | Double Rack Oven | E6 |  | Baseline Forecast | bar: 2019 to 2051
Commercial_Other Health_New_Food Preparation_Natural Gas_Double Rack Oven_E7_Baseline Forecast | Commercial | Other Health | New | Food Preparation | Natural Gas | Double Rack Oven | E7 |  | Baseline Forecast | bar: 2019 to 2051
Commercial_Other Health_New_Food Preparation_Natural Gas_Double Rack Oven_E8_Baseline Forecast | Commercial | Other Health | New | Food Preparation | Natural Gas | Double Rack Oven | E8 |  | Baseline Forecast | bar: 2019 to 2051
Commercial_Other Health_New_Food Preparation_Natural Gas_Double Rack Oven_E9_Baseline Forecast | Commercial | Other Health | New | Food Preparation | Natural Gas | Double Rack Oven | E9 |  | Baseline Forecast | bar: 2019 to 2051
Commercial_Other Health_New_Food Preparation_Natural Gas_Double Rack Oven_E10_Baseline Forecast | Commercial | Other Health | New | Food Preparation | Natural Gas | Double Rack Oven | E10 |  | Baseline Forecast | bar: 2019 to 2051
Commercial_Other Health_New_Food Preparation_Natural Gas_Fryer_E1_Baseline Forecast | Commercial | Other Health | New | Food Preparation | Natural Gas | Fryer | E1 | Standard | Baseline Forecast | 74% | 74% | 74% | 0% | 0% | 0% | 0% | 0% | 0% | 0% | 0% | 0% | 0% | 0% | 0% | 0% | 0% | 0% | 0% | 0% | 0% | 0% | 0% | 0% | 0% | 0% | 0% | 0% | 0% | 0% | 0% | 0% | 0%
Commercial_Other Health_New_Food Preparation_Natural Gas_Fryer_E2_Baseline Forecast | Commercial | Other Health | New | Food Preparation | Natural Gas | Fryer | E2 | ENERGY STAR | Baseline Forecast | 26% | 26% | 26% | 100% | 100% | 100% | 100% | 100% | 100% | 100% | 100% | 100% | 100% | 100% | 100% | 100% | 100% | 100% | 100% | 100% | 100% | 100% | 100% | 100% | 100% | 100% | 100% | 100% | 100% | 100% | 100% | 100% | 100%
Commercial_Other Health_New_Food Preparation_Natural Gas_Fryer_E3_Baseline Forecast | Commercial | Other Health | New | Food Preparation | Natural Gas | Fryer | E3 |  | Baseline Forecast | bar: 2019 to 2051
Commercial_Other Health_New_Food Preparation_Natural Gas_Fryer_E4_Baseline Forecast | Commercial | Other Health | New | Food Preparation | Natural Gas | Fryer | E4 |  | Baseline Forecast | bar: 2019 to 2051
Commercial_Other Health_New_Food Preparation_Natural Gas_Fryer_E5_Baseline Forecast | Commercial | Other Health | New | Food Preparation | Natural Gas | Fryer | E5 |  | Baseline Forecast | bar: 2019 to 2051
Commercial_Other Health_New_Food Preparation_Natural Gas_Fryer_E6_Baseline Forecast | Commercial | Other Health | New | Food Preparation | Natural Gas | Fryer | E6 |  | Baseline Forecast | bar: 2019 to 2051
Commercial_Other Health_New_Food Preparation_Natural Gas_Fryer_E7_Baseline Forecast | Commercial | Other Health | New | Food Preparation | Natural Gas | Fryer | E7 |  | Baseline Forecast | bar: 2019 to 2051
Commercial_Other Health_New_Food Preparation_Natural Gas_Fryer_E8_Baseline Forecast | Commercial | Other Health | New | Food Preparation | Natural Gas | Fryer | E8 |  | Baseline Forecast | bar: 2019 to 2051
Commercial_Other Health_New_Food Preparation_Natural Gas_Fryer_E9_Baseline Forecast | Commercial | Other Health | New | Food Preparation | Natural Gas | Fryer | E9 |  | Baseline Forecast | bar: 2019 to 2051
Commercial_Other Health_New_Food Preparation_Natural Gas_Fryer_E10_Baseline Forecast | Commercial | Other Health | New | Food Preparation | Natural Gas | Fryer | E10 |  | Baseline Forecast | bar: 2019 to 2051
Commercial_Other Health_New_Food Preparation_Natural Gas_Broiler_E1_Baseline Forecast | Commercial | Other Health | New | Food Preparation | Natural Gas | Broiler | E1 | Standard | Baseline Forecast | 74% | 74% | 74% | 74% | 74% | 74% | 74% | 74% | 74% | 74% | 74% | 74% | 74% | 74% | 74% | 74% | 74% | 74% | 74% | 74% | 74% | 74% | 74% | 74% | 74% | 74% | 74% | 74% | 74% | 74% | 74% | 74% | 74%
Commercial_Other Health_New_Food Preparation_Natural Gas_Broiler_E2_Baseline Forecast | Commercial | Other Health | New | Food Preparation | Natural Gas | Broiler | E2 | Infrared Burners | Baseline Forecast | 26% | 26% | 26% | 26% | 26% | 26% | 26% | 26% | 26% | 26% | 26% | 26% | 26% | 26% | 26% | 26% | 26% | 26% | 26% | 26% | 26% | 26% | 26% | 26% | 26% | 26% | 26% | 26% | 26% | 26% | 26% | 26% | 26%
Commercial_Other Health_New_Food Preparation_Natural Gas_Broiler_E3_Baseline Forecast | Commercial | Other Health | New | Food Preparation | Natural Gas | Broiler | E3 |  | Baseline Forecast | bar: 2019 to 2051
Commercial_Other Health_New_Food Preparation_Natural Gas_Broiler_E4_Baseline Forecast | Commercial | Other Health | New | Food Preparation | Natural Gas | Broiler | E4 |  | Baseline Forecast | bar: 2019 to 2051
Commercial_Other Health_New_Food Preparation_Natural Gas_Broiler_E5_Baseline Forecast | Commercial | Other Health | New | Food Preparation | Natural Gas | Broiler | E5 |  | Baseline Forecast | bar: 2019 to 2051
Commercial_Other Health_New_Food Preparation_Natural Gas_Broiler_E6_Baseline Forecast | Commercial | Other Health | New | Food Preparation | Natural Gas | Broiler | E6 |  | Baseline Forecast | bar: 2019 to 2051
Commercial_Other Health_New_Food Preparation_Natural Gas_Broiler_E7_Baseline Forecast | Commercial | Other Health | New | Food Preparation | Natural Gas | Broiler | E7 |  | Baseline Forecast | bar: 2019 to 2051
Commercial_Other Health_New_Food Preparation_Natural Gas_Broiler_E8_Baseline Forecast | Commercial | Other Health | New | Food Preparation | Natural Gas | Broiler | E8 |  | Baseline Forecast | bar: 2019 to 2051
Commercial_Other Health_New_Food Preparation_Natural Gas_Broiler_E9_Baseline Forecast | Commercial | Other Health | New | Food Preparation | Natural Gas | Broiler | E9 |  | Baseline Forecast | bar: 2019 to 2051
Commercial_Other Health_New_Food Preparation_Natural Gas_Broiler_E10_Baseline Forecast | Commercial | Other Health | New | Food Preparation | Natural Gas | Broiler | E10 |  | Baseline Forecast | bar: 2019 to 2051
Commercial_Other Health_New_Food Preparation_Natural Gas_Griddle_E1_Baseline Forecast | Commercial | Other Health | New | Food Preparation | Natural Gas | Griddle | E1 | Standard | Baseline Forecast | 71% | 71% | 71% | 71% | 71% | 71% | 71% | 71% | 71% | 71% | 71% | 71% | 71% | 71% | 71% | 71% | 71% | 71% | 71% | 71% | 71% | 71% | 71% | 71% | 71% | 71% | 71% | 71% | 71% | 71% | 71% | 71% | 71%
Commercial_Other Health_New_Food Preparation_Natural Gas_Griddle_E2_Baseline Forecast | Commercial | Other Health | New | Food Preparation | Natural Gas | Griddle | E2 | ENERGY STAR | Baseline Forecast | 29% | 29% | 29% | 29% | 29% | 29% | 29% | 29% | 29% | 29% | 29% | 29% | 29% | 29% | 29% | 29% | 29% | 29% | 29% | 29% | 29% | 29% | 29% | 29% | 29% | 29% | 29% | 29% | 29% | 29% | 29% | 29% | 29%
Commercial_Other Health_New_Food Preparation_Natural Gas_Griddle_E3_Baseline Forecast | Commercial | Other Health | New | Food Preparation | Natural Gas | Griddle | E3 |  | Baseline Forecast | bar: 2019 to 2051
Commercial_Other Health_New_Food Preparation_Natural Gas_Griddle_E4_Baseline Forecast | Commercial | Other Health | New | Food Preparation | Natural Gas | Griddle | E4 |  | Baseline Forecast | bar: 2019 to 2051
Commercial_Other Health_New_Food Preparation_Natural Gas_Griddle_E5_Baseline Forecast | Commercial | Other Health | New | Food Preparation | Natural Gas | Griddle | E5 |  | Baseline Forecast | bar: 2019 to 2051
Commercial_Other Health_New_Food Preparation_Natural Gas_Griddle_E6_Baseline Forecast | Commercial | Other Health | New | Food Preparation | Natural Gas | Griddle | E6 |  | Baseline Forecast | bar: 2019 to 2051
Commercial_Other Health_New_Food Preparation_Natural Gas_Griddle_E7_Baseline Forecast | Commercial | Other Health | New | Food Preparation | Natural Gas | Griddle | E7 |  | Baseline Forecast | bar: 2019 to 2051
Commercial_Other Health_New_Food Preparation_Natural Gas_Griddle_E8_Baseline Forecast | Commercial | Other Health | New | Food Preparation | Natural Gas | Griddle | E8 |  | Baseline Forecast | bar: 2019 to 2051
Commercial_Other Health_New_Food Preparation_Natural Gas_Griddle_E9_Baseline Forecast | Commercial | Other Health | New | Food Preparation | Natural Gas | Griddle | E9 |  | Baseline Forecast | bar: 2019 to 2051
Commercial_Other Health_New_Food Preparation_Natural Gas_Griddle_E10_Baseline Forecast | Commercial | Other Health | New | Food Preparation | Natural Gas | Griddle | E10 |  | Baseline Forecast | bar: 2019 to 2051
Commercial_Other Health_New_Food Preparation_Natural Gas_Range_E1_Baseline Forecast | Commercial | Other Health | New | Food Preparation | Natural Gas | Range | E1 | Standard | Baseline Forecast | 41% | 41% | 41% | 41% | 41% | 41% | 41% | 41% | 41% | 41% | 41% | 41% | 41% | 41% | 41% | 41% | 41% | 41% | 41% | 41% | 41% | 41% | 41% | 41% | 41% | 41% | 41% | 41% | 41% | 41% | 41% | 41% | 41%
Commercial_Other Health_New_Food Preparation_Natural Gas_Range_E2_Baseline Forecast | Commercial | Other Health | New | Food Preparation | Natural Gas | Range | E2 | High Efficiency | Baseline Forecast | 59% | 59% | 59% | 59% | 59% | 59% | 59% | 59% | 59% | 59% | 59% | 59% | 59% | 59% | 59% | 59% | 59% | 59% | 59% | 59% | 59% | 59% | 59% | 59% | 59% | 59% | 59% | 59% | 59% | 59% | 59% | 59% | 59%
Commercial_Other Health_New_Food Preparation_Natural Gas_Range_E3_Baseline Forecast | Commercial | Other Health | New | Food Preparation | Natural Gas | Range | E3 |  | Baseline Forecast | bar: 2019 to 2051
Commercial_Other Health_New_Food Preparation_Natural Gas_Range_E4_Baseline Forecast | Commercial | Other Health | New | Food Preparation | Natural Gas | Range | E4 |  | Baseline Forecast | bar: 2019 to 2051
Commercial_Other Health_New_Food Preparation_Natural Gas_Range_E5_Baseline Forecast | Commercial | Other Health | New | Food Preparation | Natural Gas | Range | E5 |  | Baseline Forecast | bar: 2019 to 2051
Commercial_Other Health_New_Food Preparation_Natural Gas_Range_E6_Baseline Forecast | Commercial | Other Health | New | Food Preparation | Natural Gas | Range | E6 |  | Baseline Forecast | bar: 2019 to 2051
Commercial_Other Health_New_Food Preparation_Natural Gas_Range_E7_Baseline Forecast | Commercial | Other Health | New | Food Preparation | Natural Gas | Range | E7 |  | Baseline Forecast | bar: 2019 to 2051
Commercial_Other Health_New_Food Preparation_Natural Gas_Range_E8_Baseline Forecast | Commercial | Other Health | New | Food Preparation | Natural Gas | Range | E8 |  | Baseline Forecast | bar: 2019 to 2051
Commercial_Other Health_New_Food Preparation_Natural Gas_Range_E9_Baseline Forecast | Commercial | Other Health | New | Food Preparation | Natural Gas | Range | E9 |  | Baseline Forecast | bar: 2019 to 2051
Commercial_Other Health_New_Food Preparation_Natural Gas_Range_E10_Baseline Forecast | Commercial | Other Health | New | Food Preparation | Natural Gas | Range | E10 |  | Baseline Forecast | bar: 2019 to 2051
Commercial_Other Health_New_Food Preparation_Natural Gas_Steamer_E1_Baseline Forecast | Commercial | Other Health | New | Food Preparation | Natural Gas | Steamer | E1 | Standard | Baseline Forecast | 50% | 50% | 50% | 0% | 0% | 0% | 0% | 0% | 0% | 0% | 0% | 0% | 0% | 0% | 0% | 0% | 0% | 0% | 0% | 0% | 0% | 0% | 0% | 0% | 0% | 0% | 0% | 0% | 0% | 0% | 0% | 0% | 0%
Commercial_Other Health_New_Food Preparation_Natural Gas_Steamer_E2_Baseline Forecast | Commercial | Other Health | New | Food Preparation | Natural Gas | Steamer | E2 | ENERGY STAR | Baseline Forecast | 50% | 50% | 50% | 100% | 100% | 100% | 100% | 100% | 100% | 100% | 100% | 100% | 100% | 100% | 100% | 100% | 100% | 100% | 100% | 100% | 100% | 100% | 100% | 100% | 100% | 100% | 100% | 100% | 100% | 100% | 100% | 100% | 100%
Commercial_Other Health_New_Food Preparation_Natural Gas_Steamer_E3_Baseline Forecast | Commercial | Other Health | New | Food Preparation | Natural Gas | Steamer | E3 |  | Baseline Forecast | bar: 2019 to 2051
Commercial_Other Health_New_Food Preparation_Natural Gas_Steamer_E4_Baseline Forecast | Commercial | Other Health | New | Food Preparation | Natural Gas | Steamer | E4 |  | Baseline Forecast | bar: 2019 to 2051
Commercial_Other Health_New_Food Preparation_Natural Gas_Steamer_E5_Baseline Forecast | Commercial | Other Health | New | Food Preparation | Natural Gas | Steamer | E5 |  | Baseline Forecast | bar: 2019 to 2051
Commercial_Other Health_New_Food Preparation_Natural Gas_Steamer_E6_Baseline Forecast | Commercial | Other Health | New | Food Preparation | Natural Gas | Steamer | E6 |  | Baseline Forecast | bar: 2019 to 2051
Commercial_Other Health_New_Food Preparation_Natural Gas_Steamer_E7_Baseline Forecast | Commercial | Other Health | New | Food Preparation | Natural Gas | Steamer | E7 |  | Baseline Forecast | bar: 2019 to 2051
Commercial_Other Health_New_Food Preparation_Natural Gas_Steamer_E8_Baseline Forecast | Commercial | Other Health | New | Food Preparation | Natural Gas | Steamer | E8 |  | Baseline Forecast | bar: 2019 to 2051
Commercial_Other Health_New_Food Preparation_Natural Gas_Steamer_E9_Baseline Forecast | Commercial | Other Health | New | Food Preparation | Natural Gas | Steamer | E9 |  | Baseline Forecast | bar: 2019 to 2051
Commercial_Other Health_New_Food Preparation_Natural Gas_Steamer_E10_Baseline Forecast | Commercial | Other Health | New | Food Preparation | Natural Gas | Steamer | E10 |  | Baseline Forecast | bar: 2019 to 2051
Commercial_Other Health_New_Food Preparation_Natural Gas_Food Prep Other_E1_Baseline Forecast | Commercial | Other Health | New | Food Preparation | Natural Gas | Food Prep Other | E1 | Standard | Baseline Forecast | 74% | 74% | 74% | 74% | 74% | 74% | 74% | 74% | 74% | 74% | 74% | 74% | 74% | 74% | 74% | 74% | 74% | 74% | 74% | 74% | 74% | 74% | 74% | 74% | 74% | 74% | 74% | 74% | 74% | 74% | 74% | 74% | 74%
Commercial_Other Health_New_Food Preparation_Natural Gas_Food Prep Other_E2_Baseline Forecast | Commercial | Other Health | New | Food Preparation | Natural Gas | Food Prep Other | E2 | ENERGY STAR | Baseline Forecast | 26% | 26% | 26% | 26% | 26% | 26% | 26% | 26% | 26% | 26% | 26% | 26% | 26% | 26% | 26% | 26% | 26% | 26% | 26% | 26% | 26% | 26% | 26% | 26% | 26% | 26% | 26% | 26% | 26% | 26% | 26% | 26% | 26%
Commercial_Other Health_New_Food Preparation_Natural Gas_Food Prep Other_E3_Baseline Forecast | Commercial | Other Health | New | Food Preparation | Natural Gas | Food Prep Other | E3 |  | Baseline Forecast | bar: 2019 to 2051
Commercial_Other Health_New_Food Preparation_Natural Gas_Food Prep Other_E4_Baseline Forecast | Commercial | Other Health | New | Food Preparation | Natural Gas | Food Prep Other | E4 |  | Baseline Forecast | bar: 2019 to 2051
Commercial_Other Health_New_Food Preparation_Natural Gas_Food Prep Other_E5_Baseline Forecast | Commercial | Other Health | New | Food Preparation | Natural Gas | Food Prep Other | E5 |  | Baseline Forecast | bar: 2019 to 2051
Commercial_Other Health_New_Food Preparation_Natural Gas_Food Prep Other_E6_Baseline Forecast | Commercial | Other Health | New | Food Preparation | Natural Gas | Food Prep Other | E6 |  | Baseline Forecast | bar: 2019 to 2051
Commercial_Other Health_New_Food Preparation_Natural Gas_Food Prep Other_E7_Baseline Forecast | Commercial | Other Health | New | Food Preparation | Natural Gas | Food Prep Other | E7 |  | Baseline Forecast | bar: 2019 to 2051
Commercial_Other Health_New_Food Preparation_Natural Gas_Food Prep Other_E8_Baseline Forecast | Commercial | Other Health | New | Food Preparation | Natural Gas | Food Prep Other | E8 |  | Baseline Forecast | bar: 2019 to 2051
Commercial_Other Health_New_Food Preparation_Natural Gas_Food Prep Other_E9_Baseline Forecast | Commercial | Other Health | New | Food Preparation | Natural Gas | Food Prep Other | E9 |  | Baseline Forecast | bar: 2019 to 2051
Commercial_Other Health_New_Food Preparation_Natural Gas_Food Prep Other_E10_Baseline Forecast | Commercial | Other Health | New | Food Preparation | Natural Gas | Food Prep Other | E10 |  | Baseline Forecast | bar: 2019 to 2051
Commercial_Other Health_New_Miscellaneous_Natural Gas_Pool Heater_E1_Baseline Forecast | Commercial | Other Health | New | Miscellaneous | Natural Gas | Pool Heater | E1 | Standard (EF .78) | Baseline Forecast | 90% | 90% | 90% | 90% | 90% | 90% | 90% | 90% | 90% | 90% | 90% | 90% | 90% | 90% | 90% | 90% | 90% | 90% | 90% | 90% | 90% | 90% | 90% | 90% | 90% | 90% | 90% | 90% | 90% | 90% | 90% | 90% | 90%
Commercial_Other Health_New_Miscellaneous_Natural Gas_Pool Heater_E2_Baseline Forecast | Commercial | Other Health | New | Miscellaneous | Natural Gas | Pool Heater | E2 | Condensing (EF .90) | Baseline Forecast | 10% | 10% | 10% | 10% | 10% | 10% | 10% | 10% | 10% | 10% | 10% | 10% | 10% | 10% | 10% | 10% | 10% | 10% | 10% | 10% | 10% | 10% | 10% | 10% | 10% | 10% | 10% | 10% | 10% | 10% | 10% | 10% | 10%
Commercial_Other Health_New_Miscellaneous_Natural Gas_Pool Heater_E3_Baseline Forecast | Commercial | Other Health | New | Miscellaneous | Natural Gas | Pool Heater | E3 |  | Baseline Forecast | bar: 2019 to 2051
Commercial_Other Health_New_Miscellaneous_Natural Gas_Pool Heater_E4_Baseline Forecast | Commercial | Other Health | New | Miscellaneous | Natural Gas | Pool Heater | E4 |  | Baseline Forecast | bar: 2019 to 2051
Commercial_Other Health_New_Miscellaneous_Natural Gas_Pool Heater_E5_Baseline Forecast | Commercial | Other Health | New | Miscellaneous | Natural Gas | Pool Heater | E5 |  | Baseline Forecast | bar: 2019 to 2051
Commercial_Other Health_New_Miscellaneous_Natural Gas_Pool Heater_E6_Baseline Forecast | Commercial | Other Health | New | Miscellaneous | Natural Gas | Pool Heater | E6 |  | Baseline Forecast | bar: 2019 to 2051
Commercial_Other Health_New_Miscellaneous_Natural Gas_Pool Heater_E7_Baseline Forecast | Commercial | Other Health | New | Miscellaneous | Natural Gas | Pool Heater | E7 |  | Baseline Forecast | bar: 2019 to 2051
Commercial_Other Health_New_Miscellaneous_Natural Gas_Pool Heater_E8_Baseline Forecast | Commercial | Other Health | New | Miscellaneous | Natural Gas | Pool Heater | E8 |  | Baseline Forecast | bar: 2019 to 2051
Commercial_Other Health_New_Miscellaneous_Natural Gas_Pool Heater_E9_Baseline Forecast | Commercial | Other Health | New | Miscellaneous | Natural Gas | Pool Heater | E9 |  | Baseline Forecast | bar: 2019 to 2051
Commercial_Other Health_New_Miscellaneous_Natural Gas_Pool Heater_E10_Baseline Forecast | Commercial | Other Health | New | Miscellaneous | Natural Gas | Pool Heater | E10 |  | Baseline Forecast | bar: 2019 to 2051
Commercial_Other Health_New_Miscellaneous_Natural Gas_Miscellaneous_E1_Baseline Forecast | Commercial | Other Health | New | Miscellaneous | Natural Gas | Miscellaneous | E1 | Miscellaneous | Baseline Forecast | 100% | 100% | 100% | 100% | 100% | 100% | 100% | 100% | 100% | 100% | 100% | 100% | 100% | 100% | 100% | 100% | 100% | 100% | 100% | 100% | 100% | 100% | 100% | 100% | 100% | 100% | 100% | 100% | 100% | 100% | 100% | 100% | 100%
Commercial_Other Health_New_Miscellaneous_Natural Gas_Miscellaneous_E2_Baseline Forecast | Commercial | Other Health | New | Miscellaneous | Natural Gas | Miscellaneous | E2 |  | Baseline Forecast | bar: 2019 to 2051
Commercial_Other Health_New_Miscellaneous_Natural Gas_Miscellaneous_E3_Baseline Forecast | Commercial | Other Health | New | Miscellaneous | Natural Gas | Miscellaneous | E3 |  | Baseline Forecast | bar: 2019 to 2051
Commercial_Other Health_New_Miscellaneous_Natural Gas_Miscellaneous_E4_Baseline Forecast | Commercial | Other Health | New | Miscellaneous | Natural Gas | Miscellaneous | E4 |  | Baseline Forecast | bar: 2019 to 2051
Commercial_Other Health_New_Miscellaneous_Natural Gas_Miscellaneous_E5_Baseline Forecast | Commercial | Other Health | New | Miscellaneous | Natural Gas | Miscellaneous | E5 |  | Baseline Forecast | bar: 2019 to 2051
Commercial_Other Health_New_Miscellaneous_Natural Gas_Miscellaneous_E6_Baseline Forecast | Commercial | Other Health | New | Miscellaneous | Natural Gas | Miscellaneous | E6 |  | Baseline Forecast | bar: 2019 to 2051
Commercial_Other Health_New_Miscellaneous_Natural Gas_Miscellaneous_E7_Baseline Forecast | Commercial | Other Health | New | Miscellaneous | Natural Gas | Miscellaneous | E7 |  | Baseline Forecast | bar: 2019 to 2051
Commercial_Other Health_New_Miscellaneous_Natural Gas_Miscellaneous_E8_Baseline Forecast | Commercial | Other Health | New | Miscellaneous | Natural Gas | Miscellaneous | E8 |  | Baseline Forecast | bar: 2019 to 2051
Commercial_Other Health_New_Miscellaneous_Natural Gas_Miscellaneous_E9_Baseline Forecast | Commercial | Other Health | New | Miscellaneous | Natural Gas | Miscellaneous | E9 |  | Baseline Forecast | bar: 2019 to 2051
Commercial_Other Health_New_Miscellaneous_Natural Gas_Miscellaneous_E10_Baseline Forecast | Commercial | Other Health | New | Miscellaneous | Natural Gas | Miscellaneous | E10 |  | Baseline Forecast | bar: 2019 to 2051
Commercial_Lodging_Existing_Space Heating_Natural Gas_Furnace_E1_Baseline Forecast | Commercial | Lodging | Existing | Space Heating | Natural Gas | Furnace | E1 | AFUE 80% (Standard) | Baseline Forecast | 100% | 100% | 100% | 100% | 100% | 100% | 100% | 100% | 98.01% | 89.24% | 98.07% | 98.09% | 98.12% | 98.15% | 97.73% | 97.76% | 97.77% | 97.77% | 97.77% | 97.77% | 97.77% | 97.77% | 97.77% | 97.77% | 97.77% | 97.77% | 97.77% | 97.77% | 97.77% | 97.77% | 97.77% | 97.77% | 97.77%
Commercial_Lodging_Existing_Space Heating_Natural Gas_Furnace_E2_Baseline Forecast | Commercial | Lodging | Existing | Space Heating | Natural Gas | Furnace | E2 | AFUE 90% | Baseline Forecast | 0% | 0% | 0% | 0% | 0% | 0% | 0% | 0% | 1.985% | 10.76% | 1.932% | 1.907% | 1.882% | 1.85% | 2.272% | 2.244% | 2.225% | 2.225% | 2.225% | 2.225% | 2.225% | 2.225% | 2.225% | 2.225% | 2.225% | 2.225% | 2.225% | 2.225% | 2.225% | 2.225% | 2.225% | 2.225% | 2.225%
Commercial_Lodging_Existing_Space Heating_Natural Gas_Furnace_E3_Baseline Forecast | Commercial | Lodging | Existing | Space Heating | Natural Gas | Furnace | E3 | AFUE 96% | Baseline Forecast | bar: 2019 to 2051
Commercial_Lodging_Existing_Space Heating_Natural Gas_Furnace_E4_Baseline Forecast | Commercial | Lodging | Existing | Space Heating | Natural Gas | Furnace | E4 | Convert to NG Air Source Heat Pump | Baseline Forecast | bar: 2019 to 2051
Commercial_Lodging_Existing_Space Heating_Natural Gas_Furnace_E5_Baseline Forecast | Commercial | Lodging | Existing | Space Heating | Natural Gas | Furnace | E5 |  | Baseline Forecast | bar: 2019 to 2051
Commercial_Lodging_Existing_Space Heating_Natural Gas_Furnace_E6_Baseline Forecast | Commercial | Lodging | Existing | Space Heating | Natural Gas | Furnace | E6 |  | Baseline Forecast | bar: 2019 to 2051
Commercial_Lodging_Existing_Space Heating_Natural Gas_Furnace_E7_Baseline Forecast | Commercial | Lodging | Existing | Space Heating | Natural Gas | Furnace | E7 |  | Baseline Forecast | bar: 2019 to 2051
Commercial_Lodging_Existing_Space Heating_Natural Gas_Furnace_E8_Baseline Forecast | Commercial | Lodging | Existing | Space Heating | Natural Gas | Furnace | E8 |  | Baseline Forecast | bar: 2019 to 2051
Commercial_Lodging_Existing_Space Heating_Natural Gas_Furnace_E9_Baseline Forecast | Commercial | Lodging | Existing | Space Heating | Natural Gas | Furnace | E9 |  | Baseline Forecast | bar: 2019 to 2051
Commercial_Lodging_Existing_Space Heating_Natural Gas_Furnace_E10_Baseline Forecast | Commercial | Lodging | Existing | Space Heating | Natural Gas | Furnace | E10 |  | Baseline Forecast | bar: 2019 to 2051
Commercial_Lodging_Existing_Space Heating_Natural Gas_Boiler_E1_Baseline Forecast | Commercial | Lodging | Existing | Space Heating | Natural Gas | Boiler | E1 | AFUE 80% (Standard) | Baseline Forecast | 52.38% | 52.38% | 52.38% | 54.1% | 54.1% | 54.1% | 54.1% | 54.1% | 54.1% | 49.55% | 49.55% | 49.55% | 49.55% | 56.7% | 56.7% | 56.7% | 56.7% | 56.7% | 56.7% | 56.7% | 56.7% | 56.7% | 56.7% | 56.7% | 56.7% | 56.7% | 56.7% | 56.7% | 56.7% | 56.7% | 56.7% | 56.7% | 56.7%
Commercial_Lodging_Existing_Space Heating_Natural Gas_Boiler_E2_Baseline Forecast | Commercial | Lodging | Existing | Space Heating | Natural Gas | Boiler | E2 | AFUE 85% | Baseline Forecast | bar: 2019 to 2051
Commercial_Lodging_Existing_Space Heating_Natural Gas_Boiler_E3_Baseline Forecast | Commercial | Lodging | Existing | Space Heating | Natural Gas | Boiler | E3 | AFUE 97% | Baseline Forecast | 47.62% | 47.62% | 47.62% | 45.9% | 45.9% | 45.9% | 45.9% | 45.9% | 45.9% | 50.45% | 50.45% | 50.45% | 50.45% | 43.3% | 43.3% | 43.3% | 43.3% | 43.3% | 43.3% | 43.3% | 43.3% | 43.3% | 43.3% | 43.3% | 43.3% | 43.3% | 43.3% | 43.3% | 43.3% | 43.3% | 43.3% | 43.3% | 43.3%
Commercial_Lodging_Existing_Space Heating_Natural Gas_Boiler_E4_Baseline Forecast | Commercial | Lodging | Existing | Space Heating | Natural Gas | Boiler | E4 | Convert to NG Air Source Heat Pump | Baseline Forecast | bar: 2019 to 2051
Commercial_Lodging_Existing_Space Heating_Natural Gas_Boiler_E5_Baseline Forecast | Commercial | Lodging | Existing | Space Heating | Natural Gas | Boiler | E5 |  | Baseline Forecast | bar: 2019 to 2051
Commercial_Lodging_Existing_Space Heating_Natural Gas_Boiler_E6_Baseline Forecast | Commercial | Lodging | Existing | Space Heating | Natural Gas | Boiler | E6 |  | Baseline Forecast | bar: 2019 to 2051
Commercial_Lodging_Existing_Space Heating_Natural Gas_Boiler_E7_Baseline Forecast | Commercial | Lodging | Existing | Space Heating | Natural Gas | Boiler | E7 |  | Baseline Forecast | bar: 2019 to 2051
Commercial_Lodging_Existing_Space Heating_Natural Gas_Boiler_E8_Baseline Forecast | Commercial | Lodging | Existing | Space Heating | Natural Gas | Boiler | E8 |  | Baseline Forecast | bar: 2019 to 2051
Commercial_Lodging_Existing_Space Heating_Natural Gas_Boiler_E9_Baseline Forecast | Commercial | Lodging | Existing | Space Heating | Natural Gas | Boiler | E9 |  | Baseline Forecast | bar: 2019 to 2051
Commercial_Lodging_Existing_Space Heating_Natural Gas_Boiler_E10_Baseline Forecast | Commercial | Lodging | Existing | Space Heating | Natural Gas | Boiler | E10 |  | Baseline Forecast | bar: 2019 to 2051
Commercial_Lodging_Existing_Space Heating_Natural Gas_Unit Heater_E1_Baseline Forecast | Commercial | Lodging | Existing | Space Heating | Natural Gas | Unit Heater | E1 | Standard | Baseline Forecast | 100% | 100% | 100% | 100% | 100% | 100% | 100% | 100% | 100% | 100% | 100% | 100% | 100% | 100% | 100% | 100% | 100% | 100% | 100% | 100% | 100% | 100% | 100% | 100% | 100% | 100% | 100% | 100% | 100% | 100% | 100% | 100% | 100%
Commercial_Lodging_Existing_Space Heating_Natural Gas_Unit Heater_E2_Baseline Forecast | Commercial | Lodging | Existing | Space Heating | Natural Gas | Unit Heater | E2 | Condensing | Baseline Forecast | bar: 2019 to 2051
Commercial_Lodging_Existing_Space Heating_Natural Gas_Unit Heater_E3_Baseline Forecast | Commercial | Lodging | Existing | Space Heating | Natural Gas | Unit Heater | E3 | Infrared Radiant | Baseline Forecast | bar: 2019 to 2051
Commercial_Lodging_Existing_Space Heating_Natural Gas_Unit Heater_E4_Baseline Forecast | Commercial | Lodging | Existing | Space Heating | Natural Gas | Unit Heater | E4 |  | Baseline Forecast | bar: 2019 to 2051
Commercial_Lodging_Existing_Space Heating_Natural Gas_Unit Heater_E5_Baseline Forecast | Commercial | Lodging | Existing | Space Heating | Natural Gas | Unit Heater | E5 |  | Baseline Forecast | bar: 2019 to 2051
Commercial_Lodging_Existing_Space Heating_Natural Gas_Unit Heater_E6_Baseline Forecast | Commercial | Lodging | Existing | Space Heating | Natural Gas | Unit Heater | E6 |  | Baseline Forecast | bar: 2019 to 2051
Commercial_Lodging_Existing_Space Heating_Natural Gas_Unit Heater_E7_Baseline Forecast | Commercial | Lodging | Existing | Space Heating | Natural Gas | Unit Heater | E7 |  | Baseline Forecast | bar: 2019 to 2051
Commercial_Lodging_Existing_Space Heating_Natural Gas_Unit Heater_E8_Baseline Forecast | Commercial | Lodging | Existing | Space Heating | Natural Gas | Unit Heater | E8 |  | Baseline Forecast | bar: 2019 to 2051
Commercial_Lodging_Existing_Space Heating_Natural Gas_Unit Heater_E9_Baseline Forecast | Commercial | Lodging | Existing | Space Heating | Natural Gas | Unit Heater | E9 |  | Baseline Forecast | bar: 2019 to 2051
Commercial_Lodging_Existing_Space Heating_Natural Gas_Unit Heater_E10_Baseline Forecast | Commercial | Lodging | Existing | Space Heating | Natural Gas | Unit Heater | E10 |  | Baseline Forecast | bar: 2019 to 2051
Commercial_Lodging_Existing_Water Heating_Natural Gas_Water Heater_E1_Baseline Forecast | Commercial | Lodging | Existing | Water Heating | Natural Gas | Water Heater | E1 | TE 80% | Baseline Forecast | bar: 2019 to 2051
Commercial_Lodging_Existing_Water Heating_Natural Gas_Water Heater_E2_Baseline Forecast | Commercial | Lodging | Existing | Water Heating | Natural Gas | Water Heater | E2 | TE 81% | Baseline Forecast | 100% | 100% | 100% | 100% | 100% | 100% | 100% | 100% | 100% | 100% | 100% | 100% | 100% | 100% | 100% | 100% | 100% | 100% | 100% | 100% | 100% | 100% | 100% | 100% | 100% | 100% | 100% | 100% | 100% | 100% | 100% | 100% | 100%
Commercial_Lodging_Existing_Water Heating_Natural Gas_Water Heater_E3_Baseline Forecast | Commercial | Lodging | Existing | Water Heating | Natural Gas | Water Heater | E3 | TE 88% | Baseline Forecast | bar: 2019 to 2051
Commercial_Lodging_Existing_Water Heating_Natural Gas_Water Heater_E4_Baseline Forecast | Commercial | Lodging | Existing | Water Heating | Natural Gas | Water Heater | E4 | TE 94% | Baseline Forecast | bar: 2019 to 2051
Commercial_Lodging_Existing_Water Heating_Natural Gas_Water Heater_E5_Baseline Forecast | Commercial | Lodging | Existing | Water Heating | Natural Gas | Water Heater | E5 | TE 96% | Baseline Forecast | bar: 2019 to 2051
Commercial_Lodging_Existing_Water Heating_Natural Gas_Water Heater_E6_Baseline Forecast | Commercial | Lodging | Existing | Water Heating | Natural Gas | Water Heater | E6 | Tankless | Baseline Forecast | bar: 2019 to 2051
Commercial_Lodging_Existing_Water Heating_Natural Gas_Water Heater_E7_Baseline Forecast | Commercial | Lodging | Existing | Water Heating | Natural Gas | Water Heater | E7 | Gas-Fired Absorption HPWH | Baseline Forecast | bar: 2019 to 2051
Commercial_Lodging_Existing_Water Heating_Natural Gas_Water Heater_E8_Baseline Forecast | Commercial | Lodging | Existing | Water Heating | Natural Gas | Water Heater | E8 |  | Baseline Forecast | bar: 2019 to 2051
Commercial_Lodging_Existing_Water Heating_Natural Gas_Water Heater_E9_Baseline Forecast | Commercial | Lodging | Existing | Water Heating | Natural Gas | Water Heater | E9 |  | Baseline Forecast | bar: 2019 to 2051
Commercial_Lodging_Existing_Water Heating_Natural Gas_Water Heater_E10_Baseline Forecast | Commercial | Lodging | Existing | Water Heating | Natural Gas | Water Heater | E10 |  | Baseline Forecast | bar: 2019 to 2051
Commercial_Lodging_Existing_Food Preparation_Natural Gas_Oven_E1_Baseline Forecast | Commercial | Lodging | Existing | Food Preparation | Natural Gas | Oven | E1 | Standard | Baseline Forecast | 41% | 41% | 41% | 41% | 41% | 41% | 41% | 41% | 41% | 41% | 41% | 41% | 41% | 41% | 41% | 41% | 41% | 41% | 41% | 41% | 41% | 41% | 41% | 41% | 41% | 41% | 41% | 41% | 41% | 41% | 41% | 41% | 41%
Commercial_Lodging_Existing_Food Preparation_Natural Gas_Oven_E2_Baseline Forecast | Commercial | Lodging | Existing | Food Preparation | Natural Gas | Oven | E2 | ENERGY STAR (>44% Baking Efficiency) | Baseline Forecast | 59% | 59% | 59% | 59% | 59% | 59% | 59% | 59% | 59% | 59% | 59% | 59% | 59% | 59% | 59% | 59% | 59% | 59% | 59% | 59% | 59% | 59% | 59% | 59% | 59% | 59% | 59% | 59% | 59% | 59% | 59% | 59% | 59%
Commercial_Lodging_Existing_Food Preparation_Natural Gas_Oven_E3_Baseline Forecast | Commercial | Lodging | Existing | Food Preparation | Natural Gas | Oven | E3 |  | Baseline Forecast | bar: 2019 to 2051
Commercial_Lodging_Existing_Food Preparation_Natural Gas_Oven_E4_Baseline Forecast | Commercial | Lodging | Existing | Food Preparation | Natural Gas | Oven | E4 |  | Baseline Forecast | bar: 2019 to 2051
Commercial_Lodging_Existing_Food Preparation_Natural Gas_Oven_E5_Baseline Forecast | Commercial | Lodging | Existing | Food Preparation | Natural Gas | Oven | E5 |  | Baseline Forecast | bar: 2019 to 2051
Commercial_Lodging_Existing_Food Preparation_Natural Gas_Oven_E6_Baseline Forecast | Commercial | Lodging | Existing | Food Preparation | Natural Gas | Oven | E6 |  | Baseline Forecast | bar: 2019 to 2051
Commercial_Lodging_Existing_Food Preparation_Natural Gas_Oven_E7_Baseline Forecast | Commercial | Lodging | Existing | Food Preparation | Natural Gas | Oven | E7 |  | Baseline Forecast | bar: 2019 to 2051
Commercial_Lodging_Existing_Food Preparation_Natural Gas_Oven_E8_Baseline Forecast | Commercial | Lodging | Existing | Food Preparation | Natural Gas | Oven | E8 |  | Baseline Forecast | bar: 2019 to 2051
Commercial_Lodging_Existing_Food Preparation_Natural Gas_Oven_E9_Baseline Forecast | Commercial | Lodging | Existing | Food Preparation | Natural Gas | Oven | E9 |  | Baseline Forecast | bar: 2019 to 2051
Commercial_Lodging_Existing_Food Preparation_Natural Gas_Oven_E10_Baseline Forecast | Commercial | Lodging | Existing | Food Preparation | Natural Gas | Oven | E10 |  | Baseline Forecast | bar: 2019 to 2051
Commercial_Lodging_Existing_Food Preparation_Natural Gas_Conveyor Oven_E1_Baseline Forecast | Commercial | Lodging | Existing | Food Preparation | Natural Gas | Conveyor Oven | E1 | Standard | Baseline Forecast | 41% | 41% | 41% | 41% | 41% | 41% | 41% | 41% | 41% | 41% | 41% | 41% | 41% | 41% | 41% | 41% | 41% | 41% | 41% | 41% | 41% | 41% | 41% | 41% | 41% | 41% | 41% | 41% | 41% | 41% | 41% | 41% | 41%
Commercial_Lodging_Existing_Food Preparation_Natural Gas_Conveyor Oven_E2_Baseline Forecast | Commercial | Lodging | Existing | Food Preparation | Natural Gas | Conveyor Oven | E2 | Efficient (>44% Baking Efficiency) | Baseline Forecast | 59% | 59% | 59% | 59% | 59% | 59% | 59% | 59% | 59% | 59% | 59% | 59% | 59% | 59% | 59% | 59% | 59% | 59% | 59% | 59% | 59% | 59% | 59% | 59% | 59% | 59% | 59% | 59% | 59% | 59% | 59% | 59% | 59%
Commercial_Lodging_Existing_Food Preparation_Natural Gas_Conveyor Oven_E3_Baseline Forecast | Commercial | Lodging | Existing | Food Preparation | Natural Gas | Conveyor Oven | E3 |  | Baseline Forecast | bar: 2019 to 2051
Commercial_Lodging_Existing_Food Preparation_Natural Gas_Conveyor Oven_E4_Baseline Forecast | Commercial | Lodging | Existing | Food Preparation | Natural Gas | Conveyor Oven | E4 |  | Baseline Forecast | bar: 2019 to 2051
Commercial_Lodging_Existing_Food Preparation_Natural Gas_Conveyor Oven_E5_Baseline Forecast | Commercial | Lodging | Existing | Food Preparation | Natural Gas | Conveyor Oven | E5 |  | Baseline Forecast | bar: 2019 to 2051
Commercial_Lodging_Existing_Food Preparation_Natural Gas_Conveyor Oven_E6_Baseline Forecast | Commercial | Lodging | Existing | Food Preparation | Natural Gas | Conveyor Oven | E6 |  | Baseline Forecast | bar: 2019 to 2051
Commercial_Lodging_Existing_Food Preparation_Natural Gas_Conveyor Oven_E7_Baseline Forecast | Commercial | Lodging | Existing | Food Preparation | Natural Gas | Conveyor Oven | E7 |  | Baseline Forecast | bar: 2019 to 2051
Commercial_Lodging_Existing_Food Preparation_Natural Gas_Conveyor Oven_E8_Baseline Forecast | Commercial | Lodging | Existing | Food Preparation | Natural Gas | Conveyor Oven | E8 |  | Baseline Forecast | bar: 2019 to 2051
Commercial_Lodging_Existing_Food Preparation_Natural Gas_Conveyor Oven_E9_Baseline Forecast | Commercial | Lodging | Existing | Food Preparation | Natural Gas | Conveyor Oven | E9 |  | Baseline Forecast | bar: 2019 to 2051
Commercial_Lodging_Existing_Food Preparation_Natural Gas_Conveyor Oven_E10_Baseline Forecast | Commercial | Lodging | Existing | Food Preparation | Natural Gas | Conveyor Oven | E10 |  | Baseline Forecast | bar: 2019 to 2051
Commercial_Lodging_Existing_Food Preparation_Natural Gas_Double Rack Oven_E1_Baseline Forecast | Commercial | Lodging | Existing | Food Preparation | Natural Gas | Double Rack Oven | E1 | Standard | Baseline Forecast | 41% | 41% | 41% | 41% | 41% | 41% | 41% | 41% | 41% | 41% | 41% | 41% | 41% | 41% | 41% | 41% | 41% | 41% | 41% | 41% | 41% | 41% | 41% | 41% | 41% | 41% | 41% | 41% | 41% | 41% | 41% | 41% | 41%
Commercial_Lodging_Existing_Food Preparation_Natural Gas_Double Rack Oven_E2_Baseline Forecast | Commercial | Lodging | Existing | Food Preparation | Natural Gas | Double Rack Oven | E2 | FTSC Qualified (>50% Cooking Efficiency) | Baseline Forecast | 59% | 59% | 59% | 59% | 59% | 59% | 59% | 59% | 59% | 59% | 59% | 59% | 59% | 59% | 59% | 59% | 59% | 59% | 59% | 59% | 59% | 59% | 59% | 59% | 59% | 59% | 59% | 59% | 59% | 59% | 59% | 59% | 59%
Commercial_Lodging_Existing_Food Preparation_Natural Gas_Double Rack Oven_E3_Baseline Forecast | Commercial | Lodging | Existing | Food Preparation | Natural Gas | Double Rack Oven | E3 |  | Baseline Forecast | bar: 2019 to 2051
Commercial_Lodging_Existing_Food Preparation_Natural Gas_Double Rack Oven_E4_Baseline Forecast | Commercial | Lodging | Existing | Food Preparation | Natural Gas | Double Rack Oven | E4 |  | Baseline Forecast | bar: 2019 to 2051
Commercial_Lodging_Existing_Food Preparation_Natural Gas_Double Rack Oven_E5_Baseline Forecast | Commercial | Lodging | Existing | Food Preparation | Natural Gas | Double Rack Oven | E5 |  | Baseline Forecast | bar: 2019 to 2051
Commercial_Lodging_Existing_Food Preparation_Natural Gas_Double Rack Oven_E6_Baseline Forecast | Commercial | Lodging | Existing | Food Preparation | Natural Gas | Double Rack Oven | E6 |  | Baseline Forecast | bar: 2019 to 2051
Commercial_Lodging_Existing_Food Preparation_Natural Gas_Double Rack Oven_E7_Baseline Forecast | Commercial | Lodging | Existing | Food Preparation | Natural Gas | Double Rack Oven | E7 |  | Baseline Forecast | bar: 2019 to 2051
Commercial_Lodging_Existing_Food Preparation_Natural Gas_Double Rack Oven_E8_Baseline Forecast | Commercial | Lodging | Existing | Food Preparation | Natural Gas | Double Rack Oven | E8 |  | Baseline Forecast | bar: 2019 to 2051
Commercial_Lodging_Existing_Food Preparation_Natural Gas_Double Rack Oven_E9_Baseline Forecast | Commercial | Lodging | Existing | Food Preparation | Natural Gas | Double Rack Oven | E9 |  | Baseline Forecast | bar: 2019 to 2051
Commercial_Lodging_Existing_Food Preparation_Natural Gas_Double Rack Oven_E10_Baseline Forecast | Commercial | Lodging | Existing | Food Preparation | Natural Gas | Double Rack Oven | E10 |  | Baseline Forecast | bar: 2019 to 2051
Commercial_Lodging_Existing_Food Preparation_Natural Gas_Fryer_E1_Baseline Forecast | Commercial | Lodging | Existing | Food Preparation | Natural Gas | Fryer | E1 | Standard | Baseline Forecast | 74% | 74% | 74% | 0% | 0% | 0% | 0% | 0% | 0% | 0% | 0% | 0% | 0% | 0% | 0% | 0% | 0% | 0% | 0% | 0% | 0% | 0% | 0% | 0% | 0% | 0% | 0% | 0% | 0% | 0% | 0% | 0% | 0%
Commercial_Lodging_Existing_Food Preparation_Natural Gas_Fryer_E2_Baseline Forecast | Commercial | Lodging | Existing | Food Preparation | Natural Gas | Fryer | E2 | ENERGY STAR | Baseline Forecast | 26% | 26% | 26% | 100% | 100% | 100% | 100% | 100% | 100% | 100% | 100% | 100% | 100% | 100% | 100% | 100% | 100% | 100% | 100% | 100% | 100% | 100% | 100% | 100% | 100% | 100% | 100% | 100% | 100% | 100% | 100% | 100% | 100%
Commercial_Lodging_Existing_Food Preparation_Natural Gas_Fryer_E3_Baseline Forecast | Commercial | Lodging | Existing | Food Preparation | Natural Gas | Fryer | E3 |  | Baseline Forecast | bar: 2019 to 2051
Commercial_Lodging_Existing_Food Preparation_Natural Gas_Fryer_E4_Baseline Forecast | Commercial | Lodging | Existing | Food Preparation | Natural Gas | Fryer | E4 |  | Baseline Forecast | bar: 2019 to 2051
Commercial_Lodging_Existing_Food Preparation_Natural Gas_Fryer_E5_Baseline Forecast | Commercial | Lodging | Existing | Food Preparation | Natural Gas | Fryer | E5 |  | Baseline Forecast | bar: 2019 to 2051
Commercial_Lodging_Existing_Food Preparation_Natural Gas_Fryer_E6_Baseline Forecast | Commercial | Lodging | Existing | Food Preparation | Natural Gas | Fryer | E6 |  | Baseline Forecast | bar: 2019 to 2051
Commercial_Lodging_Existing_Food Preparation_Natural Gas_Fryer_E7_Baseline Forecast | Commercial | Lodging | Existing | Food Preparation | Natural Gas | Fryer | E7 |  | Baseline Forecast | bar: 2019 to 2051
Commercial_Lodging_Existing_Food Preparation_Natural Gas_Fryer_E8_Baseline Forecast | Commercial | Lodging | Existing | Food Preparation | Natural Gas | Fryer | E8 |  | Baseline Forecast | bar: 2019 to 2051
Commercial_Lodging_Existing_Food Preparation_Natural Gas_Fryer_E9_Baseline Forecast | Commercial | Lodging | Existing | Food Preparation | Natural Gas | Fryer | E9 |  | Baseline Forecast | bar: 2019 to 2051
Commercial_Lodging_Existing_Food Preparation_Natural Gas_Fryer_E10_Baseline Forecast | Commercial | Lodging | Existing | Food Preparation | Natural Gas | Fryer | E10 |  | Baseline Forecast | bar: 2019 to 2051
Commercial_Lodging_Existing_Food Preparation_Natural Gas_Broiler_E1_Baseline Forecast | Commercial | Lodging | Existing | Food Preparation | Natural Gas | Broiler | E1 | Standard | Baseline Forecast | 74% | 74% | 74% | 74% | 74% | 74% | 74% | 74% | 74% | 74% | 74% | 74% | 74% | 74% | 74% | 74% | 74% | 74% | 74% | 74% | 74% | 74% | 74% | 74% | 74% | 74% | 74% | 74% | 74% | 74% | 74% | 74% | 74%
Commercial_Lodging_Existing_Food Preparation_Natural Gas_Broiler_E2_Baseline Forecast | Commercial | Lodging | Existing | Food Preparation | Natural Gas | Broiler | E2 | Infrared Burners | Baseline Forecast | 26% | 26% | 26% | 26% | 26% | 26% | 26% | 26% | 26% | 26% | 26% | 26% | 26% | 26% | 26% | 26% | 26% | 26% | 26% | 26% | 26% | 26% | 26% | 26% | 26% | 26% | 26% | 26% | 26% | 26% | 26% | 26% | 26%
Commercial_Lodging_Existing_Food Preparation_Natural Gas_Broiler_E3_Baseline Forecast | Commercial | Lodging | Existing | Food Preparation | Natural Gas | Broiler | E3 |  | Baseline Forecast | bar: 2019 to 2051
Commercial_Lodging_Existing_Food Preparation_Natural Gas_Broiler_E4_Baseline Forecast | Commercial | Lodging | Existing | Food Preparation | Natural Gas | Broiler | E4 |  | Baseline Forecast | bar: 2019 to 2051
Commercial_Lodging_Existing_Food Preparation_Natural Gas_Broiler_E5_Baseline Forecast | Commercial | Lodging | Existing | Food Preparation | Natural Gas | Broiler | E5 |  | Baseline Forecast | bar: 2019 to 2051
Commercial_Lodging_Existing_Food Preparation_Natural Gas_Broiler_E6_Baseline Forecast | Commercial | Lodging | Existing | Food Preparation | Natural Gas | Broiler | E6 |  | Baseline Forecast | bar: 2019 to 2051
Commercial_Lodging_Existing_Food Preparation_Natural Gas_Broiler_E7_Baseline Forecast | Commercial | Lodging | Existing | Food Preparation | Natural Gas | Broiler | E7 |  | Baseline Forecast | bar: 2019 to 2051
Commercial_Lodging_Existing_Food Preparation_Natural Gas_Broiler_E8_Baseline Forecast | Commercial | Lodging | Existing | Food Preparation | Natural Gas | Broiler | E8 |  | Baseline Forecast | bar: 2019 to 2051
Commercial_Lodging_Existing_Food Preparation_Natural Gas_Broiler_E9_Baseline Forecast | Commercial | Lodging | Existing | Food Preparation | Natural Gas | Broiler | E9 |  | Baseline Forecast | bar: 2019 to 2051
Commercial_Lodging_Existing_Food Preparation_Natural Gas_Broiler_E10_Baseline Forecast | Commercial | Lodging | Existing | Food Preparation | Natural Gas | Broiler | E10 |  | Baseline Forecast | bar: 2019 to 2051
Commercial_Lodging_Existing_Food Preparation_Natural Gas_Griddle_E1_Baseline Forecast | Commercial | Lodging | Existing | Food Preparation | Natural Gas | Griddle | E1 | Standard | Baseline Forecast | 71% | 71% | 71% | 71% | 71% | 71% | 71% | 71% | 71% | 71% | 71% | 71% | 71% | 71% | 71% | 71% | 71% | 71% | 71% | 71% | 71% | 71% | 71% | 71% | 71% | 71% | 71% | 71% | 71% | 71% | 71% | 71% | 71%
Commercial_Lodging_Existing_Food Preparation_Natural Gas_Griddle_E2_Baseline Forecast | Commercial | Lodging | Existing | Food Preparation | Natural Gas | Griddle | E2 | ENERGY STAR | Baseline Forecast | 29% | 29% | 29% | 29% | 29% | 29% | 29% | 29% | 29% | 29% | 29% | 29% | 29% | 29% | 29% | 29% | 29% | 29% | 29% | 29% | 29% | 29% | 29% | 29% | 29% | 29% | 29% | 29% | 29% | 29% | 29% | 29% | 29%
Commercial_Lodging_Existing_Food Preparation_Natural Gas_Griddle_E3_Baseline Forecast | Commercial | Lodging | Existing | Food Preparation | Natural Gas | Griddle | E3 |  | Baseline Forecast | bar: 2019 to 2051
Commercial_Lodging_Existing_Food Preparation_Natural Gas_Griddle_E4_Baseline Forecast | Commercial | Lodging | Existing | Food Preparation | Natural Gas | Griddle | E4 |  | Baseline Forecast | bar: 2019 to 2051
Commercial_Lodging_Existing_Food Preparation_Natural Gas_Griddle_E5_Baseline Forecast | Commercial | Lodging | Existing | Food Preparation | Natural Gas | Griddle | E5 |  | Baseline Forecast | bar: 2019 to 2051
Commercial_Lodging_Existing_Food Preparation_Natural Gas_Griddle_E6_Baseline Forecast | Commercial | Lodging | Existing | Food Preparation | Natural Gas | Griddle | E6 |  | Baseline Forecast | bar: 2019 to 2051
Commercial_Lodging_Existing_Food Preparation_Natural Gas_Griddle_E7_Baseline Forecast | Commercial | Lodging | Existing | Food Preparation | Natural Gas | Griddle | E7 |  | Baseline Forecast | bar: 2019 to 2051
Commercial_Lodging_Existing_Food Preparation_Natural Gas_Griddle_E8_Baseline Forecast | Commercial | Lodging | Existing | Food Preparation | Natural Gas | Griddle | E8 |  | Baseline Forecast | bar: 2019 to 2051
Commercial_Lodging_Existing_Food Preparation_Natural Gas_Griddle_E9_Baseline Forecast | Commercial | Lodging | Existing | Food Preparation | Natural Gas | Griddle | E9 |  | Baseline Forecast | bar: 2019 to 2051
Commercial_Lodging_Existing_Food Preparation_Natural Gas_Griddle_E10_Baseline Forecast | Commercial | Lodging | Existing | Food Preparation | Natural Gas | Griddle | E10 |  | Baseline Forecast | bar: 2019 to 2051
Commercial_Lodging_Existing_Food Preparation_Natural Gas_Range_E1_Baseline Forecast | Commercial | Lodging | Existing | Food Preparation | Natural Gas | Range | E1 | Standard | Baseline Forecast | 41% | 41% | 41% | 41% | 41% | 41% | 41% | 41% | 41% | 41% | 41% | 41% | 41% | 41% | 41% | 41% | 41% | 41% | 41% | 41% | 41% | 41% | 41% | 41% | 41% | 41% | 41% | 41% | 41% | 41% | 41% | 41% | 41%
Commercial_Lodging_Existing_Food Preparation_Natural Gas_Range_E2_Baseline Forecast | Commercial | Lodging | Existing | Food Preparation | Natural Gas | Range | E2 | High Efficiency | Baseline Forecast | 59% | 59% | 59% | 59% | 59% | 59% | 59% | 59% | 59% | 59% | 59% | 59% | 59% | 59% | 59% | 59% | 59% | 59% | 59% | 59% | 59% | 59% | 59% | 59% | 59% | 59% | 59% | 59% | 59% | 59% | 59% | 59% | 59%
Commercial_Lodging_Existing_Food Preparation_Natural Gas_Range_E3_Baseline Forecast | Commercial | Lodging | Existing | Food Preparation | Natural Gas | Range | E3 |  | Baseline Forecast | bar: 2019 to 2051
Commercial_Lodging_Existing_Food Preparation_Natural Gas_Range_E4_Baseline Forecast | Commercial | Lodging | Existing | Food Preparation | Natural Gas | Range | E4 |  | Baseline Forecast | bar: 2019 to 2051
Commercial_Lodging_Existing_Food Preparation_Natural Gas_Range_E5_Baseline Forecast | Commercial | Lodging | Existing | Food Preparation | Natural Gas | Range | E5 |  | Baseline Forecast | bar: 2019 to 2051
Commercial_Lodging_Existing_Food Preparation_Natural Gas_Range_E6_Baseline Forecast | Commercial | Lodging | Existing | Food Preparation | Natural Gas | Range | E6 |  | Baseline Forecast | bar: 2019 to 2051
Commercial_Lodging_Existing_Food Preparation_Natural Gas_Range_E7_Baseline Forecast | Commercial | Lodging | Existing | Food Preparation | Natural Gas | Range | E7 |  | Baseline Forecast | bar: 2019 to 2051
Commercial_Lodging_Existing_Food Preparation_Natural Gas_Range_E8_Baseline Forecast | Commercial | Lodging | Existing | Food Preparation | Natural Gas | Range | E8 |  | Baseline Forecast | bar: 2019 to 2051
Commercial_Lodging_Existing_Food Preparation_Natural Gas_Range_E9_Baseline Forecast | Commercial | Lodging | Existing | Food Preparation | Natural Gas | Range | E9 |  | Baseline Forecast | bar: 2019 to 2051
Commercial_Lodging_Existing_Food Preparation_Natural Gas_Range_E10_Baseline Forecast | Commercial | Lodging | Existing | Food Preparation | Natural Gas | Range | E10 |  | Baseline Forecast | bar: 2019 to 2051
Commercial_Lodging_Existing_Food Preparation_Natural Gas_Steamer_E1_Baseline Forecast | Commercial | Lodging | Existing | Food Preparation | Natural Gas | Steamer | E1 | Standard | Baseline Forecast | 50% | 50% | 50% | 0% | 0% | 0% | 0% | 0% | 0% | 0% | 0% | 0% | 0% | 0% | 0% | 0% | 0% | 0% | 0% | 0% | 0% | 0% | 0% | 0% | 0% | 0% | 0% | 0% | 0% | 0% | 0% | 0% | 0%
Commercial_Lodging_Existing_Food Preparation_Natural Gas_Steamer_E2_Baseline Forecast | Commercial | Lodging | Existing | Food Preparation | Natural Gas | Steamer | E2 | ENERGY STAR | Baseline Forecast | 50% | 50% | 50% | 100% | 100% | 100% | 100% | 100% | 100% | 100% | 100% | 100% | 100% | 100% | 100% | 100% | 100% | 100% | 100% | 100% | 100% | 100% | 100% | 100% | 100% | 100% | 100% | 100% | 100% | 100% | 100% | 100% | 100%
Commercial_Lodging_Existing_Food Preparation_Natural Gas_Steamer_E3_Baseline Forecast | Commercial | Lodging | Existing | Food Preparation | Natural Gas | Steamer | E3 |  | Baseline Forecast | bar: 2019 to 2051
Commercial_Lodging_Existing_Food Preparation_Natural Gas_Steamer_E4_Baseline Forecast | Commercial | Lodging | Existing | Food Preparation | Natural Gas | Steamer | E4 |  | Baseline Forecast | bar: 2019 to 2051
Commercial_Lodging_Existing_Food Preparation_Natural Gas_Steamer_E5_Baseline Forecast | Commercial | Lodging | Existing | Food Preparation | Natural Gas | Steamer | E5 |  | Baseline Forecast | bar: 2019 to 2051
Commercial_Lodging_Existing_Food Preparation_Natural Gas_Steamer_E6_Baseline Forecast | Commercial | Lodging | Existing | Food Preparation | Natural Gas | Steamer | E6 |  | Baseline Forecast | bar: 2019 to 2051
Commercial_Lodging_Existing_Food Preparation_Natural Gas_Steamer_E7_Baseline Forecast | Commercial | Lodging | Existing | Food Preparation | Natural Gas | Steamer | E7 |  | Baseline Forecast | bar: 2019 to 2051
Commercial_Lodging_Existing_Food Preparation_Natural Gas_Steamer_E8_Baseline Forecast | Commercial | Lodging | Existing | Food Preparation | Natural Gas | Steamer | E8 |  | Baseline Forecast | bar: 2019 to 2051
Commercial_Lodging_Existing_Food Preparation_Natural Gas_Steamer_E9_Baseline Forecast | Commercial | Lodging | Existing | Food Preparation | Natural Gas | Steamer | E9 |  | Baseline Forecast | bar: 2019 to 2051
Commercial_Lodging_Existing_Food Preparation_Natural Gas_Steamer_E10_Baseline Forecast | Commercial | Lodging | Existing | Food Preparation | Natural Gas | Steamer | E10 |  | Baseline Forecast | bar: 2019 to 2051
Commercial_Lodging_Existing_Food Preparation_Natural Gas_Food Prep Other_E1_Baseline Forecast | Commercial | Lodging | Existing | Food Preparation | Natural Gas | Food Prep Other | E1 | Standard | Baseline Forecast | 74% | 74% | 74% | 74% | 74% | 74% | 74% | 74% | 74% | 74% | 74% | 74% | 74% | 74% | 74% | 74% | 74% | 74% | 74% | 74% | 74% | 74% | 74% | 74% | 74% | 74% | 74% | 74% | 74% | 74% | 74% | 74% | 74%
Commercial_Lodging_Existing_Food Preparation_Natural Gas_Food Prep Other_E2_Baseline Forecast | Commercial | Lodging | Existing | Food Preparation | Natural Gas | Food Prep Other | E2 | ENERGY STAR | Baseline Forecast | 26% | 26% | 26% | 26% | 26% | 26% | 26% | 26% | 26% | 26% | 26% | 26% | 26% | 26% | 26% | 26% | 26% | 26% | 26% | 26% | 26% | 26% | 26% | 26% | 26% | 26% | 26% | 26% | 26% | 26% | 26% | 26% | 26%
Commercial_Lodging_Existing_Food Preparation_Natural Gas_Food Prep Other_E3_Baseline Forecast | Commercial | Lodging | Existing | Food Preparation | Natural Gas | Food Prep Other | E3 |  | Baseline Forecast | bar: 2019 to 2051
Commercial_Lodging_Existing_Food Preparation_Natural Gas_Food Prep Other_E4_Baseline Forecast | Commercial | Lodging | Existing | Food Preparation | Natural Gas | Food Prep Other | E4 |  | Baseline Forecast | bar: 2019 to 2051
Commercial_Lodging_Existing_Food Preparation_Natural Gas_Food Prep Other_E5_Baseline Forecast | Commercial | Lodging | Existing | Food Preparation | Natural Gas | Food Prep Other | E5 |  | Baseline Forecast | bar: 2019 to 2051
Commercial_Lodging_Existing_Food Preparation_Natural Gas_Food Prep Other_E6_Baseline Forecast | Commercial | Lodging | Existing | Food Preparation | Natural Gas | Food Prep Other | E6 |  | Baseline Forecast | bar: 2019 to 2051
Commercial_Lodging_Existing_Food Preparation_Natural Gas_Food Prep Other_E7_Baseline Forecast | Commercial | Lodging | Existing | Food Preparation | Natural Gas | Food Prep Other | E7 |  | Baseline Forecast | bar: 2019 to 2051
Commercial_Lodging_Existing_Food Preparation_Natural Gas_Food Prep Other_E8_Baseline Forecast | Commercial | Lodging | Existing | Food Preparation | Natural Gas | Food Prep Other | E8 |  | Baseline Forecast | bar: 2019 to 2051
Commercial_Lodging_Existing_Food Preparation_Natural Gas_Food Prep Other_E9_Baseline Forecast | Commercial | Lodging | Existing | Food Preparation | Natural Gas | Food Prep Other | E9 |  | Baseline Forecast | bar: 2019 to 2051
Commercial_Lodging_Existing_Food Preparation_Natural Gas_Food Prep Other_E10_Baseline Forecast | Commercial | Lodging | Existing | Food Preparation | Natural Gas | Food Prep Other | E10 |  | Baseline Forecast | bar: 2019 to 2051
Commercial_Lodging_Existing_Miscellaneous_Natural Gas_Pool Heater_E1_Baseline Forecast | Commercial | Lodging | Existing | Miscellaneous | Natural Gas | Pool Heater | E1 | Standard (EF .78) | Baseline Forecast | 90% | 90% | 90% | 90% | 90% | 90% | 90% | 90% | 90% | 90% | 90% | 90% | 90% | 90% | 90% | 90% | 90% | 90% | 90% | 90% | 90% | 90% | 90% | 90% | 90% | 90% | 90% | 90% | 90% | 90% | 90% | 90% | 90%
Commercial_Lodging_Existing_Miscellaneous_Natural Gas_Pool Heater_E2_Baseline Forecast | Commercial | Lodging | Existing | Miscellaneous | Natural Gas | Pool Heater | E2 | Condensing (EF .90) | Baseline Forecast | 10% | 10% | 10% | 10% | 10% | 10% | 10% | 10% | 10% | 10% | 10% | 10% | 10% | 10% | 10% | 10% | 10% | 10% | 10% | 10% | 10% | 10% | 10% | 10% | 10% | 10% | 10% | 10% | 10% | 10% | 10% | 10% | 10%
Commercial_Lodging_Existing_Miscellaneous_Natural Gas_Pool Heater_E3_Baseline Forecast | Commercial | Lodging | Existing | Miscellaneous | Natural Gas | Pool Heater | E3 |  | Baseline Forecast | bar: 2019 to 2051
Commercial_Lodging_Existing_Miscellaneous_Natural Gas_Pool Heater_E4_Baseline Forecast | Commercial | Lodging | Existing | Miscellaneous | Natural Gas | Pool Heater | E4 |  | Baseline Forecast | bar: 2019 to 2051
Commercial_Lodging_Existing_Miscellaneous_Natural Gas_Pool Heater_E5_Baseline Forecast | Commercial | Lodging | Existing | Miscellaneous | Natural Gas | Pool Heater | E5 |  | Baseline Forecast | bar: 2019 to 2051
Commercial_Lodging_Existing_Miscellaneous_Natural Gas_Pool Heater_E6_Baseline Forecast | Commercial | Lodging | Existing | Miscellaneous | Natural Gas | Pool Heater | E6 |  | Baseline Forecast | bar: 2019 to 2051
Commercial_Lodging_Existing_Miscellaneous_Natural Gas_Pool Heater_E7_Baseline Forecast | Commercial | Lodging | Existing | Miscellaneous | Natural Gas | Pool Heater | E7 |  | Baseline Forecast | bar: 2019 to 2051
Commercial_Lodging_Existing_Miscellaneous_Natural Gas_Pool Heater_E8_Baseline Forecast | Commercial | Lodging | Existing | Miscellaneous | Natural Gas | Pool Heater | E8 |  | Baseline Forecast | bar: 2019 to 2051
Commercial_Lodging_Existing_Miscellaneous_Natural Gas_Pool Heater_E9_Baseline Forecast | Commercial | Lodging | Existing | Miscellaneous | Natural Gas | Pool Heater | E9 |  | Baseline Forecast | bar: 2019 to 2051
Commercial_Lodging_Existing_Miscellaneous_Natural Gas_Pool Heater_E10_Baseline Forecast | Commercial | Lodging | Existing | Miscellaneous | Natural Gas | Pool Heater | E10 |  | Baseline Forecast | bar: 2019 to 2051
Commercial_Lodging_Existing_Miscellaneous_Natural Gas_Miscellaneous_E1_Baseline Forecast | Commercial | Lodging | Existing | Miscellaneous | Natural Gas | Miscellaneous | E1 | Miscellaneous | Baseline Forecast | 100% | 100% | 100% | 100% | 100% | 100% | 100% | 100% | 100% | 100% | 100% | 100% | 100% | 100% | 100% | 100% | 100% | 100% | 100% | 100% | 100% | 100% | 100% | 100% | 100% | 100% | 100% | 100% | 100% | 100% | 100% | 100% | 100%
Commercial_Lodging_Existing_Miscellaneous_Natural Gas_Miscellaneous_E2_Baseline Forecast | Commercial | Lodging | Existing | Miscellaneous | Natural Gas | Miscellaneous | E2 |  | Baseline Forecast | bar: 2019 to 2051
Commercial_Lodging_Existing_Miscellaneous_Natural Gas_Miscellaneous_E3_Baseline Forecast | Commercial | Lodging | Existing | Miscellaneous | Natural Gas | Miscellaneous | E3 |  | Baseline Forecast | bar: 2019 to 2051
Commercial_Lodging_Existing_Miscellaneous_Natural Gas_Miscellaneous_E4_Baseline Forecast | Commercial | Lodging | Existing | Miscellaneous | Natural Gas | Miscellaneous | E4 |  | Baseline Forecast | bar: 2019 to 2051
Commercial_Lodging_Existing_Miscellaneous_Natural Gas_Miscellaneous_E5_Baseline Forecast | Commercial | Lodging | Existing | Miscellaneous | Natural Gas | Miscellaneous | E5 |  | Baseline Forecast | bar: 2019 to 2051
Commercial_Lodging_Existing_Miscellaneous_Natural Gas_Miscellaneous_E6_Baseline Forecast | Commercial | Lodging | Existing | Miscellaneous | Natural Gas | Miscellaneous | E6 |  | Baseline Forecast | bar: 2019 to 2051
Commercial_Lodging_Existing_Miscellaneous_Natural Gas_Miscellaneous_E7_Baseline Forecast | Commercial | Lodging | Existing | Miscellaneous | Natural Gas | Miscellaneous | E7 |  | Baseline Forecast | bar: 2019 to 2051
Commercial_Lodging_Existing_Miscellaneous_Natural Gas_Miscellaneous_E8_Baseline Forecast | Commercial | Lodging | Existing | Miscellaneous | Natural Gas | Miscellaneous | E8 |  | Baseline Forecast | bar: 2019 to 2051
Commercial_Lodging_Existing_Miscellaneous_Natural Gas_Miscellaneous_E9_Baseline Forecast | Commercial | Lodging | Existing | Miscellaneous | Natural Gas | Miscellaneous | E9 |  | Baseline Forecast | bar: 2019 to 2051
Commercial_Lodging_Existing_Miscellaneous_Natural Gas_Miscellaneous_E10_Baseline Forecast | Commercial | Lodging | Existing | Miscellaneous | Natural Gas | Miscellaneous | E10 |  | Baseline Forecast | bar: 2019 to 2051
Commercial_Lodging_New_Space Heating_Natural Gas_Furnace_E1_Baseline Forecast | Commercial | Lodging | New | Space Heating | Natural Gas | Furnace | E1 | AFUE 80% (Standard) | Baseline Forecast | 100% | 100% | 100% | 100% | 100% | 100% | 100% | 100% | 97.52% | 97.55% | 97.58% | 97.61% | 97.61% | 97.66% | 97.66% | 97.66% | 97.68% | 97.68% | 97.68% | 97.68% | 97.68% | 97.68% | 97.68% | 97.68% | 97.68% | 97.68% | 97.68% | 97.68% | 97.68% | 97.68% | 97.68% | 97.68% | 97.68%
Commercial_Lodging_New_Space Heating_Natural Gas_Furnace_E2_Baseline Forecast | Commercial | Lodging | New | Space Heating | Natural Gas | Furnace | E2 | AFUE 90% | Baseline Forecast | 0% | 0% | 0% | 0% | 0% | 0% | 0% | 0% | 2.476% | 2.449% | 2.419% | 2.394% | 2.394% | 2.341% | 2.341% | 2.341% | 2.317% | 2.317% | 2.317% | 2.317% | 2.317% | 2.317% | 2.317% | 2.317% | 2.317% | 2.317% | 2.317% | 2.317% | 2.317% | 2.317% | 2.317% | 2.317% | 2.317%
Commercial_Lodging_New_Space Heating_Natural Gas_Furnace_E3_Baseline Forecast | Commercial | Lodging | New | Space Heating | Natural Gas | Furnace | E3 | AFUE 96% | Baseline Forecast | bar: 2019 to 2051
Commercial_Lodging_New_Space Heating_Natural Gas_Furnace_E4_Baseline Forecast | Commercial | Lodging | New | Space Heating | Natural Gas | Furnace | E4 | Convert to NG Air Source Heat Pump | Baseline Forecast | bar: 2019 to 2051
Commercial_Lodging_New_Space Heating_Natural Gas_Furnace_E5_Baseline Forecast | Commercial | Lodging | New | Space Heating | Natural Gas | Furnace | E5 |  | Baseline Forecast | bar: 2019 to 2051
Commercial_Lodging_New_Space Heating_Natural Gas_Furnace_E6_Baseline Forecast | Commercial | Lodging | New | Space Heating | Natural Gas | Furnace | E6 |  | Baseline Forecast | bar: 2019 to 2051
Commercial_Lodging_New_Space Heating_Natural Gas_Furnace_E7_Baseline Forecast | Commercial | Lodging | New | Space Heating | Natural Gas | Furnace | E7 |  | Baseline Forecast | bar: 2019 to 2051
Commercial_Lodging_New_Space Heating_Natural Gas_Furnace_E8_Baseline Forecast | Commercial | Lodging | New | Space Heating | Natural Gas | Furnace | E8 |  | Baseline Forecast | bar: 2019 to 2051
Commercial_Lodging_New_Space Heating_Natural Gas_Furnace_E9_Baseline Forecast | Commercial | Lodging | New | Space Heating | Natural Gas | Furnace | E9 |  | Baseline Forecast | bar: 2019 to 2051
Commercial_Lodging_New_Space Heating_Natural Gas_Furnace_E10_Baseline Forecast | Commercial | Lodging | New | Space Heating | Natural Gas | Furnace | E10 |  | Baseline Forecast | bar: 2019 to 2051
Commercial_Lodging_New_Space Heating_Natural Gas_Boiler_E1_Baseline Forecast | Commercial | Lodging | New | Space Heating | Natural Gas | Boiler | E1 | AFUE 80% (Standard) | Baseline Forecast | 61.11% | 61.11% | 61.11% | 61.11% | 61.11% | 61.11% | 61.11% | 61.11% | 44% | 44% | 44% | 44% | 44% | 44% | 44% | 44% | 44% | 44% | 44% | 44% | 44% | 44% | 44% | 44% | 44% | 44% | 44% | 44% | 44% | 44% | 44% | 44% | 44%
Commercial_Lodging_New_Space Heating_Natural Gas_Boiler_E2_Baseline Forecast | Commercial | Lodging | New | Space Heating | Natural Gas | Boiler | E2 | AFUE 85% | Baseline Forecast | bar: 2019 to 2051
Commercial_Lodging_New_Space Heating_Natural Gas_Boiler_E3_Baseline Forecast | Commercial | Lodging | New | Space Heating | Natural Gas | Boiler | E3 | AFUE 97% | Baseline Forecast | 38.89% | 38.89% | 38.89% | 38.89% | 38.89% | 38.89% | 38.89% | 38.89% | 56% | 56% | 56% | 56% | 56% | 56% | 56% | 56% | 56% | 56% | 56% | 56% | 56% | 56% | 56% | 56% | 56% | 56% | 56% | 56% | 56% | 56% | 56% | 56% | 56%
Commercial_Lodging_New_Space Heating_Natural Gas_Boiler_E4_Baseline Forecast | Commercial | Lodging | New | Space Heating | Natural Gas | Boiler | E4 | Convert to NG Air Source Heat Pump | Baseline Forecast | bar: 2019 to 2051
Commercial_Lodging_New_Space Heating_Natural Gas_Boiler_E5_Baseline Forecast | Commercial | Lodging | New | Space Heating | Natural Gas | Boiler | E5 |  | Baseline Forecast | bar: 2019 to 2051
Commercial_Lodging_New_Space Heating_Natural Gas_Boiler_E6_Baseline Forecast | Commercial | Lodging | New | Space Heating | Natural Gas | Boiler | E6 |  | Baseline Forecast | bar: 2019 to 2051
Commercial_Lodging_New_Space Heating_Natural Gas_Boiler_E7_Baseline Forecast | Commercial | Lodging | New | Space Heating | Natural Gas | Boiler | E7 |  | Baseline Forecast | bar: 2019 to 2051
Commercial_Lodging_New_Space Heating_Natural Gas_Boiler_E8_Baseline Forecast | Commercial | Lodging | New | Space Heating | Natural Gas | Boiler | E8 |  | Baseline Forecast | bar: 2019 to 2051
Commercial_Lodging_New_Space Heating_Natural Gas_Boiler_E9_Baseline Forecast | Commercial | Lodging | New | Space Heating | Natural Gas | Boiler | E9 |  | Baseline Forecast | bar: 2019 to 2051
Commercial_Lodging_New_Space Heating_Natural Gas_Boiler_E10_Baseline Forecast | Commercial | Lodging | New | Space Heating | Natural Gas | Boiler | E10 |  | Baseline Forecast | bar: 2019 to 2051
Commercial_Lodging_New_Space Heating_Natural Gas_Unit Heater_E1_Baseline Forecast | Commercial | Lodging | New | Space Heating | Natural Gas | Unit Heater | E1 | Standard | Baseline Forecast | 100% | 100% | 100% | 100% | 100% | 100% | 100% | 100% | 100% | 100% | 100% | 100% | 100% | 100% | 100% | 100% | 100% | 100% | 100% | 100% | 100% | 100% | 100% | 100% | 100% | 100% | 100% | 100% | 100% | 100% | 100% | 100% | 100%
Commercial_Lodging_New_Space Heating_Natural Gas_Unit Heater_E2_Baseline Forecast | Commercial | Lodging | New | Space Heating | Natural Gas | Unit Heater | E2 | Condensing | Baseline Forecast | bar: 2019 to 2051
Commercial_Lodging_New_Space Heating_Natural Gas_Unit Heater_E3_Baseline Forecast | Commercial | Lodging | New | Space Heating | Natural Gas | Unit Heater | E3 | Infrared Radiant | Baseline Forecast | bar: 2019 to 2051
Commercial_Lodging_New_Space Heating_Natural Gas_Unit Heater_E4_Baseline Forecast | Commercial | Lodging | New | Space Heating | Natural Gas | Unit Heater | E4 |  | Baseline Forecast | bar: 2019 to 2051
Commercial_Lodging_New_Space Heating_Natural Gas_Unit Heater_E5_Baseline Forecast | Commercial | Lodging | New | Space Heating | Natural Gas | Unit Heater | E5 |  | Baseline Forecast | bar: 2019 to 2051
Commercial_Lodging_New_Space Heating_Natural Gas_Unit Heater_E6_Baseline Forecast | Commercial | Lodging | New | Space Heating | Natural Gas | Unit Heater | E6 |  | Baseline Forecast | bar: 2019 to 2051
Commercial_Lodging_New_Space Heating_Natural Gas_Unit Heater_E7_Baseline Forecast | Commercial | Lodging | New | Space Heating | Natural Gas | Unit Heater | E7 |  | Baseline Forecast | bar: 2019 to 2051
Commercial_Lodging_New_Space Heating_Natural Gas_Unit Heater_E8_Baseline Forecast | Commercial | Lodging | New | Space Heating | Natural Gas | Unit Heater | E8 |  | Baseline Forecast | bar: 2019 to 2051
Commercial_Lodging_New_Space Heating_Natural Gas_Unit Heater_E9_Baseline Forecast | Commercial | Lodging | New | Space Heating | Natural Gas | Unit Heater | E9 |  | Baseline Forecast | bar: 2019 to 2051
Commercial_Lodging_New_Space Heating_Natural Gas_Unit Heater_E10_Baseline Forecast | Commercial | Lodging | New | Space Heating | Natural Gas | Unit Heater | E10 |  | Baseline Forecast | bar: 2019 to 2051
Commercial_Lodging_New_Water Heating_Natural Gas_Water Heater_E1_Baseline Forecast | Commercial | Lodging | New | Water Heating | Natural Gas | Water Heater | E1 | TE 80% | Baseline Forecast | bar: 2019 to 2051
Commercial_Lodging_New_Water Heating_Natural Gas_Water Heater_E2_Baseline Forecast | Commercial | Lodging | New | Water Heating | Natural Gas | Water Heater | E2 | TE 81% | Baseline Forecast | 100% | 100% | 100% | 100% | 100% | 100% | 100% | 100% | 100% | 100% | 100% | 100% | 100% | 100% | 100% | 100% | 100% | 100% | 100% | 100% | 100% | 100% | 100% | 100% | 100% | 100% | 100% | 100% | 100% | 100% | 100% | 100% | 100%
Commercial_Lodging_New_Water Heating_Natural Gas_Water Heater_E3_Baseline Forecast | Commercial | Lodging | New | Water Heating | Natural Gas | Water Heater | E3 | TE 88% | Baseline Forecast | bar: 2019 to 2051
Commercial_Lodging_New_Water Heating_Natural Gas_Water Heater_E4_Baseline Forecast | Commercial | Lodging | New | Water Heating | Natural Gas | Water Heater | E4 | TE 94% | Baseline Forecast | bar: 2019 to 2051
Commercial_Lodging_New_Water Heating_Natural Gas_Water Heater_E5_Baseline Forecast | Commercial | Lodging | New | Water Heating | Natural Gas | Water Heater | E5 | TE 96% | Baseline Forecast | bar: 2019 to 2051
Commercial_Lodging_New_Water Heating_Natural Gas_Water Heater_E6_Baseline Forecast | Commercial | Lodging | New | Water Heating | Natural Gas | Water Heater | E6 | Tankless | Baseline Forecast | bar: 2019 to 2051
Commercial_Lodging_New_Water Heating_Natural Gas_Water Heater_E7_Baseline Forecast | Commercial | Lodging | New | Water Heating | Natural Gas | Water Heater | E7 | Gas-Fired Absorption HPWH | Baseline Forecast | bar: 2019 to 2051
Commercial_Lodging_New_Water Heating_Natural Gas_Water Heater_E8_Baseline Forecast | Commercial | Lodging | New | Water Heating | Natural Gas | Water Heater | E8 |  | Baseline Forecast | bar: 2019 to 2051
Commercial_Lodging_New_Water Heating_Natural Gas_Water Heater_E9_Baseline Forecast | Commercial | Lodging | New | Water Heating | Natural Gas | Water Heater | E9 |  | Baseline Forecast | bar: 2019 to 2051
Commercial_Lodging_New_Water Heating_Natural Gas_Water Heater_E10_Baseline Forecast | Commercial | Lodging | New | Water Heating | Natural Gas | Water Heater | E10 |  | Baseline Forecast | bar: 2019 to 2051
Commercial_Lodging_New_Food Preparation_Natural Gas_Oven_E1_Baseline Forecast | Commercial | Lodging | New | Food Preparation | Natural Gas | Oven | E1 | Standard | Baseline Forecast | 41% | 41% | 41% | 41% | 41% | 41% | 41% | 41% | 41% | 41% | 41% | 41% | 41% | 41% | 41% | 41% | 41% | 41% | 41% | 41% | 41% | 41% | 41% | 41% | 41% | 41% | 41% | 41% | 41% | 41% | 41% | 41% | 41%
Commercial_Lodging_New_Food Preparation_Natural Gas_Oven_E2_Baseline Forecast | Commercial | Lodging | New | Food Preparation | Natural Gas | Oven | E2 | ENERGY STAR (>44% Baking Efficiency) | Baseline Forecast | 59% | 59% | 59% | 59% | 59% | 59% | 59% | 59% | 59% | 59% | 59% | 59% | 59% | 59% | 59% | 59% | 59% | 59% | 59% | 59% | 59% | 59% | 59% | 59% | 59% | 59% | 59% | 59% | 59% | 59% | 59% | 59% | 59%
Commercial_Lodging_New_Food Preparation_Natural Gas_Oven_E3_Baseline Forecast | Commercial | Lodging | New | Food Preparation | Natural Gas | Oven | E3 |  | Baseline Forecast | bar: 2019 to 2051
Commercial_Lodging_New_Food Preparation_Natural Gas_Oven_E4_Baseline Forecast | Commercial | Lodging | New | Food Preparation | Natural Gas | Oven | E4 |  | Baseline Forecast | bar: 2019 to 2051
Commercial_Lodging_New_Food Preparation_Natural Gas_Oven_E5_Baseline Forecast | Commercial | Lodging | New | Food Preparation | Natural Gas | Oven | E5 |  | Baseline Forecast | bar: 2019 to 2051
Commercial_Lodging_New_Food Preparation_Natural Gas_Oven_E6_Baseline Forecast | Commercial | Lodging | New | Food Preparation | Natural Gas | Oven | E6 |  | Baseline Forecast | bar: 2019 to 2051
Commercial_Lodging_New_Food Preparation_Natural Gas_Oven_E7_Baseline Forecast | Commercial | Lodging | New | Food Preparation | Natural Gas | Oven | E7 |  | Baseline Forecast | bar: 2019 to 2051
Commercial_Lodging_New_Food Preparation_Natural Gas_Oven_E8_Baseline Forecast | Commercial | Lodging | New | Food Preparation | Natural Gas | Oven | E8 |  | Baseline Forecast | bar: 2019 to 2051
Commercial_Lodging_New_Food Preparation_Natural Gas_Oven_E9_Baseline Forecast | Commercial | Lodging | New | Food Preparation | Natural Gas | Oven | E9 |  | Baseline Forecast | bar: 2019 to 2051
Commercial_Lodging_New_Food Preparation_Natural Gas_Oven_E10_Baseline Forecast | Commercial | Lodging | New | Food Preparation | Natural Gas | Oven | E10 |  | Baseline Forecast | bar: 2019 to 2051
Commercial_Lodging_New_Food Preparation_Natural Gas_Conveyor Oven_E1_Baseline Forecast | Commercial | Lodging | New | Food Preparation | Natural Gas | Conveyor Oven | E1 | Standard | Baseline Forecast | 41% | 41% | 41% | 41% | 41% | 41% | 41% | 41% | 41% | 41% | 41% | 41% | 41% | 41% | 41% | 41% | 41% | 41% | 41% | 41% | 41% | 41% | 41% | 41% | 41% | 41% | 41% | 41% | 41% | 41% | 41% | 41% | 41%
Commercial_Lodging_New_Food Preparation_Natural Gas_Conveyor Oven_E2_Baseline Forecast | Commercial | Lodging | New | Food Preparation | Natural Gas | Conveyor Oven | E2 | Efficient (>44% Baking Efficiency) | Baseline Forecast | 59% | 59% | 59% | 59% | 59% | 59% | 59% | 59% | 59% | 59% | 59% | 59% | 59% | 59% | 59% | 59% | 59% | 59% | 59% | 59% | 59% | 59% | 59% | 59% | 59% | 59% | 59% | 59% | 59% | 59% | 59% | 59% | 59%
Commercial_Lodging_New_Food Preparation_Natural Gas_Conveyor Oven_E3_Baseline Forecast | Commercial | Lodging | New | Food Preparation | Natural Gas | Conveyor Oven | E3 |  | Baseline Forecast | bar: 2019 to 2051
Commercial_Lodging_New_Food Preparation_Natural Gas_Conveyor Oven_E4_Baseline Forecast | Commercial | Lodging | New | Food Preparation | Natural Gas | Conveyor Oven | E4 |  | Baseline Forecast | bar: 2019 to 2051
Commercial_Lodging_New_Food Preparation_Natural Gas_Conveyor Oven_E5_Baseline Forecast | Commercial | Lodging | New | Food Preparation | Natural Gas | Conveyor Oven | E5 |  | Baseline Forecast | bar: 2019 to 2051
Commercial_Lodging_New_Food Preparation_Natural Gas_Conveyor Oven_E6_Baseline Forecast | Commercial | Lodging | New | Food Preparation | Natural Gas | Conveyor Oven | E6 |  | Baseline Forecast | bar: 2019 to 2051
Commercial_Lodging_New_Food Preparation_Natural Gas_Conveyor Oven_E7_Baseline Forecast | Commercial | Lodging | New | Food Preparation | Natural Gas | Conveyor Oven | E7 |  | Baseline Forecast | bar: 2019 to 2051
Commercial_Lodging_New_Food Preparation_Natural Gas_Conveyor Oven_E8_Baseline Forecast | Commercial | Lodging | New | Food Preparation | Natural Gas | Conveyor Oven | E8 |  | Baseline Forecast | bar: 2019 to 2051
Commercial_Lodging_New_Food Preparation_Natural Gas_Conveyor Oven_E9_Baseline Forecast | Commercial | Lodging | New | Food Preparation | Natural Gas | Conveyor Oven | E9 |  | Baseline Forecast | bar: 2019 to 2051
Commercial_Lodging_New_Food Preparation_Natural Gas_Conveyor Oven_E10_Baseline Forecast | Commercial | Lodging | New | Food Preparation | Natural Gas | Conveyor Oven | E10 |  | Baseline Forecast | bar: 2019 to 2051
Commercial_Lodging_New_Food Preparation_Natural Gas_Double Rack Oven_E1_Baseline Forecast | Commercial | Lodging | New | Food Preparation | Natural Gas | Double Rack Oven | E1 | Standard | Baseline Forecast | 41% | 41% | 41% | 41% | 41% | 41% | 41% | 41% | 41% | 41% | 41% | 41% | 41% | 41% | 41% | 41% | 41% | 41% | 41% | 41% | 41% | 41% | 41% | 41% | 41% | 41% | 41% | 41% | 41% | 41% | 41% | 41% | 41%
Commercial_Lodging_New_Food Preparation_Natural Gas_Double Rack Oven_E2_Baseline Forecast | Commercial | Lodging | New | Food Preparation | Natural Gas | Double Rack Oven | E2 | FTSC Qualified (>50% Cooking Efficiency) | Baseline Forecast | 59% | 59% | 59% | 59% | 59% | 59% | 59% | 59% | 59% | 59% | 59% | 59% | 59% | 59% | 59% | 59% | 59% | 59% | 59% | 59% | 59% | 59% | 59% | 59% | 59% | 59% | 59% | 59% | 59% | 59% | 59% | 59% | 59%
Commercial_Lodging_New_Food Preparation_Natural Gas_Double Rack Oven_E3_Baseline Forecast | Commercial | Lodging | New | Food Preparation | Natural Gas | Double Rack Oven | E3 |  | Baseline Forecast | bar: 2019 to 2051
Commercial_Lodging_New_Food Preparation_Natural Gas_Double Rack Oven_E4_Baseline Forecast | Commercial | Lodging | New | Food Preparation | Natural Gas | Double Rack Oven | E4 |  | Baseline Forecast | bar: 2019 to 2051
Commercial_Lodging_New_Food Preparation_Natural Gas_Double Rack Oven_E5_Baseline Forecast | Commercial | Lodging | New | Food Preparation | Natural Gas | Double Rack Oven | E5 |  | Baseline Forecast | bar: 2019 to 2051
Commercial_Lodging_New_Food Preparation_Natural Gas_Double Rack Oven_E6_Baseline Forecast | Commercial | Lodging | New | Food Preparation | Natural Gas | Double Rack Oven | E6 |  | Baseline Forecast | bar: 2019 to 2051
Commercial_Lodging_New_Food Preparation_Natural Gas_Double Rack Oven_E7_Baseline Forecast | Commercial | Lodging | New | Food Preparation | Natural Gas | Double Rack Oven | E7 |  | Baseline Forecast | bar: 2019 to 2051
Commercial_Lodging_New_Food Preparation_Natural Gas_Double Rack Oven_E8_Baseline Forecast | Commercial | Lodging | New | Food Preparation | Natural Gas | Double Rack Oven | E8 |  | Baseline Forecast | bar: 2019 to 2051
Commercial_Lodging_New_Food Preparation_Natural Gas_Double Rack Oven_E9_Baseline Forecast | Commercial | Lodging | New | Food Preparation | Natural Gas | Double Rack Oven | E9 |  | Baseline Forecast | bar: 2019 to 2051
Commercial_Lodging_New_Food Preparation_Natural Gas_Double Rack Oven_E10_Baseline Forecast | Commercial | Lodging | New | Food Preparation | Natural Gas | Double Rack Oven | E10 |  | Baseline Forecast | bar: 2019 to 2051
Commercial_Lodging_New_Food Preparation_Natural Gas_Fryer_E1_Baseline Forecast | Commercial | Lodging | New | Food Preparation | Natural Gas | Fryer | E1 | Standard | Baseline Forecast | 74% | 74% | 74% | 0% | 0% | 0% | 0% | 0% | 0% | 0% | 0% | 0% | 0% | 0% | 0% | 0% | 0% | 0% | 0% | 0% | 0% | 0% | 0% | 0% | 0% | 0% | 0% | 0% | 0% | 0% | 0% | 0% | 0%
Commercial_Lodging_New_Food Preparation_Natural Gas_Fryer_E2_Baseline Forecast | Commercial | Lodging | New | Food Preparation | Natural Gas | Fryer | E2 | ENERGY STAR | Baseline Forecast | 26% | 26% | 26% | 100% | 100% | 100% | 100% | 100% | 100% | 100% | 100% | 100% | 100% | 100% | 100% | 100% | 100% | 100% | 100% | 100% | 100% | 100% | 100% | 100% | 100% | 100% | 100% | 100% | 100% | 100% | 100% | 100% | 100%
Commercial_Lodging_New_Food Preparation_Natural Gas_Fryer_E3_Baseline Forecast | Commercial | Lodging | New | Food Preparation | Natural Gas | Fryer | E3 |  | Baseline Forecast | bar: 2019 to 2051
Commercial_Lodging_New_Food Preparation_Natural Gas_Fryer_E4_Baseline Forecast | Commercial | Lodging | New | Food Preparation | Natural Gas | Fryer | E4 |  | Baseline Forecast | bar: 2019 to 2051
Commercial_Lodging_New_Food Preparation_Natural Gas_Fryer_E5_Baseline Forecast | Commercial | Lodging | New | Food Preparation | Natural Gas | Fryer | E5 |  | Baseline Forecast | bar: 2019 to 2051
Commercial_Lodging_New_Food Preparation_Natural Gas_Fryer_E6_Baseline Forecast | Commercial | Lodging | New | Food Preparation | Natural Gas | Fryer | E6 |  | Baseline Forecast | bar: 2019 to 2051
Commercial_Lodging_New_Food Preparation_Natural Gas_Fryer_E7_Baseline Forecast | Commercial | Lodging | New | Food Preparation | Natural Gas | Fryer | E7 |  | Baseline Forecast | bar: 2019 to 2051
Commercial_Lodging_New_Food Preparation_Natural Gas_Fryer_E8_Baseline Forecast | Commercial | Lodging | New | Food Preparation | Natural Gas | Fryer | E8 |  | Baseline Forecast | bar: 2019 to 2051
Commercial_Lodging_New_Food Preparation_Natural Gas_Fryer_E9_Baseline Forecast | Commercial | Lodging | New | Food Preparation | Natural Gas | Fryer | E9 |  | Baseline Forecast | bar: 2019 to 2051
Commercial_Lodging_New_Food Preparation_Natural Gas_Fryer_E10_Baseline Forecast | Commercial | Lodging | New | Food Preparation | Natural Gas | Fryer | E10 |  | Baseline Forecast | bar: 2019 to 2051
Commercial_Lodging_New_Food Preparation_Natural Gas_Broiler_E1_Baseline Forecast | Commercial | Lodging | New | Food Preparation | Natural Gas | Broiler | E1 | Standard | Baseline Forecast | 74% | 74% | 74% | 74% | 74% | 74% | 74% | 74% | 74% | 74% | 74% | 74% | 74% | 74% | 74% | 74% | 74% | 74% | 74% | 74% | 74% | 74% | 74% | 74% | 74% | 74% | 74% | 74% | 74% | 74% | 74% | 74% | 74%
Commercial_Lodging_New_Food Preparation_Natural Gas_Broiler_E2_Baseline Forecast | Commercial | Lodging | New | Food Preparation | Natural Gas | Broiler | E2 | Infrared Burners | Baseline Forecast | 26% | 26% | 26% | 26% | 26% | 26% | 26% | 26% | 26% | 26% | 26% | 26% | 26% | 26% | 26% | 26% | 26% | 26% | 26% | 26% | 26% | 26% | 26% | 26% | 26% | 26% | 26% | 26% | 26% | 26% | 26% | 26% | 26%
Commercial_Lodging_New_Food Preparation_Natural Gas_Broiler_E3_Baseline Forecast | Commercial | Lodging | New | Food Preparation | Natural Gas | Broiler | E3 |  | Baseline Forecast | bar: 2019 to 2051
Commercial_Lodging_New_Food Preparation_Natural Gas_Broiler_E4_Baseline Forecast | Commercial | Lodging | New | Food Preparation | Natural Gas | Broiler | E4 |  | Baseline Forecast | bar: 2019 to 2051
Commercial_Lodging_New_Food Preparation_Natural Gas_Broiler_E5_Baseline Forecast | Commercial | Lodging | New | Food Preparation | Natural Gas | Broiler | E5 |  | Baseline Forecast | bar: 2019 to 2051
Commercial_Lodging_New_Food Preparation_Natural Gas_Broiler_E6_Baseline Forecast | Commercial | Lodging | New | Food Preparation | Natural Gas | Broiler | E6 |  | Baseline Forecast | bar: 2019 to 2051
Commercial_Lodging_New_Food Preparation_Natural Gas_Broiler_E7_Baseline Forecast | Commercial | Lodging | New | Food Preparation | Natural Gas | Broiler | E7 |  | Baseline Forecast | bar: 2019 to 2051
Commercial_Lodging_New_Food Preparation_Natural Gas_Broiler_E8_Baseline Forecast | Commercial | Lodging | New | Food Preparation | Natural Gas | Broiler | E8 |  | Baseline Forecast | bar: 2019 to 2051
Commercial_Lodging_New_Food Preparation_Natural Gas_Broiler_E9_Baseline Forecast | Commercial | Lodging | New | Food Preparation | Natural Gas | Broiler | E9 |  | Baseline Forecast | bar: 2019 to 2051
Commercial_Lodging_New_Food Preparation_Natural Gas_Broiler_E10_Baseline Forecast | Commercial | Lodging | New | Food Preparation | Natural Gas | Broiler | E10 |  | Baseline Forecast | bar: 2019 to 2051
Commercial_Lodging_New_Food Preparation_Natural Gas_Griddle_E1_Baseline Forecast | Commercial | Lodging | New | Food Preparation | Natural Gas | Griddle | E1 | Standard | Baseline Forecast | 71% | 71% | 71% | 71% | 71% | 71% | 71% | 71% | 71% | 71% | 71% | 71% | 71% | 71% | 71% | 71% | 71% | 71% | 71% | 71% | 71% | 71% | 71% | 71% | 71% | 71% | 71% | 71% | 71% | 71% | 71% | 71% | 71%
Commercial_Lodging_New_Food Preparation_Natural Gas_Griddle_E2_Baseline Forecast | Commercial | Lodging | New | Food Preparation | Natural Gas | Griddle | E2 | ENERGY STAR | Baseline Forecast | 29% | 29% | 29% | 29% | 29% | 29% | 29% | 29% | 29% | 29% | 29% | 29% | 29% | 29% | 29% | 29% | 29% | 29% | 29% | 29% | 29% | 29% | 29% | 29% | 29% | 29% | 29% | 29% | 29% | 29% | 29% | 29% | 29%
Commercial_Lodging_New_Food Preparation_Natural Gas_Griddle_E3_Baseline Forecast | Commercial | Lodging | New | Food Preparation | Natural Gas | Griddle | E3 |  | Baseline Forecast | bar: 2019 to 2051
Commercial_Lodging_New_Food Preparation_Natural Gas_Griddle_E4_Baseline Forecast | Commercial | Lodging | New | Food Preparation | Natural Gas | Griddle | E4 |  | Baseline Forecast | bar: 2019 to 2051
Commercial_Lodging_New_Food Preparation_Natural Gas_Griddle_E5_Baseline Forecast | Commercial | Lodging | New | Food Preparation | Natural Gas | Griddle | E5 |  | Baseline Forecast | bar: 2019 to 2051
Commercial_Lodging_New_Food Preparation_Natural Gas_Griddle_E6_Baseline Forecast | Commercial | Lodging | New | Food Preparation | Natural Gas | Griddle | E6 |  | Baseline Forecast | bar: 2019 to 2051
Commercial_Lodging_New_Food Preparation_Natural Gas_Griddle_E7_Baseline Forecast | Commercial | Lodging | New | Food Preparation | Natural Gas | Griddle | E7 |  | Baseline Forecast | bar: 2019 to 2051
Commercial_Lodging_New_Food Preparation_Natural Gas_Griddle_E8_Baseline Forecast | Commercial | Lodging | New | Food Preparation | Natural Gas | Griddle | E8 |  | Baseline Forecast | bar: 2019 to 2051
Commercial_Lodging_New_Food Preparation_Natural Gas_Griddle_E9_Baseline Forecast | Commercial | Lodging | New | Food Preparation | Natural Gas | Griddle | E9 |  | Baseline Forecast | bar: 2019 to 2051
Commercial_Lodging_New_Food Preparation_Natural Gas_Griddle_E10_Baseline Forecast | Commercial | Lodging | New | Food Preparation | Natural Gas | Griddle | E10 |  | Baseline Forecast | bar: 2019 to 2051
Commercial_Lodging_New_Food Preparation_Natural Gas_Range_E1_Baseline Forecast | Commercial | Lodging | New | Food Preparation | Natural Gas | Range | E1 | Standard | Baseline Forecast | 41% | 41% | 41% | 41% | 41% | 41% | 41% | 41% | 41% | 41% | 41% | 41% | 41% | 41% | 41% | 41% | 41% | 41% | 41% | 41% | 41% | 41% | 41% | 41% | 41% | 41% | 41% | 41% | 41% | 41% | 41% | 41% | 41%
Commercial_Lodging_New_Food Preparation_Natural Gas_Range_E2_Baseline Forecast | Commercial | Lodging | New | Food Preparation | Natural Gas | Range | E2 | High Efficiency | Baseline Forecast | 59% | 59% | 59% | 59% | 59% | 59% | 59% | 59% | 59% | 59% | 59% | 59% | 59% | 59% | 59% | 59% | 59% | 59% | 59% | 59% | 59% | 59% | 59% | 59% | 59% | 59% | 59% | 59% | 59% | 59% | 59% | 59% | 59%
Commercial_Lodging_New_Food Preparation_Natural Gas_Range_E3_Baseline Forecast | Commercial | Lodging | New | Food Preparation | Natural Gas | Range | E3 |  | Baseline Forecast | bar: 2019 to 2051
Commercial_Lodging_New_Food Preparation_Natural Gas_Range_E4_Baseline Forecast | Commercial | Lodging | New | Food Preparation | Natural Gas | Range | E4 |  | Baseline Forecast | bar: 2019 to 2051
Commercial_Lodging_New_Food Preparation_Natural Gas_Range_E5_Baseline Forecast | Commercial | Lodging | New | Food Preparation | Natural Gas | Range | E5 |  | Baseline Forecast | bar: 2019 to 2051
Commercial_Lodging_New_Food Preparation_Natural Gas_Range_E6_Baseline Forecast | Commercial | Lodging | New | Food Preparation | Natural Gas | Range | E6 |  | Baseline Forecast | bar: 2019 to 2051
Commercial_Lodging_New_Food Preparation_Natural Gas_Range_E7_Baseline Forecast | Commercial | Lodging | New | Food Preparation | Natural Gas | Range | E7 |  | Baseline Forecast | bar: 2019 to 2051
Commercial_Lodging_New_Food Preparation_Natural Gas_Range_E8_Baseline Forecast | Commercial | Lodging | New | Food Preparation | Natural Gas | Range | E8 |  | Baseline Forecast | bar: 2019 to 2051
Commercial_Lodging_New_Food Preparation_Natural Gas_Range_E9_Baseline Forecast | Commercial | Lodging | New | Food Preparation | Natural Gas | Range | E9 |  | Baseline Forecast | bar: 2019 to 2051
Commercial_Lodging_New_Food Preparation_Natural Gas_Range_E10_Baseline Forecast | Commercial | Lodging | New | Food Preparation | Natural Gas | Range | E10 |  | Baseline Forecast | bar: 2019 to 2051
Commercial_Lodging_New_Food Preparation_Natural Gas_Steamer_E1_Baseline Forecast | Commercial | Lodging | New | Food Preparation | Natural Gas | Steamer | E1 | Standard | Baseline Forecast | 50% | 50% | 50% | 0% | 0% | 0% | 0% | 0% | 0% | 0% | 0% | 0% | 0% | 0% | 0% | 0% | 0% | 0% | 0% | 0% | 0% | 0% | 0% | 0% | 0% | 0% | 0% | 0% | 0% | 0% | 0% | 0% | 0%
Commercial_Lodging_New_Food Preparation_Natural Gas_Steamer_E2_Baseline Forecast | Commercial | Lodging | New | Food Preparation | Natural Gas | Steamer | E2 | ENERGY STAR | Baseline Forecast | 50% | 50% | 50% | 100% | 100% | 100% | 100% | 100% | 100% | 100% | 100% | 100% | 100% | 100% | 100% | 100% | 100% | 100% | 100% | 100% | 100% | 100% | 100% | 100% | 100% | 100% | 100% | 100% | 100% | 100% | 100% | 100% | 100%
Commercial_Lodging_New_Food Preparation_Natural Gas_Steamer_E3_Baseline Forecast | Commercial | Lodging | New | Food Preparation | Natural Gas | Steamer | E3 |  | Baseline Forecast | bar: 2019 to 2051
Commercial_Lodging_New_Food Preparation_Natural Gas_Steamer_E4_Baseline Forecast | Commercial | Lodging | New | Food Preparation | Natural Gas | Steamer | E4 |  | Baseline Forecast | bar: 2019 to 2051
Commercial_Lodging_New_Food Preparation_Natural Gas_Steamer_E5_Baseline Forecast | Commercial | Lodging | New | Food Preparation | Natural Gas | Steamer | E5 |  | Baseline Forecast | bar: 2019 to 2051
Commercial_Lodging_New_Food Preparation_Natural Gas_Steamer_E6_Baseline Forecast | Commercial | Lodging | New | Food Preparation | Natural Gas | Steamer | E6 |  | Baseline Forecast | bar: 2019 to 2051
Commercial_Lodging_New_Food Preparation_Natural Gas_Steamer_E7_Baseline Forecast | Commercial | Lodging | New | Food Preparation | Natural Gas | Steamer | E7 |  | Baseline Forecast | bar: 2019 to 2051
Commercial_Lodging_New_Food Preparation_Natural Gas_Steamer_E8_Baseline Forecast | Commercial | Lodging | New | Food Preparation | Natural Gas | Steamer | E8 |  | Baseline Forecast | bar: 2019 to 2051
Commercial_Lodging_New_Food Preparation_Natural Gas_Steamer_E9_Baseline Forecast | Commercial | Lodging | New | Food Preparation | Natural Gas | Steamer | E9 |  | Baseline Forecast | bar: 2019 to 2051
Commercial_Lodging_New_Food Preparation_Natural Gas_Steamer_E10_Baseline Forecast | Commercial | Lodging | New | Food Preparation | Natural Gas | Steamer | E10 |  | Baseline Forecast | bar: 2019 to 2051
Commercial_Lodging_New_Food Preparation_Natural Gas_Food Prep Other_E1_Baseline Forecast | Commercial | Lodging | New | Food Preparation | Natural Gas | Food Prep Other | E1 | Standard | Baseline Forecast | 74% | 74% | 74% | 74% | 74% | 74% | 74% | 74% | 74% | 74% | 74% | 74% | 74% | 74% | 74% | 74% | 74% | 74% | 74% | 74% | 74% | 74% | 74% | 74% | 74% | 74% | 74% | 74% | 74% | 74% | 74% | 74% | 74%
Commercial_Lodging_New_Food Preparation_Natural Gas_Food Prep Other_E2_Baseline Forecast | Commercial | Lodging | New | Food Preparation | Natural Gas | Food Prep Other | E2 | ENERGY STAR | Baseline Forecast | 26% | 26% | 26% | 26% | 26% | 26% | 26% | 26% | 26% | 26% | 26% | 26% | 26% | 26% | 26% | 26% | 26% | 26% | 26% | 26% | 26% | 26% | 26% | 26% | 26% | 26% | 26% | 26% | 26% | 26% | 26% | 26% | 26%
Commercial_Lodging_New_Food Preparation_Natural Gas_Food Prep Other_E3_Baseline Forecast | Commercial | Lodging | New | Food Preparation | Natural Gas | Food Prep Other | E3 |  | Baseline Forecast | bar: 2019 to 2051
Commercial_Lodging_New_Food Preparation_Natural Gas_Food Prep Other_E4_Baseline Forecast | Commercial | Lodging | New | Food Preparation | Natural Gas | Food Prep Other | E4 |  | Baseline Forecast | bar: 2019 to 2051
Commercial_Lodging_New_Food Preparation_Natural Gas_Food Prep Other_E5_Baseline Forecast | Commercial | Lodging | New | Food Preparation | Natural Gas | Food Prep Other | E5 |  | Baseline Forecast | bar: 2019 to 2051
Commercial_Lodging_New_Food Preparation_Natural Gas_Food Prep Other_E6_Baseline Forecast | Commercial | Lodging | New | Food Preparation | Natural Gas | Food Prep Other | E6 |  | Baseline Forecast | bar: 2019 to 2051
Commercial_Lodging_New_Food Preparation_Natural Gas_Food Prep Other_E7_Baseline Forecast | Commercial | Lodging | New | Food Preparation | Natural Gas | Food Prep Other | E7 |  | Baseline Forecast | bar: 2019 to 2051
Commercial_Lodging_New_Food Preparation_Natural Gas_Food Prep Other_E8_Baseline Forecast | Commercial | Lodging | New | Food Preparation | Natural Gas | Food Prep Other | E8 |  | Baseline Forecast | bar: 2019 to 2051
Commercial_Lodging_New_Food Preparation_Natural Gas_Food Prep Other_E9_Baseline Forecast | Commercial | Lodging | New | Food Preparation | Natural Gas | Food Prep Other | E9 |  | Baseline Forecast | bar: 2019 to 2051
Commercial_Lodging_New_Food Preparation_Natural Gas_Food Prep Other_E10_Baseline Forecast | Commercial | Lodging | New | Food Preparation | Natural Gas | Food Prep Other | E10 |  | Baseline Forecast | bar: 2019 to 2051
Commercial_Lodging_New_Miscellaneous_Natural Gas_Pool Heater_E1_Baseline Forecast | Commercial | Lodging | New | Miscellaneous | Natural Gas | Pool Heater | E1 | Standard (EF .78) | Baseline Forecast | 90% | 90% | 90% | 90% | 90% | 90% | 90% | 90% | 90% | 90% | 90% | 90% | 90% | 90% | 90% | 90% | 90% | 90% | 90% | 90% | 90% | 90% | 90% | 90% | 90% | 90% | 90% | 90% | 90% | 90% | 90% | 90% | 90%
Commercial_Lodging_New_Miscellaneous_Natural Gas_Pool Heater_E2_Baseline Forecast | Commercial | Lodging | New | Miscellaneous | Natural Gas | Pool Heater | E2 | Condensing (EF .90) | Baseline Forecast | 10% | 10% | 10% | 10% | 10% | 10% | 10% | 10% | 10% | 10% | 10% | 10% | 10% | 10% | 10% | 10% | 10% | 10% | 10% | 10% | 10% | 10% | 10% | 10% | 10% | 10% | 10% | 10% | 10% | 10% | 10% | 10% | 10%
Commercial_Lodging_New_Miscellaneous_Natural Gas_Pool Heater_E3_Baseline Forecast | Commercial | Lodging | New | Miscellaneous | Natural Gas | Pool Heater | E3 |  | Baseline Forecast | bar: 2019 to 2051
Commercial_Lodging_New_Miscellaneous_Natural Gas_Pool Heater_E4_Baseline Forecast | Commercial | Lodging | New | Miscellaneous | Natural Gas | Pool Heater | E4 |  | Baseline Forecast | bar: 2019 to 2051
Commercial_Lodging_New_Miscellaneous_Natural Gas_Pool Heater_E5_Baseline Forecast | Commercial | Lodging | New | Miscellaneous | Natural Gas | Pool Heater | E5 |  | Baseline Forecast | bar: 2019 to 2051
Commercial_Lodging_New_Miscellaneous_Natural Gas_Pool Heater_E6_Baseline Forecast | Commercial | Lodging | New | Miscellaneous | Natural Gas | Pool Heater | E6 |  | Baseline Forecast | bar: 2019 to 2051
Commercial_Lodging_New_Miscellaneous_Natural Gas_Pool Heater_E7_Baseline Forecast | Commercial | Lodging | New | Miscellaneous | Natural Gas | Pool Heater | E7 |  | Baseline Forecast | bar: 2019 to 2051
Commercial_Lodging_New_Miscellaneous_Natural Gas_Pool Heater_E8_Baseline Forecast | Commercial | Lodging | New | Miscellaneous | Natural Gas | Pool Heater | E8 |  | Baseline Forecast | bar: 2019 to 2051
Commercial_Lodging_New_Miscellaneous_Natural Gas_Pool Heater_E9_Baseline Forecast | Commercial | Lodging | New | Miscellaneous | Natural Gas | Pool Heater | E9 |  | Baseline Forecast | bar: 2019 to 2051
Commercial_Lodging_New_Miscellaneous_Natural Gas_Pool Heater_E10_Baseline Forecast | Commercial | Lodging | New | Miscellaneous | Natural Gas | Pool Heater | E10 |  | Baseline Forecast | bar: 2019 to 2051
Commercial_Lodging_New_Miscellaneous_Natural Gas_Miscellaneous_E1_Baseline Forecast | Commercial | Lodging | New | Miscellaneous | Natural Gas | Miscellaneous | E1 | Miscellaneous | Baseline Forecast | 100% | 100% | 100% | 100% | 100% | 100% | 100% | 100% | 100% | 100% | 100% | 100% | 100% | 100% | 100% | 100% | 100% | 100% | 100% | 100% | 100% | 100% | 100% | 100% | 100% | 100% | 100% | 100% | 100% | 100% | 100% | 100% | 100%
Commercial_Lodging_New_Miscellaneous_Natural Gas_Miscellaneous_E2_Baseline Forecast | Commercial | Lodging | New | Miscellaneous | Natural Gas | Miscellaneous | E2 |  | Baseline Forecast | bar: 2019 to 2051
Commercial_Lodging_New_Miscellaneous_Natural Gas_Miscellaneous_E3_Baseline Forecast | Commercial | Lodging | New | Miscellaneous | Natural Gas | Miscellaneous | E3 |  | Baseline Forecast | bar: 2019 to 2051
Commercial_Lodging_New_Miscellaneous_Natural Gas_Miscellaneous_E4_Baseline Forecast | Commercial | Lodging | New | Miscellaneous | Natural Gas | Miscellaneous | E4 |  | Baseline Forecast | bar: 2019 to 2051
Commercial_Lodging_New_Miscellaneous_Natural Gas_Miscellaneous_E5_Baseline Forecast | Commercial | Lodging | New | Miscellaneous | Natural Gas | Miscellaneous | E5 |  | Baseline Forecast | bar: 2019 to 2051
Commercial_Lodging_New_Miscellaneous_Natural Gas_Miscellaneous_E6_Baseline Forecast | Commercial | Lodging | New | Miscellaneous | Natural Gas | Miscellaneous | E6 |  | Baseline Forecast | bar: 2019 to 2051
Commercial_Lodging_New_Miscellaneous_Natural Gas_Miscellaneous_E7_Baseline Forecast | Commercial | Lodging | New | Miscellaneous | Natural Gas | Miscellaneous | E7 |  | Baseline Forecast | bar: 2019 to 2051
Commercial_Lodging_New_Miscellaneous_Natural Gas_Miscellaneous_E8_Baseline Forecast | Commercial | Lodging | New | Miscellaneous | Natural Gas | Miscellaneous | E8 |  | Baseline Forecast | bar: 2019 to 2051
Commercial_Lodging_New_Miscellaneous_Natural Gas_Miscellaneous_E9_Baseline Forecast | Commercial | Lodging | New | Miscellaneous | Natural Gas | Miscellaneous | E9 |  | Baseline Forecast | bar: 2019 to 2051
Commercial_Lodging_New_Miscellaneous_Natural Gas_Miscellaneous_E10_Baseline Forecast | Commercial | Lodging | New | Miscellaneous | Natural Gas | Miscellaneous | E10 |  | Baseline Forecast | bar: 2019 to 2051
Commercial_Warehouse_Existing_Space Heating_Natural Gas_Furnace_E1_Baseline Forecast | Commercial | Warehouse | Existing | Space Heating | Natural Gas | Furnace | E1 | AFUE 80% (Standard) | Baseline Forecast | 100% | 100% | 100% | 100% | 100% | 100% | 100% | 100% | 100% | 100% | 100% | 100% | 100% | 100% | 100% | 100% | 100% | 100% | 100% | 100% | 100% | 100% | 100% | 100% | 100% | 100% | 100% | 100% | 100% | 100% | 100% | 100% | 100%
Commercial_Warehouse_Existing_Space Heating_Natural Gas_Furnace_E2_Baseline Forecast | Commercial | Warehouse | Existing | Space Heating | Natural Gas | Furnace | E2 | AFUE 90% | Baseline Forecast | bar: 2019 to 2051
Commercial_Warehouse_Existing_Space Heating_Natural Gas_Furnace_E3_Baseline Forecast | Commercial | Warehouse | Existing | Space Heating | Natural Gas | Furnace | E3 | AFUE 96% | Baseline Forecast | bar: 2019 to 2051
Commercial_Warehouse_Existing_Space Heating_Natural Gas_Furnace_E4_Baseline Forecast | Commercial | Warehouse | Existing | Space Heating | Natural Gas | Furnace | E4 | Convert to NG Air Source Heat Pump | Baseline Forecast | bar: 2019 to 2051
Commercial_Warehouse_Existing_Space Heating_Natural Gas_Furnace_E5_Baseline Forecast | Commercial | Warehouse | Existing | Space Heating | Natural Gas | Furnace | E5 |  | Baseline Forecast | bar: 2019 to 2051
Commercial_Warehouse_Existing_Space Heating_Natural Gas_Furnace_E6_Baseline Forecast | Commercial | Warehouse | Existing | Space Heating | Natural Gas | Furnace | E6 |  | Baseline Forecast | bar: 2019 to 2051
Commercial_Warehouse_Existing_Space Heating_Natural Gas_Furnace_E7_Baseline Forecast | Commercial | Warehouse | Existing | Space Heating | Natural Gas | Furnace | E7 |  | Baseline Forecast | bar: 2019 to 2051
Commercial_Warehouse_Existing_Space Heating_Natural Gas_Furnace_E8_Baseline Forecast | Commercial | Warehouse | Existing | Space Heating | Natural Gas | Furnace | E8 |  | Baseline Forecast | bar: 2019 to 2051
Commercial_Warehouse_Existing_Space Heating_Natural Gas_Furnace_E9_Baseline Forecast | Commercial | Warehouse | Existing | Space Heating | Natural Gas | Furnace | E9 |  | Baseline Forecast | bar: 2019 to 2051
Commercial_Warehouse_Existing_Space Heating_Natural Gas_Furnace_E10_Baseline Forecast | Commercial | Warehouse | Existing | Space Heating | Natural Gas | Furnace | E10 |  | Baseline Forecast | bar: 2019 to 2051
Commercial_Warehouse_Existing_Space Heating_Natural Gas_Boiler_E1_Baseline Forecast | Commercial | Warehouse | Existing | Space Heating | Natural Gas | Boiler | E1 | AFUE 80% (Standard) | Baseline Forecast | 100% | 100% | 100% | 100% | 100% | 100% | 100% | 100% | 100% | 100% | 100% | 100% | 100% | 100% | 100% | 100% | 100% | 100% | 100% | 100% | 100% | 100% | 100% | 100% | 100% | 100% | 100% | 100% | 100% | 100% | 100% | 100% | 100%
Commercial_Warehouse_Existing_Space Heating_Natural Gas_Boiler_E2_Baseline Forecast | Commercial | Warehouse | Existing | Space Heating | Natural Gas | Boiler | E2 | AFUE 85% | Baseline Forecast | bar: 2019 to 2051
Commercial_Warehouse_Existing_Space Heating_Natural Gas_Boiler_E3_Baseline Forecast | Commercial | Warehouse | Existing | Space Heating | Natural Gas | Boiler | E3 | AFUE 97% | Baseline Forecast | bar: 2019 to 2051
Commercial_Warehouse_Existing_Space Heating_Natural Gas_Boiler_E4_Baseline Forecast | Commercial | Warehouse | Existing | Space Heating | Natural Gas | Boiler | E4 | Convert to NG Air Source Heat Pump | Baseline Forecast | bar: 2019 to 2051
Commercial_Warehouse_Existing_Space Heating_Natural Gas_Boiler_E5_Baseline Forecast | Commercial | Warehouse | Existing | Space Heating | Natural Gas | Boiler | E5 |  | Baseline Forecast | bar: 2019 to 2051
Commercial_Warehouse_Existing_Space Heating_Natural Gas_Boiler_E6_Baseline Forecast | Commercial | Warehouse | Existing | Space Heating | Natural Gas | Boiler | E6 |  | Baseline Forecast | bar: 2019 to 2051
Commercial_Warehouse_Existing_Space Heating_Natural Gas_Boiler_E7_Baseline Forecast | Commercial | Warehouse | Existing | Space Heating | Natural Gas | Boiler | E7 |  | Baseline Forecast | bar: 2019 to 2051
Commercial_Warehouse_Existing_Space Heating_Natural Gas_Boiler_E8_Baseline Forecast | Commercial | Warehouse | Existing | Space Heating | Natural Gas | Boiler | E8 |  | Baseline Forecast | bar: 2019 to 2051
Commercial_Warehouse_Existing_Space Heating_Natural Gas_Boiler_E9_Baseline Forecast | Commercial | Warehouse | Existing | Space Heating | Natural Gas | Boiler | E9 |  | Baseline Forecast | bar: 2019 to 2051
Commercial_Warehouse_Existing_Space Heating_Natural Gas_Boiler_E10_Baseline Forecast | Commercial | Warehouse | Existing | Space Heating | Natural Gas | Boiler | E10 |  | Baseline Forecast | bar: 2019 to 2051
Commercial_Warehouse_Existing_Space Heating_Natural Gas_Unit Heater_E1_Baseline Forecast | Commercial | Warehouse | Existing | Space Heating | Natural Gas | Unit Heater | E1 | Standard | Baseline Forecast | 100% | 100% | 100% | 100% | 100% | 100% | 100% | 100% | 100% | 100% | 100% | 100% | 100% | 100% | 100% | 100% | 100% | 100% | 100% | 100% | 100% | 100% | 100% | 100% | 100% | 100% | 100% | 100% | 100% | 100% | 100% | 100% | 100%
Commercial_Warehouse_Existing_Space Heating_Natural Gas_Unit Heater_E2_Baseline Forecast | Commercial | Warehouse | Existing | Space Heating | Natural Gas | Unit Heater | E2 | Condensing | Baseline Forecast | bar: 2019 to 2051
Commercial_Warehouse_Existing_Space Heating_Natural Gas_Unit Heater_E3_Baseline Forecast | Commercial | Warehouse | Existing | Space Heating | Natural Gas | Unit Heater | E3 | Infrared Radiant | Baseline Forecast | bar: 2019 to 2051
Commercial_Warehouse_Existing_Space Heating_Natural Gas_Unit Heater_E4_Baseline Forecast | Commercial | Warehouse | Existing | Space Heating | Natural Gas | Unit Heater | E4 |  | Baseline Forecast | bar: 2019 to 2051
Commercial_Warehouse_Existing_Space Heating_Natural Gas_Unit Heater_E5_Baseline Forecast | Commercial | Warehouse | Existing | Space Heating | Natural Gas | Unit Heater | E5 |  | Baseline Forecast | bar: 2019 to 2051
Commercial_Warehouse_Existing_Space Heating_Natural Gas_Unit Heater_E6_Baseline Forecast | Commercial | Warehouse | Existing | Space Heating | Natural Gas | Unit Heater | E6 |  | Baseline Forecast | bar: 2019 to 2051
Commercial_Warehouse_Existing_Space Heating_Natural Gas_Unit Heater_E7_Baseline Forecast | Commercial | Warehouse | Existing | Space Heating | Natural Gas | Unit Heater | E7 |  | Baseline Forecast | bar: 2019 to 2051
Commercial_Warehouse_Existing_Space Heating_Natural Gas_Unit Heater_E8_Baseline Forecast | Commercial | Warehouse | Existing | Space Heating | Natural Gas | Unit Heater | E8 |  | Baseline Forecast | bar: 2019 to 2051
Commercial_Warehouse_Existing_Space Heating_Natural Gas_Unit Heater_E9_Baseline Forecast | Commercial | Warehouse | Existing | Space Heating | Natural Gas | Unit Heater | E9 |  | Baseline Forecast | bar: 2019 to 2051
Commercial_Warehouse_Existing_Space Heating_Natural Gas_Unit Heater_E10_Baseline Forecast | Commercial | Warehouse | Existing | Space Heating | Natural Gas | Unit Heater | E10 |  | Baseline Forecast | bar: 2019 to 2051
Commercial_Warehouse_Existing_Water Heating_Natural Gas_Water Heater_E1_Baseline Forecast | Commercial | Warehouse | Existing | Water Heating | Natural Gas | Water Heater | E1 | TE 80% | Baseline Forecast | bar: 2019 to 2051
Commercial_Warehouse_Existing_Water Heating_Natural Gas_Water Heater_E2_Baseline Forecast | Commercial | Warehouse | Existing | Water Heating | Natural Gas | Water Heater | E2 | TE 81% | Baseline Forecast | 100% | 100% | 100% | 100% | 100% | 100% | 100% | 100% | 100% | 100% | 100% | 100% | 100% | 100% | 100% | 100% | 100% | 100% | 100% | 100% | 100% | 100% | 100% | 100% | 100% | 100% | 100% | 100% | 100% | 100% | 100% | 100% | 100%
Commercial_Warehouse_Existing_Water Heating_Natural Gas_Water Heater_E3_Baseline Forecast | Commercial | Warehouse | Existing | Water Heating | Natural Gas | Water Heater | E3 | TE 88% | Baseline Forecast | bar: 2019 to 2051
Commercial_Warehouse_Existing_Water Heating_Natural Gas_Water Heater_E4_Baseline Forecast | Commercial | Warehouse | Existing | Water Heating | Natural Gas | Water Heater | E4 | TE 94% | Baseline Forecast | bar: 2019 to 2051
Commercial_Warehouse_Existing_Water Heating_Natural Gas_Water Heater_E5_Baseline Forecast | Commercial | Warehouse | Existing | Water Heating | Natural Gas | Water Heater | E5 | TE 96% | Baseline Forecast | bar: 2019 to 2051
Commercial_Warehouse_Existing_Water Heating_Natural Gas_Water Heater_E6_Baseline Forecast | Commercial | Warehouse | Existing | Water Heating | Natural Gas | Water Heater | E6 | Tankless | Baseline Forecast | bar: 2019 to 2051
Commercial_Warehouse_Existing_Water Heating_Natural Gas_Water Heater_E7_Baseline Forecast | Commercial | Warehouse | Existing | Water Heating | Natural Gas | Water Heater | E7 | Gas-Fired Absorption HPWH | Baseline Forecast | bar: 2019 to 2051
Commercial_Warehouse_Existing_Water Heating_Natural Gas_Water Heater_E8_Baseline Forecast | Commercial | Warehouse | Existing | Water Heating | Natural Gas | Water Heater | E8 |  | Baseline Forecast | bar: 2019 to 2051
Commercial_Warehouse_Existing_Water Heating_Natural Gas_Water Heater_E9_Baseline Forecast | Commercial | Warehouse | Existing | Water Heating | Natural Gas | Water Heater | E9 |  | Baseline Forecast | bar: 2019 to 2051
Commercial_Warehouse_Existing_Water Heating_Natural Gas_Water Heater_E10_Baseline Forecast | Commercial | Warehouse | Existing | Water Heating | Natural Gas | Water Heater | E10 |  | Baseline Forecast | bar: 2019 to 2051
Commercial_Warehouse_Existing_Food Preparation_Natural Gas_Oven_E1_Baseline Forecast | Commercial | Warehouse | Existing | Food Preparation | Natural Gas | Oven | E1 | Standard | Baseline Forecast | 41% | 41% | 41% | 41% | 41% | 41% | 41% | 41% | 41% | 41% | 41% | 41% | 41% | 41% | 41% | 41% | 41% | 41% | 41% | 41% | 41% | 41% | 41% | 41% | 41% | 41% | 41% | 41% | 41% | 41% | 41% | 41% | 41%
Commercial_Warehouse_Existing_Food Preparation_Natural Gas_Oven_E2_Baseline Forecast | Commercial | Warehouse | Existing | Food Preparation | Natural Gas | Oven | E2 | ENERGY STAR (>44% Baking Efficiency) | Baseline Forecast | 59% | 59% | 59% | 59% | 59% | 59% | 59% | 59% | 59% | 59% | 59% | 59% | 59% | 59% | 59% | 59% | 59% | 59% | 59% | 59% | 59% | 59% | 59% | 59% | 59% | 59% | 59% | 59% | 59% | 59% | 59% | 59% | 59%
Commercial_Warehouse_Existing_Food Preparation_Natural Gas_Oven_E3_Baseline Forecast | Commercial | Warehouse | Existing | Food Preparation | Natural Gas | Oven | E3 |  | Baseline Forecast | bar: 2019 to 2051
Commercial_Warehouse_Existing_Food Preparation_Natural Gas_Oven_E4_Baseline Forecast | Commercial | Warehouse | Existing | Food Preparation | Natural Gas | Oven | E4 |  | Baseline Forecast | bar: 2019 to 2051
Commercial_Warehouse_Existing_Food Preparation_Natural Gas_Oven_E5_Baseline Forecast | Commercial | Warehouse | Existing | Food Preparation | Natural Gas | Oven | E5 |  | Baseline Forecast | bar: 2019 to 2051
Commercial_Warehouse_Existing_Food Preparation_Natural Gas_Oven_E6_Baseline Forecast | Commercial | Warehouse | Existing | Food Preparation | Natural Gas | Oven | E6 |  | Baseline Forecast | bar: 2019 to 2051
Commercial_Warehouse_Existing_Food Preparation_Natural Gas_Oven_E7_Baseline Forecast | Commercial | Warehouse | Existing | Food Preparation | Natural Gas | Oven | E7 |  | Baseline Forecast | bar: 2019 to 2051
Commercial_Warehouse_Existing_Food Preparation_Natural Gas_Oven_E8_Baseline Forecast | Commercial | Warehouse | Existing | Food Preparation | Natural Gas | Oven | E8 |  | Baseline Forecast | bar: 2019 to 2051
Commercial_Warehouse_Existing_Food Preparation_Natural Gas_Oven_E9_Baseline Forecast | Commercial | Warehouse | Existing | Food Preparation | Natural Gas | Oven | E9 |  | Baseline Forecast | bar: 2019 to 2051
Commercial_Warehouse_Existing_Food Preparation_Natural Gas_Oven_E10_Baseline Forecast | Commercial | Warehouse | Existing | Food Preparation | Natural Gas | Oven | E10 |  | Baseline Forecast | bar: 2019 to 2051
Commercial_Warehouse_Existing_Food Preparation_Natural Gas_Conveyor Oven_E1_Baseline Forecast | Commercial | Warehouse | Existing | Food Preparation | Natural Gas | Conveyor Oven | E1 | Standard | Baseline Forecast | 41% | 41% | 41% | 41% | 41% | 41% | 41% | 41% | 41% | 41% | 41% | 41% | 41% | 41% | 41% | 41% | 41% | 41% | 41% | 41% | 41% | 41% | 41% | 41% | 41% | 41% | 41% | 41% | 41% | 41% | 41% | 41% | 41%
Commercial_Warehouse_Existing_Food Preparation_Natural Gas_Conveyor Oven_E2_Baseline Forecast | Commercial | Warehouse | Existing | Food Preparation | Natural Gas | Conveyor Oven | E2 | Efficient (>44% Baking Efficiency) | Baseline Forecast | 59% | 59% | 59% | 59% | 59% | 59% | 59% | 59% | 59% | 59% | 59% | 59% | 59% | 59% | 59% | 59% | 59% | 59% | 59% | 59% | 59% | 59% | 59% | 59% | 59% | 59% | 59% | 59% | 59% | 59% | 59% | 59% | 59%
Commercial_Warehouse_Existing_Food Preparation_Natural Gas_Conveyor Oven_E3_Baseline Forecast | Commercial | Warehouse | Existing | Food Preparation | Natural Gas | Conveyor Oven | E3 |  | Baseline Forecast | bar: 2019 to 2051
Commercial_Warehouse_Existing_Food Preparation_Natural Gas_Conveyor Oven_E4_Baseline Forecast | Commercial | Warehouse | Existing | Food Preparation | Natural Gas | Conveyor Oven | E4 |  | Baseline Forecast | bar: 2019 to 2051
Commercial_Warehouse_Existing_Food Preparation_Natural Gas_Conveyor Oven_E5_Baseline Forecast | Commercial | Warehouse | Existing | Food Preparation | Natural Gas | Conveyor Oven | E5 |  | Baseline Forecast | bar: 2019 to 2051
Commercial_Warehouse_Existing_Food Preparation_Natural Gas_Conveyor Oven_E6_Baseline Forecast | Commercial | Warehouse | Existing | Food Preparation | Natural Gas | Conveyor Oven | E6 |  | Baseline Forecast | bar: 2019 to 2051
Commercial_Warehouse_Existing_Food Preparation_Natural Gas_Conveyor Oven_E7_Baseline Forecast | Commercial | Warehouse | Existing | Food Preparation | Natural Gas | Conveyor Oven | E7 |  | Baseline Forecast | bar: 2019 to 2051
Commercial_Warehouse_Existing_Food Preparation_Natural Gas_Conveyor Oven_E8_Baseline Forecast | Commercial | Warehouse | Existing | Food Preparation | Natural Gas | Conveyor Oven | E8 |  | Baseline Forecast | bar: 2019 to 2051
Commercial_Warehouse_Existing_Food Preparation_Natural Gas_Conveyor Oven_E9_Baseline Forecast | Commercial | Warehouse | Existing | Food Preparation | Natural Gas | Conveyor Oven | E9 |  | Baseline Forecast | bar: 2019 to 2051
Commercial_Warehouse_Existing_Food Preparation_Natural Gas_Conveyor Oven_E10_Baseline Forecast | Commercial | Warehouse | Existing | Food Preparation | Natural Gas | Conveyor Oven | E10 |  | Baseline Forecast | bar: 2019 to 2051
Commercial_Warehouse_Existing_Food Preparation_Natural Gas_Double Rack Oven_E1_Baseline Forecast | Commercial | Warehouse | Existing | Food Preparation | Natural Gas | Double Rack Oven | E1 | Standard | Baseline Forecast | 41% | 41% | 41% | 41% | 41% | 41% | 41% | 41% | 41% | 41% | 41% | 41% | 41% | 41% | 41% | 41% | 41% | 41% | 41% | 41% | 41% | 41% | 41% | 41% | 41% | 41% | 41% | 41% | 41% | 41% | 41% | 41% | 41%
Commercial_Warehouse_Existing_Food Preparation_Natural Gas_Double Rack Oven_E2_Baseline Forecast | Commercial | Warehouse | Existing | Food Preparation | Natural Gas | Double Rack Oven | E2 | FTSC Qualified (>50% Cooking Efficiency) | Baseline Forecast | 59% | 59% | 59% | 59% | 59% | 59% | 59% | 59% | 59% | 59% | 59% | 59% | 59% | 59% | 59% | 59% | 59% | 59% | 59% | 59% | 59% | 59% | 59% | 59% | 59% | 59% | 59% | 59% | 59% | 59% | 59% | 59% | 59%
Commercial_Warehouse_Existing_Food Preparation_Natural Gas_Double Rack Oven_E3_Baseline Forecast | Commercial | Warehouse | Existing | Food Preparation | Natural Gas | Double Rack Oven | E3 |  | Baseline Forecast | bar: 2019 to 2051
Commercial_Warehouse_Existing_Food Preparation_Natural Gas_Double Rack Oven_E4_Baseline Forecast | Commercial | Warehouse | Existing | Food Preparation | Natural Gas | Double Rack Oven | E4 |  | Baseline Forecast | bar: 2019 to 2051
Commercial_Warehouse_Existing_Food Preparation_Natural Gas_Double Rack Oven_E5_Baseline Forecast | Commercial | Warehouse | Existing | Food Preparation | Natural Gas | Double Rack Oven | E5 |  | Baseline Forecast | bar: 2019 to 2051
Commercial_Warehouse_Existing_Food Preparation_Natural Gas_Double Rack Oven_E6_Baseline Forecast | Commercial | Warehouse | Existing | Food Preparation | Natural Gas | Double Rack Oven | E6 |  | Baseline Forecast | bar: 2019 to 2051
Commercial_Warehouse_Existing_Food Preparation_Natural Gas_Double Rack Oven_E7_Baseline Forecast | Commercial | Warehouse | Existing | Food Preparation | Natural Gas | Double Rack Oven | E7 |  | Baseline Forecast | bar: 2019 to 2051
Commercial_Warehouse_Existing_Food Preparation_Natural Gas_Double Rack Oven_E8_Baseline Forecast | Commercial | Warehouse | Existing | Food Preparation | Natural Gas | Double Rack Oven | E8 |  | Baseline Forecast | bar: 2019 to 2051
Commercial_Warehouse_Existing_Food Preparation_Natural Gas_Double Rack Oven_E9_Baseline Forecast | Commercial | Warehouse | Existing | Food Preparation | Natural Gas | Double Rack Oven | E9 |  | Baseline Forecast | bar: 2019 to 2051
Commercial_Warehouse_Existing_Food Preparation_Natural Gas_Double Rack Oven_E10_Baseline Forecast | Commercial | Warehouse | Existing | Food Preparation | Natural Gas | Double Rack Oven | E10 |  | Baseline Forecast | bar: 2019 to 2051
Commercial_Warehouse_Existing_Food Preparation_Natural Gas_Fryer_E1_Baseline Forecast | Commercial | Warehouse | Existing | Food Preparation | Natural Gas | Fryer | E1 | Standard | Baseline Forecast | 74% | 74% | 74% | 0% | 0% | 0% | 0% | 0% | 0% | 0% | 0% | 0% | 0% | 0% | 0% | 0% | 0% | 0% | 0% | 0% | 0% | 0% | 0% | 0% | 0% | 0% | 0% | 0% | 0% | 0% | 0% | 0% | 0%
Commercial_Warehouse_Existing_Food Preparation_Natural Gas_Fryer_E2_Baseline Forecast | Commercial | Warehouse | Existing | Food Preparation | Natural Gas | Fryer | E2 | ENERGY STAR | Baseline Forecast | 26% | 26% | 26% | 100% | 100% | 100% | 100% | 100% | 100% | 100% | 100% | 100% | 100% | 100% | 100% | 100% | 100% | 100% | 100% | 100% | 100% | 100% | 100% | 100% | 100% | 100% | 100% | 100% | 100% | 100% | 100% | 100% | 100%
Commercial_Warehouse_Existing_Food Preparation_Natural Gas_Fryer_E3_Baseline Forecast | Commercial | Warehouse | Existing | Food Preparation | Natural Gas | Fryer | E3 |  | Baseline Forecast | bar: 2019 to 2051
Commercial_Warehouse_Existing_Food Preparation_Natural Gas_Fryer_E4_Baseline Forecast | Commercial | Warehouse | Existing | Food Preparation | Natural Gas | Fryer | E4 |  | Baseline Forecast | bar: 2019 to 2051
Commercial_Warehouse_Existing_Food Preparation_Natural Gas_Fryer_E5_Baseline Forecast | Commercial | Warehouse | Existing | Food Preparation | Natural Gas | Fryer | E5 |  | Baseline Forecast | bar: 2019 to 2051
Commercial_Warehouse_Existing_Food Preparation_Natural Gas_Fryer_E6_Baseline Forecast | Commercial | Warehouse | Existing | Food Preparation | Natural Gas | Fryer | E6 |  | Baseline Forecast | bar: 2019 to 2051
Commercial_Warehouse_Existing_Food Preparation_Natural Gas_Fryer_E7_Baseline Forecast | Commercial | Warehouse | Existing | Food Preparation | Natural Gas | Fryer | E7 |  | Baseline Forecast | bar: 2019 to 2051
Commercial_Warehouse_Existing_Food Preparation_Natural Gas_Fryer_E8_Baseline Forecast | Commercial | Warehouse | Existing | Food Preparation | Natural Gas | Fryer | E8 |  | Baseline Forecast | bar: 2019 to 2051
Commercial_Warehouse_Existing_Food Preparation_Natural Gas_Fryer_E9_Baseline Forecast | Commercial | Warehouse | Existing | Food Preparation | Natural Gas | Fryer | E9 |  | Baseline Forecast | bar: 2019 to 2051
Commercial_Warehouse_Existing_Food Preparation_Natural Gas_Fryer_E10_Baseline Forecast | Commercial | Warehouse | Existing | Food Preparation | Natural Gas | Fryer | E10 |  | Baseline Forecast | bar: 2019 to 2051
Commercial_Warehouse_Existing_Food Preparation_Natural Gas_Broiler_E1_Baseline Forecast | Commercial | Warehouse | Existing | Food Preparation | Natural Gas | Broiler | E1 | Standard | Baseline Forecast | 74% | 74% | 74% | 74% | 74% | 74% | 74% | 74% | 74% | 74% | 74% | 74% | 74% | 74% | 74% | 74% | 74% | 74% | 74% | 74% | 74% | 74% | 74% | 74% | 74% | 74% | 74% | 74% | 74% | 74% | 74% | 74% | 74%
Commercial_Warehouse_Existing_Food Preparation_Natural Gas_Broiler_E2_Baseline Forecast | Commercial | Warehouse | Existing | Food Preparation | Natural Gas | Broiler | E2 | Infrared Burners | Baseline Forecast | 26% | 26% | 26% | 26% | 26% | 26% | 26% | 26% | 26% | 26% | 26% | 26% | 26% | 26% | 26% | 26% | 26% | 26% | 26% | 26% | 26% | 26% | 26% | 26% | 26% | 26% | 26% | 26% | 26% | 26% | 26% | 26% | 26%
Commercial_Warehouse_Existing_Food Preparation_Natural Gas_Broiler_E3_Baseline Forecast | Commercial | Warehouse | Existing | Food Preparation | Natural Gas | Broiler | E3 |  | Baseline Forecast | bar: 2019 to 2051
Commercial_Warehouse_Existing_Food Preparation_Natural Gas_Broiler_E4_Baseline Forecast | Commercial | Warehouse | Existing | Food Preparation | Natural Gas | Broiler | E4 |  | Baseline Forecast | bar: 2019 to 2051
Commercial_Warehouse_Existing_Food Preparation_Natural Gas_Broiler_E5_Baseline Forecast | Commercial | Warehouse | Existing | Food Preparation | Natural Gas | Broiler | E5 |  | Baseline Forecast | bar: 2019 to 2051
Commercial_Warehouse_Existing_Food Preparation_Natural Gas_Broiler_E6_Baseline Forecast | Commercial | Warehouse | Existing | Food Preparation | Natural Gas | Broiler | E6 |  | Baseline Forecast | bar: 2019 to 2051
Commercial_Warehouse_Existing_Food Preparation_Natural Gas_Broiler_E7_Baseline Forecast | Commercial | Warehouse | Existing | Food Preparation | Natural Gas | Broiler | E7 |  | Baseline Forecast | bar: 2019 to 2051
Commercial_Warehouse_Existing_Food Preparation_Natural Gas_Broiler_E8_Baseline Forecast | Commercial | Warehouse | Existing | Food Preparation | Natural Gas | Broiler | E8 |  | Baseline Forecast | bar: 2019 to 2051
Commercial_Warehouse_Existing_Food Preparation_Natural Gas_Broiler_E9_Baseline Forecast | Commercial | Warehouse | Existing | Food Preparation | Natural Gas | Broiler | E9 |  | Baseline Forecast | bar: 2019 to 2051
Commercial_Warehouse_Existing_Food Preparation_Natural Gas_Broiler_E10_Baseline Forecast | Commercial | Warehouse | Existing | Food Preparation | Natural Gas | Broiler | E10 |  | Baseline Forecast | bar: 2019 to 2051
Commercial_Warehouse_Existing_Food Preparation_Natural Gas_Griddle_E1_Baseline Forecast | Commercial | Warehouse | Existing | Food Preparation | Natural Gas | Griddle | E1 | Standard | Baseline Forecast | 71% | 71% | 71% | 71% | 71% | 71% | 71% | 71% | 71% | 71% | 71% | 71% | 71% | 71% | 71% | 71% | 71% | 71% | 71% | 71% | 71% | 71% | 71% | 71% | 71% | 71% | 71% | 71% | 71% | 71% | 71% | 71% | 71%
Commercial_Warehouse_Existing_Food Preparation_Natural Gas_Griddle_E2_Baseline Forecast | Commercial | Warehouse | Existing | Food Preparation | Natural Gas | Griddle | E2 | ENERGY STAR | Baseline Forecast | 29% | 29% | 29% | 29% | 29% | 29% | 29% | 29% | 29% | 29% | 29% | 29% | 29% | 29% | 29% | 29% | 29% | 29% | 29% | 29% | 29% | 29% | 29% | 29% | 29% | 29% | 29% | 29% | 29% | 29% | 29% | 29% | 29%
Commercial_Warehouse_Existing_Food Preparation_Natural Gas_Griddle_E3_Baseline Forecast | Commercial | Warehouse | Existing | Food Preparation | Natural Gas | Griddle | E3 |  | Baseline Forecast | bar: 2019 to 2051
Commercial_Warehouse_Existing_Food Preparation_Natural Gas_Griddle_E4_Baseline Forecast | Commercial | Warehouse | Existing | Food Preparation | Natural Gas | Griddle | E4 |  | Baseline Forecast | bar: 2019 to 2051
Commercial_Warehouse_Existing_Food Preparation_Natural Gas_Griddle_E5_Baseline Forecast | Commercial | Warehouse | Existing | Food Preparation | Natural Gas | Griddle | E5 |  | Baseline Forecast | bar: 2019 to 2051
Commercial_Warehouse_Existing_Food Preparation_Natural Gas_Griddle_E6_Baseline Forecast | Commercial | Warehouse | Existing | Food Preparation | Natural Gas | Griddle | E6 |  | Baseline Forecast | bar: 2019 to 2051
Commercial_Warehouse_Existing_Food Preparation_Natural Gas_Griddle_E7_Baseline Forecast | Commercial | Warehouse | Existing | Food Preparation | Natural Gas | Griddle | E7 |  | Baseline Forecast | bar: 2019 to 2051
Commercial_Warehouse_Existing_Food Preparation_Natural Gas_Griddle_E8_Baseline Forecast | Commercial | Warehouse | Existing | Food Preparation | Natural Gas | Griddle | E8 |  | Baseline Forecast | bar: 2019 to 2051
Commercial_Warehouse_Existing_Food Preparation_Natural Gas_Griddle_E9_Baseline Forecast | Commercial | Warehouse | Existing | Food Preparation | Natural Gas | Griddle | E9 |  | Baseline Forecast | bar: 2019 to 2051
Commercial_Warehouse_Existing_Food Preparation_Natural Gas_Griddle_E10_Baseline Forecast | Commercial | Warehouse | Existing | Food Preparation | Natural Gas | Griddle | E10 |  | Baseline Forecast | bar: 2019 to 2051
Commercial_Warehouse_Existing_Food Preparation_Natural Gas_Range_E1_Baseline Forecast | Commercial | Warehouse | Existing | Food Preparation | Natural Gas | Range | E1 | Standard | Baseline Forecast | 41% | 41% | 41% | 41% | 41% | 41% | 41% | 41% | 41% | 41% | 41% | 41% | 41% | 41% | 41% | 41% | 41% | 41% | 41% | 41% | 41% | 41% | 41% | 41% | 41% | 41% | 41% | 41% | 41% | 41% | 41% | 41% | 41%
Commercial_Warehouse_Existing_Food Preparation_Natural Gas_Range_E2_Baseline Forecast | Commercial | Warehouse | Existing | Food Preparation | Natural Gas | Range | E2 | High Efficiency | Baseline Forecast | 59% | 59% | 59% | 59% | 59% | 59% | 59% | 59% | 59% | 59% | 59% | 59% | 59% | 59% | 59% | 59% | 59% | 59% | 59% | 59% | 59% | 59% | 59% | 59% | 59% | 59% | 59% | 59% | 59% | 59% | 59% | 59% | 59%
Commercial_Warehouse_Existing_Food Preparation_Natural Gas_Range_E3_Baseline Forecast | Commercial | Warehouse | Existing | Food Preparation | Natural Gas | Range | E3 |  | Baseline Forecast | bar: 2019 to 2051
Commercial_Warehouse_Existing_Food Preparation_Natural Gas_Range_E4_Baseline Forecast | Commercial | Warehouse | Existing | Food Preparation | Natural Gas | Range | E4 |  | Baseline Forecast | bar: 2019 to 2051
Commercial_Warehouse_Existing_Food Preparation_Natural Gas_Range_E5_Baseline Forecast | Commercial | Warehouse | Existing | Food Preparation | Natural Gas | Range | E5 |  | Baseline Forecast | bar: 2019 to 2051
Commercial_Warehouse_Existing_Food Preparation_Natural Gas_Range_E6_Baseline Forecast | Commercial | Warehouse | Existing | Food Preparation | Natural Gas | Range | E6 |  | Baseline Forecast | bar: 2019 to 2051
Commercial_Warehouse_Existing_Food Preparation_Natural Gas_Range_E7_Baseline Forecast | Commercial | Warehouse | Existing | Food Preparation | Natural Gas | Range | E7 |  | Baseline Forecast | bar: 2019 to 2051
Commercial_Warehouse_Existing_Food Preparation_Natural Gas_Range_E8_Baseline Forecast | Commercial | Warehouse | Existing | Food Preparation | Natural Gas | Range | E8 |  | Baseline Forecast | bar: 2019 to 2051
Commercial_Warehouse_Existing_Food Preparation_Natural Gas_Range_E9_Baseline Forecast | Commercial | Warehouse | Existing | Food Preparation | Natural Gas | Range | E9 |  | Baseline Forecast | bar: 2019 to 2051
Commercial_Warehouse_Existing_Food Preparation_Natural Gas_Range_E10_Baseline Forecast | Commercial | Warehouse | Existing | Food Preparation | Natural Gas | Range | E10 |  | Baseline Forecast | bar: 2019 to 2051
Commercial_Warehouse_Existing_Food Preparation_Natural Gas_Steamer_E1_Baseline Forecast | Commercial | Warehouse | Existing | Food Preparation | Natural Gas | Steamer | E1 | Standard | Baseline Forecast | 50% | 50% | 50% | 0% | 0% | 0% | 0% | 0% | 0% | 0% | 0% | 0% | 0% | 0% | 0% | 0% | 0% | 0% | 0% | 0% | 0% | 0% | 0% | 0% | 0% | 0% | 0% | 0% | 0% | 0% | 0% | 0% | 0%
Commercial_Warehouse_Existing_Food Preparation_Natural Gas_Steamer_E2_Baseline Forecast | Commercial | Warehouse | Existing | Food Preparation | Natural Gas | Steamer | E2 | ENERGY STAR | Baseline Forecast | 50% | 50% | 50% | 100% | 100% | 100% | 100% | 100% | 100% | 100% | 100% | 100% | 100% | 100% | 100% | 100% | 100% | 100% | 100% | 100% | 100% | 100% | 100% | 100% | 100% | 100% | 100% | 100% | 100% | 100% | 100% | 100% | 100%
Commercial_Warehouse_Existing_Food Preparation_Natural Gas_Steamer_E3_Baseline Forecast | Commercial | Warehouse | Existing | Food Preparation | Natural Gas | Steamer | E3 |  | Baseline Forecast | bar: 2019 to 2051
Commercial_Warehouse_Existing_Food Preparation_Natural Gas_Steamer_E4_Baseline Forecast | Commercial | Warehouse | Existing | Food Preparation | Natural Gas | Steamer | E4 |  | Baseline Forecast | bar: 2019 to 2051
Commercial_Warehouse_Existing_Food Preparation_Natural Gas_Steamer_E5_Baseline Forecast | Commercial | Warehouse | Existing | Food Preparation | Natural Gas | Steamer | E5 |  | Baseline Forecast | bar: 2019 to 2051
Commercial_Warehouse_Existing_Food Preparation_Natural Gas_Steamer_E6_Baseline Forecast | Commercial | Warehouse | Existing | Food Preparation | Natural Gas | Steamer | E6 |  | Baseline Forecast | bar: 2019 to 2051
Commercial_Warehouse_Existing_Food Preparation_Natural Gas_Steamer_E7_Baseline Forecast | Commercial | Warehouse | Existing | Food Preparation | Natural Gas | Steamer | E7 |  | Baseline Forecast | bar: 2019 to 2051
Commercial_Warehouse_Existing_Food Preparation_Natural Gas_Steamer_E8_Baseline Forecast | Commercial | Warehouse | Existing | Food Preparation | Natural Gas | Steamer | E8 |  | Baseline Forecast | bar: 2019 to 2051
Commercial_Warehouse_Existing_Food Preparation_Natural Gas_Steamer_E9_Baseline Forecast | Commercial | Warehouse | Existing | Food Preparation | Natural Gas | Steamer | E9 |  | Baseline Forecast | bar: 2019 to 2051
Commercial_Warehouse_Existing_Food Preparation_Natural Gas_Steamer_E10_Baseline Forecast | Commercial | Warehouse | Existing | Food Preparation | Natural Gas | Steamer | E10 |  | Baseline Forecast | bar: 2019 to 2051
Commercial_Warehouse_Existing_Food Preparation_Natural Gas_Food Prep Other_E1_Baseline Forecast | Commercial | Warehouse | Existing | Food Preparation | Natural Gas | Food Prep Other | E1 | Standard | Baseline Forecast | 74% | 74% | 74% | 74% | 74% | 74% | 74% | 74% | 74% | 74% | 74% | 74% | 74% | 74% | 74% | 74% | 74% | 74% | 74% | 74% | 74% | 74% | 74% | 74% | 74% | 74% | 74% | 74% | 74% | 74% | 74% | 74% | 74%
Commercial_Warehouse_Existing_Food Preparation_Natural Gas_Food Prep Other_E2_Baseline Forecast | Commercial | Warehouse | Existing | Food Preparation | Natural Gas | Food Prep Other | E2 | ENERGY STAR | Baseline Forecast | 26% | 26% | 26% | 26% | 26% | 26% | 26% | 26% | 26% | 26% | 26% | 26% | 26% | 26% | 26% | 26% | 26% | 26% | 26% | 26% | 26% | 26% | 26% | 26% | 26% | 26% | 26% | 26% | 26% | 26% | 26% | 26% | 26%
Commercial_Warehouse_Existing_Food Preparation_Natural Gas_Food Prep Other_E3_Baseline Forecast | Commercial | Warehouse | Existing | Food Preparation | Natural Gas | Food Prep Other | E3 |  | Baseline Forecast | bar: 2019 to 2051
Commercial_Warehouse_Existing_Food Preparation_Natural Gas_Food Prep Other_E4_Baseline Forecast | Commercial | Warehouse | Existing | Food Preparation | Natural Gas | Food Prep Other | E4 |  | Baseline Forecast | bar: 2019 to 2051
Commercial_Warehouse_Existing_Food Preparation_Natural Gas_Food Prep Other_E5_Baseline Forecast | Commercial | Warehouse | Existing | Food Preparation | Natural Gas | Food Prep Other | E5 |  | Baseline Forecast | bar: 2019 to 2051
Commercial_Warehouse_Existing_Food Preparation_Natural Gas_Food Prep Other_E6_Baseline Forecast | Commercial | Warehouse | Existing | Food Preparation | Natural Gas | Food Prep Other | E6 |  | Baseline Forecast | bar: 2019 to 2051
Commercial_Warehouse_Existing_Food Preparation_Natural Gas_Food Prep Other_E7_Baseline Forecast | Commercial | Warehouse | Existing | Food Preparation | Natural Gas | Food Prep Other | E7 |  | Baseline Forecast | bar: 2019 to 2051
Commercial_Warehouse_Existing_Food Preparation_Natural Gas_Food Prep Other_E8_Baseline Forecast | Commercial | Warehouse | Existing | Food Preparation | Natural Gas | Food Prep Other | E8 |  | Baseline Forecast | bar: 2019 to 2051
Commercial_Warehouse_Existing_Food Preparation_Natural Gas_Food Prep Other_E9_Baseline Forecast | Commercial | Warehouse | Existing | Food Preparation | Natural Gas | Food Prep Other | E9 |  | Baseline Forecast | bar: 2019 to 2051
Commercial_Warehouse_Existing_Food Preparation_Natural Gas_Food Prep Other_E10_Baseline Forecast | Commercial | Warehouse | Existing | Food Preparation | Natural Gas | Food Prep Other | E10 |  | Baseline Forecast | bar: 2019 to 2051
Commercial_Warehouse_Existing_Miscellaneous_Natural Gas_Pool Heater_E1_Baseline Forecast | Commercial | Warehouse | Existing | Miscellaneous | Natural Gas | Pool Heater | E1 | Standard (EF .78) | Baseline Forecast | 90% | 90% | 90% | 90% | 90% | 90% | 90% | 90% | 90% | 90% | 90% | 90% | 90% | 90% | 90% | 90% | 90% | 90% | 90% | 90% | 90% | 90% | 90% | 90% | 90% | 90% | 90% | 90% | 90% | 90% | 90% | 90% | 90%
Commercial_Warehouse_Existing_Miscellaneous_Natural Gas_Pool Heater_E2_Baseline Forecast | Commercial | Warehouse | Existing | Miscellaneous | Natural Gas | Pool Heater | E2 | Condensing (EF .90) | Baseline Forecast | 10% | 10% | 10% | 10% | 10% | 10% | 10% | 10% | 10% | 10% | 10% | 10% | 10% | 10% | 10% | 10% | 10% | 10% | 10% | 10% | 10% | 10% | 10% | 10% | 10% | 10% | 10% | 10% | 10% | 10% | 10% | 10% | 10%
Commercial_Warehouse_Existing_Miscellaneous_Natural Gas_Pool Heater_E3_Baseline Forecast | Commercial | Warehouse | Existing | Miscellaneous | Natural Gas | Pool Heater | E3 |  | Baseline Forecast | bar: 2019 to 2051
Commercial_Warehouse_Existing_Miscellaneous_Natural Gas_Pool Heater_E4_Baseline Forecast | Commercial | Warehouse | Existing | Miscellaneous | Natural Gas | Pool Heater | E4 |  | Baseline Forecast | bar: 2019 to 2051
Commercial_Warehouse_Existing_Miscellaneous_Natural Gas_Pool Heater_E5_Baseline Forecast | Commercial | Warehouse | Existing | Miscellaneous | Natural Gas | Pool Heater | E5 |  | Baseline Forecast | bar: 2019 to 2051
Commercial_Warehouse_Existing_Miscellaneous_Natural Gas_Pool Heater_E6_Baseline Forecast | Commercial | Warehouse | Existing | Miscellaneous | Natural Gas | Pool Heater | E6 |  | Baseline Forecast | bar: 2019 to 2051
Commercial_Warehouse_Existing_Miscellaneous_Natural Gas_Pool Heater_E7_Baseline Forecast | Commercial | Warehouse | Existing | Miscellaneous | Natural Gas | Pool Heater | E7 |  | Baseline Forecast | bar: 2019 to 2051
Commercial_Warehouse_Existing_Miscellaneous_Natural Gas_Pool Heater_E8_Baseline Forecast | Commercial | Warehouse | Existing | Miscellaneous | Natural Gas | Pool Heater | E8 |  | Baseline Forecast | bar: 2019 to 2051
Commercial_Warehouse_Existing_Miscellaneous_Natural Gas_Pool Heater_E9_Baseline Forecast | Commercial | Warehouse | Existing | Miscellaneous | Natural Gas | Pool Heater | E9 |  | Baseline Forecast | bar: 2019 to 2051
Commercial_Warehouse_Existing_Miscellaneous_Natural Gas_Pool Heater_E10_Baseline Forecast | Commercial | Warehouse | Existing | Miscellaneous | Natural Gas | Pool Heater | E10 |  | Baseline Forecast | bar: 2019 to 2051
Commercial_Warehouse_Existing_Miscellaneous_Natural Gas_Miscellaneous_E1_Baseline Forecast | Commercial | Warehouse | Existing | Miscellaneous | Natural Gas | Miscellaneous | E1 | Miscellaneous | Baseline Forecast | 100% | 100% | 100% | 100% | 100% | 100% | 100% | 100% | 100% | 100% | 100% | 100% | 100% | 100% | 100% | 100% | 100% | 100% | 100% | 100% | 100% | 100% | 100% | 100% | 100% | 100% | 100% | 100% | 100% | 100% | 100% | 100% | 100%
Commercial_Warehouse_Existing_Miscellaneous_Natural Gas_Miscellaneous_E2_Baseline Forecast | Commercial | Warehouse | Existing | Miscellaneous | Natural Gas | Miscellaneous | E2 |  | Baseline Forecast | bar: 2019 to 2051
Commercial_Warehouse_Existing_Miscellaneous_Natural Gas_Miscellaneous_E3_Baseline Forecast | Commercial | Warehouse | Existing | Miscellaneous | Natural Gas | Miscellaneous | E3 |  | Baseline Forecast | bar: 2019 to 2051
Commercial_Warehouse_Existing_Miscellaneous_Natural Gas_Miscellaneous_E4_Baseline Forecast | Commercial | Warehouse | Existing | Miscellaneous | Natural Gas | Miscellaneous | E4 |  | Baseline Forecast | bar: 2019 to 2051
Commercial_Warehouse_Existing_Miscellaneous_Natural Gas_Miscellaneous_E5_Baseline Forecast | Commercial | Warehouse | Existing | Miscellaneous | Natural Gas | Miscellaneous | E5 |  | Baseline Forecast | bar: 2019 to 2051
Commercial_Warehouse_Existing_Miscellaneous_Natural Gas_Miscellaneous_E6_Baseline Forecast | Commercial | Warehouse | Existing | Miscellaneous | Natural Gas | Miscellaneous | E6 |  | Baseline Forecast | bar: 2019 to 2051
Commercial_Warehouse_Existing_Miscellaneous_Natural Gas_Miscellaneous_E7_Baseline Forecast | Commercial | Warehouse | Existing | Miscellaneous | Natural Gas | Miscellaneous | E7 |  | Baseline Forecast | bar: 2019 to 2051
Commercial_Warehouse_Existing_Miscellaneous_Natural Gas_Miscellaneous_E8_Baseline Forecast | Commercial | Warehouse | Existing | Miscellaneous | Natural Gas | Miscellaneous | E8 |  | Baseline Forecast | bar: 2019 to 2051
Commercial_Warehouse_Existing_Miscellaneous_Natural Gas_Miscellaneous_E9_Baseline Forecast | Commercial | Warehouse | Existing | Miscellaneous | Natural Gas | Miscellaneous | E9 |  | Baseline Forecast | bar: 2019 to 2051
Commercial_Warehouse_Existing_Miscellaneous_Natural Gas_Miscellaneous_E10_Baseline Forecast | Commercial | Warehouse | Existing | Miscellaneous | Natural Gas | Miscellaneous | E10 |  | Baseline Forecast | bar: 2019 to 2051
Commercial_Warehouse_New_Space Heating_Natural Gas_Furnace_E1_Baseline Forecast | Commercial | Warehouse | New | Space Heating | Natural Gas | Furnace | E1 | AFUE 80% (Standard) | Baseline Forecast | 100% | 100% | 100% | 100% | 100% | 100% | 100% | 100% | 100% | 100% | 100% | 100% | 100% | 100% | 100% | 100% | 100% | 100% | 100% | 100% | 100% | 100% | 100% | 100% | 100% | 100% | 100% | 100% | 100% | 100% | 100% | 100% | 100%
Commercial_Warehouse_New_Space Heating_Natural Gas_Furnace_E2_Baseline Forecast | Commercial | Warehouse | New | Space Heating | Natural Gas | Furnace | E2 | AFUE 90% | Baseline Forecast | bar: 2019 to 2051
Commercial_Warehouse_New_Space Heating_Natural Gas_Furnace_E3_Baseline Forecast | Commercial | Warehouse | New | Space Heating | Natural Gas | Furnace | E3 | AFUE 96% | Baseline Forecast | bar: 2019 to 2051
Commercial_Warehouse_New_Space Heating_Natural Gas_Furnace_E4_Baseline Forecast | Commercial | Warehouse | New | Space Heating | Natural Gas | Furnace | E4 | Convert to NG Air Source Heat Pump | Baseline Forecast | bar: 2019 to 2051
Commercial_Warehouse_New_Space Heating_Natural Gas_Furnace_E5_Baseline Forecast | Commercial | Warehouse | New | Space Heating | Natural Gas | Furnace | E5 |  | Baseline Forecast | bar: 2019 to 2051
Commercial_Warehouse_New_Space Heating_Natural Gas_Furnace_E6_Baseline Forecast | Commercial | Warehouse | New | Space Heating | Natural Gas | Furnace | E6 |  | Baseline Forecast | bar: 2019 to 2051
Commercial_Warehouse_New_Space Heating_Natural Gas_Furnace_E7_Baseline Forecast | Commercial | Warehouse | New | Space Heating | Natural Gas | Furnace | E7 |  | Baseline Forecast | bar: 2019 to 2051
Commercial_Warehouse_New_Space Heating_Natural Gas_Furnace_E8_Baseline Forecast | Commercial | Warehouse | New | Space Heating | Natural Gas | Furnace | E8 |  | Baseline Forecast | bar: 2019 to 2051
Commercial_Warehouse_New_Space Heating_Natural Gas_Furnace_E9_Baseline Forecast | Commercial | Warehouse | New | Space Heating | Natural Gas | Furnace | E9 |  | Baseline Forecast | bar: 2019 to 2051
Commercial_Warehouse_New_Space Heating_Natural Gas_Furnace_E10_Baseline Forecast | Commercial | Warehouse | New | Space Heating | Natural Gas | Furnace | E10 |  | Baseline Forecast | bar: 2019 to 2051
Commercial_Warehouse_New_Space Heating_Natural Gas_Boiler_E1_Baseline Forecast | Commercial | Warehouse | New | Space Heating | Natural Gas | Boiler | E1 | AFUE 80% (Standard) | Baseline Forecast | 100% | 100% | 100% | 100% | 100% | 100% | 100% | 100% | 100% | 100% | 100% | 100% | 100% | 100% | 100% | 100% | 100% | 100% | 100% | 100% | 100% | 100% | 100% | 100% | 100% | 100% | 100% | 100% | 100% | 100% | 100% | 100% | 100%
Commercial_Warehouse_New_Space Heating_Natural Gas_Boiler_E2_Baseline Forecast | Commercial | Warehouse | New | Space Heating | Natural Gas | Boiler | E2 | AFUE 85% | Baseline Forecast | bar: 2019 to 2051
Commercial_Warehouse_New_Space Heating_Natural Gas_Boiler_E3_Baseline Forecast | Commercial | Warehouse | New | Space Heating | Natural Gas | Boiler | E3 | AFUE 97% | Baseline Forecast | bar: 2019 to 2051
Commercial_Warehouse_New_Space Heating_Natural Gas_Boiler_E4_Baseline Forecast | Commercial | Warehouse | New | Space Heating | Natural Gas | Boiler | E4 | Convert to NG Air Source Heat Pump | Baseline Forecast | bar: 2019 to 2051
Commercial_Warehouse_New_Space Heating_Natural Gas_Boiler_E5_Baseline Forecast | Commercial | Warehouse | New | Space Heating | Natural Gas | Boiler | E5 |  | Baseline Forecast | bar: 2019 to 2051
Commercial_Warehouse_New_Space Heating_Natural Gas_Boiler_E6_Baseline Forecast | Commercial | Warehouse | New | Space Heating | Natural Gas | Boiler | E6 |  | Baseline Forecast | bar: 2019 to 2051
Commercial_Warehouse_New_Space Heating_Natural Gas_Boiler_E7_Baseline Forecast | Commercial | Warehouse | New | Space Heating | Natural Gas | Boiler | E7 |  | Baseline Forecast | bar: 2019 to 2051
Commercial_Warehouse_New_Space Heating_Natural Gas_Boiler_E8_Baseline Forecast | Commercial | Warehouse | New | Space Heating | Natural Gas | Boiler | E8 |  | Baseline Forecast | bar: 2019 to 2051
Commercial_Warehouse_New_Space Heating_Natural Gas_Boiler_E9_Baseline Forecast | Commercial | Warehouse | New | Space Heating | Natural Gas | Boiler | E9 |  | Baseline Forecast | bar: 2019 to 2051
Commercial_Warehouse_New_Space Heating_Natural Gas_Boiler_E10_Baseline Forecast | Commercial | Warehouse | New | Space Heating | Natural Gas | Boiler | E10 |  | Baseline Forecast | bar: 2019 to 2051
Commercial_Warehouse_New_Space Heating_Natural Gas_Unit Heater_E1_Baseline Forecast | Commercial | Warehouse | New | Space Heating | Natural Gas | Unit Heater | E1 | Standard | Baseline Forecast | 100% | 100% | 100% | 100% | 100% | 100% | 100% | 100% | 100% | 100% | 100% | 100% | 100% | 100% | 100% | 100% | 100% | 100% | 100% | 100% | 100% | 100% | 100% | 100% | 100% | 100% | 100% | 100% | 100% | 100% | 100% | 100% | 100%
Commercial_Warehouse_New_Space Heating_Natural Gas_Unit Heater_E2_Baseline Forecast | Commercial | Warehouse | New | Space Heating | Natural Gas | Unit Heater | E2 | Condensing | Baseline Forecast | bar: 2019 to 2051
Commercial_Warehouse_New_Space Heating_Natural Gas_Unit Heater_E3_Baseline Forecast | Commercial | Warehouse | New | Space Heating | Natural Gas | Unit Heater | E3 | Infrared Radiant | Baseline Forecast | bar: 2019 to 2051
Commercial_Warehouse_New_Space Heating_Natural Gas_Unit Heater_E4_Baseline Forecast | Commercial | Warehouse | New | Space Heating | Natural Gas | Unit Heater | E4 |  | Baseline Forecast | bar: 2019 to 2051
Commercial_Warehouse_New_Space Heating_Natural Gas_Unit Heater_E5_Baseline Forecast | Commercial | Warehouse | New | Space Heating | Natural Gas | Unit Heater | E5 |  | Baseline Forecast | bar: 2019 to 2051
Commercial_Warehouse_New_Space Heating_Natural Gas_Unit Heater_E6_Baseline Forecast | Commercial | Warehouse | New | Space Heating | Natural Gas | Unit Heater | E6 |  | Baseline Forecast | bar: 2019 to 2051
Commercial_Warehouse_New_Space Heating_Natural Gas_Unit Heater_E7_Baseline Forecast | Commercial | Warehouse | New | Space Heating | Natural Gas | Unit Heater | E7 |  | Baseline Forecast | bar: 2019 to 2051
Commercial_Warehouse_New_Space Heating_Natural Gas_Unit Heater_E8_Baseline Forecast | Commercial | Warehouse | New | Space Heating | Natural Gas | Unit Heater | E8 |  | Baseline Forecast | bar: 2019 to 2051
Commercial_Warehouse_New_Space Heating_Natural Gas_Unit Heater_E9_Baseline Forecast | Commercial | Warehouse | New | Space Heating | Natural Gas | Unit Heater | E9 |  | Baseline Forecast | bar: 2019 to 2051
Commercial_Warehouse_New_Space Heating_Natural Gas_Unit Heater_E10_Baseline Forecast | Commercial | Warehouse | New | Space Heating | Natural Gas | Unit Heater | E10 |  | Baseline Forecast | bar: 2019 to 2051
Commercial_Warehouse_New_Water Heating_Natural Gas_Water Heater_E1_Baseline Forecast | Commercial | Warehouse | New | Water Heating | Natural Gas | Water Heater | E1 | TE 80% | Baseline Forecast | bar: 2019 to 2051
Commercial_Warehouse_New_Water Heating_Natural Gas_Water Heater_E2_Baseline Forecast | Commercial | Warehouse | New | Water Heating | Natural Gas | Water Heater | E2 | TE 81% | Baseline Forecast | 100% | 100% | 100% | 100% | 100% | 100% | 100% | 100% | 100% | 100% | 100% | 100% | 100% | 100% | 100% | 100% | 100% | 100% | 100% | 100% | 100% | 100% | 100% | 100% | 100% | 100% | 100% | 100% | 100% | 100% | 100% | 100% | 100%
Commercial_Warehouse_New_Water Heating_Natural Gas_Water Heater_E3_Baseline Forecast | Commercial | Warehouse | New | Water Heating | Natural Gas | Water Heater | E3 | TE 88% | Baseline Forecast | bar: 2019 to 2051
Commercial_Warehouse_New_Water Heating_Natural Gas_Water Heater_E4_Baseline Forecast | Commercial | Warehouse | New | Water Heating | Natural Gas | Water Heater | E4 | TE 94% | Baseline Forecast | bar: 2019 to 2051
Commercial_Warehouse_New_Water Heating_Natural Gas_Water Heater_E5_Baseline Forecast | Commercial | Warehouse | New | Water Heating | Natural Gas | Water Heater | E5 | TE 96% | Baseline Forecast | bar: 2019 to 2051
Commercial_Warehouse_New_Water Heating_Natural Gas_Water Heater_E6_Baseline Forecast | Commercial | Warehouse | New | Water Heating | Natural Gas | Water Heater | E6 | Tankless | Baseline Forecast | bar: 2019 to 2051
Commercial_Warehouse_New_Water Heating_Natural Gas_Water Heater_E7_Baseline Forecast | Commercial | Warehouse | New | Water Heating | Natural Gas | Water Heater | E7 | Gas-Fired Absorption HPWH | Baseline Forecast | bar: 2019 to 2051
Commercial_Warehouse_New_Water Heating_Natural Gas_Water Heater_E8_Baseline Forecast | Commercial | Warehouse | New | Water Heating | Natural Gas | Water Heater | E8 |  | Baseline Forecast | bar: 2019 to 2051
Commercial_Warehouse_New_Water Heating_Natural Gas_Water Heater_E9_Baseline Forecast | Commercial | Warehouse | New | Water Heating | Natural Gas | Water Heater | E9 |  | Baseline Forecast | bar: 2019 to 2051
Commercial_Warehouse_New_Water Heating_Natural Gas_Water Heater_E10_Baseline Forecast | Commercial | Warehouse | New | Water Heating | Natural Gas | Water Heater | E10 |  | Baseline Forecast | bar: 2019 to 2051
Commercial_Warehouse_New_Food Preparation_Natural Gas_Oven_E1_Baseline Forecast | Commercial | Warehouse | New | Food Preparation | Natural Gas | Oven | E1 | Standard | Baseline Forecast | 41% | 41% | 41% | 41% | 41% | 41% | 41% | 41% | 41% | 41% | 41% | 41% | 41% | 41% | 41% | 41% | 41% | 41% | 41% | 41% | 41% | 41% | 41% | 41% | 41% | 41% | 41% | 41% | 41% | 41% | 41% | 41% | 41%
Commercial_Warehouse_New_Food Preparation_Natural Gas_Oven_E2_Baseline Forecast | Commercial | Warehouse | New | Food Preparation | Natural Gas | Oven | E2 | ENERGY STAR (>44% Baking Efficiency) | Baseline Forecast | 59% | 59% | 59% | 59% | 59% | 59% | 59% | 59% | 59% | 59% | 59% | 59% | 59% | 59% | 59% | 59% | 59% | 59% | 59% | 59% | 59% | 59% | 59% | 59% | 59% | 59% | 59% | 59% | 59% | 59% | 59% | 59% | 59%
Commercial_Warehouse_New_Food Preparation_Natural Gas_Oven_E3_Baseline Forecast | Commercial | Warehouse | New | Food Preparation | Natural Gas | Oven | E3 |  | Baseline Forecast | bar: 2019 to 2051
Commercial_Warehouse_New_Food Preparation_Natural Gas_Oven_E4_Baseline Forecast | Commercial | Warehouse | New | Food Preparation | Natural Gas | Oven | E4 |  | Baseline Forecast | bar: 2019 to 2051
Commercial_Warehouse_New_Food Preparation_Natural Gas_Oven_E5_Baseline Forecast | Commercial | Warehouse | New | Food Preparation | Natural Gas | Oven | E5 |  | Baseline Forecast | bar: 2019 to 2051
Commercial_Warehouse_New_Food Preparation_Natural Gas_Oven_E6_Baseline Forecast | Commercial | Warehouse | New | Food Preparation | Natural Gas | Oven | E6 |  | Baseline Forecast | bar: 2019 to 2051
Commercial_Warehouse_New_Food Preparation_Natural Gas_Oven_E7_Baseline Forecast | Commercial | Warehouse | New | Food Preparation | Natural Gas | Oven | E7 |  | Baseline Forecast | bar: 2019 to 2051
Commercial_Warehouse_New_Food Preparation_Natural Gas_Oven_E8_Baseline Forecast | Commercial | Warehouse | New | Food Preparation | Natural Gas | Oven | E8 |  | Baseline Forecast | bar: 2019 to 2051
Commercial_Warehouse_New_Food Preparation_Natural Gas_Oven_E9_Baseline Forecast | Commercial | Warehouse | New | Food Preparation | Natural Gas | Oven | E9 |  | Baseline Forecast | bar: 2019 to 2051
Commercial_Warehouse_New_Food Preparation_Natural Gas_Oven_E10_Baseline Forecast | Commercial | Warehouse | New | Food Preparation | Natural Gas | Oven | E10 |  | Baseline Forecast | bar: 2019 to 2051
Commercial_Warehouse_New_Food Preparation_Natural Gas_Conveyor Oven_E1_Baseline Forecast | Commercial | Warehouse | New | Food Preparation | Natural Gas | Conveyor Oven | E1 | Standard | Baseline Forecast | 41% | 41% | 41% | 41% | 41% | 41% | 41% | 41% | 41% | 41% | 41% | 41% | 41% | 41% | 41% | 41% | 41% | 41% | 41% | 41% | 41% | 41% | 41% | 41% | 41% | 41% | 41% | 41% | 41% | 41% | 41% | 41% | 41%
Commercial_Warehouse_New_Food Preparation_Natural Gas_Conveyor Oven_E2_Baseline Forecast | Commercial | Warehouse | New | Food Preparation | Natural Gas | Conveyor Oven | E2 | Efficient (>44% Baking Efficiency) | Baseline Forecast | 59% | 59% | 59% | 59% | 59% | 59% | 59% | 59% | 59% | 59% | 59% | 59% | 59% | 59% | 59% | 59% | 59% | 59% | 59% | 59% | 59% | 59% | 59% | 59% | 59% | 59% | 59% | 59% | 59% | 59% | 59% | 59% | 59%
Commercial_Warehouse_New_Food Preparation_Natural Gas_Conveyor Oven_E3_Baseline Forecast | Commercial | Warehouse | New | Food Preparation | Natural Gas | Conveyor Oven | E3 |  | Baseline Forecast | bar: 2019 to 2051
Commercial_Warehouse_New_Food Preparation_Natural Gas_Conveyor Oven_E4_Baseline Forecast | Commercial | Warehouse | New | Food Preparation | Natural Gas | Conveyor Oven | E4 |  | Baseline Forecast | bar: 2019 to 2051
Commercial_Warehouse_New_Food Preparation_Natural Gas_Conveyor Oven_E5_Baseline Forecast | Commercial | Warehouse | New | Food Preparation | Natural Gas | Conveyor Oven | E5 |  | Baseline Forecast | bar: 2019 to 2051
Commercial_Warehouse_New_Food Preparation_Natural Gas_Conveyor Oven_E6_Baseline Forecast | Commercial | Warehouse | New | Food Preparation | Natural Gas | Conveyor Oven | E6 |  | Baseline Forecast | bar: 2019 to 2051
Commercial_Warehouse_New_Food Preparation_Natural Gas_Conveyor Oven_E7_Baseline Forecast | Commercial | Warehouse | New | Food Preparation | Natural Gas | Conveyor Oven | E7 |  | Baseline Forecast | bar: 2019 to 2051
Commercial_Warehouse_New_Food Preparation_Natural Gas_Conveyor Oven_E8_Baseline Forecast | Commercial | Warehouse | New | Food Preparation | Natural Gas | Conveyor Oven | E8 |  | Baseline Forecast | bar: 2019 to 2051
Commercial_Warehouse_New_Food Preparation_Natural Gas_Conveyor Oven_E9_Baseline Forecast | Commercial | Warehouse | New | Food Preparation | Natural Gas | Conveyor Oven | E9 |  | Baseline Forecast | bar: 2019 to 2051
Commercial_Warehouse_New_Food Preparation_Natural Gas_Conveyor Oven_E10_Baseline Forecast | Commercial | Warehouse | New | Food Preparation | Natural Gas | Conveyor Oven | E10 |  | Baseline Forecast | bar: 2019 to 2051
Commercial_Warehouse_New_Food Preparation_Natural Gas_Double Rack Oven_E1_Baseline Forecast | Commercial | Warehouse | New | Food Preparation | Natural Gas | Double Rack Oven | E1 | Standard | Baseline Forecast | 41% | 41% | 41% | 41% | 41% | 41% | 41% | 41% | 41% | 41% | 41% | 41% | 41% | 41% | 41% | 41% | 41% | 41% | 41% | 41% | 41% | 41% | 41% | 41% | 41% | 41% | 41% | 41% | 41% | 41% | 41% | 41% | 41%
Commercial_Warehouse_New_Food Preparation_Natural Gas_Double Rack Oven_E2_Baseline Forecast | Commercial | Warehouse | New | Food Preparation | Natural Gas | Double Rack Oven | E2 | FTSC Qualified (>50% Cooking Efficiency) | Baseline Forecast | 59% | 59% | 59% | 59% | 59% | 59% | 59% | 59% | 59% | 59% | 59% | 59% | 59% | 59% | 59% | 59% | 59% | 59% | 59% | 59% | 59% | 59% | 59% | 59% | 59% | 59% | 59% | 59% | 59% | 59% | 59% | 59% | 59%
Commercial_Warehouse_New_Food Preparation_Natural Gas_Double Rack Oven_E3_Baseline Forecast | Commercial | Warehouse | New | Food Preparation | Natural Gas | Double Rack Oven | E3 |  | Baseline Forecast | bar: 2019 to 2051
Commercial_Warehouse_New_Food Preparation_Natural Gas_Double Rack Oven_E4_Baseline Forecast | Commercial | Warehouse | New | Food Preparation | Natural Gas | Double Rack Oven | E4 |  | Baseline Forecast | bar: 2019 to 2051
Commercial_Warehouse_New_Food Preparation_Natural Gas_Double Rack Oven_E5_Baseline Forecast | Commercial | Warehouse | New | Food Preparation | Natural Gas | Double Rack Oven | E5 |  | Baseline Forecast | bar: 2019 to 2051
Commercial_Warehouse_New_Food Preparation_Natural Gas_Double Rack Oven_E6_Baseline Forecast | Commercial | Warehouse | New | Food Preparation | Natural Gas | Double Rack Oven | E6 |  | Baseline Forecast | bar: 2019 to 2051
Commercial_Warehouse_New_Food Preparation_Natural Gas_Double Rack Oven_E7_Baseline Forecast | Commercial | Warehouse | New | Food Preparation | Natural Gas | Double Rack Oven | E7 |  | Baseline Forecast | bar: 2019 to 2051
Commercial_Warehouse_New_Food Preparation_Natural Gas_Double Rack Oven_E8_Baseline Forecast | Commercial | Warehouse | New | Food Preparation | Natural Gas | Double Rack Oven | E8 |  | Baseline Forecast | bar: 2019 to 2051
Commercial_Warehouse_New_Food Preparation_Natural Gas_Double Rack Oven_E9_Baseline Forecast | Commercial | Warehouse | New | Food Preparation | Natural Gas | Double Rack Oven | E9 |  | Baseline Forecast | bar: 2019 to 2051
Commercial_Warehouse_New_Food Preparation_Natural Gas_Double Rack Oven_E10_Baseline Forecast | Commercial | Warehouse | New | Food Preparation | Natural Gas | Double Rack Oven | E10 |  | Baseline Forecast | bar: 2019 to 2051
Commercial_Warehouse_New_Food Preparation_Natural Gas_Fryer_E1_Baseline Forecast | Commercial | Warehouse | New | Food Preparation | Natural Gas | Fryer | E1 | Standard | Baseline Forecast | 74% | 74% | 74% | 0% | 0% | 0% | 0% | 0% | 0% | 0% | 0% | 0% | 0% | 0% | 0% | 0% | 0% | 0% | 0% | 0% | 0% | 0% | 0% | 0% | 0% | 0% | 0% | 0% | 0% | 0% | 0% | 0% | 0%
Commercial_Warehouse_New_Food Preparation_Natural Gas_Fryer_E2_Baseline Forecast | Commercial | Warehouse | New | Food Preparation | Natural Gas | Fryer | E2 | ENERGY STAR | Baseline Forecast | 26% | 26% | 26% | 100% | 100% | 100% | 100% | 100% | 100% | 100% | 100% | 100% | 100% | 100% | 100% | 100% | 100% | 100% | 100% | 100% | 100% | 100% | 100% | 100% | 100% | 100% | 100% | 100% | 100% | 100% | 100% | 100% | 100%
Commercial_Warehouse_New_Food Preparation_Natural Gas_Fryer_E3_Baseline Forecast | Commercial | Warehouse | New | Food Preparation | Natural Gas | Fryer | E3 |  | Baseline Forecast | bar: 2019 to 2051
Commercial_Warehouse_New_Food Preparation_Natural Gas_Fryer_E4_Baseline Forecast | Commercial | Warehouse | New | Food Preparation | Natural Gas | Fryer | E4 |  | Baseline Forecast | bar: 2019 to 2051
Commercial_Warehouse_New_Food Preparation_Natural Gas_Fryer_E5_Baseline Forecast | Commercial | Warehouse | New | Food Preparation | Natural Gas | Fryer | E5 |  | Baseline Forecast | bar: 2019 to 2051
Commercial_Warehouse_New_Food Preparation_Natural Gas_Fryer_E6_Baseline Forecast | Commercial | Warehouse | New | Food Preparation | Natural Gas | Fryer | E6 |  | Baseline Forecast | bar: 2019 to 2051
Commercial_Warehouse_New_Food Preparation_Natural Gas_Fryer_E7_Baseline Forecast | Commercial | Warehouse | New | Food Preparation | Natural Gas | Fryer | E7 |  | Baseline Forecast | bar: 2019 to 2051
Commercial_Warehouse_New_Food Preparation_Natural Gas_Fryer_E8_Baseline Forecast | Commercial | Warehouse | New | Food Preparation | Natural Gas | Fryer | E8 |  | Baseline Forecast | bar: 2019 to 2051
Commercial_Warehouse_New_Food Preparation_Natural Gas_Fryer_E9_Baseline Forecast | Commercial | Warehouse | New | Food Preparation | Natural Gas | Fryer | E9 |  | Baseline Forecast | bar: 2019 to 2051
Commercial_Warehouse_New_Food Preparation_Natural Gas_Fryer_E10_Baseline Forecast | Commercial | Warehouse | New | Food Preparation | Natural Gas | Fryer | E10 |  | Baseline Forecast | bar: 2019 to 2051
Commercial_Warehouse_New_Food Preparation_Natural Gas_Broiler_E1_Baseline Forecast | Commercial | Warehouse | New | Food Preparation | Natural Gas | Broiler | E1 | Standard | Baseline Forecast | 74% | 74% | 74% | 74% | 74% | 74% | 74% | 74% | 74% | 74% | 74% | 74% | 74% | 74% | 74% | 74% | 74% | 74% | 74% | 74% | 74% | 74% | 74% | 74% | 74% | 74% | 74% | 74% | 74% | 74% | 74% | 74% | 74%
Commercial_Warehouse_New_Food Preparation_Natural Gas_Broiler_E2_Baseline Forecast | Commercial | Warehouse | New | Food Preparation | Natural Gas | Broiler | E2 | Infrared Burners | Baseline Forecast | 26% | 26% | 26% | 26% | 26% | 26% | 26% | 26% | 26% | 26% | 26% | 26% | 26% | 26% | 26% | 26% | 26% | 26% | 26% | 26% | 26% | 26% | 26% | 26% | 26% | 26% | 26% | 26% | 26% | 26% | 26% | 26% | 26%
Commercial_Warehouse_New_Food Preparation_Natural Gas_Broiler_E3_Baseline Forecast | Commercial | Warehouse | New | Food Preparation | Natural Gas | Broiler | E3 |  | Baseline Forecast | bar: 2019 to 2051
Commercial_Warehouse_New_Food Preparation_Natural Gas_Broiler_E4_Baseline Forecast | Commercial | Warehouse | New | Food Preparation | Natural Gas | Broiler | E4 |  | Baseline Forecast | bar: 2019 to 2051
Commercial_Warehouse_New_Food Preparation_Natural Gas_Broiler_E5_Baseline Forecast | Commercial | Warehouse | New | Food Preparation | Natural Gas | Broiler | E5 |  | Baseline Forecast | bar: 2019 to 2051
Commercial_Warehouse_New_Food Preparation_Natural Gas_Broiler_E6_Baseline Forecast | Commercial | Warehouse | New | Food Preparation | Natural Gas | Broiler | E6 |  | Baseline Forecast | bar: 2019 to 2051
Commercial_Warehouse_New_Food Preparation_Natural Gas_Broiler_E7_Baseline Forecast | Commercial | Warehouse | New | Food Preparation | Natural Gas | Broiler | E7 |  | Baseline Forecast | bar: 2019 to 2051
Commercial_Warehouse_New_Food Preparation_Natural Gas_Broiler_E8_Baseline Forecast | Commercial | Warehouse | New | Food Preparation | Natural Gas | Broiler | E8 |  | Baseline Forecast | bar: 2019 to 2051
Commercial_Warehouse_New_Food Preparation_Natural Gas_Broiler_E9_Baseline Forecast | Commercial | Warehouse | New | Food Preparation | Natural Gas | Broiler | E9 |  | Baseline Forecast | bar: 2019 to 2051
Commercial_Warehouse_New_Food Preparation_Natural Gas_Broiler_E10_Baseline Forecast | Commercial | Warehouse | New | Food Preparation | Natural Gas | Broiler | E10 |  | Baseline Forecast | bar: 2019 to 2051
Commercial_Warehouse_New_Food Preparation_Natural Gas_Griddle_E1_Baseline Forecast | Commercial | Warehouse | New | Food Preparation | Natural Gas | Griddle | E1 | Standard | Baseline Forecast | 71% | 71% | 71% | 71% | 71% | 71% | 71% | 71% | 71% | 71% | 71% | 71% | 71% | 71% | 71% | 71% | 71% | 71% | 71% | 71% | 71% | 71% | 71% | 71% | 71% | 71% | 71% | 71% | 71% | 71% | 71% | 71% | 71%
Commercial_Warehouse_New_Food Preparation_Natural Gas_Griddle_E2_Baseline Forecast | Commercial | Warehouse | New | Food Preparation | Natural Gas | Griddle | E2 | ENERGY STAR | Baseline Forecast | 29% | 29% | 29% | 29% | 29% | 29% | 29% | 29% | 29% | 29% | 29% | 29% | 29% | 29% | 29% | 29% | 29% | 29% | 29% | 29% | 29% | 29% | 29% | 29% | 29% | 29% | 29% | 29% | 29% | 29% | 29% | 29% | 29%
Commercial_Warehouse_New_Food Preparation_Natural Gas_Griddle_E3_Baseline Forecast | Commercial | Warehouse | New | Food Preparation | Natural Gas | Griddle | E3 |  | Baseline Forecast | bar: 2019 to 2051
Commercial_Warehouse_New_Food Preparation_Natural Gas_Griddle_E4_Baseline Forecast | Commercial | Warehouse | New | Food Preparation | Natural Gas | Griddle | E4 |  | Baseline Forecast | bar: 2019 to 2051
Commercial_Warehouse_New_Food Preparation_Natural Gas_Griddle_E5_Baseline Forecast | Commercial | Warehouse | New | Food Preparation | Natural Gas | Griddle | E5 |  | Baseline Forecast | bar: 2019 to 2051
Commercial_Warehouse_New_Food Preparation_Natural Gas_Griddle_E6_Baseline Forecast | Commercial | Warehouse | New | Food Preparation | Natural Gas | Griddle | E6 |  | Baseline Forecast | bar: 2019 to 2051
Commercial_Warehouse_New_Food Preparation_Natural Gas_Griddle_E7_Baseline Forecast | Commercial | Warehouse | New | Food Preparation | Natural Gas | Griddle | E7 |  | Baseline Forecast | bar: 2019 to 2051
Commercial_Warehouse_New_Food Preparation_Natural Gas_Griddle_E8_Baseline Forecast | Commercial | Warehouse | New | Food Preparation | Natural Gas | Griddle | E8 |  | Baseline Forecast | bar: 2019 to 2051
Commercial_Warehouse_New_Food Preparation_Natural Gas_Griddle_E9_Baseline Forecast | Commercial | Warehouse | New | Food Preparation | Natural Gas | Griddle | E9 |  | Baseline Forecast | bar: 2019 to 2051
Commercial_Warehouse_New_Food Preparation_Natural Gas_Griddle_E10_Baseline Forecast | Commercial | Warehouse | New | Food Preparation | Natural Gas | Griddle | E10 |  | Baseline Forecast | bar: 2019 to 2051
Commercial_Warehouse_New_Food Preparation_Natural Gas_Range_E1_Baseline Forecast | Commercial | Warehouse | New | Food Preparation | Natural Gas | Range | E1 | Standard | Baseline Forecast | 41% | 41% | 41% | 41% | 41% | 41% | 41% | 41% | 41% | 41% | 41% | 41% | 41% | 41% | 41% | 41% | 41% | 41% | 41% | 41% | 41% | 41% | 41% | 41% | 41% | 41% | 41% | 41% | 41% | 41% | 41% | 41% | 41%
Commercial_Warehouse_New_Food Preparation_Natural Gas_Range_E2_Baseline Forecast | Commercial | Warehouse | New | Food Preparation | Natural Gas | Range | E2 | High Efficiency | Baseline Forecast | 59% | 59% | 59% | 59% | 59% | 59% | 59% | 59% | 59% | 59% | 59% | 59% | 59% | 59% | 59% | 59% | 59% | 59% | 59% | 59% | 59% | 59% | 59% | 59% | 59% | 59% | 59% | 59% | 59% | 59% | 59% | 59% | 59%
Commercial_Warehouse_New_Food Preparation_Natural Gas_Range_E3_Baseline Forecast | Commercial | Warehouse | New | Food Preparation | Natural Gas | Range | E3 |  | Baseline Forecast | bar: 2019 to 2051
Commercial_Warehouse_New_Food Preparation_Natural Gas_Range_E4_Baseline Forecast | Commercial | Warehouse | New | Food Preparation | Natural Gas | Range | E4 |  | Baseline Forecast | bar: 2019 to 2051
Commercial_Warehouse_New_Food Preparation_Natural Gas_Range_E5_Baseline Forecast | Commercial | Warehouse | New | Food Preparation | Natural Gas | Range | E5 |  | Baseline Forecast | bar: 2019 to 2051
Commercial_Warehouse_New_Food Preparation_Natural Gas_Range_E6_Baseline Forecast | Commercial | Warehouse | New | Food Preparation | Natural Gas | Range | E6 |  | Baseline Forecast | bar: 2019 to 2051
Commercial_Warehouse_New_Food Preparation_Natural Gas_Range_E7_Baseline Forecast | Commercial | Warehouse | New | Food Preparation | Natural Gas | Range | E7 |  | Baseline Forecast | bar: 2019 to 2051
Commercial_Warehouse_New_Food Preparation_Natural Gas_Range_E8_Baseline Forecast | Commercial | Warehouse | New | Food Preparation | Natural Gas | Range | E8 |  | Baseline Forecast | bar: 2019 to 2051
Commercial_Warehouse_New_Food Preparation_Natural Gas_Range_E9_Baseline Forecast | Commercial | Warehouse | New | Food Preparation | Natural Gas | Range | E9 |  | Baseline Forecast | bar: 2019 to 2051
Commercial_Warehouse_New_Food Preparation_Natural Gas_Range_E10_Baseline Forecast | Commercial | Warehouse | New | Food Preparation | Natural Gas | Range | E10 |  | Baseline Forecast | bar: 2019 to 2051
Commercial_Warehouse_New_Food Preparation_Natural Gas_Steamer_E1_Baseline Forecast | Commercial | Warehouse | New | Food Preparation | Natural Gas | Steamer | E1 | Standard | Baseline Forecast | 50% | 50% | 50% | 0% | 0% | 0% | 0% | 0% | 0% | 0% | 0% | 0% | 0% | 0% | 0% | 0% | 0% | 0% | 0% | 0% | 0% | 0% | 0% | 0% | 0% | 0% | 0% | 0% | 0% | 0% | 0% | 0% | 0%
Commercial_Warehouse_New_Food Preparation_Natural Gas_Steamer_E2_Baseline Forecast | Commercial | Warehouse | New | Food Preparation | Natural Gas | Steamer | E2 | ENERGY STAR | Baseline Forecast | 50% | 50% | 50% | 100% | 100% | 100% | 100% | 100% | 100% | 100% | 100% | 100% | 100% | 100% | 100% | 100% | 100% | 100% | 100% | 100% | 100% | 100% | 100% | 100% | 100% | 100% | 100% | 100% | 100% | 100% | 100% | 100% | 100%
Commercial_Warehouse_New_Food Preparation_Natural Gas_Steamer_E3_Baseline Forecast | Commercial | Warehouse | New | Food Preparation | Natural Gas | Steamer | E3 |  | Baseline Forecast | bar: 2019 to 2051
Commercial_Warehouse_New_Food Preparation_Natural Gas_Steamer_E4_Baseline Forecast | Commercial | Warehouse | New | Food Preparation | Natural Gas | Steamer | E4 |  | Baseline Forecast | bar: 2019 to 2051
Commercial_Warehouse_New_Food Preparation_Natural Gas_Steamer_E5_Baseline Forecast | Commercial | Warehouse | New | Food Preparation | Natural Gas | Steamer | E5 |  | Baseline Forecast | bar: 2019 to 2051
Commercial_Warehouse_New_Food Preparation_Natural Gas_Steamer_E6_Baseline Forecast | Commercial | Warehouse | New | Food Preparation | Natural Gas | Steamer | E6 |  | Baseline Forecast | bar: 2019 to 2051
Commercial_Warehouse_New_Food Preparation_Natural Gas_Steamer_E7_Baseline Forecast | Commercial | Warehouse | New | Food Preparation | Natural Gas | Steamer | E7 |  | Baseline Forecast | bar: 2019 to 2051
Commercial_Warehouse_New_Food Preparation_Natural Gas_Steamer_E8_Baseline Forecast | Commercial | Warehouse | New | Food Preparation | Natural Gas | Steamer | E8 |  | Baseline Forecast | bar: 2019 to 2051
Commercial_Warehouse_New_Food Preparation_Natural Gas_Steamer_E9_Baseline Forecast | Commercial | Warehouse | New | Food Preparation | Natural Gas | Steamer | E9 |  | Baseline Forecast | bar: 2019 to 2051
Commercial_Warehouse_New_Food Preparation_Natural Gas_Steamer_E10_Baseline Forecast | Commercial | Warehouse | New | Food Preparation | Natural Gas | Steamer | E10 |  | Baseline Forecast | bar: 2019 to 2051
Commercial_Warehouse_New_Food Preparation_Natural Gas_Food Prep Other_E1_Baseline Forecast | Commercial | Warehouse | New | Food Preparation | Natural Gas | Food Prep Other | E1 | Standard | Baseline Forecast | 74% | 74% | 74% | 74% | 74% | 74% | 74% | 74% | 74% | 74% | 74% | 74% | 74% | 74% | 74% | 74% | 74% | 74% | 74% | 74% | 74% | 74% | 74% | 74% | 74% | 74% | 74% | 74% | 74% | 74% | 74% | 74% | 74%
Commercial_Warehouse_New_Food Preparation_Natural Gas_Food Prep Other_E2_Baseline Forecast | Commercial | Warehouse | New | Food Preparation | Natural Gas | Food Prep Other | E2 | ENERGY STAR | Baseline Forecast | 26% | 26% | 26% | 26% | 26% | 26% | 26% | 26% | 26% | 26% | 26% | 26% | 26% | 26% | 26% | 26% | 26% | 26% | 26% | 26% | 26% | 26% | 26% | 26% | 26% | 26% | 26% | 26% | 26% | 26% | 26% | 26% | 26%
Commercial_Warehouse_New_Food Preparation_Natural Gas_Food Prep Other_E3_Baseline Forecast | Commercial | Warehouse | New | Food Preparation | Natural Gas | Food Prep Other | E3 |  | Baseline Forecast | bar: 2019 to 2051
Commercial_Warehouse_New_Food Preparation_Natural Gas_Food Prep Other_E4_Baseline Forecast | Commercial | Warehouse | New | Food Preparation | Natural Gas | Food Prep Other | E4 |  | Baseline Forecast | bar: 2019 to 2051
Commercial_Warehouse_New_Food Preparation_Natural Gas_Food Prep Other_E5_Baseline Forecast | Commercial | Warehouse | New | Food Preparation | Natural Gas | Food Prep Other | E5 |  | Baseline Forecast | bar: 2019 to 2051
Commercial_Warehouse_New_Food Preparation_Natural Gas_Food Prep Other_E6_Baseline Forecast | Commercial | Warehouse | New | Food Preparation | Natural Gas | Food Prep Other | E6 |  | Baseline Forecast | bar: 2019 to 2051
Commercial_Warehouse_New_Food Preparation_Natural Gas_Food Prep Other_E7_Baseline Forecast | Commercial | Warehouse | New | Food Preparation | Natural Gas | Food Prep Other | E7 |  | Baseline Forecast | bar: 2019 to 2051
Commercial_Warehouse_New_Food Preparation_Natural Gas_Food Prep Other_E8_Baseline Forecast | Commercial | Warehouse | New | Food Preparation | Natural Gas | Food Prep Other | E8 |  | Baseline Forecast | bar: 2019 to 2051
Commercial_Warehouse_New_Food Preparation_Natural Gas_Food Prep Other_E9_Baseline Forecast | Commercial | Warehouse | New | Food Preparation | Natural Gas | Food Prep Other | E9 |  | Baseline Forecast | bar: 2019 to 2051
Commercial_Warehouse_New_Food Preparation_Natural Gas_Food Prep Other_E10_Baseline Forecast | Commercial | Warehouse | New | Food Preparation | Natural Gas | Food Prep Other | E10 |  | Baseline Forecast | bar: 2019 to 2051
Commercial_Warehouse_New_Miscellaneous_Natural Gas_Pool Heater_E1_Baseline Forecast | Commercial | Warehouse | New | Miscellaneous | Natural Gas | Pool Heater | E1 | Standard (EF .78) | Baseline Forecast | 90% | 90% | 90% | 90% | 90% | 90% | 90% | 90% | 90% | 90% | 90% | 90% | 90% | 90% | 90% | 90% | 90% | 90% | 90% | 90% | 90% | 90% | 90% | 90% | 90% | 90% | 90% | 90% | 90% | 90% | 90% | 90% | 90%
Commercial_Warehouse_New_Miscellaneous_Natural Gas_Pool Heater_E2_Baseline Forecast | Commercial | Warehouse | New | Miscellaneous | Natural Gas | Pool Heater | E2 | Condensing (EF .90) | Baseline Forecast | 10% | 10% | 10% | 10% | 10% | 10% | 10% | 10% | 10% | 10% | 10% | 10% | 10% | 10% | 10% | 10% | 10% | 10% | 10% | 10% | 10% | 10% | 10% | 10% | 10% | 10% | 10% | 10% | 10% | 10% | 10% | 10% | 10%
Commercial_Warehouse_New_Miscellaneous_Natural Gas_Pool Heater_E3_Baseline Forecast | Commercial | Warehouse | New | Miscellaneous | Natural Gas | Pool Heater | E3 |  | Baseline Forecast | bar: 2019 to 2051
Commercial_Warehouse_New_Miscellaneous_Natural Gas_Pool Heater_E4_Baseline Forecast | Commercial | Warehouse | New | Miscellaneous | Natural Gas | Pool Heater | E4 |  | Baseline Forecast | bar: 2019 to 2051
Commercial_Warehouse_New_Miscellaneous_Natural Gas_Pool Heater_E5_Baseline Forecast | Commercial | Warehouse | New | Miscellaneous | Natural Gas | Pool Heater | E5 |  | Baseline Forecast | bar: 2019 to 2051
Commercial_Warehouse_New_Miscellaneous_Natural Gas_Pool Heater_E6_Baseline Forecast | Commercial | Warehouse | New | Miscellaneous | Natural Gas | Pool Heater | E6 |  | Baseline Forecast | bar: 2019 to 2051
Commercial_Warehouse_New_Miscellaneous_Natural Gas_Pool Heater_E7_Baseline Forecast | Commercial | Warehouse | New | Miscellaneous | Natural Gas | Pool Heater | E7 |  | Baseline Forecast | bar: 2019 to 2051
Commercial_Warehouse_New_Miscellaneous_Natural Gas_Pool Heater_E8_Baseline Forecast | Commercial | Warehouse | New | Miscellaneous | Natural Gas | Pool Heater | E8 |  | Baseline Forecast | bar: 2019 to 2051
Commercial_Warehouse_New_Miscellaneous_Natural Gas_Pool Heater_E9_Baseline Forecast | Commercial | Warehouse | New | Miscellaneous | Natural Gas | Pool Heater | E9 |  | Baseline Forecast | bar: 2019 to 2051
Commercial_Warehouse_New_Miscellaneous_Natural Gas_Pool Heater_E10_Baseline Forecast | Commercial | Warehouse | New | Miscellaneous | Natural Gas | Pool Heater | E10 |  | Baseline Forecast | bar: 2019 to 2051
Commercial_Warehouse_New_Miscellaneous_Natural Gas_Miscellaneous_E1_Baseline Forecast | Commercial | Warehouse | New | Miscellaneous | Natural Gas | Miscellaneous | E1 | Miscellaneous | Baseline Forecast | 100% | 100% | 100% | 100% | 100% | 100% | 100% | 100% | 100% | 100% | 100% | 100% | 100% | 100% | 100% | 100% | 100% | 100% | 100% | 100% | 100% | 100% | 100% | 100% | 100% | 100% | 100% | 100% | 100% | 100% | 100% | 100% | 100%
Commercial_Warehouse_New_Miscellaneous_Natural Gas_Miscellaneous_E2_Baseline Forecast | Commercial | Warehouse | New | Miscellaneous | Natural Gas | Miscellaneous | E2 |  | Baseline Forecast | bar: 2019 to 2051
Commercial_Warehouse_New_Miscellaneous_Natural Gas_Miscellaneous_E3_Baseline Forecast | Commercial | Warehouse | New | Miscellaneous | Natural Gas | Miscellaneous | E3 |  | Baseline Forecast | bar: 2019 to 2051
Commercial_Warehouse_New_Miscellaneous_Natural Gas_Miscellaneous_E4_Baseline Forecast | Commercial | Warehouse | New | Miscellaneous | Natural Gas | Miscellaneous | E4 |  | Baseline Forecast | bar: 2019 to 2051
Commercial_Warehouse_New_Miscellaneous_Natural Gas_Miscellaneous_E5_Baseline Forecast | Commercial | Warehouse | New | Miscellaneous | Natural Gas | Miscellaneous | E5 |  | Baseline Forecast | bar: 2019 to 2051
Commercial_Warehouse_New_Miscellaneous_Natural Gas_Miscellaneous_E6_Baseline Forecast | Commercial | Warehouse | New | Miscellaneous | Natural Gas | Miscellaneous | E6 |  | Baseline Forecast | bar: 2019 to 2051
Commercial_Warehouse_New_Miscellaneous_Natural Gas_Miscellaneous_E7_Baseline Forecast | Commercial | Warehouse | New | Miscellaneous | Natural Gas | Miscellaneous | E7 |  | Baseline Forecast | bar: 2019 to 2051
Commercial_Warehouse_New_Miscellaneous_Natural Gas_Miscellaneous_E8_Baseline Forecast | Commercial | Warehouse | New | Miscellaneous | Natural Gas | Miscellaneous | E8 |  | Baseline Forecast | bar: 2019 to 2051
Commercial_Warehouse_New_Miscellaneous_Natural Gas_Miscellaneous_E9_Baseline Forecast | Commercial | Warehouse | New | Miscellaneous | Natural Gas | Miscellaneous | E9 |  | Baseline Forecast | bar: 2019 to 2051
Commercial_Warehouse_New_Miscellaneous_Natural Gas_Miscellaneous_E10_Baseline Forecast | Commercial | Warehouse | New | Miscellaneous | Natural Gas | Miscellaneous | E10 |  | Baseline Forecast | bar: 2019 to 2051
Commercial_Miscellaneous_Existing_Space Heating_Natural Gas_Furnace_E1_Baseline Forecast | Commercial | Miscellaneous | Existing | Space Heating | Natural Gas | Furnace | E1 | AFUE 80% (Standard) | Baseline Forecast | 100% | 100% | 100% | 100% | 100% | 100% | 100% | 100% | 100% | 100% | 100% | 100% | 100% | 100% | 100% | 100% | 100% | 100% | 100% | 100% | 100% | 100% | 100% | 100% | 100% | 100% | 100% | 100% | 100% | 100% | 100% | 100% | 100%
Commercial_Miscellaneous_Existing_Space Heating_Natural Gas_Furnace_E2_Baseline Forecast | Commercial | Miscellaneous | Existing | Space Heating | Natural Gas | Furnace | E2 | AFUE 90% | Baseline Forecast | bar: 2019 to 2051
Commercial_Miscellaneous_Existing_Space Heating_Natural Gas_Furnace_E3_Baseline Forecast | Commercial | Miscellaneous | Existing | Space Heating | Natural Gas | Furnace | E3 | AFUE 96% | Baseline Forecast | bar: 2019 to 2051
Commercial_Miscellaneous_Existing_Space Heating_Natural Gas_Furnace_E4_Baseline Forecast | Commercial | Miscellaneous | Existing | Space Heating | Natural Gas | Furnace | E4 | Convert to NG Air Source Heat Pump | Baseline Forecast | bar: 2019 to 2051
Commercial_Miscellaneous_Existing_Space Heating_Natural Gas_Furnace_E5_Baseline Forecast | Commercial | Miscellaneous | Existing | Space Heating | Natural Gas | Furnace | E5 |  | Baseline Forecast | bar: 2019 to 2051
Commercial_Miscellaneous_Existing_Space Heating_Natural Gas_Furnace_E6_Baseline Forecast | Commercial | Miscellaneous | Existing | Space Heating | Natural Gas | Furnace | E6 |  | Baseline Forecast | bar: 2019 to 2051
Commercial_Miscellaneous_Existing_Space Heating_Natural Gas_Furnace_E7_Baseline Forecast | Commercial | Miscellaneous | Existing | Space Heating | Natural Gas | Furnace | E7 |  | Baseline Forecast | bar: 2019 to 2051
Commercial_Miscellaneous_Existing_Space Heating_Natural Gas_Furnace_E8_Baseline Forecast | Commercial | Miscellaneous | Existing | Space Heating | Natural Gas | Furnace | E8 |  | Baseline Forecast | bar: 2019 to 2051
Commercial_Miscellaneous_Existing_Space Heating_Natural Gas_Furnace_E9_Baseline Forecast | Commercial | Miscellaneous | Existing | Space Heating | Natural Gas | Furnace | E9 |  | Baseline Forecast | bar: 2019 to 2051
Commercial_Miscellaneous_Existing_Space Heating_Natural Gas_Furnace_E10_Baseline Forecast | Commercial | Miscellaneous | Existing | Space Heating | Natural Gas | Furnace | E10 |  | Baseline Forecast | bar: 2019 to 2051
Commercial_Miscellaneous_Existing_Space Heating_Natural Gas_Boiler_E1_Baseline Forecast | Commercial | Miscellaneous | Existing | Space Heating | Natural Gas | Boiler | E1 | AFUE 80% (Standard) | Baseline Forecast | 75.68% | 76.05% | 75.67% | 76.06% | 75.66% | 76.07% | 75.65% | 76.08% | 75.64% | 76.09% | 75.63% | 76.1% | 75.86% | 76.36% | 75.86% | 75.34% | 76.13% | 76.13% | 76.13% | 76.13% | 76.13% | 76.13% | 76.13% | 76.13% | 76.13% | 76.13% | 76.13% | 76.13% | 76.13% | 76.13% | 76.13% | 76.13% | 76.13%
Commercial_Miscellaneous_Existing_Space Heating_Natural Gas_Boiler_E2_Baseline Forecast | Commercial | Miscellaneous | Existing | Space Heating | Natural Gas | Boiler | E2 | AFUE 85% | Baseline Forecast | bar: 2019 to 2051
Commercial_Miscellaneous_Existing_Space Heating_Natural Gas_Boiler_E3_Baseline Forecast | Commercial | Miscellaneous | Existing | Space Heating | Natural Gas | Boiler | E3 | AFUE 97% | Baseline Forecast | 24.32% | 23.95% | 24.33% | 23.94% | 24.34% | 23.93% | 24.35% | 23.92% | 24.36% | 23.91% | 24.37% | 23.9% | 24.14% | 23.64% | 24.14% | 24.66% | 23.87% | 23.87% | 23.87% | 23.87% | 23.87% | 23.87% | 23.87% | 23.87% | 23.87% | 23.87% | 23.87% | 23.87% | 23.87% | 23.87% | 23.87% | 23.87% | 23.87%
Commercial_Miscellaneous_Existing_Space Heating_Natural Gas_Boiler_E4_Baseline Forecast | Commercial | Miscellaneous | Existing | Space Heating | Natural Gas | Boiler | E4 | Convert to NG Air Source Heat Pump | Baseline Forecast | bar: 2019 to 2051
Commercial_Miscellaneous_Existing_Space Heating_Natural Gas_Boiler_E5_Baseline Forecast | Commercial | Miscellaneous | Existing | Space Heating | Natural Gas | Boiler | E5 |  | Baseline Forecast | bar: 2019 to 2051
Commercial_Miscellaneous_Existing_Space Heating_Natural Gas_Boiler_E6_Baseline Forecast | Commercial | Miscellaneous | Existing | Space Heating | Natural Gas | Boiler | E6 |  | Baseline Forecast | bar: 2019 to 2051
Commercial_Miscellaneous_Existing_Space Heating_Natural Gas_Boiler_E7_Baseline Forecast | Commercial | Miscellaneous | Existing | Space Heating | Natural Gas | Boiler | E7 |  | Baseline Forecast | bar: 2019 to 2051
Commercial_Miscellaneous_Existing_Space Heating_Natural Gas_Boiler_E8_Baseline Forecast | Commercial | Miscellaneous | Existing | Space Heating | Natural Gas | Boiler | E8 |  | Baseline Forecast | bar: 2019 to 2051
Commercial_Miscellaneous_Existing_Space Heating_Natural Gas_Boiler_E9_Baseline Forecast | Commercial | Miscellaneous | Existing | Space Heating | Natural Gas | Boiler | E9 |  | Baseline Forecast | bar: 2019 to 2051
Commercial_Miscellaneous_Existing_Space Heating_Natural Gas_Boiler_E10_Baseline Forecast | Commercial | Miscellaneous | Existing | Space Heating | Natural Gas | Boiler | E10 |  | Baseline Forecast | bar: 2019 to 2051
Commercial_Miscellaneous_Existing_Space Heating_Natural Gas_Unit Heater_E1_Baseline Forecast | Commercial | Miscellaneous | Existing | Space Heating | Natural Gas | Unit Heater | E1 | Standard | Baseline Forecast | 100% | 100% | 100% | 100% | 100% | 100% | 100% | 100% | 100% | 100% | 100% | 100% | 100% | 100% | 100% | 100% | 100% | 100% | 100% | 100% | 100% | 100% | 100% | 100% | 100% | 100% | 100% | 100% | 100% | 100% | 100% | 100% | 100%
Commercial_Miscellaneous_Existing_Space Heating_Natural Gas_Unit Heater_E2_Baseline Forecast | Commercial | Miscellaneous | Existing | Space Heating | Natural Gas | Unit Heater | E2 | Condensing | Baseline Forecast | bar: 2019 to 2051
Commercial_Miscellaneous_Existing_Space Heating_Natural Gas_Unit Heater_E3_Baseline Forecast | Commercial | Miscellaneous | Existing | Space Heating | Natural Gas | Unit Heater | E3 | Infrared Radiant | Baseline Forecast | bar: 2019 to 2051
Commercial_Miscellaneous_Existing_Space Heating_Natural Gas_Unit Heater_E4_Baseline Forecast | Commercial | Miscellaneous | Existing | Space Heating | Natural Gas | Unit Heater | E4 |  | Baseline Forecast | bar: 2019 to 2051
Commercial_Miscellaneous_Existing_Space Heating_Natural Gas_Unit Heater_E5_Baseline Forecast | Commercial | Miscellaneous | Existing | Space Heating | Natural Gas | Unit Heater | E5 |  | Baseline Forecast | bar: 2019 to 2051
Commercial_Miscellaneous_Existing_Space Heating_Natural Gas_Unit Heater_E6_Baseline Forecast | Commercial | Miscellaneous | Existing | Space Heating | Natural Gas | Unit Heater | E6 |  | Baseline Forecast | bar: 2019 to 2051
Commercial_Miscellaneous_Existing_Space Heating_Natural Gas_Unit Heater_E7_Baseline Forecast | Commercial | Miscellaneous | Existing | Space Heating | Natural Gas | Unit Heater | E7 |  | Baseline Forecast | bar: 2019 to 2051
Commercial_Miscellaneous_Existing_Space Heating_Natural Gas_Unit Heater_E8_Baseline Forecast | Commercial | Miscellaneous | Existing | Space Heating | Natural Gas | Unit Heater | E8 |  | Baseline Forecast | bar: 2019 to 2051
Commercial_Miscellaneous_Existing_Space Heating_Natural Gas_Unit Heater_E9_Baseline Forecast | Commercial | Miscellaneous | Existing | Space Heating | Natural Gas | Unit Heater | E9 |  | Baseline Forecast | bar: 2019 to 2051
Commercial_Miscellaneous_Existing_Space Heating_Natural Gas_Unit Heater_E10_Baseline Forecast | Commercial | Miscellaneous | Existing | Space Heating | Natural Gas | Unit Heater | E10 |  | Baseline Forecast | bar: 2019 to 2051
Commercial_Miscellaneous_Existing_Water Heating_Natural Gas_Water Heater_E1_Baseline Forecast | Commercial | Miscellaneous | Existing | Water Heating | Natural Gas | Water Heater | E1 | TE 80% | Baseline Forecast | bar: 2019 to 2051
Commercial_Miscellaneous_Existing_Water Heating_Natural Gas_Water Heater_E2_Baseline Forecast | Commercial | Miscellaneous | Existing | Water Heating | Natural Gas | Water Heater | E2 | TE 81% | Baseline Forecast | 100% | 100% | 100% | 100% | 100% | 100% | 100% | 100% | 100% | 100% | 100% | 100% | 100% | 100% | 100% | 100% | 100% | 100% | 100% | 100% | 100% | 100% | 100% | 100% | 100% | 100% | 100% | 100% | 100% | 100% | 100% | 100% | 100%
Commercial_Miscellaneous_Existing_Water Heating_Natural Gas_Water Heater_E3_Baseline Forecast | Commercial | Miscellaneous | Existing | Water Heating | Natural Gas | Water Heater | E3 | TE 88% | Baseline Forecast | bar: 2019 to 2051
Commercial_Miscellaneous_Existing_Water Heating_Natural Gas_Water Heater_E4_Baseline Forecast | Commercial | Miscellaneous | Existing | Water Heating | Natural Gas | Water Heater | E4 | TE 94% | Baseline Forecast | bar: 2019 to 2051
Commercial_Miscellaneous_Existing_Water Heating_Natural Gas_Water Heater_E5_Baseline Forecast | Commercial | Miscellaneous | Existing | Water Heating | Natural Gas | Water Heater | E5 | TE 96% | Baseline Forecast | bar: 2019 to 2051
Commercial_Miscellaneous_Existing_Water Heating_Natural Gas_Water Heater_E6_Baseline Forecast | Commercial | Miscellaneous | Existing | Water Heating | Natural Gas | Water Heater | E6 | Tankless | Baseline Forecast | bar: 2019 to 2051
Commercial_Miscellaneous_Existing_Water Heating_Natural Gas_Water Heater_E7_Baseline Forecast | Commercial | Miscellaneous | Existing | Water Heating | Natural Gas | Water Heater | E7 | Gas-Fired Absorption HPWH | Baseline Forecast | bar: 2019 to 2051
Commercial_Miscellaneous_Existing_Water Heating_Natural Gas_Water Heater_E8_Baseline Forecast | Commercial | Miscellaneous | Existing | Water Heating | Natural Gas | Water Heater | E8 |  | Baseline Forecast | bar: 2019 to 2051
Commercial_Miscellaneous_Existing_Water Heating_Natural Gas_Water Heater_E9_Baseline Forecast | Commercial | Miscellaneous | Existing | Water Heating | Natural Gas | Water Heater | E9 |  | Baseline Forecast | bar: 2019 to 2051
Commercial_Miscellaneous_Existing_Water Heating_Natural Gas_Water Heater_E10_Baseline Forecast | Commercial | Miscellaneous | Existing | Water Heating | Natural Gas | Water Heater | E10 |  | Baseline Forecast | bar: 2019 to 2051
Commercial_Miscellaneous_Existing_Food Preparation_Natural Gas_Oven_E1_Baseline Forecast | Commercial | Miscellaneous | Existing | Food Preparation | Natural Gas | Oven | E1 | Standard | Baseline Forecast | 41% | 41% | 41% | 41% | 41% | 41% | 41% | 41% | 41% | 41% | 41% | 41% | 41% | 41% | 41% | 41% | 41% | 41% | 41% | 41% | 41% | 41% | 41% | 41% | 41% | 41% | 41% | 41% | 41% | 41% | 41% | 41% | 41%
Commercial_Miscellaneous_Existing_Food Preparation_Natural Gas_Oven_E2_Baseline Forecast | Commercial | Miscellaneous | Existing | Food Preparation | Natural Gas | Oven | E2 | ENERGY STAR (>44% Baking Efficiency) | Baseline Forecast | 59% | 59% | 59% | 59% | 59% | 59% | 59% | 59% | 59% | 59% | 59% | 59% | 59% | 59% | 59% | 59% | 59% | 59% | 59% | 59% | 59% | 59% | 59% | 59% | 59% | 59% | 59% | 59% | 59% | 59% | 59% | 59% | 59%
Commercial_Miscellaneous_Existing_Food Preparation_Natural Gas_Oven_E3_Baseline Forecast | Commercial | Miscellaneous | Existing | Food Preparation | Natural Gas | Oven | E3 |  | Baseline Forecast | bar: 2019 to 2051
Commercial_Miscellaneous_Existing_Food Preparation_Natural Gas_Oven_E4_Baseline Forecast | Commercial | Miscellaneous | Existing | Food Preparation | Natural Gas | Oven | E4 |  | Baseline Forecast | bar: 2019 to 2051
Commercial_Miscellaneous_Existing_Food Preparation_Natural Gas_Oven_E5_Baseline Forecast | Commercial | Miscellaneous | Existing | Food Preparation | Natural Gas | Oven | E5 |  | Baseline Forecast | bar: 2019 to 2051
Commercial_Miscellaneous_Existing_Food Preparation_Natural Gas_Oven_E6_Baseline Forecast | Commercial | Miscellaneous | Existing | Food Preparation | Natural Gas | Oven | E6 |  | Baseline Forecast | bar: 2019 to 2051
Commercial_Miscellaneous_Existing_Food Preparation_Natural Gas_Oven_E7_Baseline Forecast | Commercial | Miscellaneous | Existing | Food Preparation | Natural Gas | Oven | E7 |  | Baseline Forecast | bar: 2019 to 2051
Commercial_Miscellaneous_Existing_Food Preparation_Natural Gas_Oven_E8_Baseline Forecast | Commercial | Miscellaneous | Existing | Food Preparation | Natural Gas | Oven | E8 |  | Baseline Forecast | bar: 2019 to 2051
Commercial_Miscellaneous_Existing_Food Preparation_Natural Gas_Oven_E9_Baseline Forecast | Commercial | Miscellaneous | Existing | Food Preparation | Natural Gas | Oven | E9 |  | Baseline Forecast | bar: 2019 to 2051
Commercial_Miscellaneous_Existing_Food Preparation_Natural Gas_Oven_E10_Baseline Forecast | Commercial | Miscellaneous | Existing | Food Preparation | Natural Gas | Oven | E10 |  | Baseline Forecast | bar: 2019 to 2051
Commercial_Miscellaneous_Existing_Food Preparation_Natural Gas_Conveyor Oven_E1_Baseline Forecast | Commercial | Miscellaneous | Existing | Food Preparation | Natural Gas | Conveyor Oven | E1 | Standard | Baseline Forecast | 41% | 41% | 41% | 41% | 41% | 41% | 41% | 41% | 41% | 41% | 41% | 41% | 41% | 41% | 41% | 41% | 41% | 41% | 41% | 41% | 41% | 41% | 41% | 41% | 41% | 41% | 41% | 41% | 41% | 41% | 41% | 41% | 41%
Commercial_Miscellaneous_Existing_Food Preparation_Natural Gas_Conveyor Oven_E2_Baseline Forecast | Commercial | Miscellaneous | Existing | Food Preparation | Natural Gas | Conveyor Oven | E2 | Efficient (>44% Baking Efficiency) | Baseline Forecast | 59% | 59% | 59% | 59% | 59% | 59% | 59% | 59% | 59% | 59% | 59% | 59% | 59% | 59% | 59% | 59% | 59% | 59% | 59% | 59% | 59% | 59% | 59% | 59% | 59% | 59% | 59% | 59% | 59% | 59% | 59% | 59% | 59%
Commercial_Miscellaneous_Existing_Food Preparation_Natural Gas_Conveyor Oven_E3_Baseline Forecast | Commercial | Miscellaneous | Existing | Food Preparation | Natural Gas | Conveyor Oven | E3 |  | Baseline Forecast | bar: 2019 to 2051
Commercial_Miscellaneous_Existing_Food Preparation_Natural Gas_Conveyor Oven_E4_Baseline Forecast | Commercial | Miscellaneous | Existing | Food Preparation | Natural Gas | Conveyor Oven | E4 |  | Baseline Forecast | bar: 2019 to 2051
Commercial_Miscellaneous_Existing_Food Preparation_Natural Gas_Conveyor Oven_E5_Baseline Forecast | Commercial | Miscellaneous | Existing | Food Preparation | Natural Gas | Conveyor Oven | E5 |  | Baseline Forecast | bar: 2019 to 2051
Commercial_Miscellaneous_Existing_Food Preparation_Natural Gas_Conveyor Oven_E6_Baseline Forecast | Commercial | Miscellaneous | Existing | Food Preparation | Natural Gas | Conveyor Oven | E6 |  | Baseline Forecast | bar: 2019 to 2051
Commercial_Miscellaneous_Existing_Food Preparation_Natural Gas_Conveyor Oven_E7_Baseline Forecast | Commercial | Miscellaneous | Existing | Food Preparation | Natural Gas | Conveyor Oven | E7 |  | Baseline Forecast | bar: 2019 to 2051
Commercial_Miscellaneous_Existing_Food Preparation_Natural Gas_Conveyor Oven_E8_Baseline Forecast | Commercial | Miscellaneous | Existing | Food Preparation | Natural Gas | Conveyor Oven | E8 |  | Baseline Forecast | bar: 2019 to 2051
Commercial_Miscellaneous_Existing_Food Preparation_Natural Gas_Conveyor Oven_E9_Baseline Forecast | Commercial | Miscellaneous | Existing | Food Preparation | Natural Gas | Conveyor Oven | E9 |  | Baseline Forecast | bar: 2019 to 2051
Commercial_Miscellaneous_Existing_Food Preparation_Natural Gas_Conveyor Oven_E10_Baseline Forecast | Commercial | Miscellaneous | Existing | Food Preparation | Natural Gas | Conveyor Oven | E10 |  | Baseline Forecast | bar: 2019 to 2051
Commercial_Miscellaneous_Existing_Food Preparation_Natural Gas_Double Rack Oven_E1_Baseline Forecast | Commercial | Miscellaneous | Existing | Food Preparation | Natural Gas | Double Rack Oven | E1 | Standard | Baseline Forecast | 41% | 41% | 41% | 41% | 41% | 41% | 41% | 41% | 41% | 41% | 41% | 41% | 41% | 41% | 41% | 41% | 41% | 41% | 41% | 41% | 41% | 41% | 41% | 41% | 41% | 41% | 41% | 41% | 41% | 41% | 41% | 41% | 41%
Commercial_Miscellaneous_Existing_Food Preparation_Natural Gas_Double Rack Oven_E2_Baseline Forecast | Commercial | Miscellaneous | Existing | Food Preparation | Natural Gas | Double Rack Oven | E2 | FTSC Qualified (>50% Cooking Efficiency) | Baseline Forecast | 59% | 59% | 59% | 59% | 59% | 59% | 59% | 59% | 59% | 59% | 59% | 59% | 59% | 59% | 59% | 59% | 59% | 59% | 59% | 59% | 59% | 59% | 59% | 59% | 59% | 59% | 59% | 59% | 59% | 59% | 59% | 59% | 59%
Commercial_Miscellaneous_Existing_Food Preparation_Natural Gas_Double Rack Oven_E3_Baseline Forecast | Commercial | Miscellaneous | Existing | Food Preparation | Natural Gas | Double Rack Oven | E3 |  | Baseline Forecast | bar: 2019 to 2051
Commercial_Miscellaneous_Existing_Food Preparation_Natural Gas_Double Rack Oven_E4_Baseline Forecast | Commercial | Miscellaneous | Existing | Food Preparation | Natural Gas | Double Rack Oven | E4 |  | Baseline Forecast | bar: 2019 to 2051
Commercial_Miscellaneous_Existing_Food Preparation_Natural Gas_Double Rack Oven_E5_Baseline Forecast | Commercial | Miscellaneous | Existing | Food Preparation | Natural Gas | Double Rack Oven | E5 |  | Baseline Forecast | bar: 2019 to 2051
Commercial_Miscellaneous_Existing_Food Preparation_Natural Gas_Double Rack Oven_E6_Baseline Forecast | Commercial | Miscellaneous | Existing | Food Preparation | Natural Gas | Double Rack Oven | E6 |  | Baseline Forecast | bar: 2019 to 2051
Commercial_Miscellaneous_Existing_Food Preparation_Natural Gas_Double Rack Oven_E7_Baseline Forecast | Commercial | Miscellaneous | Existing | Food Preparation | Natural Gas | Double Rack Oven | E7 |  | Baseline Forecast | bar: 2019 to 2051
Commercial_Miscellaneous_Existing_Food Preparation_Natural Gas_Double Rack Oven_E8_Baseline Forecast | Commercial | Miscellaneous | Existing | Food Preparation | Natural Gas | Double Rack Oven | E8 |  | Baseline Forecast | bar: 2019 to 2051
Commercial_Miscellaneous_Existing_Food Preparation_Natural Gas_Double Rack Oven_E9_Baseline Forecast | Commercial | Miscellaneous | Existing | Food Preparation | Natural Gas | Double Rack Oven | E9 |  | Baseline Forecast | bar: 2019 to 2051
Commercial_Miscellaneous_Existing_Food Preparation_Natural Gas_Double Rack Oven_E10_Baseline Forecast | Commercial | Miscellaneous | Existing | Food Preparation | Natural Gas | Double Rack Oven | E10 |  | Baseline Forecast | bar: 2019 to 2051
Commercial_Miscellaneous_Existing_Food Preparation_Natural Gas_Fryer_E1_Baseline Forecast | Commercial | Miscellaneous | Existing | Food Preparation | Natural Gas | Fryer | E1 | Standard | Baseline Forecast | 74% | 74% | 74% | 0% | 0% | 0% | 0% | 0% | 0% | 0% | 0% | 0% | 0% | 0% | 0% | 0% | 0% | 0% | 0% | 0% | 0% | 0% | 0% | 0% | 0% | 0% | 0% | 0% | 0% | 0% | 0% | 0% | 0%
Commercial_Miscellaneous_Existing_Food Preparation_Natural Gas_Fryer_E2_Baseline Forecast | Commercial | Miscellaneous | Existing | Food Preparation | Natural Gas | Fryer | E2 | ENERGY STAR | Baseline Forecast | 26% | 26% | 26% | 100% | 100% | 100% | 100% | 100% | 100% | 100% | 100% | 100% | 100% | 100% | 100% | 100% | 100% | 100% | 100% | 100% | 100% | 100% | 100% | 100% | 100% | 100% | 100% | 100% | 100% | 100% | 100% | 100% | 100%
Commercial_Miscellaneous_Existing_Food Preparation_Natural Gas_Fryer_E3_Baseline Forecast | Commercial | Miscellaneous | Existing | Food Preparation | Natural Gas | Fryer | E3 |  | Baseline Forecast | bar: 2019 to 2051
Commercial_Miscellaneous_Existing_Food Preparation_Natural Gas_Fryer_E4_Baseline Forecast | Commercial | Miscellaneous | Existing | Food Preparation | Natural Gas | Fryer | E4 |  | Baseline Forecast | bar: 2019 to 2051
Commercial_Miscellaneous_Existing_Food Preparation_Natural Gas_Fryer_E5_Baseline Forecast | Commercial | Miscellaneous | Existing | Food Preparation | Natural Gas | Fryer | E5 |  | Baseline Forecast | bar: 2019 to 2051
Commercial_Miscellaneous_Existing_Food Preparation_Natural Gas_Fryer_E6_Baseline Forecast | Commercial | Miscellaneous | Existing | Food Preparation | Natural Gas | Fryer | E6 |  | Baseline Forecast | bar: 2019 to 2051
Commercial_Miscellaneous_Existing_Food Preparation_Natural Gas_Fryer_E7_Baseline Forecast | Commercial | Miscellaneous | Existing | Food Preparation | Natural Gas | Fryer | E7 |  | Baseline Forecast | bar: 2019 to 2051
Commercial_Miscellaneous_Existing_Food Preparation_Natural Gas_Fryer_E8_Baseline Forecast | Commercial | Miscellaneous | Existing | Food Preparation | Natural Gas | Fryer | E8 |  | Baseline Forecast | bar: 2019 to 2051
Commercial_Miscellaneous_Existing_Food Preparation_Natural Gas_Fryer_E9_Baseline Forecast | Commercial | Miscellaneous | Existing | Food Preparation | Natural Gas | Fryer | E9 |  | Baseline Forecast | bar: 2019 to 2051
Commercial_Miscellaneous_Existing_Food Preparation_Natural Gas_Fryer_E10_Baseline Forecast | Commercial | Miscellaneous | Existing | Food Preparation | Natural Gas | Fryer | E10 |  | Baseline Forecast | bar: 2019 to 2051
Commercial_Miscellaneous_Existing_Food Preparation_Natural Gas_Broiler_E1_Baseline Forecast | Commercial | Miscellaneous | Existing | Food Preparation | Natural Gas | Broiler | E1 | Standard | Baseline Forecast | 74% | 74% | 74% | 74% | 74% | 74% | 74% | 74% | 74% | 74% | 74% | 74% | 74% | 74% | 74% | 74% | 74% | 74% | 74% | 74% | 74% | 74% | 74% | 74% | 74% | 74% | 74% | 74% | 74% | 74% | 74% | 74% | 74%
Commercial_Miscellaneous_Existing_Food Preparation_Natural Gas_Broiler_E2_Baseline Forecast | Commercial | Miscellaneous | Existing | Food Preparation | Natural Gas | Broiler | E2 | Infrared Burners | Baseline Forecast | 26% | 26% | 26% | 26% | 26% | 26% | 26% | 26% | 26% | 26% | 26% | 26% | 26% | 26% | 26% | 26% | 26% | 26% | 26% | 26% | 26% | 26% | 26% | 26% | 26% | 26% | 26% | 26% | 26% | 26% | 26% | 26% | 26%
Commercial_Miscellaneous_Existing_Food Preparation_Natural Gas_Broiler_E3_Baseline Forecast | Commercial | Miscellaneous | Existing | Food Preparation | Natural Gas | Broiler | E3 |  | Baseline Forecast | bar: 2019 to 2051
Commercial_Miscellaneous_Existing_Food Preparation_Natural Gas_Broiler_E4_Baseline Forecast | Commercial | Miscellaneous | Existing | Food Preparation | Natural Gas | Broiler | E4 |  | Baseline Forecast | bar: 2019 to 2051
Commercial_Miscellaneous_Existing_Food Preparation_Natural Gas_Broiler_E5_Baseline Forecast | Commercial | Miscellaneous | Existing | Food Preparation | Natural Gas | Broiler | E5 |  | Baseline Forecast | bar: 2019 to 2051
Commercial_Miscellaneous_Existing_Food Preparation_Natural Gas_Broiler_E6_Baseline Forecast | Commercial | Miscellaneous | Existing | Food Preparation | Natural Gas | Broiler | E6 |  | Baseline Forecast | bar: 2019 to 2051
Commercial_Miscellaneous_Existing_Food Preparation_Natural Gas_Broiler_E7_Baseline Forecast | Commercial | Miscellaneous | Existing | Food Preparation | Natural Gas | Broiler | E7 |  | Baseline Forecast | bar: 2019 to 2051
Commercial_Miscellaneous_Existing_Food Preparation_Natural Gas_Broiler_E8_Baseline Forecast | Commercial | Miscellaneous | Existing | Food Preparation | Natural Gas | Broiler | E8 |  | Baseline Forecast | bar: 2019 to 2051
Commercial_Miscellaneous_Existing_Food Preparation_Natural Gas_Broiler_E9_Baseline Forecast | Commercial | Miscellaneous | Existing | Food Preparation | Natural Gas | Broiler | E9 |  | Baseline Forecast | bar: 2019 to 2051
Commercial_Miscellaneous_Existing_Food Preparation_Natural Gas_Broiler_E10_Baseline Forecast | Commercial | Miscellaneous | Existing | Food Preparation | Natural Gas | Broiler | E10 |  | Baseline Forecast | bar: 2019 to 2051
Commercial_Miscellaneous_Existing_Food Preparation_Natural Gas_Griddle_E1_Baseline Forecast | Commercial | Miscellaneous | Existing | Food Preparation | Natural Gas | Griddle | E1 | Standard | Baseline Forecast | 71% | 71% | 71% | 71% | 71% | 71% | 71% | 71% | 71% | 71% | 71% | 71% | 71% | 71% | 71% | 71% | 71% | 71% | 71% | 71% | 71% | 71% | 71% | 71% | 71% | 71% | 71% | 71% | 71% | 71% | 71% | 71% | 71%
Commercial_Miscellaneous_Existing_Food Preparation_Natural Gas_Griddle_E2_Baseline Forecast | Commercial | Miscellaneous | Existing | Food Preparation | Natural Gas | Griddle | E2 | ENERGY STAR | Baseline Forecast | 29% | 29% | 29% | 29% | 29% | 29% | 29% | 29% | 29% | 29% | 29% | 29% | 29% | 29% | 29% | 29% | 29% | 29% | 29% | 29% | 29% | 29% | 29% | 29% | 29% | 29% | 29% | 29% | 29% | 29% | 29% | 29% | 29%
Commercial_Miscellaneous_Existing_Food Preparation_Natural Gas_Griddle_E3_Baseline Forecast | Commercial | Miscellaneous | Existing | Food Preparation | Natural Gas | Griddle | E3 |  | Baseline Forecast | bar: 2019 to 2051
Commercial_Miscellaneous_Existing_Food Preparation_Natural Gas_Griddle_E4_Baseline Forecast | Commercial | Miscellaneous | Existing | Food Preparation | Natural Gas | Griddle | E4 |  | Baseline Forecast | bar: 2019 to 2051
Commercial_Miscellaneous_Existing_Food Preparation_Natural Gas_Griddle_E5_Baseline Forecast | Commercial | Miscellaneous | Existing | Food Preparation | Natural Gas | Griddle | E5 |  | Baseline Forecast | bar: 2019 to 2051
Commercial_Miscellaneous_Existing_Food Preparation_Natural Gas_Griddle_E6_Baseline Forecast | Commercial | Miscellaneous | Existing | Food Preparation | Natural Gas | Griddle | E6 |  | Baseline Forecast | bar: 2019 to 2051
Commercial_Miscellaneous_Existing_Food Preparation_Natural Gas_Griddle_E7_Baseline Forecast | Commercial | Miscellaneous | Existing | Food Preparation | Natural Gas | Griddle | E7 |  | Baseline Forecast | bar: 2019 to 2051
Commercial_Miscellaneous_Existing_Food Preparation_Natural Gas_Griddle_E8_Baseline Forecast | Commercial | Miscellaneous | Existing | Food Preparation | Natural Gas | Griddle | E8 |  | Baseline Forecast | bar: 2019 to 2051
Commercial_Miscellaneous_Existing_Food Preparation_Natural Gas_Griddle_E9_Baseline Forecast | Commercial | Miscellaneous | Existing | Food Preparation | Natural Gas | Griddle | E9 |  | Baseline Forecast | bar: 2019 to 2051
Commercial_Miscellaneous_Existing_Food Preparation_Natural Gas_Griddle_E10_Baseline Forecast | Commercial | Miscellaneous | Existing | Food Preparation | Natural Gas | Griddle | E10 |  | Baseline Forecast | bar: 2019 to 2051
Commercial_Miscellaneous_Existing_Food Preparation_Natural Gas_Range_E1_Baseline Forecast | Commercial | Miscellaneous | Existing | Food Preparation | Natural Gas | Range | E1 | Standard | Baseline Forecast | 41% | 41% | 41% | 41% | 41% | 41% | 41% | 41% | 41% | 41% | 41% | 41% | 41% | 41% | 41% | 41% | 41% | 41% | 41% | 41% | 41% | 41% | 41% | 41% | 41% | 41% | 41% | 41% | 41% | 41% | 41% | 41% | 41%
Commercial_Miscellaneous_Existing_Food Preparation_Natural Gas_Range_E2_Baseline Forecast | Commercial | Miscellaneous | Existing | Food Preparation | Natural Gas | Range | E2 | High Efficiency | Baseline Forecast | 59% | 59% | 59% | 59% | 59% | 59% | 59% | 59% | 59% | 59% | 59% | 59% | 59% | 59% | 59% | 59% | 59% | 59% | 59% | 59% | 59% | 59% | 59% | 59% | 59% | 59% | 59% | 59% | 59% | 59% | 59% | 59% | 59%
Commercial_Miscellaneous_Existing_Food Preparation_Natural Gas_Range_E3_Baseline Forecast | Commercial | Miscellaneous | Existing | Food Preparation | Natural Gas | Range | E3 |  | Baseline Forecast | bar: 2019 to 2051
Commercial_Miscellaneous_Existing_Food Preparation_Natural Gas_Range_E4_Baseline Forecast | Commercial | Miscellaneous | Existing | Food Preparation | Natural Gas | Range | E4 |  | Baseline Forecast | bar: 2019 to 2051
Commercial_Miscellaneous_Existing_Food Preparation_Natural Gas_Range_E5_Baseline Forecast | Commercial | Miscellaneous | Existing | Food Preparation | Natural Gas | Range | E5 |  | Baseline Forecast | bar: 2019 to 2051
Commercial_Miscellaneous_Existing_Food Preparation_Natural Gas_Range_E6_Baseline Forecast | Commercial | Miscellaneous | Existing | Food Preparation | Natural Gas | Range | E6 |  | Baseline Forecast | bar: 2019 to 2051
Commercial_Miscellaneous_Existing_Food Preparation_Natural Gas_Range_E7_Baseline Forecast | Commercial | Miscellaneous | Existing | Food Preparation | Natural Gas | Range | E7 |  | Baseline Forecast | bar: 2019 to 2051
Commercial_Miscellaneous_Existing_Food Preparation_Natural Gas_Range_E8_Baseline Forecast | Commercial | Miscellaneous | Existing | Food Preparation | Natural Gas | Range | E8 |  | Baseline Forecast | bar: 2019 to 2051
Commercial_Miscellaneous_Existing_Food Preparation_Natural Gas_Range_E9_Baseline Forecast | Commercial | Miscellaneous | Existing | Food Preparation | Natural Gas | Range | E9 |  | Baseline Forecast | bar: 2019 to 2051
Commercial_Miscellaneous_Existing_Food Preparation_Natural Gas_Range_E10_Baseline Forecast | Commercial | Miscellaneous | Existing | Food Preparation | Natural Gas | Range | E10 |  | Baseline Forecast | bar: 2019 to 2051
Commercial_Miscellaneous_Existing_Food Preparation_Natural Gas_Steamer_E1_Baseline Forecast | Commercial | Miscellaneous | Existing | Food Preparation | Natural Gas | Steamer | E1 | Standard | Baseline Forecast | 50% | 50% | 50% | 0% | 0% | 0% | 0% | 0% | 0% | 0% | 0% | 0% | 0% | 0% | 0% | 0% | 0% | 0% | 0% | 0% | 0% | 0% | 0% | 0% | 0% | 0% | 0% | 0% | 0% | 0% | 0% | 0% | 0%
Commercial_Miscellaneous_Existing_Food Preparation_Natural Gas_Steamer_E2_Baseline Forecast | Commercial | Miscellaneous | Existing | Food Preparation | Natural Gas | Steamer | E2 | ENERGY STAR | Baseline Forecast | 50% | 50% | 50% | 100% | 100% | 100% | 100% | 100% | 100% | 100% | 100% | 100% | 100% | 100% | 100% | 100% | 100% | 100% | 100% | 100% | 100% | 100% | 100% | 100% | 100% | 100% | 100% | 100% | 100% | 100% | 100% | 100% | 100%
Commercial_Miscellaneous_Existing_Food Preparation_Natural Gas_Steamer_E3_Baseline Forecast | Commercial | Miscellaneous | Existing | Food Preparation | Natural Gas | Steamer | E3 |  | Baseline Forecast | bar: 2019 to 2051
Commercial_Miscellaneous_Existing_Food Preparation_Natural Gas_Steamer_E4_Baseline Forecast | Commercial | Miscellaneous | Existing | Food Preparation | Natural Gas | Steamer | E4 |  | Baseline Forecast | bar: 2019 to 2051
Commercial_Miscellaneous_Existing_Food Preparation_Natural Gas_Steamer_E5_Baseline Forecast | Commercial | Miscellaneous | Existing | Food Preparation | Natural Gas | Steamer | E5 |  | Baseline Forecast | bar: 2019 to 2051
Commercial_Miscellaneous_Existing_Food Preparation_Natural Gas_Steamer_E6_Baseline Forecast | Commercial | Miscellaneous | Existing | Food Preparation | Natural Gas | Steamer | E6 |  | Baseline Forecast | bar: 2019 to 2051
Commercial_Miscellaneous_Existing_Food Preparation_Natural Gas_Steamer_E7_Baseline Forecast | Commercial | Miscellaneous | Existing | Food Preparation | Natural Gas | Steamer | E7 |  | Baseline Forecast | bar: 2019 to 2051
Commercial_Miscellaneous_Existing_Food Preparation_Natural Gas_Steamer_E8_Baseline Forecast | Commercial | Miscellaneous | Existing | Food Preparation | Natural Gas | Steamer | E8 |  | Baseline Forecast | bar: 2019 to 2051
Commercial_Miscellaneous_Existing_Food Preparation_Natural Gas_Steamer_E9_Baseline Forecast | Commercial | Miscellaneous | Existing | Food Preparation | Natural Gas | Steamer | E9 |  | Baseline Forecast | bar: 2019 to 2051
Commercial_Miscellaneous_Existing_Food Preparation_Natural Gas_Steamer_E10_Baseline Forecast | Commercial | Miscellaneous | Existing | Food Preparation | Natural Gas | Steamer | E10 |  | Baseline Forecast | bar: 2019 to 2051
Commercial_Miscellaneous_Existing_Food Preparation_Natural Gas_Food Prep Other_E1_Baseline Forecast | Commercial | Miscellaneous | Existing | Food Preparation | Natural Gas | Food Prep Other | E1 | Standard | Baseline Forecast | 74% | 74% | 74% | 74% | 74% | 74% | 74% | 74% | 74% | 74% | 74% | 74% | 74% | 74% | 74% | 74% | 74% | 74% | 74% | 74% | 74% | 74% | 74% | 74% | 74% | 74% | 74% | 74% | 74% | 74% | 74% | 74% | 74%
Commercial_Miscellaneous_Existing_Food Preparation_Natural Gas_Food Prep Other_E2_Baseline Forecast | Commercial | Miscellaneous | Existing | Food Preparation | Natural Gas | Food Prep Other | E2 | ENERGY STAR | Baseline Forecast | 26% | 26% | 26% | 26% | 26% | 26% | 26% | 26% | 26% | 26% | 26% | 26% | 26% | 26% | 26% | 26% | 26% | 26% | 26% | 26% | 26% | 26% | 26% | 26% | 26% | 26% | 26% | 26% | 26% | 26% | 26% | 26% | 26%
Commercial_Miscellaneous_Existing_Food Preparation_Natural Gas_Food Prep Other_E3_Baseline Forecast | Commercial | Miscellaneous | Existing | Food Preparation | Natural Gas | Food Prep Other | E3 |  | Baseline Forecast | bar: 2019 to 2051
Commercial_Miscellaneous_Existing_Food Preparation_Natural Gas_Food Prep Other_E4_Baseline Forecast | Commercial | Miscellaneous | Existing | Food Preparation | Natural Gas | Food Prep Other | E4 |  | Baseline Forecast | bar: 2019 to 2051
Commercial_Miscellaneous_Existing_Food Preparation_Natural Gas_Food Prep Other_E5_Baseline Forecast | Commercial | Miscellaneous | Existing | Food Preparation | Natural Gas | Food Prep Other | E5 |  | Baseline Forecast | bar: 2019 to 2051
Commercial_Miscellaneous_Existing_Food Preparation_Natural Gas_Food Prep Other_E6_Baseline Forecast | Commercial | Miscellaneous | Existing | Food Preparation | Natural Gas | Food Prep Other | E6 |  | Baseline Forecast | bar: 2019 to 2051
Commercial_Miscellaneous_Existing_Food Preparation_Natural Gas_Food Prep Other_E7_Baseline Forecast | Commercial | Miscellaneous | Existing | Food Preparation | Natural Gas | Food Prep Other | E7 |  | Baseline Forecast | bar: 2019 to 2051
Commercial_Miscellaneous_Existing_Food Preparation_Natural Gas_Food Prep Other_E8_Baseline Forecast | Commercial | Miscellaneous | Existing | Food Preparation | Natural Gas | Food Prep Other | E8 |  | Baseline Forecast | bar: 2019 to 2051
Commercial_Miscellaneous_Existing_Food Preparation_Natural Gas_Food Prep Other_E9_Baseline Forecast | Commercial | Miscellaneous | Existing | Food Preparation | Natural Gas | Food Prep Other | E9 |  | Baseline Forecast | bar: 2019 to 2051
Commercial_Miscellaneous_Existing_Food Preparation_Natural Gas_Food Prep Other_E10_Baseline Forecast | Commercial | Miscellaneous | Existing | Food Preparation | Natural Gas | Food Prep Other | E10 |  | Baseline Forecast | bar: 2019 to 2051
Commercial_Miscellaneous_Existing_Miscellaneous_Natural Gas_Pool Heater_E1_Baseline Forecast | Commercial | Miscellaneous | Existing | Miscellaneous | Natural Gas | Pool Heater | E1 | Standard (EF .78) | Baseline Forecast | 90% | 90% | 90% | 90% | 90% | 90% | 90% | 90% | 90% | 90% | 90% | 90% | 90% | 90% | 90% | 90% | 90% | 90% | 90% | 90% | 90% | 90% | 90% | 90% | 90% | 90% | 90% | 90% | 90% | 90% | 90% | 90% | 90%
Commercial_Miscellaneous_Existing_Miscellaneous_Natural Gas_Pool Heater_E2_Baseline Forecast | Commercial | Miscellaneous | Existing | Miscellaneous | Natural Gas | Pool Heater | E2 | Condensing (EF .90) | Baseline Forecast | 10% | 10% | 10% | 10% | 10% | 10% | 10% | 10% | 10% | 10% | 10% | 10% | 10% | 10% | 10% | 10% | 10% | 10% | 10% | 10% | 10% | 10% | 10% | 10% | 10% | 10% | 10% | 10% | 10% | 10% | 10% | 10% | 10%
Commercial_Miscellaneous_Existing_Miscellaneous_Natural Gas_Pool Heater_E3_Baseline Forecast | Commercial | Miscellaneous | Existing | Miscellaneous | Natural Gas | Pool Heater | E3 |  | Baseline Forecast | bar: 2019 to 2051
Commercial_Miscellaneous_Existing_Miscellaneous_Natural Gas_Pool Heater_E4_Baseline Forecast | Commercial | Miscellaneous | Existing | Miscellaneous | Natural Gas | Pool Heater | E4 |  | Baseline Forecast | bar: 2019 to 2051
Commercial_Miscellaneous_Existing_Miscellaneous_Natural Gas_Pool Heater_E5_Baseline Forecast | Commercial | Miscellaneous | Existing | Miscellaneous | Natural Gas | Pool Heater | E5 |  | Baseline Forecast | bar: 2019 to 2051
Commercial_Miscellaneous_Existing_Miscellaneous_Natural Gas_Pool Heater_E6_Baseline Forecast | Commercial | Miscellaneous | Existing | Miscellaneous | Natural Gas | Pool Heater | E6 |  | Baseline Forecast | bar: 2019 to 2051
Commercial_Miscellaneous_Existing_Miscellaneous_Natural Gas_Pool Heater_E7_Baseline Forecast | Commercial | Miscellaneous | Existing | Miscellaneous | Natural Gas | Pool Heater | E7 |  | Baseline Forecast | bar: 2019 to 2051
Commercial_Miscellaneous_Existing_Miscellaneous_Natural Gas_Pool Heater_E8_Baseline Forecast | Commercial | Miscellaneous | Existing | Miscellaneous | Natural Gas | Pool Heater | E8 |  | Baseline Forecast | bar: 2019 to 2051
Commercial_Miscellaneous_Existing_Miscellaneous_Natural Gas_Pool Heater_E9_Baseline Forecast | Commercial | Miscellaneous | Existing | Miscellaneous | Natural Gas | Pool Heater | E9 |  | Baseline Forecast | bar: 2019 to 2051
Commercial_Miscellaneous_Existing_Miscellaneous_Natural Gas_Pool Heater_E10_Baseline Forecast | Commercial | Miscellaneous | Existing | Miscellaneous | Natural Gas | Pool Heater | E10 |  | Baseline Forecast | bar: 2019 to 2051
Commercial_Miscellaneous_Existing_Miscellaneous_Natural Gas_Miscellaneous_E1_Baseline Forecast | Commercial | Miscellaneous | Existing | Miscellaneous | Natural Gas | Miscellaneous | E1 | Miscellaneous | Baseline Forecast | 100% | 100% | 100% | 100% | 100% | 100% | 100% | 100% | 100% | 100% | 100% | 100% | 100% | 100% | 100% | 100% | 100% | 100% | 100% | 100% | 100% | 100% | 100% | 100% | 100% | 100% | 100% | 100% | 100% | 100% | 100% | 100% | 100%
Commercial_Miscellaneous_Existing_Miscellaneous_Natural Gas_Miscellaneous_E2_Baseline Forecast | Commercial | Miscellaneous | Existing | Miscellaneous | Natural Gas | Miscellaneous | E2 |  | Baseline Forecast | bar: 2019 to 2051
Commercial_Miscellaneous_Existing_Miscellaneous_Natural Gas_Miscellaneous_E3_Baseline Forecast | Commercial | Miscellaneous | Existing | Miscellaneous | Natural Gas | Miscellaneous | E3 |  | Baseline Forecast | bar: 2019 to 2051
Commercial_Miscellaneous_Existing_Miscellaneous_Natural Gas_Miscellaneous_E4_Baseline Forecast | Commercial | Miscellaneous | Existing | Miscellaneous | Natural Gas | Miscellaneous | E4 |  | Baseline Forecast | bar: 2019 to 2051
Commercial_Miscellaneous_Existing_Miscellaneous_Natural Gas_Miscellaneous_E5_Baseline Forecast | Commercial | Miscellaneous | Existing | Miscellaneous | Natural Gas | Miscellaneous | E5 |  | Baseline Forecast | bar: 2019 to 2051
Commercial_Miscellaneous_Existing_Miscellaneous_Natural Gas_Miscellaneous_E6_Baseline Forecast | Commercial | Miscellaneous | Existing | Miscellaneous | Natural Gas | Miscellaneous | E6 |  | Baseline Forecast | bar: 2019 to 2051
Commercial_Miscellaneous_Existing_Miscellaneous_Natural Gas_Miscellaneous_E7_Baseline Forecast | Commercial | Miscellaneous | Existing | Miscellaneous | Natural Gas | Miscellaneous | E7 |  | Baseline Forecast | bar: 2019 to 2051
Commercial_Miscellaneous_Existing_Miscellaneous_Natural Gas_Miscellaneous_E8_Baseline Forecast | Commercial | Miscellaneous | Existing | Miscellaneous | Natural Gas | Miscellaneous | E8 |  | Baseline Forecast | bar: 2019 to 2051
Commercial_Miscellaneous_Existing_Miscellaneous_Natural Gas_Miscellaneous_E9_Baseline Forecast | Commercial | Miscellaneous | Existing | Miscellaneous | Natural Gas | Miscellaneous | E9 |  | Baseline Forecast | bar: 2019 to 2051
Commercial_Miscellaneous_Existing_Miscellaneous_Natural Gas_Miscellaneous_E10_Baseline Forecast | Commercial | Miscellaneous | Existing | Miscellaneous | Natural Gas | Miscellaneous | E10 |  | Baseline Forecast | bar: 2019 to 2051
Commercial_Miscellaneous_New_Space Heating_Natural Gas_Furnace_E1_Baseline Forecast | Commercial | Miscellaneous | New | Space Heating | Natural Gas | Furnace | E1 | AFUE 80% (Standard) | Baseline Forecast | 100% | 100% | 100% | 100% | 100% | 100% | 100% | 100% | 100% | 100% | 100% | 100% | 100% | 100% | 100% | 100% | 100% | 100% | 100% | 100% | 100% | 100% | 100% | 100% | 100% | 100% | 100% | 100% | 100% | 100% | 100% | 100% | 100%
Commercial_Miscellaneous_New_Space Heating_Natural Gas_Furnace_E2_Baseline Forecast | Commercial | Miscellaneous | New | Space Heating | Natural Gas | Furnace | E2 | AFUE 90% | Baseline Forecast | bar: 2019 to 2051
Commercial_Miscellaneous_New_Space Heating_Natural Gas_Furnace_E3_Baseline Forecast | Commercial | Miscellaneous | New | Space Heating | Natural Gas | Furnace | E3 | AFUE 96% | Baseline Forecast | bar: 2019 to 2051
Commercial_Miscellaneous_New_Space Heating_Natural Gas_Furnace_E4_Baseline Forecast | Commercial | Miscellaneous | New | Space Heating | Natural Gas | Furnace | E4 | Convert to NG Air Source Heat Pump | Baseline Forecast | bar: 2019 to 2051
Commercial_Miscellaneous_New_Space Heating_Natural Gas_Furnace_E5_Baseline Forecast | Commercial | Miscellaneous | New | Space Heating | Natural Gas | Furnace | E5 |  | Baseline Forecast | bar: 2019 to 2051
Commercial_Miscellaneous_New_Space Heating_Natural Gas_Furnace_E6_Baseline Forecast | Commercial | Miscellaneous | New | Space Heating | Natural Gas | Furnace | E6 |  | Baseline Forecast | bar: 2019 to 2051
Commercial_Miscellaneous_New_Space Heating_Natural Gas_Furnace_E7_Baseline Forecast | Commercial | Miscellaneous | New | Space Heating | Natural Gas | Furnace | E7 |  | Baseline Forecast | bar: 2019 to 2051
Commercial_Miscellaneous_New_Space Heating_Natural Gas_Furnace_E8_Baseline Forecast | Commercial | Miscellaneous | New | Space Heating | Natural Gas | Furnace | E8 |  | Baseline Forecast | bar: 2019 to 2051
Commercial_Miscellaneous_New_Space Heating_Natural Gas_Furnace_E9_Baseline Forecast | Commercial | Miscellaneous | New | Space Heating | Natural Gas | Furnace | E9 |  | Baseline Forecast | bar: 2019 to 2051
Commercial_Miscellaneous_New_Space Heating_Natural Gas_Furnace_E10_Baseline Forecast | Commercial | Miscellaneous | New | Space Heating | Natural Gas | Furnace | E10 |  | Baseline Forecast | bar: 2019 to 2051
Commercial_Miscellaneous_New_Space Heating_Natural Gas_Boiler_E1_Baseline Forecast | Commercial | Miscellaneous | New | Space Heating | Natural Gas | Boiler | E1 | AFUE 80% (Standard) | Baseline Forecast | 88.19% | 88.19% | 87.9% | 87.61% | 87.3% | 87.3% | 86.98% | 86.98% | 86.63% | 86.63% | 86.27% | 86.27% | 86.27% | 89.03% | 88.71% | 88.71% | 88.37% | 88.37% | 88.37% | 88.37% | 88.37% | 88.37% | 88.37% | 88.37% | 88.37% | 88.37% | 88.37% | 88.37% | 88.37% | 88.37% | 88.37% | 88.37% | 88.37%
Commercial_Miscellaneous_New_Space Heating_Natural Gas_Boiler_E2_Baseline Forecast | Commercial | Miscellaneous | New | Space Heating | Natural Gas | Boiler | E2 | AFUE 85% | Baseline Forecast | bar: 2019 to 2051
Commercial_Miscellaneous_New_Space Heating_Natural Gas_Boiler_E3_Baseline Forecast | Commercial | Miscellaneous | New | Space Heating | Natural Gas | Boiler | E3 | AFUE 97% | Baseline Forecast | 11.81% | 11.81% | 12.1% | 12.39% | 12.7% | 12.7% | 13.02% | 13.02% | 13.37% | 13.37% | 13.73% | 13.73% | 13.73% | 10.97% | 11.29% | 11.29% | 11.63% | 11.63% | 11.63% | 11.63% | 11.63% | 11.63% | 11.63% | 11.63% | 11.63% | 11.63% | 11.63% | 11.63% | 11.63% | 11.63% | 11.63% | 11.63% | 11.63%
Commercial_Miscellaneous_New_Space Heating_Natural Gas_Boiler_E4_Baseline Forecast | Commercial | Miscellaneous | New | Space Heating | Natural Gas | Boiler | E4 | Convert to NG Air Source Heat Pump | Baseline Forecast | bar: 2019 to 2051
Commercial_Miscellaneous_New_Space Heating_Natural Gas_Boiler_E5_Baseline Forecast | Commercial | Miscellaneous | New | Space Heating | Natural Gas | Boiler | E5 |  | Baseline Forecast | bar: 2019 to 2051
Commercial_Miscellaneous_New_Space Heating_Natural Gas_Boiler_E6_Baseline Forecast | Commercial | Miscellaneous | New | Space Heating | Natural Gas | Boiler | E6 |  | Baseline Forecast | bar: 2019 to 2051
Commercial_Miscellaneous_New_Space Heating_Natural Gas_Boiler_E7_Baseline Forecast | Commercial | Miscellaneous | New | Space Heating | Natural Gas | Boiler | E7 |  | Baseline Forecast | bar: 2019 to 2051
Commercial_Miscellaneous_New_Space Heating_Natural Gas_Boiler_E8_Baseline Forecast | Commercial | Miscellaneous | New | Space Heating | Natural Gas | Boiler | E8 |  | Baseline Forecast | bar: 2019 to 2051
Commercial_Miscellaneous_New_Space Heating_Natural Gas_Boiler_E9_Baseline Forecast | Commercial | Miscellaneous | New | Space Heating | Natural Gas | Boiler | E9 |  | Baseline Forecast | bar: 2019 to 2051
Commercial_Miscellaneous_New_Space Heating_Natural Gas_Boiler_E10_Baseline Forecast | Commercial | Miscellaneous | New | Space Heating | Natural Gas | Boiler | E10 |  | Baseline Forecast | bar: 2019 to 2051
Commercial_Miscellaneous_New_Space Heating_Natural Gas_Unit Heater_E1_Baseline Forecast | Commercial | Miscellaneous | New | Space Heating | Natural Gas | Unit Heater | E1 | Standard | Baseline Forecast | 100% | 100% | 100% | 100% | 100% | 100% | 100% | 100% | 100% | 100% | 100% | 100% | 100% | 100% | 100% | 100% | 100% | 100% | 100% | 100% | 100% | 100% | 100% | 100% | 100% | 100% | 100% | 100% | 100% | 100% | 100% | 100% | 100%
Commercial_Miscellaneous_New_Space Heating_Natural Gas_Unit Heater_E2_Baseline Forecast | Commercial | Miscellaneous | New | Space Heating | Natural Gas | Unit Heater | E2 | Condensing | Baseline Forecast | bar: 2019 to 2051
Commercial_Miscellaneous_New_Space Heating_Natural Gas_Unit Heater_E3_Baseline Forecast | Commercial | Miscellaneous | New | Space Heating | Natural Gas | Unit Heater | E3 | Infrared Radiant | Baseline Forecast | bar: 2019 to 2051
Commercial_Miscellaneous_New_Space Heating_Natural Gas_Unit Heater_E4_Baseline Forecast | Commercial | Miscellaneous | New | Space Heating | Natural Gas | Unit Heater | E4 |  | Baseline Forecast | bar: 2019 to 2051
Commercial_Miscellaneous_New_Space Heating_Natural Gas_Unit Heater_E5_Baseline Forecast | Commercial | Miscellaneous | New | Space Heating | Natural Gas | Unit Heater | E5 |  | Baseline Forecast | bar: 2019 to 2051
Commercial_Miscellaneous_New_Space Heating_Natural Gas_Unit Heater_E6_Baseline Forecast | Commercial | Miscellaneous | New | Space Heating | Natural Gas | Unit Heater | E6 |  | Baseline Forecast | bar: 2019 to 2051
Commercial_Miscellaneous_New_Space Heating_Natural Gas_Unit Heater_E7_Baseline Forecast | Commercial | Miscellaneous | New | Space Heating | Natural Gas | Unit Heater | E7 |  | Baseline Forecast | bar: 2019 to 2051
Commercial_Miscellaneous_New_Space Heating_Natural Gas_Unit Heater_E8_Baseline Forecast | Commercial | Miscellaneous | New | Space Heating | Natural Gas | Unit Heater | E8 |  | Baseline Forecast | bar: 2019 to 2051
Commercial_Miscellaneous_New_Space Heating_Natural Gas_Unit Heater_E9_Baseline Forecast | Commercial | Miscellaneous | New | Space Heating | Natural Gas | Unit Heater | E9 |  | Baseline Forecast | bar: 2019 to 2051
Commercial_Miscellaneous_New_Space Heating_Natural Gas_Unit Heater_E10_Baseline Forecast | Commercial | Miscellaneous | New | Space Heating | Natural Gas | Unit Heater | E10 |  | Baseline Forecast | bar: 2019 to 2051
Commercial_Miscellaneous_New_Water Heating_Natural Gas_Water Heater_E1_Baseline Forecast | Commercial | Miscellaneous | New | Water Heating | Natural Gas | Water Heater | E1 | TE 80% | Baseline Forecast | bar: 2019 to 2051
Commercial_Miscellaneous_New_Water Heating_Natural Gas_Water Heater_E2_Baseline Forecast | Commercial | Miscellaneous | New | Water Heating | Natural Gas | Water Heater | E2 | TE 81% | Baseline Forecast | 100% | 100% | 100% | 100% | 100% | 100% | 100% | 100% | 100% | 100% | 100% | 100% | 100% | 100% | 100% | 100% | 100% | 100% | 100% | 100% | 100% | 100% | 100% | 100% | 100% | 100% | 100% | 100% | 100% | 100% | 100% | 100% | 100%
Commercial_Miscellaneous_New_Water Heating_Natural Gas_Water Heater_E3_Baseline Forecast | Commercial | Miscellaneous | New | Water Heating | Natural Gas | Water Heater | E3 | TE 88% | Baseline Forecast | bar: 2019 to 2051
Commercial_Miscellaneous_New_Water Heating_Natural Gas_Water Heater_E4_Baseline Forecast | Commercial | Miscellaneous | New | Water Heating | Natural Gas | Water Heater | E4 | TE 94% | Baseline Forecast | bar: 2019 to 2051
Commercial_Miscellaneous_New_Water Heating_Natural Gas_Water Heater_E5_Baseline Forecast | Commercial | Miscellaneous | New | Water Heating | Natural Gas | Water Heater | E5 | TE 96% | Baseline Forecast | bar: 2019 to 2051
Commercial_Miscellaneous_New_Water Heating_Natural Gas_Water Heater_E6_Baseline Forecast | Commercial | Miscellaneous | New | Water Heating | Natural Gas | Water Heater | E6 | Tankless | Baseline Forecast | bar: 2019 to 2051
Commercial_Miscellaneous_New_Water Heating_Natural Gas_Water Heater_E7_Baseline Forecast | Commercial | Miscellaneous | New | Water Heating | Natural Gas | Water Heater | E7 | Gas-Fired Absorption HPWH | Baseline Forecast | bar: 2019 to 2051
Commercial_Miscellaneous_New_Water Heating_Natural Gas_Water Heater_E8_Baseline Forecast | Commercial | Miscellaneous | New | Water Heating | Natural Gas | Water Heater | E8 |  | Baseline Forecast | bar: 2019 to 2051
Commercial_Miscellaneous_New_Water Heating_Natural Gas_Water Heater_E9_Baseline Forecast | Commercial | Miscellaneous | New | Water Heating | Natural Gas | Water Heater | E9 |  | Baseline Forecast | bar: 2019 to 2051
Commercial_Miscellaneous_New_Water Heating_Natural Gas_Water Heater_E10_Baseline Forecast | Commercial | Miscellaneous | New | Water Heating | Natural Gas | Water Heater | E10 |  | Baseline Forecast | bar: 2019 to 2051
Commercial_Miscellaneous_New_Food Preparation_Natural Gas_Oven_E1_Baseline Forecast | Commercial | Miscellaneous | New | Food Preparation | Natural Gas | Oven | E1 | Standard | Baseline Forecast | 41% | 41% | 41% | 41% | 41% | 41% | 41% | 41% | 41% | 41% | 41% | 41% | 41% | 41% | 41% | 41% | 41% | 41% | 41% | 41% | 41% | 41% | 41% | 41% | 41% | 41% | 41% | 41% | 41% | 41% | 41% | 41% | 41%
Commercial_Miscellaneous_New_Food Preparation_Natural Gas_Oven_E2_Baseline Forecast | Commercial | Miscellaneous | New | Food Preparation | Natural Gas | Oven | E2 | ENERGY STAR (>44% Baking Efficiency) | Baseline Forecast | 59% | 59% | 59% | 59% | 59% | 59% | 59% | 59% | 59% | 59% | 59% | 59% | 59% | 59% | 59% | 59% | 59% | 59% | 59% | 59% | 59% | 59% | 59% | 59% | 59% | 59% | 59% | 59% | 59% | 59% | 59% | 59% | 59%
Commercial_Miscellaneous_New_Food Preparation_Natural Gas_Oven_E3_Baseline Forecast | Commercial | Miscellaneous | New | Food Preparation | Natural Gas | Oven | E3 |  | Baseline Forecast | bar: 2019 to 2051
Commercial_Miscellaneous_New_Food Preparation_Natural Gas_Oven_E4_Baseline Forecast | Commercial | Miscellaneous | New | Food Preparation | Natural Gas | Oven | E4 |  | Baseline Forecast | bar: 2019 to 2051
Commercial_Miscellaneous_New_Food Preparation_Natural Gas_Oven_E5_Baseline Forecast | Commercial | Miscellaneous | New | Food Preparation | Natural Gas | Oven | E5 |  | Baseline Forecast | bar: 2019 to 2051
Commercial_Miscellaneous_New_Food Preparation_Natural Gas_Oven_E6_Baseline Forecast | Commercial | Miscellaneous | New | Food Preparation | Natural Gas | Oven | E6 |  | Baseline Forecast | bar: 2019 to 2051
Commercial_Miscellaneous_New_Food Preparation_Natural Gas_Oven_E7_Baseline Forecast | Commercial | Miscellaneous | New | Food Preparation | Natural Gas | Oven | E7 |  | Baseline Forecast | bar: 2019 to 2051
Commercial_Miscellaneous_New_Food Preparation_Natural Gas_Oven_E8_Baseline Forecast | Commercial | Miscellaneous | New | Food Preparation | Natural Gas | Oven | E8 |  | Baseline Forecast | bar: 2019 to 2051
Commercial_Miscellaneous_New_Food Preparation_Natural Gas_Oven_E9_Baseline Forecast | Commercial | Miscellaneous | New | Food Preparation | Natural Gas | Oven | E9 |  | Baseline Forecast | bar: 2019 to 2051
Commercial_Miscellaneous_New_Food Preparation_Natural Gas_Oven_E10_Baseline Forecast | Commercial | Miscellaneous | New | Food Preparation | Natural Gas | Oven | E10 |  | Baseline Forecast | bar: 2019 to 2051
Commercial_Miscellaneous_New_Food Preparation_Natural Gas_Conveyor Oven_E1_Baseline Forecast | Commercial | Miscellaneous | New | Food Preparation | Natural Gas | Conveyor Oven | E1 | Standard | Baseline Forecast | 41% | 41% | 41% | 41% | 41% | 41% | 41% | 41% | 41% | 41% | 41% | 41% | 41% | 41% | 41% | 41% | 41% | 41% | 41% | 41% | 41% | 41% | 41% | 41% | 41% | 41% | 41% | 41% | 41% | 41% | 41% | 41% | 41%
Commercial_Miscellaneous_New_Food Preparation_Natural Gas_Conveyor Oven_E2_Baseline Forecast | Commercial | Miscellaneous | New | Food Preparation | Natural Gas | Conveyor Oven | E2 | Efficient (>44% Baking Efficiency) | Baseline Forecast | 59% | 59% | 59% | 59% | 59% | 59% | 59% | 59% | 59% | 59% | 59% | 59% | 59% | 59% | 59% | 59% | 59% | 59% | 59% | 59% | 59% | 59% | 59% | 59% | 59% | 59% | 59% | 59% | 59% | 59% | 59% | 59% | 59%
Commercial_Miscellaneous_New_Food Preparation_Natural Gas_Conveyor Oven_E3_Baseline Forecast | Commercial | Miscellaneous | New | Food Preparation | Natural Gas | Conveyor Oven | E3 |  | Baseline Forecast | bar: 2019 to 2051
Commercial_Miscellaneous_New_Food Preparation_Natural Gas_Conveyor Oven_E4_Baseline Forecast | Commercial | Miscellaneous | New | Food Preparation | Natural Gas | Conveyor Oven | E4 |  | Baseline Forecast | bar: 2019 to 2051
Commercial_Miscellaneous_New_Food Preparation_Natural Gas_Conveyor Oven_E5_Baseline Forecast | Commercial | Miscellaneous | New | Food Preparation | Natural Gas | Conveyor Oven | E5 |  | Baseline Forecast | bar: 2019 to 2051
Commercial_Miscellaneous_New_Food Preparation_Natural Gas_Conveyor Oven_E6_Baseline Forecast | Commercial | Miscellaneous | New | Food Preparation | Natural Gas | Conveyor Oven | E6 |  | Baseline Forecast | bar: 2019 to 2051
Commercial_Miscellaneous_New_Food Preparation_Natural Gas_Conveyor Oven_E7_Baseline Forecast | Commercial | Miscellaneous | New | Food Preparation | Natural Gas | Conveyor Oven | E7 |  | Baseline Forecast | bar: 2019 to 2051
Commercial_Miscellaneous_New_Food Preparation_Natural Gas_Conveyor Oven_E8_Baseline Forecast | Commercial | Miscellaneous | New | Food Preparation | Natural Gas | Conveyor Oven | E8 |  | Baseline Forecast | bar: 2019 to 2051
Commercial_Miscellaneous_New_Food Preparation_Natural Gas_Conveyor Oven_E9_Baseline Forecast | Commercial | Miscellaneous | New | Food Preparation | Natural Gas | Conveyor Oven | E9 |  | Baseline Forecast | bar: 2019 to 2051
Commercial_Miscellaneous_New_Food Preparation_Natural Gas_Conveyor Oven_E10_Baseline Forecast | Commercial | Miscellaneous | New | Food Preparation | Natural Gas | Conveyor Oven | E10 |  | Baseline Forecast | bar: 2019 to 2051
Commercial_Miscellaneous_New_Food Preparation_Natural Gas_Double Rack Oven_E1_Baseline Forecast | Commercial | Miscellaneous | New | Food Preparation | Natural Gas | Double Rack Oven | E1 | Standard | Baseline Forecast | 41% | 41% | 41% | 41% | 41% | 41% | 41% | 41% | 41% | 41% | 41% | 41% | 41% | 41% | 41% | 41% | 41% | 41% | 41% | 41% | 41% | 41% | 41% | 41% | 41% | 41% | 41% | 41% | 41% | 41% | 41% | 41% | 41%
Commercial_Miscellaneous_New_Food Preparation_Natural Gas_Double Rack Oven_E2_Baseline Forecast | Commercial | Miscellaneous | New | Food Preparation | Natural Gas | Double Rack Oven | E2 | FTSC Qualified (>50% Cooking Efficiency) | Baseline Forecast | 59% | 59% | 59% | 59% | 59% | 59% | 59% | 59% | 59% | 59% | 59% | 59% | 59% | 59% | 59% | 59% | 59% | 59% | 59% | 59% | 59% | 59% | 59% | 59% | 59% | 59% | 59% | 59% | 59% | 59% | 59% | 59% | 59%
Commercial_Miscellaneous_New_Food Preparation_Natural Gas_Double Rack Oven_E3_Baseline Forecast | Commercial | Miscellaneous | New | Food Preparation | Natural Gas | Double Rack Oven | E3 |  | Baseline Forecast | bar: 2019 to 2051
Commercial_Miscellaneous_New_Food Preparation_Natural Gas_Double Rack Oven_E4_Baseline Forecast | Commercial | Miscellaneous | New | Food Preparation | Natural Gas | Double Rack Oven | E4 |  | Baseline Forecast | bar: 2019 to 2051
Commercial_Miscellaneous_New_Food Preparation_Natural Gas_Double Rack Oven_E5_Baseline Forecast | Commercial | Miscellaneous | New | Food Preparation | Natural Gas | Double Rack Oven | E5 |  | Baseline Forecast | bar: 2019 to 2051
Commercial_Miscellaneous_New_Food Preparation_Natural Gas_Double Rack Oven_E6_Baseline Forecast | Commercial | Miscellaneous | New | Food Preparation | Natural Gas | Double Rack Oven | E6 |  | Baseline Forecast | bar: 2019 to 2051
Commercial_Miscellaneous_New_Food Preparation_Natural Gas_Double Rack Oven_E7_Baseline Forecast | Commercial | Miscellaneous | New | Food Preparation | Natural Gas | Double Rack Oven | E7 |  | Baseline Forecast | bar: 2019 to 2051
Commercial_Miscellaneous_New_Food Preparation_Natural Gas_Double Rack Oven_E8_Baseline Forecast | Commercial | Miscellaneous | New | Food Preparation | Natural Gas | Double Rack Oven | E8 |  | Baseline Forecast | bar: 2019 to 2051
Commercial_Miscellaneous_New_Food Preparation_Natural Gas_Double Rack Oven_E9_Baseline Forecast | Commercial | Miscellaneous | New | Food Preparation | Natural Gas | Double Rack Oven | E9 |  | Baseline Forecast | bar: 2019 to 2051
Commercial_Miscellaneous_New_Food Preparation_Natural Gas_Double Rack Oven_E10_Baseline Forecast | Commercial | Miscellaneous | New | Food Preparation | Natural Gas | Double Rack Oven | E10 |  | Baseline Forecast | bar: 2019 to 2051
Commercial_Miscellaneous_New_Food Preparation_Natural Gas_Fryer_E1_Baseline Forecast | Commercial | Miscellaneous | New | Food Preparation | Natural Gas | Fryer | E1 | Standard | Baseline Forecast | 74% | 74% | 74% | 0% | 0% | 0% | 0% | 0% | 0% | 0% | 0% | 0% | 0% | 0% | 0% | 0% | 0% | 0% | 0% | 0% | 0% | 0% | 0% | 0% | 0% | 0% | 0% | 0% | 0% | 0% | 0% | 0% | 0%
Commercial_Miscellaneous_New_Food Preparation_Natural Gas_Fryer_E2_Baseline Forecast | Commercial | Miscellaneous | New | Food Preparation | Natural Gas | Fryer | E2 | ENERGY STAR | Baseline Forecast | 26% | 26% | 26% | 100% | 100% | 100% | 100% | 100% | 100% | 100% | 100% | 100% | 100% | 100% | 100% | 100% | 100% | 100% | 100% | 100% | 100% | 100% | 100% | 100% | 100% | 100% | 100% | 100% | 100% | 100% | 100% | 100% | 100%
Commercial_Miscellaneous_New_Food Preparation_Natural Gas_Fryer_E3_Baseline Forecast | Commercial | Miscellaneous | New | Food Preparation | Natural Gas | Fryer | E3 |  | Baseline Forecast | bar: 2019 to 2051
Commercial_Miscellaneous_New_Food Preparation_Natural Gas_Fryer_E4_Baseline Forecast | Commercial | Miscellaneous | New | Food Preparation | Natural Gas | Fryer | E4 |  | Baseline Forecast | bar: 2019 to 2051
Commercial_Miscellaneous_New_Food Preparation_Natural Gas_Fryer_E5_Baseline Forecast | Commercial | Miscellaneous | New | Food Preparation | Natural Gas | Fryer | E5 |  | Baseline Forecast | bar: 2019 to 2051
Commercial_Miscellaneous_New_Food Preparation_Natural Gas_Fryer_E6_Baseline Forecast | Commercial | Miscellaneous | New | Food Preparation | Natural Gas | Fryer | E6 |  | Baseline Forecast | bar: 2019 to 2051
Commercial_Miscellaneous_New_Food Preparation_Natural Gas_Fryer_E7_Baseline Forecast | Commercial | Miscellaneous | New | Food Preparation | Natural Gas | Fryer | E7 |  | Baseline Forecast | bar: 2019 to 2051
Commercial_Miscellaneous_New_Food Preparation_Natural Gas_Fryer_E8_Baseline Forecast | Commercial | Miscellaneous | New | Food Preparation | Natural Gas | Fryer | E8 |  | Baseline Forecast | bar: 2019 to 2051
Commercial_Miscellaneous_New_Food Preparation_Natural Gas_Fryer_E9_Baseline Forecast | Commercial | Miscellaneous | New | Food Preparation | Natural Gas | Fryer | E9 |  | Baseline Forecast | bar: 2019 to 2051
Commercial_Miscellaneous_New_Food Preparation_Natural Gas_Fryer_E10_Baseline Forecast | Commercial | Miscellaneous | New | Food Preparation | Natural Gas | Fryer | E10 |  | Baseline Forecast | bar: 2019 to 2051
Commercial_Miscellaneous_New_Food Preparation_Natural Gas_Broiler_E1_Baseline Forecast | Commercial | Miscellaneous | New | Food Preparation | Natural Gas | Broiler | E1 | Standard | Baseline Forecast | 74% | 74% | 74% | 74% | 74% | 74% | 74% | 74% | 74% | 74% | 74% | 74% | 74% | 74% | 74% | 74% | 74% | 74% | 74% | 74% | 74% | 74% | 74% | 74% | 74% | 74% | 74% | 74% | 74% | 74% | 74% | 74% | 74%
Commercial_Miscellaneous_New_Food Preparation_Natural Gas_Broiler_E2_Baseline Forecast | Commercial | Miscellaneous | New | Food Preparation | Natural Gas | Broiler | E2 | Infrared Burners | Baseline Forecast | 26% | 26% | 26% | 26% | 26% | 26% | 26% | 26% | 26% | 26% | 26% | 26% | 26% | 26% | 26% | 26% | 26% | 26% | 26% | 26% | 26% | 26% | 26% | 26% | 26% | 26% | 26% | 26% | 26% | 26% | 26% | 26% | 26%
Commercial_Miscellaneous_New_Food Preparation_Natural Gas_Broiler_E3_Baseline Forecast | Commercial | Miscellaneous | New | Food Preparation | Natural Gas | Broiler | E3 |  | Baseline Forecast | bar: 2019 to 2051
Commercial_Miscellaneous_New_Food Preparation_Natural Gas_Broiler_E4_Baseline Forecast | Commercial | Miscellaneous | New | Food Preparation | Natural Gas | Broiler | E4 |  | Baseline Forecast | bar: 2019 to 2051
Commercial_Miscellaneous_New_Food Preparation_Natural Gas_Broiler_E5_Baseline Forecast | Commercial | Miscellaneous | New | Food Preparation | Natural Gas | Broiler | E5 |  | Baseline Forecast | bar: 2019 to 2051
Commercial_Miscellaneous_New_Food Preparation_Natural Gas_Broiler_E6_Baseline Forecast | Commercial | Miscellaneous | New | Food Preparation | Natural Gas | Broiler | E6 |  | Baseline Forecast | bar: 2019 to 2051
Commercial_Miscellaneous_New_Food Preparation_Natural Gas_Broiler_E7_Baseline Forecast | Commercial | Miscellaneous | New | Food Preparation | Natural Gas | Broiler | E7 |  | Baseline Forecast | bar: 2019 to 2051
Commercial_Miscellaneous_New_Food Preparation_Natural Gas_Broiler_E8_Baseline Forecast | Commercial | Miscellaneous | New | Food Preparation | Natural Gas | Broiler | E8 |  | Baseline Forecast | bar: 2019 to 2051
Commercial_Miscellaneous_New_Food Preparation_Natural Gas_Broiler_E9_Baseline Forecast | Commercial | Miscellaneous | New | Food Preparation | Natural Gas | Broiler | E9 |  | Baseline Forecast | bar: 2019 to 2051
Commercial_Miscellaneous_New_Food Preparation_Natural Gas_Broiler_E10_Baseline Forecast | Commercial | Miscellaneous | New | Food Preparation | Natural Gas | Broiler | E10 |  | Baseline Forecast | bar: 2019 to 2051
Commercial_Miscellaneous_New_Food Preparation_Natural Gas_Griddle_E1_Baseline Forecast | Commercial | Miscellaneous | New | Food Preparation | Natural Gas | Griddle | E1 | Standard | Baseline Forecast | 71% | 71% | 71% | 71% | 71% | 71% | 71% | 71% | 71% | 71% | 71% | 71% | 71% | 71% | 71% | 71% | 71% | 71% | 71% | 71% | 71% | 71% | 71% | 71% | 71% | 71% | 71% | 71% | 71% | 71% | 71% | 71% | 71%
Commercial_Miscellaneous_New_Food Preparation_Natural Gas_Griddle_E2_Baseline Forecast | Commercial | Miscellaneous | New | Food Preparation | Natural Gas | Griddle | E2 | ENERGY STAR | Baseline Forecast | 29% | 29% | 29% | 29% | 29% | 29% | 29% | 29% | 29% | 29% | 29% | 29% | 29% | 29% | 29% | 29% | 29% | 29% | 29% | 29% | 29% | 29% | 29% | 29% | 29% | 29% | 29% | 29% | 29% | 29% | 29% | 29% | 29%
Commercial_Miscellaneous_New_Food Preparation_Natural Gas_Griddle_E3_Baseline Forecast | Commercial | Miscellaneous | New | Food Preparation | Natural Gas | Griddle | E3 |  | Baseline Forecast | bar: 2019 to 2051
Commercial_Miscellaneous_New_Food Preparation_Natural Gas_Griddle_E4_Baseline Forecast | Commercial | Miscellaneous | New | Food Preparation | Natural Gas | Griddle | E4 |  | Baseline Forecast | bar: 2019 to 2051
Commercial_Miscellaneous_New_Food Preparation_Natural Gas_Griddle_E5_Baseline Forecast | Commercial | Miscellaneous | New | Food Preparation | Natural Gas | Griddle | E5 |  | Baseline Forecast | bar: 2019 to 2051
Commercial_Miscellaneous_New_Food Preparation_Natural Gas_Griddle_E6_Baseline Forecast | Commercial | Miscellaneous | New | Food Preparation | Natural Gas | Griddle | E6 |  | Baseline Forecast | bar: 2019 to 2051
Commercial_Miscellaneous_New_Food Preparation_Natural Gas_Griddle_E7_Baseline Forecast | Commercial | Miscellaneous | New | Food Preparation | Natural Gas | Griddle | E7 |  | Baseline Forecast | bar: 2019 to 2051
Commercial_Miscellaneous_New_Food Preparation_Natural Gas_Griddle_E8_Baseline Forecast | Commercial | Miscellaneous | New | Food Preparation | Natural Gas | Griddle | E8 |  | Baseline Forecast | bar: 2019 to 2051
Commercial_Miscellaneous_New_Food Preparation_Natural Gas_Griddle_E9_Baseline Forecast | Commercial | Miscellaneous | New | Food Preparation | Natural Gas | Griddle | E9 |  | Baseline Forecast | bar: 2019 to 2051
Commercial_Miscellaneous_New_Food Preparation_Natural Gas_Griddle_E10_Baseline Forecast | Commercial | Miscellaneous | New | Food Preparation | Natural Gas | Griddle | E10 |  | Baseline Forecast | bar: 2019 to 2051
Commercial_Miscellaneous_New_Food Preparation_Natural Gas_Range_E1_Baseline Forecast | Commercial | Miscellaneous | New | Food Preparation | Natural Gas | Range | E1 | Standard | Baseline Forecast | 41% | 41% | 41% | 41% | 41% | 41% | 41% | 41% | 41% | 41% | 41% | 41% | 41% | 41% | 41% | 41% | 41% | 41% | 41% | 41% | 41% | 41% | 41% | 41% | 41% | 41% | 41% | 41% | 41% | 41% | 41% | 41% | 41%
Commercial_Miscellaneous_New_Food Preparation_Natural Gas_Range_E2_Baseline Forecast | Commercial | Miscellaneous | New | Food Preparation | Natural Gas | Range | E2 | High Efficiency | Baseline Forecast | 59% | 59% | 59% | 59% | 59% | 59% | 59% | 59% | 59% | 59% | 59% | 59% | 59% | 59% | 59% | 59% | 59% | 59% | 59% | 59% | 59% | 59% | 59% | 59% | 59% | 59% | 59% | 59% | 59% | 59% | 59% | 59% | 59%
Commercial_Miscellaneous_New_Food Preparation_Natural Gas_Range_E3_Baseline Forecast | Commercial | Miscellaneous | New | Food Preparation | Natural Gas | Range | E3 |  | Baseline Forecast | bar: 2019 to 2051
Commercial_Miscellaneous_New_Food Preparation_Natural Gas_Range_E4_Baseline Forecast | Commercial | Miscellaneous | New | Food Preparation | Natural Gas | Range | E4 |  | Baseline Forecast | bar: 2019 to 2051
Commercial_Miscellaneous_New_Food Preparation_Natural Gas_Range_E5_Baseline Forecast | Commercial | Miscellaneous | New | Food Preparation | Natural Gas | Range | E5 |  | Baseline Forecast | bar: 2019 to 2051
Commercial_Miscellaneous_New_Food Preparation_Natural Gas_Range_E6_Baseline Forecast | Commercial | Miscellaneous | New | Food Preparation | Natural Gas | Range | E6 |  | Baseline Forecast | bar: 2019 to 2051
Commercial_Miscellaneous_New_Food Preparation_Natural Gas_Range_E7_Baseline Forecast | Commercial | Miscellaneous | New | Food Preparation | Natural Gas | Range | E7 |  | Baseline Forecast | bar: 2019 to 2051
Commercial_Miscellaneous_New_Food Preparation_Natural Gas_Range_E8_Baseline Forecast | Commercial | Miscellaneous | New | Food Preparation | Natural Gas | Range | E8 |  | Baseline Forecast | bar: 2019 to 2051
Commercial_Miscellaneous_New_Food Preparation_Natural Gas_Range_E9_Baseline Forecast | Commercial | Miscellaneous | New | Food Preparation | Natural Gas | Range | E9 |  | Baseline Forecast | bar: 2019 to 2051
Commercial_Miscellaneous_New_Food Preparation_Natural Gas_Range_E10_Baseline Forecast | Commercial | Miscellaneous | New | Food Preparation | Natural Gas | Range | E10 |  | Baseline Forecast | bar: 2019 to 2051
Commercial_Miscellaneous_New_Food Preparation_Natural Gas_Steamer_E1_Baseline Forecast | Commercial | Miscellaneous | New | Food Preparation | Natural Gas | Steamer | E1 | Standard | Baseline Forecast | 50% | 50% | 50% | 0% | 0% | 0% | 0% | 0% | 0% | 0% | 0% | 0% | 0% | 0% | 0% | 0% | 0% | 0% | 0% | 0% | 0% | 0% | 0% | 0% | 0% | 0% | 0% | 0% | 0% | 0% | 0% | 0% | 0%
Commercial_Miscellaneous_New_Food Preparation_Natural Gas_Steamer_E2_Baseline Forecast | Commercial | Miscellaneous | New | Food Preparation | Natural Gas | Steamer | E2 | ENERGY STAR | Baseline Forecast | 50% | 50% | 50% | 100% | 100% | 100% | 100% | 100% | 100% | 100% | 100% | 100% | 100% | 100% | 100% | 100% | 100% | 100% | 100% | 100% | 100% | 100% | 100% | 100% | 100% | 100% | 100% | 100% | 100% | 100% | 100% | 100% | 100%
Commercial_Miscellaneous_New_Food Preparation_Natural Gas_Steamer_E3_Baseline Forecast | Commercial | Miscellaneous | New | Food Preparation | Natural Gas | Steamer | E3 |  | Baseline Forecast | bar: 2019 to 2051
Commercial_Miscellaneous_New_Food Preparation_Natural Gas_Steamer_E4_Baseline Forecast | Commercial | Miscellaneous | New | Food Preparation | Natural Gas | Steamer | E4 |  | Baseline Forecast | bar: 2019 to 2051
Commercial_Miscellaneous_New_Food Preparation_Natural Gas_Steamer_E5_Baseline Forecast | Commercial | Miscellaneous | New | Food Preparation | Natural Gas | Steamer | E5 |  | Baseline Forecast | bar: 2019 to 2051
Commercial_Miscellaneous_New_Food Preparation_Natural Gas_Steamer_E6_Baseline Forecast | Commercial | Miscellaneous | New | Food Preparation | Natural Gas | Steamer | E6 |  | Baseline Forecast | bar: 2019 to 2051
Commercial_Miscellaneous_New_Food Preparation_Natural Gas_Steamer_E7_Baseline Forecast | Commercial | Miscellaneous | New | Food Preparation | Natural Gas | Steamer | E7 |  | Baseline Forecast | bar: 2019 to 2051
Commercial_Miscellaneous_New_Food Preparation_Natural Gas_Steamer_E8_Baseline Forecast | Commercial | Miscellaneous | New | Food Preparation | Natural Gas | Steamer | E8 |  | Baseline Forecast | bar: 2019 to 2051
Commercial_Miscellaneous_New_Food Preparation_Natural Gas_Steamer_E9_Baseline Forecast | Commercial | Miscellaneous | New | Food Preparation | Natural Gas | Steamer | E9 |  | Baseline Forecast | bar: 2019 to 2051
Commercial_Miscellaneous_New_Food Preparation_Natural Gas_Steamer_E10_Baseline Forecast | Commercial | Miscellaneous | New | Food Preparation | Natural Gas | Steamer | E10 |  | Baseline Forecast | bar: 2019 to 2051
Commercial_Miscellaneous_New_Food Preparation_Natural Gas_Food Prep Other_E1_Baseline Forecast | Commercial | Miscellaneous | New | Food Preparation | Natural Gas | Food Prep Other | E1 | Standard | Baseline Forecast | 74% | 74% | 74% | 74% | 74% | 74% | 74% | 74% | 74% | 74% | 74% | 74% | 74% | 74% | 74% | 74% | 74% | 74% | 74% | 74% | 74% | 74% | 74% | 74% | 74% | 74% | 74% | 74% | 74% | 74% | 74% | 74% | 74%
Commercial_Miscellaneous_New_Food Preparation_Natural Gas_Food Prep Other_E2_Baseline Forecast | Commercial | Miscellaneous | New | Food Preparation | Natural Gas | Food Prep Other | E2 | ENERGY STAR | Baseline Forecast | 26% | 26% | 26% | 26% | 26% | 26% | 26% | 26% | 26% | 26% | 26% | 26% | 26% | 26% | 26% | 26% | 26% | 26% | 26% | 26% | 26% | 26% | 26% | 26% | 26% | 26% | 26% | 26% | 26% | 26% | 26% | 26% | 26%
Commercial_Miscellaneous_New_Food Preparation_Natural Gas_Food Prep Other_E3_Baseline Forecast | Commercial | Miscellaneous | New | Food Preparation | Natural Gas | Food Prep Other | E3 |  | Baseline Forecast | bar: 2019 to 2051
Commercial_Miscellaneous_New_Food Preparation_Natural Gas_Food Prep Other_E4_Baseline Forecast | Commercial | Miscellaneous | New | Food Preparation | Natural Gas | Food Prep Other | E4 |  | Baseline Forecast | bar: 2019 to 2051
Commercial_Miscellaneous_New_Food Preparation_Natural Gas_Food Prep Other_E5_Baseline Forecast | Commercial | Miscellaneous | New | Food Preparation | Natural Gas | Food Prep Other | E5 |  | Baseline Forecast | bar: 2019 to 2051
Commercial_Miscellaneous_New_Food Preparation_Natural Gas_Food Prep Other_E6_Baseline Forecast | Commercial | Miscellaneous | New | Food Preparation | Natural Gas | Food Prep Other | E6 |  | Baseline Forecast | bar: 2019 to 2051
Commercial_Miscellaneous_New_Food Preparation_Natural Gas_Food Prep Other_E7_Baseline Forecast | Commercial | Miscellaneous | New | Food Preparation | Natural Gas | Food Prep Other | E7 |  | Baseline Forecast | bar: 2019 to 2051
Commercial_Miscellaneous_New_Food Preparation_Natural Gas_Food Prep Other_E8_Baseline Forecast | Commercial | Miscellaneous | New | Food Preparation | Natural Gas | Food Prep Other | E8 |  | Baseline Forecast | bar: 2019 to 2051
Commercial_Miscellaneous_New_Food Preparation_Natural Gas_Food Prep Other_E9_Baseline Forecast | Commercial | Miscellaneous | New | Food Preparation | Natural Gas | Food Prep Other | E9 |  | Baseline Forecast | bar: 2019 to 2051
Commercial_Miscellaneous_New_Food Preparation_Natural Gas_Food Prep Other_E10_Baseline Forecast | Commercial | Miscellaneous | New | Food Preparation | Natural Gas | Food Prep Other | E10 |  | Baseline Forecast | bar: 2019 to 2051
Commercial_Miscellaneous_New_Miscellaneous_Natural Gas_Pool Heater_E1_Baseline Forecast | Commercial | Miscellaneous | New | Miscellaneous | Natural Gas | Pool Heater | E1 | Standard (EF .78) | Baseline Forecast | 90% | 90% | 90% | 90% | 90% | 90% | 90% | 90% | 90% | 90% | 90% | 90% | 90% | 90% | 90% | 90% | 90% | 90% | 90% | 90% | 90% | 90% | 90% | 90% | 90% | 90% | 90% | 90% | 90% | 90% | 90% | 90% | 90%
Commercial_Miscellaneous_New_Miscellaneous_Natural Gas_Pool Heater_E2_Baseline Forecast | Commercial | Miscellaneous | New | Miscellaneous | Natural Gas | Pool Heater | E2 | Condensing (EF .90) | Baseline Forecast | 10% | 10% | 10% | 10% | 10% | 10% | 10% | 10% | 10% | 10% | 10% | 10% | 10% | 10% | 10% | 10% | 10% | 10% | 10% | 10% | 10% | 10% | 10% | 10% | 10% | 10% | 10% | 10% | 10% | 10% | 10% | 10% | 10%
Commercial_Miscellaneous_New_Miscellaneous_Natural Gas_Pool Heater_E3_Baseline Forecast | Commercial | Miscellaneous | New | Miscellaneous | Natural Gas | Pool Heater | E3 |  | Baseline Forecast | bar: 2019 to 2051
Commercial_Miscellaneous_New_Miscellaneous_Natural Gas_Pool Heater_E4_Baseline Forecast | Commercial | Miscellaneous | New | Miscellaneous | Natural Gas | Pool Heater | E4 |  | Baseline Forecast | bar: 2019 to 2051
Commercial_Miscellaneous_New_Miscellaneous_Natural Gas_Pool Heater_E5_Baseline Forecast | Commercial | Miscellaneous | New | Miscellaneous | Natural Gas | Pool Heater | E5 |  | Baseline Forecast | bar: 2019 to 2051
Commercial_Miscellaneous_New_Miscellaneous_Natural Gas_Pool Heater_E6_Baseline Forecast | Commercial | Miscellaneous | New | Miscellaneous | Natural Gas | Pool Heater | E6 |  | Baseline Forecast | bar: 2019 to 2051
Commercial_Miscellaneous_New_Miscellaneous_Natural Gas_Pool Heater_E7_Baseline Forecast | Commercial | Miscellaneous | New | Miscellaneous | Natural Gas | Pool Heater | E7 |  | Baseline Forecast | bar: 2019 to 2051
Commercial_Miscellaneous_New_Miscellaneous_Natural Gas_Pool Heater_E8_Baseline Forecast | Commercial | Miscellaneous | New | Miscellaneous | Natural Gas | Pool Heater | E8 |  | Baseline Forecast | bar: 2019 to 2051
Commercial_Miscellaneous_New_Miscellaneous_Natural Gas_Pool Heater_E9_Baseline Forecast | Commercial | Miscellaneous | New | Miscellaneous | Natural Gas | Pool Heater | E9 |  | Baseline Forecast | bar: 2019 to 2051
Commercial_Miscellaneous_New_Miscellaneous_Natural Gas_Pool Heater_E10_Baseline Forecast | Commercial | Miscellaneous | New | Miscellaneous | Natural Gas | Pool Heater | E10 |  | Baseline Forecast | bar: 2019 to 2051
Commercial_Miscellaneous_New_Miscellaneous_Natural Gas_Miscellaneous_E1_Baseline Forecast | Commercial | Miscellaneous | New | Miscellaneous | Natural Gas | Miscellaneous | E1 | Miscellaneous | Baseline Forecast | 100% | 100% | 100% | 100% | 100% | 100% | 100% | 100% | 100% | 100% | 100% | 100% | 100% | 100% | 100% | 100% | 100% | 100% | 100% | 100% | 100% | 100% | 100% | 100% | 100% | 100% | 100% | 100% | 100% | 100% | 100% | 100% | 100%
Commercial_Miscellaneous_New_Miscellaneous_Natural Gas_Miscellaneous_E2_Baseline Forecast | Commercial | Miscellaneous | New | Miscellaneous | Natural Gas | Miscellaneous | E2 |  | Baseline Forecast | bar: 2019 to 2051
Commercial_Miscellaneous_New_Miscellaneous_Natural Gas_Miscellaneous_E3_Baseline Forecast | Commercial | Miscellaneous | New | Miscellaneous | Natural Gas | Miscellaneous | E3 |  | Baseline Forecast | bar: 2019 to 2051
Commercial_Miscellaneous_New_Miscellaneous_Natural Gas_Miscellaneous_E4_Baseline Forecast | Commercial | Miscellaneous | New | Miscellaneous | Natural Gas | Miscellaneous | E4 |  | Baseline Forecast | bar: 2019 to 2051
Commercial_Miscellaneous_New_Miscellaneous_Natural Gas_Miscellaneous_E5_Baseline Forecast | Commercial | Miscellaneous | New | Miscellaneous | Natural Gas | Miscellaneous | E5 |  | Baseline Forecast | bar: 2019 to 2051
Commercial_Miscellaneous_New_Miscellaneous_Natural Gas_Miscellaneous_E6_Baseline Forecast | Commercial | Miscellaneous | New | Miscellaneous | Natural Gas | Miscellaneous | E6 |  | Baseline Forecast | bar: 2019 to 2051
Commercial_Miscellaneous_New_Miscellaneous_Natural Gas_Miscellaneous_E7_Baseline Forecast | Commercial | Miscellaneous | New | Miscellaneous | Natural Gas | Miscellaneous | E7 |  | Baseline Forecast | bar: 2019 to 2051
Commercial_Miscellaneous_New_Miscellaneous_Natural Gas_Miscellaneous_E8_Baseline Forecast | Commercial | Miscellaneous | New | Miscellaneous | Natural Gas | Miscellaneous | E8 |  | Baseline Forecast | bar: 2019 to 2051
Commercial_Miscellaneous_New_Miscellaneous_Natural Gas_Miscellaneous_E9_Baseline Forecast | Commercial | Miscellaneous | New | Miscellaneous | Natural Gas | Miscellaneous | E9 |  | Baseline Forecast | bar: 2019 to 2051
Commercial_Miscellaneous_New_Miscellaneous_Natural Gas_Miscellaneous_E10_Baseline Forecast | Commercial | Miscellaneous | New | Miscellaneous | Natural Gas | Miscellaneous | E10 |  | Baseline Forecast | bar: 2019 to 2051
Commercial_Office_Existing_Space Heating_Natural Gas_Furnace_E1_Codes & Standards Forecast | Commercial | Office | Existing | Space Heating | Natural Gas | Furnace | E1 | AFUE 80% (Standard) | Codes & Standards Forecast | 100% | 100% | 100% | 100% | 100% | 100% | 100% | 100% | 100% | 100% | 100% | 100% | 100% | 100% | 100% | 100% | 100% | 100% | 100% | 100% | 100% | 100% | 100% | 100% | 100% | 100% | 100% | 100% | 100% | 100% | 100% | 100% | 100%
Commercial_Office_Existing_Space Heating_Natural Gas_Furnace_E2_Codes & Standards Forecast | Commercial | Office | Existing | Space Heating | Natural Gas | Furnace | E2 | AFUE 90% | Codes & Standards Forecast | bar: 2019 to 2051
Commercial_Office_Existing_Space Heating_Natural Gas_Furnace_E3_Codes & Standards Forecast | Commercial | Office | Existing | Space Heating | Natural Gas | Furnace | E3 | AFUE 96% | Codes & Standards Forecast | bar: 2019 to 2051
Commercial_Office_Existing_Space Heating_Natural Gas_Furnace_E4_Codes & Standards Forecast | Commercial | Office | Existing | Space Heating | Natural Gas | Furnace | E4 |  | Codes & Standards Forecast | bar: 2019 to 2051
Commercial_Office_Existing_Space Heating_Natural Gas_Furnace_E5_Codes & Standards Forecast | Commercial | Office | Existing | Space Heating | Natural Gas | Furnace | E5 |  | Codes & Standards Forecast | bar: 2019 to 2051
Commercial_Office_Existing_Space Heating_Natural Gas_Furnace_E6_Codes & Standards Forecast | Commercial | Office | Existing | Space Heating | Natural Gas | Furnace | E6 |  | Codes & Standards Forecast | bar: 2019 to 2051
Commercial_Office_Existing_Space Heating_Natural Gas_Furnace_E7_Codes & Standards Forecast | Commercial | Office | Existing | Space Heating | Natural Gas | Furnace | E7 |  | Codes & Standards Forecast | bar: 2019 to 2051
Commercial_Office_Existing_Space Heating_Natural Gas_Furnace_E8_Codes & Standards Forecast | Commercial | Office | Existing | Space Heating | Natural Gas | Furnace | E8 |  | Codes & Standards Forecast | bar: 2019 to 2051
Commercial_Office_Existing_Space Heating_Natural Gas_Furnace_E9_Codes & Standards Forecast | Commercial | Office | Existing | Space Heating | Natural Gas | Furnace | E9 |  | Codes & Standards Forecast | bar: 2019 to 2051
Commercial_Office_Existing_Space Heating_Natural Gas_Furnace_E10_Codes & Standards Forecast | Commercial | Office | Existing | Space Heating | Natural Gas | Furnace | E10 |  | Codes & Standards Forecast | bar: 2019 to 2051
Commercial_Office_Existing_Space Heating_Natural Gas_Boiler_E1_Codes & Standards Forecast | Commercial | Office | Existing | Space Heating | Natural Gas | Boiler | E1 | AFUE 80% (Standard) | Codes & Standards Forecast | 100% | 100% | 100% | 100% | 100% | 100% | 100% | 100% | 100% | 100% | 100% | 100% | 100% | 100% | 100% | 100% | 100% | 100% | 100% | 100% | 100% | 100% | 100% | 100% | 100% | 100% | 100% | 100% | 100% | 100% | 100% | 100% | 100%
Commercial_Office_Existing_Space Heating_Natural Gas_Boiler_E2_Codes & Standards Forecast | Commercial | Office | Existing | Space Heating | Natural Gas | Boiler | E2 | AFUE 85% | Codes & Standards Forecast | bar: 2019 to 2051
Commercial_Office_Existing_Space Heating_Natural Gas_Boiler_E3_Codes & Standards Forecast | Commercial | Office | Existing | Space Heating | Natural Gas | Boiler | E3 | AFUE 97% | Codes & Standards Forecast | bar: 2019 to 2051
Commercial_Office_Existing_Space Heating_Natural Gas_Boiler_E4_Codes & Standards Forecast | Commercial | Office | Existing | Space Heating | Natural Gas | Boiler | E4 | Convert to NG Air Source Heat Pump | Codes & Standards Forecast | bar: 2019 to 2051
Commercial_Office_Existing_Space Heating_Natural Gas_Boiler_E5_Codes & Standards Forecast | Commercial | Office | Existing | Space Heating | Natural Gas | Boiler | E5 |  | Codes & Standards Forecast | bar: 2019 to 2051
Commercial_Office_Existing_Space Heating_Natural Gas_Boiler_E6_Codes & Standards Forecast | Commercial | Office | Existing | Space Heating | Natural Gas | Boiler | E6 |  | Codes & Standards Forecast | bar: 2019 to 2051
Commercial_Office_Existing_Space Heating_Natural Gas_Boiler_E7_Codes & Standards Forecast | Commercial | Office | Existing | Space Heating | Natural Gas | Boiler | E7 |  | Codes & Standards Forecast | bar: 2019 to 2051
Commercial_Office_Existing_Space Heating_Natural Gas_Boiler_E8_Codes & Standards Forecast | Commercial | Office | Existing | Space Heating | Natural Gas | Boiler | E8 |  | Codes & Standards Forecast | bar: 2019 to 2051
Commercial_Office_Existing_Space Heating_Natural Gas_Boiler_E9_Codes & Standards Forecast | Commercial | Office | Existing | Space Heating | Natural Gas | Boiler | E9 |  | Codes & Standards Forecast | bar: 2019 to 2051
Commercial_Office_Existing_Space Heating_Natural Gas_Boiler_E10_Codes & Standards Forecast | Commercial | Office | Existing | Space Heating | Natural Gas | Boiler | E10 |  | Codes & Standards Forecast | bar: 2019 to 2051
Commercial_Office_Existing_Space Heating_Natural Gas_Unit Heater_E1_Codes & Standards Forecast | Commercial | Office | Existing | Space Heating | Natural Gas | Unit Heater | E1 | Standard | Codes & Standards Forecast | 100% | 100% | 100% | 100% | 100% | 100% | 100% | 100% | 100% | 100% | 100% | 100% | 100% | 100% | 100% | 100% | 100% | 100% | 100% | 100% | 100% | 100% | 100% | 100% | 100% | 100% | 100% | 100% | 100% | 100% | 100% | 100% | 100%
Commercial_Office_Existing_Space Heating_Natural Gas_Unit Heater_E2_Codes & Standards Forecast | Commercial | Office | Existing | Space Heating | Natural Gas | Unit Heater | E2 | Condensing | Codes & Standards Forecast | bar: 2019 to 2051
Commercial_Office_Existing_Space Heating_Natural Gas_Unit Heater_E3_Codes & Standards Forecast | Commercial | Office | Existing | Space Heating | Natural Gas | Unit Heater | E3 | Infrared Radiant | Codes & Standards Forecast | bar: 2019 to 2051
Commercial_Office_Existing_Space Heating_Natural Gas_Unit Heater_E4_Codes & Standards Forecast | Commercial | Office | Existing | Space Heating | Natural Gas | Unit Heater | E4 |  | Codes & Standards Forecast | bar: 2019 to 2051
Commercial_Office_Existing_Space Heating_Natural Gas_Unit Heater_E5_Codes & Standards Forecast | Commercial | Office | Existing | Space Heating | Natural Gas | Unit Heater | E5 |  | Codes & Standards Forecast | bar: 2019 to 2051
Commercial_Office_Existing_Space Heating_Natural Gas_Unit Heater_E6_Codes & Standards Forecast | Commercial | Office | Existing | Space Heating | Natural Gas | Unit Heater | E6 |  | Codes & Standards Forecast | bar: 2019 to 2051
Commercial_Office_Existing_Space Heating_Natural Gas_Unit Heater_E7_Codes & Standards Forecast | Commercial | Office | Existing | Space Heating | Natural Gas | Unit Heater | E7 |  | Codes & Standards Forecast | bar: 2019 to 2051
Commercial_Office_Existing_Space Heating_Natural Gas_Unit Heater_E8_Codes & Standards Forecast | Commercial | Office | Existing | Space Heating | Natural Gas | Unit Heater | E8 |  | Codes & Standards Forecast | bar: 2019 to 2051
Commercial_Office_Existing_Space Heating_Natural Gas_Unit Heater_E9_Codes & Standards Forecast | Commercial | Office | Existing | Space Heating | Natural Gas | Unit Heater | E9 |  | Codes & Standards Forecast | bar: 2019 to 2051
Commercial_Office_Existing_Space Heating_Natural Gas_Unit Heater_E10_Codes & Standards Forecast | Commercial | Office | Existing | Space Heating | Natural Gas | Unit Heater | E10 |  | Codes & Standards Forecast | bar: 2019 to 2051
Commercial_Office_Existing_Water Heating_Natural Gas_Water Heater_E1_Codes & Standards Forecast | Commercial | Office | Existing | Water Heating | Natural Gas | Water Heater | E1 | TE 80% | Codes & Standards Forecast | 100% | 100% | 100% | 100% | 100% | 100% | 100% | 100% | 100% | 100% | 100% | 100% | 100% | 100% | 100% | 100% | 100% | 100% | 100% | 100% | 100% | 100% | 100% | 100% | 100% | 100% | 100% | 100% | 100% | 100% | 100% | 100% | 100%
Commercial_Office_Existing_Water Heating_Natural Gas_Water Heater_E2_Codes & Standards Forecast | Commercial | Office | Existing | Water Heating | Natural Gas | Water Heater | E2 | TE 81% | Codes & Standards Forecast | bar: 2019 to 2051
Commercial_Office_Existing_Water Heating_Natural Gas_Water Heater_E3_Codes & Standards Forecast | Commercial | Office | Existing | Water Heating | Natural Gas | Water Heater | E3 | TE 88% | Codes & Standards Forecast | bar: 2019 to 2051
Commercial_Office_Existing_Water Heating_Natural Gas_Water Heater_E4_Codes & Standards Forecast | Commercial | Office | Existing | Water Heating | Natural Gas | Water Heater | E4 | TE 94% | Codes & Standards Forecast | bar: 2019 to 2051
Commercial_Office_Existing_Water Heating_Natural Gas_Water Heater_E5_Codes & Standards Forecast | Commercial | Office | Existing | Water Heating | Natural Gas | Water Heater | E5 | TE 96% | Codes & Standards Forecast | bar: 2019 to 2051
Commercial_Office_Existing_Water Heating_Natural Gas_Water Heater_E6_Codes & Standards Forecast | Commercial | Office | Existing | Water Heating | Natural Gas | Water Heater | E6 | Tankless | Codes & Standards Forecast | bar: 2019 to 2051
Commercial_Office_Existing_Water Heating_Natural Gas_Water Heater_E7_Codes & Standards Forecast | Commercial | Office | Existing | Water Heating | Natural Gas | Water Heater | E7 | Gas-Fired Absorption HPWH | Codes & Standards Forecast | bar: 2019 to 2051
Commercial_Office_Existing_Water Heating_Natural Gas_Water Heater_E8_Codes & Standards Forecast | Commercial | Office | Existing | Water Heating | Natural Gas | Water Heater | E8 |  | Codes & Standards Forecast | bar: 2019 to 2051
Commercial_Office_Existing_Water Heating_Natural Gas_Water Heater_E9_Codes & Standards Forecast | Commercial | Office | Existing | Water Heating | Natural Gas | Water Heater | E9 |  | Codes & Standards Forecast | bar: 2019 to 2051
Commercial_Office_Existing_Water Heating_Natural Gas_Water Heater_E10_Codes & Standards Forecast | Commercial | Office | Existing | Water Heating | Natural Gas | Water Heater | E10 |  | Codes & Standards Forecast | bar: 2019 to 2051
Commercial_Office_Existing_Food Preparation_Natural Gas_Oven_E1_Codes & Standards Forecast | Commercial | Office | Existing | Food Preparation | Natural Gas | Oven | E1 | Standard | Codes & Standards Forecast | 100% | 100% | 100% | 100% | 100% | 100% | 100% | 100% | 100% | 100% | 100% | 100% | 100% | 100% | 100% | 100% | 100% | 100% | 100% | 100% | 100% | 100% | 100% | 100% | 100% | 100% | 100% | 100% | 100% | 100% | 100% | 100% | 100%
Commercial_Office_Existing_Food Preparation_Natural Gas_Oven_E2_Codes & Standards Forecast | Commercial | Office | Existing | Food Preparation | Natural Gas | Oven | E2 | ENERGY STAR (>44% Baking Efficiency) | Codes & Standards Forecast | bar: 2019 to 2051
Commercial_Office_Existing_Food Preparation_Natural Gas_Oven_E3_Codes & Standards Forecast | Commercial | Office | Existing | Food Preparation | Natural Gas | Oven | E3 |  | Codes & Standards Forecast | bar: 2019 to 2051
Commercial_Office_Existing_Food Preparation_Natural Gas_Oven_E4_Codes & Standards Forecast | Commercial | Office | Existing | Food Preparation | Natural Gas | Oven | E4 |  | Codes & Standards Forecast | bar: 2019 to 2051
Commercial_Office_Existing_Food Preparation_Natural Gas_Oven_E5_Codes & Standards Forecast | Commercial | Office | Existing | Food Preparation | Natural Gas | Oven | E5 |  | Codes & Standards Forecast | bar: 2019 to 2051
Commercial_Office_Existing_Food Preparation_Natural Gas_Oven_E6_Codes & Standards Forecast | Commercial | Office | Existing | Food Preparation | Natural Gas | Oven | E6 |  | Codes & Standards Forecast | bar: 2019 to 2051
Commercial_Office_Existing_Food Preparation_Natural Gas_Oven_E7_Codes & Standards Forecast | Commercial | Office | Existing | Food Preparation | Natural Gas | Oven | E7 |  | Codes & Standards Forecast | bar: 2019 to 2051
Commercial_Office_Existing_Food Preparation_Natural Gas_Oven_E8_Codes & Standards Forecast | Commercial | Office | Existing | Food Preparation | Natural Gas | Oven | E8 |  | Codes & Standards Forecast | bar: 2019 to 2051
Commercial_Office_Existing_Food Preparation_Natural Gas_Oven_E9_Codes & Standards Forecast | Commercial | Office | Existing | Food Preparation | Natural Gas | Oven | E9 |  | Codes & Standards Forecast | bar: 2019 to 2051
Commercial_Office_Existing_Food Preparation_Natural Gas_Oven_E10_Codes & Standards Forecast | Commercial | Office | Existing | Food Preparation | Natural Gas | Oven | E10 |  | Codes & Standards Forecast | bar: 2019 to 2051
Commercial_Office_Existing_Food Preparation_Natural Gas_Conveyor Oven_E1_Codes & Standards Forecast | Commercial | Office | Existing | Food Preparation | Natural Gas | Conveyor Oven | E1 | Standard | Codes & Standards Forecast | 100% | 100% | 100% | 100% | 100% | 100% | 100% | 100% | 100% | 100% | 100% | 100% | 100% | 100% | 100% | 100% | 100% | 100% | 100% | 100% | 100% | 100% | 100% | 100% | 100% | 100% | 100% | 100% | 100% | 100% | 100% | 100% | 100%
Commercial_Office_Existing_Food Preparation_Natural Gas_Conveyor Oven_E2_Codes & Standards Forecast | Commercial | Office | Existing | Food Preparation | Natural Gas | Conveyor Oven | E2 | Efficient (>44% Baking Efficiency) | Codes & Standards Forecast | bar: 2019 to 2051
Commercial_Office_Existing_Food Preparation_Natural Gas_Conveyor Oven_E3_Codes & Standards Forecast | Commercial | Office | Existing | Food Preparation | Natural Gas | Conveyor Oven | E3 |  | Codes & Standards Forecast | bar: 2019 to 2051
Commercial_Office_Existing_Food Preparation_Natural Gas_Conveyor Oven_E4_Codes & Standards Forecast | Commercial | Office | Existing | Food Preparation | Natural Gas | Conveyor Oven | E4 |  | Codes & Standards Forecast | bar: 2019 to 2051
Commercial_Office_Existing_Food Preparation_Natural Gas_Conveyor Oven_E5_Codes & Standards Forecast | Commercial | Office | Existing | Food Preparation | Natural Gas | Conveyor Oven | E5 |  | Codes & Standards Forecast | bar: 2019 to 2051
Commercial_Office_Existing_Food Preparation_Natural Gas_Conveyor Oven_E6_Codes & Standards Forecast | Commercial | Office | Existing | Food Preparation | Natural Gas | Conveyor Oven | E6 |  | Codes & Standards Forecast | bar: 2019 to 2051
Commercial_Office_Existing_Food Preparation_Natural Gas_Conveyor Oven_E7_Codes & Standards Forecast | Commercial | Office | Existing | Food Preparation | Natural Gas | Conveyor Oven | E7 |  | Codes & Standards Forecast | bar: 2019 to 2051
Commercial_Office_Existing_Food Preparation_Natural Gas_Conveyor Oven_E8_Codes & Standards Forecast | Commercial | Office | Existing | Food Preparation | Natural Gas | Conveyor Oven | E8 |  | Codes & Standards Forecast | bar: 2019 to 2051
Commercial_Office_Existing_Food Preparation_Natural Gas_Conveyor Oven_E9_Codes & Standards Forecast | Commercial | Office | Existing | Food Preparation | Natural Gas | Conveyor Oven | E9 |  | Codes & Standards Forecast | bar: 2019 to 2051
Commercial_Office_Existing_Food Preparation_Natural Gas_Conveyor Oven_E10_Codes & Standards Forecast | Commercial | Office | Existing | Food Preparation | Natural Gas | Conveyor Oven | E10 |  | Codes & Standards Forecast | bar: 2019 to 2051
Commercial_Office_Existing_Food Preparation_Natural Gas_Double Rack Oven_E1_Codes & Standards Forecast | Commercial | Office | Existing | Food Preparation | Natural Gas | Double Rack Oven | E1 | Standard | Codes & Standards Forecast | 100% | 100% | 100% | 100% | 100% | 100% | 100% | 100% | 100% | 100% | 100% | 100% | 100% | 100% | 100% | 100% | 100% | 100% | 100% | 100% | 100% | 100% | 100% | 100% | 100% | 100% | 100% | 100% | 100% | 100% | 100% | 100% | 100%
Commercial_Office_Existing_Food Preparation_Natural Gas_Double Rack Oven_E2_Codes & Standards Forecast | Commercial | Office | Existing | Food Preparation | Natural Gas | Double Rack Oven | E2 | FTSC Qualified (>50% Cooking Efficiency) | Codes & Standards Forecast | bar: 2019 to 2051
Commercial_Office_Existing_Food Preparation_Natural Gas_Double Rack Oven_E3_Codes & Standards Forecast | Commercial | Office | Existing | Food Preparation | Natural Gas | Double Rack Oven | E3 |  | Codes & Standards Forecast | bar: 2019 to 2051
Commercial_Office_Existing_Food Preparation_Natural Gas_Double Rack Oven_E4_Codes & Standards Forecast | Commercial | Office | Existing | Food Preparation | Natural Gas | Double Rack Oven | E4 |  | Codes & Standards Forecast | bar: 2019 to 2051
Commercial_Office_Existing_Food Preparation_Natural Gas_Double Rack Oven_E5_Codes & Standards Forecast | Commercial | Office | Existing | Food Preparation | Natural Gas | Double Rack Oven | E5 |  | Codes & Standards Forecast | bar: 2019 to 2051
Commercial_Office_Existing_Food Preparation_Natural Gas_Double Rack Oven_E6_Codes & Standards Forecast | Commercial | Office | Existing | Food Preparation | Natural Gas | Double Rack Oven | E6 |  | Codes & Standards Forecast | bar: 2019 to 2051
Commercial_Office_Existing_Food Preparation_Natural Gas_Double Rack Oven_E7_Codes & Standards Forecast | Commercial | Office | Existing | Food Preparation | Natural Gas | Double Rack Oven | E7 |  | Codes & Standards Forecast | bar: 2019 to 2051
Commercial_Office_Existing_Food Preparation_Natural Gas_Double Rack Oven_E8_Codes & Standards Forecast | Commercial | Office | Existing | Food Preparation | Natural Gas | Double Rack Oven | E8 |  | Codes & Standards Forecast | bar: 2019 to 2051
Commercial_Office_Existing_Food Preparation_Natural Gas_Double Rack Oven_E9_Codes & Standards Forecast | Commercial | Office | Existing | Food Preparation | Natural Gas | Double Rack Oven | E9 |  | Codes & Standards Forecast | bar: 2019 to 2051
Commercial_Office_Existing_Food Preparation_Natural Gas_Double Rack Oven_E10_Codes & Standards Forecast | Commercial | Office | Existing | Food Preparation | Natural Gas | Double Rack Oven | E10 |  | Codes & Standards Forecast | bar: 2019 to 2051
Commercial_Office_Existing_Food Preparation_Natural Gas_Fryer_E1_Codes & Standards Forecast | Commercial | Office | Existing | Food Preparation | Natural Gas | Fryer | E1 | Standard | Codes & Standards Forecast | 100% | 100% | 100% | 0% | 0% | 0% | 0% | 0% | 0% | 0% | 0% | 0% | 0% | 0% | 0% | 0% | 0% | 0% | 0% | 0% | 0% | 0% | 0% | 0% | 0% | 0% | 0% | 0% | 0% | 0% | 0% | 0% | 0%
Commercial_Office_Existing_Food Preparation_Natural Gas_Fryer_E2_Codes & Standards Forecast | Commercial | Office | Existing | Food Preparation | Natural Gas | Fryer | E2 | ENERGY STAR | Codes & Standards Forecast | 0% | 0% | 0% | 100% | 100% | 100% | 100% | 100% | 100% | 100% | 100% | 100% | 100% | 100% | 100% | 100% | 100% | 100% | 100% | 100% | 100% | 100% | 100% | 100% | 100% | 100% | 100% | 100% | 100% | 100% | 100% | 100% | 100%
Commercial_Office_Existing_Food Preparation_Natural Gas_Fryer_E3_Codes & Standards Forecast | Commercial | Office | Existing | Food Preparation | Natural Gas | Fryer | E3 |  | Codes & Standards Forecast | bar: 2019 to 2051
Commercial_Office_Existing_Food Preparation_Natural Gas_Fryer_E4_Codes & Standards Forecast | Commercial | Office | Existing | Food Preparation | Natural Gas | Fryer | E4 |  | Codes & Standards Forecast | bar: 2019 to 2051
Commercial_Office_Existing_Food Preparation_Natural Gas_Fryer_E5_Codes & Standards Forecast | Commercial | Office | Existing | Food Preparation | Natural Gas | Fryer | E5 |  | Codes & Standards Forecast | bar: 2019 to 2051
Commercial_Office_Existing_Food Preparation_Natural Gas_Fryer_E6_Codes & Standards Forecast | Commercial | Office | Existing | Food Preparation | Natural Gas | Fryer | E6 |  | Codes & Standards Forecast | bar: 2019 to 2051
Commercial_Office_Existing_Food Preparation_Natural Gas_Fryer_E7_Codes & Standards Forecast | Commercial | Office | Existing | Food Preparation | Natural Gas | Fryer | E7 |  | Codes & Standards Forecast | bar: 2019 to 2051
Commercial_Office_Existing_Food Preparation_Natural Gas_Fryer_E8_Codes & Standards Forecast | Commercial | Office | Existing | Food Preparation | Natural Gas | Fryer | E8 |  | Codes & Standards Forecast | bar: 2019 to 2051
Commercial_Office_Existing_Food Preparation_Natural Gas_Fryer_E9_Codes & Standards Forecast | Commercial | Office | Existing | Food Preparation | Natural Gas | Fryer | E9 |  | Codes & Standards Forecast | bar: 2019 to 2051
Commercial_Office_Existing_Food Preparation_Natural Gas_Fryer_E10_Codes & Standards Forecast | Commercial | Office | Existing | Food Preparation | Natural Gas | Fryer | E10 |  | Codes & Standards Forecast | bar: 2019 to 2051
Commercial_Office_Existing_Food Preparation_Natural Gas_Broiler_E1_Codes & Standards Forecast | Commercial | Office | Existing | Food Preparation | Natural Gas | Broiler | E1 | Standard | Codes & Standards Forecast | 100% | 100% | 100% | 100% | 100% | 100% | 100% | 100% | 100% | 100% | 100% | 100% | 100% | 100% | 100% | 100% | 100% | 100% | 100% | 100% | 100% | 100% | 100% | 100% | 100% | 100% | 100% | 100% | 100% | 100% | 100% | 100% | 100%
Commercial_Office_Existing_Food Preparation_Natural Gas_Broiler_E2_Codes & Standards Forecast | Commercial | Office | Existing | Food Preparation | Natural Gas | Broiler | E2 | Infrared Burners | Codes & Standards Forecast | bar: 2019 to 2051
Commercial_Office_Existing_Food Preparation_Natural Gas_Broiler_E3_Codes & Standards Forecast | Commercial | Office | Existing | Food Preparation | Natural Gas | Broiler | E3 |  | Codes & Standards Forecast | bar: 2019 to 2051
Commercial_Office_Existing_Food Preparation_Natural Gas_Broiler_E4_Codes & Standards Forecast | Commercial | Office | Existing | Food Preparation | Natural Gas | Broiler | E4 |  | Codes & Standards Forecast | bar: 2019 to 2051
Commercial_Office_Existing_Food Preparation_Natural Gas_Broiler_E5_Codes & Standards Forecast | Commercial | Office | Existing | Food Preparation | Natural Gas | Broiler | E5 |  | Codes & Standards Forecast | bar: 2019 to 2051
Commercial_Office_Existing_Food Preparation_Natural Gas_Broiler_E6_Codes & Standards Forecast | Commercial | Office | Existing | Food Preparation | Natural Gas | Broiler | E6 |  | Codes & Standards Forecast | bar: 2019 to 2051
Commercial_Office_Existing_Food Preparation_Natural Gas_Broiler_E7_Codes & Standards Forecast | Commercial | Office | Existing | Food Preparation | Natural Gas | Broiler | E7 |  | Codes & Standards Forecast | bar: 2019 to 2051
Commercial_Office_Existing_Food Preparation_Natural Gas_Broiler_E8_Codes & Standards Forecast | Commercial | Office | Existing | Food Preparation | Natural Gas | Broiler | E8 |  | Codes & Standards Forecast | bar: 2019 to 2051
Commercial_Office_Existing_Food Preparation_Natural Gas_Broiler_E9_Codes & Standards Forecast | Commercial | Office | Existing | Food Preparation | Natural Gas | Broiler | E9 |  | Codes & Standards Forecast | bar: 2019 to 2051
Commercial_Office_Existing_Food Preparation_Natural Gas_Broiler_E10_Codes & Standards Forecast | Commercial | Office | Existing | Food Preparation | Natural Gas | Broiler | E10 |  | Codes & Standards Forecast | bar: 2019 to 2051
Commercial_Office_Existing_Food Preparation_Natural Gas_Griddle_E1_Codes & Standards Forecast | Commercial | Office | Existing | Food Preparation | Natural Gas | Griddle | E1 | Standard | Codes & Standards Forecast | 100% | 100% | 100% | 100% | 100% | 100% | 100% | 100% | 100% | 100% | 100% | 100% | 100% | 100% | 100% | 100% | 100% | 100% | 100% | 100% | 100% | 100% | 100% | 100% | 100% | 100% | 100% | 100% | 100% | 100% | 100% | 100% | 100%
Commercial_Office_Existing_Food Preparation_Natural Gas_Griddle_E2_Codes & Standards Forecast | Commercial | Office | Existing | Food Preparation | Natural Gas | Griddle | E2 | ENERGY STAR | Codes & Standards Forecast | bar: 2019 to 2051
Commercial_Office_Existing_Food Preparation_Natural Gas_Griddle_E3_Codes & Standards Forecast | Commercial | Office | Existing | Food Preparation | Natural Gas | Griddle | E3 |  | Codes & Standards Forecast | bar: 2019 to 2051
Commercial_Office_Existing_Food Preparation_Natural Gas_Griddle_E4_Codes & Standards Forecast | Commercial | Office | Existing | Food Preparation | Natural Gas | Griddle | E4 |  | Codes & Standards Forecast | bar: 2019 to 2051
Commercial_Office_Existing_Food Preparation_Natural Gas_Griddle_E5_Codes & Standards Forecast | Commercial | Office | Existing | Food Preparation | Natural Gas | Griddle | E5 |  | Codes & Standards Forecast | bar: 2019 to 2051
Commercial_Office_Existing_Food Preparation_Natural Gas_Griddle_E6_Codes & Standards Forecast | Commercial | Office | Existing | Food Preparation | Natural Gas | Griddle | E6 |  | Codes & Standards Forecast | bar: 2019 to 2051
Commercial_Office_Existing_Food Preparation_Natural Gas_Griddle_E7_Codes & Standards Forecast | Commercial | Office | Existing | Food Preparation | Natural Gas | Griddle | E7 |  | Codes & Standards Forecast | bar: 2019 to 2051
Commercial_Office_Existing_Food Preparation_Natural Gas_Griddle_E8_Codes & Standards Forecast | Commercial | Office | Existing | Food Preparation | Natural Gas | Griddle | E8 |  | Codes & Standards Forecast | bar: 2019 to 2051
Commercial_Office_Existing_Food Preparation_Natural Gas_Griddle_E9_Codes & Standards Forecast | Commercial | Office | Existing | Food Preparation | Natural Gas | Griddle | E9 |  | Codes & Standards Forecast | bar: 2019 to 2051
Commercial_Office_Existing_Food Preparation_Natural Gas_Griddle_E10_Codes & Standards Forecast | Commercial | Office | Existing | Food Preparation | Natural Gas | Griddle | E10 |  | Codes & Standards Forecast | bar: 2019 to 2051
Commercial_Office_Existing_Food Preparation_Natural Gas_Range_E1_Codes & Standards Forecast | Commercial | Office | Existing | Food Preparation | Natural Gas | Range | E1 | Standard | Codes & Standards Forecast | 100% | 100% | 100% | 100% | 100% | 100% | 100% | 100% | 100% | 100% | 100% | 100% | 100% | 100% | 100% | 100% | 100% | 100% | 100% | 100% | 100% | 100% | 100% | 100% | 100% | 100% | 100% | 100% | 100% | 100% | 100% | 100% | 100%
Commercial_Office_Existing_Food Preparation_Natural Gas_Range_E2_Codes & Standards Forecast | Commercial | Office | Existing | Food Preparation | Natural Gas | Range | E2 | High Efficiency | Codes & Standards Forecast | bar: 2019 to 2051
Commercial_Office_Existing_Food Preparation_Natural Gas_Range_E3_Codes & Standards Forecast | Commercial | Office | Existing | Food Preparation | Natural Gas | Range | E3 |  | Codes & Standards Forecast | bar: 2019 to 2051
Commercial_Office_Existing_Food Preparation_Natural Gas_Range_E4_Codes & Standards Forecast | Commercial | Office | Existing | Food Preparation | Natural Gas | Range | E4 |  | Codes & Standards Forecast | bar: 2019 to 2051
Commercial_Office_Existing_Food Preparation_Natural Gas_Range_E5_Codes & Standards Forecast | Commercial | Office | Existing | Food Preparation | Natural Gas | Range | E5 |  | Codes & Standards Forecast | bar: 2019 to 2051
Commercial_Office_Existing_Food Preparation_Natural Gas_Range_E6_Codes & Standards Forecast | Commercial | Office | Existing | Food Preparation | Natural Gas | Range | E6 |  | Codes & Standards Forecast | bar: 2019 to 2051
Commercial_Office_Existing_Food Preparation_Natural Gas_Range_E7_Codes & Standards Forecast | Commercial | Office | Existing | Food Preparation | Natural Gas | Range | E7 |  | Codes & Standards Forecast | bar: 2019 to 2051
Commercial_Office_Existing_Food Preparation_Natural Gas_Range_E8_Codes & Standards Forecast | Commercial | Office | Existing | Food Preparation | Natural Gas | Range | E8 |  | Codes & Standards Forecast | bar: 2019 to 2051
Commercial_Office_Existing_Food Preparation_Natural Gas_Range_E9_Codes & Standards Forecast | Commercial | Office | Existing | Food Preparation | Natural Gas | Range | E9 |  | Codes & Standards Forecast | bar: 2019 to 2051
Commercial_Office_Existing_Food Preparation_Natural Gas_Range_E10_Codes & Standards Forecast | Commercial | Office | Existing | Food Preparation | Natural Gas | Range | E10 |  | Codes & Standards Forecast | bar: 2019 to 2051
Commercial_Office_Existing_Food Preparation_Natural Gas_Steamer_E1_Codes & Standards Forecast | Commercial | Office | Existing | Food Preparation | Natural Gas | Steamer | E1 | Standard | Codes & Standards Forecast | 100% | 100% | 100% | 0% | 0% | 0% | 0% | 0% | 0% | 0% | 0% | 0% | 0% | 0% | 0% | 0% | 0% | 0% | 0% | 0% | 0% | 0% | 0% | 0% | 0% | 0% | 0% | 0% | 0% | 0% | 0% | 0% | 0%
Commercial_Office_Existing_Food Preparation_Natural Gas_Steamer_E2_Codes & Standards Forecast | Commercial | Office | Existing | Food Preparation | Natural Gas | Steamer | E2 | ENERGY STAR | Codes & Standards Forecast | 0% | 0% | 0% | 100% | 100% | 100% | 100% | 100% | 100% | 100% | 100% | 100% | 100% | 100% | 100% | 100% | 100% | 100% | 100% | 100% | 100% | 100% | 100% | 100% | 100% | 100% | 100% | 100% | 100% | 100% | 100% | 100% | 100%
Commercial_Office_Existing_Food Preparation_Natural Gas_Steamer_E3_Codes & Standards Forecast | Commercial | Office | Existing | Food Preparation | Natural Gas | Steamer | E3 |  | Codes & Standards Forecast | bar: 2019 to 2051
Commercial_Office_Existing_Food Preparation_Natural Gas_Steamer_E4_Codes & Standards Forecast | Commercial | Office | Existing | Food Preparation | Natural Gas | Steamer | E4 |  | Codes & Standards Forecast | bar: 2019 to 2051
Commercial_Office_Existing_Food Preparation_Natural Gas_Steamer_E5_Codes & Standards Forecast | Commercial | Office | Existing | Food Preparation | Natural Gas | Steamer | E5 |  | Codes & Standards Forecast | bar: 2019 to 2051
Commercial_Office_Existing_Food Preparation_Natural Gas_Steamer_E6_Codes & Standards Forecast | Commercial | Office | Existing | Food Preparation | Natural Gas | Steamer | E6 |  | Codes & Standards Forecast | bar: 2019 to 2051
Commercial_Office_Existing_Food Preparation_Natural Gas_Steamer_E7_Codes & Standards Forecast | Commercial | Office | Existing | Food Preparation | Natural Gas | Steamer | E7 |  | Codes & Standards Forecast | bar: 2019 to 2051
Commercial_Office_Existing_Food Preparation_Natural Gas_Steamer_E8_Codes & Standards Forecast | Commercial | Office | Existing | Food Preparation | Natural Gas | Steamer | E8 |  | Codes & Standards Forecast | bar: 2019 to 2051
Commercial_Office_Existing_Food Preparation_Natural Gas_Steamer_E9_Codes & Standards Forecast | Commercial | Office | Existing | Food Preparation | Natural Gas | Steamer | E9 |  | Codes & Standards Forecast | bar: 2019 to 2051
Commercial_Office_Existing_Food Preparation_Natural Gas_Steamer_E10_Codes & Standards Forecast | Commercial | Office | Existing | Food Preparation | Natural Gas | Steamer | E10 |  | Codes & Standards Forecast | bar: 2019 to 2051
Commercial_Office_Existing_Food Preparation_Natural Gas_Food Prep Other_E1_Codes & Standards Forecast | Commercial | Office | Existing | Food Preparation | Natural Gas | Food Prep Other | E1 | Standard | Codes & Standards Forecast | 100% | 100% | 100% | 100% | 100% | 100% | 100% | 100% | 100% | 100% | 100% | 100% | 100% | 100% | 100% | 100% | 100% | 100% | 100% | 100% | 100% | 100% | 100% | 100% | 100% | 100% | 100% | 100% | 100% | 100% | 100% | 100% | 100%
Commercial_Office_Existing_Food Preparation_Natural Gas_Food Prep Other_E2_Codes & Standards Forecast | Commercial | Office | Existing | Food Preparation | Natural Gas | Food Prep Other | E2 | ENERGY STAR | Codes & Standards Forecast | bar: 2019 to 2051
Commercial_Office_Existing_Food Preparation_Natural Gas_Food Prep Other_E3_Codes & Standards Forecast | Commercial | Office | Existing | Food Preparation | Natural Gas | Food Prep Other | E3 |  | Codes & Standards Forecast | bar: 2019 to 2051
Commercial_Office_Existing_Food Preparation_Natural Gas_Food Prep Other_E4_Codes & Standards Forecast | Commercial | Office | Existing | Food Preparation | Natural Gas | Food Prep Other | E4 |  | Codes & Standards Forecast | bar: 2019 to 2051
Commercial_Office_Existing_Food Preparation_Natural Gas_Food Prep Other_E5_Codes & Standards Forecast | Commercial | Office | Existing | Food Preparation | Natural Gas | Food Prep Other | E5 |  | Codes & Standards Forecast | bar: 2019 to 2051
Commercial_Office_Existing_Food Preparation_Natural Gas_Food Prep Other_E6_Codes & Standards Forecast | Commercial | Office | Existing | Food Preparation | Natural Gas | Food Prep Other | E6 |  | Codes & Standards Forecast | bar: 2019 to 2051
Commercial_Office_Existing_Food Preparation_Natural Gas_Food Prep Other_E7_Codes & Standards Forecast | Commercial | Office | Existing | Food Preparation | Natural Gas | Food Prep Other | E7 |  | Codes & Standards Forecast | bar: 2019 to 2051
Commercial_Office_Existing_Food Preparation_Natural Gas_Food Prep Other_E8_Codes & Standards Forecast | Commercial | Office | Existing | Food Preparation | Natural Gas | Food Prep Other | E8 |  | Codes & Standards Forecast | bar: 2019 to 2051
Commercial_Office_Existing_Food Preparation_Natural Gas_Food Prep Other_E9_Codes & Standards Forecast | Commercial | Office | Existing | Food Preparation | Natural Gas | Food Prep Other | E9 |  | Codes & Standards Forecast | bar: 2019 to 2051
Commercial_Office_Existing_Food Preparation_Natural Gas_Food Prep Other_E10_Codes & Standards Forecast | Commercial | Office | Existing | Food Preparation | Natural Gas | Food Prep Other | E10 |  | Codes & Standards Forecast | bar: 2019 to 2051
Commercial_Office_Existing_Miscellaneous_Natural Gas_Pool Heater_E1_Codes & Standards Forecast | Commercial | Office | Existing | Miscellaneous | Natural Gas | Pool Heater | E1 | Standard (EF .78) | Codes & Standards Forecast | 100% | 100% | 100% | 100% | 100% | 100% | 100% | 100% | 100% | 100% | 100% | 100% | 100% | 100% | 100% | 100% | 100% | 100% | 100% | 100% | 100% | 100% | 100% | 100% | 100% | 100% | 100% | 100% | 100% | 100% | 100% | 100% | 100%
Commercial_Office_Existing_Miscellaneous_Natural Gas_Pool Heater_E2_Codes & Standards Forecast | Commercial | Office | Existing | Miscellaneous | Natural Gas | Pool Heater | E2 | Condensing (EF .90) | Codes & Standards Forecast | bar: 2019 to 2051
Commercial_Office_Existing_Miscellaneous_Natural Gas_Pool Heater_E3_Codes & Standards Forecast | Commercial | Office | Existing | Miscellaneous | Natural Gas | Pool Heater | E3 |  | Codes & Standards Forecast | bar: 2019 to 2051
Commercial_Office_Existing_Miscellaneous_Natural Gas_Pool Heater_E4_Codes & Standards Forecast | Commercial | Office | Existing | Miscellaneous | Natural Gas | Pool Heater | E4 |  | Codes & Standards Forecast | bar: 2019 to 2051
Commercial_Office_Existing_Miscellaneous_Natural Gas_Pool Heater_E5_Codes & Standards Forecast | Commercial | Office | Existing | Miscellaneous | Natural Gas | Pool Heater | E5 |  | Codes & Standards Forecast | bar: 2019 to 2051
Commercial_Office_Existing_Miscellaneous_Natural Gas_Pool Heater_E6_Codes & Standards Forecast | Commercial | Office | Existing | Miscellaneous | Natural Gas | Pool Heater | E6 |  | Codes & Standards Forecast | bar: 2019 to 2051
Commercial_Office_Existing_Miscellaneous_Natural Gas_Pool Heater_E7_Codes & Standards Forecast | Commercial | Office | Existing | Miscellaneous | Natural Gas | Pool Heater | E7 |  | Codes & Standards Forecast | bar: 2019 to 2051
Commercial_Office_Existing_Miscellaneous_Natural Gas_Pool Heater_E8_Codes & Standards Forecast | Commercial | Office | Existing | Miscellaneous | Natural Gas | Pool Heater | E8 |  | Codes & Standards Forecast | bar: 2019 to 2051
Commercial_Office_Existing_Miscellaneous_Natural Gas_Pool Heater_E9_Codes & Standards Forecast | Commercial | Office | Existing | Miscellaneous | Natural Gas | Pool Heater | E9 |  | Codes & Standards Forecast | bar: 2019 to 2051
Commercial_Office_Existing_Miscellaneous_Natural Gas_Pool Heater_E10_Codes & Standards Forecast | Commercial | Office | Existing | Miscellaneous | Natural Gas | Pool Heater | E10 |  | Codes & Standards Forecast | bar: 2019 to 2051
Commercial_Office_Existing_Miscellaneous_Natural Gas_Miscellaneous_E1_Codes & Standards Forecast | Commercial | Office | Existing | Miscellaneous | Natural Gas | Miscellaneous | E1 | Miscellaneous | Codes & Standards Forecast | 100% | 100% | 100% | 100% | 100% | 100% | 100% | 100% | 100% | 100% | 100% | 100% | 100% | 100% | 100% | 100% | 100% | 100% | 100% | 100% | 100% | 100% | 100% | 100% | 100% | 100% | 100% | 100% | 100% | 100% | 100% | 100% | 100%
Commercial_Office_Existing_Miscellaneous_Natural Gas_Miscellaneous_E2_Codes & Standards Forecast | Commercial | Office | Existing | Miscellaneous | Natural Gas | Miscellaneous | E2 |  | Codes & Standards Forecast | bar: 2019 to 2051
Commercial_Office_Existing_Miscellaneous_Natural Gas_Miscellaneous_E3_Codes & Standards Forecast | Commercial | Office | Existing | Miscellaneous | Natural Gas | Miscellaneous | E3 |  | Codes & Standards Forecast | bar: 2019 to 2051
Commercial_Office_Existing_Miscellaneous_Natural Gas_Miscellaneous_E4_Codes & Standards Forecast | Commercial | Office | Existing | Miscellaneous | Natural Gas | Miscellaneous | E4 |  | Codes & Standards Forecast | bar: 2019 to 2051
Commercial_Office_Existing_Miscellaneous_Natural Gas_Miscellaneous_E5_Codes & Standards Forecast | Commercial | Office | Existing | Miscellaneous | Natural Gas | Miscellaneous | E5 |  | Codes & Standards Forecast | bar: 2019 to 2051
Commercial_Office_Existing_Miscellaneous_Natural Gas_Miscellaneous_E6_Codes & Standards Forecast | Commercial | Office | Existing | Miscellaneous | Natural Gas | Miscellaneous | E6 |  | Codes & Standards Forecast | bar: 2019 to 2051
Commercial_Office_Existing_Miscellaneous_Natural Gas_Miscellaneous_E7_Codes & Standards Forecast | Commercial | Office | Existing | Miscellaneous | Natural Gas | Miscellaneous | E7 |  | Codes & Standards Forecast | bar: 2019 to 2051
Commercial_Office_Existing_Miscellaneous_Natural Gas_Miscellaneous_E8_Codes & Standards Forecast | Commercial | Office | Existing | Miscellaneous | Natural Gas | Miscellaneous | E8 |  | Codes & Standards Forecast | bar: 2019 to 2051
Commercial_Office_Existing_Miscellaneous_Natural Gas_Miscellaneous_E9_Codes & Standards Forecast | Commercial | Office | Existing | Miscellaneous | Natural Gas | Miscellaneous | E9 |  | Codes & Standards Forecast | bar: 2019 to 2051
Commercial_Office_Existing_Miscellaneous_Natural Gas_Miscellaneous_E10_Codes & Standards Forecast | Commercial | Office | Existing | Miscellaneous | Natural Gas | Miscellaneous | E10 |  | Codes & Standards Forecast | bar: 2019 to 2051
Commercial_Office_New_Space Heating_Natural Gas_Furnace_E1_Codes & Standards Forecast | Commercial | Office | New | Space Heating | Natural Gas | Furnace | E1 | AFUE 80% (Standard) | Codes & Standards Forecast | 100% | 100% | 100% | 100% | 100% | 100% | 100% | 100% | 100% | 100% | 100% | 100% | 100% | 100% | 100% | 100% | 100% | 100% | 100% | 100% | 100% | 100% | 100% | 100% | 100% | 100% | 100% | 100% | 100% | 100% | 100% | 100% | 100%
Commercial_Office_New_Space Heating_Natural Gas_Furnace_E2_Codes & Standards Forecast | Commercial | Office | New | Space Heating | Natural Gas | Furnace | E2 | AFUE 90% | Codes & Standards Forecast | bar: 2019 to 2051
Commercial_Office_New_Space Heating_Natural Gas_Furnace_E3_Codes & Standards Forecast | Commercial | Office | New | Space Heating | Natural Gas | Furnace | E3 | AFUE 96% | Codes & Standards Forecast | bar: 2019 to 2051
Commercial_Office_New_Space Heating_Natural Gas_Furnace_E4_Codes & Standards Forecast | Commercial | Office | New | Space Heating | Natural Gas | Furnace | E4 |  | Codes & Standards Forecast | bar: 2019 to 2051
Commercial_Office_New_Space Heating_Natural Gas_Furnace_E5_Codes & Standards Forecast | Commercial | Office | New | Space Heating | Natural Gas | Furnace | E5 |  | Codes & Standards Forecast | bar: 2019 to 2051
Commercial_Office_New_Space Heating_Natural Gas_Furnace_E6_Codes & Standards Forecast | Commercial | Office | New | Space Heating | Natural Gas | Furnace | E6 |  | Codes & Standards Forecast | bar: 2019 to 2051
Commercial_Office_New_Space Heating_Natural Gas_Furnace_E7_Codes & Standards Forecast | Commercial | Office | New | Space Heating | Natural Gas | Furnace | E7 |  | Codes & Standards Forecast | bar: 2019 to 2051
Commercial_Office_New_Space Heating_Natural Gas_Furnace_E8_Codes & Standards Forecast | Commercial | Office | New | Space Heating | Natural Gas | Furnace | E8 |  | Codes & Standards Forecast | bar: 2019 to 2051
Commercial_Office_New_Space Heating_Natural Gas_Furnace_E9_Codes & Standards Forecast | Commercial | Office | New | Space Heating | Natural Gas | Furnace | E9 |  | Codes & Standards Forecast | bar: 2019 to 2051
Commercial_Office_New_Space Heating_Natural Gas_Furnace_E10_Codes & Standards Forecast | Commercial | Office | New | Space Heating | Natural Gas | Furnace | E10 |  | Codes & Standards Forecast | bar: 2019 to 2051
Commercial_Office_New_Space Heating_Natural Gas_Boiler_E1_Codes & Standards Forecast | Commercial | Office | New | Space Heating | Natural Gas | Boiler | E1 | AFUE 80% (Standard) | Codes & Standards Forecast | 100% | 100% | 100% | 100% | 100% | 100% | 100% | 100% | 100% | 100% | 100% | 100% | 100% | 100% | 100% | 100% | 100% | 100% | 100% | 100% | 100% | 100% | 100% | 100% | 100% | 100% | 100% | 100% | 100% | 100% | 100% | 100% | 100%
Commercial_Office_New_Space Heating_Natural Gas_Boiler_E2_Codes & Standards Forecast | Commercial | Office | New | Space Heating | Natural Gas | Boiler | E2 | AFUE 85% | Codes & Standards Forecast | bar: 2019 to 2051
Commercial_Office_New_Space Heating_Natural Gas_Boiler_E3_Codes & Standards Forecast | Commercial | Office | New | Space Heating | Natural Gas | Boiler | E3 | AFUE 97% | Codes & Standards Forecast | bar: 2019 to 2051
Commercial_Office_New_Space Heating_Natural Gas_Boiler_E4_Codes & Standards Forecast | Commercial | Office | New | Space Heating | Natural Gas | Boiler | E4 | Convert to NG Air Source Heat Pump | Codes & Standards Forecast | bar: 2019 to 2051
Commercial_Office_New_Space Heating_Natural Gas_Boiler_E5_Codes & Standards Forecast | Commercial | Office | New | Space Heating | Natural Gas | Boiler | E5 |  | Codes & Standards Forecast | bar: 2019 to 2051
Commercial_Office_New_Space Heating_Natural Gas_Boiler_E6_Codes & Standards Forecast | Commercial | Office | New | Space Heating | Natural Gas | Boiler | E6 |  | Codes & Standards Forecast | bar: 2019 to 2051
Commercial_Office_New_Space Heating_Natural Gas_Boiler_E7_Codes & Standards Forecast | Commercial | Office | New | Space Heating | Natural Gas | Boiler | E7 |  | Codes & Standards Forecast | bar: 2019 to 2051
Commercial_Office_New_Space Heating_Natural Gas_Boiler_E8_Codes & Standards Forecast | Commercial | Office | New | Space Heating | Natural Gas | Boiler | E8 |  | Codes & Standards Forecast | bar: 2019 to 2051
Commercial_Office_New_Space Heating_Natural Gas_Boiler_E9_Codes & Standards Forecast | Commercial | Office | New | Space Heating | Natural Gas | Boiler | E9 |  | Codes & Standards Forecast | bar: 2019 to 2051
Commercial_Office_New_Space Heating_Natural Gas_Boiler_E10_Codes & Standards Forecast | Commercial | Office | New | Space Heating | Natural Gas | Boiler | E10 |  | Codes & Standards Forecast | bar: 2019 to 2051
Commercial_Office_New_Space Heating_Natural Gas_Unit Heater_E1_Codes & Standards Forecast | Commercial | Office | New | Space Heating | Natural Gas | Unit Heater | E1 | Standard | Codes & Standards Forecast | 100% | 100% | 100% | 100% | 100% | 100% | 100% | 100% | 100% | 100% | 100% | 100% | 100% | 100% | 100% | 100% | 100% | 100% | 100% | 100% | 100% | 100% | 100% | 100% | 100% | 100% | 100% | 100% | 100% | 100% | 100% | 100% | 100%
Commercial_Office_New_Space Heating_Natural Gas_Unit Heater_E2_Codes & Standards Forecast | Commercial | Office | New | Space Heating | Natural Gas | Unit Heater | E2 | Condensing | Codes & Standards Forecast | bar: 2019 to 2051
Commercial_Office_New_Space Heating_Natural Gas_Unit Heater_E3_Codes & Standards Forecast | Commercial | Office | New | Space Heating | Natural Gas | Unit Heater | E3 | Infrared Radiant | Codes & Standards Forecast | bar: 2019 to 2051
Commercial_Office_New_Space Heating_Natural Gas_Unit Heater_E4_Codes & Standards Forecast | Commercial | Office | New | Space Heating | Natural Gas | Unit Heater | E4 |  | Codes & Standards Forecast | bar: 2019 to 2051
Commercial_Office_New_Space Heating_Natural Gas_Unit Heater_E5_Codes & Standards Forecast | Commercial | Office | New | Space Heating | Natural Gas | Unit Heater | E5 |  | Codes & Standards Forecast | bar: 2019 to 2051
Commercial_Office_New_Space Heating_Natural Gas_Unit Heater_E6_Codes & Standards Forecast | Commercial | Office | New | Space Heating | Natural Gas | Unit Heater | E6 |  | Codes & Standards Forecast | bar: 2019 to 2051
Commercial_Office_New_Space Heating_Natural Gas_Unit Heater_E7_Codes & Standards Forecast | Commercial | Office | New | Space Heating | Natural Gas | Unit Heater | E7 |  | Codes & Standards Forecast | bar: 2019 to 2051
Commercial_Office_New_Space Heating_Natural Gas_Unit Heater_E8_Codes & Standards Forecast | Commercial | Office | New | Space Heating | Natural Gas | Unit Heater | E8 |  | Codes & Standards Forecast | bar: 2019 to 2051
Commercial_Office_New_Space Heating_Natural Gas_Unit Heater_E9_Codes & Standards Forecast | Commercial | Office | New | Space Heating | Natural Gas | Unit Heater | E9 |  | Codes & Standards Forecast | bar: 2019 to 2051
Commercial_Office_New_Space Heating_Natural Gas_Unit Heater_E10_Codes & Standards Forecast | Commercial | Office | New | Space Heating | Natural Gas | Unit Heater | E10 |  | Codes & Standards Forecast | bar: 2019 to 2051
Commercial_Office_New_Water Heating_Natural Gas_Water Heater_E1_Codes & Standards Forecast | Commercial | Office | New | Water Heating | Natural Gas | Water Heater | E1 | TE 80% | Codes & Standards Forecast | 100% | 100% | 100% | 100% | 100% | 100% | 100% | 100% | 100% | 100% | 100% | 100% | 100% | 100% | 100% | 100% | 100% | 100% | 100% | 100% | 100% | 100% | 100% | 100% | 100% | 100% | 100% | 100% | 100% | 100% | 100% | 100% | 100%
Commercial_Office_New_Water Heating_Natural Gas_Water Heater_E2_Codes & Standards Forecast | Commercial | Office | New | Water Heating | Natural Gas | Water Heater | E2 | TE 81% | Codes & Standards Forecast | bar: 2019 to 2051
Commercial_Office_New_Water Heating_Natural Gas_Water Heater_E3_Codes & Standards Forecast | Commercial | Office | New | Water Heating | Natural Gas | Water Heater | E3 | TE 88% | Codes & Standards Forecast | bar: 2019 to 2051
Commercial_Office_New_Water Heating_Natural Gas_Water Heater_E4_Codes & Standards Forecast | Commercial | Office | New | Water Heating | Natural Gas | Water Heater | E4 | TE 94% | Codes & Standards Forecast | bar: 2019 to 2051
Commercial_Office_New_Water Heating_Natural Gas_Water Heater_E5_Codes & Standards Forecast | Commercial | Office | New | Water Heating | Natural Gas | Water Heater | E5 | TE 96% | Codes & Standards Forecast | bar: 2019 to 2051
Commercial_Office_New_Water Heating_Natural Gas_Water Heater_E6_Codes & Standards Forecast | Commercial | Office | New | Water Heating | Natural Gas | Water Heater | E6 | Tankless | Codes & Standards Forecast | bar: 2019 to 2051
Commercial_Office_New_Water Heating_Natural Gas_Water Heater_E7_Codes & Standards Forecast | Commercial | Office | New | Water Heating | Natural Gas | Water Heater | E7 | Gas-Fired Absorption HPWH | Codes & Standards Forecast | bar: 2019 to 2051
Commercial_Office_New_Water Heating_Natural Gas_Water Heater_E8_Codes & Standards Forecast | Commercial | Office | New | Water Heating | Natural Gas | Water Heater | E8 |  | Codes & Standards Forecast | bar: 2019 to 2051
Commercial_Office_New_Water Heating_Natural Gas_Water Heater_E9_Codes & Standards Forecast | Commercial | Office | New | Water Heating | Natural Gas | Water Heater | E9 |  | Codes & Standards Forecast | bar: 2019 to 2051
Commercial_Office_New_Water Heating_Natural Gas_Water Heater_E10_Codes & Standards Forecast | Commercial | Office | New | Water Heating | Natural Gas | Water Heater | E10 |  | Codes & Standards Forecast | bar: 2019 to 2051
Commercial_Office_New_Food Preparation_Natural Gas_Oven_E1_Codes & Standards Forecast | Commercial | Office | New | Food Preparation | Natural Gas | Oven | E1 | Standard | Codes & Standards Forecast | 100% | 100% | 100% | 100% | 100% | 100% | 100% | 100% | 100% | 100% | 100% | 100% | 100% | 100% | 100% | 100% | 100% | 100% | 100% | 100% | 100% | 100% | 100% | 100% | 100% | 100% | 100% | 100% | 100% | 100% | 100% | 100% | 100%
Commercial_Office_New_Food Preparation_Natural Gas_Oven_E2_Codes & Standards Forecast | Commercial | Office | New | Food Preparation | Natural Gas | Oven | E2 | ENERGY STAR (>44% Baking Efficiency) | Codes & Standards Forecast | bar: 2019 to 2051
Commercial_Office_New_Food Preparation_Natural Gas_Oven_E3_Codes & Standards Forecast | Commercial | Office | New | Food Preparation | Natural Gas | Oven | E3 |  | Codes & Standards Forecast | bar: 2019 to 2051
Commercial_Office_New_Food Preparation_Natural Gas_Oven_E4_Codes & Standards Forecast | Commercial | Office | New | Food Preparation | Natural Gas | Oven | E4 |  | Codes & Standards Forecast | bar: 2019 to 2051
Commercial_Office_New_Food Preparation_Natural Gas_Oven_E5_Codes & Standards Forecast | Commercial | Office | New | Food Preparation | Natural Gas | Oven | E5 |  | Codes & Standards Forecast | bar: 2019 to 2051
Commercial_Office_New_Food Preparation_Natural Gas_Oven_E6_Codes & Standards Forecast | Commercial | Office | New | Food Preparation | Natural Gas | Oven | E6 |  | Codes & Standards Forecast | bar: 2019 to 2051
Commercial_Office_New_Food Preparation_Natural Gas_Oven_E7_Codes & Standards Forecast | Commercial | Office | New | Food Preparation | Natural Gas | Oven | E7 |  | Codes & Standards Forecast | bar: 2019 to 2051
Commercial_Office_New_Food Preparation_Natural Gas_Oven_E8_Codes & Standards Forecast | Commercial | Office | New | Food Preparation | Natural Gas | Oven | E8 |  | Codes & Standards Forecast | bar: 2019 to 2051
Commercial_Office_New_Food Preparation_Natural Gas_Oven_E9_Codes & Standards Forecast | Commercial | Office | New | Food Preparation | Natural Gas | Oven | E9 |  | Codes & Standards Forecast | bar: 2019 to 2051
Commercial_Office_New_Food Preparation_Natural Gas_Oven_E10_Codes & Standards Forecast | Commercial | Office | New | Food Preparation | Natural Gas | Oven | E10 |  | Codes & Standards Forecast | bar: 2019 to 2051
Commercial_Office_New_Food Preparation_Natural Gas_Conveyor Oven_E1_Codes & Standards Forecast | Commercial | Office | New | Food Preparation | Natural Gas | Conveyor Oven | E1 | Standard | Codes & Standards Forecast | 100% | 100% | 100% | 100% | 100% | 100% | 100% | 100% | 100% | 100% | 100% | 100% | 100% | 100% | 100% | 100% | 100% | 100% | 100% | 100% | 100% | 100% | 100% | 100% | 100% | 100% | 100% | 100% | 100% | 100% | 100% | 100% | 100%
Commercial_Office_New_Food Preparation_Natural Gas_Conveyor Oven_E2_Codes & Standards Forecast | Commercial | Office | New | Food Preparation | Natural Gas | Conveyor Oven | E2 | Efficient (>44% Baking Efficiency) | Codes & Standards Forecast | bar: 2019 to 2051
Commercial_Office_New_Food Preparation_Natural Gas_Conveyor Oven_E3_Codes & Standards Forecast | Commercial | Office | New | Food Preparation | Natural Gas | Conveyor Oven | E3 |  | Codes & Standards Forecast | bar: 2019 to 2051
Commercial_Office_New_Food Preparation_Natural Gas_Conveyor Oven_E4_Codes & Standards Forecast | Commercial | Office | New | Food Preparation | Natural Gas | Conveyor Oven | E4 |  | Codes & Standards Forecast | bar: 2019 to 2051
Commercial_Office_New_Food Preparation_Natural Gas_Conveyor Oven_E5_Codes & Standards Forecast | Commercial | Office | New | Food Preparation | Natural Gas | Conveyor Oven | E5 |  | Codes & Standards Forecast | bar: 2019 to 2051
Commercial_Office_New_Food Preparation_Natural Gas_Conveyor Oven_E6_Codes & Standards Forecast | Commercial | Office | New | Food Preparation | Natural Gas | Conveyor Oven | E6 |  | Codes & Standards Forecast | bar: 2019 to 2051
Commercial_Office_New_Food Preparation_Natural Gas_Conveyor Oven_E7_Codes & Standards Forecast | Commercial | Office | New | Food Preparation | Natural Gas | Conveyor Oven | E7 |  | Codes & Standards Forecast | bar: 2019 to 2051
Commercial_Office_New_Food Preparation_Natural Gas_Conveyor Oven_E8_Codes & Standards Forecast | Commercial | Office | New | Food Preparation | Natural Gas | Conveyor Oven | E8 |  | Codes & Standards Forecast | bar: 2019 to 2051
Commercial_Office_New_Food Preparation_Natural Gas_Conveyor Oven_E9_Codes & Standards Forecast | Commercial | Office | New | Food Preparation | Natural Gas | Conveyor Oven | E9 |  | Codes & Standards Forecast | bar: 2019 to 2051
Commercial_Office_New_Food Preparation_Natural Gas_Conveyor Oven_E10_Codes & Standards Forecast | Commercial | Office | New | Food Preparation | Natural Gas | Conveyor Oven | E10 |  | Codes & Standards Forecast | bar: 2019 to 2051
Commercial_Office_New_Food Preparation_Natural Gas_Double Rack Oven_E1_Codes & Standards Forecast | Commercial | Office | New | Food Preparation | Natural Gas | Double Rack Oven | E1 | Standard | Codes & Standards Forecast | 100% | 100% | 100% | 100% | 100% | 100% | 100% | 100% | 100% | 100% | 100% | 100% | 100% | 100% | 100% | 100% | 100% | 100% | 100% | 100% | 100% | 100% | 100% | 100% | 100% | 100% | 100% | 100% | 100% | 100% | 100% | 100% | 100%
Commercial_Office_New_Food Preparation_Natural Gas_Double Rack Oven_E2_Codes & Standards Forecast | Commercial | Office | New | Food Preparation | Natural Gas | Double Rack Oven | E2 | FTSC Qualified (>50% Cooking Efficiency) | Codes & Standards Forecast | bar: 2019 to 2051
Commercial_Office_New_Food Preparation_Natural Gas_Double Rack Oven_E3_Codes & Standards Forecast | Commercial | Office | New | Food Preparation | Natural Gas | Double Rack Oven | E3 |  | Codes & Standards Forecast | bar: 2019 to 2051
Commercial_Office_New_Food Preparation_Natural Gas_Double Rack Oven_E4_Codes & Standards Forecast | Commercial | Office | New | Food Preparation | Natural Gas | Double Rack Oven | E4 |  | Codes & Standards Forecast | bar: 2019 to 2051
Commercial_Office_New_Food Preparation_Natural Gas_Double Rack Oven_E5_Codes & Standards Forecast | Commercial | Office | New | Food Preparation | Natural Gas | Double Rack Oven | E5 |  | Codes & Standards Forecast | bar: 2019 to 2051
Commercial_Office_New_Food Preparation_Natural Gas_Double Rack Oven_E6_Codes & Standards Forecast | Commercial | Office | New | Food Preparation | Natural Gas | Double Rack Oven | E6 |  | Codes & Standards Forecast | bar: 2019 to 2051
Commercial_Office_New_Food Preparation_Natural Gas_Double Rack Oven_E7_Codes & Standards Forecast | Commercial | Office | New | Food Preparation | Natural Gas | Double Rack Oven | E7 |  | Codes & Standards Forecast | bar: 2019 to 2051
Commercial_Office_New_Food Preparation_Natural Gas_Double Rack Oven_E8_Codes & Standards Forecast | Commercial | Office | New | Food Preparation | Natural Gas | Double Rack Oven | E8 |  | Codes & Standards Forecast | bar: 2019 to 2051
Commercial_Office_New_Food Preparation_Natural Gas_Double Rack Oven_E9_Codes & Standards Forecast | Commercial | Office | New | Food Preparation | Natural Gas | Double Rack Oven | E9 |  | Codes & Standards Forecast | bar: 2019 to 2051
Commercial_Office_New_Food Preparation_Natural Gas_Double Rack Oven_E10_Codes & Standards Forecast | Commercial | Office | New | Food Preparation | Natural Gas | Double Rack Oven | E10 |  | Codes & Standards Forecast | bar: 2019 to 2051
Commercial_Office_New_Food Preparation_Natural Gas_Fryer_E1_Codes & Standards Forecast | Commercial | Office | New | Food Preparation | Natural Gas | Fryer | E1 | Standard | Codes & Standards Forecast | 100% | 100% | 100% | 0% | 0% | 0% | 0% | 0% | 0% | 0% | 0% | 0% | 0% | 0% | 0% | 0% | 0% | 0% | 0% | 0% | 0% | 0% | 0% | 0% | 0% | 0% | 0% | 0% | 0% | 0% | 0% | 0% | 0%
Commercial_Office_New_Food Preparation_Natural Gas_Fryer_E2_Codes & Standards Forecast | Commercial | Office | New | Food Preparation | Natural Gas | Fryer | E2 | ENERGY STAR | Codes & Standards Forecast | 0% | 0% | 0% | 100% | 100% | 100% | 100% | 100% | 100% | 100% | 100% | 100% | 100% | 100% | 100% | 100% | 100% | 100% | 100% | 100% | 100% | 100% | 100% | 100% | 100% | 100% | 100% | 100% | 100% | 100% | 100% | 100% | 100%
Commercial_Office_New_Food Preparation_Natural Gas_Fryer_E3_Codes & Standards Forecast | Commercial | Office | New | Food Preparation | Natural Gas | Fryer | E3 |  | Codes & Standards Forecast | bar: 2019 to 2051
Commercial_Office_New_Food Preparation_Natural Gas_Fryer_E4_Codes & Standards Forecast | Commercial | Office | New | Food Preparation | Natural Gas | Fryer | E4 |  | Codes & Standards Forecast | bar: 2019 to 2051
Commercial_Office_New_Food Preparation_Natural Gas_Fryer_E5_Codes & Standards Forecast | Commercial | Office | New | Food Preparation | Natural Gas | Fryer | E5 |  | Codes & Standards Forecast | bar: 2019 to 2051
Commercial_Office_New_Food Preparation_Natural Gas_Fryer_E6_Codes & Standards Forecast | Commercial | Office | New | Food Preparation | Natural Gas | Fryer | E6 |  | Codes & Standards Forecast | bar: 2019 to 2051
Commercial_Office_New_Food Preparation_Natural Gas_Fryer_E7_Codes & Standards Forecast | Commercial | Office | New | Food Preparation | Natural Gas | Fryer | E7 |  | Codes & Standards Forecast | bar: 2019 to 2051
Commercial_Office_New_Food Preparation_Natural Gas_Fryer_E8_Codes & Standards Forecast | Commercial | Office | New | Food Preparation | Natural Gas | Fryer | E8 |  | Codes & Standards Forecast | bar: 2019 to 2051
Commercial_Office_New_Food Preparation_Natural Gas_Fryer_E9_Codes & Standards Forecast | Commercial | Office | New | Food Preparation | Natural Gas | Fryer | E9 |  | Codes & Standards Forecast | bar: 2019 to 2051
Commercial_Office_New_Food Preparation_Natural Gas_Fryer_E10_Codes & Standards Forecast | Commercial | Office | New | Food Preparation | Natural Gas | Fryer | E10 |  | Codes & Standards Forecast | bar: 2019 to 2051
Commercial_Office_New_Food Preparation_Natural Gas_Broiler_E1_Codes & Standards Forecast | Commercial | Office | New | Food Preparation | Natural Gas | Broiler | E1 | Standard | Codes & Standards Forecast | 100% | 100% | 100% | 100% | 100% | 100% | 100% | 100% | 100% | 100% | 100% | 100% | 100% | 100% | 100% | 100% | 100% | 100% | 100% | 100% | 100% | 100% | 100% | 100% | 100% | 100% | 100% | 100% | 100% | 100% | 100% | 100% | 100%
Commercial_Office_New_Food Preparation_Natural Gas_Broiler_E2_Codes & Standards Forecast | Commercial | Office | New | Food Preparation | Natural Gas | Broiler | E2 | Infrared Burners | Codes & Standards Forecast | bar: 2019 to 2051
Commercial_Office_New_Food Preparation_Natural Gas_Broiler_E3_Codes & Standards Forecast | Commercial | Office | New | Food Preparation | Natural Gas | Broiler | E3 |  | Codes & Standards Forecast | bar: 2019 to 2051
Commercial_Office_New_Food Preparation_Natural Gas_Broiler_E4_Codes & Standards Forecast | Commercial | Office | New | Food Preparation | Natural Gas | Broiler | E4 |  | Codes & Standards Forecast | bar: 2019 to 2051
Commercial_Office_New_Food Preparation_Natural Gas_Broiler_E5_Codes & Standards Forecast | Commercial | Office | New | Food Preparation | Natural Gas | Broiler | E5 |  | Codes & Standards Forecast | bar: 2019 to 2051
Commercial_Office_New_Food Preparation_Natural Gas_Broiler_E6_Codes & Standards Forecast | Commercial | Office | New | Food Preparation | Natural Gas | Broiler | E6 |  | Codes & Standards Forecast | bar: 2019 to 2051
Commercial_Office_New_Food Preparation_Natural Gas_Broiler_E7_Codes & Standards Forecast | Commercial | Office | New | Food Preparation | Natural Gas | Broiler | E7 |  | Codes & Standards Forecast | bar: 2019 to 2051
Commercial_Office_New_Food Preparation_Natural Gas_Broiler_E8_Codes & Standards Forecast | Commercial | Office | New | Food Preparation | Natural Gas | Broiler | E8 |  | Codes & Standards Forecast | bar: 2019 to 2051
Commercial_Office_New_Food Preparation_Natural Gas_Broiler_E9_Codes & Standards Forecast | Commercial | Office | New | Food Preparation | Natural Gas | Broiler | E9 |  | Codes & Standards Forecast | bar: 2019 to 2051
Commercial_Office_New_Food Preparation_Natural Gas_Broiler_E10_Codes & Standards Forecast | Commercial | Office | New | Food Preparation | Natural Gas | Broiler | E10 |  | Codes & Standards Forecast | bar: 2019 to 2051
Commercial_Office_New_Food Preparation_Natural Gas_Griddle_E1_Codes & Standards Forecast | Commercial | Office | New | Food Preparation | Natural Gas | Griddle | E1 | Standard | Codes & Standards Forecast | 100% | 100% | 100% | 100% | 100% | 100% | 100% | 100% | 100% | 100% | 100% | 100% | 100% | 100% | 100% | 100% | 100% | 100% | 100% | 100% | 100% | 100% | 100% | 100% | 100% | 100% | 100% | 100% | 100% | 100% | 100% | 100% | 100%
Commercial_Office_New_Food Preparation_Natural Gas_Griddle_E2_Codes & Standards Forecast | Commercial | Office | New | Food Preparation | Natural Gas | Griddle | E2 | ENERGY STAR | Codes & Standards Forecast | bar: 2019 to 2051
Commercial_Office_New_Food Preparation_Natural Gas_Griddle_E3_Codes & Standards Forecast | Commercial | Office | New | Food Preparation | Natural Gas | Griddle | E3 |  | Codes & Standards Forecast | bar: 2019 to 2051
Commercial_Office_New_Food Preparation_Natural Gas_Griddle_E4_Codes & Standards Forecast | Commercial | Office | New | Food Preparation | Natural Gas | Griddle | E4 |  | Codes & Standards Forecast | bar: 2019 to 2051
Commercial_Office_New_Food Preparation_Natural Gas_Griddle_E5_Codes & Standards Forecast | Commercial | Office | New | Food Preparation | Natural Gas | Griddle | E5 |  | Codes & Standards Forecast | bar: 2019 to 2051
Commercial_Office_New_Food Preparation_Natural Gas_Griddle_E6_Codes & Standards Forecast | Commercial | Office | New | Food Preparation | Natural Gas | Griddle | E6 |  | Codes & Standards Forecast | bar: 2019 to 2051
Commercial_Office_New_Food Preparation_Natural Gas_Griddle_E7_Codes & Standards Forecast | Commercial | Office | New | Food Preparation | Natural Gas | Griddle | E7 |  | Codes & Standards Forecast | bar: 2019 to 2051
Commercial_Office_New_Food Preparation_Natural Gas_Griddle_E8_Codes & Standards Forecast | Commercial | Office | New | Food Preparation | Natural Gas | Griddle | E8 |  | Codes & Standards Forecast | bar: 2019 to 2051
Commercial_Office_New_Food Preparation_Natural Gas_Griddle_E9_Codes & Standards Forecast | Commercial | Office | New | Food Preparation | Natural Gas | Griddle | E9 |  | Codes & Standards Forecast | bar: 2019 to 2051
Commercial_Office_New_Food Preparation_Natural Gas_Griddle_E10_Codes & Standards Forecast | Commercial | Office | New | Food Preparation | Natural Gas | Griddle | E10 |  | Codes & Standards Forecast | bar: 2019 to 2051
Commercial_Office_New_Food Preparation_Natural Gas_Range_E1_Codes & Standards Forecast | Commercial | Office | New | Food Preparation | Natural Gas | Range | E1 | Standard | Codes & Standards Forecast | 100% | 100% | 100% | 100% | 100% | 100% | 100% | 100% | 100% | 100% | 100% | 100% | 100% | 100% | 100% | 100% | 100% | 100% | 100% | 100% | 100% | 100% | 100% | 100% | 100% | 100% | 100% | 100% | 100% | 100% | 100% | 100% | 100%
Commercial_Office_New_Food Preparation_Natural Gas_Range_E2_Codes & Standards Forecast | Commercial | Office | New | Food Preparation | Natural Gas | Range | E2 | High Efficiency | Codes & Standards Forecast | bar: 2019 to 2051
Commercial_Office_New_Food Preparation_Natural Gas_Range_E3_Codes & Standards Forecast | Commercial | Office | New | Food Preparation | Natural Gas | Range | E3 |  | Codes & Standards Forecast | bar: 2019 to 2051
Commercial_Office_New_Food Preparation_Natural Gas_Range_E4_Codes & Standards Forecast | Commercial | Office | New | Food Preparation | Natural Gas | Range | E4 |  | Codes & Standards Forecast | bar: 2019 to 2051
Commercial_Office_New_Food Preparation_Natural Gas_Range_E5_Codes & Standards Forecast | Commercial | Office | New | Food Preparation | Natural Gas | Range | E5 |  | Codes & Standards Forecast | bar: 2019 to 2051
Commercial_Office_New_Food Preparation_Natural Gas_Range_E6_Codes & Standards Forecast | Commercial | Office | New | Food Preparation | Natural Gas | Range | E6 |  | Codes & Standards Forecast | bar: 2019 to 2051
Commercial_Office_New_Food Preparation_Natural Gas_Range_E7_Codes & Standards Forecast | Commercial | Office | New | Food Preparation | Natural Gas | Range | E7 |  | Codes & Standards Forecast | bar: 2019 to 2051
Commercial_Office_New_Food Preparation_Natural Gas_Range_E8_Codes & Standards Forecast | Commercial | Office | New | Food Preparation | Natural Gas | Range | E8 |  | Codes & Standards Forecast | bar: 2019 to 2051
Commercial_Office_New_Food Preparation_Natural Gas_Range_E9_Codes & Standards Forecast | Commercial | Office | New | Food Preparation | Natural Gas | Range | E9 |  | Codes & Standards Forecast | bar: 2019 to 2051
Commercial_Office_New_Food Preparation_Natural Gas_Range_E10_Codes & Standards Forecast | Commercial | Office | New | Food Preparation | Natural Gas | Range | E10 |  | Codes & Standards Forecast | bar: 2019 to 2051
Commercial_Office_New_Food Preparation_Natural Gas_Steamer_E1_Codes & Standards Forecast | Commercial | Office | New | Food Preparation | Natural Gas | Steamer | E1 | Standard | Codes & Standards Forecast | 100% | 100% | 100% | 0% | 0% | 0% | 0% | 0% | 0% | 0% | 0% | 0% | 0% | 0% | 0% | 0% | 0% | 0% | 0% | 0% | 0% | 0% | 0% | 0% | 0% | 0% | 0% | 0% | 0% | 0% | 0% | 0% | 0%
Commercial_Office_New_Food Preparation_Natural Gas_Steamer_E2_Codes & Standards Forecast | Commercial | Office | New | Food Preparation | Natural Gas | Steamer | E2 | ENERGY STAR | Codes & Standards Forecast | 0% | 0% | 0% | 100% | 100% | 100% | 100% | 100% | 100% | 100% | 100% | 100% | 100% | 100% | 100% | 100% | 100% | 100% | 100% | 100% | 100% | 100% | 100% | 100% | 100% | 100% | 100% | 100% | 100% | 100% | 100% | 100% | 100%
Commercial_Office_New_Food Preparation_Natural Gas_Steamer_E3_Codes & Standards Forecast | Commercial | Office | New | Food Preparation | Natural Gas | Steamer | E3 |  | Codes & Standards Forecast | bar: 2019 to 2051
Commercial_Office_New_Food Preparation_Natural Gas_Steamer_E4_Codes & Standards Forecast | Commercial | Office | New | Food Preparation | Natural Gas | Steamer | E4 |  | Codes & Standards Forecast | bar: 2019 to 2051
Commercial_Office_New_Food Preparation_Natural Gas_Steamer_E5_Codes & Standards Forecast | Commercial | Office | New | Food Preparation | Natural Gas | Steamer | E5 |  | Codes & Standards Forecast | bar: 2019 to 2051
Commercial_Office_New_Food Preparation_Natural Gas_Steamer_E6_Codes & Standards Forecast | Commercial | Office | New | Food Preparation | Natural Gas | Steamer | E6 |  | Codes & Standards Forecast | bar: 2019 to 2051
Commercial_Office_New_Food Preparation_Natural Gas_Steamer_E7_Codes & Standards Forecast | Commercial | Office | New | Food Preparation | Natural Gas | Steamer | E7 |  | Codes & Standards Forecast | bar: 2019 to 2051
Commercial_Office_New_Food Preparation_Natural Gas_Steamer_E8_Codes & Standards Forecast | Commercial | Office | New | Food Preparation | Natural Gas | Steamer | E8 |  | Codes & Standards Forecast | bar: 2019 to 2051
Commercial_Office_New_Food Preparation_Natural Gas_Steamer_E9_Codes & Standards Forecast | Commercial | Office | New | Food Preparation | Natural Gas | Steamer | E9 |  | Codes & Standards Forecast | bar: 2019 to 2051
Commercial_Office_New_Food Preparation_Natural Gas_Steamer_E10_Codes & Standards Forecast | Commercial | Office | New | Food Preparation | Natural Gas | Steamer | E10 |  | Codes & Standards Forecast | bar: 2019 to 2051
Commercial_Office_New_Food Preparation_Natural Gas_Food Prep Other_E1_Codes & Standards Forecast | Commercial | Office | New | Food Preparation | Natural Gas | Food Prep Other | E1 | Standard | Codes & Standards Forecast | 100% | 100% | 100% | 100% | 100% | 100% | 100% | 100% | 100% | 100% | 100% | 100% | 100% | 100% | 100% | 100% | 100% | 100% | 100% | 100% | 100% | 100% | 100% | 100% | 100% | 100% | 100% | 100% | 100% | 100% | 100% | 100% | 100%
Commercial_Office_New_Food Preparation_Natural Gas_Food Prep Other_E2_Codes & Standards Forecast | Commercial | Office | New | Food Preparation | Natural Gas | Food Prep Other | E2 | ENERGY STAR | Codes & Standards Forecast | bar: 2019 to 2051
Commercial_Office_New_Food Preparation_Natural Gas_Food Prep Other_E3_Codes & Standards Forecast | Commercial | Office | New | Food Preparation | Natural Gas | Food Prep Other | E3 |  | Codes & Standards Forecast | bar: 2019 to 2051
Commercial_Office_New_Food Preparation_Natural Gas_Food Prep Other_E4_Codes & Standards Forecast | Commercial | Office | New | Food Preparation | Natural Gas | Food Prep Other | E4 |  | Codes & Standards Forecast | bar: 2019 to 2051
Commercial_Office_New_Food Preparation_Natural Gas_Food Prep Other_E5_Codes & Standards Forecast | Commercial | Office | New | Food Preparation | Natural Gas | Food Prep Other | E5 |  | Codes & Standards Forecast | bar: 2019 to 2051
Commercial_Office_New_Food Preparation_Natural Gas_Food Prep Other_E6_Codes & Standards Forecast | Commercial | Office | New | Food Preparation | Natural Gas | Food Prep Other | E6 |  | Codes & Standards Forecast | bar: 2019 to 2051
Commercial_Office_New_Food Preparation_Natural Gas_Food Prep Other_E7_Codes & Standards Forecast | Commercial | Office | New | Food Preparation | Natural Gas | Food Prep Other | E7 |  | Codes & Standards Forecast | bar: 2019 to 2051
Commercial_Office_New_Food Preparation_Natural Gas_Food Prep Other_E8_Codes & Standards Forecast | Commercial | Office | New | Food Preparation | Natural Gas | Food Prep Other | E8 |  | Codes & Standards Forecast | bar: 2019 to 2051
Commercial_Office_New_Food Preparation_Natural Gas_Food Prep Other_E9_Codes & Standards Forecast | Commercial | Office | New | Food Preparation | Natural Gas | Food Prep Other | E9 |  | Codes & Standards Forecast | bar: 2019 to 2051
Commercial_Office_New_Food Preparation_Natural Gas_Food Prep Other_E10_Codes & Standards Forecast | Commercial | Office | New | Food Preparation | Natural Gas | Food Prep Other | E10 |  | Codes & Standards Forecast | bar: 2019 to 2051
Commercial_Office_New_Miscellaneous_Natural Gas_Pool Heater_E1_Codes & Standards Forecast | Commercial | Office | New | Miscellaneous | Natural Gas | Pool Heater | E1 | Standard (EF .78) | Codes & Standards Forecast | 100% | 100% | 100% | 100% | 100% | 100% | 100% | 100% | 100% | 100% | 100% | 100% | 100% | 100% | 100% | 100% | 100% | 100% | 100% | 100% | 100% | 100% | 100% | 100% | 100% | 100% | 100% | 100% | 100% | 100% | 100% | 100% | 100%
Commercial_Office_New_Miscellaneous_Natural Gas_Pool Heater_E2_Codes & Standards Forecast | Commercial | Office | New | Miscellaneous | Natural Gas | Pool Heater | E2 | Condensing (EF .90) | Codes & Standards Forecast | bar: 2019 to 2051
Commercial_Office_New_Miscellaneous_Natural Gas_Pool Heater_E3_Codes & Standards Forecast | Commercial | Office | New | Miscellaneous | Natural Gas | Pool Heater | E3 |  | Codes & Standards Forecast | bar: 2019 to 2051
Commercial_Office_New_Miscellaneous_Natural Gas_Pool Heater_E4_Codes & Standards Forecast | Commercial | Office | New | Miscellaneous | Natural Gas | Pool Heater | E4 |  | Codes & Standards Forecast | bar: 2019 to 2051
Commercial_Office_New_Miscellaneous_Natural Gas_Pool Heater_E5_Codes & Standards Forecast | Commercial | Office | New | Miscellaneous | Natural Gas | Pool Heater | E5 |  | Codes & Standards Forecast | bar: 2019 to 2051
Commercial_Office_New_Miscellaneous_Natural Gas_Pool Heater_E6_Codes & Standards Forecast | Commercial | Office | New | Miscellaneous | Natural Gas | Pool Heater | E6 |  | Codes & Standards Forecast | bar: 2019 to 2051
Commercial_Office_New_Miscellaneous_Natural Gas_Pool Heater_E7_Codes & Standards Forecast | Commercial | Office | New | Miscellaneous | Natural Gas | Pool Heater | E7 |  | Codes & Standards Forecast | bar: 2019 to 2051
Commercial_Office_New_Miscellaneous_Natural Gas_Pool Heater_E8_Codes & Standards Forecast | Commercial | Office | New | Miscellaneous | Natural Gas | Pool Heater | E8 |  | Codes & Standards Forecast | bar: 2019 to 2051
Commercial_Office_New_Miscellaneous_Natural Gas_Pool Heater_E9_Codes & Standards Forecast | Commercial | Office | New | Miscellaneous | Natural Gas | Pool Heater | E9 |  | Codes & Standards Forecast | bar: 2019 to 2051
Commercial_Office_New_Miscellaneous_Natural Gas_Pool Heater_E10_Codes & Standards Forecast | Commercial | Office | New | Miscellaneous | Natural Gas | Pool Heater | E10 |  | Codes & Standards Forecast | bar: 2019 to 2051
Commercial_Office_New_Miscellaneous_Natural Gas_Miscellaneous_E1_Codes & Standards Forecast | Commercial | Office | New | Miscellaneous | Natural Gas | Miscellaneous | E1 | Miscellaneous | Codes & Standards Forecast | 100% | 100% | 100% | 100% | 100% | 100% | 100% | 100% | 100% | 100% | 100% | 100% | 100% | 100% | 100% | 100% | 100% | 100% | 100% | 100% | 100% | 100% | 100% | 100% | 100% | 100% | 100% | 100% | 100% | 100% | 100% | 100% | 100%
Commercial_Office_New_Miscellaneous_Natural Gas_Miscellaneous_E2_Codes & Standards Forecast | Commercial | Office | New | Miscellaneous | Natural Gas | Miscellaneous | E2 |  | Codes & Standards Forecast | bar: 2019 to 2051
Commercial_Office_New_Miscellaneous_Natural Gas_Miscellaneous_E3_Codes & Standards Forecast | Commercial | Office | New | Miscellaneous | Natural Gas | Miscellaneous | E3 |  | Codes & Standards Forecast | bar: 2019 to 2051
Commercial_Office_New_Miscellaneous_Natural Gas_Miscellaneous_E4_Codes & Standards Forecast | Commercial | Office | New | Miscellaneous | Natural Gas | Miscellaneous | E4 |  | Codes & Standards Forecast | bar: 2019 to 2051
Commercial_Office_New_Miscellaneous_Natural Gas_Miscellaneous_E5_Codes & Standards Forecast | Commercial | Office | New | Miscellaneous | Natural Gas | Miscellaneous | E5 |  | Codes & Standards Forecast | bar: 2019 to 2051
Commercial_Office_New_Miscellaneous_Natural Gas_Miscellaneous_E6_Codes & Standards Forecast | Commercial | Office | New | Miscellaneous | Natural Gas | Miscellaneous | E6 |  | Codes & Standards Forecast | bar: 2019 to 2051
Commercial_Office_New_Miscellaneous_Natural Gas_Miscellaneous_E7_Codes & Standards Forecast | Commercial | Office | New | Miscellaneous | Natural Gas | Miscellaneous | E7 |  | Codes & Standards Forecast | bar: 2019 to 2051
Commercial_Office_New_Miscellaneous_Natural Gas_Miscellaneous_E8_Codes & Standards Forecast | Commercial | Office | New | Miscellaneous | Natural Gas | Miscellaneous | E8 |  | Codes & Standards Forecast | bar: 2019 to 2051
Commercial_Office_New_Miscellaneous_Natural Gas_Miscellaneous_E9_Codes & Standards Forecast | Commercial | Office | New | Miscellaneous | Natural Gas | Miscellaneous | E9 |  | Codes & Standards Forecast | bar: 2019 to 2051
Commercial_Office_New_Miscellaneous_Natural Gas_Miscellaneous_E10_Codes & Standards Forecast | Commercial | Office | New | Miscellaneous | Natural Gas | Miscellaneous | E10 |  | Codes & Standards Forecast | bar: 2019 to 2051
Commercial_Retail_Existing_Space Heating_Natural Gas_Furnace_E1_Codes & Standards Forecast | Commercial | Retail | Existing | Space Heating | Natural Gas | Furnace | E1 | AFUE 80% (Standard) | Codes & Standards Forecast | 100% | 100% | 100% | 100% | 100% | 100% | 100% | 100% | 100% | 100% | 100% | 100% | 100% | 100% | 100% | 100% | 100% | 100% | 100% | 100% | 100% | 100% | 100% | 100% | 100% | 100% | 100% | 100% | 100% | 100% | 100% | 100% | 100%
Commercial_Retail_Existing_Space Heating_Natural Gas_Furnace_E2_Codes & Standards Forecast | Commercial | Retail | Existing | Space Heating | Natural Gas | Furnace | E2 | AFUE 90% | Codes & Standards Forecast | bar: 2019 to 2051
Commercial_Retail_Existing_Space Heating_Natural Gas_Furnace_E3_Codes & Standards Forecast | Commercial | Retail | Existing | Space Heating | Natural Gas | Furnace | E3 | AFUE 96% | Codes & Standards Forecast | bar: 2019 to 2051
Commercial_Retail_Existing_Space Heating_Natural Gas_Furnace_E4_Codes & Standards Forecast | Commercial | Retail | Existing | Space Heating | Natural Gas | Furnace | E4 |  | Codes & Standards Forecast | bar: 2019 to 2051
Commercial_Retail_Existing_Space Heating_Natural Gas_Furnace_E5_Codes & Standards Forecast | Commercial | Retail | Existing | Space Heating | Natural Gas | Furnace | E5 |  | Codes & Standards Forecast | bar: 2019 to 2051
Commercial_Retail_Existing_Space Heating_Natural Gas_Furnace_E6_Codes & Standards Forecast | Commercial | Retail | Existing | Space Heating | Natural Gas | Furnace | E6 |  | Codes & Standards Forecast | bar: 2019 to 2051
Commercial_Retail_Existing_Space Heating_Natural Gas_Furnace_E7_Codes & Standards Forecast | Commercial | Retail | Existing | Space Heating | Natural Gas | Furnace | E7 |  | Codes & Standards Forecast | bar: 2019 to 2051
Commercial_Retail_Existing_Space Heating_Natural Gas_Furnace_E8_Codes & Standards Forecast | Commercial | Retail | Existing | Space Heating | Natural Gas | Furnace | E8 |  | Codes & Standards Forecast | bar: 2019 to 2051
Commercial_Retail_Existing_Space Heating_Natural Gas_Furnace_E9_Codes & Standards Forecast | Commercial | Retail | Existing | Space Heating | Natural Gas | Furnace | E9 |  | Codes & Standards Forecast | bar: 2019 to 2051
Commercial_Retail_Existing_Space Heating_Natural Gas_Furnace_E10_Codes & Standards Forecast | Commercial | Retail | Existing | Space Heating | Natural Gas | Furnace | E10 |  | Codes & Standards Forecast | bar: 2019 to 2051
Commercial_Retail_Existing_Space Heating_Natural Gas_Boiler_E1_Codes & Standards Forecast | Commercial | Retail | Existing | Space Heating | Natural Gas | Boiler | E1 | AFUE 80% (Standard) | Codes & Standards Forecast | 100% | 100% | 100% | 100% | 100% | 100% | 100% | 100% | 100% | 100% | 100% | 100% | 100% | 100% | 100% | 100% | 100% | 100% | 100% | 100% | 100% | 100% | 100% | 100% | 100% | 100% | 100% | 100% | 100% | 100% | 100% | 100% | 100%
Commercial_Retail_Existing_Space Heating_Natural Gas_Boiler_E2_Codes & Standards Forecast | Commercial | Retail | Existing | Space Heating | Natural Gas | Boiler | E2 | AFUE 85% | Codes & Standards Forecast | bar: 2019 to 2051
Commercial_Retail_Existing_Space Heating_Natural Gas_Boiler_E3_Codes & Standards Forecast | Commercial | Retail | Existing | Space Heating | Natural Gas | Boiler | E3 | AFUE 97% | Codes & Standards Forecast | bar: 2019 to 2051
Commercial_Retail_Existing_Space Heating_Natural Gas_Boiler_E4_Codes & Standards Forecast | Commercial | Retail | Existing | Space Heating | Natural Gas | Boiler | E4 | Convert to NG Air Source Heat Pump | Codes & Standards Forecast | bar: 2019 to 2051
Commercial_Retail_Existing_Space Heating_Natural Gas_Boiler_E5_Codes & Standards Forecast | Commercial | Retail | Existing | Space Heating | Natural Gas | Boiler | E5 |  | Codes & Standards Forecast | bar: 2019 to 2051
Commercial_Retail_Existing_Space Heating_Natural Gas_Boiler_E6_Codes & Standards Forecast | Commercial | Retail | Existing | Space Heating | Natural Gas | Boiler | E6 |  | Codes & Standards Forecast | bar: 2019 to 2051
Commercial_Retail_Existing_Space Heating_Natural Gas_Boiler_E7_Codes & Standards Forecast | Commercial | Retail | Existing | Space Heating | Natural Gas | Boiler | E7 |  | Codes & Standards Forecast | bar: 2019 to 2051
Commercial_Retail_Existing_Space Heating_Natural Gas_Boiler_E8_Codes & Standards Forecast | Commercial | Retail | Existing | Space Heating | Natural Gas | Boiler | E8 |  | Codes & Standards Forecast | bar: 2019 to 2051
Commercial_Retail_Existing_Space Heating_Natural Gas_Boiler_E9_Codes & Standards Forecast | Commercial | Retail | Existing | Space Heating | Natural Gas | Boiler | E9 |  | Codes & Standards Forecast | bar: 2019 to 2051
Commercial_Retail_Existing_Space Heating_Natural Gas_Boiler_E10_Codes & Standards Forecast | Commercial | Retail | Existing | Space Heating | Natural Gas | Boiler | E10 |  | Codes & Standards Forecast | bar: 2019 to 2051
Commercial_Retail_Existing_Space Heating_Natural Gas_Unit Heater_E1_Codes & Standards Forecast | Commercial | Retail | Existing | Space Heating | Natural Gas | Unit Heater | E1 | Standard | Codes & Standards Forecast | 100% | 100% | 100% | 100% | 100% | 100% | 100% | 100% | 100% | 100% | 100% | 100% | 100% | 100% | 100% | 100% | 100% | 100% | 100% | 100% | 100% | 100% | 100% | 100% | 100% | 100% | 100% | 100% | 100% | 100% | 100% | 100% | 100%
Commercial_Retail_Existing_Space Heating_Natural Gas_Unit Heater_E2_Codes & Standards Forecast | Commercial | Retail | Existing | Space Heating | Natural Gas | Unit Heater | E2 | Condensing | Codes & Standards Forecast | bar: 2019 to 2051
Commercial_Retail_Existing_Space Heating_Natural Gas_Unit Heater_E3_Codes & Standards Forecast | Commercial | Retail | Existing | Space Heating | Natural Gas | Unit Heater | E3 | Infrared Radiant | Codes & Standards Forecast | bar: 2019 to 2051
Commercial_Retail_Existing_Space Heating_Natural Gas_Unit Heater_E4_Codes & Standards Forecast | Commercial | Retail | Existing | Space Heating | Natural Gas | Unit Heater | E4 |  | Codes & Standards Forecast | bar: 2019 to 2051
Commercial_Retail_Existing_Space Heating_Natural Gas_Unit Heater_E5_Codes & Standards Forecast | Commercial | Retail | Existing | Space Heating | Natural Gas | Unit Heater | E5 |  | Codes & Standards Forecast | bar: 2019 to 2051
Commercial_Retail_Existing_Space Heating_Natural Gas_Unit Heater_E6_Codes & Standards Forecast | Commercial | Retail | Existing | Space Heating | Natural Gas | Unit Heater | E6 |  | Codes & Standards Forecast | bar: 2019 to 2051
Commercial_Retail_Existing_Space Heating_Natural Gas_Unit Heater_E7_Codes & Standards Forecast | Commercial | Retail | Existing | Space Heating | Natural Gas | Unit Heater | E7 |  | Codes & Standards Forecast | bar: 2019 to 2051
Commercial_Retail_Existing_Space Heating_Natural Gas_Unit Heater_E8_Codes & Standards Forecast | Commercial | Retail | Existing | Space Heating | Natural Gas | Unit Heater | E8 |  | Codes & Standards Forecast | bar: 2019 to 2051
Commercial_Retail_Existing_Space Heating_Natural Gas_Unit Heater_E9_Codes & Standards Forecast | Commercial | Retail | Existing | Space Heating | Natural Gas | Unit Heater | E9 |  | Codes & Standards Forecast | bar: 2019 to 2051
Commercial_Retail_Existing_Space Heating_Natural Gas_Unit Heater_E10_Codes & Standards Forecast | Commercial | Retail | Existing | Space Heating | Natural Gas | Unit Heater | E10 |  | Codes & Standards Forecast | bar: 2019 to 2051
Commercial_Retail_Existing_Water Heating_Natural Gas_Water Heater_E1_Codes & Standards Forecast | Commercial | Retail | Existing | Water Heating | Natural Gas | Water Heater | E1 | TE 80% | Codes & Standards Forecast | 100% | 100% | 100% | 100% | 100% | 100% | 100% | 100% | 100% | 100% | 100% | 100% | 100% | 100% | 100% | 100% | 100% | 100% | 100% | 100% | 100% | 100% | 100% | 100% | 100% | 100% | 100% | 100% | 100% | 100% | 100% | 100% | 100%
Commercial_Retail_Existing_Water Heating_Natural Gas_Water Heater_E2_Codes & Standards Forecast | Commercial | Retail | Existing | Water Heating | Natural Gas | Water Heater | E2 | TE 81% | Codes & Standards Forecast | bar: 2019 to 2051
Commercial_Retail_Existing_Water Heating_Natural Gas_Water Heater_E3_Codes & Standards Forecast | Commercial | Retail | Existing | Water Heating | Natural Gas | Water Heater | E3 | TE 88% | Codes & Standards Forecast | bar: 2019 to 2051
Commercial_Retail_Existing_Water Heating_Natural Gas_Water Heater_E4_Codes & Standards Forecast | Commercial | Retail | Existing | Water Heating | Natural Gas | Water Heater | E4 | TE 94% | Codes & Standards Forecast | bar: 2019 to 2051
Commercial_Retail_Existing_Water Heating_Natural Gas_Water Heater_E5_Codes & Standards Forecast | Commercial | Retail | Existing | Water Heating | Natural Gas | Water Heater | E5 | TE 96% | Codes & Standards Forecast | bar: 2019 to 2051
Commercial_Retail_Existing_Water Heating_Natural Gas_Water Heater_E6_Codes & Standards Forecast | Commercial | Retail | Existing | Water Heating | Natural Gas | Water Heater | E6 | Tankless | Codes & Standards Forecast | bar: 2019 to 2051
Commercial_Retail_Existing_Water Heating_Natural Gas_Water Heater_E7_Codes & Standards Forecast | Commercial | Retail | Existing | Water Heating | Natural Gas | Water Heater | E7 | Gas-Fired Absorption HPWH | Codes & Standards Forecast | bar: 2019 to 2051
Commercial_Retail_Existing_Water Heating_Natural Gas_Water Heater_E8_Codes & Standards Forecast | Commercial | Retail | Existing | Water Heating | Natural Gas | Water Heater | E8 |  | Codes & Standards Forecast | bar: 2019 to 2051
Commercial_Retail_Existing_Water Heating_Natural Gas_Water Heater_E9_Codes & Standards Forecast | Commercial | Retail | Existing | Water Heating | Natural Gas | Water Heater | E9 |  | Codes & Standards Forecast | bar: 2019 to 2051
Commercial_Retail_Existing_Water Heating_Natural Gas_Water Heater_E10_Codes & Standards Forecast | Commercial | Retail | Existing | Water Heating | Natural Gas | Water Heater | E10 |  | Codes & Standards Forecast | bar: 2019 to 2051
Commercial_Retail_Existing_Food Preparation_Natural Gas_Oven_E1_Codes & Standards Forecast | Commercial | Retail | Existing | Food Preparation | Natural Gas | Oven | E1 | Standard | Codes & Standards Forecast | 100% | 100% | 100% | 100% | 100% | 100% | 100% | 100% | 100% | 100% | 100% | 100% | 100% | 100% | 100% | 100% | 100% | 100% | 100% | 100% | 100% | 100% | 100% | 100% | 100% | 100% | 100% | 100% | 100% | 100% | 100% | 100% | 100%
Commercial_Retail_Existing_Food Preparation_Natural Gas_Oven_E2_Codes & Standards Forecast | Commercial | Retail | Existing | Food Preparation | Natural Gas | Oven | E2 | ENERGY STAR (>44% Baking Efficiency) | Codes & Standards Forecast | bar: 2019 to 2051
Commercial_Retail_Existing_Food Preparation_Natural Gas_Oven_E3_Codes & Standards Forecast | Commercial | Retail | Existing | Food Preparation | Natural Gas | Oven | E3 |  | Codes & Standards Forecast | bar: 2019 to 2051
Commercial_Retail_Existing_Food Preparation_Natural Gas_Oven_E4_Codes & Standards Forecast | Commercial | Retail | Existing | Food Preparation | Natural Gas | Oven | E4 |  | Codes & Standards Forecast | bar: 2019 to 2051
Commercial_Retail_Existing_Food Preparation_Natural Gas_Oven_E5_Codes & Standards Forecast | Commercial | Retail | Existing | Food Preparation | Natural Gas | Oven | E5 |  | Codes & Standards Forecast | bar: 2019 to 2051
Commercial_Retail_Existing_Food Preparation_Natural Gas_Oven_E6_Codes & Standards Forecast | Commercial | Retail | Existing | Food Preparation | Natural Gas | Oven | E6 |  | Codes & Standards Forecast | bar: 2019 to 2051
Commercial_Retail_Existing_Food Preparation_Natural Gas_Oven_E7_Codes & Standards Forecast | Commercial | Retail | Existing | Food Preparation | Natural Gas | Oven | E7 |  | Codes & Standards Forecast | bar: 2019 to 2051
Commercial_Retail_Existing_Food Preparation_Natural Gas_Oven_E8_Codes & Standards Forecast | Commercial | Retail | Existing | Food Preparation | Natural Gas | Oven | E8 |  | Codes & Standards Forecast | bar: 2019 to 2051
Commercial_Retail_Existing_Food Preparation_Natural Gas_Oven_E9_Codes & Standards Forecast | Commercial | Retail | Existing | Food Preparation | Natural Gas | Oven | E9 |  | Codes & Standards Forecast | bar: 2019 to 2051
Commercial_Retail_Existing_Food Preparation_Natural Gas_Oven_E10_Codes & Standards Forecast | Commercial | Retail | Existing | Food Preparation | Natural Gas | Oven | E10 |  | Codes & Standards Forecast | bar: 2019 to 2051
Commercial_Retail_Existing_Food Preparation_Natural Gas_Conveyor Oven_E1_Codes & Standards Forecast | Commercial | Retail | Existing | Food Preparation | Natural Gas | Conveyor Oven | E1 | Standard | Codes & Standards Forecast | 100% | 100% | 100% | 100% | 100% | 100% | 100% | 100% | 100% | 100% | 100% | 100% | 100% | 100% | 100% | 100% | 100% | 100% | 100% | 100% | 100% | 100% | 100% | 100% | 100% | 100% | 100% | 100% | 100% | 100% | 100% | 100% | 100%
Commercial_Retail_Existing_Food Preparation_Natural Gas_Conveyor Oven_E2_Codes & Standards Forecast | Commercial | Retail | Existing | Food Preparation | Natural Gas | Conveyor Oven | E2 | Efficient (>44% Baking Efficiency) | Codes & Standards Forecast | bar: 2019 to 2051
Commercial_Retail_Existing_Food Preparation_Natural Gas_Conveyor Oven_E3_Codes & Standards Forecast | Commercial | Retail | Existing | Food Preparation | Natural Gas | Conveyor Oven | E3 |  | Codes & Standards Forecast | bar: 2019 to 2051
Commercial_Retail_Existing_Food Preparation_Natural Gas_Conveyor Oven_E4_Codes & Standards Forecast | Commercial | Retail | Existing | Food Preparation | Natural Gas | Conveyor Oven | E4 |  | Codes & Standards Forecast | bar: 2019 to 2051
Commercial_Retail_Existing_Food Preparation_Natural Gas_Conveyor Oven_E5_Codes & Standards Forecast | Commercial | Retail | Existing | Food Preparation | Natural Gas | Conveyor Oven | E5 |  | Codes & Standards Forecast | bar: 2019 to 2051
Commercial_Retail_Existing_Food Preparation_Natural Gas_Conveyor Oven_E6_Codes & Standards Forecast | Commercial | Retail | Existing | Food Preparation | Natural Gas | Conveyor Oven | E6 |  | Codes & Standards Forecast | bar: 2019 to 2051
Commercial_Retail_Existing_Food Preparation_Natural Gas_Conveyor Oven_E7_Codes & Standards Forecast | Commercial | Retail | Existing | Food Preparation | Natural Gas | Conveyor Oven | E7 |  | Codes & Standards Forecast | bar: 2019 to 2051
Commercial_Retail_Existing_Food Preparation_Natural Gas_Conveyor Oven_E8_Codes & Standards Forecast | Commercial | Retail | Existing | Food Preparation | Natural Gas | Conveyor Oven | E8 |  | Codes & Standards Forecast | bar: 2019 to 2051
Commercial_Retail_Existing_Food Preparation_Natural Gas_Conveyor Oven_E9_Codes & Standards Forecast | Commercial | Retail | Existing | Food Preparation | Natural Gas | Conveyor Oven | E9 |  | Codes & Standards Forecast | bar: 2019 to 2051
Commercial_Retail_Existing_Food Preparation_Natural Gas_Conveyor Oven_E10_Codes & Standards Forecast | Commercial | Retail | Existing | Food Preparation | Natural Gas | Conveyor Oven | E10 |  | Codes & Standards Forecast | bar: 2019 to 2051
Commercial_Retail_Existing_Food Preparation_Natural Gas_Double Rack Oven_E1_Codes & Standards Forecast | Commercial | Retail | Existing | Food Preparation | Natural Gas | Double Rack Oven | E1 | Standard | Codes & Standards Forecast | 100% | 100% | 100% | 100% | 100% | 100% | 100% | 100% | 100% | 100% | 100% | 100% | 100% | 100% | 100% | 100% | 100% | 100% | 100% | 100% | 100% | 100% | 100% | 100% | 100% | 100% | 100% | 100% | 100% | 100% | 100% | 100% | 100%
Commercial_Retail_Existing_Food Preparation_Natural Gas_Double Rack Oven_E2_Codes & Standards Forecast | Commercial | Retail | Existing | Food Preparation | Natural Gas | Double Rack Oven | E2 | FTSC Qualified (>50% Cooking Efficiency) | Codes & Standards Forecast | bar: 2019 to 2051
Commercial_Retail_Existing_Food Preparation_Natural Gas_Double Rack Oven_E3_Codes & Standards Forecast | Commercial | Retail | Existing | Food Preparation | Natural Gas | Double Rack Oven | E3 |  | Codes & Standards Forecast | bar: 2019 to 2051
Commercial_Retail_Existing_Food Preparation_Natural Gas_Double Rack Oven_E4_Codes & Standards Forecast | Commercial | Retail | Existing | Food Preparation | Natural Gas | Double Rack Oven | E4 |  | Codes & Standards Forecast | bar: 2019 to 2051
Commercial_Retail_Existing_Food Preparation_Natural Gas_Double Rack Oven_E5_Codes & Standards Forecast | Commercial | Retail | Existing | Food Preparation | Natural Gas | Double Rack Oven | E5 |  | Codes & Standards Forecast | bar: 2019 to 2051
Commercial_Retail_Existing_Food Preparation_Natural Gas_Double Rack Oven_E6_Codes & Standards Forecast | Commercial | Retail | Existing | Food Preparation | Natural Gas | Double Rack Oven | E6 |  | Codes & Standards Forecast | bar: 2019 to 2051
Commercial_Retail_Existing_Food Preparation_Natural Gas_Double Rack Oven_E7_Codes & Standards Forecast | Commercial | Retail | Existing | Food Preparation | Natural Gas | Double Rack Oven | E7 |  | Codes & Standards Forecast | bar: 2019 to 2051
Commercial_Retail_Existing_Food Preparation_Natural Gas_Double Rack Oven_E8_Codes & Standards Forecast | Commercial | Retail | Existing | Food Preparation | Natural Gas | Double Rack Oven | E8 |  | Codes & Standards Forecast | bar: 2019 to 2051
Commercial_Retail_Existing_Food Preparation_Natural Gas_Double Rack Oven_E9_Codes & Standards Forecast | Commercial | Retail | Existing | Food Preparation | Natural Gas | Double Rack Oven | E9 |  | Codes & Standards Forecast | bar: 2019 to 2051
Commercial_Retail_Existing_Food Preparation_Natural Gas_Double Rack Oven_E10_Codes & Standards Forecast | Commercial | Retail | Existing | Food Preparation | Natural Gas | Double Rack Oven | E10 |  | Codes & Standards Forecast | bar: 2019 to 2051
Commercial_Retail_Existing_Food Preparation_Natural Gas_Fryer_E1_Codes & Standards Forecast | Commercial | Retail | Existing | Food Preparation | Natural Gas | Fryer | E1 | Standard | Codes & Standards Forecast | 100% | 100% | 100% | 0% | 0% | 0% | 0% | 0% | 0% | 0% | 0% | 0% | 0% | 0% | 0% | 0% | 0% | 0% | 0% | 0% | 0% | 0% | 0% | 0% | 0% | 0% | 0% | 0% | 0% | 0% | 0% | 0% | 0%
Commercial_Retail_Existing_Food Preparation_Natural Gas_Fryer_E2_Codes & Standards Forecast | Commercial | Retail | Existing | Food Preparation | Natural Gas | Fryer | E2 | ENERGY STAR | Codes & Standards Forecast | 0% | 0% | 0% | 100% | 100% | 100% | 100% | 100% | 100% | 100% | 100% | 100% | 100% | 100% | 100% | 100% | 100% | 100% | 100% | 100% | 100% | 100% | 100% | 100% | 100% | 100% | 100% | 100% | 100% | 100% | 100% | 100% | 100%
Commercial_Retail_Existing_Food Preparation_Natural Gas_Fryer_E3_Codes & Standards Forecast | Commercial | Retail | Existing | Food Preparation | Natural Gas | Fryer | E3 |  | Codes & Standards Forecast | bar: 2019 to 2051
Commercial_Retail_Existing_Food Preparation_Natural Gas_Fryer_E4_Codes & Standards Forecast | Commercial | Retail | Existing | Food Preparation | Natural Gas | Fryer | E4 |  | Codes & Standards Forecast | bar: 2019 to 2051
Commercial_Retail_Existing_Food Preparation_Natural Gas_Fryer_E5_Codes & Standards Forecast | Commercial | Retail | Existing | Food Preparation | Natural Gas | Fryer | E5 |  | Codes & Standards Forecast | bar: 2019 to 2051
Commercial_Retail_Existing_Food Preparation_Natural Gas_Fryer_E6_Codes & Standards Forecast | Commercial | Retail | Existing | Food Preparation | Natural Gas | Fryer | E6 |  | Codes & Standards Forecast | bar: 2019 to 2051
Commercial_Retail_Existing_Food Preparation_Natural Gas_Fryer_E7_Codes & Standards Forecast | Commercial | Retail | Existing | Food Preparation | Natural Gas | Fryer | E7 |  | Codes & Standards Forecast | bar: 2019 to 2051
Commercial_Retail_Existing_Food Preparation_Natural Gas_Fryer_E8_Codes & Standards Forecast | Commercial | Retail | Existing | Food Preparation | Natural Gas | Fryer | E8 |  | Codes & Standards Forecast | bar: 2019 to 2051
Commercial_Retail_Existing_Food Preparation_Natural Gas_Fryer_E9_Codes & Standards Forecast | Commercial | Retail | Existing | Food Preparation | Natural Gas | Fryer | E9 |  | Codes & Standards Forecast | bar: 2019 to 2051
Commercial_Retail_Existing_Food Preparation_Natural Gas_Fryer_E10_Codes & Standards Forecast | Commercial | Retail | Existing | Food Preparation | Natural Gas | Fryer | E10 |  | Codes & Standards Forecast | bar: 2019 to 2051
Commercial_Retail_Existing_Food Preparation_Natural Gas_Broiler_E1_Codes & Standards Forecast | Commercial | Retail | Existing | Food Preparation | Natural Gas | Broiler | E1 | Standard | Codes & Standards Forecast | 100% | 100% | 100% | 100% | 100% | 100% | 100% | 100% | 100% | 100% | 100% | 100% | 100% | 100% | 100% | 100% | 100% | 100% | 100% | 100% | 100% | 100% | 100% | 100% | 100% | 100% | 100% | 100% | 100% | 100% | 100% | 100% | 100%
Commercial_Retail_Existing_Food Preparation_Natural Gas_Broiler_E2_Codes & Standards Forecast | Commercial | Retail | Existing | Food Preparation | Natural Gas | Broiler | E2 | Infrared Burners | Codes & Standards Forecast | bar: 2019 to 2051
Commercial_Retail_Existing_Food Preparation_Natural Gas_Broiler_E3_Codes & Standards Forecast | Commercial | Retail | Existing | Food Preparation | Natural Gas | Broiler | E3 |  | Codes & Standards Forecast | bar: 2019 to 2051
Commercial_Retail_Existing_Food Preparation_Natural Gas_Broiler_E4_Codes & Standards Forecast | Commercial | Retail | Existing | Food Preparation | Natural Gas | Broiler | E4 |  | Codes & Standards Forecast | bar: 2019 to 2051
Commercial_Retail_Existing_Food Preparation_Natural Gas_Broiler_E5_Codes & Standards Forecast | Commercial | Retail | Existing | Food Preparation | Natural Gas | Broiler | E5 |  | Codes & Standards Forecast | bar: 2019 to 2051
Commercial_Retail_Existing_Food Preparation_Natural Gas_Broiler_E6_Codes & Standards Forecast | Commercial | Retail | Existing | Food Preparation | Natural Gas | Broiler | E6 |  | Codes & Standards Forecast | bar: 2019 to 2051
Commercial_Retail_Existing_Food Preparation_Natural Gas_Broiler_E7_Codes & Standards Forecast | Commercial | Retail | Existing | Food Preparation | Natural Gas | Broiler | E7 |  | Codes & Standards Forecast | bar: 2019 to 2051
Commercial_Retail_Existing_Food Preparation_Natural Gas_Broiler_E8_Codes & Standards Forecast | Commercial | Retail | Existing | Food Preparation | Natural Gas | Broiler | E8 |  | Codes & Standards Forecast | bar: 2019 to 2051
Commercial_Retail_Existing_Food Preparation_Natural Gas_Broiler_E9_Codes & Standards Forecast | Commercial | Retail | Existing | Food Preparation | Natural Gas | Broiler | E9 |  | Codes & Standards Forecast | bar: 2019 to 2051
Commercial_Retail_Existing_Food Preparation_Natural Gas_Broiler_E10_Codes & Standards Forecast | Commercial | Retail | Existing | Food Preparation | Natural Gas | Broiler | E10 |  | Codes & Standards Forecast | bar: 2019 to 2051
Commercial_Retail_Existing_Food Preparation_Natural Gas_Griddle_E1_Codes & Standards Forecast | Commercial | Retail | Existing | Food Preparation | Natural Gas | Griddle | E1 | Standard | Codes & Standards Forecast | 100% | 100% | 100% | 100% | 100% | 100% | 100% | 100% | 100% | 100% | 100% | 100% | 100% | 100% | 100% | 100% | 100% | 100% | 100% | 100% | 100% | 100% | 100% | 100% | 100% | 100% | 100% | 100% | 100% | 100% | 100% | 100% | 100%
Commercial_Retail_Existing_Food Preparation_Natural Gas_Griddle_E2_Codes & Standards Forecast | Commercial | Retail | Existing | Food Preparation | Natural Gas | Griddle | E2 | ENERGY STAR | Codes & Standards Forecast | bar: 2019 to 2051
Commercial_Retail_Existing_Food Preparation_Natural Gas_Griddle_E3_Codes & Standards Forecast | Commercial | Retail | Existing | Food Preparation | Natural Gas | Griddle | E3 |  | Codes & Standards Forecast | bar: 2019 to 2051
Commercial_Retail_Existing_Food Preparation_Natural Gas_Griddle_E4_Codes & Standards Forecast | Commercial | Retail | Existing | Food Preparation | Natural Gas | Griddle | E4 |  | Codes & Standards Forecast | bar: 2019 to 2051
Commercial_Retail_Existing_Food Preparation_Natural Gas_Griddle_E5_Codes & Standards Forecast | Commercial | Retail | Existing | Food Preparation | Natural Gas | Griddle | E5 |  | Codes & Standards Forecast | bar: 2019 to 2051
Commercial_Retail_Existing_Food Preparation_Natural Gas_Griddle_E6_Codes & Standards Forecast | Commercial | Retail | Existing | Food Preparation | Natural Gas | Griddle | E6 |  | Codes & Standards Forecast | bar: 2019 to 2051
Commercial_Retail_Existing_Food Preparation_Natural Gas_Griddle_E7_Codes & Standards Forecast | Commercial | Retail | Existing | Food Preparation | Natural Gas | Griddle | E7 |  | Codes & Standards Forecast | bar: 2019 to 2051
Commercial_Retail_Existing_Food Preparation_Natural Gas_Griddle_E8_Codes & Standards Forecast | Commercial | Retail | Existing | Food Preparation | Natural Gas | Griddle | E8 |  | Codes & Standards Forecast | bar: 2019 to 2051
Commercial_Retail_Existing_Food Preparation_Natural Gas_Griddle_E9_Codes & Standards Forecast | Commercial | Retail | Existing | Food Preparation | Natural Gas | Griddle | E9 |  | Codes & Standards Forecast | bar: 2019 to 2051
Commercial_Retail_Existing_Food Preparation_Natural Gas_Griddle_E10_Codes & Standards Forecast | Commercial | Retail | Existing | Food Preparation | Natural Gas | Griddle | E10 |  | Codes & Standards Forecast | bar: 2019 to 2051
Commercial_Retail_Existing_Food Preparation_Natural Gas_Range_E1_Codes & Standards Forecast | Commercial | Retail | Existing | Food Preparation | Natural Gas | Range | E1 | Standard | Codes & Standards Forecast | 100% | 100% | 100% | 100% | 100% | 100% | 100% | 100% | 100% | 100% | 100% | 100% | 100% | 100% | 100% | 100% | 100% | 100% | 100% | 100% | 100% | 100% | 100% | 100% | 100% | 100% | 100% | 100% | 100% | 100% | 100% | 100% | 100%
Commercial_Retail_Existing_Food Preparation_Natural Gas_Range_E2_Codes & Standards Forecast | Commercial | Retail | Existing | Food Preparation | Natural Gas | Range | E2 | High Efficiency | Codes & Standards Forecast | bar: 2019 to 2051
Commercial_Retail_Existing_Food Preparation_Natural Gas_Range_E3_Codes & Standards Forecast | Commercial | Retail | Existing | Food Preparation | Natural Gas | Range | E3 |  | Codes & Standards Forecast | bar: 2019 to 2051
Commercial_Retail_Existing_Food Preparation_Natural Gas_Range_E4_Codes & Standards Forecast | Commercial | Retail | Existing | Food Preparation | Natural Gas | Range | E4 |  | Codes & Standards Forecast | bar: 2019 to 2051
Commercial_Retail_Existing_Food Preparation_Natural Gas_Range_E5_Codes & Standards Forecast | Commercial | Retail | Existing | Food Preparation | Natural Gas | Range | E5 |  | Codes & Standards Forecast | bar: 2019 to 2051
Commercial_Retail_Existing_Food Preparation_Natural Gas_Range_E6_Codes & Standards Forecast | Commercial | Retail | Existing | Food Preparation | Natural Gas | Range | E6 |  | Codes & Standards Forecast | bar: 2019 to 2051
Commercial_Retail_Existing_Food Preparation_Natural Gas_Range_E7_Codes & Standards Forecast | Commercial | Retail | Existing | Food Preparation | Natural Gas | Range | E7 |  | Codes & Standards Forecast | bar: 2019 to 2051
Commercial_Retail_Existing_Food Preparation_Natural Gas_Range_E8_Codes & Standards Forecast | Commercial | Retail | Existing | Food Preparation | Natural Gas | Range | E8 |  | Codes & Standards Forecast | bar: 2019 to 2051
Commercial_Retail_Existing_Food Preparation_Natural Gas_Range_E9_Codes & Standards Forecast | Commercial | Retail | Existing | Food Preparation | Natural Gas | Range | E9 |  | Codes & Standards Forecast | bar: 2019 to 2051
Commercial_Retail_Existing_Food Preparation_Natural Gas_Range_E10_Codes & Standards Forecast | Commercial | Retail | Existing | Food Preparation | Natural Gas | Range | E10 |  | Codes & Standards Forecast | bar: 2019 to 2051
Commercial_Retail_Existing_Food Preparation_Natural Gas_Steamer_E1_Codes & Standards Forecast | Commercial | Retail | Existing | Food Preparation | Natural Gas | Steamer | E1 | Standard | Codes & Standards Forecast | 100% | 100% | 100% | 0% | 0% | 0% | 0% | 0% | 0% | 0% | 0% | 0% | 0% | 0% | 0% | 0% | 0% | 0% | 0% | 0% | 0% | 0% | 0% | 0% | 0% | 0% | 0% | 0% | 0% | 0% | 0% | 0% | 0%
Commercial_Retail_Existing_Food Preparation_Natural Gas_Steamer_E2_Codes & Standards Forecast | Commercial | Retail | Existing | Food Preparation | Natural Gas | Steamer | E2 | ENERGY STAR | Codes & Standards Forecast | 0% | 0% | 0% | 100% | 100% | 100% | 100% | 100% | 100% | 100% | 100% | 100% | 100% | 100% | 100% | 100% | 100% | 100% | 100% | 100% | 100% | 100% | 100% | 100% | 100% | 100% | 100% | 100% | 100% | 100% | 100% | 100% | 100%
Commercial_Retail_Existing_Food Preparation_Natural Gas_Steamer_E3_Codes & Standards Forecast | Commercial | Retail | Existing | Food Preparation | Natural Gas | Steamer | E3 |  | Codes & Standards Forecast | bar: 2019 to 2051
Commercial_Retail_Existing_Food Preparation_Natural Gas_Steamer_E4_Codes & Standards Forecast | Commercial | Retail | Existing | Food Preparation | Natural Gas | Steamer | E4 |  | Codes & Standards Forecast | bar: 2019 to 2051
Commercial_Retail_Existing_Food Preparation_Natural Gas_Steamer_E5_Codes & Standards Forecast | Commercial | Retail | Existing | Food Preparation | Natural Gas | Steamer | E5 |  | Codes & Standards Forecast | bar: 2019 to 2051
Commercial_Retail_Existing_Food Preparation_Natural Gas_Steamer_E6_Codes & Standards Forecast | Commercial | Retail | Existing | Food Preparation | Natural Gas | Steamer | E6 |  | Codes & Standards Forecast | bar: 2019 to 2051
Commercial_Retail_Existing_Food Preparation_Natural Gas_Steamer_E7_Codes & Standards Forecast | Commercial | Retail | Existing | Food Preparation | Natural Gas | Steamer | E7 |  | Codes & Standards Forecast | bar: 2019 to 2051
Commercial_Retail_Existing_Food Preparation_Natural Gas_Steamer_E8_Codes & Standards Forecast | Commercial | Retail | Existing | Food Preparation | Natural Gas | Steamer | E8 |  | Codes & Standards Forecast | bar: 2019 to 2051
Commercial_Retail_Existing_Food Preparation_Natural Gas_Steamer_E9_Codes & Standards Forecast | Commercial | Retail | Existing | Food Preparation | Natural Gas | Steamer | E9 |  | Codes & Standards Forecast | bar: 2019 to 2051
Commercial_Retail_Existing_Food Preparation_Natural Gas_Steamer_E10_Codes & Standards Forecast | Commercial | Retail | Existing | Food Preparation | Natural Gas | Steamer | E10 |  | Codes & Standards Forecast | bar: 2019 to 2051
Commercial_Retail_Existing_Food Preparation_Natural Gas_Food Prep Other_E1_Codes & Standards Forecast | Commercial | Retail | Existing | Food Preparation | Natural Gas | Food Prep Other | E1 | Standard | Codes & Standards Forecast | 100% | 100% | 100% | 100% | 100% | 100% | 100% | 100% | 100% | 100% | 100% | 100% | 100% | 100% | 100% | 100% | 100% | 100% | 100% | 100% | 100% | 100% | 100% | 100% | 100% | 100% | 100% | 100% | 100% | 100% | 100% | 100% | 100%
Commercial_Retail_Existing_Food Preparation_Natural Gas_Food Prep Other_E2_Codes & Standards Forecast | Commercial | Retail | Existing | Food Preparation | Natural Gas | Food Prep Other | E2 | ENERGY STAR | Codes & Standards Forecast | bar: 2019 to 2051
Commercial_Retail_Existing_Food Preparation_Natural Gas_Food Prep Other_E3_Codes & Standards Forecast | Commercial | Retail | Existing | Food Preparation | Natural Gas | Food Prep Other | E3 |  | Codes & Standards Forecast | bar: 2019 to 2051
Commercial_Retail_Existing_Food Preparation_Natural Gas_Food Prep Other_E4_Codes & Standards Forecast | Commercial | Retail | Existing | Food Preparation | Natural Gas | Food Prep Other | E4 |  | Codes & Standards Forecast | bar: 2019 to 2051
Commercial_Retail_Existing_Food Preparation_Natural Gas_Food Prep Other_E5_Codes & Standards Forecast | Commercial | Retail | Existing | Food Preparation | Natural Gas | Food Prep Other | E5 |  | Codes & Standards Forecast | bar: 2019 to 2051
Commercial_Retail_Existing_Food Preparation_Natural Gas_Food Prep Other_E6_Codes & Standards Forecast | Commercial | Retail | Existing | Food Preparation | Natural Gas | Food Prep Other | E6 |  | Codes & Standards Forecast | bar: 2019 to 2051
Commercial_Retail_Existing_Food Preparation_Natural Gas_Food Prep Other_E7_Codes & Standards Forecast | Commercial | Retail | Existing | Food Preparation | Natural Gas | Food Prep Other | E7 |  | Codes & Standards Forecast | bar: 2019 to 2051
Commercial_Retail_Existing_Food Preparation_Natural Gas_Food Prep Other_E8_Codes & Standards Forecast | Commercial | Retail | Existing | Food Preparation | Natural Gas | Food Prep Other | E8 |  | Codes & Standards Forecast | bar: 2019 to 2051
Commercial_Retail_Existing_Food Preparation_Natural Gas_Food Prep Other_E9_Codes & Standards Forecast | Commercial | Retail | Existing | Food Preparation | Natural Gas | Food Prep Other | E9 |  | Codes & Standards Forecast | bar: 2019 to 2051
Commercial_Retail_Existing_Food Preparation_Natural Gas_Food Prep Other_E10_Codes & Standards Forecast | Commercial | Retail | Existing | Food Preparation | Natural Gas | Food Prep Other | E10 |  | Codes & Standards Forecast | bar: 2019 to 2051
Commercial_Retail_Existing_Miscellaneous_Natural Gas_Pool Heater_E1_Codes & Standards Forecast | Commercial | Retail | Existing | Miscellaneous | Natural Gas | Pool Heater | E1 | Standard (EF .78) | Codes & Standards Forecast | 100% | 100% | 100% | 100% | 100% | 100% | 100% | 100% | 100% | 100% | 100% | 100% | 100% | 100% | 100% | 100% | 100% | 100% | 100% | 100% | 100% | 100% | 100% | 100% | 100% | 100% | 100% | 100% | 100% | 100% | 100% | 100% | 100%
Commercial_Retail_Existing_Miscellaneous_Natural Gas_Pool Heater_E2_Codes & Standards Forecast | Commercial | Retail | Existing | Miscellaneous | Natural Gas | Pool Heater | E2 | Condensing (EF .90) | Codes & Standards Forecast | bar: 2019 to 2051
Commercial_Retail_Existing_Miscellaneous_Natural Gas_Pool Heater_E3_Codes & Standards Forecast | Commercial | Retail | Existing | Miscellaneous | Natural Gas | Pool Heater | E3 |  | Codes & Standards Forecast | bar: 2019 to 2051
Commercial_Retail_Existing_Miscellaneous_Natural Gas_Pool Heater_E4_Codes & Standards Forecast | Commercial | Retail | Existing | Miscellaneous | Natural Gas | Pool Heater | E4 |  | Codes & Standards Forecast | bar: 2019 to 2051
Commercial_Retail_Existing_Miscellaneous_Natural Gas_Pool Heater_E5_Codes & Standards Forecast | Commercial | Retail | Existing | Miscellaneous | Natural Gas | Pool Heater | E5 |  | Codes & Standards Forecast | bar: 2019 to 2051
Commercial_Retail_Existing_Miscellaneous_Natural Gas_Pool Heater_E6_Codes & Standards Forecast | Commercial | Retail | Existing | Miscellaneous | Natural Gas | Pool Heater | E6 |  | Codes & Standards Forecast | bar: 2019 to 2051
Commercial_Retail_Existing_Miscellaneous_Natural Gas_Pool Heater_E7_Codes & Standards Forecast | Commercial | Retail | Existing | Miscellaneous | Natural Gas | Pool Heater | E7 |  | Codes & Standards Forecast | bar: 2019 to 2051
Commercial_Retail_Existing_Miscellaneous_Natural Gas_Pool Heater_E8_Codes & Standards Forecast | Commercial | Retail | Existing | Miscellaneous | Natural Gas | Pool Heater | E8 |  | Codes & Standards Forecast | bar: 2019 to 2051
Commercial_Retail_Existing_Miscellaneous_Natural Gas_Pool Heater_E9_Codes & Standards Forecast | Commercial | Retail | Existing | Miscellaneous | Natural Gas | Pool Heater | E9 |  | Codes & Standards Forecast | bar: 2019 to 2051
Commercial_Retail_Existing_Miscellaneous_Natural Gas_Pool Heater_E10_Codes & Standards Forecast | Commercial | Retail | Existing | Miscellaneous | Natural Gas | Pool Heater | E10 |  | Codes & Standards Forecast | bar: 2019 to 2051
Commercial_Retail_Existing_Miscellaneous_Natural Gas_Miscellaneous_E1_Codes & Standards Forecast | Commercial | Retail | Existing | Miscellaneous | Natural Gas | Miscellaneous | E1 | Miscellaneous | Codes & Standards Forecast | 100% | 100% | 100% | 100% | 100% | 100% | 100% | 100% | 100% | 100% | 100% | 100% | 100% | 100% | 100% | 100% | 100% | 100% | 100% | 100% | 100% | 100% | 100% | 100% | 100% | 100% | 100% | 100% | 100% | 100% | 100% | 100% | 100%
Commercial_Retail_Existing_Miscellaneous_Natural Gas_Miscellaneous_E2_Codes & Standards Forecast | Commercial | Retail | Existing | Miscellaneous | Natural Gas | Miscellaneous | E2 |  | Codes & Standards Forecast | bar: 2019 to 2051
Commercial_Retail_Existing_Miscellaneous_Natural Gas_Miscellaneous_E3_Codes & Standards Forecast | Commercial | Retail | Existing | Miscellaneous | Natural Gas | Miscellaneous | E3 |  | Codes & Standards Forecast | bar: 2019 to 2051
Commercial_Retail_Existing_Miscellaneous_Natural Gas_Miscellaneous_E4_Codes & Standards Forecast | Commercial | Retail | Existing | Miscellaneous | Natural Gas | Miscellaneous | E4 |  | Codes & Standards Forecast | bar: 2019 to 2051
Commercial_Retail_Existing_Miscellaneous_Natural Gas_Miscellaneous_E5_Codes & Standards Forecast | Commercial | Retail | Existing | Miscellaneous | Natural Gas | Miscellaneous | E5 |  | Codes & Standards Forecast | bar: 2019 to 2051
Commercial_Retail_Existing_Miscellaneous_Natural Gas_Miscellaneous_E6_Codes & Standards Forecast | Commercial | Retail | Existing | Miscellaneous | Natural Gas | Miscellaneous | E6 |  | Codes & Standards Forecast | bar: 2019 to 2051
Commercial_Retail_Existing_Miscellaneous_Natural Gas_Miscellaneous_E7_Codes & Standards Forecast | Commercial | Retail | Existing | Miscellaneous | Natural Gas | Miscellaneous | E7 |  | Codes & Standards Forecast | bar: 2019 to 2051
Commercial_Retail_Existing_Miscellaneous_Natural Gas_Miscellaneous_E8_Codes & Standards Forecast | Commercial | Retail | Existing | Miscellaneous | Natural Gas | Miscellaneous | E8 |  | Codes & Standards Forecast | bar: 2019 to 2051
Commercial_Retail_Existing_Miscellaneous_Natural Gas_Miscellaneous_E9_Codes & Standards Forecast | Commercial | Retail | Existing | Miscellaneous | Natural Gas | Miscellaneous | E9 |  | Codes & Standards Forecast | bar: 2019 to 2051
Commercial_Retail_Existing_Miscellaneous_Natural Gas_Miscellaneous_E10_Codes & Standards Forecast | Commercial | Retail | Existing | Miscellaneous | Natural Gas | Miscellaneous | E10 |  | Codes & Standards Forecast | bar: 2019 to 2051
Commercial_Retail_New_Space Heating_Natural Gas_Furnace_E1_Codes & Standards Forecast | Commercial | Retail | New | Space Heating | Natural Gas | Furnace | E1 | AFUE 80% (Standard) | Codes & Standards Forecast | 100% | 100% | 100% | 100% | 100% | 100% | 100% | 100% | 100% | 100% | 100% | 100% | 100% | 100% | 100% | 100% | 100% | 100% | 100% | 100% | 100% | 100% | 100% | 100% | 100% | 100% | 100% | 100% | 100% | 100% | 100% | 100% | 100%
Commercial_Retail_New_Space Heating_Natural Gas_Furnace_E2_Codes & Standards Forecast | Commercial | Retail | New | Space Heating | Natural Gas | Furnace | E2 | AFUE 90% | Codes & Standards Forecast | bar: 2019 to 2051
Commercial_Retail_New_Space Heating_Natural Gas_Furnace_E3_Codes & Standards Forecast | Commercial | Retail | New | Space Heating | Natural Gas | Furnace | E3 | AFUE 96% | Codes & Standards Forecast | bar: 2019 to 2051
Commercial_Retail_New_Space Heating_Natural Gas_Furnace_E4_Codes & Standards Forecast | Commercial | Retail | New | Space Heating | Natural Gas | Furnace | E4 |  | Codes & Standards Forecast | bar: 2019 to 2051
Commercial_Retail_New_Space Heating_Natural Gas_Furnace_E5_Codes & Standards Forecast | Commercial | Retail | New | Space Heating | Natural Gas | Furnace | E5 |  | Codes & Standards Forecast | bar: 2019 to 2051
Commercial_Retail_New_Space Heating_Natural Gas_Furnace_E6_Codes & Standards Forecast | Commercial | Retail | New | Space Heating | Natural Gas | Furnace | E6 |  | Codes & Standards Forecast | bar: 2019 to 2051
Commercial_Retail_New_Space Heating_Natural Gas_Furnace_E7_Codes & Standards Forecast | Commercial | Retail | New | Space Heating | Natural Gas | Furnace | E7 |  | Codes & Standards Forecast | bar: 2019 to 2051
Commercial_Retail_New_Space Heating_Natural Gas_Furnace_E8_Codes & Standards Forecast | Commercial | Retail | New | Space Heating | Natural Gas | Furnace | E8 |  | Codes & Standards Forecast | bar: 2019 to 2051
Commercial_Retail_New_Space Heating_Natural Gas_Furnace_E9_Codes & Standards Forecast | Commercial | Retail | New | Space Heating | Natural Gas | Furnace | E9 |  | Codes & Standards Forecast | bar: 2019 to 2051
Commercial_Retail_New_Space Heating_Natural Gas_Furnace_E10_Codes & Standards Forecast | Commercial | Retail | New | Space Heating | Natural Gas | Furnace | E10 |  | Codes & Standards Forecast | bar: 2019 to 2051
Commercial_Retail_New_Space Heating_Natural Gas_Boiler_E1_Codes & Standards Forecast | Commercial | Retail | New | Space Heating | Natural Gas | Boiler | E1 | AFUE 80% (Standard) | Codes & Standards Forecast | 100% | 100% | 100% | 100% | 100% | 100% | 100% | 100% | 100% | 100% | 100% | 100% | 100% | 100% | 100% | 100% | 100% | 100% | 100% | 100% | 100% | 100% | 100% | 100% | 100% | 100% | 100% | 100% | 100% | 100% | 100% | 100% | 100%
Commercial_Retail_New_Space Heating_Natural Gas_Boiler_E2_Codes & Standards Forecast | Commercial | Retail | New | Space Heating | Natural Gas | Boiler | E2 | AFUE 85% | Codes & Standards Forecast | bar: 2019 to 2051
Commercial_Retail_New_Space Heating_Natural Gas_Boiler_E3_Codes & Standards Forecast | Commercial | Retail | New | Space Heating | Natural Gas | Boiler | E3 | AFUE 97% | Codes & Standards Forecast | bar: 2019 to 2051
Commercial_Retail_New_Space Heating_Natural Gas_Boiler_E4_Codes & Standards Forecast | Commercial | Retail | New | Space Heating | Natural Gas | Boiler | E4 | Convert to NG Air Source Heat Pump | Codes & Standards Forecast | bar: 2019 to 2051
Commercial_Retail_New_Space Heating_Natural Gas_Boiler_E5_Codes & Standards Forecast | Commercial | Retail | New | Space Heating | Natural Gas | Boiler | E5 |  | Codes & Standards Forecast | bar: 2019 to 2051
Commercial_Retail_New_Space Heating_Natural Gas_Boiler_E6_Codes & Standards Forecast | Commercial | Retail | New | Space Heating | Natural Gas | Boiler | E6 |  | Codes & Standards Forecast | bar: 2019 to 2051
Commercial_Retail_New_Space Heating_Natural Gas_Boiler_E7_Codes & Standards Forecast | Commercial | Retail | New | Space Heating | Natural Gas | Boiler | E7 |  | Codes & Standards Forecast | bar: 2019 to 2051
Commercial_Retail_New_Space Heating_Natural Gas_Boiler_E8_Codes & Standards Forecast | Commercial | Retail | New | Space Heating | Natural Gas | Boiler | E8 |  | Codes & Standards Forecast | bar: 2019 to 2051
Commercial_Retail_New_Space Heating_Natural Gas_Boiler_E9_Codes & Standards Forecast | Commercial | Retail | New | Space Heating | Natural Gas | Boiler | E9 |  | Codes & Standards Forecast | bar: 2019 to 2051
Commercial_Retail_New_Space Heating_Natural Gas_Boiler_E10_Codes & Standards Forecast | Commercial | Retail | New | Space Heating | Natural Gas | Boiler | E10 |  | Codes & Standards Forecast | bar: 2019 to 2051
Commercial_Retail_New_Space Heating_Natural Gas_Unit Heater_E1_Codes & Standards Forecast | Commercial | Retail | New | Space Heating | Natural Gas | Unit Heater | E1 | Standard | Codes & Standards Forecast | 100% | 100% | 100% | 100% | 100% | 100% | 100% | 100% | 100% | 100% | 100% | 100% | 100% | 100% | 100% | 100% | 100% | 100% | 100% | 100% | 100% | 100% | 100% | 100% | 100% | 100% | 100% | 100% | 100% | 100% | 100% | 100% | 100%
Commercial_Retail_New_Space Heating_Natural Gas_Unit Heater_E2_Codes & Standards Forecast | Commercial | Retail | New | Space Heating | Natural Gas | Unit Heater | E2 | Condensing | Codes & Standards Forecast | bar: 2019 to 2051
Commercial_Retail_New_Space Heating_Natural Gas_Unit Heater_E3_Codes & Standards Forecast | Commercial | Retail | New | Space Heating | Natural Gas | Unit Heater | E3 | Infrared Radiant | Codes & Standards Forecast | bar: 2019 to 2051
Commercial_Retail_New_Space Heating_Natural Gas_Unit Heater_E4_Codes & Standards Forecast | Commercial | Retail | New | Space Heating | Natural Gas | Unit Heater | E4 |  | Codes & Standards Forecast | bar: 2019 to 2051
Commercial_Retail_New_Space Heating_Natural Gas_Unit Heater_E5_Codes & Standards Forecast | Commercial | Retail | New | Space Heating | Natural Gas | Unit Heater | E5 |  | Codes & Standards Forecast | bar: 2019 to 2051
Commercial_Retail_New_Space Heating_Natural Gas_Unit Heater_E6_Codes & Standards Forecast | Commercial | Retail | New | Space Heating | Natural Gas | Unit Heater | E6 |  | Codes & Standards Forecast | bar: 2019 to 2051
Commercial_Retail_New_Space Heating_Natural Gas_Unit Heater_E7_Codes & Standards Forecast | Commercial | Retail | New | Space Heating | Natural Gas | Unit Heater | E7 |  | Codes & Standards Forecast | bar: 2019 to 2051
Commercial_Retail_New_Space Heating_Natural Gas_Unit Heater_E8_Codes & Standards Forecast | Commercial | Retail | New | Space Heating | Natural Gas | Unit Heater | E8 |  | Codes & Standards Forecast | bar: 2019 to 2051
Commercial_Retail_New_Space Heating_Natural Gas_Unit Heater_E9_Codes & Standards Forecast | Commercial | Retail | New | Space Heating | Natural Gas | Unit Heater | E9 |  | Codes & Standards Forecast | bar: 2019 to 2051
Commercial_Retail_New_Space Heating_Natural Gas_Unit Heater_E10_Codes & Standards Forecast | Commercial | Retail | New | Space Heating | Natural Gas | Unit Heater | E10 |  | Codes & Standards Forecast | bar: 2019 to 2051
Commercial_Retail_New_Water Heating_Natural Gas_Water Heater_E1_Codes & Standards Forecast | Commercial | Retail | New | Water Heating | Natural Gas | Water Heater | E1 | TE 80% | Codes & Standards Forecast | 100% | 100% | 100% | 100% | 100% | 100% | 100% | 100% | 100% | 100% | 100% | 100% | 100% | 100% | 100% | 100% | 100% | 100% | 100% | 100% | 100% | 100% | 100% | 100% | 100% | 100% | 100% | 100% | 100% | 100% | 100% | 100% | 100%
Commercial_Retail_New_Water Heating_Natural Gas_Water Heater_E2_Codes & Standards Forecast | Commercial | Retail | New | Water Heating | Natural Gas | Water Heater | E2 | TE 81% | Codes & Standards Forecast | bar: 2019 to 2051
Commercial_Retail_New_Water Heating_Natural Gas_Water Heater_E3_Codes & Standards Forecast | Commercial | Retail | New | Water Heating | Natural Gas | Water Heater | E3 | TE 88% | Codes & Standards Forecast | bar: 2019 to 2051
Commercial_Retail_New_Water Heating_Natural Gas_Water Heater_E4_Codes & Standards Forecast | Commercial | Retail | New | Water Heating | Natural Gas | Water Heater | E4 | TE 94% | Codes & Standards Forecast | bar: 2019 to 2051
Commercial_Retail_New_Water Heating_Natural Gas_Water Heater_E5_Codes & Standards Forecast | Commercial | Retail | New | Water Heating | Natural Gas | Water Heater | E5 | TE 96% | Codes & Standards Forecast | bar: 2019 to 2051
Commercial_Retail_New_Water Heating_Natural Gas_Water Heater_E6_Codes & Standards Forecast | Commercial | Retail | New | Water Heating | Natural Gas | Water Heater | E6 | Tankless | Codes & Standards Forecast | bar: 2019 to 2051
Commercial_Retail_New_Water Heating_Natural Gas_Water Heater_E7_Codes & Standards Forecast | Commercial | Retail | New | Water Heating | Natural Gas | Water Heater | E7 | Gas-Fired Absorption HPWH | Codes & Standards Forecast | bar: 2019 to 2051
Commercial_Retail_New_Water Heating_Natural Gas_Water Heater_E8_Codes & Standards Forecast | Commercial | Retail | New | Water Heating | Natural Gas | Water Heater | E8 |  | Codes & Standards Forecast | bar: 2019 to 2051
Commercial_Retail_New_Water Heating_Natural Gas_Water Heater_E9_Codes & Standards Forecast | Commercial | Retail | New | Water Heating | Natural Gas | Water Heater | E9 |  | Codes & Standards Forecast | bar: 2019 to 2051
Commercial_Retail_New_Water Heating_Natural Gas_Water Heater_E10_Codes & Standards Forecast | Commercial | Retail | New | Water Heating | Natural Gas | Water Heater | E10 |  | Codes & Standards Forecast | bar: 2019 to 2051
Commercial_Retail_New_Food Preparation_Natural Gas_Oven_E1_Codes & Standards Forecast | Commercial | Retail | New | Food Preparation | Natural Gas | Oven | E1 | Standard | Codes & Standards Forecast | 100% | 100% | 100% | 100% | 100% | 100% | 100% | 100% | 100% | 100% | 100% | 100% | 100% | 100% | 100% | 100% | 100% | 100% | 100% | 100% | 100% | 100% | 100% | 100% | 100% | 100% | 100% | 100% | 100% | 100% | 100% | 100% | 100%
Commercial_Retail_New_Food Preparation_Natural Gas_Oven_E2_Codes & Standards Forecast | Commercial | Retail | New | Food Preparation | Natural Gas | Oven | E2 | ENERGY STAR (>44% Baking Efficiency) | Codes & Standards Forecast | bar: 2019 to 2051
Commercial_Retail_New_Food Preparation_Natural Gas_Oven_E3_Codes & Standards Forecast | Commercial | Retail | New | Food Preparation | Natural Gas | Oven | E3 |  | Codes & Standards Forecast | bar: 2019 to 2051
Commercial_Retail_New_Food Preparation_Natural Gas_Oven_E4_Codes & Standards Forecast | Commercial | Retail | New | Food Preparation | Natural Gas | Oven | E4 |  | Codes & Standards Forecast | bar: 2019 to 2051
Commercial_Retail_New_Food Preparation_Natural Gas_Oven_E5_Codes & Standards Forecast | Commercial | Retail | New | Food Preparation | Natural Gas | Oven | E5 |  | Codes & Standards Forecast | bar: 2019 to 2051
Commercial_Retail_New_Food Preparation_Natural Gas_Oven_E6_Codes & Standards Forecast | Commercial | Retail | New | Food Preparation | Natural Gas | Oven | E6 |  | Codes & Standards Forecast | bar: 2019 to 2051
Commercial_Retail_New_Food Preparation_Natural Gas_Oven_E7_Codes & Standards Forecast | Commercial | Retail | New | Food Preparation | Natural Gas | Oven | E7 |  | Codes & Standards Forecast | bar: 2019 to 2051
Commercial_Retail_New_Food Preparation_Natural Gas_Oven_E8_Codes & Standards Forecast | Commercial | Retail | New | Food Preparation | Natural Gas | Oven | E8 |  | Codes & Standards Forecast | bar: 2019 to 2051
Commercial_Retail_New_Food Preparation_Natural Gas_Oven_E9_Codes & Standards Forecast | Commercial | Retail | New | Food Preparation | Natural Gas | Oven | E9 |  | Codes & Standards Forecast | bar: 2019 to 2051
Commercial_Retail_New_Food Preparation_Natural Gas_Oven_E10_Codes & Standards Forecast | Commercial | Retail | New | Food Preparation | Natural Gas | Oven | E10 |  | Codes & Standards Forecast | bar: 2019 to 2051
Commercial_Retail_New_Food Preparation_Natural Gas_Conveyor Oven_E1_Codes & Standards Forecast | Commercial | Retail | New | Food Preparation | Natural Gas | Conveyor Oven | E1 | Standard | Codes & Standards Forecast | 100% | 100% | 100% | 100% | 100% | 100% | 100% | 100% | 100% | 100% | 100% | 100% | 100% | 100% | 100% | 100% | 100% | 100% | 100% | 100% | 100% | 100% | 100% | 100% | 100% | 100% | 100% | 100% | 100% | 100% | 100% | 100% | 100%
Commercial_Retail_New_Food Preparation_Natural Gas_Conveyor Oven_E2_Codes & Standards Forecast | Commercial | Retail | New | Food Preparation | Natural Gas | Conveyor Oven | E2 | Efficient (>44% Baking Efficiency) | Codes & Standards Forecast | bar: 2019 to 2051
Commercial_Retail_New_Food Preparation_Natural Gas_Conveyor Oven_E3_Codes & Standards Forecast | Commercial | Retail | New | Food Preparation | Natural Gas | Conveyor Oven | E3 |  | Codes & Standards Forecast | bar: 2019 to 2051
Commercial_Retail_New_Food Preparation_Natural Gas_Conveyor Oven_E4_Codes & Standards Forecast | Commercial | Retail | New | Food Preparation | Natural Gas | Conveyor Oven | E4 |  | Codes & Standards Forecast | bar: 2019 to 2051
Commercial_Retail_New_Food Preparation_Natural Gas_Conveyor Oven_E5_Codes & Standards Forecast | Commercial | Retail | New | Food Preparation | Natural Gas | Conveyor Oven | E5 |  | Codes & Standards Forecast | bar: 2019 to 2051
Commercial_Retail_New_Food Preparation_Natural Gas_Conveyor Oven_E6_Codes & Standards Forecast | Commercial | Retail | New | Food Preparation | Natural Gas | Conveyor Oven | E6 |  | Codes & Standards Forecast | bar: 2019 to 2051
Commercial_Retail_New_Food Preparation_Natural Gas_Conveyor Oven_E7_Codes & Standards Forecast | Commercial | Retail | New | Food Preparation | Natural Gas | Conveyor Oven | E7 |  | Codes & Standards Forecast | bar: 2019 to 2051
Commercial_Retail_New_Food Preparation_Natural Gas_Conveyor Oven_E8_Codes & Standards Forecast | Commercial | Retail | New | Food Preparation | Natural Gas | Conveyor Oven | E8 |  | Codes & Standards Forecast | bar: 2019 to 2051
Commercial_Retail_New_Food Preparation_Natural Gas_Conveyor Oven_E9_Codes & Standards Forecast | Commercial | Retail | New | Food Preparation | Natural Gas | Conveyor Oven | E9 |  | Codes & Standards Forecast | bar: 2019 to 2051
Commercial_Retail_New_Food Preparation_Natural Gas_Conveyor Oven_E10_Codes & Standards Forecast | Commercial | Retail | New | Food Preparation | Natural Gas | Conveyor Oven | E10 |  | Codes & Standards Forecast | bar: 2019 to 2051
Commercial_Retail_New_Food Preparation_Natural Gas_Double Rack Oven_E1_Codes & Standards Forecast | Commercial | Retail | New | Food Preparation | Natural Gas | Double Rack Oven | E1 | Standard | Codes & Standards Forecast | 100% | 100% | 100% | 100% | 100% | 100% | 100% | 100% | 100% | 100% | 100% | 100% | 100% | 100% | 100% | 100% | 100% | 100% | 100% | 100% | 100% | 100% | 100% | 100% | 100% | 100% | 100% | 100% | 100% | 100% | 100% | 100% | 100%
Commercial_Retail_New_Food Preparation_Natural Gas_Double Rack Oven_E2_Codes & Standards Forecast | Commercial | Retail | New | Food Preparation | Natural Gas | Double Rack Oven | E2 | FTSC Qualified (>50% Cooking Efficiency) | Codes & Standards Forecast | bar: 2019 to 2051
Commercial_Retail_New_Food Preparation_Natural Gas_Double Rack Oven_E3_Codes & Standards Forecast | Commercial | Retail | New | Food Preparation | Natural Gas | Double Rack Oven | E3 |  | Codes & Standards Forecast | bar: 2019 to 2051
Commercial_Retail_New_Food Preparation_Natural Gas_Double Rack Oven_E4_Codes & Standards Forecast | Commercial | Retail | New | Food Preparation | Natural Gas | Double Rack Oven | E4 |  | Codes & Standards Forecast | bar: 2019 to 2051
Commercial_Retail_New_Food Preparation_Natural Gas_Double Rack Oven_E5_Codes & Standards Forecast | Commercial | Retail | New | Food Preparation | Natural Gas | Double Rack Oven | E5 |  | Codes & Standards Forecast | bar: 2019 to 2051
Commercial_Retail_New_Food Preparation_Natural Gas_Double Rack Oven_E6_Codes & Standards Forecast | Commercial | Retail | New | Food Preparation | Natural Gas | Double Rack Oven | E6 |  | Codes & Standards Forecast | bar: 2019 to 2051
Commercial_Retail_New_Food Preparation_Natural Gas_Double Rack Oven_E7_Codes & Standards Forecast | Commercial | Retail | New | Food Preparation | Natural Gas | Double Rack Oven | E7 |  | Codes & Standards Forecast | bar: 2019 to 2051
Commercial_Retail_New_Food Preparation_Natural Gas_Double Rack Oven_E8_Codes & Standards Forecast | Commercial | Retail | New | Food Preparation | Natural Gas | Double Rack Oven | E8 |  | Codes & Standards Forecast | bar: 2019 to 2051
Commercial_Retail_New_Food Preparation_Natural Gas_Double Rack Oven_E9_Codes & Standards Forecast | Commercial | Retail | New | Food Preparation | Natural Gas | Double Rack Oven | E9 |  | Codes & Standards Forecast | bar: 2019 to 2051
Commercial_Retail_New_Food Preparation_Natural Gas_Double Rack Oven_E10_Codes & Standards Forecast | Commercial | Retail | New | Food Preparation | Natural Gas | Double Rack Oven | E10 |  | Codes & Standards Forecast | bar: 2019 to 2051
Commercial_Retail_New_Food Preparation_Natural Gas_Fryer_E1_Codes & Standards Forecast | Commercial | Retail | New | Food Preparation | Natural Gas | Fryer | E1 | Standard | Codes & Standards Forecast | 100% | 100% | 100% | 0% | 0% | 0% | 0% | 0% | 0% | 0% | 0% | 0% | 0% | 0% | 0% | 0% | 0% | 0% | 0% | 0% | 0% | 0% | 0% | 0% | 0% | 0% | 0% | 0% | 0% | 0% | 0% | 0% | 0%
Commercial_Retail_New_Food Preparation_Natural Gas_Fryer_E2_Codes & Standards Forecast | Commercial | Retail | New | Food Preparation | Natural Gas | Fryer | E2 | ENERGY STAR | Codes & Standards Forecast | 0% | 0% | 0% | 100% | 100% | 100% | 100% | 100% | 100% | 100% | 100% | 100% | 100% | 100% | 100% | 100% | 100% | 100% | 100% | 100% | 100% | 100% | 100% | 100% | 100% | 100% | 100% | 100% | 100% | 100% | 100% | 100% | 100%
Commercial_Retail_New_Food Preparation_Natural Gas_Fryer_E3_Codes & Standards Forecast | Commercial | Retail | New | Food Preparation | Natural Gas | Fryer | E3 |  | Codes & Standards Forecast | bar: 2019 to 2051
Commercial_Retail_New_Food Preparation_Natural Gas_Fryer_E4_Codes & Standards Forecast | Commercial | Retail | New | Food Preparation | Natural Gas | Fryer | E4 |  | Codes & Standards Forecast | bar: 2019 to 2051
Commercial_Retail_New_Food Preparation_Natural Gas_Fryer_E5_Codes & Standards Forecast | Commercial | Retail | New | Food Preparation | Natural Gas | Fryer | E5 |  | Codes & Standards Forecast | bar: 2019 to 2051
Commercial_Retail_New_Food Preparation_Natural Gas_Fryer_E6_Codes & Standards Forecast | Commercial | Retail | New | Food Preparation | Natural Gas | Fryer | E6 |  | Codes & Standards Forecast | bar: 2019 to 2051
Commercial_Retail_New_Food Preparation_Natural Gas_Fryer_E7_Codes & Standards Forecast | Commercial | Retail | New | Food Preparation | Natural Gas | Fryer | E7 |  | Codes & Standards Forecast | bar: 2019 to 2051
Commercial_Retail_New_Food Preparation_Natural Gas_Fryer_E8_Codes & Standards Forecast | Commercial | Retail | New | Food Preparation | Natural Gas | Fryer | E8 |  | Codes & Standards Forecast | bar: 2019 to 2051
Commercial_Retail_New_Food Preparation_Natural Gas_Fryer_E9_Codes & Standards Forecast | Commercial | Retail | New | Food Preparation | Natural Gas | Fryer | E9 |  | Codes & Standards Forecast | bar: 2019 to 2051
Commercial_Retail_New_Food Preparation_Natural Gas_Fryer_E10_Codes & Standards Forecast | Commercial | Retail | New | Food Preparation | Natural Gas | Fryer | E10 |  | Codes & Standards Forecast | bar: 2019 to 2051
Commercial_Retail_New_Food Preparation_Natural Gas_Broiler_E1_Codes & Standards Forecast | Commercial | Retail | New | Food Preparation | Natural Gas | Broiler | E1 | Standard | Codes & Standards Forecast | 100% | 100% | 100% | 100% | 100% | 100% | 100% | 100% | 100% | 100% | 100% | 100% | 100% | 100% | 100% | 100% | 100% | 100% | 100% | 100% | 100% | 100% | 100% | 100% | 100% | 100% | 100% | 100% | 100% | 100% | 100% | 100% | 100%
Commercial_Retail_New_Food Preparation_Natural Gas_Broiler_E2_Codes & Standards Forecast | Commercial | Retail | New | Food Preparation | Natural Gas | Broiler | E2 | Infrared Burners | Codes & Standards Forecast | bar: 2019 to 2051
Commercial_Retail_New_Food Preparation_Natural Gas_Broiler_E3_Codes & Standards Forecast | Commercial | Retail | New | Food Preparation | Natural Gas | Broiler | E3 |  | Codes & Standards Forecast | bar: 2019 to 2051
Commercial_Retail_New_Food Preparation_Natural Gas_Broiler_E4_Codes & Standards Forecast | Commercial | Retail | New | Food Preparation | Natural Gas | Broiler | E4 |  | Codes & Standards Forecast | bar: 2019 to 2051
Commercial_Retail_New_Food Preparation_Natural Gas_Broiler_E5_Codes & Standards Forecast | Commercial | Retail | New | Food Preparation | Natural Gas | Broiler | E5 |  | Codes & Standards Forecast | bar: 2019 to 2051
Commercial_Retail_New_Food Preparation_Natural Gas_Broiler_E6_Codes & Standards Forecast | Commercial | Retail | New | Food Preparation | Natural Gas | Broiler | E6 |  | Codes & Standards Forecast | bar: 2019 to 2051
Commercial_Retail_New_Food Preparation_Natural Gas_Broiler_E7_Codes & Standards Forecast | Commercial | Retail | New | Food Preparation | Natural Gas | Broiler | E7 |  | Codes & Standards Forecast | bar: 2019 to 2051
Commercial_Retail_New_Food Preparation_Natural Gas_Broiler_E8_Codes & Standards Forecast | Commercial | Retail | New | Food Preparation | Natural Gas | Broiler | E8 |  | Codes & Standards Forecast | bar: 2019 to 2051
Commercial_Retail_New_Food Preparation_Natural Gas_Broiler_E9_Codes & Standards Forecast | Commercial | Retail | New | Food Preparation | Natural Gas | Broiler | E9 |  | Codes & Standards Forecast | bar: 2019 to 2051
Commercial_Retail_New_Food Preparation_Natural Gas_Broiler_E10_Codes & Standards Forecast | Commercial | Retail | New | Food Preparation | Natural Gas | Broiler | E10 |  | Codes & Standards Forecast | bar: 2019 to 2051
Commercial_Retail_New_Food Preparation_Natural Gas_Griddle_E1_Codes & Standards Forecast | Commercial | Retail | New | Food Preparation | Natural Gas | Griddle | E1 | Standard | Codes & Standards Forecast | 100% | 100% | 100% | 100% | 100% | 100% | 100% | 100% | 100% | 100% | 100% | 100% | 100% | 100% | 100% | 100% | 100% | 100% | 100% | 100% | 100% | 100% | 100% | 100% | 100% | 100% | 100% | 100% | 100% | 100% | 100% | 100% | 100%
Commercial_Retail_New_Food Preparation_Natural Gas_Griddle_E2_Codes & Standards Forecast | Commercial | Retail | New | Food Preparation | Natural Gas | Griddle | E2 | ENERGY STAR | Codes & Standards Forecast | bar: 2019 to 2051
Commercial_Retail_New_Food Preparation_Natural Gas_Griddle_E3_Codes & Standards Forecast | Commercial | Retail | New | Food Preparation | Natural Gas | Griddle | E3 |  | Codes & Standards Forecast | bar: 2019 to 2051
Commercial_Retail_New_Food Preparation_Natural Gas_Griddle_E4_Codes & Standards Forecast | Commercial | Retail | New | Food Preparation | Natural Gas | Griddle | E4 |  | Codes & Standards Forecast | bar: 2019 to 2051
Commercial_Retail_New_Food Preparation_Natural Gas_Griddle_E5_Codes & Standards Forecast | Commercial | Retail | New | Food Preparation | Natural Gas | Griddle | E5 |  | Codes & Standards Forecast | bar: 2019 to 2051
Commercial_Retail_New_Food Preparation_Natural Gas_Griddle_E6_Codes & Standards Forecast | Commercial | Retail | New | Food Preparation | Natural Gas | Griddle | E6 |  | Codes & Standards Forecast | bar: 2019 to 2051
Commercial_Retail_New_Food Preparation_Natural Gas_Griddle_E7_Codes & Standards Forecast | Commercial | Retail | New | Food Preparation | Natural Gas | Griddle | E7 |  | Codes & Standards Forecast | bar: 2019 to 2051
Commercial_Retail_New_Food Preparation_Natural Gas_Griddle_E8_Codes & Standards Forecast | Commercial | Retail | New | Food Preparation | Natural Gas | Griddle | E8 |  | Codes & Standards Forecast | bar: 2019 to 2051
Commercial_Retail_New_Food Preparation_Natural Gas_Griddle_E9_Codes & Standards Forecast | Commercial | Retail | New | Food Preparation | Natural Gas | Griddle | E9 |  | Codes & Standards Forecast | bar: 2019 to 2051
Commercial_Retail_New_Food Preparation_Natural Gas_Griddle_E10_Codes & Standards Forecast | Commercial | Retail | New | Food Preparation | Natural Gas | Griddle | E10 |  | Codes & Standards Forecast | bar: 2019 to 2051
Commercial_Retail_New_Food Preparation_Natural Gas_Range_E1_Codes & Standards Forecast | Commercial | Retail | New | Food Preparation | Natural Gas | Range | E1 | Standard | Codes & Standards Forecast | 100% | 100% | 100% | 100% | 100% | 100% | 100% | 100% | 100% | 100% | 100% | 100% | 100% | 100% | 100% | 100% | 100% | 100% | 100% | 100% | 100% | 100% | 100% | 100% | 100% | 100% | 100% | 100% | 100% | 100% | 100% | 100% | 100%
Commercial_Retail_New_Food Preparation_Natural Gas_Range_E2_Codes & Standards Forecast | Commercial | Retail | New | Food Preparation | Natural Gas | Range | E2 | High Efficiency | Codes & Standards Forecast | bar: 2019 to 2051
Commercial_Retail_New_Food Preparation_Natural Gas_Range_E3_Codes & Standards Forecast | Commercial | Retail | New | Food Preparation | Natural Gas | Range | E3 |  | Codes & Standards Forecast | bar: 2019 to 2051
Commercial_Retail_New_Food Preparation_Natural Gas_Range_E4_Codes & Standards Forecast | Commercial | Retail | New | Food Preparation | Natural Gas | Range | E4 |  | Codes & Standards Forecast | bar: 2019 to 2051
Commercial_Retail_New_Food Preparation_Natural Gas_Range_E5_Codes & Standards Forecast | Commercial | Retail | New | Food Preparation | Natural Gas | Range | E5 |  | Codes & Standards Forecast | bar: 2019 to 2051
Commercial_Retail_New_Food Preparation_Natural Gas_Range_E6_Codes & Standards Forecast | Commercial | Retail | New | Food Preparation | Natural Gas | Range | E6 |  | Codes & Standards Forecast | bar: 2019 to 2051
Commercial_Retail_New_Food Preparation_Natural Gas_Range_E7_Codes & Standards Forecast | Commercial | Retail | New | Food Preparation | Natural Gas | Range | E7 |  | Codes & Standards Forecast | bar: 2019 to 2051
Commercial_Retail_New_Food Preparation_Natural Gas_Range_E8_Codes & Standards Forecast | Commercial | Retail | New | Food Preparation | Natural Gas | Range | E8 |  | Codes & Standards Forecast | bar: 2019 to 2051
Commercial_Retail_New_Food Preparation_Natural Gas_Range_E9_Codes & Standards Forecast | Commercial | Retail | New | Food Preparation | Natural Gas | Range | E9 |  | Codes & Standards Forecast | bar: 2019 to 2051
Commercial_Retail_New_Food Preparation_Natural Gas_Range_E10_Codes & Standards Forecast | Commercial | Retail | New | Food Preparation | Natural Gas | Range | E10 |  | Codes & Standards Forecast | bar: 2019 to 2051
Commercial_Retail_New_Food Preparation_Natural Gas_Steamer_E1_Codes & Standards Forecast | Commercial | Retail | New | Food Preparation | Natural Gas | Steamer | E1 | Standard | Codes & Standards Forecast | 100% | 100% | 100% | 0% | 0% | 0% | 0% | 0% | 0% | 0% | 0% | 0% | 0% | 0% | 0% | 0% | 0% | 0% | 0% | 0% | 0% | 0% | 0% | 0% | 0% | 0% | 0% | 0% | 0% | 0% | 0% | 0% | 0%
Commercial_Retail_New_Food Preparation_Natural Gas_Steamer_E2_Codes & Standards Forecast | Commercial | Retail | New | Food Preparation | Natural Gas | Steamer | E2 | ENERGY STAR | Codes & Standards Forecast | 0% | 0% | 0% | 100% | 100% | 100% | 100% | 100% | 100% | 100% | 100% | 100% | 100% | 100% | 100% | 100% | 100% | 100% | 100% | 100% | 100% | 100% | 100% | 100% | 100% | 100% | 100% | 100% | 100% | 100% | 100% | 100% | 100%
Commercial_Retail_New_Food Preparation_Natural Gas_Steamer_E3_Codes & Standards Forecast | Commercial | Retail | New | Food Preparation | Natural Gas | Steamer | E3 |  | Codes & Standards Forecast | bar: 2019 to 2051
Commercial_Retail_New_Food Preparation_Natural Gas_Steamer_E4_Codes & Standards Forecast | Commercial | Retail | New | Food Preparation | Natural Gas | Steamer | E4 |  | Codes & Standards Forecast | bar: 2019 to 2051
Commercial_Retail_New_Food Preparation_Natural Gas_Steamer_E5_Codes & Standards Forecast | Commercial | Retail | New | Food Preparation | Natural Gas | Steamer | E5 |  | Codes & Standards Forecast | bar: 2019 to 2051
Commercial_Retail_New_Food Preparation_Natural Gas_Steamer_E6_Codes & Standards Forecast | Commercial | Retail | New | Food Preparation | Natural Gas | Steamer | E6 |  | Codes & Standards Forecast | bar: 2019 to 2051
Commercial_Retail_New_Food Preparation_Natural Gas_Steamer_E7_Codes & Standards Forecast | Commercial | Retail | New | Food Preparation | Natural Gas | Steamer | E7 |  | Codes & Standards Forecast | bar: 2019 to 2051
Commercial_Retail_New_Food Preparation_Natural Gas_Steamer_E8_Codes & Standards Forecast | Commercial | Retail | New | Food Preparation | Natural Gas | Steamer | E8 |  | Codes & Standards Forecast | bar: 2019 to 2051
Commercial_Retail_New_Food Preparation_Natural Gas_Steamer_E9_Codes & Standards Forecast | Commercial | Retail | New | Food Preparation | Natural Gas | Steamer | E9 |  | Codes & Standards Forecast | bar: 2019 to 2051
Commercial_Retail_New_Food Preparation_Natural Gas_Steamer_E10_Codes & Standards Forecast | Commercial | Retail | New | Food Preparation | Natural Gas | Steamer | E10 |  | Codes & Standards Forecast | bar: 2019 to 2051
Commercial_Retail_New_Food Preparation_Natural Gas_Food Prep Other_E1_Codes & Standards Forecast | Commercial | Retail | New | Food Preparation | Natural Gas | Food Prep Other | E1 | Standard | Codes & Standards Forecast | 100% | 100% | 100% | 100% | 100% | 100% | 100% | 100% | 100% | 100% | 100% | 100% | 100% | 100% | 100% | 100% | 100% | 100% | 100% | 100% | 100% | 100% | 100% | 100% | 100% | 100% | 100% | 100% | 100% | 100% | 100% | 100% | 100%
Commercial_Retail_New_Food Preparation_Natural Gas_Food Prep Other_E2_Codes & Standards Forecast | Commercial | Retail | New | Food Preparation | Natural Gas | Food Prep Other | E2 | ENERGY STAR | Codes & Standards Forecast | bar: 2019 to 2051
Commercial_Retail_New_Food Preparation_Natural Gas_Food Prep Other_E3_Codes & Standards Forecast | Commercial | Retail | New | Food Preparation | Natural Gas | Food Prep Other | E3 |  | Codes & Standards Forecast | bar: 2019 to 2051
Commercial_Retail_New_Food Preparation_Natural Gas_Food Prep Other_E4_Codes & Standards Forecast | Commercial | Retail | New | Food Preparation | Natural Gas | Food Prep Other | E4 |  | Codes & Standards Forecast | bar: 2019 to 2051
Commercial_Retail_New_Food Preparation_Natural Gas_Food Prep Other_E5_Codes & Standards Forecast | Commercial | Retail | New | Food Preparation | Natural Gas | Food Prep Other | E5 |  | Codes & Standards Forecast | bar: 2019 to 2051
Commercial_Retail_New_Food Preparation_Natural Gas_Food Prep Other_E6_Codes & Standards Forecast | Commercial | Retail | New | Food Preparation | Natural Gas | Food Prep Other | E6 |  | Codes & Standards Forecast | bar: 2019 to 2051
Commercial_Retail_New_Food Preparation_Natural Gas_Food Prep Other_E7_Codes & Standards Forecast | Commercial | Retail | New | Food Preparation | Natural Gas | Food Prep Other | E7 |  | Codes & Standards Forecast | bar: 2019 to 2051
Commercial_Retail_New_Food Preparation_Natural Gas_Food Prep Other_E8_Codes & Standards Forecast | Commercial | Retail | New | Food Preparation | Natural Gas | Food Prep Other | E8 |  | Codes & Standards Forecast | bar: 2019 to 2051
Commercial_Retail_New_Food Preparation_Natural Gas_Food Prep Other_E9_Codes & Standards Forecast | Commercial | Retail | New | Food Preparation | Natural Gas | Food Prep Other | E9 |  | Codes & Standards Forecast | bar: 2019 to 2051
Commercial_Retail_New_Food Preparation_Natural Gas_Food Prep Other_E10_Codes & Standards Forecast | Commercial | Retail | New | Food Preparation | Natural Gas | Food Prep Other | E10 |  | Codes & Standards Forecast | bar: 2019 to 2051
Commercial_Retail_New_Miscellaneous_Natural Gas_Pool Heater_E1_Codes & Standards Forecast | Commercial | Retail | New | Miscellaneous | Natural Gas | Pool Heater | E1 | Standard (EF .78) | Codes & Standards Forecast | 100% | 100% | 100% | 100% | 100% | 100% | 100% | 100% | 100% | 100% | 100% | 100% | 100% | 100% | 100% | 100% | 100% | 100% | 100% | 100% | 100% | 100% | 100% | 100% | 100% | 100% | 100% | 100% | 100% | 100% | 100% | 100% | 100%
Commercial_Retail_New_Miscellaneous_Natural Gas_Pool Heater_E2_Codes & Standards Forecast | Commercial | Retail | New | Miscellaneous | Natural Gas | Pool Heater | E2 | Condensing (EF .90) | Codes & Standards Forecast | bar: 2019 to 2051
Commercial_Retail_New_Miscellaneous_Natural Gas_Pool Heater_E3_Codes & Standards Forecast | Commercial | Retail | New | Miscellaneous | Natural Gas | Pool Heater | E3 |  | Codes & Standards Forecast | bar: 2019 to 2051
Commercial_Retail_New_Miscellaneous_Natural Gas_Pool Heater_E4_Codes & Standards Forecast | Commercial | Retail | New | Miscellaneous | Natural Gas | Pool Heater | E4 |  | Codes & Standards Forecast | bar: 2019 to 2051
Commercial_Retail_New_Miscellaneous_Natural Gas_Pool Heater_E5_Codes & Standards Forecast | Commercial | Retail | New | Miscellaneous | Natural Gas | Pool Heater | E5 |  | Codes & Standards Forecast | bar: 2019 to 2051
Commercial_Retail_New_Miscellaneous_Natural Gas_Pool Heater_E6_Codes & Standards Forecast | Commercial | Retail | New | Miscellaneous | Natural Gas | Pool Heater | E6 |  | Codes & Standards Forecast | bar: 2019 to 2051
Commercial_Retail_New_Miscellaneous_Natural Gas_Pool Heater_E7_Codes & Standards Forecast | Commercial | Retail | New | Miscellaneous | Natural Gas | Pool Heater | E7 |  | Codes & Standards Forecast | bar: 2019 to 2051
Commercial_Retail_New_Miscellaneous_Natural Gas_Pool Heater_E8_Codes & Standards Forecast | Commercial | Retail | New | Miscellaneous | Natural Gas | Pool Heater | E8 |  | Codes & Standards Forecast | bar: 2019 to 2051
Commercial_Retail_New_Miscellaneous_Natural Gas_Pool Heater_E9_Codes & Standards Forecast | Commercial | Retail | New | Miscellaneous | Natural Gas | Pool Heater | E9 |  | Codes & Standards Forecast | bar: 2019 to 2051
Commercial_Retail_New_Miscellaneous_Natural Gas_Pool Heater_E10_Codes & Standards Forecast | Commercial | Retail | New | Miscellaneous | Natural Gas | Pool Heater | E10 |  | Codes & Standards Forecast | bar: 2019 to 2051
Commercial_Retail_New_Miscellaneous_Natural Gas_Miscellaneous_E1_Codes & Standards Forecast | Commercial | Retail | New | Miscellaneous | Natural Gas | Miscellaneous | E1 | Miscellaneous | Codes & Standards Forecast | 100% | 100% | 100% | 100% | 100% | 100% | 100% | 100% | 100% | 100% | 100% | 100% | 100% | 100% | 100% | 100% | 100% | 100% | 100% | 100% | 100% | 100% | 100% | 100% | 100% | 100% | 100% | 100% | 100% | 100% | 100% | 100% | 100%
Commercial_Retail_New_Miscellaneous_Natural Gas_Miscellaneous_E2_Codes & Standards Forecast | Commercial | Retail | New | Miscellaneous | Natural Gas | Miscellaneous | E2 |  | Codes & Standards Forecast | bar: 2019 to 2051
Commercial_Retail_New_Miscellaneous_Natural Gas_Miscellaneous_E3_Codes & Standards Forecast | Commercial | Retail | New | Miscellaneous | Natural Gas | Miscellaneous | E3 |  | Codes & Standards Forecast | bar: 2019 to 2051
Commercial_Retail_New_Miscellaneous_Natural Gas_Miscellaneous_E4_Codes & Standards Forecast | Commercial | Retail | New | Miscellaneous | Natural Gas | Miscellaneous | E4 |  | Codes & Standards Forecast | bar: 2019 to 2051
Commercial_Retail_New_Miscellaneous_Natural Gas_Miscellaneous_E5_Codes & Standards Forecast | Commercial | Retail | New | Miscellaneous | Natural Gas | Miscellaneous | E5 |  | Codes & Standards Forecast | bar: 2019 to 2051
Commercial_Retail_New_Miscellaneous_Natural Gas_Miscellaneous_E6_Codes & Standards Forecast | Commercial | Retail | New | Miscellaneous | Natural Gas | Miscellaneous | E6 |  | Codes & Standards Forecast | bar: 2019 to 2051
Commercial_Retail_New_Miscellaneous_Natural Gas_Miscellaneous_E7_Codes & Standards Forecast | Commercial | Retail | New | Miscellaneous | Natural Gas | Miscellaneous | E7 |  | Codes & Standards Forecast | bar: 2019 to 2051
Commercial_Retail_New_Miscellaneous_Natural Gas_Miscellaneous_E8_Codes & Standards Forecast | Commercial | Retail | New | Miscellaneous | Natural Gas | Miscellaneous | E8 |  | Codes & Standards Forecast | bar: 2019 to 2051
Commercial_Retail_New_Miscellaneous_Natural Gas_Miscellaneous_E9_Codes & Standards Forecast | Commercial | Retail | New | Miscellaneous | Natural Gas | Miscellaneous | E9 |  | Codes & Standards Forecast | bar: 2019 to 2051
Commercial_Retail_New_Miscellaneous_Natural Gas_Miscellaneous_E10_Codes & Standards Forecast | Commercial | Retail | New | Miscellaneous | Natural Gas | Miscellaneous | E10 |  | Codes & Standards Forecast | bar: 2019 to 2051
Commercial_Restaurant_Existing_Space Heating_Natural Gas_Furnace_E1_Codes & Standards Forecast | Commercial | Restaurant | Existing | Space Heating | Natural Gas | Furnace | E1 | AFUE 80% (Standard) | Codes & Standards Forecast | 100% | 100% | 100% | 100% | 100% | 100% | 100% | 100% | 100% | 100% | 100% | 100% | 100% | 100% | 100% | 100% | 100% | 100% | 100% | 100% | 100% | 100% | 100% | 100% | 100% | 100% | 100% | 100% | 100% | 100% | 100% | 100% | 100%
Commercial_Restaurant_Existing_Space Heating_Natural Gas_Furnace_E2_Codes & Standards Forecast | Commercial | Restaurant | Existing | Space Heating | Natural Gas | Furnace | E2 | AFUE 90% | Codes & Standards Forecast | bar: 2019 to 2051
Commercial_Restaurant_Existing_Space Heating_Natural Gas_Furnace_E3_Codes & Standards Forecast | Commercial | Restaurant | Existing | Space Heating | Natural Gas | Furnace | E3 | AFUE 96% | Codes & Standards Forecast | bar: 2019 to 2051
Commercial_Restaurant_Existing_Space Heating_Natural Gas_Furnace_E4_Codes & Standards Forecast | Commercial | Restaurant | Existing | Space Heating | Natural Gas | Furnace | E4 |  | Codes & Standards Forecast | bar: 2019 to 2051
Commercial_Restaurant_Existing_Space Heating_Natural Gas_Furnace_E5_Codes & Standards Forecast | Commercial | Restaurant | Existing | Space Heating | Natural Gas | Furnace | E5 |  | Codes & Standards Forecast | bar: 2019 to 2051
Commercial_Restaurant_Existing_Space Heating_Natural Gas_Furnace_E6_Codes & Standards Forecast | Commercial | Restaurant | Existing | Space Heating | Natural Gas | Furnace | E6 |  | Codes & Standards Forecast | bar: 2019 to 2051
Commercial_Restaurant_Existing_Space Heating_Natural Gas_Furnace_E7_Codes & Standards Forecast | Commercial | Restaurant | Existing | Space Heating | Natural Gas | Furnace | E7 |  | Codes & Standards Forecast | bar: 2019 to 2051
Commercial_Restaurant_Existing_Space Heating_Natural Gas_Furnace_E8_Codes & Standards Forecast | Commercial | Restaurant | Existing | Space Heating | Natural Gas | Furnace | E8 |  | Codes & Standards Forecast | bar: 2019 to 2051
Commercial_Restaurant_Existing_Space Heating_Natural Gas_Furnace_E9_Codes & Standards Forecast | Commercial | Restaurant | Existing | Space Heating | Natural Gas | Furnace | E9 |  | Codes & Standards Forecast | bar: 2019 to 2051
Commercial_Restaurant_Existing_Space Heating_Natural Gas_Furnace_E10_Codes & Standards Forecast | Commercial | Restaurant | Existing | Space Heating | Natural Gas | Furnace | E10 |  | Codes & Standards Forecast | bar: 2019 to 2051
Commercial_Restaurant_Existing_Space Heating_Natural Gas_Boiler_E1_Codes & Standards Forecast | Commercial | Restaurant | Existing | Space Heating | Natural Gas | Boiler | E1 | AFUE 80% (Standard) | Codes & Standards Forecast | 100% | 100% | 100% | 100% | 100% | 100% | 100% | 100% | 100% | 100% | 100% | 100% | 100% | 100% | 100% | 100% | 100% | 100% | 100% | 100% | 100% | 100% | 100% | 100% | 100% | 100% | 100% | 100% | 100% | 100% | 100% | 100% | 100%
Commercial_Restaurant_Existing_Space Heating_Natural Gas_Boiler_E2_Codes & Standards Forecast | Commercial | Restaurant | Existing | Space Heating | Natural Gas | Boiler | E2 | AFUE 85% | Codes & Standards Forecast | bar: 2019 to 2051
Commercial_Restaurant_Existing_Space Heating_Natural Gas_Boiler_E3_Codes & Standards Forecast | Commercial | Restaurant | Existing | Space Heating | Natural Gas | Boiler | E3 | AFUE 97% | Codes & Standards Forecast | bar: 2019 to 2051
Commercial_Restaurant_Existing_Space Heating_Natural Gas_Boiler_E4_Codes & Standards Forecast | Commercial | Restaurant | Existing | Space Heating | Natural Gas | Boiler | E4 | Convert to NG Air Source Heat Pump | Codes & Standards Forecast | bar: 2019 to 2051
Commercial_Restaurant_Existing_Space Heating_Natural Gas_Boiler_E5_Codes & Standards Forecast | Commercial | Restaurant | Existing | Space Heating | Natural Gas | Boiler | E5 |  | Codes & Standards Forecast | bar: 2019 to 2051
Commercial_Restaurant_Existing_Space Heating_Natural Gas_Boiler_E6_Codes & Standards Forecast | Commercial | Restaurant | Existing | Space Heating | Natural Gas | Boiler | E6 |  | Codes & Standards Forecast | bar: 2019 to 2051
Commercial_Restaurant_Existing_Space Heating_Natural Gas_Boiler_E7_Codes & Standards Forecast | Commercial | Restaurant | Existing | Space Heating | Natural Gas | Boiler | E7 |  | Codes & Standards Forecast | bar: 2019 to 2051
Commercial_Restaurant_Existing_Space Heating_Natural Gas_Boiler_E8_Codes & Standards Forecast | Commercial | Restaurant | Existing | Space Heating | Natural Gas | Boiler | E8 |  | Codes & Standards Forecast | bar: 2019 to 2051
Commercial_Restaurant_Existing_Space Heating_Natural Gas_Boiler_E9_Codes & Standards Forecast | Commercial | Restaurant | Existing | Space Heating | Natural Gas | Boiler | E9 |  | Codes & Standards Forecast | bar: 2019 to 2051
Commercial_Restaurant_Existing_Space Heating_Natural Gas_Boiler_E10_Codes & Standards Forecast | Commercial | Restaurant | Existing | Space Heating | Natural Gas | Boiler | E10 |  | Codes & Standards Forecast | bar: 2019 to 2051
Commercial_Restaurant_Existing_Space Heating_Natural Gas_Unit Heater_E1_Codes & Standards Forecast | Commercial | Restaurant | Existing | Space Heating | Natural Gas | Unit Heater | E1 | Standard | Codes & Standards Forecast | 100% | 100% | 100% | 100% | 100% | 100% | 100% | 100% | 100% | 100% | 100% | 100% | 100% | 100% | 100% | 100% | 100% | 100% | 100% | 100% | 100% | 100% | 100% | 100% | 100% | 100% | 100% | 100% | 100% | 100% | 100% | 100% | 100%
Commercial_Restaurant_Existing_Space Heating_Natural Gas_Unit Heater_E2_Codes & Standards Forecast | Commercial | Restaurant | Existing | Space Heating | Natural Gas | Unit Heater | E2 | Condensing | Codes & Standards Forecast | bar: 2019 to 2051
Commercial_Restaurant_Existing_Space Heating_Natural Gas_Unit Heater_E3_Codes & Standards Forecast | Commercial | Restaurant | Existing | Space Heating | Natural Gas | Unit Heater | E3 | Infrared Radiant | Codes & Standards Forecast | bar: 2019 to 2051
Commercial_Restaurant_Existing_Space Heating_Natural Gas_Unit Heater_E4_Codes & Standards Forecast | Commercial | Restaurant | Existing | Space Heating | Natural Gas | Unit Heater | E4 |  | Codes & Standards Forecast | bar: 2019 to 2051
Commercial_Restaurant_Existing_Space Heating_Natural Gas_Unit Heater_E5_Codes & Standards Forecast | Commercial | Restaurant | Existing | Space Heating | Natural Gas | Unit Heater | E5 |  | Codes & Standards Forecast | bar: 2019 to 2051
Commercial_Restaurant_Existing_Space Heating_Natural Gas_Unit Heater_E6_Codes & Standards Forecast | Commercial | Restaurant | Existing | Space Heating | Natural Gas | Unit Heater | E6 |  | Codes & Standards Forecast | bar: 2019 to 2051
Commercial_Restaurant_Existing_Space Heating_Natural Gas_Unit Heater_E7_Codes & Standards Forecast | Commercial | Restaurant | Existing | Space Heating | Natural Gas | Unit Heater | E7 |  | Codes & Standards Forecast | bar: 2019 to 2051
Commercial_Restaurant_Existing_Space Heating_Natural Gas_Unit Heater_E8_Codes & Standards Forecast | Commercial | Restaurant | Existing | Space Heating | Natural Gas | Unit Heater | E8 |  | Codes & Standards Forecast | bar: 2019 to 2051
Commercial_Restaurant_Existing_Space Heating_Natural Gas_Unit Heater_E9_Codes & Standards Forecast | Commercial | Restaurant | Existing | Space Heating | Natural Gas | Unit Heater | E9 |  | Codes & Standards Forecast | bar: 2019 to 2051
Commercial_Restaurant_Existing_Space Heating_Natural Gas_Unit Heater_E10_Codes & Standards Forecast | Commercial | Restaurant | Existing | Space Heating | Natural Gas | Unit Heater | E10 |  | Codes & Standards Forecast | bar: 2019 to 2051
Commercial_Restaurant_Existing_Water Heating_Natural Gas_Water Heater_E1_Codes & Standards Forecast | Commercial | Restaurant | Existing | Water Heating | Natural Gas | Water Heater | E1 | TE 80% | Codes & Standards Forecast | 100% | 100% | 100% | 100% | 100% | 100% | 100% | 100% | 100% | 100% | 100% | 100% | 100% | 100% | 100% | 100% | 100% | 100% | 100% | 100% | 100% | 100% | 100% | 100% | 100% | 100% | 100% | 100% | 100% | 100% | 100% | 100% | 100%
Commercial_Restaurant_Existing_Water Heating_Natural Gas_Water Heater_E2_Codes & Standards Forecast | Commercial | Restaurant | Existing | Water Heating | Natural Gas | Water Heater | E2 | TE 81% | Codes & Standards Forecast | bar: 2019 to 2051
Commercial_Restaurant_Existing_Water Heating_Natural Gas_Water Heater_E3_Codes & Standards Forecast | Commercial | Restaurant | Existing | Water Heating | Natural Gas | Water Heater | E3 | TE 88% | Codes & Standards Forecast | bar: 2019 to 2051
Commercial_Restaurant_Existing_Water Heating_Natural Gas_Water Heater_E4_Codes & Standards Forecast | Commercial | Restaurant | Existing | Water Heating | Natural Gas | Water Heater | E4 | TE 94% | Codes & Standards Forecast | bar: 2019 to 2051
Commercial_Restaurant_Existing_Water Heating_Natural Gas_Water Heater_E5_Codes & Standards Forecast | Commercial | Restaurant | Existing | Water Heating | Natural Gas | Water Heater | E5 | TE 96% | Codes & Standards Forecast | bar: 2019 to 2051
Commercial_Restaurant_Existing_Water Heating_Natural Gas_Water Heater_E6_Codes & Standards Forecast | Commercial | Restaurant | Existing | Water Heating | Natural Gas | Water Heater | E6 | Tankless | Codes & Standards Forecast | bar: 2019 to 2051
Commercial_Restaurant_Existing_Water Heating_Natural Gas_Water Heater_E7_Codes & Standards Forecast | Commercial | Restaurant | Existing | Water Heating | Natural Gas | Water Heater | E7 | Gas-Fired Absorption HPWH | Codes & Standards Forecast | bar: 2019 to 2051
Commercial_Restaurant_Existing_Water Heating_Natural Gas_Water Heater_E8_Codes & Standards Forecast | Commercial | Restaurant | Existing | Water Heating | Natural Gas | Water Heater | E8 |  | Codes & Standards Forecast | bar: 2019 to 2051
Commercial_Restaurant_Existing_Water Heating_Natural Gas_Water Heater_E9_Codes & Standards Forecast | Commercial | Restaurant | Existing | Water Heating | Natural Gas | Water Heater | E9 |  | Codes & Standards Forecast | bar: 2019 to 2051
Commercial_Restaurant_Existing_Water Heating_Natural Gas_Water Heater_E10_Codes & Standards Forecast | Commercial | Restaurant | Existing | Water Heating | Natural Gas | Water Heater | E10 |  | Codes & Standards Forecast | bar: 2019 to 2051
Commercial_Restaurant_Existing_Food Preparation_Natural Gas_Oven_E1_Codes & Standards Forecast | Commercial | Restaurant | Existing | Food Preparation | Natural Gas | Oven | E1 | Standard | Codes & Standards Forecast | 100% | 100% | 100% | 100% | 100% | 100% | 100% | 100% | 100% | 100% | 100% | 100% | 100% | 100% | 100% | 100% | 100% | 100% | 100% | 100% | 100% | 100% | 100% | 100% | 100% | 100% | 100% | 100% | 100% | 100% | 100% | 100% | 100%
Commercial_Restaurant_Existing_Food Preparation_Natural Gas_Oven_E2_Codes & Standards Forecast | Commercial | Restaurant | Existing | Food Preparation | Natural Gas | Oven | E2 | ENERGY STAR (>44% Baking Efficiency) | Codes & Standards Forecast | bar: 2019 to 2051
Commercial_Restaurant_Existing_Food Preparation_Natural Gas_Oven_E3_Codes & Standards Forecast | Commercial | Restaurant | Existing | Food Preparation | Natural Gas | Oven | E3 |  | Codes & Standards Forecast | bar: 2019 to 2051
Commercial_Restaurant_Existing_Food Preparation_Natural Gas_Oven_E4_Codes & Standards Forecast | Commercial | Restaurant | Existing | Food Preparation | Natural Gas | Oven | E4 |  | Codes & Standards Forecast | bar: 2019 to 2051
Commercial_Restaurant_Existing_Food Preparation_Natural Gas_Oven_E5_Codes & Standards Forecast | Commercial | Restaurant | Existing | Food Preparation | Natural Gas | Oven | E5 |  | Codes & Standards Forecast | bar: 2019 to 2051
Commercial_Restaurant_Existing_Food Preparation_Natural Gas_Oven_E6_Codes & Standards Forecast | Commercial | Restaurant | Existing | Food Preparation | Natural Gas | Oven | E6 |  | Codes & Standards Forecast | bar: 2019 to 2051
Commercial_Restaurant_Existing_Food Preparation_Natural Gas_Oven_E7_Codes & Standards Forecast | Commercial | Restaurant | Existing | Food Preparation | Natural Gas | Oven | E7 |  | Codes & Standards Forecast | bar: 2019 to 2051
Commercial_Restaurant_Existing_Food Preparation_Natural Gas_Oven_E8_Codes & Standards Forecast | Commercial | Restaurant | Existing | Food Preparation | Natural Gas | Oven | E8 |  | Codes & Standards Forecast | bar: 2019 to 2051
Commercial_Restaurant_Existing_Food Preparation_Natural Gas_Oven_E9_Codes & Standards Forecast | Commercial | Restaurant | Existing | Food Preparation | Natural Gas | Oven | E9 |  | Codes & Standards Forecast | bar: 2019 to 2051
Commercial_Restaurant_Existing_Food Preparation_Natural Gas_Oven_E10_Codes & Standards Forecast | Commercial | Restaurant | Existing | Food Preparation | Natural Gas | Oven | E10 |  | Codes & Standards Forecast | bar: 2019 to 2051
Commercial_Restaurant_Existing_Food Preparation_Natural Gas_Conveyor Oven_E1_Codes & Standards Forecast | Commercial | Restaurant | Existing | Food Preparation | Natural Gas | Conveyor Oven | E1 | Standard | Codes & Standards Forecast | 100% | 100% | 100% | 100% | 100% | 100% | 100% | 100% | 100% | 100% | 100% | 100% | 100% | 100% | 100% | 100% | 100% | 100% | 100% | 100% | 100% | 100% | 100% | 100% | 100% | 100% | 100% | 100% | 100% | 100% | 100% | 100% | 100%
Commercial_Restaurant_Existing_Food Preparation_Natural Gas_Conveyor Oven_E2_Codes & Standards Forecast | Commercial | Restaurant | Existing | Food Preparation | Natural Gas | Conveyor Oven | E2 | Efficient (>44% Baking Efficiency) | Codes & Standards Forecast | bar: 2019 to 2051
Commercial_Restaurant_Existing_Food Preparation_Natural Gas_Conveyor Oven_E3_Codes & Standards Forecast | Commercial | Restaurant | Existing | Food Preparation | Natural Gas | Conveyor Oven | E3 |  | Codes & Standards Forecast | bar: 2019 to 2051
Commercial_Restaurant_Existing_Food Preparation_Natural Gas_Conveyor Oven_E4_Codes & Standards Forecast | Commercial | Restaurant | Existing | Food Preparation | Natural Gas | Conveyor Oven | E4 |  | Codes & Standards Forecast | bar: 2019 to 2051
Commercial_Restaurant_Existing_Food Preparation_Natural Gas_Conveyor Oven_E5_Codes & Standards Forecast | Commercial | Restaurant | Existing | Food Preparation | Natural Gas | Conveyor Oven | E5 |  | Codes & Standards Forecast | bar: 2019 to 2051
Commercial_Restaurant_Existing_Food Preparation_Natural Gas_Conveyor Oven_E6_Codes & Standards Forecast | Commercial | Restaurant | Existing | Food Preparation | Natural Gas | Conveyor Oven | E6 |  | Codes & Standards Forecast | bar: 2019 to 2051
Commercial_Restaurant_Existing_Food Preparation_Natural Gas_Conveyor Oven_E7_Codes & Standards Forecast | Commercial | Restaurant | Existing | Food Preparation | Natural Gas | Conveyor Oven | E7 |  | Codes & Standards Forecast | bar: 2019 to 2051
Commercial_Restaurant_Existing_Food Preparation_Natural Gas_Conveyor Oven_E8_Codes & Standards Forecast | Commercial | Restaurant | Existing | Food Preparation | Natural Gas | Conveyor Oven | E8 |  | Codes & Standards Forecast | bar: 2019 to 2051
Commercial_Restaurant_Existing_Food Preparation_Natural Gas_Conveyor Oven_E9_Codes & Standards Forecast | Commercial | Restaurant | Existing | Food Preparation | Natural Gas | Conveyor Oven | E9 |  | Codes & Standards Forecast | bar: 2019 to 2051
Commercial_Restaurant_Existing_Food Preparation_Natural Gas_Conveyor Oven_E10_Codes & Standards Forecast | Commercial | Restaurant | Existing | Food Preparation | Natural Gas | Conveyor Oven | E10 |  | Codes & Standards Forecast | bar: 2019 to 2051
Commercial_Restaurant_Existing_Food Preparation_Natural Gas_Double Rack Oven_E1_Codes & Standards Forecast | Commercial | Restaurant | Existing | Food Preparation | Natural Gas | Double Rack Oven | E1 | Standard | Codes & Standards Forecast | 100% | 100% | 100% | 100% | 100% | 100% | 100% | 100% | 100% | 100% | 100% | 100% | 100% | 100% | 100% | 100% | 100% | 100% | 100% | 100% | 100% | 100% | 100% | 100% | 100% | 100% | 100% | 100% | 100% | 100% | 100% | 100% | 100%
Commercial_Restaurant_Existing_Food Preparation_Natural Gas_Double Rack Oven_E2_Codes & Standards Forecast | Commercial | Restaurant | Existing | Food Preparation | Natural Gas | Double Rack Oven | E2 | FTSC Qualified (>50% Cooking Efficiency) | Codes & Standards Forecast | bar: 2019 to 2051
Commercial_Restaurant_Existing_Food Preparation_Natural Gas_Double Rack Oven_E3_Codes & Standards Forecast | Commercial | Restaurant | Existing | Food Preparation | Natural Gas | Double Rack Oven | E3 |  | Codes & Standards Forecast | bar: 2019 to 2051
Commercial_Restaurant_Existing_Food Preparation_Natural Gas_Double Rack Oven_E4_Codes & Standards Forecast | Commercial | Restaurant | Existing | Food Preparation | Natural Gas | Double Rack Oven | E4 |  | Codes & Standards Forecast | bar: 2019 to 2051
Commercial_Restaurant_Existing_Food Preparation_Natural Gas_Double Rack Oven_E5_Codes & Standards Forecast | Commercial | Restaurant | Existing | Food Preparation | Natural Gas | Double Rack Oven | E5 |  | Codes & Standards Forecast | bar: 2019 to 2051
Commercial_Restaurant_Existing_Food Preparation_Natural Gas_Double Rack Oven_E6_Codes & Standards Forecast | Commercial | Restaurant | Existing | Food Preparation | Natural Gas | Double Rack Oven | E6 |  | Codes & Standards Forecast | bar: 2019 to 2051
Commercial_Restaurant_Existing_Food Preparation_Natural Gas_Double Rack Oven_E7_Codes & Standards Forecast | Commercial | Restaurant | Existing | Food Preparation | Natural Gas | Double Rack Oven | E7 |  | Codes & Standards Forecast | bar: 2019 to 2051
Commercial_Restaurant_Existing_Food Preparation_Natural Gas_Double Rack Oven_E8_Codes & Standards Forecast | Commercial | Restaurant | Existing | Food Preparation | Natural Gas | Double Rack Oven | E8 |  | Codes & Standards Forecast | bar: 2019 to 2051
Commercial_Restaurant_Existing_Food Preparation_Natural Gas_Double Rack Oven_E9_Codes & Standards Forecast | Commercial | Restaurant | Existing | Food Preparation | Natural Gas | Double Rack Oven | E9 |  | Codes & Standards Forecast | bar: 2019 to 2051
Commercial_Restaurant_Existing_Food Preparation_Natural Gas_Double Rack Oven_E10_Codes & Standards Forecast | Commercial | Restaurant | Existing | Food Preparation | Natural Gas | Double Rack Oven | E10 |  | Codes & Standards Forecast | bar: 2019 to 2051
Commercial_Restaurant_Existing_Food Preparation_Natural Gas_Fryer_E1_Codes & Standards Forecast | Commercial | Restaurant | Existing | Food Preparation | Natural Gas | Fryer | E1 | Standard | Codes & Standards Forecast | 100% | 100% | 100% | 0% | 0% | 0% | 0% | 0% | 0% | 0% | 0% | 0% | 0% | 0% | 0% | 0% | 0% | 0% | 0% | 0% | 0% | 0% | 0% | 0% | 0% | 0% | 0% | 0% | 0% | 0% | 0% | 0% | 0%
Commercial_Restaurant_Existing_Food Preparation_Natural Gas_Fryer_E2_Codes & Standards Forecast | Commercial | Restaurant | Existing | Food Preparation | Natural Gas | Fryer | E2 | ENERGY STAR | Codes & Standards Forecast | 0% | 0% | 0% | 100% | 100% | 100% | 100% | 100% | 100% | 100% | 100% | 100% | 100% | 100% | 100% | 100% | 100% | 100% | 100% | 100% | 100% | 100% | 100% | 100% | 100% | 100% | 100% | 100% | 100% | 100% | 100% | 100% | 100%
Commercial_Restaurant_Existing_Food Preparation_Natural Gas_Fryer_E3_Codes & Standards Forecast | Commercial | Restaurant | Existing | Food Preparation | Natural Gas | Fryer | E3 |  | Codes & Standards Forecast | bar: 2019 to 2051
Commercial_Restaurant_Existing_Food Preparation_Natural Gas_Fryer_E4_Codes & Standards Forecast | Commercial | Restaurant | Existing | Food Preparation | Natural Gas | Fryer | E4 |  | Codes & Standards Forecast | bar: 2019 to 2051
Commercial_Restaurant_Existing_Food Preparation_Natural Gas_Fryer_E5_Codes & Standards Forecast | Commercial | Restaurant | Existing | Food Preparation | Natural Gas | Fryer | E5 |  | Codes & Standards Forecast | bar: 2019 to 2051
Commercial_Restaurant_Existing_Food Preparation_Natural Gas_Fryer_E6_Codes & Standards Forecast | Commercial | Restaurant | Existing | Food Preparation | Natural Gas | Fryer | E6 |  | Codes & Standards Forecast | bar: 2019 to 2051
Commercial_Restaurant_Existing_Food Preparation_Natural Gas_Fryer_E7_Codes & Standards Forecast | Commercial | Restaurant | Existing | Food Preparation | Natural Gas | Fryer | E7 |  | Codes & Standards Forecast | bar: 2019 to 2051
Commercial_Restaurant_Existing_Food Preparation_Natural Gas_Fryer_E8_Codes & Standards Forecast | Commercial | Restaurant | Existing | Food Preparation | Natural Gas | Fryer | E8 |  | Codes & Standards Forecast | bar: 2019 to 2051
Commercial_Restaurant_Existing_Food Preparation_Natural Gas_Fryer_E9_Codes & Standards Forecast | Commercial | Restaurant | Existing | Food Preparation | Natural Gas | Fryer | E9 |  | Codes & Standards Forecast | bar: 2019 to 2051
Commercial_Restaurant_Existing_Food Preparation_Natural Gas_Fryer_E10_Codes & Standards Forecast | Commercial | Restaurant | Existing | Food Preparation | Natural Gas | Fryer | E10 |  | Codes & Standards Forecast | bar: 2019 to 2051
Commercial_Restaurant_Existing_Food Preparation_Natural Gas_Broiler_E1_Codes & Standards Forecast | Commercial | Restaurant | Existing | Food Preparation | Natural Gas | Broiler | E1 | Standard | Codes & Standards Forecast | 100% | 100% | 100% | 100% | 100% | 100% | 100% | 100% | 100% | 100% | 100% | 100% | 100% | 100% | 100% | 100% | 100% | 100% | 100% | 100% | 100% | 100% | 100% | 100% | 100% | 100% | 100% | 100% | 100% | 100% | 100% | 100% | 100%
Commercial_Restaurant_Existing_Food Preparation_Natural Gas_Broiler_E2_Codes & Standards Forecast | Commercial | Restaurant | Existing | Food Preparation | Natural Gas | Broiler | E2 | Infrared Burners | Codes & Standards Forecast | bar: 2019 to 2051
Commercial_Restaurant_Existing_Food Preparation_Natural Gas_Broiler_E3_Codes & Standards Forecast | Commercial | Restaurant | Existing | Food Preparation | Natural Gas | Broiler | E3 |  | Codes & Standards Forecast | bar: 2019 to 2051
Commercial_Restaurant_Existing_Food Preparation_Natural Gas_Broiler_E4_Codes & Standards Forecast | Commercial | Restaurant | Existing | Food Preparation | Natural Gas | Broiler | E4 |  | Codes & Standards Forecast | bar: 2019 to 2051
Commercial_Restaurant_Existing_Food Preparation_Natural Gas_Broiler_E5_Codes & Standards Forecast | Commercial | Restaurant | Existing | Food Preparation | Natural Gas | Broiler | E5 |  | Codes & Standards Forecast | bar: 2019 to 2051
Commercial_Restaurant_Existing_Food Preparation_Natural Gas_Broiler_E6_Codes & Standards Forecast | Commercial | Restaurant | Existing | Food Preparation | Natural Gas | Broiler | E6 |  | Codes & Standards Forecast | bar: 2019 to 2051
Commercial_Restaurant_Existing_Food Preparation_Natural Gas_Broiler_E7_Codes & Standards Forecast | Commercial | Restaurant | Existing | Food Preparation | Natural Gas | Broiler | E7 |  | Codes & Standards Forecast | bar: 2019 to 2051
Commercial_Restaurant_Existing_Food Preparation_Natural Gas_Broiler_E8_Codes & Standards Forecast | Commercial | Restaurant | Existing | Food Preparation | Natural Gas | Broiler | E8 |  | Codes & Standards Forecast | bar: 2019 to 2051
Commercial_Restaurant_Existing_Food Preparation_Natural Gas_Broiler_E9_Codes & Standards Forecast | Commercial | Restaurant | Existing | Food Preparation | Natural Gas | Broiler | E9 |  | Codes & Standards Forecast | bar: 2019 to 2051
Commercial_Restaurant_Existing_Food Preparation_Natural Gas_Broiler_E10_Codes & Standards Forecast | Commercial | Restaurant | Existing | Food Preparation | Natural Gas | Broiler | E10 |  | Codes & Standards Forecast | bar: 2019 to 2051
Commercial_Restaurant_Existing_Food Preparation_Natural Gas_Griddle_E1_Codes & Standards Forecast | Commercial | Restaurant | Existing | Food Preparation | Natural Gas | Griddle | E1 | Standard | Codes & Standards Forecast | 100% | 100% | 100% | 100% | 100% | 100% | 100% | 100% | 100% | 100% | 100% | 100% | 100% | 100% | 100% | 100% | 100% | 100% | 100% | 100% | 100% | 100% | 100% | 100% | 100% | 100% | 100% | 100% | 100% | 100% | 100% | 100% | 100%
Commercial_Restaurant_Existing_Food Preparation_Natural Gas_Griddle_E2_Codes & Standards Forecast | Commercial | Restaurant | Existing | Food Preparation | Natural Gas | Griddle | E2 | ENERGY STAR | Codes & Standards Forecast | bar: 2019 to 2051
Commercial_Restaurant_Existing_Food Preparation_Natural Gas_Griddle_E3_Codes & Standards Forecast | Commercial | Restaurant | Existing | Food Preparation | Natural Gas | Griddle | E3 |  | Codes & Standards Forecast | bar: 2019 to 2051
Commercial_Restaurant_Existing_Food Preparation_Natural Gas_Griddle_E4_Codes & Standards Forecast | Commercial | Restaurant | Existing | Food Preparation | Natural Gas | Griddle | E4 |  | Codes & Standards Forecast | bar: 2019 to 2051
Commercial_Restaurant_Existing_Food Preparation_Natural Gas_Griddle_E5_Codes & Standards Forecast | Commercial | Restaurant | Existing | Food Preparation | Natural Gas | Griddle | E5 |  | Codes & Standards Forecast | bar: 2019 to 2051
Commercial_Restaurant_Existing_Food Preparation_Natural Gas_Griddle_E6_Codes & Standards Forecast | Commercial | Restaurant | Existing | Food Preparation | Natural Gas | Griddle | E6 |  | Codes & Standards Forecast | bar: 2019 to 2051
Commercial_Restaurant_Existing_Food Preparation_Natural Gas_Griddle_E7_Codes & Standards Forecast | Commercial | Restaurant | Existing | Food Preparation | Natural Gas | Griddle | E7 |  | Codes & Standards Forecast | bar: 2019 to 2051
Commercial_Restaurant_Existing_Food Preparation_Natural Gas_Griddle_E8_Codes & Standards Forecast | Commercial | Restaurant | Existing | Food Preparation | Natural Gas | Griddle | E8 |  | Codes & Standards Forecast | bar: 2019 to 2051
Commercial_Restaurant_Existing_Food Preparation_Natural Gas_Griddle_E9_Codes & Standards Forecast | Commercial | Restaurant | Existing | Food Preparation | Natural Gas | Griddle | E9 |  | Codes & Standards Forecast | bar: 2019 to 2051
Commercial_Restaurant_Existing_Food Preparation_Natural Gas_Griddle_E10_Codes & Standards Forecast | Commercial | Restaurant | Existing | Food Preparation | Natural Gas | Griddle | E10 |  | Codes & Standards Forecast | bar: 2019 to 2051
Commercial_Restaurant_Existing_Food Preparation_Natural Gas_Range_E1_Codes & Standards Forecast | Commercial | Restaurant | Existing | Food Preparation | Natural Gas | Range | E1 | Standard | Codes & Standards Forecast | 100% | 100% | 100% | 100% | 100% | 100% | 100% | 100% | 100% | 100% | 100% | 100% | 100% | 100% | 100% | 100% | 100% | 100% | 100% | 100% | 100% | 100% | 100% | 100% | 100% | 100% | 100% | 100% | 100% | 100% | 100% | 100% | 100%
Commercial_Restaurant_Existing_Food Preparation_Natural Gas_Range_E2_Codes & Standards Forecast | Commercial | Restaurant | Existing | Food Preparation | Natural Gas | Range | E2 | High Efficiency | Codes & Standards Forecast | bar: 2019 to 2051
Commercial_Restaurant_Existing_Food Preparation_Natural Gas_Range_E3_Codes & Standards Forecast | Commercial | Restaurant | Existing | Food Preparation | Natural Gas | Range | E3 |  | Codes & Standards Forecast | bar: 2019 to 2051
Commercial_Restaurant_Existing_Food Preparation_Natural Gas_Range_E4_Codes & Standards Forecast | Commercial | Restaurant | Existing | Food Preparation | Natural Gas | Range | E4 |  | Codes & Standards Forecast | bar: 2019 to 2051
Commercial_Restaurant_Existing_Food Preparation_Natural Gas_Range_E5_Codes & Standards Forecast | Commercial | Restaurant | Existing | Food Preparation | Natural Gas | Range | E5 |  | Codes & Standards Forecast | bar: 2019 to 2051
Commercial_Restaurant_Existing_Food Preparation_Natural Gas_Range_E6_Codes & Standards Forecast | Commercial | Restaurant | Existing | Food Preparation | Natural Gas | Range | E6 |  | Codes & Standards Forecast | bar: 2019 to 2051
Commercial_Restaurant_Existing_Food Preparation_Natural Gas_Range_E7_Codes & Standards Forecast | Commercial | Restaurant | Existing | Food Preparation | Natural Gas | Range | E7 |  | Codes & Standards Forecast | bar: 2019 to 2051
Commercial_Restaurant_Existing_Food Preparation_Natural Gas_Range_E8_Codes & Standards Forecast | Commercial | Restaurant | Existing | Food Preparation | Natural Gas | Range | E8 |  | Codes & Standards Forecast | bar: 2019 to 2051
Commercial_Restaurant_Existing_Food Preparation_Natural Gas_Range_E9_Codes & Standards Forecast | Commercial | Restaurant | Existing | Food Preparation | Natural Gas | Range | E9 |  | Codes & Standards Forecast | bar: 2019 to 2051
Commercial_Restaurant_Existing_Food Preparation_Natural Gas_Range_E10_Codes & Standards Forecast | Commercial | Restaurant | Existing | Food Preparation | Natural Gas | Range | E10 |  | Codes & Standards Forecast | bar: 2019 to 2051
Commercial_Restaurant_Existing_Food Preparation_Natural Gas_Steamer_E1_Codes & Standards Forecast | Commercial | Restaurant | Existing | Food Preparation | Natural Gas | Steamer | E1 | Standard | Codes & Standards Forecast | 100% | 100% | 100% | 0% | 0% | 0% | 0% | 0% | 0% | 0% | 0% | 0% | 0% | 0% | 0% | 0% | 0% | 0% | 0% | 0% | 0% | 0% | 0% | 0% | 0% | 0% | 0% | 0% | 0% | 0% | 0% | 0% | 0%
Commercial_Restaurant_Existing_Food Preparation_Natural Gas_Steamer_E2_Codes & Standards Forecast | Commercial | Restaurant | Existing | Food Preparation | Natural Gas | Steamer | E2 | ENERGY STAR | Codes & Standards Forecast | 0% | 0% | 0% | 100% | 100% | 100% | 100% | 100% | 100% | 100% | 100% | 100% | 100% | 100% | 100% | 100% | 100% | 100% | 100% | 100% | 100% | 100% | 100% | 100% | 100% | 100% | 100% | 100% | 100% | 100% | 100% | 100% | 100%
Commercial_Restaurant_Existing_Food Preparation_Natural Gas_Steamer_E3_Codes & Standards Forecast | Commercial | Restaurant | Existing | Food Preparation | Natural Gas | Steamer | E3 |  | Codes & Standards Forecast | bar: 2019 to 2051
Commercial_Restaurant_Existing_Food Preparation_Natural Gas_Steamer_E4_Codes & Standards Forecast | Commercial | Restaurant | Existing | Food Preparation | Natural Gas | Steamer | E4 |  | Codes & Standards Forecast | bar: 2019 to 2051
Commercial_Restaurant_Existing_Food Preparation_Natural Gas_Steamer_E5_Codes & Standards Forecast | Commercial | Restaurant | Existing | Food Preparation | Natural Gas | Steamer | E5 |  | Codes & Standards Forecast | bar: 2019 to 2051
Commercial_Restaurant_Existing_Food Preparation_Natural Gas_Steamer_E6_Codes & Standards Forecast | Commercial | Restaurant | Existing | Food Preparation | Natural Gas | Steamer | E6 |  | Codes & Standards Forecast | bar: 2019 to 2051
Commercial_Restaurant_Existing_Food Preparation_Natural Gas_Steamer_E7_Codes & Standards Forecast | Commercial | Restaurant | Existing | Food Preparation | Natural Gas | Steamer | E7 |  | Codes & Standards Forecast | bar: 2019 to 2051
Commercial_Restaurant_Existing_Food Preparation_Natural Gas_Steamer_E8_Codes & Standards Forecast | Commercial | Restaurant | Existing | Food Preparation | Natural Gas | Steamer | E8 |  | Codes & Standards Forecast | bar: 2019 to 2051
Commercial_Restaurant_Existing_Food Preparation_Natural Gas_Steamer_E9_Codes & Standards Forecast | Commercial | Restaurant | Existing | Food Preparation | Natural Gas | Steamer | E9 |  | Codes & Standards Forecast | bar: 2019 to 2051
Commercial_Restaurant_Existing_Food Preparation_Natural Gas_Steamer_E10_Codes & Standards Forecast | Commercial | Restaurant | Existing | Food Preparation | Natural Gas | Steamer | E10 |  | Codes & Standards Forecast | bar: 2019 to 2051
Commercial_Restaurant_Existing_Food Preparation_Natural Gas_Food Prep Other_E1_Codes & Standards Forecast | Commercial | Restaurant | Existing | Food Preparation | Natural Gas | Food Prep Other | E1 | Standard | Codes & Standards Forecast | 100% | 100% | 100% | 100% | 100% | 100% | 100% | 100% | 100% | 100% | 100% | 100% | 100% | 100% | 100% | 100% | 100% | 100% | 100% | 100% | 100% | 100% | 100% | 100% | 100% | 100% | 100% | 100% | 100% | 100% | 100% | 100% | 100%
Commercial_Restaurant_Existing_Food Preparation_Natural Gas_Food Prep Other_E2_Codes & Standards Forecast | Commercial | Restaurant | Existing | Food Preparation | Natural Gas | Food Prep Other | E2 | ENERGY STAR | Codes & Standards Forecast | bar: 2019 to 2051
Commercial_Restaurant_Existing_Food Preparation_Natural Gas_Food Prep Other_E3_Codes & Standards Forecast | Commercial | Restaurant | Existing | Food Preparation | Natural Gas | Food Prep Other | E3 |  | Codes & Standards Forecast | bar: 2019 to 2051
Commercial_Restaurant_Existing_Food Preparation_Natural Gas_Food Prep Other_E4_Codes & Standards Forecast | Commercial | Restaurant | Existing | Food Preparation | Natural Gas | Food Prep Other | E4 |  | Codes & Standards Forecast | bar: 2019 to 2051
Commercial_Restaurant_Existing_Food Preparation_Natural Gas_Food Prep Other_E5_Codes & Standards Forecast | Commercial | Restaurant | Existing | Food Preparation | Natural Gas | Food Prep Other | E5 |  | Codes & Standards Forecast | bar: 2019 to 2051
Commercial_Restaurant_Existing_Food Preparation_Natural Gas_Food Prep Other_E6_Codes & Standards Forecast | Commercial | Restaurant | Existing | Food Preparation | Natural Gas | Food Prep Other | E6 |  | Codes & Standards Forecast | bar: 2019 to 2051
Commercial_Restaurant_Existing_Food Preparation_Natural Gas_Food Prep Other_E7_Codes & Standards Forecast | Commercial | Restaurant | Existing | Food Preparation | Natural Gas | Food Prep Other | E7 |  | Codes & Standards Forecast | bar: 2019 to 2051
Commercial_Restaurant_Existing_Food Preparation_Natural Gas_Food Prep Other_E8_Codes & Standards Forecast | Commercial | Restaurant | Existing | Food Preparation | Natural Gas | Food Prep Other | E8 |  | Codes & Standards Forecast | bar: 2019 to 2051
Commercial_Restaurant_Existing_Food Preparation_Natural Gas_Food Prep Other_E9_Codes & Standards Forecast | Commercial | Restaurant | Existing | Food Preparation | Natural Gas | Food Prep Other | E9 |  | Codes & Standards Forecast | bar: 2019 to 2051
Commercial_Restaurant_Existing_Food Preparation_Natural Gas_Food Prep Other_E10_Codes & Standards Forecast | Commercial | Restaurant | Existing | Food Preparation | Natural Gas | Food Prep Other | E10 |  | Codes & Standards Forecast | bar: 2019 to 2051
Commercial_Restaurant_Existing_Miscellaneous_Natural Gas_Pool Heater_E1_Codes & Standards Forecast | Commercial | Restaurant | Existing | Miscellaneous | Natural Gas | Pool Heater | E1 | Standard (EF .78) | Codes & Standards Forecast | 100% | 100% | 100% | 100% | 100% | 100% | 100% | 100% | 100% | 100% | 100% | 100% | 100% | 100% | 100% | 100% | 100% | 100% | 100% | 100% | 100% | 100% | 100% | 100% | 100% | 100% | 100% | 100% | 100% | 100% | 100% | 100% | 100%
Commercial_Restaurant_Existing_Miscellaneous_Natural Gas_Pool Heater_E2_Codes & Standards Forecast | Commercial | Restaurant | Existing | Miscellaneous | Natural Gas | Pool Heater | E2 | Condensing (EF .90) | Codes & Standards Forecast | bar: 2019 to 2051
Commercial_Restaurant_Existing_Miscellaneous_Natural Gas_Pool Heater_E3_Codes & Standards Forecast | Commercial | Restaurant | Existing | Miscellaneous | Natural Gas | Pool Heater | E3 |  | Codes & Standards Forecast | bar: 2019 to 2051
Commercial_Restaurant_Existing_Miscellaneous_Natural Gas_Pool Heater_E4_Codes & Standards Forecast | Commercial | Restaurant | Existing | Miscellaneous | Natural Gas | Pool Heater | E4 |  | Codes & Standards Forecast | bar: 2019 to 2051
Commercial_Restaurant_Existing_Miscellaneous_Natural Gas_Pool Heater_E5_Codes & Standards Forecast | Commercial | Restaurant | Existing | Miscellaneous | Natural Gas | Pool Heater | E5 |  | Codes & Standards Forecast | bar: 2019 to 2051
Commercial_Restaurant_Existing_Miscellaneous_Natural Gas_Pool Heater_E6_Codes & Standards Forecast | Commercial | Restaurant | Existing | Miscellaneous | Natural Gas | Pool Heater | E6 |  | Codes & Standards Forecast | bar: 2019 to 2051
Commercial_Restaurant_Existing_Miscellaneous_Natural Gas_Pool Heater_E7_Codes & Standards Forecast | Commercial | Restaurant | Existing | Miscellaneous | Natural Gas | Pool Heater | E7 |  | Codes & Standards Forecast | bar: 2019 to 2051
Commercial_Restaurant_Existing_Miscellaneous_Natural Gas_Pool Heater_E8_Codes & Standards Forecast | Commercial | Restaurant | Existing | Miscellaneous | Natural Gas | Pool Heater | E8 |  | Codes & Standards Forecast | bar: 2019 to 2051
Commercial_Restaurant_Existing_Miscellaneous_Natural Gas_Pool Heater_E9_Codes & Standards Forecast | Commercial | Restaurant | Existing | Miscellaneous | Natural Gas | Pool Heater | E9 |  | Codes & Standards Forecast | bar: 2019 to 2051
Commercial_Restaurant_Existing_Miscellaneous_Natural Gas_Pool Heater_E10_Codes & Standards Forecast | Commercial | Restaurant | Existing | Miscellaneous | Natural Gas | Pool Heater | E10 |  | Codes & Standards Forecast | bar: 2019 to 2051
Commercial_Restaurant_Existing_Miscellaneous_Natural Gas_Miscellaneous_E1_Codes & Standards Forecast | Commercial | Restaurant | Existing | Miscellaneous | Natural Gas | Miscellaneous | E1 | Miscellaneous | Codes & Standards Forecast | 100% | 100% | 100% | 100% | 100% | 100% | 100% | 100% | 100% | 100% | 100% | 100% | 100% | 100% | 100% | 100% | 100% | 100% | 100% | 100% | 100% | 100% | 100% | 100% | 100% | 100% | 100% | 100% | 100% | 100% | 100% | 100% | 100%
Commercial_Restaurant_Existing_Miscellaneous_Natural Gas_Miscellaneous_E2_Codes & Standards Forecast | Commercial | Restaurant | Existing | Miscellaneous | Natural Gas | Miscellaneous | E2 |  | Codes & Standards Forecast | bar: 2019 to 2051
Commercial_Restaurant_Existing_Miscellaneous_Natural Gas_Miscellaneous_E3_Codes & Standards Forecast | Commercial | Restaurant | Existing | Miscellaneous | Natural Gas | Miscellaneous | E3 |  | Codes & Standards Forecast | bar: 2019 to 2051
Commercial_Restaurant_Existing_Miscellaneous_Natural Gas_Miscellaneous_E4_Codes & Standards Forecast | Commercial | Restaurant | Existing | Miscellaneous | Natural Gas | Miscellaneous | E4 |  | Codes & Standards Forecast | bar: 2019 to 2051
Commercial_Restaurant_Existing_Miscellaneous_Natural Gas_Miscellaneous_E5_Codes & Standards Forecast | Commercial | Restaurant | Existing | Miscellaneous | Natural Gas | Miscellaneous | E5 |  | Codes & Standards Forecast | bar: 2019 to 2051
Commercial_Restaurant_Existing_Miscellaneous_Natural Gas_Miscellaneous_E6_Codes & Standards Forecast | Commercial | Restaurant | Existing | Miscellaneous | Natural Gas | Miscellaneous | E6 |  | Codes & Standards Forecast | bar: 2019 to 2051
Commercial_Restaurant_Existing_Miscellaneous_Natural Gas_Miscellaneous_E7_Codes & Standards Forecast | Commercial | Restaurant | Existing | Miscellaneous | Natural Gas | Miscellaneous | E7 |  | Codes & Standards Forecast | bar: 2019 to 2051
Commercial_Restaurant_Existing_Miscellaneous_Natural Gas_Miscellaneous_E8_Codes & Standards Forecast | Commercial | Restaurant | Existing | Miscellaneous | Natural Gas | Miscellaneous | E8 |  | Codes & Standards Forecast | bar: 2019 to 2051
Commercial_Restaurant_Existing_Miscellaneous_Natural Gas_Miscellaneous_E9_Codes & Standards Forecast | Commercial | Restaurant | Existing | Miscellaneous | Natural Gas | Miscellaneous | E9 |  | Codes & Standards Forecast | bar: 2019 to 2051
Commercial_Restaurant_Existing_Miscellaneous_Natural Gas_Miscellaneous_E10_Codes & Standards Forecast | Commercial | Restaurant | Existing | Miscellaneous | Natural Gas | Miscellaneous | E10 |  | Codes & Standards Forecast | bar: 2019 to 2051
Commercial_Restaurant_New_Space Heating_Natural Gas_Furnace_E1_Codes & Standards Forecast | Commercial | Restaurant | New | Space Heating | Natural Gas | Furnace | E1 | AFUE 80% (Standard) | Codes & Standards Forecast | 100% | 100% | 100% | 100% | 100% | 100% | 100% | 100% | 100% | 100% | 100% | 100% | 100% | 100% | 100% | 100% | 100% | 100% | 100% | 100% | 100% | 100% | 100% | 100% | 100% | 100% | 100% | 100% | 100% | 100% | 100% | 100% | 100%
Commercial_Restaurant_New_Space Heating_Natural Gas_Furnace_E2_Codes & Standards Forecast | Commercial | Restaurant | New | Space Heating | Natural Gas | Furnace | E2 | AFUE 90% | Codes & Standards Forecast | bar: 2019 to 2051
Commercial_Restaurant_New_Space Heating_Natural Gas_Furnace_E3_Codes & Standards Forecast | Commercial | Restaurant | New | Space Heating | Natural Gas | Furnace | E3 | AFUE 96% | Codes & Standards Forecast | bar: 2019 to 2051
Commercial_Restaurant_New_Space Heating_Natural Gas_Furnace_E4_Codes & Standards Forecast | Commercial | Restaurant | New | Space Heating | Natural Gas | Furnace | E4 |  | Codes & Standards Forecast | bar: 2019 to 2051
Commercial_Restaurant_New_Space Heating_Natural Gas_Furnace_E5_Codes & Standards Forecast | Commercial | Restaurant | New | Space Heating | Natural Gas | Furnace | E5 |  | Codes & Standards Forecast | bar: 2019 to 2051
Commercial_Restaurant_New_Space Heating_Natural Gas_Furnace_E6_Codes & Standards Forecast | Commercial | Restaurant | New | Space Heating | Natural Gas | Furnace | E6 |  | Codes & Standards Forecast | bar: 2019 to 2051
Commercial_Restaurant_New_Space Heating_Natural Gas_Furnace_E7_Codes & Standards Forecast | Commercial | Restaurant | New | Space Heating | Natural Gas | Furnace | E7 |  | Codes & Standards Forecast | bar: 2019 to 2051
Commercial_Restaurant_New_Space Heating_Natural Gas_Furnace_E8_Codes & Standards Forecast | Commercial | Restaurant | New | Space Heating | Natural Gas | Furnace | E8 |  | Codes & Standards Forecast | bar: 2019 to 2051
Commercial_Restaurant_New_Space Heating_Natural Gas_Furnace_E9_Codes & Standards Forecast | Commercial | Restaurant | New | Space Heating | Natural Gas | Furnace | E9 |  | Codes & Standards Forecast | bar: 2019 to 2051
Commercial_Restaurant_New_Space Heating_Natural Gas_Furnace_E10_Codes & Standards Forecast | Commercial | Restaurant | New | Space Heating | Natural Gas | Furnace | E10 |  | Codes & Standards Forecast | bar: 2019 to 2051
Commercial_Restaurant_New_Space Heating_Natural Gas_Boiler_E1_Codes & Standards Forecast | Commercial | Restaurant | New | Space Heating | Natural Gas | Boiler | E1 | AFUE 80% (Standard) | Codes & Standards Forecast | 100% | 100% | 100% | 100% | 100% | 100% | 100% | 100% | 100% | 100% | 100% | 100% | 100% | 100% | 100% | 100% | 100% | 100% | 100% | 100% | 100% | 100% | 100% | 100% | 100% | 100% | 100% | 100% | 100% | 100% | 100% | 100% | 100%
Commercial_Restaurant_New_Space Heating_Natural Gas_Boiler_E2_Codes & Standards Forecast | Commercial | Restaurant | New | Space Heating | Natural Gas | Boiler | E2 | AFUE 85% | Codes & Standards Forecast | bar: 2019 to 2051
Commercial_Restaurant_New_Space Heating_Natural Gas_Boiler_E3_Codes & Standards Forecast | Commercial | Restaurant | New | Space Heating | Natural Gas | Boiler | E3 | AFUE 97% | Codes & Standards Forecast | bar: 2019 to 2051
Commercial_Restaurant_New_Space Heating_Natural Gas_Boiler_E4_Codes & Standards Forecast | Commercial | Restaurant | New | Space Heating | Natural Gas | Boiler | E4 | Convert to NG Air Source Heat Pump | Codes & Standards Forecast | bar: 2019 to 2051
Commercial_Restaurant_New_Space Heating_Natural Gas_Boiler_E5_Codes & Standards Forecast | Commercial | Restaurant | New | Space Heating | Natural Gas | Boiler | E5 |  | Codes & Standards Forecast | bar: 2019 to 2051
Commercial_Restaurant_New_Space Heating_Natural Gas_Boiler_E6_Codes & Standards Forecast | Commercial | Restaurant | New | Space Heating | Natural Gas | Boiler | E6 |  | Codes & Standards Forecast | bar: 2019 to 2051
Commercial_Restaurant_New_Space Heating_Natural Gas_Boiler_E7_Codes & Standards Forecast | Commercial | Restaurant | New | Space Heating | Natural Gas | Boiler | E7 |  | Codes & Standards Forecast | bar: 2019 to 2051
Commercial_Restaurant_New_Space Heating_Natural Gas_Boiler_E8_Codes & Standards Forecast | Commercial | Restaurant | New | Space Heating | Natural Gas | Boiler | E8 |  | Codes & Standards Forecast | bar: 2019 to 2051
Commercial_Restaurant_New_Space Heating_Natural Gas_Boiler_E9_Codes & Standards Forecast | Commercial | Restaurant | New | Space Heating | Natural Gas | Boiler | E9 |  | Codes & Standards Forecast | bar: 2019 to 2051
Commercial_Restaurant_New_Space Heating_Natural Gas_Boiler_E10_Codes & Standards Forecast | Commercial | Restaurant | New | Space Heating | Natural Gas | Boiler | E10 |  | Codes & Standards Forecast | bar: 2019 to 2051
Commercial_Restaurant_New_Space Heating_Natural Gas_Unit Heater_E1_Codes & Standards Forecast | Commercial | Restaurant | New | Space Heating | Natural Gas | Unit Heater | E1 | Standard | Codes & Standards Forecast | 100% | 100% | 100% | 100% | 100% | 100% | 100% | 100% | 100% | 100% | 100% | 100% | 100% | 100% | 100% | 100% | 100% | 100% | 100% | 100% | 100% | 100% | 100% | 100% | 100% | 100% | 100% | 100% | 100% | 100% | 100% | 100% | 100%
Commercial_Restaurant_New_Space Heating_Natural Gas_Unit Heater_E2_Codes & Standards Forecast | Commercial | Restaurant | New | Space Heating | Natural Gas | Unit Heater | E2 | Condensing | Codes & Standards Forecast | bar: 2019 to 2051
Commercial_Restaurant_New_Space Heating_Natural Gas_Unit Heater_E3_Codes & Standards Forecast | Commercial | Restaurant | New | Space Heating | Natural Gas | Unit Heater | E3 | Infrared Radiant | Codes & Standards Forecast | bar: 2019 to 2051
Commercial_Restaurant_New_Space Heating_Natural Gas_Unit Heater_E4_Codes & Standards Forecast | Commercial | Restaurant | New | Space Heating | Natural Gas | Unit Heater | E4 |  | Codes & Standards Forecast | bar: 2019 to 2051
Commercial_Restaurant_New_Space Heating_Natural Gas_Unit Heater_E5_Codes & Standards Forecast | Commercial | Restaurant | New | Space Heating | Natural Gas | Unit Heater | E5 |  | Codes & Standards Forecast | bar: 2019 to 2051
Commercial_Restaurant_New_Space Heating_Natural Gas_Unit Heater_E6_Codes & Standards Forecast | Commercial | Restaurant | New | Space Heating | Natural Gas | Unit Heater | E6 |  | Codes & Standards Forecast | bar: 2019 to 2051
Commercial_Restaurant_New_Space Heating_Natural Gas_Unit Heater_E7_Codes & Standards Forecast | Commercial | Restaurant | New | Space Heating | Natural Gas | Unit Heater | E7 |  | Codes & Standards Forecast | bar: 2019 to 2051
Commercial_Restaurant_New_Space Heating_Natural Gas_Unit Heater_E8_Codes & Standards Forecast | Commercial | Restaurant | New | Space Heating | Natural Gas | Unit Heater | E8 |  | Codes & Standards Forecast | bar: 2019 to 2051
Commercial_Restaurant_New_Space Heating_Natural Gas_Unit Heater_E9_Codes & Standards Forecast | Commercial | Restaurant | New | Space Heating | Natural Gas | Unit Heater | E9 |  | Codes & Standards Forecast | bar: 2019 to 2051
Commercial_Restaurant_New_Space Heating_Natural Gas_Unit Heater_E10_Codes & Standards Forecast | Commercial | Restaurant | New | Space Heating | Natural Gas | Unit Heater | E10 |  | Codes & Standards Forecast | bar: 2019 to 2051
Commercial_Restaurant_New_Water Heating_Natural Gas_Water Heater_E1_Codes & Standards Forecast | Commercial | Restaurant | New | Water Heating | Natural Gas | Water Heater | E1 | TE 80% | Codes & Standards Forecast | 100% | 100% | 100% | 100% | 100% | 100% | 100% | 100% | 100% | 100% | 100% | 100% | 100% | 100% | 100% | 100% | 100% | 100% | 100% | 100% | 100% | 100% | 100% | 100% | 100% | 100% | 100% | 100% | 100% | 100% | 100% | 100% | 100%
Commercial_Restaurant_New_Water Heating_Natural Gas_Water Heater_E2_Codes & Standards Forecast | Commercial | Restaurant | New | Water Heating | Natural Gas | Water Heater | E2 | TE 81% | Codes & Standards Forecast | bar: 2019 to 2051
Commercial_Restaurant_New_Water Heating_Natural Gas_Water Heater_E3_Codes & Standards Forecast | Commercial | Restaurant | New | Water Heating | Natural Gas | Water Heater | E3 | TE 88% | Codes & Standards Forecast | bar: 2019 to 2051
Commercial_Restaurant_New_Water Heating_Natural Gas_Water Heater_E4_Codes & Standards Forecast | Commercial | Restaurant | New | Water Heating | Natural Gas | Water Heater | E4 | TE 94% | Codes & Standards Forecast | bar: 2019 to 2051
Commercial_Restaurant_New_Water Heating_Natural Gas_Water Heater_E5_Codes & Standards Forecast | Commercial | Restaurant | New | Water Heating | Natural Gas | Water Heater | E5 | TE 96% | Codes & Standards Forecast | bar: 2019 to 2051
Commercial_Restaurant_New_Water Heating_Natural Gas_Water Heater_E6_Codes & Standards Forecast | Commercial | Restaurant | New | Water Heating | Natural Gas | Water Heater | E6 | Tankless | Codes & Standards Forecast | bar: 2019 to 2051
Commercial_Restaurant_New_Water Heating_Natural Gas_Water Heater_E7_Codes & Standards Forecast | Commercial | Restaurant | New | Water Heating | Natural Gas | Water Heater | E7 | Gas-Fired Absorption HPWH | Codes & Standards Forecast | bar: 2019 to 2051
Commercial_Restaurant_New_Water Heating_Natural Gas_Water Heater_E8_Codes & Standards Forecast | Commercial | Restaurant | New | Water Heating | Natural Gas | Water Heater | E8 |  | Codes & Standards Forecast | bar: 2019 to 2051
Commercial_Restaurant_New_Water Heating_Natural Gas_Water Heater_E9_Codes & Standards Forecast | Commercial | Restaurant | New | Water Heating | Natural Gas | Water Heater | E9 |  | Codes & Standards Forecast | bar: 2019 to 2051
Commercial_Restaurant_New_Water Heating_Natural Gas_Water Heater_E10_Codes & Standards Forecast | Commercial | Restaurant | New | Water Heating | Natural Gas | Water Heater | E10 |  | Codes & Standards Forecast | bar: 2019 to 2051
Commercial_Restaurant_New_Food Preparation_Natural Gas_Oven_E1_Codes & Standards Forecast | Commercial | Restaurant | New | Food Preparation | Natural Gas | Oven | E1 | Standard | Codes & Standards Forecast | 100% | 100% | 100% | 100% | 100% | 100% | 100% | 100% | 100% | 100% | 100% | 100% | 100% | 100% | 100% | 100% | 100% | 100% | 100% | 100% | 100% | 100% | 100% | 100% | 100% | 100% | 100% | 100% | 100% | 100% | 100% | 100% | 100%
Commercial_Restaurant_New_Food Preparation_Natural Gas_Oven_E2_Codes & Standards Forecast | Commercial | Restaurant | New | Food Preparation | Natural Gas | Oven | E2 | ENERGY STAR (>44% Baking Efficiency) | Codes & Standards Forecast | bar: 2019 to 2051
Commercial_Restaurant_New_Food Preparation_Natural Gas_Oven_E3_Codes & Standards Forecast | Commercial | Restaurant | New | Food Preparation | Natural Gas | Oven | E3 |  | Codes & Standards Forecast | bar: 2019 to 2051
Commercial_Restaurant_New_Food Preparation_Natural Gas_Oven_E4_Codes & Standards Forecast | Commercial | Restaurant | New | Food Preparation | Natural Gas | Oven | E4 |  | Codes & Standards Forecast | bar: 2019 to 2051
Commercial_Restaurant_New_Food Preparation_Natural Gas_Oven_E5_Codes & Standards Forecast | Commercial | Restaurant | New | Food Preparation | Natural Gas | Oven | E5 |  | Codes & Standards Forecast | bar: 2019 to 2051
Commercial_Restaurant_New_Food Preparation_Natural Gas_Oven_E6_Codes & Standards Forecast | Commercial | Restaurant | New | Food Preparation | Natural Gas | Oven | E6 |  | Codes & Standards Forecast | bar: 2019 to 2051
Commercial_Restaurant_New_Food Preparation_Natural Gas_Oven_E7_Codes & Standards Forecast | Commercial | Restaurant | New | Food Preparation | Natural Gas | Oven | E7 |  | Codes & Standards Forecast | bar: 2019 to 2051
Commercial_Restaurant_New_Food Preparation_Natural Gas_Oven_E8_Codes & Standards Forecast | Commercial | Restaurant | New | Food Preparation | Natural Gas | Oven | E8 |  | Codes & Standards Forecast | bar: 2019 to 2051
Commercial_Restaurant_New_Food Preparation_Natural Gas_Oven_E9_Codes & Standards Forecast | Commercial | Restaurant | New | Food Preparation | Natural Gas | Oven | E9 |  | Codes & Standards Forecast | bar: 2019 to 2051
Commercial_Restaurant_New_Food Preparation_Natural Gas_Oven_E10_Codes & Standards Forecast | Commercial | Restaurant | New | Food Preparation | Natural Gas | Oven | E10 |  | Codes & Standards Forecast | bar: 2019 to 2051
Commercial_Restaurant_New_Food Preparation_Natural Gas_Conveyor Oven_E1_Codes & Standards Forecast | Commercial | Restaurant | New | Food Preparation | Natural Gas | Conveyor Oven | E1 | Standard | Codes & Standards Forecast | 100% | 100% | 100% | 100% | 100% | 100% | 100% | 100% | 100% | 100% | 100% | 100% | 100% | 100% | 100% | 100% | 100% | 100% | 100% | 100% | 100% | 100% | 100% | 100% | 100% | 100% | 100% | 100% | 100% | 100% | 100% | 100% | 100%
Commercial_Restaurant_New_Food Preparation_Natural Gas_Conveyor Oven_E2_Codes & Standards Forecast | Commercial | Restaurant | New | Food Preparation | Natural Gas | Conveyor Oven | E2 | Efficient (>44% Baking Efficiency) | Codes & Standards Forecast | bar: 2019 to 2051
Commercial_Restaurant_New_Food Preparation_Natural Gas_Conveyor Oven_E3_Codes & Standards Forecast | Commercial | Restaurant | New | Food Preparation | Natural Gas | Conveyor Oven | E3 |  | Codes & Standards Forecast | bar: 2019 to 2051
Commercial_Restaurant_New_Food Preparation_Natural Gas_Conveyor Oven_E4_Codes & Standards Forecast | Commercial | Restaurant | New | Food Preparation | Natural Gas | Conveyor Oven | E4 |  | Codes & Standards Forecast | bar: 2019 to 2051
Commercial_Restaurant_New_Food Preparation_Natural Gas_Conveyor Oven_E5_Codes & Standards Forecast | Commercial | Restaurant | New | Food Preparation | Natural Gas | Conveyor Oven | E5 |  | Codes & Standards Forecast | bar: 2019 to 2051
Commercial_Restaurant_New_Food Preparation_Natural Gas_Conveyor Oven_E6_Codes & Standards Forecast | Commercial | Restaurant | New | Food Preparation | Natural Gas | Conveyor Oven | E6 |  | Codes & Standards Forecast | bar: 2019 to 2051
Commercial_Restaurant_New_Food Preparation_Natural Gas_Conveyor Oven_E7_Codes & Standards Forecast | Commercial | Restaurant | New | Food Preparation | Natural Gas | Conveyor Oven | E7 |  | Codes & Standards Forecast | bar: 2019 to 2051
Commercial_Restaurant_New_Food Preparation_Natural Gas_Conveyor Oven_E8_Codes & Standards Forecast | Commercial | Restaurant | New | Food Preparation | Natural Gas | Conveyor Oven | E8 |  | Codes & Standards Forecast | bar: 2019 to 2051
Commercial_Restaurant_New_Food Preparation_Natural Gas_Conveyor Oven_E9_Codes & Standards Forecast | Commercial | Restaurant | New | Food Preparation | Natural Gas | Conveyor Oven | E9 |  | Codes & Standards Forecast | bar: 2019 to 2051
Commercial_Restaurant_New_Food Preparation_Natural Gas_Conveyor Oven_E10_Codes & Standards Forecast | Commercial | Restaurant | New | Food Preparation | Natural Gas | Conveyor Oven | E10 |  | Codes & Standards Forecast | bar: 2019 to 2051
Commercial_Restaurant_New_Food Preparation_Natural Gas_Double Rack Oven_E1_Codes & Standards Forecast | Commercial | Restaurant | New | Food Preparation | Natural Gas | Double Rack Oven | E1 | Standard | Codes & Standards Forecast | 100% | 100% | 100% | 100% | 100% | 100% | 100% | 100% | 100% | 100% | 100% | 100% | 100% | 100% | 100% | 100% | 100% | 100% | 100% | 100% | 100% | 100% | 100% | 100% | 100% | 100% | 100% | 100% | 100% | 100% | 100% | 100% | 100%
Commercial_Restaurant_New_Food Preparation_Natural Gas_Double Rack Oven_E2_Codes & Standards Forecast | Commercial | Restaurant | New | Food Preparation | Natural Gas | Double Rack Oven | E2 | FTSC Qualified (>50% Cooking Efficiency) | Codes & Standards Forecast | bar: 2019 to 2051
Commercial_Restaurant_New_Food Preparation_Natural Gas_Double Rack Oven_E3_Codes & Standards Forecast | Commercial | Restaurant | New | Food Preparation | Natural Gas | Double Rack Oven | E3 |  | Codes & Standards Forecast | bar: 2019 to 2051
Commercial_Restaurant_New_Food Preparation_Natural Gas_Double Rack Oven_E4_Codes & Standards Forecast | Commercial | Restaurant | New | Food Preparation | Natural Gas | Double Rack Oven | E4 |  | Codes & Standards Forecast | bar: 2019 to 2051
Commercial_Restaurant_New_Food Preparation_Natural Gas_Double Rack Oven_E5_Codes & Standards Forecast | Commercial | Restaurant | New | Food Preparation | Natural Gas | Double Rack Oven | E5 |  | Codes & Standards Forecast | bar: 2019 to 2051
Commercial_Restaurant_New_Food Preparation_Natural Gas_Double Rack Oven_E6_Codes & Standards Forecast | Commercial | Restaurant | New | Food Preparation | Natural Gas | Double Rack Oven | E6 |  | Codes & Standards Forecast | bar: 2019 to 2051
Commercial_Restaurant_New_Food Preparation_Natural Gas_Double Rack Oven_E7_Codes & Standards Forecast | Commercial | Restaurant | New | Food Preparation | Natural Gas | Double Rack Oven | E7 |  | Codes & Standards Forecast | bar: 2019 to 2051
Commercial_Restaurant_New_Food Preparation_Natural Gas_Double Rack Oven_E8_Codes & Standards Forecast | Commercial | Restaurant | New | Food Preparation | Natural Gas | Double Rack Oven | E8 |  | Codes & Standards Forecast | bar: 2019 to 2051
Commercial_Restaurant_New_Food Preparation_Natural Gas_Double Rack Oven_E9_Codes & Standards Forecast | Commercial | Restaurant | New | Food Preparation | Natural Gas | Double Rack Oven | E9 |  | Codes & Standards Forecast | bar: 2019 to 2051
Commercial_Restaurant_New_Food Preparation_Natural Gas_Double Rack Oven_E10_Codes & Standards Forecast | Commercial | Restaurant | New | Food Preparation | Natural Gas | Double Rack Oven | E10 |  | Codes & Standards Forecast | bar: 2019 to 2051
Commercial_Restaurant_New_Food Preparation_Natural Gas_Fryer_E1_Codes & Standards Forecast | Commercial | Restaurant | New | Food Preparation | Natural Gas | Fryer | E1 | Standard | Codes & Standards Forecast | 100% | 100% | 100% | 0% | 0% | 0% | 0% | 0% | 0% | 0% | 0% | 0% | 0% | 0% | 0% | 0% | 0% | 0% | 0% | 0% | 0% | 0% | 0% | 0% | 0% | 0% | 0% | 0% | 0% | 0% | 0% | 0% | 0%
Commercial_Restaurant_New_Food Preparation_Natural Gas_Fryer_E2_Codes & Standards Forecast | Commercial | Restaurant | New | Food Preparation | Natural Gas | Fryer | E2 | ENERGY STAR | Codes & Standards Forecast | 0% | 0% | 0% | 100% | 100% | 100% | 100% | 100% | 100% | 100% | 100% | 100% | 100% | 100% | 100% | 100% | 100% | 100% | 100% | 100% | 100% | 100% | 100% | 100% | 100% | 100% | 100% | 100% | 100% | 100% | 100% | 100% | 100%
Commercial_Restaurant_New_Food Preparation_Natural Gas_Fryer_E3_Codes & Standards Forecast | Commercial | Restaurant | New | Food Preparation | Natural Gas | Fryer | E3 |  | Codes & Standards Forecast | bar: 2019 to 2051
Commercial_Restaurant_New_Food Preparation_Natural Gas_Fryer_E4_Codes & Standards Forecast | Commercial | Restaurant | New | Food Preparation | Natural Gas | Fryer | E4 |  | Codes & Standards Forecast | bar: 2019 to 2051
Commercial_Restaurant_New_Food Preparation_Natural Gas_Fryer_E5_Codes & Standards Forecast | Commercial | Restaurant | New | Food Preparation | Natural Gas | Fryer | E5 |  | Codes & Standards Forecast | bar: 2019 to 2051
Commercial_Restaurant_New_Food Preparation_Natural Gas_Fryer_E6_Codes & Standards Forecast | Commercial | Restaurant | New | Food Preparation | Natural Gas | Fryer | E6 |  | Codes & Standards Forecast | bar: 2019 to 2051
Commercial_Restaurant_New_Food Preparation_Natural Gas_Fryer_E7_Codes & Standards Forecast | Commercial | Restaurant | New | Food Preparation | Natural Gas | Fryer | E7 |  | Codes & Standards Forecast | bar: 2019 to 2051
Commercial_Restaurant_New_Food Preparation_Natural Gas_Fryer_E8_Codes & Standards Forecast | Commercial | Restaurant | New | Food Preparation | Natural Gas | Fryer | E8 |  | Codes & Standards Forecast | bar: 2019 to 2051
Commercial_Restaurant_New_Food Preparation_Natural Gas_Fryer_E9_Codes & Standards Forecast | Commercial | Restaurant | New | Food Preparation | Natural Gas | Fryer | E9 |  | Codes & Standards Forecast | bar: 2019 to 2051
Commercial_Restaurant_New_Food Preparation_Natural Gas_Fryer_E10_Codes & Standards Forecast | Commercial | Restaurant | New | Food Preparation | Natural Gas | Fryer | E10 |  | Codes & Standards Forecast | bar: 2019 to 2051
Commercial_Restaurant_New_Food Preparation_Natural Gas_Broiler_E1_Codes & Standards Forecast | Commercial | Restaurant | New | Food Preparation | Natural Gas | Broiler | E1 | Standard | Codes & Standards Forecast | 100% | 100% | 100% | 100% | 100% | 100% | 100% | 100% | 100% | 100% | 100% | 100% | 100% | 100% | 100% | 100% | 100% | 100% | 100% | 100% | 100% | 100% | 100% | 100% | 100% | 100% | 100% | 100% | 100% | 100% | 100% | 100% | 100%
Commercial_Restaurant_New_Food Preparation_Natural Gas_Broiler_E2_Codes & Standards Forecast | Commercial | Restaurant | New | Food Preparation | Natural Gas | Broiler | E2 | Infrared Burners | Codes & Standards Forecast | bar: 2019 to 2051
Commercial_Restaurant_New_Food Preparation_Natural Gas_Broiler_E3_Codes & Standards Forecast | Commercial | Restaurant | New | Food Preparation | Natural Gas | Broiler | E3 |  | Codes & Standards Forecast | bar: 2019 to 2051
Commercial_Restaurant_New_Food Preparation_Natural Gas_Broiler_E4_Codes & Standards Forecast | Commercial | Restaurant | New | Food Preparation | Natural Gas | Broiler | E4 |  | Codes & Standards Forecast | bar: 2019 to 2051
Commercial_Restaurant_New_Food Preparation_Natural Gas_Broiler_E5_Codes & Standards Forecast | Commercial | Restaurant | New | Food Preparation | Natural Gas | Broiler | E5 |  | Codes & Standards Forecast | bar: 2019 to 2051
Commercial_Restaurant_New_Food Preparation_Natural Gas_Broiler_E6_Codes & Standards Forecast | Commercial | Restaurant | New | Food Preparation | Natural Gas | Broiler | E6 |  | Codes & Standards Forecast | bar: 2019 to 2051
Commercial_Restaurant_New_Food Preparation_Natural Gas_Broiler_E7_Codes & Standards Forecast | Commercial | Restaurant | New | Food Preparation | Natural Gas | Broiler | E7 |  | Codes & Standards Forecast | bar: 2019 to 2051
Commercial_Restaurant_New_Food Preparation_Natural Gas_Broiler_E8_Codes & Standards Forecast | Commercial | Restaurant | New | Food Preparation | Natural Gas | Broiler | E8 |  | Codes & Standards Forecast | bar: 2019 to 2051
Commercial_Restaurant_New_Food Preparation_Natural Gas_Broiler_E9_Codes & Standards Forecast | Commercial | Restaurant | New | Food Preparation | Natural Gas | Broiler | E9 |  | Codes & Standards Forecast | bar: 2019 to 2051
Commercial_Restaurant_New_Food Preparation_Natural Gas_Broiler_E10_Codes & Standards Forecast | Commercial | Restaurant | New | Food Preparation | Natural Gas | Broiler | E10 |  | Codes & Standards Forecast | bar: 2019 to 2051
Commercial_Restaurant_New_Food Preparation_Natural Gas_Griddle_E1_Codes & Standards Forecast | Commercial | Restaurant | New | Food Preparation | Natural Gas | Griddle | E1 | Standard | Codes & Standards Forecast | 100% | 100% | 100% | 100% | 100% | 100% | 100% | 100% | 100% | 100% | 100% | 100% | 100% | 100% | 100% | 100% | 100% | 100% | 100% | 100% | 100% | 100% | 100% | 100% | 100% | 100% | 100% | 100% | 100% | 100% | 100% | 100% | 100%
Commercial_Restaurant_New_Food Preparation_Natural Gas_Griddle_E2_Codes & Standards Forecast | Commercial | Restaurant | New | Food Preparation | Natural Gas | Griddle | E2 | ENERGY STAR | Codes & Standards Forecast | bar: 2019 to 2051
Commercial_Restaurant_New_Food Preparation_Natural Gas_Griddle_E3_Codes & Standards Forecast | Commercial | Restaurant | New | Food Preparation | Natural Gas | Griddle | E3 |  | Codes & Standards Forecast | bar: 2019 to 2051
Commercial_Restaurant_New_Food Preparation_Natural Gas_Griddle_E4_Codes & Standards Forecast | Commercial | Restaurant | New | Food Preparation | Natural Gas | Griddle | E4 |  | Codes & Standards Forecast | bar: 2019 to 2051
Commercial_Restaurant_New_Food Preparation_Natural Gas_Griddle_E5_Codes & Standards Forecast | Commercial | Restaurant | New | Food Preparation | Natural Gas | Griddle | E5 |  | Codes & Standards Forecast | bar: 2019 to 2051
Commercial_Restaurant_New_Food Preparation_Natural Gas_Griddle_E6_Codes & Standards Forecast | Commercial | Restaurant | New | Food Preparation | Natural Gas | Griddle | E6 |  | Codes & Standards Forecast | bar: 2019 to 2051
Commercial_Restaurant_New_Food Preparation_Natural Gas_Griddle_E7_Codes & Standards Forecast | Commercial | Restaurant | New | Food Preparation | Natural Gas | Griddle | E7 |  | Codes & Standards Forecast | bar: 2019 to 2051
Commercial_Restaurant_New_Food Preparation_Natural Gas_Griddle_E8_Codes & Standards Forecast | Commercial | Restaurant | New | Food Preparation | Natural Gas | Griddle | E8 |  | Codes & Standards Forecast | bar: 2019 to 2051
Commercial_Restaurant_New_Food Preparation_Natural Gas_Griddle_E9_Codes & Standards Forecast | Commercial | Restaurant | New | Food Preparation | Natural Gas | Griddle | E9 |  | Codes & Standards Forecast | bar: 2019 to 2051
Commercial_Restaurant_New_Food Preparation_Natural Gas_Griddle_E10_Codes & Standards Forecast | Commercial | Restaurant | New | Food Preparation | Natural Gas | Griddle | E10 |  | Codes & Standards Forecast | bar: 2019 to 2051
Commercial_Restaurant_New_Food Preparation_Natural Gas_Range_E1_Codes & Standards Forecast | Commercial | Restaurant | New | Food Preparation | Natural Gas | Range | E1 | Standard | Codes & Standards Forecast | 100% | 100% | 100% | 100% | 100% | 100% | 100% | 100% | 100% | 100% | 100% | 100% | 100% | 100% | 100% | 100% | 100% | 100% | 100% | 100% | 100% | 100% | 100% | 100% | 100% | 100% | 100% | 100% | 100% | 100% | 100% | 100% | 100%
Commercial_Restaurant_New_Food Preparation_Natural Gas_Range_E2_Codes & Standards Forecast | Commercial | Restaurant | New | Food Preparation | Natural Gas | Range | E2 | High Efficiency | Codes & Standards Forecast | bar: 2019 to 2051
Commercial_Restaurant_New_Food Preparation_Natural Gas_Range_E3_Codes & Standards Forecast | Commercial | Restaurant | New | Food Preparation | Natural Gas | Range | E3 |  | Codes & Standards Forecast | bar: 2019 to 2051
Commercial_Restaurant_New_Food Preparation_Natural Gas_Range_E4_Codes & Standards Forecast | Commercial | Restaurant | New | Food Preparation | Natural Gas | Range | E4 |  | Codes & Standards Forecast | bar: 2019 to 2051
Commercial_Restaurant_New_Food Preparation_Natural Gas_Range_E5_Codes & Standards Forecast | Commercial | Restaurant | New | Food Preparation | Natural Gas | Range | E5 |  | Codes & Standards Forecast | bar: 2019 to 2051
Commercial_Restaurant_New_Food Preparation_Natural Gas_Range_E6_Codes & Standards Forecast | Commercial | Restaurant | New | Food Preparation | Natural Gas | Range | E6 |  | Codes & Standards Forecast | bar: 2019 to 2051
Commercial_Restaurant_New_Food Preparation_Natural Gas_Range_E7_Codes & Standards Forecast | Commercial | Restaurant | New | Food Preparation | Natural Gas | Range | E7 |  | Codes & Standards Forecast | bar: 2019 to 2051
Commercial_Restaurant_New_Food Preparation_Natural Gas_Range_E8_Codes & Standards Forecast | Commercial | Restaurant | New | Food Preparation | Natural Gas | Range | E8 |  | Codes & Standards Forecast | bar: 2019 to 2051
Commercial_Restaurant_New_Food Preparation_Natural Gas_Range_E9_Codes & Standards Forecast | Commercial | Restaurant | New | Food Preparation | Natural Gas | Range | E9 |  | Codes & Standards Forecast | bar: 2019 to 2051
Commercial_Restaurant_New_Food Preparation_Natural Gas_Range_E10_Codes & Standards Forecast | Commercial | Restaurant | New | Food Preparation | Natural Gas | Range | E10 |  | Codes & Standards Forecast | bar: 2019 to 2051
Commercial_Restaurant_New_Food Preparation_Natural Gas_Steamer_E1_Codes & Standards Forecast | Commercial | Restaurant | New | Food Preparation | Natural Gas | Steamer | E1 | Standard | Codes & Standards Forecast | 100% | 100% | 100% | 0% | 0% | 0% | 0% | 0% | 0% | 0% | 0% | 0% | 0% | 0% | 0% | 0% | 0% | 0% | 0% | 0% | 0% | 0% | 0% | 0% | 0% | 0% | 0% | 0% | 0% | 0% | 0% | 0% | 0%
Commercial_Restaurant_New_Food Preparation_Natural Gas_Steamer_E2_Codes & Standards Forecast | Commercial | Restaurant | New | Food Preparation | Natural Gas | Steamer | E2 | ENERGY STAR | Codes & Standards Forecast | 0% | 0% | 0% | 100% | 100% | 100% | 100% | 100% | 100% | 100% | 100% | 100% | 100% | 100% | 100% | 100% | 100% | 100% | 100% | 100% | 100% | 100% | 100% | 100% | 100% | 100% | 100% | 100% | 100% | 100% | 100% | 100% | 100%
Commercial_Restaurant_New_Food Preparation_Natural Gas_Steamer_E3_Codes & Standards Forecast | Commercial | Restaurant | New | Food Preparation | Natural Gas | Steamer | E3 |  | Codes & Standards Forecast | bar: 2019 to 2051
Commercial_Restaurant_New_Food Preparation_Natural Gas_Steamer_E4_Codes & Standards Forecast | Commercial | Restaurant | New | Food Preparation | Natural Gas | Steamer | E4 |  | Codes & Standards Forecast | bar: 2019 to 2051
Commercial_Restaurant_New_Food Preparation_Natural Gas_Steamer_E5_Codes & Standards Forecast | Commercial | Restaurant | New | Food Preparation | Natural Gas | Steamer | E5 |  | Codes & Standards Forecast | bar: 2019 to 2051
Commercial_Restaurant_New_Food Preparation_Natural Gas_Steamer_E6_Codes & Standards Forecast | Commercial | Restaurant | New | Food Preparation | Natural Gas | Steamer | E6 |  | Codes & Standards Forecast | bar: 2019 to 2051
Commercial_Restaurant_New_Food Preparation_Natural Gas_Steamer_E7_Codes & Standards Forecast | Commercial | Restaurant | New | Food Preparation | Natural Gas | Steamer | E7 |  | Codes & Standards Forecast | bar: 2019 to 2051
Commercial_Restaurant_New_Food Preparation_Natural Gas_Steamer_E8_Codes & Standards Forecast | Commercial | Restaurant | New | Food Preparation | Natural Gas | Steamer | E8 |  | Codes & Standards Forecast | bar: 2019 to 2051
Commercial_Restaurant_New_Food Preparation_Natural Gas_Steamer_E9_Codes & Standards Forecast | Commercial | Restaurant | New | Food Preparation | Natural Gas | Steamer | E9 |  | Codes & Standards Forecast | bar: 2019 to 2051
Commercial_Restaurant_New_Food Preparation_Natural Gas_Steamer_E10_Codes & Standards Forecast | Commercial | Restaurant | New | Food Preparation | Natural Gas | Steamer | E10 |  | Codes & Standards Forecast | bar: 2019 to 2051
Commercial_Restaurant_New_Food Preparation_Natural Gas_Food Prep Other_E1_Codes & Standards Forecast | Commercial | Restaurant | New | Food Preparation | Natural Gas | Food Prep Other | E1 | Standard | Codes & Standards Forecast | 100% | 100% | 100% | 100% | 100% | 100% | 100% | 100% | 100% | 100% | 100% | 100% | 100% | 100% | 100% | 100% | 100% | 100% | 100% | 100% | 100% | 100% | 100% | 100% | 100% | 100% | 100% | 100% | 100% | 100% | 100% | 100% | 100%
Commercial_Restaurant_New_Food Preparation_Natural Gas_Food Prep Other_E2_Codes & Standards Forecast | Commercial | Restaurant | New | Food Preparation | Natural Gas | Food Prep Other | E2 | ENERGY STAR | Codes & Standards Forecast | bar: 2019 to 2051
Commercial_Restaurant_New_Food Preparation_Natural Gas_Food Prep Other_E3_Codes & Standards Forecast | Commercial | Restaurant | New | Food Preparation | Natural Gas | Food Prep Other | E3 |  | Codes & Standards Forecast | bar: 2019 to 2051
Commercial_Restaurant_New_Food Preparation_Natural Gas_Food Prep Other_E4_Codes & Standards Forecast | Commercial | Restaurant | New | Food Preparation | Natural Gas | Food Prep Other | E4 |  | Codes & Standards Forecast | bar: 2019 to 2051
Commercial_Restaurant_New_Food Preparation_Natural Gas_Food Prep Other_E5_Codes & Standards Forecast | Commercial | Restaurant | New | Food Preparation | Natural Gas | Food Prep Other | E5 |  | Codes & Standards Forecast | bar: 2019 to 2051
Commercial_Restaurant_New_Food Preparation_Natural Gas_Food Prep Other_E6_Codes & Standards Forecast | Commercial | Restaurant | New | Food Preparation | Natural Gas | Food Prep Other | E6 |  | Codes & Standards Forecast | bar: 2019 to 2051
Commercial_Restaurant_New_Food Preparation_Natural Gas_Food Prep Other_E7_Codes & Standards Forecast | Commercial | Restaurant | New | Food Preparation | Natural Gas | Food Prep Other | E7 |  | Codes & Standards Forecast | bar: 2019 to 2051
Commercial_Restaurant_New_Food Preparation_Natural Gas_Food Prep Other_E8_Codes & Standards Forecast | Commercial | Restaurant | New | Food Preparation | Natural Gas | Food Prep Other | E8 |  | Codes & Standards Forecast | bar: 2019 to 2051
Commercial_Restaurant_New_Food Preparation_Natural Gas_Food Prep Other_E9_Codes & Standards Forecast | Commercial | Restaurant | New | Food Preparation | Natural Gas | Food Prep Other | E9 |  | Codes & Standards Forecast | bar: 2019 to 2051
Commercial_Restaurant_New_Food Preparation_Natural Gas_Food Prep Other_E10_Codes & Standards Forecast | Commercial | Restaurant | New | Food Preparation | Natural Gas | Food Prep Other | E10 |  | Codes & Standards Forecast | bar: 2019 to 2051
Commercial_Restaurant_New_Miscellaneous_Natural Gas_Pool Heater_E1_Codes & Standards Forecast | Commercial | Restaurant | New | Miscellaneous | Natural Gas | Pool Heater | E1 | Standard (EF .78) | Codes & Standards Forecast | 100% | 100% | 100% | 100% | 100% | 100% | 100% | 100% | 100% | 100% | 100% | 100% | 100% | 100% | 100% | 100% | 100% | 100% | 100% | 100% | 100% | 100% | 100% | 100% | 100% | 100% | 100% | 100% | 100% | 100% | 100% | 100% | 100%
Commercial_Restaurant_New_Miscellaneous_Natural Gas_Pool Heater_E2_Codes & Standards Forecast | Commercial | Restaurant | New | Miscellaneous | Natural Gas | Pool Heater | E2 | Condensing (EF .90) | Codes & Standards Forecast | bar: 2019 to 2051
Commercial_Restaurant_New_Miscellaneous_Natural Gas_Pool Heater_E3_Codes & Standards Forecast | Commercial | Restaurant | New | Miscellaneous | Natural Gas | Pool Heater | E3 |  | Codes & Standards Forecast | bar: 2019 to 2051
Commercial_Restaurant_New_Miscellaneous_Natural Gas_Pool Heater_E4_Codes & Standards Forecast | Commercial | Restaurant | New | Miscellaneous | Natural Gas | Pool Heater | E4 |  | Codes & Standards Forecast | bar: 2019 to 2051
Commercial_Restaurant_New_Miscellaneous_Natural Gas_Pool Heater_E5_Codes & Standards Forecast | Commercial | Restaurant | New | Miscellaneous | Natural Gas | Pool Heater | E5 |  | Codes & Standards Forecast | bar: 2019 to 2051
Commercial_Restaurant_New_Miscellaneous_Natural Gas_Pool Heater_E6_Codes & Standards Forecast | Commercial | Restaurant | New | Miscellaneous | Natural Gas | Pool Heater | E6 |  | Codes & Standards Forecast | bar: 2019 to 2051
Commercial_Restaurant_New_Miscellaneous_Natural Gas_Pool Heater_E7_Codes & Standards Forecast | Commercial | Restaurant | New | Miscellaneous | Natural Gas | Pool Heater | E7 |  | Codes & Standards Forecast | bar: 2019 to 2051
Commercial_Restaurant_New_Miscellaneous_Natural Gas_Pool Heater_E8_Codes & Standards Forecast | Commercial | Restaurant | New | Miscellaneous | Natural Gas | Pool Heater | E8 |  | Codes & Standards Forecast | bar: 2019 to 2051
Commercial_Restaurant_New_Miscellaneous_Natural Gas_Pool Heater_E9_Codes & Standards Forecast | Commercial | Restaurant | New | Miscellaneous | Natural Gas | Pool Heater | E9 |  | Codes & Standards Forecast | bar: 2019 to 2051
Commercial_Restaurant_New_Miscellaneous_Natural Gas_Pool Heater_E10_Codes & Standards Forecast | Commercial | Restaurant | New | Miscellaneous | Natural Gas | Pool Heater | E10 |  | Codes & Standards Forecast | bar: 2019 to 2051
Commercial_Restaurant_New_Miscellaneous_Natural Gas_Miscellaneous_E1_Codes & Standards Forecast | Commercial | Restaurant | New | Miscellaneous | Natural Gas | Miscellaneous | E1 | Miscellaneous | Codes & Standards Forecast | 100% | 100% | 100% | 100% | 100% | 100% | 100% | 100% | 100% | 100% | 100% | 100% | 100% | 100% | 100% | 100% | 100% | 100% | 100% | 100% | 100% | 100% | 100% | 100% | 100% | 100% | 100% | 100% | 100% | 100% | 100% | 100% | 100%
Commercial_Restaurant_New_Miscellaneous_Natural Gas_Miscellaneous_E2_Codes & Standards Forecast | Commercial | Restaurant | New | Miscellaneous | Natural Gas | Miscellaneous | E2 |  | Codes & Standards Forecast | bar: 2019 to 2051
Commercial_Restaurant_New_Miscellaneous_Natural Gas_Miscellaneous_E3_Codes & Standards Forecast | Commercial | Restaurant | New | Miscellaneous | Natural Gas | Miscellaneous | E3 |  | Codes & Standards Forecast | bar: 2019 to 2051
Commercial_Restaurant_New_Miscellaneous_Natural Gas_Miscellaneous_E4_Codes & Standards Forecast | Commercial | Restaurant | New | Miscellaneous | Natural Gas | Miscellaneous | E4 |  | Codes & Standards Forecast | bar: 2019 to 2051
Commercial_Restaurant_New_Miscellaneous_Natural Gas_Miscellaneous_E5_Codes & Standards Forecast | Commercial | Restaurant | New | Miscellaneous | Natural Gas | Miscellaneous | E5 |  | Codes & Standards Forecast | bar: 2019 to 2051
Commercial_Restaurant_New_Miscellaneous_Natural Gas_Miscellaneous_E6_Codes & Standards Forecast | Commercial | Restaurant | New | Miscellaneous | Natural Gas | Miscellaneous | E6 |  | Codes & Standards Forecast | bar: 2019 to 2051
Commercial_Restaurant_New_Miscellaneous_Natural Gas_Miscellaneous_E7_Codes & Standards Forecast | Commercial | Restaurant | New | Miscellaneous | Natural Gas | Miscellaneous | E7 |  | Codes & Standards Forecast | bar: 2019 to 2051
Commercial_Restaurant_New_Miscellaneous_Natural Gas_Miscellaneous_E8_Codes & Standards Forecast | Commercial | Restaurant | New | Miscellaneous | Natural Gas | Miscellaneous | E8 |  | Codes & Standards Forecast | bar: 2019 to 2051
Commercial_Restaurant_New_Miscellaneous_Natural Gas_Miscellaneous_E9_Codes & Standards Forecast | Commercial | Restaurant | New | Miscellaneous | Natural Gas | Miscellaneous | E9 |  | Codes & Standards Forecast | bar: 2019 to 2051
Commercial_Restaurant_New_Miscellaneous_Natural Gas_Miscellaneous_E10_Codes & Standards Forecast | Commercial | Restaurant | New | Miscellaneous | Natural Gas | Miscellaneous | E10 |  | Codes & Standards Forecast | bar: 2019 to 2051
Commercial_Grocery_Existing_Space Heating_Natural Gas_Furnace_E1_Codes & Standards Forecast | Commercial | Grocery | Existing | Space Heating | Natural Gas | Furnace | E1 | AFUE 80% (Standard) | Codes & Standards Forecast | 100% | 100% | 100% | 100% | 100% | 100% | 100% | 100% | 100% | 100% | 100% | 100% | 100% | 100% | 100% | 100% | 100% | 100% | 100% | 100% | 100% | 100% | 100% | 100% | 100% | 100% | 100% | 100% | 100% | 100% | 100% | 100% | 100%
Commercial_Grocery_Existing_Space Heating_Natural Gas_Furnace_E2_Codes & Standards Forecast | Commercial | Grocery | Existing | Space Heating | Natural Gas | Furnace | E2 | AFUE 90% | Codes & Standards Forecast | bar: 2019 to 2051
Commercial_Grocery_Existing_Space Heating_Natural Gas_Furnace_E3_Codes & Standards Forecast | Commercial | Grocery | Existing | Space Heating | Natural Gas | Furnace | E3 | AFUE 96% | Codes & Standards Forecast | bar: 2019 to 2051
Commercial_Grocery_Existing_Space Heating_Natural Gas_Furnace_E4_Codes & Standards Forecast | Commercial | Grocery | Existing | Space Heating | Natural Gas | Furnace | E4 |  | Codes & Standards Forecast | bar: 2019 to 2051
Commercial_Grocery_Existing_Space Heating_Natural Gas_Furnace_E5_Codes & Standards Forecast | Commercial | Grocery | Existing | Space Heating | Natural Gas | Furnace | E5 |  | Codes & Standards Forecast | bar: 2019 to 2051
Commercial_Grocery_Existing_Space Heating_Natural Gas_Furnace_E6_Codes & Standards Forecast | Commercial | Grocery | Existing | Space Heating | Natural Gas | Furnace | E6 |  | Codes & Standards Forecast | bar: 2019 to 2051
Commercial_Grocery_Existing_Space Heating_Natural Gas_Furnace_E7_Codes & Standards Forecast | Commercial | Grocery | Existing | Space Heating | Natural Gas | Furnace | E7 |  | Codes & Standards Forecast | bar: 2019 to 2051
Commercial_Grocery_Existing_Space Heating_Natural Gas_Furnace_E8_Codes & Standards Forecast | Commercial | Grocery | Existing | Space Heating | Natural Gas | Furnace | E8 |  | Codes & Standards Forecast | bar: 2019 to 2051
Commercial_Grocery_Existing_Space Heating_Natural Gas_Furnace_E9_Codes & Standards Forecast | Commercial | Grocery | Existing | Space Heating | Natural Gas | Furnace | E9 |  | Codes & Standards Forecast | bar: 2019 to 2051
Commercial_Grocery_Existing_Space Heating_Natural Gas_Furnace_E10_Codes & Standards Forecast | Commercial | Grocery | Existing | Space Heating | Natural Gas | Furnace | E10 |  | Codes & Standards Forecast | bar: 2019 to 2051
Commercial_Grocery_Existing_Space Heating_Natural Gas_Boiler_E1_Codes & Standards Forecast | Commercial | Grocery | Existing | Space Heating | Natural Gas | Boiler | E1 | AFUE 80% (Standard) | Codes & Standards Forecast | 100% | 100% | 100% | 100% | 100% | 100% | 100% | 100% | 100% | 100% | 100% | 100% | 100% | 100% | 100% | 100% | 100% | 100% | 100% | 100% | 100% | 100% | 100% | 100% | 100% | 100% | 100% | 100% | 100% | 100% | 100% | 100% | 100%
Commercial_Grocery_Existing_Space Heating_Natural Gas_Boiler_E2_Codes & Standards Forecast | Commercial | Grocery | Existing | Space Heating | Natural Gas | Boiler | E2 | AFUE 85% | Codes & Standards Forecast | bar: 2019 to 2051
Commercial_Grocery_Existing_Space Heating_Natural Gas_Boiler_E3_Codes & Standards Forecast | Commercial | Grocery | Existing | Space Heating | Natural Gas | Boiler | E3 | AFUE 97% | Codes & Standards Forecast | bar: 2019 to 2051
Commercial_Grocery_Existing_Space Heating_Natural Gas_Boiler_E4_Codes & Standards Forecast | Commercial | Grocery | Existing | Space Heating | Natural Gas | Boiler | E4 | Convert to NG Air Source Heat Pump | Codes & Standards Forecast | bar: 2019 to 2051
Commercial_Grocery_Existing_Space Heating_Natural Gas_Boiler_E5_Codes & Standards Forecast | Commercial | Grocery | Existing | Space Heating | Natural Gas | Boiler | E5 |  | Codes & Standards Forecast | bar: 2019 to 2051
Commercial_Grocery_Existing_Space Heating_Natural Gas_Boiler_E6_Codes & Standards Forecast | Commercial | Grocery | Existing | Space Heating | Natural Gas | Boiler | E6 |  | Codes & Standards Forecast | bar: 2019 to 2051
Commercial_Grocery_Existing_Space Heating_Natural Gas_Boiler_E7_Codes & Standards Forecast | Commercial | Grocery | Existing | Space Heating | Natural Gas | Boiler | E7 |  | Codes & Standards Forecast | bar: 2019 to 2051
Commercial_Grocery_Existing_Space Heating_Natural Gas_Boiler_E8_Codes & Standards Forecast | Commercial | Grocery | Existing | Space Heating | Natural Gas | Boiler | E8 |  | Codes & Standards Forecast | bar: 2019 to 2051
Commercial_Grocery_Existing_Space Heating_Natural Gas_Boiler_E9_Codes & Standards Forecast | Commercial | Grocery | Existing | Space Heating | Natural Gas | Boiler | E9 |  | Codes & Standards Forecast | bar: 2019 to 2051
Commercial_Grocery_Existing_Space Heating_Natural Gas_Boiler_E10_Codes & Standards Forecast | Commercial | Grocery | Existing | Space Heating | Natural Gas | Boiler | E10 |  | Codes & Standards Forecast | bar: 2019 to 2051
Commercial_Grocery_Existing_Space Heating_Natural Gas_Unit Heater_E1_Codes & Standards Forecast | Commercial | Grocery | Existing | Space Heating | Natural Gas | Unit Heater | E1 | Standard | Codes & Standards Forecast | 100% | 100% | 100% | 100% | 100% | 100% | 100% | 100% | 100% | 100% | 100% | 100% | 100% | 100% | 100% | 100% | 100% | 100% | 100% | 100% | 100% | 100% | 100% | 100% | 100% | 100% | 100% | 100% | 100% | 100% | 100% | 100% | 100%
Commercial_Grocery_Existing_Space Heating_Natural Gas_Unit Heater_E2_Codes & Standards Forecast | Commercial | Grocery | Existing | Space Heating | Natural Gas | Unit Heater | E2 | Condensing | Codes & Standards Forecast | bar: 2019 to 2051
Commercial_Grocery_Existing_Space Heating_Natural Gas_Unit Heater_E3_Codes & Standards Forecast | Commercial | Grocery | Existing | Space Heating | Natural Gas | Unit Heater | E3 | Infrared Radiant | Codes & Standards Forecast | bar: 2019 to 2051
Commercial_Grocery_Existing_Space Heating_Natural Gas_Unit Heater_E4_Codes & Standards Forecast | Commercial | Grocery | Existing | Space Heating | Natural Gas | Unit Heater | E4 |  | Codes & Standards Forecast | bar: 2019 to 2051
Commercial_Grocery_Existing_Space Heating_Natural Gas_Unit Heater_E5_Codes & Standards Forecast | Commercial | Grocery | Existing | Space Heating | Natural Gas | Unit Heater | E5 |  | Codes & Standards Forecast | bar: 2019 to 2051
Commercial_Grocery_Existing_Space Heating_Natural Gas_Unit Heater_E6_Codes & Standards Forecast | Commercial | Grocery | Existing | Space Heating | Natural Gas | Unit Heater | E6 |  | Codes & Standards Forecast | bar: 2019 to 2051
Commercial_Grocery_Existing_Space Heating_Natural Gas_Unit Heater_E7_Codes & Standards Forecast | Commercial | Grocery | Existing | Space Heating | Natural Gas | Unit Heater | E7 |  | Codes & Standards Forecast | bar: 2019 to 2051
Commercial_Grocery_Existing_Space Heating_Natural Gas_Unit Heater_E8_Codes & Standards Forecast | Commercial | Grocery | Existing | Space Heating | Natural Gas | Unit Heater | E8 |  | Codes & Standards Forecast | bar: 2019 to 2051
Commercial_Grocery_Existing_Space Heating_Natural Gas_Unit Heater_E9_Codes & Standards Forecast | Commercial | Grocery | Existing | Space Heating | Natural Gas | Unit Heater | E9 |  | Codes & Standards Forecast | bar: 2019 to 2051
Commercial_Grocery_Existing_Space Heating_Natural Gas_Unit Heater_E10_Codes & Standards Forecast | Commercial | Grocery | Existing | Space Heating | Natural Gas | Unit Heater | E10 |  | Codes & Standards Forecast | bar: 2019 to 2051
Commercial_Grocery_Existing_Water Heating_Natural Gas_Water Heater_E1_Codes & Standards Forecast | Commercial | Grocery | Existing | Water Heating | Natural Gas | Water Heater | E1 | TE 80% | Codes & Standards Forecast | 100% | 100% | 100% | 100% | 100% | 100% | 100% | 100% | 100% | 100% | 100% | 100% | 100% | 100% | 100% | 100% | 100% | 100% | 100% | 100% | 100% | 100% | 100% | 100% | 100% | 100% | 100% | 100% | 100% | 100% | 100% | 100% | 100%
Commercial_Grocery_Existing_Water Heating_Natural Gas_Water Heater_E2_Codes & Standards Forecast | Commercial | Grocery | Existing | Water Heating | Natural Gas | Water Heater | E2 | TE 81% | Codes & Standards Forecast | bar: 2019 to 2051
Commercial_Grocery_Existing_Water Heating_Natural Gas_Water Heater_E3_Codes & Standards Forecast | Commercial | Grocery | Existing | Water Heating | Natural Gas | Water Heater | E3 | TE 88% | Codes & Standards Forecast | bar: 2019 to 2051
Commercial_Grocery_Existing_Water Heating_Natural Gas_Water Heater_E4_Codes & Standards Forecast | Commercial | Grocery | Existing | Water Heating | Natural Gas | Water Heater | E4 | TE 94% | Codes & Standards Forecast | bar: 2019 to 2051
Commercial_Grocery_Existing_Water Heating_Natural Gas_Water Heater_E5_Codes & Standards Forecast | Commercial | Grocery | Existing | Water Heating | Natural Gas | Water Heater | E5 | TE 96% | Codes & Standards Forecast | bar: 2019 to 2051
Commercial_Grocery_Existing_Water Heating_Natural Gas_Water Heater_E6_Codes & Standards Forecast | Commercial | Grocery | Existing | Water Heating | Natural Gas | Water Heater | E6 | Tankless | Codes & Standards Forecast | bar: 2019 to 2051
Commercial_Grocery_Existing_Water Heating_Natural Gas_Water Heater_E7_Codes & Standards Forecast | Commercial | Grocery | Existing | Water Heating | Natural Gas | Water Heater | E7 | Gas-Fired Absorption HPWH | Codes & Standards Forecast | bar: 2019 to 2051
Commercial_Grocery_Existing_Water Heating_Natural Gas_Water Heater_E8_Codes & Standards Forecast | Commercial | Grocery | Existing | Water Heating | Natural Gas | Water Heater | E8 |  | Codes & Standards Forecast | bar: 2019 to 2051
Commercial_Grocery_Existing_Water Heating_Natural Gas_Water Heater_E9_Codes & Standards Forecast | Commercial | Grocery | Existing | Water Heating | Natural Gas | Water Heater | E9 |  | Codes & Standards Forecast | bar: 2019 to 2051
Commercial_Grocery_Existing_Water Heating_Natural Gas_Water Heater_E10_Codes & Standards Forecast | Commercial | Grocery | Existing | Water Heating | Natural Gas | Water Heater | E10 |  | Codes & Standards Forecast | bar: 2019 to 2051
Commercial_Grocery_Existing_Food Preparation_Natural Gas_Oven_E1_Codes & Standards Forecast | Commercial | Grocery | Existing | Food Preparation | Natural Gas | Oven | E1 | Standard | Codes & Standards Forecast | 100% | 100% | 100% | 100% | 100% | 100% | 100% | 100% | 100% | 100% | 100% | 100% | 100% | 100% | 100% | 100% | 100% | 100% | 100% | 100% | 100% | 100% | 100% | 100% | 100% | 100% | 100% | 100% | 100% | 100% | 100% | 100% | 100%
Commercial_Grocery_Existing_Food Preparation_Natural Gas_Oven_E2_Codes & Standards Forecast | Commercial | Grocery | Existing | Food Preparation | Natural Gas | Oven | E2 | ENERGY STAR (>44% Baking Efficiency) | Codes & Standards Forecast | bar: 2019 to 2051
Commercial_Grocery_Existing_Food Preparation_Natural Gas_Oven_E3_Codes & Standards Forecast | Commercial | Grocery | Existing | Food Preparation | Natural Gas | Oven | E3 |  | Codes & Standards Forecast | bar: 2019 to 2051
Commercial_Grocery_Existing_Food Preparation_Natural Gas_Oven_E4_Codes & Standards Forecast | Commercial | Grocery | Existing | Food Preparation | Natural Gas | Oven | E4 |  | Codes & Standards Forecast | bar: 2019 to 2051
Commercial_Grocery_Existing_Food Preparation_Natural Gas_Oven_E5_Codes & Standards Forecast | Commercial | Grocery | Existing | Food Preparation | Natural Gas | Oven | E5 |  | Codes & Standards Forecast | bar: 2019 to 2051
Commercial_Grocery_Existing_Food Preparation_Natural Gas_Oven_E6_Codes & Standards Forecast | Commercial | Grocery | Existing | Food Preparation | Natural Gas | Oven | E6 |  | Codes & Standards Forecast | bar: 2019 to 2051
Commercial_Grocery_Existing_Food Preparation_Natural Gas_Oven_E7_Codes & Standards Forecast | Commercial | Grocery | Existing | Food Preparation | Natural Gas | Oven | E7 |  | Codes & Standards Forecast | bar: 2019 to 2051
Commercial_Grocery_Existing_Food Preparation_Natural Gas_Oven_E8_Codes & Standards Forecast | Commercial | Grocery | Existing | Food Preparation | Natural Gas | Oven | E8 |  | Codes & Standards Forecast | bar: 2019 to 2051
Commercial_Grocery_Existing_Food Preparation_Natural Gas_Oven_E9_Codes & Standards Forecast | Commercial | Grocery | Existing | Food Preparation | Natural Gas | Oven | E9 |  | Codes & Standards Forecast | bar: 2019 to 2051
Commercial_Grocery_Existing_Food Preparation_Natural Gas_Oven_E10_Codes & Standards Forecast | Commercial | Grocery | Existing | Food Preparation | Natural Gas | Oven | E10 |  | Codes & Standards Forecast | bar: 2019 to 2051
Commercial_Grocery_Existing_Food Preparation_Natural Gas_Conveyor Oven_E1_Codes & Standards Forecast | Commercial | Grocery | Existing | Food Preparation | Natural Gas | Conveyor Oven | E1 | Standard | Codes & Standards Forecast | 100% | 100% | 100% | 100% | 100% | 100% | 100% | 100% | 100% | 100% | 100% | 100% | 100% | 100% | 100% | 100% | 100% | 100% | 100% | 100% | 100% | 100% | 100% | 100% | 100% | 100% | 100% | 100% | 100% | 100% | 100% | 100% | 100%
Commercial_Grocery_Existing_Food Preparation_Natural Gas_Conveyor Oven_E2_Codes & Standards Forecast | Commercial | Grocery | Existing | Food Preparation | Natural Gas | Conveyor Oven | E2 | Efficient (>44% Baking Efficiency) | Codes & Standards Forecast | bar: 2019 to 2051
Commercial_Grocery_Existing_Food Preparation_Natural Gas_Conveyor Oven_E3_Codes & Standards Forecast | Commercial | Grocery | Existing | Food Preparation | Natural Gas | Conveyor Oven | E3 |  | Codes & Standards Forecast | bar: 2019 to 2051
Commercial_Grocery_Existing_Food Preparation_Natural Gas_Conveyor Oven_E4_Codes & Standards Forecast | Commercial | Grocery | Existing | Food Preparation | Natural Gas | Conveyor Oven | E4 |  | Codes & Standards Forecast | bar: 2019 to 2051
Commercial_Grocery_Existing_Food Preparation_Natural Gas_Conveyor Oven_E5_Codes & Standards Forecast | Commercial | Grocery | Existing | Food Preparation | Natural Gas | Conveyor Oven | E5 |  | Codes & Standards Forecast | bar: 2019 to 2051
Commercial_Grocery_Existing_Food Preparation_Natural Gas_Conveyor Oven_E6_Codes & Standards Forecast | Commercial | Grocery | Existing | Food Preparation | Natural Gas | Conveyor Oven | E6 |  | Codes & Standards Forecast | bar: 2019 to 2051
Commercial_Grocery_Existing_Food Preparation_Natural Gas_Conveyor Oven_E7_Codes & Standards Forecast | Commercial | Grocery | Existing | Food Preparation | Natural Gas | Conveyor Oven | E7 |  | Codes & Standards Forecast | bar: 2019 to 2051
Commercial_Grocery_Existing_Food Preparation_Natural Gas_Conveyor Oven_E8_Codes & Standards Forecast | Commercial | Grocery | Existing | Food Preparation | Natural Gas | Conveyor Oven | E8 |  | Codes & Standards Forecast | bar: 2019 to 2051
Commercial_Grocery_Existing_Food Preparation_Natural Gas_Conveyor Oven_E9_Codes & Standards Forecast | Commercial | Grocery | Existing | Food Preparation | Natural Gas | Conveyor Oven | E9 |  | Codes & Standards Forecast | bar: 2019 to 2051
Commercial_Grocery_Existing_Food Preparation_Natural Gas_Conveyor Oven_E10_Codes & Standards Forecast | Commercial | Grocery | Existing | Food Preparation | Natural Gas | Conveyor Oven | E10 |  | Codes & Standards Forecast | bar: 2019 to 2051
Commercial_Grocery_Existing_Food Preparation_Natural Gas_Double Rack Oven_E1_Codes & Standards Forecast | Commercial | Grocery | Existing | Food Preparation | Natural Gas | Double Rack Oven | E1 | Standard | Codes & Standards Forecast | 100% | 100% | 100% | 100% | 100% | 100% | 100% | 100% | 100% | 100% | 100% | 100% | 100% | 100% | 100% | 100% | 100% | 100% | 100% | 100% | 100% | 100% | 100% | 100% | 100% | 100% | 100% | 100% | 100% | 100% | 100% | 100% | 100%
Commercial_Grocery_Existing_Food Preparation_Natural Gas_Double Rack Oven_E2_Codes & Standards Forecast | Commercial | Grocery | Existing | Food Preparation | Natural Gas | Double Rack Oven | E2 | FTSC Qualified (>50% Cooking Efficiency) | Codes & Standards Forecast | bar: 2019 to 2051
Commercial_Grocery_Existing_Food Preparation_Natural Gas_Double Rack Oven_E3_Codes & Standards Forecast | Commercial | Grocery | Existing | Food Preparation | Natural Gas | Double Rack Oven | E3 |  | Codes & Standards Forecast | bar: 2019 to 2051
Commercial_Grocery_Existing_Food Preparation_Natural Gas_Double Rack Oven_E4_Codes & Standards Forecast | Commercial | Grocery | Existing | Food Preparation | Natural Gas | Double Rack Oven | E4 |  | Codes & Standards Forecast | bar: 2019 to 2051
Commercial_Grocery_Existing_Food Preparation_Natural Gas_Double Rack Oven_E5_Codes & Standards Forecast | Commercial | Grocery | Existing | Food Preparation | Natural Gas | Double Rack Oven | E5 |  | Codes & Standards Forecast | bar: 2019 to 2051
Commercial_Grocery_Existing_Food Preparation_Natural Gas_Double Rack Oven_E6_Codes & Standards Forecast | Commercial | Grocery | Existing | Food Preparation | Natural Gas | Double Rack Oven | E6 |  | Codes & Standards Forecast | bar: 2019 to 2051
Commercial_Grocery_Existing_Food Preparation_Natural Gas_Double Rack Oven_E7_Codes & Standards Forecast | Commercial | Grocery | Existing | Food Preparation | Natural Gas | Double Rack Oven | E7 |  | Codes & Standards Forecast | bar: 2019 to 2051
Commercial_Grocery_Existing_Food Preparation_Natural Gas_Double Rack Oven_E8_Codes & Standards Forecast | Commercial | Grocery | Existing | Food Preparation | Natural Gas | Double Rack Oven | E8 |  | Codes & Standards Forecast | bar: 2019 to 2051
Commercial_Grocery_Existing_Food Preparation_Natural Gas_Double Rack Oven_E9_Codes & Standards Forecast | Commercial | Grocery | Existing | Food Preparation | Natural Gas | Double Rack Oven | E9 |  | Codes & Standards Forecast | bar: 2019 to 2051
Commercial_Grocery_Existing_Food Preparation_Natural Gas_Double Rack Oven_E10_Codes & Standards Forecast | Commercial | Grocery | Existing | Food Preparation | Natural Gas | Double Rack Oven | E10 |  | Codes & Standards Forecast | bar: 2019 to 2051
Commercial_Grocery_Existing_Food Preparation_Natural Gas_Fryer_E1_Codes & Standards Forecast | Commercial | Grocery | Existing | Food Preparation | Natural Gas | Fryer | E1 | Standard | Codes & Standards Forecast | 100% | 100% | 100% | 0% | 0% | 0% | 0% | 0% | 0% | 0% | 0% | 0% | 0% | 0% | 0% | 0% | 0% | 0% | 0% | 0% | 0% | 0% | 0% | 0% | 0% | 0% | 0% | 0% | 0% | 0% | 0% | 0% | 0%
Commercial_Grocery_Existing_Food Preparation_Natural Gas_Fryer_E2_Codes & Standards Forecast | Commercial | Grocery | Existing | Food Preparation | Natural Gas | Fryer | E2 | ENERGY STAR | Codes & Standards Forecast | 0% | 0% | 0% | 100% | 100% | 100% | 100% | 100% | 100% | 100% | 100% | 100% | 100% | 100% | 100% | 100% | 100% | 100% | 100% | 100% | 100% | 100% | 100% | 100% | 100% | 100% | 100% | 100% | 100% | 100% | 100% | 100% | 100%
Commercial_Grocery_Existing_Food Preparation_Natural Gas_Fryer_E3_Codes & Standards Forecast | Commercial | Grocery | Existing | Food Preparation | Natural Gas | Fryer | E3 |  | Codes & Standards Forecast | bar: 2019 to 2051
Commercial_Grocery_Existing_Food Preparation_Natural Gas_Fryer_E4_Codes & Standards Forecast | Commercial | Grocery | Existing | Food Preparation | Natural Gas | Fryer | E4 |  | Codes & Standards Forecast | bar: 2019 to 2051
Commercial_Grocery_Existing_Food Preparation_Natural Gas_Fryer_E5_Codes & Standards Forecast | Commercial | Grocery | Existing | Food Preparation | Natural Gas | Fryer | E5 |  | Codes & Standards Forecast | bar: 2019 to 2051
Commercial_Grocery_Existing_Food Preparation_Natural Gas_Fryer_E6_Codes & Standards Forecast | Commercial | Grocery | Existing | Food Preparation | Natural Gas | Fryer | E6 |  | Codes & Standards Forecast | bar: 2019 to 2051
Commercial_Grocery_Existing_Food Preparation_Natural Gas_Fryer_E7_Codes & Standards Forecast | Commercial | Grocery | Existing | Food Preparation | Natural Gas | Fryer | E7 |  | Codes & Standards Forecast | bar: 2019 to 2051
Commercial_Grocery_Existing_Food Preparation_Natural Gas_Fryer_E8_Codes & Standards Forecast | Commercial | Grocery | Existing | Food Preparation | Natural Gas | Fryer | E8 |  | Codes & Standards Forecast | bar: 2019 to 2051
Commercial_Grocery_Existing_Food Preparation_Natural Gas_Fryer_E9_Codes & Standards Forecast | Commercial | Grocery | Existing | Food Preparation | Natural Gas | Fryer | E9 |  | Codes & Standards Forecast | bar: 2019 to 2051
Commercial_Grocery_Existing_Food Preparation_Natural Gas_Fryer_E10_Codes & Standards Forecast | Commercial | Grocery | Existing | Food Preparation | Natural Gas | Fryer | E10 |  | Codes & Standards Forecast | bar: 2019 to 2051
Commercial_Grocery_Existing_Food Preparation_Natural Gas_Broiler_E1_Codes & Standards Forecast | Commercial | Grocery | Existing | Food Preparation | Natural Gas | Broiler | E1 | Standard | Codes & Standards Forecast | 100% | 100% | 100% | 100% | 100% | 100% | 100% | 100% | 100% | 100% | 100% | 100% | 100% | 100% | 100% | 100% | 100% | 100% | 100% | 100% | 100% | 100% | 100% | 100% | 100% | 100% | 100% | 100% | 100% | 100% | 100% | 100% | 100%
Commercial_Grocery_Existing_Food Preparation_Natural Gas_Broiler_E2_Codes & Standards Forecast | Commercial | Grocery | Existing | Food Preparation | Natural Gas | Broiler | E2 | Infrared Burners | Codes & Standards Forecast | bar: 2019 to 2051
Commercial_Grocery_Existing_Food Preparation_Natural Gas_Broiler_E3_Codes & Standards Forecast | Commercial | Grocery | Existing | Food Preparation | Natural Gas | Broiler | E3 |  | Codes & Standards Forecast | bar: 2019 to 2051
Commercial_Grocery_Existing_Food Preparation_Natural Gas_Broiler_E4_Codes & Standards Forecast | Commercial | Grocery | Existing | Food Preparation | Natural Gas | Broiler | E4 |  | Codes & Standards Forecast | bar: 2019 to 2051
Commercial_Grocery_Existing_Food Preparation_Natural Gas_Broiler_E5_Codes & Standards Forecast | Commercial | Grocery | Existing | Food Preparation | Natural Gas | Broiler | E5 |  | Codes & Standards Forecast | bar: 2019 to 2051
Commercial_Grocery_Existing_Food Preparation_Natural Gas_Broiler_E6_Codes & Standards Forecast | Commercial | Grocery | Existing | Food Preparation | Natural Gas | Broiler | E6 |  | Codes & Standards Forecast | bar: 2019 to 2051
Commercial_Grocery_Existing_Food Preparation_Natural Gas_Broiler_E7_Codes & Standards Forecast | Commercial | Grocery | Existing | Food Preparation | Natural Gas | Broiler | E7 |  | Codes & Standards Forecast | bar: 2019 to 2051
Commercial_Grocery_Existing_Food Preparation_Natural Gas_Broiler_E8_Codes & Standards Forecast | Commercial | Grocery | Existing | Food Preparation | Natural Gas | Broiler | E8 |  | Codes & Standards Forecast | bar: 2019 to 2051
Commercial_Grocery_Existing_Food Preparation_Natural Gas_Broiler_E9_Codes & Standards Forecast | Commercial | Grocery | Existing | Food Preparation | Natural Gas | Broiler | E9 |  | Codes & Standards Forecast | bar: 2019 to 2051
Commercial_Grocery_Existing_Food Preparation_Natural Gas_Broiler_E10_Codes & Standards Forecast | Commercial | Grocery | Existing | Food Preparation | Natural Gas | Broiler | E10 |  | Codes & Standards Forecast | bar: 2019 to 2051
Commercial_Grocery_Existing_Food Preparation_Natural Gas_Griddle_E1_Codes & Standards Forecast | Commercial | Grocery | Existing | Food Preparation | Natural Gas | Griddle | E1 | Standard | Codes & Standards Forecast | 100% | 100% | 100% | 100% | 100% | 100% | 100% | 100% | 100% | 100% | 100% | 100% | 100% | 100% | 100% | 100% | 100% | 100% | 100% | 100% | 100% | 100% | 100% | 100% | 100% | 100% | 100% | 100% | 100% | 100% | 100% | 100% | 100%
Commercial_Grocery_Existing_Food Preparation_Natural Gas_Griddle_E2_Codes & Standards Forecast | Commercial | Grocery | Existing | Food Preparation | Natural Gas | Griddle | E2 | ENERGY STAR | Codes & Standards Forecast | bar: 2019 to 2051
Commercial_Grocery_Existing_Food Preparation_Natural Gas_Griddle_E3_Codes & Standards Forecast | Commercial | Grocery | Existing | Food Preparation | Natural Gas | Griddle | E3 |  | Codes & Standards Forecast | bar: 2019 to 2051
Commercial_Grocery_Existing_Food Preparation_Natural Gas_Griddle_E4_Codes & Standards Forecast | Commercial | Grocery | Existing | Food Preparation | Natural Gas | Griddle | E4 |  | Codes & Standards Forecast | bar: 2019 to 2051
Commercial_Grocery_Existing_Food Preparation_Natural Gas_Griddle_E5_Codes & Standards Forecast | Commercial | Grocery | Existing | Food Preparation | Natural Gas | Griddle | E5 |  | Codes & Standards Forecast | bar: 2019 to 2051
Commercial_Grocery_Existing_Food Preparation_Natural Gas_Griddle_E6_Codes & Standards Forecast | Commercial | Grocery | Existing | Food Preparation | Natural Gas | Griddle | E6 |  | Codes & Standards Forecast | bar: 2019 to 2051
Commercial_Grocery_Existing_Food Preparation_Natural Gas_Griddle_E7_Codes & Standards Forecast | Commercial | Grocery | Existing | Food Preparation | Natural Gas | Griddle | E7 |  | Codes & Standards Forecast | bar: 2019 to 2051
Commercial_Grocery_Existing_Food Preparation_Natural Gas_Griddle_E8_Codes & Standards Forecast | Commercial | Grocery | Existing | Food Preparation | Natural Gas | Griddle | E8 |  | Codes & Standards Forecast | bar: 2019 to 2051
Commercial_Grocery_Existing_Food Preparation_Natural Gas_Griddle_E9_Codes & Standards Forecast | Commercial | Grocery | Existing | Food Preparation | Natural Gas | Griddle | E9 |  | Codes & Standards Forecast | bar: 2019 to 2051
Commercial_Grocery_Existing_Food Preparation_Natural Gas_Griddle_E10_Codes & Standards Forecast | Commercial | Grocery | Existing | Food Preparation | Natural Gas | Griddle | E10 |  | Codes & Standards Forecast | bar: 2019 to 2051
Commercial_Grocery_Existing_Food Preparation_Natural Gas_Range_E1_Codes & Standards Forecast | Commercial | Grocery | Existing | Food Preparation | Natural Gas | Range | E1 | Standard | Codes & Standards Forecast | 100% | 100% | 100% | 100% | 100% | 100% | 100% | 100% | 100% | 100% | 100% | 100% | 100% | 100% | 100% | 100% | 100% | 100% | 100% | 100% | 100% | 100% | 100% | 100% | 100% | 100% | 100% | 100% | 100% | 100% | 100% | 100% | 100%
Commercial_Grocery_Existing_Food Preparation_Natural Gas_Range_E2_Codes & Standards Forecast | Commercial | Grocery | Existing | Food Preparation | Natural Gas | Range | E2 | High Efficiency | Codes & Standards Forecast | bar: 2019 to 2051
Commercial_Grocery_Existing_Food Preparation_Natural Gas_Range_E3_Codes & Standards Forecast | Commercial | Grocery | Existing | Food Preparation | Natural Gas | Range | E3 |  | Codes & Standards Forecast | bar: 2019 to 2051
Commercial_Grocery_Existing_Food Preparation_Natural Gas_Range_E4_Codes & Standards Forecast | Commercial | Grocery | Existing | Food Preparation | Natural Gas | Range | E4 |  | Codes & Standards Forecast | bar: 2019 to 2051
Commercial_Grocery_Existing_Food Preparation_Natural Gas_Range_E5_Codes & Standards Forecast | Commercial | Grocery | Existing | Food Preparation | Natural Gas | Range | E5 |  | Codes & Standards Forecast | bar: 2019 to 2051
Commercial_Grocery_Existing_Food Preparation_Natural Gas_Range_E6_Codes & Standards Forecast | Commercial | Grocery | Existing | Food Preparation | Natural Gas | Range | E6 |  | Codes & Standards Forecast | bar: 2019 to 2051
Commercial_Grocery_Existing_Food Preparation_Natural Gas_Range_E7_Codes & Standards Forecast | Commercial | Grocery | Existing | Food Preparation | Natural Gas | Range | E7 |  | Codes & Standards Forecast | bar: 2019 to 2051
Commercial_Grocery_Existing_Food Preparation_Natural Gas_Range_E8_Codes & Standards Forecast | Commercial | Grocery | Existing | Food Preparation | Natural Gas | Range | E8 |  | Codes & Standards Forecast | bar: 2019 to 2051
Commercial_Grocery_Existing_Food Preparation_Natural Gas_Range_E9_Codes & Standards Forecast | Commercial | Grocery | Existing | Food Preparation | Natural Gas | Range | E9 |  | Codes & Standards Forecast | bar: 2019 to 2051
Commercial_Grocery_Existing_Food Preparation_Natural Gas_Range_E10_Codes & Standards Forecast | Commercial | Grocery | Existing | Food Preparation | Natural Gas | Range | E10 |  | Codes & Standards Forecast | bar: 2019 to 2051
Commercial_Grocery_Existing_Food Preparation_Natural Gas_Steamer_E1_Codes & Standards Forecast | Commercial | Grocery | Existing | Food Preparation | Natural Gas | Steamer | E1 | Standard | Codes & Standards Forecast | 100% | 100% | 100% | 0% | 0% | 0% | 0% | 0% | 0% | 0% | 0% | 0% | 0% | 0% | 0% | 0% | 0% | 0% | 0% | 0% | 0% | 0% | 0% | 0% | 0% | 0% | 0% | 0% | 0% | 0% | 0% | 0% | 0%
Commercial_Grocery_Existing_Food Preparation_Natural Gas_Steamer_E2_Codes & Standards Forecast | Commercial | Grocery | Existing | Food Preparation | Natural Gas | Steamer | E2 | ENERGY STAR | Codes & Standards Forecast | 0% | 0% | 0% | 100% | 100% | 100% | 100% | 100% | 100% | 100% | 100% | 100% | 100% | 100% | 100% | 100% | 100% | 100% | 100% | 100% | 100% | 100% | 100% | 100% | 100% | 100% | 100% | 100% | 100% | 100% | 100% | 100% | 100%
Commercial_Grocery_Existing_Food Preparation_Natural Gas_Steamer_E3_Codes & Standards Forecast | Commercial | Grocery | Existing | Food Preparation | Natural Gas | Steamer | E3 |  | Codes & Standards Forecast | bar: 2019 to 2051
Commercial_Grocery_Existing_Food Preparation_Natural Gas_Steamer_E4_Codes & Standards Forecast | Commercial | Grocery | Existing | Food Preparation | Natural Gas | Steamer | E4 |  | Codes & Standards Forecast | bar: 2019 to 2051
Commercial_Grocery_Existing_Food Preparation_Natural Gas_Steamer_E5_Codes & Standards Forecast | Commercial | Grocery | Existing | Food Preparation | Natural Gas | Steamer | E5 |  | Codes & Standards Forecast | bar: 2019 to 2051
Commercial_Grocery_Existing_Food Preparation_Natural Gas_Steamer_E6_Codes & Standards Forecast | Commercial | Grocery | Existing | Food Preparation | Natural Gas | Steamer | E6 |  | Codes & Standards Forecast | bar: 2019 to 2051
Commercial_Grocery_Existing_Food Preparation_Natural Gas_Steamer_E7_Codes & Standards Forecast | Commercial | Grocery | Existing | Food Preparation | Natural Gas | Steamer | E7 |  | Codes & Standards Forecast | bar: 2019 to 2051
Commercial_Grocery_Existing_Food Preparation_Natural Gas_Steamer_E8_Codes & Standards Forecast | Commercial | Grocery | Existing | Food Preparation | Natural Gas | Steamer | E8 |  | Codes & Standards Forecast | bar: 2019 to 2051
Commercial_Grocery_Existing_Food Preparation_Natural Gas_Steamer_E9_Codes & Standards Forecast | Commercial | Grocery | Existing | Food Preparation | Natural Gas | Steamer | E9 |  | Codes & Standards Forecast | bar: 2019 to 2051
Commercial_Grocery_Existing_Food Preparation_Natural Gas_Steamer_E10_Codes & Standards Forecast | Commercial | Grocery | Existing | Food Preparation | Natural Gas | Steamer | E10 |  | Codes & Standards Forecast | bar: 2019 to 2051
Commercial_Grocery_Existing_Food Preparation_Natural Gas_Food Prep Other_E1_Codes & Standards Forecast | Commercial | Grocery | Existing | Food Preparation | Natural Gas | Food Prep Other | E1 | Standard | Codes & Standards Forecast | 100% | 100% | 100% | 100% | 100% | 100% | 100% | 100% | 100% | 100% | 100% | 100% | 100% | 100% | 100% | 100% | 100% | 100% | 100% | 100% | 100% | 100% | 100% | 100% | 100% | 100% | 100% | 100% | 100% | 100% | 100% | 100% | 100%
Commercial_Grocery_Existing_Food Preparation_Natural Gas_Food Prep Other_E2_Codes & Standards Forecast | Commercial | Grocery | Existing | Food Preparation | Natural Gas | Food Prep Other | E2 | ENERGY STAR | Codes & Standards Forecast | bar: 2019 to 2051
Commercial_Grocery_Existing_Food Preparation_Natural Gas_Food Prep Other_E3_Codes & Standards Forecast | Commercial | Grocery | Existing | Food Preparation | Natural Gas | Food Prep Other | E3 |  | Codes & Standards Forecast | bar: 2019 to 2051
Commercial_Grocery_Existing_Food Preparation_Natural Gas_Food Prep Other_E4_Codes & Standards Forecast | Commercial | Grocery | Existing | Food Preparation | Natural Gas | Food Prep Other | E4 |  | Codes & Standards Forecast | bar: 2019 to 2051
Commercial_Grocery_Existing_Food Preparation_Natural Gas_Food Prep Other_E5_Codes & Standards Forecast | Commercial | Grocery | Existing | Food Preparation | Natural Gas | Food Prep Other | E5 |  | Codes & Standards Forecast | bar: 2019 to 2051
Commercial_Grocery_Existing_Food Preparation_Natural Gas_Food Prep Other_E6_Codes & Standards Forecast | Commercial | Grocery | Existing | Food Preparation | Natural Gas | Food Prep Other | E6 |  | Codes & Standards Forecast | bar: 2019 to 2051
Commercial_Grocery_Existing_Food Preparation_Natural Gas_Food Prep Other_E7_Codes & Standards Forecast | Commercial | Grocery | Existing | Food Preparation | Natural Gas | Food Prep Other | E7 |  | Codes & Standards Forecast | bar: 2019 to 2051
Commercial_Grocery_Existing_Food Preparation_Natural Gas_Food Prep Other_E8_Codes & Standards Forecast | Commercial | Grocery | Existing | Food Preparation | Natural Gas | Food Prep Other | E8 |  | Codes & Standards Forecast | bar: 2019 to 2051
Commercial_Grocery_Existing_Food Preparation_Natural Gas_Food Prep Other_E9_Codes & Standards Forecast | Commercial | Grocery | Existing | Food Preparation | Natural Gas | Food Prep Other | E9 |  | Codes & Standards Forecast | bar: 2019 to 2051
Commercial_Grocery_Existing_Food Preparation_Natural Gas_Food Prep Other_E10_Codes & Standards Forecast | Commercial | Grocery | Existing | Food Preparation | Natural Gas | Food Prep Other | E10 |  | Codes & Standards Forecast | bar: 2019 to 2051
Commercial_Grocery_Existing_Miscellaneous_Natural Gas_Pool Heater_E1_Codes & Standards Forecast | Commercial | Grocery | Existing | Miscellaneous | Natural Gas | Pool Heater | E1 | Standard (EF .78) | Codes & Standards Forecast | 100% | 100% | 100% | 100% | 100% | 100% | 100% | 100% | 100% | 100% | 100% | 100% | 100% | 100% | 100% | 100% | 100% | 100% | 100% | 100% | 100% | 100% | 100% | 100% | 100% | 100% | 100% | 100% | 100% | 100% | 100% | 100% | 100%
Commercial_Grocery_Existing_Miscellaneous_Natural Gas_Pool Heater_E2_Codes & Standards Forecast | Commercial | Grocery | Existing | Miscellaneous | Natural Gas | Pool Heater | E2 | Condensing (EF .90) | Codes & Standards Forecast | bar: 2019 to 2051
Commercial_Grocery_Existing_Miscellaneous_Natural Gas_Pool Heater_E3_Codes & Standards Forecast | Commercial | Grocery | Existing | Miscellaneous | Natural Gas | Pool Heater | E3 |  | Codes & Standards Forecast | bar: 2019 to 2051
Commercial_Grocery_Existing_Miscellaneous_Natural Gas_Pool Heater_E4_Codes & Standards Forecast | Commercial | Grocery | Existing | Miscellaneous | Natural Gas | Pool Heater | E4 |  | Codes & Standards Forecast | bar: 2019 to 2051
Commercial_Grocery_Existing_Miscellaneous_Natural Gas_Pool Heater_E5_Codes & Standards Forecast | Commercial | Grocery | Existing | Miscellaneous | Natural Gas | Pool Heater | E5 |  | Codes & Standards Forecast | bar: 2019 to 2051
Commercial_Grocery_Existing_Miscellaneous_Natural Gas_Pool Heater_E6_Codes & Standards Forecast | Commercial | Grocery | Existing | Miscellaneous | Natural Gas | Pool Heater | E6 |  | Codes & Standards Forecast | bar: 2019 to 2051
Commercial_Grocery_Existing_Miscellaneous_Natural Gas_Pool Heater_E7_Codes & Standards Forecast | Commercial | Grocery | Existing | Miscellaneous | Natural Gas | Pool Heater | E7 |  | Codes & Standards Forecast | bar: 2019 to 2051
Commercial_Grocery_Existing_Miscellaneous_Natural Gas_Pool Heater_E8_Codes & Standards Forecast | Commercial | Grocery | Existing | Miscellaneous | Natural Gas | Pool Heater | E8 |  | Codes & Standards Forecast | bar: 2019 to 2051
Commercial_Grocery_Existing_Miscellaneous_Natural Gas_Pool Heater_E9_Codes & Standards Forecast | Commercial | Grocery | Existing | Miscellaneous | Natural Gas | Pool Heater | E9 |  | Codes & Standards Forecast | bar: 2019 to 2051
Commercial_Grocery_Existing_Miscellaneous_Natural Gas_Pool Heater_E10_Codes & Standards Forecast | Commercial | Grocery | Existing | Miscellaneous | Natural Gas | Pool Heater | E10 |  | Codes & Standards Forecast | bar: 2019 to 2051
Commercial_Grocery_Existing_Miscellaneous_Natural Gas_Miscellaneous_E1_Codes & Standards Forecast | Commercial | Grocery | Existing | Miscellaneous | Natural Gas | Miscellaneous | E1 | Miscellaneous | Codes & Standards Forecast | 100% | 100% | 100% | 100% | 100% | 100% | 100% | 100% | 100% | 100% | 100% | 100% | 100% | 100% | 100% | 100% | 100% | 100% | 100% | 100% | 100% | 100% | 100% | 100% | 100% | 100% | 100% | 100% | 100% | 100% | 100% | 100% | 100%
Commercial_Grocery_Existing_Miscellaneous_Natural Gas_Miscellaneous_E2_Codes & Standards Forecast | Commercial | Grocery | Existing | Miscellaneous | Natural Gas | Miscellaneous | E2 |  | Codes & Standards Forecast | bar: 2019 to 2051
Commercial_Grocery_Existing_Miscellaneous_Natural Gas_Miscellaneous_E3_Codes & Standards Forecast | Commercial | Grocery | Existing | Miscellaneous | Natural Gas | Miscellaneous | E3 |  | Codes & Standards Forecast | bar: 2019 to 2051
Commercial_Grocery_Existing_Miscellaneous_Natural Gas_Miscellaneous_E4_Codes & Standards Forecast | Commercial | Grocery | Existing | Miscellaneous | Natural Gas | Miscellaneous | E4 |  | Codes & Standards Forecast | bar: 2019 to 2051
Commercial_Grocery_Existing_Miscellaneous_Natural Gas_Miscellaneous_E5_Codes & Standards Forecast | Commercial | Grocery | Existing | Miscellaneous | Natural Gas | Miscellaneous | E5 |  | Codes & Standards Forecast | bar: 2019 to 2051
Commercial_Grocery_Existing_Miscellaneous_Natural Gas_Miscellaneous_E6_Codes & Standards Forecast | Commercial | Grocery | Existing | Miscellaneous | Natural Gas | Miscellaneous | E6 |  | Codes & Standards Forecast | bar: 2019 to 2051
Commercial_Grocery_Existing_Miscellaneous_Natural Gas_Miscellaneous_E7_Codes & Standards Forecast | Commercial | Grocery | Existing | Miscellaneous | Natural Gas | Miscellaneous | E7 |  | Codes & Standards Forecast | bar: 2019 to 2051
Commercial_Grocery_Existing_Miscellaneous_Natural Gas_Miscellaneous_E8_Codes & Standards Forecast | Commercial | Grocery | Existing | Miscellaneous | Natural Gas | Miscellaneous | E8 |  | Codes & Standards Forecast | bar: 2019 to 2051
Commercial_Grocery_Existing_Miscellaneous_Natural Gas_Miscellaneous_E9_Codes & Standards Forecast | Commercial | Grocery | Existing | Miscellaneous | Natural Gas | Miscellaneous | E9 |  | Codes & Standards Forecast | bar: 2019 to 2051
Commercial_Grocery_Existing_Miscellaneous_Natural Gas_Miscellaneous_E10_Codes & Standards Forecast | Commercial | Grocery | Existing | Miscellaneous | Natural Gas | Miscellaneous | E10 |  | Codes & Standards Forecast | bar: 2019 to 2051
Commercial_Grocery_New_Space Heating_Natural Gas_Furnace_E1_Codes & Standards Forecast | Commercial | Grocery | New | Space Heating | Natural Gas | Furnace | E1 | AFUE 80% (Standard) | Codes & Standards Forecast | 100% | 100% | 100% | 100% | 100% | 100% | 100% | 100% | 100% | 100% | 100% | 100% | 100% | 100% | 100% | 100% | 100% | 100% | 100% | 100% | 100% | 100% | 100% | 100% | 100% | 100% | 100% | 100% | 100% | 100% | 100% | 100% | 100%
Commercial_Grocery_New_Space Heating_Natural Gas_Furnace_E2_Codes & Standards Forecast | Commercial | Grocery | New | Space Heating | Natural Gas | Furnace | E2 | AFUE 90% | Codes & Standards Forecast | bar: 2019 to 2051
Commercial_Grocery_New_Space Heating_Natural Gas_Furnace_E3_Codes & Standards Forecast | Commercial | Grocery | New | Space Heating | Natural Gas | Furnace | E3 | AFUE 96% | Codes & Standards Forecast | bar: 2019 to 2051
Commercial_Grocery_New_Space Heating_Natural Gas_Furnace_E4_Codes & Standards Forecast | Commercial | Grocery | New | Space Heating | Natural Gas | Furnace | E4 |  | Codes & Standards Forecast | bar: 2019 to 2051
Commercial_Grocery_New_Space Heating_Natural Gas_Furnace_E5_Codes & Standards Forecast | Commercial | Grocery | New | Space Heating | Natural Gas | Furnace | E5 |  | Codes & Standards Forecast | bar: 2019 to 2051
Commercial_Grocery_New_Space Heating_Natural Gas_Furnace_E6_Codes & Standards Forecast | Commercial | Grocery | New | Space Heating | Natural Gas | Furnace | E6 |  | Codes & Standards Forecast | bar: 2019 to 2051
Commercial_Grocery_New_Space Heating_Natural Gas_Furnace_E7_Codes & Standards Forecast | Commercial | Grocery | New | Space Heating | Natural Gas | Furnace | E7 |  | Codes & Standards Forecast | bar: 2019 to 2051
Commercial_Grocery_New_Space Heating_Natural Gas_Furnace_E8_Codes & Standards Forecast | Commercial | Grocery | New | Space Heating | Natural Gas | Furnace | E8 |  | Codes & Standards Forecast | bar: 2019 to 2051
Commercial_Grocery_New_Space Heating_Natural Gas_Furnace_E9_Codes & Standards Forecast | Commercial | Grocery | New | Space Heating | Natural Gas | Furnace | E9 |  | Codes & Standards Forecast | bar: 2019 to 2051
Commercial_Grocery_New_Space Heating_Natural Gas_Furnace_E10_Codes & Standards Forecast | Commercial | Grocery | New | Space Heating | Natural Gas | Furnace | E10 |  | Codes & Standards Forecast | bar: 2019 to 2051
Commercial_Grocery_New_Space Heating_Natural Gas_Boiler_E1_Codes & Standards Forecast | Commercial | Grocery | New | Space Heating | Natural Gas | Boiler | E1 | AFUE 80% (Standard) | Codes & Standards Forecast | 100% | 100% | 100% | 100% | 100% | 100% | 100% | 100% | 100% | 100% | 100% | 100% | 100% | 100% | 100% | 100% | 100% | 100% | 100% | 100% | 100% | 100% | 100% | 100% | 100% | 100% | 100% | 100% | 100% | 100% | 100% | 100% | 100%
Commercial_Grocery_New_Space Heating_Natural Gas_Boiler_E2_Codes & Standards Forecast | Commercial | Grocery | New | Space Heating | Natural Gas | Boiler | E2 | AFUE 85% | Codes & Standards Forecast | bar: 2019 to 2051
Commercial_Grocery_New_Space Heating_Natural Gas_Boiler_E3_Codes & Standards Forecast | Commercial | Grocery | New | Space Heating | Natural Gas | Boiler | E3 | AFUE 97% | Codes & Standards Forecast | bar: 2019 to 2051
Commercial_Grocery_New_Space Heating_Natural Gas_Boiler_E4_Codes & Standards Forecast | Commercial | Grocery | New | Space Heating | Natural Gas | Boiler | E4 | Convert to NG Air Source Heat Pump | Codes & Standards Forecast | bar: 2019 to 2051
Commercial_Grocery_New_Space Heating_Natural Gas_Boiler_E5_Codes & Standards Forecast | Commercial | Grocery | New | Space Heating | Natural Gas | Boiler | E5 |  | Codes & Standards Forecast | bar: 2019 to 2051
Commercial_Grocery_New_Space Heating_Natural Gas_Boiler_E6_Codes & Standards Forecast | Commercial | Grocery | New | Space Heating | Natural Gas | Boiler | E6 |  | Codes & Standards Forecast | bar: 2019 to 2051
Commercial_Grocery_New_Space Heating_Natural Gas_Boiler_E7_Codes & Standards Forecast | Commercial | Grocery | New | Space Heating | Natural Gas | Boiler | E7 |  | Codes & Standards Forecast | bar: 2019 to 2051
Commercial_Grocery_New_Space Heating_Natural Gas_Boiler_E8_Codes & Standards Forecast | Commercial | Grocery | New | Space Heating | Natural Gas | Boiler | E8 |  | Codes & Standards Forecast | bar: 2019 to 2051
Commercial_Grocery_New_Space Heating_Natural Gas_Boiler_E9_Codes & Standards Forecast | Commercial | Grocery | New | Space Heating | Natural Gas | Boiler | E9 |  | Codes & Standards Forecast | bar: 2019 to 2051
Commercial_Grocery_New_Space Heating_Natural Gas_Boiler_E10_Codes & Standards Forecast | Commercial | Grocery | New | Space Heating | Natural Gas | Boiler | E10 |  | Codes & Standards Forecast | bar: 2019 to 2051
Commercial_Grocery_New_Space Heating_Natural Gas_Unit Heater_E1_Codes & Standards Forecast | Commercial | Grocery | New | Space Heating | Natural Gas | Unit Heater | E1 | Standard | Codes & Standards Forecast | 100% | 100% | 100% | 100% | 100% | 100% | 100% | 100% | 100% | 100% | 100% | 100% | 100% | 100% | 100% | 100% | 100% | 100% | 100% | 100% | 100% | 100% | 100% | 100% | 100% | 100% | 100% | 100% | 100% | 100% | 100% | 100% | 100%
Commercial_Grocery_New_Space Heating_Natural Gas_Unit Heater_E2_Codes & Standards Forecast | Commercial | Grocery | New | Space Heating | Natural Gas | Unit Heater | E2 | Condensing | Codes & Standards Forecast | bar: 2019 to 2051
Commercial_Grocery_New_Space Heating_Natural Gas_Unit Heater_E3_Codes & Standards Forecast | Commercial | Grocery | New | Space Heating | Natural Gas | Unit Heater | E3 | Infrared Radiant | Codes & Standards Forecast | bar: 2019 to 2051
Commercial_Grocery_New_Space Heating_Natural Gas_Unit Heater_E4_Codes & Standards Forecast | Commercial | Grocery | New | Space Heating | Natural Gas | Unit Heater | E4 |  | Codes & Standards Forecast | bar: 2019 to 2051
Commercial_Grocery_New_Space Heating_Natural Gas_Unit Heater_E5_Codes & Standards Forecast | Commercial | Grocery | New | Space Heating | Natural Gas | Unit Heater | E5 |  | Codes & Standards Forecast | bar: 2019 to 2051
Commercial_Grocery_New_Space Heating_Natural Gas_Unit Heater_E6_Codes & Standards Forecast | Commercial | Grocery | New | Space Heating | Natural Gas | Unit Heater | E6 |  | Codes & Standards Forecast | bar: 2019 to 2051
Commercial_Grocery_New_Space Heating_Natural Gas_Unit Heater_E7_Codes & Standards Forecast | Commercial | Grocery | New | Space Heating | Natural Gas | Unit Heater | E7 |  | Codes & Standards Forecast | bar: 2019 to 2051
Commercial_Grocery_New_Space Heating_Natural Gas_Unit Heater_E8_Codes & Standards Forecast | Commercial | Grocery | New | Space Heating | Natural Gas | Unit Heater | E8 |  | Codes & Standards Forecast | bar: 2019 to 2051
Commercial_Grocery_New_Space Heating_Natural Gas_Unit Heater_E9_Codes & Standards Forecast | Commercial | Grocery | New | Space Heating | Natural Gas | Unit Heater | E9 |  | Codes & Standards Forecast | bar: 2019 to 2051
Commercial_Grocery_New_Space Heating_Natural Gas_Unit Heater_E10_Codes & Standards Forecast | Commercial | Grocery | New | Space Heating | Natural Gas | Unit Heater | E10 |  | Codes & Standards Forecast | bar: 2019 to 2051
Commercial_Grocery_New_Water Heating_Natural Gas_Water Heater_E1_Codes & Standards Forecast | Commercial | Grocery | New | Water Heating | Natural Gas | Water Heater | E1 | TE 80% | Codes & Standards Forecast | 100% | 100% | 100% | 100% | 100% | 100% | 100% | 100% | 100% | 100% | 100% | 100% | 100% | 100% | 100% | 100% | 100% | 100% | 100% | 100% | 100% | 100% | 100% | 100% | 100% | 100% | 100% | 100% | 100% | 100% | 100% | 100% | 100%
Commercial_Grocery_New_Water Heating_Natural Gas_Water Heater_E2_Codes & Standards Forecast | Commercial | Grocery | New | Water Heating | Natural Gas | Water Heater | E2 | TE 81% | Codes & Standards Forecast | bar: 2019 to 2051
Commercial_Grocery_New_Water Heating_Natural Gas_Water Heater_E3_Codes & Standards Forecast | Commercial | Grocery | New | Water Heating | Natural Gas | Water Heater | E3 | TE 88% | Codes & Standards Forecast | bar: 2019 to 2051
Commercial_Grocery_New_Water Heating_Natural Gas_Water Heater_E4_Codes & Standards Forecast | Commercial | Grocery | New | Water Heating | Natural Gas | Water Heater | E4 | TE 94% | Codes & Standards Forecast | bar: 2019 to 2051
Commercial_Grocery_New_Water Heating_Natural Gas_Water Heater_E5_Codes & Standards Forecast | Commercial | Grocery | New | Water Heating | Natural Gas | Water Heater | E5 | TE 96% | Codes & Standards Forecast | bar: 2019 to 2051
Commercial_Grocery_New_Water Heating_Natural Gas_Water Heater_E6_Codes & Standards Forecast | Commercial | Grocery | New | Water Heating | Natural Gas | Water Heater | E6 | Tankless | Codes & Standards Forecast | bar: 2019 to 2051
Commercial_Grocery_New_Water Heating_Natural Gas_Water Heater_E7_Codes & Standards Forecast | Commercial | Grocery | New | Water Heating | Natural Gas | Water Heater | E7 | Gas-Fired Absorption HPWH | Codes & Standards Forecast | bar: 2019 to 2051
Commercial_Grocery_New_Water Heating_Natural Gas_Water Heater_E8_Codes & Standards Forecast | Commercial | Grocery | New | Water Heating | Natural Gas | Water Heater | E8 |  | Codes & Standards Forecast | bar: 2019 to 2051
Commercial_Grocery_New_Water Heating_Natural Gas_Water Heater_E9_Codes & Standards Forecast | Commercial | Grocery | New | Water Heating | Natural Gas | Water Heater | E9 |  | Codes & Standards Forecast | bar: 2019 to 2051
Commercial_Grocery_New_Water Heating_Natural Gas_Water Heater_E10_Codes & Standards Forecast | Commercial | Grocery | New | Water Heating | Natural Gas | Water Heater | E10 |  | Codes & Standards Forecast | bar: 2019 to 2051
Commercial_Grocery_New_Food Preparation_Natural Gas_Oven_E1_Codes & Standards Forecast | Commercial | Grocery | New | Food Preparation | Natural Gas | Oven | E1 | Standard | Codes & Standards Forecast | 100% | 100% | 100% | 100% | 100% | 100% | 100% | 100% | 100% | 100% | 100% | 100% | 100% | 100% | 100% | 100% | 100% | 100% | 100% | 100% | 100% | 100% | 100% | 100% | 100% | 100% | 100% | 100% | 100% | 100% | 100% | 100% | 100%
Commercial_Grocery_New_Food Preparation_Natural Gas_Oven_E2_Codes & Standards Forecast | Commercial | Grocery | New | Food Preparation | Natural Gas | Oven | E2 | ENERGY STAR (>44% Baking Efficiency) | Codes & Standards Forecast | bar: 2019 to 2051
Commercial_Grocery_New_Food Preparation_Natural Gas_Oven_E3_Codes & Standards Forecast | Commercial | Grocery | New | Food Preparation | Natural Gas | Oven | E3 |  | Codes & Standards Forecast | bar: 2019 to 2051
Commercial_Grocery_New_Food Preparation_Natural Gas_Oven_E4_Codes & Standards Forecast | Commercial | Grocery | New | Food Preparation | Natural Gas | Oven | E4 |  | Codes & Standards Forecast | bar: 2019 to 2051
Commercial_Grocery_New_Food Preparation_Natural Gas_Oven_E5_Codes & Standards Forecast | Commercial | Grocery | New | Food Preparation | Natural Gas | Oven | E5 |  | Codes & Standards Forecast | bar: 2019 to 2051
Commercial_Grocery_New_Food Preparation_Natural Gas_Oven_E6_Codes & Standards Forecast | Commercial | Grocery | New | Food Preparation | Natural Gas | Oven | E6 |  | Codes & Standards Forecast | bar: 2019 to 2051
Commercial_Grocery_New_Food Preparation_Natural Gas_Oven_E7_Codes & Standards Forecast | Commercial | Grocery | New | Food Preparation | Natural Gas | Oven | E7 |  | Codes & Standards Forecast | bar: 2019 to 2051
Commercial_Grocery_New_Food Preparation_Natural Gas_Oven_E8_Codes & Standards Forecast | Commercial | Grocery | New | Food Preparation | Natural Gas | Oven | E8 |  | Codes & Standards Forecast | bar: 2019 to 2051
Commercial_Grocery_New_Food Preparation_Natural Gas_Oven_E9_Codes & Standards Forecast | Commercial | Grocery | New | Food Preparation | Natural Gas | Oven | E9 |  | Codes & Standards Forecast | bar: 2019 to 2051
Commercial_Grocery_New_Food Preparation_Natural Gas_Oven_E10_Codes & Standards Forecast | Commercial | Grocery | New | Food Preparation | Natural Gas | Oven | E10 |  | Codes & Standards Forecast | bar: 2019 to 2051
Commercial_Grocery_New_Food Preparation_Natural Gas_Conveyor Oven_E1_Codes & Standards Forecast | Commercial | Grocery | New | Food Preparation | Natural Gas | Conveyor Oven | E1 | Standard | Codes & Standards Forecast | 100% | 100% | 100% | 100% | 100% | 100% | 100% | 100% | 100% | 100% | 100% | 100% | 100% | 100% | 100% | 100% | 100% | 100% | 100% | 100% | 100% | 100% | 100% | 100% | 100% | 100% | 100% | 100% | 100% | 100% | 100% | 100% | 100%
Commercial_Grocery_New_Food Preparation_Natural Gas_Conveyor Oven_E2_Codes & Standards Forecast | Commercial | Grocery | New | Food Preparation | Natural Gas | Conveyor Oven | E2 | Efficient (>44% Baking Efficiency) | Codes & Standards Forecast | bar: 2019 to 2051
Commercial_Grocery_New_Food Preparation_Natural Gas_Conveyor Oven_E3_Codes & Standards Forecast | Commercial | Grocery | New | Food Preparation | Natural Gas | Conveyor Oven | E3 |  | Codes & Standards Forecast | bar: 2019 to 2051
Commercial_Grocery_New_Food Preparation_Natural Gas_Conveyor Oven_E4_Codes & Standards Forecast | Commercial | Grocery | New | Food Preparation | Natural Gas | Conveyor Oven | E4 |  | Codes & Standards Forecast | bar: 2019 to 2051
Commercial_Grocery_New_Food Preparation_Natural Gas_Conveyor Oven_E5_Codes & Standards Forecast | Commercial | Grocery | New | Food Preparation | Natural Gas | Conveyor Oven | E5 |  | Codes & Standards Forecast | bar: 2019 to 2051
Commercial_Grocery_New_Food Preparation_Natural Gas_Conveyor Oven_E6_Codes & Standards Forecast | Commercial | Grocery | New | Food Preparation | Natural Gas | Conveyor Oven | E6 |  | Codes & Standards Forecast | bar: 2019 to 2051
Commercial_Grocery_New_Food Preparation_Natural Gas_Conveyor Oven_E7_Codes & Standards Forecast | Commercial | Grocery | New | Food Preparation | Natural Gas | Conveyor Oven | E7 |  | Codes & Standards Forecast | bar: 2019 to 2051
Commercial_Grocery_New_Food Preparation_Natural Gas_Conveyor Oven_E8_Codes & Standards Forecast | Commercial | Grocery | New | Food Preparation | Natural Gas | Conveyor Oven | E8 |  | Codes & Standards Forecast | bar: 2019 to 2051
Commercial_Grocery_New_Food Preparation_Natural Gas_Conveyor Oven_E9_Codes & Standards Forecast | Commercial | Grocery | New | Food Preparation | Natural Gas | Conveyor Oven | E9 |  | Codes & Standards Forecast | bar: 2019 to 2051
Commercial_Grocery_New_Food Preparation_Natural Gas_Conveyor Oven_E10_Codes & Standards Forecast | Commercial | Grocery | New | Food Preparation | Natural Gas | Conveyor Oven | E10 |  | Codes & Standards Forecast | bar: 2019 to 2051
Commercial_Grocery_New_Food Preparation_Natural Gas_Double Rack Oven_E1_Codes & Standards Forecast | Commercial | Grocery | New | Food Preparation | Natural Gas | Double Rack Oven | E1 | Standard | Codes & Standards Forecast | 100% | 100% | 100% | 100% | 100% | 100% | 100% | 100% | 100% | 100% | 100% | 100% | 100% | 100% | 100% | 100% | 100% | 100% | 100% | 100% | 100% | 100% | 100% | 100% | 100% | 100% | 100% | 100% | 100% | 100% | 100% | 100% | 100%
Commercial_Grocery_New_Food Preparation_Natural Gas_Double Rack Oven_E2_Codes & Standards Forecast | Commercial | Grocery | New | Food Preparation | Natural Gas | Double Rack Oven | E2 | FTSC Qualified (>50% Cooking Efficiency) | Codes & Standards Forecast | bar: 2019 to 2051
Commercial_Grocery_New_Food Preparation_Natural Gas_Double Rack Oven_E3_Codes & Standards Forecast | Commercial | Grocery | New | Food Preparation | Natural Gas | Double Rack Oven | E3 |  | Codes & Standards Forecast | bar: 2019 to 2051
Commercial_Grocery_New_Food Preparation_Natural Gas_Double Rack Oven_E4_Codes & Standards Forecast | Commercial | Grocery | New | Food Preparation | Natural Gas | Double Rack Oven | E4 |  | Codes & Standards Forecast | bar: 2019 to 2051
Commercial_Grocery_New_Food Preparation_Natural Gas_Double Rack Oven_E5_Codes & Standards Forecast | Commercial | Grocery | New | Food Preparation | Natural Gas | Double Rack Oven | E5 |  | Codes & Standards Forecast | bar: 2019 to 2051
Commercial_Grocery_New_Food Preparation_Natural Gas_Double Rack Oven_E6_Codes & Standards Forecast | Commercial | Grocery | New | Food Preparation | Natural Gas | Double Rack Oven | E6 |  | Codes & Standards Forecast | bar: 2019 to 2051
Commercial_Grocery_New_Food Preparation_Natural Gas_Double Rack Oven_E7_Codes & Standards Forecast | Commercial | Grocery | New | Food Preparation | Natural Gas | Double Rack Oven | E7 |  | Codes & Standards Forecast | bar: 2019 to 2051
Commercial_Grocery_New_Food Preparation_Natural Gas_Double Rack Oven_E8_Codes & Standards Forecast | Commercial | Grocery | New | Food Preparation | Natural Gas | Double Rack Oven | E8 |  | Codes & Standards Forecast | bar: 2019 to 2051
Commercial_Grocery_New_Food Preparation_Natural Gas_Double Rack Oven_E9_Codes & Standards Forecast | Commercial | Grocery | New | Food Preparation | Natural Gas | Double Rack Oven | E9 |  | Codes & Standards Forecast | bar: 2019 to 2051
Commercial_Grocery_New_Food Preparation_Natural Gas_Double Rack Oven_E10_Codes & Standards Forecast | Commercial | Grocery | New | Food Preparation | Natural Gas | Double Rack Oven | E10 |  | Codes & Standards Forecast | bar: 2019 to 2051
Commercial_Grocery_New_Food Preparation_Natural Gas_Fryer_E1_Codes & Standards Forecast | Commercial | Grocery | New | Food Preparation | Natural Gas | Fryer | E1 | Standard | Codes & Standards Forecast | 100% | 100% | 100% | 0% | 0% | 0% | 0% | 0% | 0% | 0% | 0% | 0% | 0% | 0% | 0% | 0% | 0% | 0% | 0% | 0% | 0% | 0% | 0% | 0% | 0% | 0% | 0% | 0% | 0% | 0% | 0% | 0% | 0%
Commercial_Grocery_New_Food Preparation_Natural Gas_Fryer_E2_Codes & Standards Forecast | Commercial | Grocery | New | Food Preparation | Natural Gas | Fryer | E2 | ENERGY STAR | Codes & Standards Forecast | 0% | 0% | 0% | 100% | 100% | 100% | 100% | 100% | 100% | 100% | 100% | 100% | 100% | 100% | 100% | 100% | 100% | 100% | 100% | 100% | 100% | 100% | 100% | 100% | 100% | 100% | 100% | 100% | 100% | 100% | 100% | 100% | 100%
Commercial_Grocery_New_Food Preparation_Natural Gas_Fryer_E3_Codes & Standards Forecast | Commercial | Grocery | New | Food Preparation | Natural Gas | Fryer | E3 |  | Codes & Standards Forecast | bar: 2019 to 2051
Commercial_Grocery_New_Food Preparation_Natural Gas_Fryer_E4_Codes & Standards Forecast | Commercial | Grocery | New | Food Preparation | Natural Gas | Fryer | E4 |  | Codes & Standards Forecast | bar: 2019 to 2051
Commercial_Grocery_New_Food Preparation_Natural Gas_Fryer_E5_Codes & Standards Forecast | Commercial | Grocery | New | Food Preparation | Natural Gas | Fryer | E5 |  | Codes & Standards Forecast | bar: 2019 to 2051
Commercial_Grocery_New_Food Preparation_Natural Gas_Fryer_E6_Codes & Standards Forecast | Commercial | Grocery | New | Food Preparation | Natural Gas | Fryer | E6 |  | Codes & Standards Forecast | bar: 2019 to 2051
Commercial_Grocery_New_Food Preparation_Natural Gas_Fryer_E7_Codes & Standards Forecast | Commercial | Grocery | New | Food Preparation | Natural Gas | Fryer | E7 |  | Codes & Standards Forecast | bar: 2019 to 2051
Commercial_Grocery_New_Food Preparation_Natural Gas_Fryer_E8_Codes & Standards Forecast | Commercial | Grocery | New | Food Preparation | Natural Gas | Fryer | E8 |  | Codes & Standards Forecast | bar: 2019 to 2051
Commercial_Grocery_New_Food Preparation_Natural Gas_Fryer_E9_Codes & Standards Forecast | Commercial | Grocery | New | Food Preparation | Natural Gas | Fryer | E9 |  | Codes & Standards Forecast | bar: 2019 to 2051
Commercial_Grocery_New_Food Preparation_Natural Gas_Fryer_E10_Codes & Standards Forecast | Commercial | Grocery | New | Food Preparation | Natural Gas | Fryer | E10 |  | Codes & Standards Forecast | bar: 2019 to 2051
Commercial_Grocery_New_Food Preparation_Natural Gas_Broiler_E1_Codes & Standards Forecast | Commercial | Grocery | New | Food Preparation | Natural Gas | Broiler | E1 | Standard | Codes & Standards Forecast | 100% | 100% | 100% | 100% | 100% | 100% | 100% | 100% | 100% | 100% | 100% | 100% | 100% | 100% | 100% | 100% | 100% | 100% | 100% | 100% | 100% | 100% | 100% | 100% | 100% | 100% | 100% | 100% | 100% | 100% | 100% | 100% | 100%
Commercial_Grocery_New_Food Preparation_Natural Gas_Broiler_E2_Codes & Standards Forecast | Commercial | Grocery | New | Food Preparation | Natural Gas | Broiler | E2 | Infrared Burners | Codes & Standards Forecast | bar: 2019 to 2051
Commercial_Grocery_New_Food Preparation_Natural Gas_Broiler_E3_Codes & Standards Forecast | Commercial | Grocery | New | Food Preparation | Natural Gas | Broiler | E3 |  | Codes & Standards Forecast | bar: 2019 to 2051
Commercial_Grocery_New_Food Preparation_Natural Gas_Broiler_E4_Codes & Standards Forecast | Commercial | Grocery | New | Food Preparation | Natural Gas | Broiler | E4 |  | Codes & Standards Forecast | bar: 2019 to 2051
Commercial_Grocery_New_Food Preparation_Natural Gas_Broiler_E5_Codes & Standards Forecast | Commercial | Grocery | New | Food Preparation | Natural Gas | Broiler | E5 |  | Codes & Standards Forecast | bar: 2019 to 2051
Commercial_Grocery_New_Food Preparation_Natural Gas_Broiler_E6_Codes & Standards Forecast | Commercial | Grocery | New | Food Preparation | Natural Gas | Broiler | E6 |  | Codes & Standards Forecast | bar: 2019 to 2051
Commercial_Grocery_New_Food Preparation_Natural Gas_Broiler_E7_Codes & Standards Forecast | Commercial | Grocery | New | Food Preparation | Natural Gas | Broiler | E7 |  | Codes & Standards Forecast | bar: 2019 to 2051
Commercial_Grocery_New_Food Preparation_Natural Gas_Broiler_E8_Codes & Standards Forecast | Commercial | Grocery | New | Food Preparation | Natural Gas | Broiler | E8 |  | Codes & Standards Forecast | bar: 2019 to 2051
Commercial_Grocery_New_Food Preparation_Natural Gas_Broiler_E9_Codes & Standards Forecast | Commercial | Grocery | New | Food Preparation | Natural Gas | Broiler | E9 |  | Codes & Standards Forecast | bar: 2019 to 2051
Commercial_Grocery_New_Food Preparation_Natural Gas_Broiler_E10_Codes & Standards Forecast | Commercial | Grocery | New | Food Preparation | Natural Gas | Broiler | E10 |  | Codes & Standards Forecast | bar: 2019 to 2051
Commercial_Grocery_New_Food Preparation_Natural Gas_Griddle_E1_Codes & Standards Forecast | Commercial | Grocery | New | Food Preparation | Natural Gas | Griddle | E1 | Standard | Codes & Standards Forecast | 100% | 100% | 100% | 100% | 100% | 100% | 100% | 100% | 100% | 100% | 100% | 100% | 100% | 100% | 100% | 100% | 100% | 100% | 100% | 100% | 100% | 100% | 100% | 100% | 100% | 100% | 100% | 100% | 100% | 100% | 100% | 100% | 100%
Commercial_Grocery_New_Food Preparation_Natural Gas_Griddle_E2_Codes & Standards Forecast | Commercial | Grocery | New | Food Preparation | Natural Gas | Griddle | E2 | ENERGY STAR | Codes & Standards Forecast | bar: 2019 to 2051
Commercial_Grocery_New_Food Preparation_Natural Gas_Griddle_E3_Codes & Standards Forecast | Commercial | Grocery | New | Food Preparation | Natural Gas | Griddle | E3 |  | Codes & Standards Forecast | bar: 2019 to 2051
Commercial_Grocery_New_Food Preparation_Natural Gas_Griddle_E4_Codes & Standards Forecast | Commercial | Grocery | New | Food Preparation | Natural Gas | Griddle | E4 |  | Codes & Standards Forecast | bar: 2019 to 2051
Commercial_Grocery_New_Food Preparation_Natural Gas_Griddle_E5_Codes & Standards Forecast | Commercial | Grocery | New | Food Preparation | Natural Gas | Griddle | E5 |  | Codes & Standards Forecast | bar: 2019 to 2051
Commercial_Grocery_New_Food Preparation_Natural Gas_Griddle_E6_Codes & Standards Forecast | Commercial | Grocery | New | Food Preparation | Natural Gas | Griddle | E6 |  | Codes & Standards Forecast | bar: 2019 to 2051
Commercial_Grocery_New_Food Preparation_Natural Gas_Griddle_E7_Codes & Standards Forecast | Commercial | Grocery | New | Food Preparation | Natural Gas | Griddle | E7 |  | Codes & Standards Forecast | bar: 2019 to 2051
Commercial_Grocery_New_Food Preparation_Natural Gas_Griddle_E8_Codes & Standards Forecast | Commercial | Grocery | New | Food Preparation | Natural Gas | Griddle | E8 |  | Codes & Standards Forecast | bar: 2019 to 2051
Commercial_Grocery_New_Food Preparation_Natural Gas_Griddle_E9_Codes & Standards Forecast | Commercial | Grocery | New | Food Preparation | Natural Gas | Griddle | E9 |  | Codes & Standards Forecast | bar: 2019 to 2051
Commercial_Grocery_New_Food Preparation_Natural Gas_Griddle_E10_Codes & Standards Forecast | Commercial | Grocery | New | Food Preparation | Natural Gas | Griddle | E10 |  | Codes & Standards Forecast | bar: 2019 to 2051
Commercial_Grocery_New_Food Preparation_Natural Gas_Range_E1_Codes & Standards Forecast | Commercial | Grocery | New | Food Preparation | Natural Gas | Range | E1 | Standard | Codes & Standards Forecast | 100% | 100% | 100% | 100% | 100% | 100% | 100% | 100% | 100% | 100% | 100% | 100% | 100% | 100% | 100% | 100% | 100% | 100% | 100% | 100% | 100% | 100% | 100% | 100% | 100% | 100% | 100% | 100% | 100% | 100% | 100% | 100% | 100%
Commercial_Grocery_New_Food Preparation_Natural Gas_Range_E2_Codes & Standards Forecast | Commercial | Grocery | New | Food Preparation | Natural Gas | Range | E2 | High Efficiency | Codes & Standards Forecast | bar: 2019 to 2051
Commercial_Grocery_New_Food Preparation_Natural Gas_Range_E3_Codes & Standards Forecast | Commercial | Grocery | New | Food Preparation | Natural Gas | Range | E3 |  | Codes & Standards Forecast | bar: 2019 to 2051
Commercial_Grocery_New_Food Preparation_Natural Gas_Range_E4_Codes & Standards Forecast | Commercial | Grocery | New | Food Preparation | Natural Gas | Range | E4 |  | Codes & Standards Forecast | bar: 2019 to 2051
Commercial_Grocery_New_Food Preparation_Natural Gas_Range_E5_Codes & Standards Forecast | Commercial | Grocery | New | Food Preparation | Natural Gas | Range | E5 |  | Codes & Standards Forecast | bar: 2019 to 2051
Commercial_Grocery_New_Food Preparation_Natural Gas_Range_E6_Codes & Standards Forecast | Commercial | Grocery | New | Food Preparation | Natural Gas | Range | E6 |  | Codes & Standards Forecast | bar: 2019 to 2051
Commercial_Grocery_New_Food Preparation_Natural Gas_Range_E7_Codes & Standards Forecast | Commercial | Grocery | New | Food Preparation | Natural Gas | Range | E7 |  | Codes & Standards Forecast | bar: 2019 to 2051
Commercial_Grocery_New_Food Preparation_Natural Gas_Range_E8_Codes & Standards Forecast | Commercial | Grocery | New | Food Preparation | Natural Gas | Range | E8 |  | Codes & Standards Forecast | bar: 2019 to 2051
Commercial_Grocery_New_Food Preparation_Natural Gas_Range_E9_Codes & Standards Forecast | Commercial | Grocery | New | Food Preparation | Natural Gas | Range | E9 |  | Codes & Standards Forecast | bar: 2019 to 2051
Commercial_Grocery_New_Food Preparation_Natural Gas_Range_E10_Codes & Standards Forecast | Commercial | Grocery | New | Food Preparation | Natural Gas | Range | E10 |  | Codes & Standards Forecast | bar: 2019 to 2051
Commercial_Grocery_New_Food Preparation_Natural Gas_Steamer_E1_Codes & Standards Forecast | Commercial | Grocery | New | Food Preparation | Natural Gas | Steamer | E1 | Standard | Codes & Standards Forecast | 100% | 100% | 100% | 0% | 0% | 0% | 0% | 0% | 0% | 0% | 0% | 0% | 0% | 0% | 0% | 0% | 0% | 0% | 0% | 0% | 0% | 0% | 0% | 0% | 0% | 0% | 0% | 0% | 0% | 0% | 0% | 0% | 0%
Commercial_Grocery_New_Food Preparation_Natural Gas_Steamer_E2_Codes & Standards Forecast | Commercial | Grocery | New | Food Preparation | Natural Gas | Steamer | E2 | ENERGY STAR | Codes & Standards Forecast | 0% | 0% | 0% | 100% | 100% | 100% | 100% | 100% | 100% | 100% | 100% | 100% | 100% | 100% | 100% | 100% | 100% | 100% | 100% | 100% | 100% | 100% | 100% | 100% | 100% | 100% | 100% | 100% | 100% | 100% | 100% | 100% | 100%
Commercial_Grocery_New_Food Preparation_Natural Gas_Steamer_E3_Codes & Standards Forecast | Commercial | Grocery | New | Food Preparation | Natural Gas | Steamer | E3 |  | Codes & Standards Forecast | bar: 2019 to 2051
Commercial_Grocery_New_Food Preparation_Natural Gas_Steamer_E4_Codes & Standards Forecast | Commercial | Grocery | New | Food Preparation | Natural Gas | Steamer | E4 |  | Codes & Standards Forecast | bar: 2019 to 2051
Commercial_Grocery_New_Food Preparation_Natural Gas_Steamer_E5_Codes & Standards Forecast | Commercial | Grocery | New | Food Preparation | Natural Gas | Steamer | E5 |  | Codes & Standards Forecast | bar: 2019 to 2051
Commercial_Grocery_New_Food Preparation_Natural Gas_Steamer_E6_Codes & Standards Forecast | Commercial | Grocery | New | Food Preparation | Natural Gas | Steamer | E6 |  | Codes & Standards Forecast | bar: 2019 to 2051
Commercial_Grocery_New_Food Preparation_Natural Gas_Steamer_E7_Codes & Standards Forecast | Commercial | Grocery | New | Food Preparation | Natural Gas | Steamer | E7 |  | Codes & Standards Forecast | bar: 2019 to 2051
Commercial_Grocery_New_Food Preparation_Natural Gas_Steamer_E8_Codes & Standards Forecast | Commercial | Grocery | New | Food Preparation | Natural Gas | Steamer | E8 |  | Codes & Standards Forecast | bar: 2019 to 2051
Commercial_Grocery_New_Food Preparation_Natural Gas_Steamer_E9_Codes & Standards Forecast | Commercial | Grocery | New | Food Preparation | Natural Gas | Steamer | E9 |  | Codes & Standards Forecast | bar: 2019 to 2051
Commercial_Grocery_New_Food Preparation_Natural Gas_Steamer_E10_Codes & Standards Forecast | Commercial | Grocery | New | Food Preparation | Natural Gas | Steamer | E10 |  | Codes & Standards Forecast | bar: 2019 to 2051
Commercial_Grocery_New_Food Preparation_Natural Gas_Food Prep Other_E1_Codes & Standards Forecast | Commercial | Grocery | New | Food Preparation | Natural Gas | Food Prep Other | E1 | Standard | Codes & Standards Forecast | 100% | 100% | 100% | 100% | 100% | 100% | 100% | 100% | 100% | 100% | 100% | 100% | 100% | 100% | 100% | 100% | 100% | 100% | 100% | 100% | 100% | 100% | 100% | 100% | 100% | 100% | 100% | 100% | 100% | 100% | 100% | 100% | 100%
Commercial_Grocery_New_Food Preparation_Natural Gas_Food Prep Other_E2_Codes & Standards Forecast | Commercial | Grocery | New | Food Preparation | Natural Gas | Food Prep Other | E2 | ENERGY STAR | Codes & Standards Forecast | bar: 2019 to 2051
Commercial_Grocery_New_Food Preparation_Natural Gas_Food Prep Other_E3_Codes & Standards Forecast | Commercial | Grocery | New | Food Preparation | Natural Gas | Food Prep Other | E3 |  | Codes & Standards Forecast | bar: 2019 to 2051
Commercial_Grocery_New_Food Preparation_Natural Gas_Food Prep Other_E4_Codes & Standards Forecast | Commercial | Grocery | New | Food Preparation | Natural Gas | Food Prep Other | E4 |  | Codes & Standards Forecast | bar: 2019 to 2051
Commercial_Grocery_New_Food Preparation_Natural Gas_Food Prep Other_E5_Codes & Standards Forecast | Commercial | Grocery | New | Food Preparation | Natural Gas | Food Prep Other | E5 |  | Codes & Standards Forecast | bar: 2019 to 2051
Commercial_Grocery_New_Food Preparation_Natural Gas_Food Prep Other_E6_Codes & Standards Forecast | Commercial | Grocery | New | Food Preparation | Natural Gas | Food Prep Other | E6 |  | Codes & Standards Forecast | bar: 2019 to 2051
Commercial_Grocery_New_Food Preparation_Natural Gas_Food Prep Other_E7_Codes & Standards Forecast | Commercial | Grocery | New | Food Preparation | Natural Gas | Food Prep Other | E7 |  | Codes & Standards Forecast | bar: 2019 to 2051
Commercial_Grocery_New_Food Preparation_Natural Gas_Food Prep Other_E8_Codes & Standards Forecast | Commercial | Grocery | New | Food Preparation | Natural Gas | Food Prep Other | E8 |  | Codes & Standards Forecast | bar: 2019 to 2051
Commercial_Grocery_New_Food Preparation_Natural Gas_Food Prep Other_E9_Codes & Standards Forecast | Commercial | Grocery | New | Food Preparation | Natural Gas | Food Prep Other | E9 |  | Codes & Standards Forecast | bar: 2019 to 2051
Commercial_Grocery_New_Food Preparation_Natural Gas_Food Prep Other_E10_Codes & Standards Forecast | Commercial | Grocery | New | Food Preparation | Natural Gas | Food Prep Other | E10 |  | Codes & Standards Forecast | bar: 2019 to 2051
Commercial_Grocery_New_Miscellaneous_Natural Gas_Pool Heater_E1_Codes & Standards Forecast | Commercial | Grocery | New | Miscellaneous | Natural Gas | Pool Heater | E1 | Standard (EF .78) | Codes & Standards Forecast | 100% | 100% | 100% | 100% | 100% | 100% | 100% | 100% | 100% | 100% | 100% | 100% | 100% | 100% | 100% | 100% | 100% | 100% | 100% | 100% | 100% | 100% | 100% | 100% | 100% | 100% | 100% | 100% | 100% | 100% | 100% | 100% | 100%
Commercial_Grocery_New_Miscellaneous_Natural Gas_Pool Heater_E2_Codes & Standards Forecast | Commercial | Grocery | New | Miscellaneous | Natural Gas | Pool Heater | E2 | Condensing (EF .90) | Codes & Standards Forecast | bar: 2019 to 2051
Commercial_Grocery_New_Miscellaneous_Natural Gas_Pool Heater_E3_Codes & Standards Forecast | Commercial | Grocery | New | Miscellaneous | Natural Gas | Pool Heater | E3 |  | Codes & Standards Forecast | bar: 2019 to 2051
Commercial_Grocery_New_Miscellaneous_Natural Gas_Pool Heater_E4_Codes & Standards Forecast | Commercial | Grocery | New | Miscellaneous | Natural Gas | Pool Heater | E4 |  | Codes & Standards Forecast | bar: 2019 to 2051
Commercial_Grocery_New_Miscellaneous_Natural Gas_Pool Heater_E5_Codes & Standards Forecast | Commercial | Grocery | New | Miscellaneous | Natural Gas | Pool Heater | E5 |  | Codes & Standards Forecast | bar: 2019 to 2051
Commercial_Grocery_New_Miscellaneous_Natural Gas_Pool Heater_E6_Codes & Standards Forecast | Commercial | Grocery | New | Miscellaneous | Natural Gas | Pool Heater | E6 |  | Codes & Standards Forecast | bar: 2019 to 2051
Commercial_Grocery_New_Miscellaneous_Natural Gas_Pool Heater_E7_Codes & Standards Forecast | Commercial | Grocery | New | Miscellaneous | Natural Gas | Pool Heater | E7 |  | Codes & Standards Forecast | bar: 2019 to 2051
Commercial_Grocery_New_Miscellaneous_Natural Gas_Pool Heater_E8_Codes & Standards Forecast | Commercial | Grocery | New | Miscellaneous | Natural Gas | Pool Heater | E8 |  | Codes & Standards Forecast | bar: 2019 to 2051
Commercial_Grocery_New_Miscellaneous_Natural Gas_Pool Heater_E9_Codes & Standards Forecast | Commercial | Grocery | New | Miscellaneous | Natural Gas | Pool Heater | E9 |  | Codes & Standards Forecast | bar: 2019 to 2051
Commercial_Grocery_New_Miscellaneous_Natural Gas_Pool Heater_E10_Codes & Standards Forecast | Commercial | Grocery | New | Miscellaneous | Natural Gas | Pool Heater | E10 |  | Codes & Standards Forecast | bar: 2019 to 2051
Commercial_Grocery_New_Miscellaneous_Natural Gas_Miscellaneous_E1_Codes & Standards Forecast | Commercial | Grocery | New | Miscellaneous | Natural Gas | Miscellaneous | E1 | Miscellaneous | Codes & Standards Forecast | 100% | 100% | 100% | 100% | 100% | 100% | 100% | 100% | 100% | 100% | 100% | 100% | 100% | 100% | 100% | 100% | 100% | 100% | 100% | 100% | 100% | 100% | 100% | 100% | 100% | 100% | 100% | 100% | 100% | 100% | 100% | 100% | 100%
Commercial_Grocery_New_Miscellaneous_Natural Gas_Miscellaneous_E2_Codes & Standards Forecast | Commercial | Grocery | New | Miscellaneous | Natural Gas | Miscellaneous | E2 |  | Codes & Standards Forecast | bar: 2019 to 2051
Commercial_Grocery_New_Miscellaneous_Natural Gas_Miscellaneous_E3_Codes & Standards Forecast | Commercial | Grocery | New | Miscellaneous | Natural Gas | Miscellaneous | E3 |  | Codes & Standards Forecast | bar: 2019 to 2051
Commercial_Grocery_New_Miscellaneous_Natural Gas_Miscellaneous_E4_Codes & Standards Forecast | Commercial | Grocery | New | Miscellaneous | Natural Gas | Miscellaneous | E4 |  | Codes & Standards Forecast | bar: 2019 to 2051
Commercial_Grocery_New_Miscellaneous_Natural Gas_Miscellaneous_E5_Codes & Standards Forecast | Commercial | Grocery | New | Miscellaneous | Natural Gas | Miscellaneous | E5 |  | Codes & Standards Forecast | bar: 2019 to 2051
Commercial_Grocery_New_Miscellaneous_Natural Gas_Miscellaneous_E6_Codes & Standards Forecast | Commercial | Grocery | New | Miscellaneous | Natural Gas | Miscellaneous | E6 |  | Codes & Standards Forecast | bar: 2019 to 2051
Commercial_Grocery_New_Miscellaneous_Natural Gas_Miscellaneous_E7_Codes & Standards Forecast | Commercial | Grocery | New | Miscellaneous | Natural Gas | Miscellaneous | E7 |  | Codes & Standards Forecast | bar: 2019 to 2051
Commercial_Grocery_New_Miscellaneous_Natural Gas_Miscellaneous_E8_Codes & Standards Forecast | Commercial | Grocery | New | Miscellaneous | Natural Gas | Miscellaneous | E8 |  | Codes & Standards Forecast | bar: 2019 to 2051
Commercial_Grocery_New_Miscellaneous_Natural Gas_Miscellaneous_E9_Codes & Standards Forecast | Commercial | Grocery | New | Miscellaneous | Natural Gas | Miscellaneous | E9 |  | Codes & Standards Forecast | bar: 2019 to 2051
Commercial_Grocery_New_Miscellaneous_Natural Gas_Miscellaneous_E10_Codes & Standards Forecast | Commercial | Grocery | New | Miscellaneous | Natural Gas | Miscellaneous | E10 |  | Codes & Standards Forecast | bar: 2019 to 2051
Commercial_School_Existing_Space Heating_Natural Gas_Furnace_E1_Codes & Standards Forecast | Commercial | School | Existing | Space Heating | Natural Gas | Furnace | E1 | AFUE 80% (Standard) | Codes & Standards Forecast | 100% | 100% | 100% | 100% | 100% | 100% | 100% | 100% | 100% | 100% | 100% | 100% | 100% | 100% | 100% | 100% | 100% | 100% | 100% | 100% | 100% | 100% | 100% | 100% | 100% | 100% | 100% | 100% | 100% | 100% | 100% | 100% | 100%
Commercial_School_Existing_Space Heating_Natural Gas_Furnace_E2_Codes & Standards Forecast | Commercial | School | Existing | Space Heating | Natural Gas | Furnace | E2 | AFUE 90% | Codes & Standards Forecast | bar: 2019 to 2051
Commercial_School_Existing_Space Heating_Natural Gas_Furnace_E3_Codes & Standards Forecast | Commercial | School | Existing | Space Heating | Natural Gas | Furnace | E3 | AFUE 96% | Codes & Standards Forecast | bar: 2019 to 2051
Commercial_School_Existing_Space Heating_Natural Gas_Furnace_E4_Codes & Standards Forecast | Commercial | School | Existing | Space Heating | Natural Gas | Furnace | E4 |  | Codes & Standards Forecast | bar: 2019 to 2051
Commercial_School_Existing_Space Heating_Natural Gas_Furnace_E5_Codes & Standards Forecast | Commercial | School | Existing | Space Heating | Natural Gas | Furnace | E5 |  | Codes & Standards Forecast | bar: 2019 to 2051
Commercial_School_Existing_Space Heating_Natural Gas_Furnace_E6_Codes & Standards Forecast | Commercial | School | Existing | Space Heating | Natural Gas | Furnace | E6 |  | Codes & Standards Forecast | bar: 2019 to 2051
Commercial_School_Existing_Space Heating_Natural Gas_Furnace_E7_Codes & Standards Forecast | Commercial | School | Existing | Space Heating | Natural Gas | Furnace | E7 |  | Codes & Standards Forecast | bar: 2019 to 2051
Commercial_School_Existing_Space Heating_Natural Gas_Furnace_E8_Codes & Standards Forecast | Commercial | School | Existing | Space Heating | Natural Gas | Furnace | E8 |  | Codes & Standards Forecast | bar: 2019 to 2051
Commercial_School_Existing_Space Heating_Natural Gas_Furnace_E9_Codes & Standards Forecast | Commercial | School | Existing | Space Heating | Natural Gas | Furnace | E9 |  | Codes & Standards Forecast | bar: 2019 to 2051
Commercial_School_Existing_Space Heating_Natural Gas_Furnace_E10_Codes & Standards Forecast | Commercial | School | Existing | Space Heating | Natural Gas | Furnace | E10 |  | Codes & Standards Forecast | bar: 2019 to 2051
Commercial_School_Existing_Space Heating_Natural Gas_Boiler_E1_Codes & Standards Forecast | Commercial | School | Existing | Space Heating | Natural Gas | Boiler | E1 | AFUE 80% (Standard) | Codes & Standards Forecast | 100% | 100% | 100% | 100% | 100% | 100% | 100% | 100% | 100% | 100% | 100% | 100% | 100% | 100% | 100% | 100% | 100% | 100% | 100% | 100% | 100% | 100% | 100% | 100% | 100% | 100% | 100% | 100% | 100% | 100% | 100% | 100% | 100%
Commercial_School_Existing_Space Heating_Natural Gas_Boiler_E2_Codes & Standards Forecast | Commercial | School | Existing | Space Heating | Natural Gas | Boiler | E2 | AFUE 85% | Codes & Standards Forecast | bar: 2019 to 2051
Commercial_School_Existing_Space Heating_Natural Gas_Boiler_E3_Codes & Standards Forecast | Commercial | School | Existing | Space Heating | Natural Gas | Boiler | E3 | AFUE 97% | Codes & Standards Forecast | bar: 2019 to 2051
Commercial_School_Existing_Space Heating_Natural Gas_Boiler_E4_Codes & Standards Forecast | Commercial | School | Existing | Space Heating | Natural Gas | Boiler | E4 | Convert to NG Air Source Heat Pump | Codes & Standards Forecast | bar: 2019 to 2051
Commercial_School_Existing_Space Heating_Natural Gas_Boiler_E5_Codes & Standards Forecast | Commercial | School | Existing | Space Heating | Natural Gas | Boiler | E5 |  | Codes & Standards Forecast | bar: 2019 to 2051
Commercial_School_Existing_Space Heating_Natural Gas_Boiler_E6_Codes & Standards Forecast | Commercial | School | Existing | Space Heating | Natural Gas | Boiler | E6 |  | Codes & Standards Forecast | bar: 2019 to 2051
Commercial_School_Existing_Space Heating_Natural Gas_Boiler_E7_Codes & Standards Forecast | Commercial | School | Existing | Space Heating | Natural Gas | Boiler | E7 |  | Codes & Standards Forecast | bar: 2019 to 2051
Commercial_School_Existing_Space Heating_Natural Gas_Boiler_E8_Codes & Standards Forecast | Commercial | School | Existing | Space Heating | Natural Gas | Boiler | E8 |  | Codes & Standards Forecast | bar: 2019 to 2051
Commercial_School_Existing_Space Heating_Natural Gas_Boiler_E9_Codes & Standards Forecast | Commercial | School | Existing | Space Heating | Natural Gas | Boiler | E9 |  | Codes & Standards Forecast | bar: 2019 to 2051
Commercial_School_Existing_Space Heating_Natural Gas_Boiler_E10_Codes & Standards Forecast | Commercial | School | Existing | Space Heating | Natural Gas | Boiler | E10 |  | Codes & Standards Forecast | bar: 2019 to 2051
Commercial_School_Existing_Space Heating_Natural Gas_Unit Heater_E1_Codes & Standards Forecast | Commercial | School | Existing | Space Heating | Natural Gas | Unit Heater | E1 | Standard | Codes & Standards Forecast | 100% | 100% | 100% | 100% | 100% | 100% | 100% | 100% | 100% | 100% | 100% | 100% | 100% | 100% | 100% | 100% | 100% | 100% | 100% | 100% | 100% | 100% | 100% | 100% | 100% | 100% | 100% | 100% | 100% | 100% | 100% | 100% | 100%
Commercial_School_Existing_Space Heating_Natural Gas_Unit Heater_E2_Codes & Standards Forecast | Commercial | School | Existing | Space Heating | Natural Gas | Unit Heater | E2 | Condensing | Codes & Standards Forecast | bar: 2019 to 2051
Commercial_School_Existing_Space Heating_Natural Gas_Unit Heater_E3_Codes & Standards Forecast | Commercial | School | Existing | Space Heating | Natural Gas | Unit Heater | E3 | Infrared Radiant | Codes & Standards Forecast | bar: 2019 to 2051
Commercial_School_Existing_Space Heating_Natural Gas_Unit Heater_E4_Codes & Standards Forecast | Commercial | School | Existing | Space Heating | Natural Gas | Unit Heater | E4 |  | Codes & Standards Forecast | bar: 2019 to 2051
Commercial_School_Existing_Space Heating_Natural Gas_Unit Heater_E5_Codes & Standards Forecast | Commercial | School | Existing | Space Heating | Natural Gas | Unit Heater | E5 |  | Codes & Standards Forecast | bar: 2019 to 2051
Commercial_School_Existing_Space Heating_Natural Gas_Unit Heater_E6_Codes & Standards Forecast | Commercial | School | Existing | Space Heating | Natural Gas | Unit Heater | E6 |  | Codes & Standards Forecast | bar: 2019 to 2051
Commercial_School_Existing_Space Heating_Natural Gas_Unit Heater_E7_Codes & Standards Forecast | Commercial | School | Existing | Space Heating | Natural Gas | Unit Heater | E7 |  | Codes & Standards Forecast | bar: 2019 to 2051
Commercial_School_Existing_Space Heating_Natural Gas_Unit Heater_E8_Codes & Standards Forecast | Commercial | School | Existing | Space Heating | Natural Gas | Unit Heater | E8 |  | Codes & Standards Forecast | bar: 2019 to 2051
Commercial_School_Existing_Space Heating_Natural Gas_Unit Heater_E9_Codes & Standards Forecast | Commercial | School | Existing | Space Heating | Natural Gas | Unit Heater | E9 |  | Codes & Standards Forecast | bar: 2019 to 2051
Commercial_School_Existing_Space Heating_Natural Gas_Unit Heater_E10_Codes & Standards Forecast | Commercial | School | Existing | Space Heating | Natural Gas | Unit Heater | E10 |  | Codes & Standards Forecast | bar: 2019 to 2051
Commercial_School_Existing_Water Heating_Natural Gas_Water Heater_E1_Codes & Standards Forecast | Commercial | School | Existing | Water Heating | Natural Gas | Water Heater | E1 | TE 80% | Codes & Standards Forecast | 100% | 100% | 100% | 100% | 100% | 100% | 100% | 100% | 100% | 100% | 100% | 100% | 100% | 100% | 100% | 100% | 100% | 100% | 100% | 100% | 100% | 100% | 100% | 100% | 100% | 100% | 100% | 100% | 100% | 100% | 100% | 100% | 100%
Commercial_School_Existing_Water Heating_Natural Gas_Water Heater_E2_Codes & Standards Forecast | Commercial | School | Existing | Water Heating | Natural Gas | Water Heater | E2 | TE 81% | Codes & Standards Forecast | bar: 2019 to 2051
Commercial_School_Existing_Water Heating_Natural Gas_Water Heater_E3_Codes & Standards Forecast | Commercial | School | Existing | Water Heating | Natural Gas | Water Heater | E3 | TE 88% | Codes & Standards Forecast | bar: 2019 to 2051
Commercial_School_Existing_Water Heating_Natural Gas_Water Heater_E4_Codes & Standards Forecast | Commercial | School | Existing | Water Heating | Natural Gas | Water Heater | E4 | TE 94% | Codes & Standards Forecast | bar: 2019 to 2051
Commercial_School_Existing_Water Heating_Natural Gas_Water Heater_E5_Codes & Standards Forecast | Commercial | School | Existing | Water Heating | Natural Gas | Water Heater | E5 | TE 96% | Codes & Standards Forecast | bar: 2019 to 2051
Commercial_School_Existing_Water Heating_Natural Gas_Water Heater_E6_Codes & Standards Forecast | Commercial | School | Existing | Water Heating | Natural Gas | Water Heater | E6 | Tankless | Codes & Standards Forecast | bar: 2019 to 2051
Commercial_School_Existing_Water Heating_Natural Gas_Water Heater_E7_Codes & Standards Forecast | Commercial | School | Existing | Water Heating | Natural Gas | Water Heater | E7 | Gas-Fired Absorption HPWH | Codes & Standards Forecast | bar: 2019 to 2051
Commercial_School_Existing_Water Heating_Natural Gas_Water Heater_E8_Codes & Standards Forecast | Commercial | School | Existing | Water Heating | Natural Gas | Water Heater | E8 |  | Codes & Standards Forecast | bar: 2019 to 2051
Commercial_School_Existing_Water Heating_Natural Gas_Water Heater_E9_Codes & Standards Forecast | Commercial | School | Existing | Water Heating | Natural Gas | Water Heater | E9 |  | Codes & Standards Forecast | bar: 2019 to 2051
Commercial_School_Existing_Water Heating_Natural Gas_Water Heater_E10_Codes & Standards Forecast | Commercial | School | Existing | Water Heating | Natural Gas | Water Heater | E10 |  | Codes & Standards Forecast | bar: 2019 to 2051
Commercial_School_Existing_Food Preparation_Natural Gas_Oven_E1_Codes & Standards Forecast | Commercial | School | Existing | Food Preparation | Natural Gas | Oven | E1 | Standard | Codes & Standards Forecast | 100% | 100% | 100% | 100% | 100% | 100% | 100% | 100% | 100% | 100% | 100% | 100% | 100% | 100% | 100% | 100% | 100% | 100% | 100% | 100% | 100% | 100% | 100% | 100% | 100% | 100% | 100% | 100% | 100% | 100% | 100% | 100% | 100%
Commercial_School_Existing_Food Preparation_Natural Gas_Oven_E2_Codes & Standards Forecast | Commercial | School | Existing | Food Preparation | Natural Gas | Oven | E2 | ENERGY STAR (>44% Baking Efficiency) | Codes & Standards Forecast | bar: 2019 to 2051
Commercial_School_Existing_Food Preparation_Natural Gas_Oven_E3_Codes & Standards Forecast | Commercial | School | Existing | Food Preparation | Natural Gas | Oven | E3 |  | Codes & Standards Forecast | bar: 2019 to 2051
Commercial_School_Existing_Food Preparation_Natural Gas_Oven_E4_Codes & Standards Forecast | Commercial | School | Existing | Food Preparation | Natural Gas | Oven | E4 |  | Codes & Standards Forecast | bar: 2019 to 2051
Commercial_School_Existing_Food Preparation_Natural Gas_Oven_E5_Codes & Standards Forecast | Commercial | School | Existing | Food Preparation | Natural Gas | Oven | E5 |  | Codes & Standards Forecast | bar: 2019 to 2051
Commercial_School_Existing_Food Preparation_Natural Gas_Oven_E6_Codes & Standards Forecast | Commercial | School | Existing | Food Preparation | Natural Gas | Oven | E6 |  | Codes & Standards Forecast | bar: 2019 to 2051
Commercial_School_Existing_Food Preparation_Natural Gas_Oven_E7_Codes & Standards Forecast | Commercial | School | Existing | Food Preparation | Natural Gas | Oven | E7 |  | Codes & Standards Forecast | bar: 2019 to 2051
Commercial_School_Existing_Food Preparation_Natural Gas_Oven_E8_Codes & Standards Forecast | Commercial | School | Existing | Food Preparation | Natural Gas | Oven | E8 |  | Codes & Standards Forecast | bar: 2019 to 2051
Commercial_School_Existing_Food Preparation_Natural Gas_Oven_E9_Codes & Standards Forecast | Commercial | School | Existing | Food Preparation | Natural Gas | Oven | E9 |  | Codes & Standards Forecast | bar: 2019 to 2051
Commercial_School_Existing_Food Preparation_Natural Gas_Oven_E10_Codes & Standards Forecast | Commercial | School | Existing | Food Preparation | Natural Gas | Oven | E10 |  | Codes & Standards Forecast | bar: 2019 to 2051
Commercial_School_Existing_Food Preparation_Natural Gas_Conveyor Oven_E1_Codes & Standards Forecast | Commercial | School | Existing | Food Preparation | Natural Gas | Conveyor Oven | E1 | Standard | Codes & Standards Forecast | 100% | 100% | 100% | 100% | 100% | 100% | 100% | 100% | 100% | 100% | 100% | 100% | 100% | 100% | 100% | 100% | 100% | 100% | 100% | 100% | 100% | 100% | 100% | 100% | 100% | 100% | 100% | 100% | 100% | 100% | 100% | 100% | 100%
Commercial_School_Existing_Food Preparation_Natural Gas_Conveyor Oven_E2_Codes & Standards Forecast | Commercial | School | Existing | Food Preparation | Natural Gas | Conveyor Oven | E2 | Efficient (>44% Baking Efficiency) | Codes & Standards Forecast | bar: 2019 to 2051
Commercial_School_Existing_Food Preparation_Natural Gas_Conveyor Oven_E3_Codes & Standards Forecast | Commercial | School | Existing | Food Preparation | Natural Gas | Conveyor Oven | E3 |  | Codes & Standards Forecast | bar: 2019 to 2051
Commercial_School_Existing_Food Preparation_Natural Gas_Conveyor Oven_E4_Codes & Standards Forecast | Commercial | School | Existing | Food Preparation | Natural Gas | Conveyor Oven | E4 |  | Codes & Standards Forecast | bar: 2019 to 2051
Commercial_School_Existing_Food Preparation_Natural Gas_Conveyor Oven_E5_Codes & Standards Forecast | Commercial | School | Existing | Food Preparation | Natural Gas | Conveyor Oven | E5 |  | Codes & Standards Forecast | bar: 2019 to 2051
Commercial_School_Existing_Food Preparation_Natural Gas_Conveyor Oven_E6_Codes & Standards Forecast | Commercial | School | Existing | Food Preparation | Natural Gas | Conveyor Oven | E6 |  | Codes & Standards Forecast | bar: 2019 to 2051
Commercial_School_Existing_Food Preparation_Natural Gas_Conveyor Oven_E7_Codes & Standards Forecast | Commercial | School | Existing | Food Preparation | Natural Gas | Conveyor Oven | E7 |  | Codes & Standards Forecast | bar: 2019 to 2051
Commercial_School_Existing_Food Preparation_Natural Gas_Conveyor Oven_E8_Codes & Standards Forecast | Commercial | School | Existing | Food Preparation | Natural Gas | Conveyor Oven | E8 |  | Codes & Standards Forecast | bar: 2019 to 2051
Commercial_School_Existing_Food Preparation_Natural Gas_Conveyor Oven_E9_Codes & Standards Forecast | Commercial | School | Existing | Food Preparation | Natural Gas | Conveyor Oven | E9 |  | Codes & Standards Forecast | bar: 2019 to 2051
Commercial_School_Existing_Food Preparation_Natural Gas_Conveyor Oven_E10_Codes & Standards Forecast | Commercial | School | Existing | Food Preparation | Natural Gas | Conveyor Oven | E10 |  | Codes & Standards Forecast | bar: 2019 to 2051
Commercial_School_Existing_Food Preparation_Natural Gas_Double Rack Oven_E1_Codes & Standards Forecast | Commercial | School | Existing | Food Preparation | Natural Gas | Double Rack Oven | E1 | Standard | Codes & Standards Forecast | 100% | 100% | 100% | 100% | 100% | 100% | 100% | 100% | 100% | 100% | 100% | 100% | 100% | 100% | 100% | 100% | 100% | 100% | 100% | 100% | 100% | 100% | 100% | 100% | 100% | 100% | 100% | 100% | 100% | 100% | 100% | 100% | 100%
Commercial_School_Existing_Food Preparation_Natural Gas_Double Rack Oven_E2_Codes & Standards Forecast | Commercial | School | Existing | Food Preparation | Natural Gas | Double Rack Oven | E2 | FTSC Qualified (>50% Cooking Efficiency) | Codes & Standards Forecast | bar: 2019 to 2051
Commercial_School_Existing_Food Preparation_Natural Gas_Double Rack Oven_E3_Codes & Standards Forecast | Commercial | School | Existing | Food Preparation | Natural Gas | Double Rack Oven | E3 |  | Codes & Standards Forecast | bar: 2019 to 2051
Commercial_School_Existing_Food Preparation_Natural Gas_Double Rack Oven_E4_Codes & Standards Forecast | Commercial | School | Existing | Food Preparation | Natural Gas | Double Rack Oven | E4 |  | Codes & Standards Forecast | bar: 2019 to 2051
Commercial_School_Existing_Food Preparation_Natural Gas_Double Rack Oven_E5_Codes & Standards Forecast | Commercial | School | Existing | Food Preparation | Natural Gas | Double Rack Oven | E5 |  | Codes & Standards Forecast | bar: 2019 to 2051
Commercial_School_Existing_Food Preparation_Natural Gas_Double Rack Oven_E6_Codes & Standards Forecast | Commercial | School | Existing | Food Preparation | Natural Gas | Double Rack Oven | E6 |  | Codes & Standards Forecast | bar: 2019 to 2051
Commercial_School_Existing_Food Preparation_Natural Gas_Double Rack Oven_E7_Codes & Standards Forecast | Commercial | School | Existing | Food Preparation | Natural Gas | Double Rack Oven | E7 |  | Codes & Standards Forecast | bar: 2019 to 2051
Commercial_School_Existing_Food Preparation_Natural Gas_Double Rack Oven_E8_Codes & Standards Forecast | Commercial | School | Existing | Food Preparation | Natural Gas | Double Rack Oven | E8 |  | Codes & Standards Forecast | bar: 2019 to 2051
Commercial_School_Existing_Food Preparation_Natural Gas_Double Rack Oven_E9_Codes & Standards Forecast | Commercial | School | Existing | Food Preparation | Natural Gas | Double Rack Oven | E9 |  | Codes & Standards Forecast | bar: 2019 to 2051
Commercial_School_Existing_Food Preparation_Natural Gas_Double Rack Oven_E10_Codes & Standards Forecast | Commercial | School | Existing | Food Preparation | Natural Gas | Double Rack Oven | E10 |  | Codes & Standards Forecast | bar: 2019 to 2051
Commercial_School_Existing_Food Preparation_Natural Gas_Fryer_E1_Codes & Standards Forecast | Commercial | School | Existing | Food Preparation | Natural Gas | Fryer | E1 | Standard | Codes & Standards Forecast | 100% | 100% | 100% | 0% | 0% | 0% | 0% | 0% | 0% | 0% | 0% | 0% | 0% | 0% | 0% | 0% | 0% | 0% | 0% | 0% | 0% | 0% | 0% | 0% | 0% | 0% | 0% | 0% | 0% | 0% | 0% | 0% | 0%
Commercial_School_Existing_Food Preparation_Natural Gas_Fryer_E2_Codes & Standards Forecast | Commercial | School | Existing | Food Preparation | Natural Gas | Fryer | E2 | ENERGY STAR | Codes & Standards Forecast | 0% | 0% | 0% | 100% | 100% | 100% | 100% | 100% | 100% | 100% | 100% | 100% | 100% | 100% | 100% | 100% | 100% | 100% | 100% | 100% | 100% | 100% | 100% | 100% | 100% | 100% | 100% | 100% | 100% | 100% | 100% | 100% | 100%
Commercial_School_Existing_Food Preparation_Natural Gas_Fryer_E3_Codes & Standards Forecast | Commercial | School | Existing | Food Preparation | Natural Gas | Fryer | E3 |  | Codes & Standards Forecast | bar: 2019 to 2051
Commercial_School_Existing_Food Preparation_Natural Gas_Fryer_E4_Codes & Standards Forecast | Commercial | School | Existing | Food Preparation | Natural Gas | Fryer | E4 |  | Codes & Standards Forecast | bar: 2019 to 2051
Commercial_School_Existing_Food Preparation_Natural Gas_Fryer_E5_Codes & Standards Forecast | Commercial | School | Existing | Food Preparation | Natural Gas | Fryer | E5 |  | Codes & Standards Forecast | bar: 2019 to 2051
Commercial_School_Existing_Food Preparation_Natural Gas_Fryer_E6_Codes & Standards Forecast | Commercial | School | Existing | Food Preparation | Natural Gas | Fryer | E6 |  | Codes & Standards Forecast | bar: 2019 to 2051
Commercial_School_Existing_Food Preparation_Natural Gas_Fryer_E7_Codes & Standards Forecast | Commercial | School | Existing | Food Preparation | Natural Gas | Fryer | E7 |  | Codes & Standards Forecast | bar: 2019 to 2051
Commercial_School_Existing_Food Preparation_Natural Gas_Fryer_E8_Codes & Standards Forecast | Commercial | School | Existing | Food Preparation | Natural Gas | Fryer | E8 |  | Codes & Standards Forecast | bar: 2019 to 2051
Commercial_School_Existing_Food Preparation_Natural Gas_Fryer_E9_Codes & Standards Forecast | Commercial | School | Existing | Food Preparation | Natural Gas | Fryer | E9 |  | Codes & Standards Forecast | bar: 2019 to 2051
Commercial_School_Existing_Food Preparation_Natural Gas_Fryer_E10_Codes & Standards Forecast | Commercial | School | Existing | Food Preparation | Natural Gas | Fryer | E10 |  | Codes & Standards Forecast | bar: 2019 to 2051
Commercial_School_Existing_Food Preparation_Natural Gas_Broiler_E1_Codes & Standards Forecast | Commercial | School | Existing | Food Preparation | Natural Gas | Broiler | E1 | Standard | Codes & Standards Forecast | 100% | 100% | 100% | 100% | 100% | 100% | 100% | 100% | 100% | 100% | 100% | 100% | 100% | 100% | 100% | 100% | 100% | 100% | 100% | 100% | 100% | 100% | 100% | 100% | 100% | 100% | 100% | 100% | 100% | 100% | 100% | 100% | 100%
Commercial_School_Existing_Food Preparation_Natural Gas_Broiler_E2_Codes & Standards Forecast | Commercial | School | Existing | Food Preparation | Natural Gas | Broiler | E2 | Infrared Burners | Codes & Standards Forecast | bar: 2019 to 2051
Commercial_School_Existing_Food Preparation_Natural Gas_Broiler_E3_Codes & Standards Forecast | Commercial | School | Existing | Food Preparation | Natural Gas | Broiler | E3 |  | Codes & Standards Forecast | bar: 2019 to 2051
Commercial_School_Existing_Food Preparation_Natural Gas_Broiler_E4_Codes & Standards Forecast | Commercial | School | Existing | Food Preparation | Natural Gas | Broiler | E4 |  | Codes & Standards Forecast | bar: 2019 to 2051
Commercial_School_Existing_Food Preparation_Natural Gas_Broiler_E5_Codes & Standards Forecast | Commercial | School | Existing | Food Preparation | Natural Gas | Broiler | E5 |  | Codes & Standards Forecast | bar: 2019 to 2051
Commercial_School_Existing_Food Preparation_Natural Gas_Broiler_E6_Codes & Standards Forecast | Commercial | School | Existing | Food Preparation | Natural Gas | Broiler | E6 |  | Codes & Standards Forecast | bar: 2019 to 2051
Commercial_School_Existing_Food Preparation_Natural Gas_Broiler_E7_Codes & Standards Forecast | Commercial | School | Existing | Food Preparation | Natural Gas | Broiler | E7 |  | Codes & Standards Forecast | bar: 2019 to 2051
Commercial_School_Existing_Food Preparation_Natural Gas_Broiler_E8_Codes & Standards Forecast | Commercial | School | Existing | Food Preparation | Natural Gas | Broiler | E8 |  | Codes & Standards Forecast | bar: 2019 to 2051
Commercial_School_Existing_Food Preparation_Natural Gas_Broiler_E9_Codes & Standards Forecast | Commercial | School | Existing | Food Preparation | Natural Gas | Broiler | E9 |  | Codes & Standards Forecast | bar: 2019 to 2051
Commercial_School_Existing_Food Preparation_Natural Gas_Broiler_E10_Codes & Standards Forecast | Commercial | School | Existing | Food Preparation | Natural Gas | Broiler | E10 |  | Codes & Standards Forecast | bar: 2019 to 2051
Commercial_School_Existing_Food Preparation_Natural Gas_Griddle_E1_Codes & Standards Forecast | Commercial | School | Existing | Food Preparation | Natural Gas | Griddle | E1 | Standard | Codes & Standards Forecast | 100% | 100% | 100% | 100% | 100% | 100% | 100% | 100% | 100% | 100% | 100% | 100% | 100% | 100% | 100% | 100% | 100% | 100% | 100% | 100% | 100% | 100% | 100% | 100% | 100% | 100% | 100% | 100% | 100% | 100% | 100% | 100% | 100%
Commercial_School_Existing_Food Preparation_Natural Gas_Griddle_E2_Codes & Standards Forecast | Commercial | School | Existing | Food Preparation | Natural Gas | Griddle | E2 | ENERGY STAR | Codes & Standards Forecast | bar: 2019 to 2051
Commercial_School_Existing_Food Preparation_Natural Gas_Griddle_E3_Codes & Standards Forecast | Commercial | School | Existing | Food Preparation | Natural Gas | Griddle | E3 |  | Codes & Standards Forecast | bar: 2019 to 2051
Commercial_School_Existing_Food Preparation_Natural Gas_Griddle_E4_Codes & Standards Forecast | Commercial | School | Existing | Food Preparation | Natural Gas | Griddle | E4 |  | Codes & Standards Forecast | bar: 2019 to 2051
Commercial_School_Existing_Food Preparation_Natural Gas_Griddle_E5_Codes & Standards Forecast | Commercial | School | Existing | Food Preparation | Natural Gas | Griddle | E5 |  | Codes & Standards Forecast | bar: 2019 to 2051
Commercial_School_Existing_Food Preparation_Natural Gas_Griddle_E6_Codes & Standards Forecast | Commercial | School | Existing | Food Preparation | Natural Gas | Griddle | E6 |  | Codes & Standards Forecast | bar: 2019 to 2051
Commercial_School_Existing_Food Preparation_Natural Gas_Griddle_E7_Codes & Standards Forecast | Commercial | School | Existing | Food Preparation | Natural Gas | Griddle | E7 |  | Codes & Standards Forecast | bar: 2019 to 2051
Commercial_School_Existing_Food Preparation_Natural Gas_Griddle_E8_Codes & Standards Forecast | Commercial | School | Existing | Food Preparation | Natural Gas | Griddle | E8 |  | Codes & Standards Forecast | bar: 2019 to 2051
Commercial_School_Existing_Food Preparation_Natural Gas_Griddle_E9_Codes & Standards Forecast | Commercial | School | Existing | Food Preparation | Natural Gas | Griddle | E9 |  | Codes & Standards Forecast | bar: 2019 to 2051
Commercial_School_Existing_Food Preparation_Natural Gas_Griddle_E10_Codes & Standards Forecast | Commercial | School | Existing | Food Preparation | Natural Gas | Griddle | E10 |  | Codes & Standards Forecast | bar: 2019 to 2051
Commercial_School_Existing_Food Preparation_Natural Gas_Range_E1_Codes & Standards Forecast | Commercial | School | Existing | Food Preparation | Natural Gas | Range | E1 | Standard | Codes & Standards Forecast | 100% | 100% | 100% | 100% | 100% | 100% | 100% | 100% | 100% | 100% | 100% | 100% | 100% | 100% | 100% | 100% | 100% | 100% | 100% | 100% | 100% | 100% | 100% | 100% | 100% | 100% | 100% | 100% | 100% | 100% | 100% | 100% | 100%
Commercial_School_Existing_Food Preparation_Natural Gas_Range_E2_Codes & Standards Forecast | Commercial | School | Existing | Food Preparation | Natural Gas | Range | E2 | High Efficiency | Codes & Standards Forecast | bar: 2019 to 2051
Commercial_School_Existing_Food Preparation_Natural Gas_Range_E3_Codes & Standards Forecast | Commercial | School | Existing | Food Preparation | Natural Gas | Range | E3 |  | Codes & Standards Forecast | bar: 2019 to 2051
Commercial_School_Existing_Food Preparation_Natural Gas_Range_E4_Codes & Standards Forecast | Commercial | School | Existing | Food Preparation | Natural Gas | Range | E4 |  | Codes & Standards Forecast | bar: 2019 to 2051
Commercial_School_Existing_Food Preparation_Natural Gas_Range_E5_Codes & Standards Forecast | Commercial | School | Existing | Food Preparation | Natural Gas | Range | E5 |  | Codes & Standards Forecast | bar: 2019 to 2051
Commercial_School_Existing_Food Preparation_Natural Gas_Range_E6_Codes & Standards Forecast | Commercial | School | Existing | Food Preparation | Natural Gas | Range | E6 |  | Codes & Standards Forecast | bar: 2019 to 2051
Commercial_School_Existing_Food Preparation_Natural Gas_Range_E7_Codes & Standards Forecast | Commercial | School | Existing | Food Preparation | Natural Gas | Range | E7 |  | Codes & Standards Forecast | bar: 2019 to 2051
Commercial_School_Existing_Food Preparation_Natural Gas_Range_E8_Codes & Standards Forecast | Commercial | School | Existing | Food Preparation | Natural Gas | Range | E8 |  | Codes & Standards Forecast | bar: 2019 to 2051
Commercial_School_Existing_Food Preparation_Natural Gas_Range_E9_Codes & Standards Forecast | Commercial | School | Existing | Food Preparation | Natural Gas | Range | E9 |  | Codes & Standards Forecast | bar: 2019 to 2051
Commercial_School_Existing_Food Preparation_Natural Gas_Range_E10_Codes & Standards Forecast | Commercial | School | Existing | Food Preparation | Natural Gas | Range | E10 |  | Codes & Standards Forecast | bar: 2019 to 2051
Commercial_School_Existing_Food Preparation_Natural Gas_Steamer_E1_Codes & Standards Forecast | Commercial | School | Existing | Food Preparation | Natural Gas | Steamer | E1 | Standard | Codes & Standards Forecast | 100% | 100% | 100% | 0% | 0% | 0% | 0% | 0% | 0% | 0% | 0% | 0% | 0% | 0% | 0% | 0% | 0% | 0% | 0% | 0% | 0% | 0% | 0% | 0% | 0% | 0% | 0% | 0% | 0% | 0% | 0% | 0% | 0%
Commercial_School_Existing_Food Preparation_Natural Gas_Steamer_E2_Codes & Standards Forecast | Commercial | School | Existing | Food Preparation | Natural Gas | Steamer | E2 | ENERGY STAR | Codes & Standards Forecast | 0% | 0% | 0% | 100% | 100% | 100% | 100% | 100% | 100% | 100% | 100% | 100% | 100% | 100% | 100% | 100% | 100% | 100% | 100% | 100% | 100% | 100% | 100% | 100% | 100% | 100% | 100% | 100% | 100% | 100% | 100% | 100% | 100%
Commercial_School_Existing_Food Preparation_Natural Gas_Steamer_E3_Codes & Standards Forecast | Commercial | School | Existing | Food Preparation | Natural Gas | Steamer | E3 |  | Codes & Standards Forecast | bar: 2019 to 2051
Commercial_School_Existing_Food Preparation_Natural Gas_Steamer_E4_Codes & Standards Forecast | Commercial | School | Existing | Food Preparation | Natural Gas | Steamer | E4 |  | Codes & Standards Forecast | bar: 2019 to 2051
Commercial_School_Existing_Food Preparation_Natural Gas_Steamer_E5_Codes & Standards Forecast | Commercial | School | Existing | Food Preparation | Natural Gas | Steamer | E5 |  | Codes & Standards Forecast | bar: 2019 to 2051
Commercial_School_Existing_Food Preparation_Natural Gas_Steamer_E6_Codes & Standards Forecast | Commercial | School | Existing | Food Preparation | Natural Gas | Steamer | E6 |  | Codes & Standards Forecast | bar: 2019 to 2051
Commercial_School_Existing_Food Preparation_Natural Gas_Steamer_E7_Codes & Standards Forecast | Commercial | School | Existing | Food Preparation | Natural Gas | Steamer | E7 |  | Codes & Standards Forecast | bar: 2019 to 2051
Commercial_School_Existing_Food Preparation_Natural Gas_Steamer_E8_Codes & Standards Forecast | Commercial | School | Existing | Food Preparation | Natural Gas | Steamer | E8 |  | Codes & Standards Forecast | bar: 2019 to 2051
Commercial_School_Existing_Food Preparation_Natural Gas_Steamer_E9_Codes & Standards Forecast | Commercial | School | Existing | Food Preparation | Natural Gas | Steamer | E9 |  | Codes & Standards Forecast | bar: 2019 to 2051
Commercial_School_Existing_Food Preparation_Natural Gas_Steamer_E10_Codes & Standards Forecast | Commercial | School | Existing | Food Preparation | Natural Gas | Steamer | E10 |  | Codes & Standards Forecast | bar: 2019 to 2051
Commercial_School_Existing_Food Preparation_Natural Gas_Food Prep Other_E1_Codes & Standards Forecast | Commercial | School | Existing | Food Preparation | Natural Gas | Food Prep Other | E1 | Standard | Codes & Standards Forecast | 100% | 100% | 100% | 100% | 100% | 100% | 100% | 100% | 100% | 100% | 100% | 100% | 100% | 100% | 100% | 100% | 100% | 100% | 100% | 100% | 100% | 100% | 100% | 100% | 100% | 100% | 100% | 100% | 100% | 100% | 100% | 100% | 100%
Commercial_School_Existing_Food Preparation_Natural Gas_Food Prep Other_E2_Codes & Standards Forecast | Commercial | School | Existing | Food Preparation | Natural Gas | Food Prep Other | E2 | ENERGY STAR | Codes & Standards Forecast | bar: 2019 to 2051
Commercial_School_Existing_Food Preparation_Natural Gas_Food Prep Other_E3_Codes & Standards Forecast | Commercial | School | Existing | Food Preparation | Natural Gas | Food Prep Other | E3 |  | Codes & Standards Forecast | bar: 2019 to 2051
Commercial_School_Existing_Food Preparation_Natural Gas_Food Prep Other_E4_Codes & Standards Forecast | Commercial | School | Existing | Food Preparation | Natural Gas | Food Prep Other | E4 |  | Codes & Standards Forecast | bar: 2019 to 2051
Commercial_School_Existing_Food Preparation_Natural Gas_Food Prep Other_E5_Codes & Standards Forecast | Commercial | School | Existing | Food Preparation | Natural Gas | Food Prep Other | E5 |  | Codes & Standards Forecast | bar: 2019 to 2051
Commercial_School_Existing_Food Preparation_Natural Gas_Food Prep Other_E6_Codes & Standards Forecast | Commercial | School | Existing | Food Preparation | Natural Gas | Food Prep Other | E6 |  | Codes & Standards Forecast | bar: 2019 to 2051
Commercial_School_Existing_Food Preparation_Natural Gas_Food Prep Other_E7_Codes & Standards Forecast | Commercial | School | Existing | Food Preparation | Natural Gas | Food Prep Other | E7 |  | Codes & Standards Forecast | bar: 2019 to 2051
Commercial_School_Existing_Food Preparation_Natural Gas_Food Prep Other_E8_Codes & Standards Forecast | Commercial | School | Existing | Food Preparation | Natural Gas | Food Prep Other | E8 |  | Codes & Standards Forecast | bar: 2019 to 2051
Commercial_School_Existing_Food Preparation_Natural Gas_Food Prep Other_E9_Codes & Standards Forecast | Commercial | School | Existing | Food Preparation | Natural Gas | Food Prep Other | E9 |  | Codes & Standards Forecast | bar: 2019 to 2051
Commercial_School_Existing_Food Preparation_Natural Gas_Food Prep Other_E10_Codes & Standards Forecast | Commercial | School | Existing | Food Preparation | Natural Gas | Food Prep Other | E10 |  | Codes & Standards Forecast | bar: 2019 to 2051
Commercial_School_Existing_Miscellaneous_Natural Gas_Pool Heater_E1_Codes & Standards Forecast | Commercial | School | Existing | Miscellaneous | Natural Gas | Pool Heater | E1 | Standard (EF .78) | Codes & Standards Forecast | 100% | 100% | 100% | 100% | 100% | 100% | 100% | 100% | 100% | 100% | 100% | 100% | 100% | 100% | 100% | 100% | 100% | 100% | 100% | 100% | 100% | 100% | 100% | 100% | 100% | 100% | 100% | 100% | 100% | 100% | 100% | 100% | 100%
Commercial_School_Existing_Miscellaneous_Natural Gas_Pool Heater_E2_Codes & Standards Forecast | Commercial | School | Existing | Miscellaneous | Natural Gas | Pool Heater | E2 | Condensing (EF .90) | Codes & Standards Forecast | bar: 2019 to 2051
Commercial_School_Existing_Miscellaneous_Natural Gas_Pool Heater_E3_Codes & Standards Forecast | Commercial | School | Existing | Miscellaneous | Natural Gas | Pool Heater | E3 |  | Codes & Standards Forecast | bar: 2019 to 2051
Commercial_School_Existing_Miscellaneous_Natural Gas_Pool Heater_E4_Codes & Standards Forecast | Commercial | School | Existing | Miscellaneous | Natural Gas | Pool Heater | E4 |  | Codes & Standards Forecast | bar: 2019 to 2051
Commercial_School_Existing_Miscellaneous_Natural Gas_Pool Heater_E5_Codes & Standards Forecast | Commercial | School | Existing | Miscellaneous | Natural Gas | Pool Heater | E5 |  | Codes & Standards Forecast | bar: 2019 to 2051
Commercial_School_Existing_Miscellaneous_Natural Gas_Pool Heater_E6_Codes & Standards Forecast | Commercial | School | Existing | Miscellaneous | Natural Gas | Pool Heater | E6 |  | Codes & Standards Forecast | bar: 2019 to 2051
Commercial_School_Existing_Miscellaneous_Natural Gas_Pool Heater_E7_Codes & Standards Forecast | Commercial | School | Existing | Miscellaneous | Natural Gas | Pool Heater | E7 |  | Codes & Standards Forecast | bar: 2019 to 2051
Commercial_School_Existing_Miscellaneous_Natural Gas_Pool Heater_E8_Codes & Standards Forecast | Commercial | School | Existing | Miscellaneous | Natural Gas | Pool Heater | E8 |  | Codes & Standards Forecast | bar: 2019 to 2051
Commercial_School_Existing_Miscellaneous_Natural Gas_Pool Heater_E9_Codes & Standards Forecast | Commercial | School | Existing | Miscellaneous | Natural Gas | Pool Heater | E9 |  | Codes & Standards Forecast | bar: 2019 to 2051
Commercial_School_Existing_Miscellaneous_Natural Gas_Pool Heater_E10_Codes & Standards Forecast | Commercial | School | Existing | Miscellaneous | Natural Gas | Pool Heater | E10 |  | Codes & Standards Forecast | bar: 2019 to 2051
Commercial_School_Existing_Miscellaneous_Natural Gas_Miscellaneous_E1_Codes & Standards Forecast | Commercial | School | Existing | Miscellaneous | Natural Gas | Miscellaneous | E1 | Miscellaneous | Codes & Standards Forecast | 100% | 100% | 100% | 100% | 100% | 100% | 100% | 100% | 100% | 100% | 100% | 100% | 100% | 100% | 100% | 100% | 100% | 100% | 100% | 100% | 100% | 100% | 100% | 100% | 100% | 100% | 100% | 100% | 100% | 100% | 100% | 100% | 100%
Commercial_School_Existing_Miscellaneous_Natural Gas_Miscellaneous_E2_Codes & Standards Forecast | Commercial | School | Existing | Miscellaneous | Natural Gas | Miscellaneous | E2 |  | Codes & Standards Forecast | bar: 2019 to 2051
Commercial_School_Existing_Miscellaneous_Natural Gas_Miscellaneous_E3_Codes & Standards Forecast | Commercial | School | Existing | Miscellaneous | Natural Gas | Miscellaneous | E3 |  | Codes & Standards Forecast | bar: 2019 to 2051
Commercial_School_Existing_Miscellaneous_Natural Gas_Miscellaneous_E4_Codes & Standards Forecast | Commercial | School | Existing | Miscellaneous | Natural Gas | Miscellaneous | E4 |  | Codes & Standards Forecast | bar: 2019 to 2051
Commercial_School_Existing_Miscellaneous_Natural Gas_Miscellaneous_E5_Codes & Standards Forecast | Commercial | School | Existing | Miscellaneous | Natural Gas | Miscellaneous | E5 |  | Codes & Standards Forecast | bar: 2019 to 2051
Commercial_School_Existing_Miscellaneous_Natural Gas_Miscellaneous_E6_Codes & Standards Forecast | Commercial | School | Existing | Miscellaneous | Natural Gas | Miscellaneous | E6 |  | Codes & Standards Forecast | bar: 2019 to 2051
Commercial_School_Existing_Miscellaneous_Natural Gas_Miscellaneous_E7_Codes & Standards Forecast | Commercial | School | Existing | Miscellaneous | Natural Gas | Miscellaneous | E7 |  | Codes & Standards Forecast | bar: 2019 to 2051
Commercial_School_Existing_Miscellaneous_Natural Gas_Miscellaneous_E8_Codes & Standards Forecast | Commercial | School | Existing | Miscellaneous | Natural Gas | Miscellaneous | E8 |  | Codes & Standards Forecast | bar: 2019 to 2051
Commercial_School_Existing_Miscellaneous_Natural Gas_Miscellaneous_E9_Codes & Standards Forecast | Commercial | School | Existing | Miscellaneous | Natural Gas | Miscellaneous | E9 |  | Codes & Standards Forecast | bar: 2019 to 2051
Commercial_School_Existing_Miscellaneous_Natural Gas_Miscellaneous_E10_Codes & Standards Forecast | Commercial | School | Existing | Miscellaneous | Natural Gas | Miscellaneous | E10 |  | Codes & Standards Forecast | bar: 2019 to 2051
Commercial_School_New_Space Heating_Natural Gas_Furnace_E1_Codes & Standards Forecast | Commercial | School | New | Space Heating | Natural Gas | Furnace | E1 | AFUE 80% (Standard) | Codes & Standards Forecast | 100% | 100% | 100% | 100% | 100% | 100% | 100% | 100% | 100% | 100% | 100% | 100% | 100% | 100% | 100% | 100% | 100% | 100% | 100% | 100% | 100% | 100% | 100% | 100% | 100% | 100% | 100% | 100% | 100% | 100% | 100% | 100% | 100%
Commercial_School_New_Space Heating_Natural Gas_Furnace_E2_Codes & Standards Forecast | Commercial | School | New | Space Heating | Natural Gas | Furnace | E2 | AFUE 90% | Codes & Standards Forecast | bar: 2019 to 2051
Commercial_School_New_Space Heating_Natural Gas_Furnace_E3_Codes & Standards Forecast | Commercial | School | New | Space Heating | Natural Gas | Furnace | E3 | AFUE 96% | Codes & Standards Forecast | bar: 2019 to 2051
Commercial_School_New_Space Heating_Natural Gas_Furnace_E4_Codes & Standards Forecast | Commercial | School | New | Space Heating | Natural Gas | Furnace | E4 |  | Codes & Standards Forecast | bar: 2019 to 2051
Commercial_School_New_Space Heating_Natural Gas_Furnace_E5_Codes & Standards Forecast | Commercial | School | New | Space Heating | Natural Gas | Furnace | E5 |  | Codes & Standards Forecast | bar: 2019 to 2051
Commercial_School_New_Space Heating_Natural Gas_Furnace_E6_Codes & Standards Forecast | Commercial | School | New | Space Heating | Natural Gas | Furnace | E6 |  | Codes & Standards Forecast | bar: 2019 to 2051
Commercial_School_New_Space Heating_Natural Gas_Furnace_E7_Codes & Standards Forecast | Commercial | School | New | Space Heating | Natural Gas | Furnace | E7 |  | Codes & Standards Forecast | bar: 2019 to 2051
Commercial_School_New_Space Heating_Natural Gas_Furnace_E8_Codes & Standards Forecast | Commercial | School | New | Space Heating | Natural Gas | Furnace | E8 |  | Codes & Standards Forecast | bar: 2019 to 2051
Commercial_School_New_Space Heating_Natural Gas_Furnace_E9_Codes & Standards Forecast | Commercial | School | New | Space Heating | Natural Gas | Furnace | E9 |  | Codes & Standards Forecast | bar: 2019 to 2051
Commercial_School_New_Space Heating_Natural Gas_Furnace_E10_Codes & Standards Forecast | Commercial | School | New | Space Heating | Natural Gas | Furnace | E10 |  | Codes & Standards Forecast | bar: 2019 to 2051
Commercial_School_New_Space Heating_Natural Gas_Boiler_E1_Codes & Standards Forecast | Commercial | School | New | Space Heating | Natural Gas | Boiler | E1 | AFUE 80% (Standard) | Codes & Standards Forecast | 100% | 100% | 100% | 100% | 100% | 100% | 100% | 100% | 100% | 100% | 100% | 100% | 100% | 100% | 100% | 100% | 100% | 100% | 100% | 100% | 100% | 100% | 100% | 100% | 100% | 100% | 100% | 100% | 100% | 100% | 100% | 100% | 100%
Commercial_School_New_Space Heating_Natural Gas_Boiler_E2_Codes & Standards Forecast | Commercial | School | New | Space Heating | Natural Gas | Boiler | E2 | AFUE 85% | Codes & Standards Forecast | bar: 2019 to 2051
Commercial_School_New_Space Heating_Natural Gas_Boiler_E3_Codes & Standards Forecast | Commercial | School | New | Space Heating | Natural Gas | Boiler | E3 | AFUE 97% | Codes & Standards Forecast | bar: 2019 to 2051
Commercial_School_New_Space Heating_Natural Gas_Boiler_E4_Codes & Standards Forecast | Commercial | School | New | Space Heating | Natural Gas | Boiler | E4 | Convert to NG Air Source Heat Pump | Codes & Standards Forecast | bar: 2019 to 2051
Commercial_School_New_Space Heating_Natural Gas_Boiler_E5_Codes & Standards Forecast | Commercial | School | New | Space Heating | Natural Gas | Boiler | E5 |  | Codes & Standards Forecast | bar: 2019 to 2051
Commercial_School_New_Space Heating_Natural Gas_Boiler_E6_Codes & Standards Forecast | Commercial | School | New | Space Heating | Natural Gas | Boiler | E6 |  | Codes & Standards Forecast | bar: 2019 to 2051
Commercial_School_New_Space Heating_Natural Gas_Boiler_E7_Codes & Standards Forecast | Commercial | School | New | Space Heating | Natural Gas | Boiler | E7 |  | Codes & Standards Forecast | bar: 2019 to 2051
Commercial_School_New_Space Heating_Natural Gas_Boiler_E8_Codes & Standards Forecast | Commercial | School | New | Space Heating | Natural Gas | Boiler | E8 |  | Codes & Standards Forecast | bar: 2019 to 2051
Commercial_School_New_Space Heating_Natural Gas_Boiler_E9_Codes & Standards Forecast | Commercial | School | New | Space Heating | Natural Gas | Boiler | E9 |  | Codes & Standards Forecast | bar: 2019 to 2051
Commercial_School_New_Space Heating_Natural Gas_Boiler_E10_Codes & Standards Forecast | Commercial | School | New | Space Heating | Natural Gas | Boiler | E10 |  | Codes & Standards Forecast | bar: 2019 to 2051
Commercial_School_New_Space Heating_Natural Gas_Unit Heater_E1_Codes & Standards Forecast | Commercial | School | New | Space Heating | Natural Gas | Unit Heater | E1 | Standard | Codes & Standards Forecast | 100% | 100% | 100% | 100% | 100% | 100% | 100% | 100% | 100% | 100% | 100% | 100% | 100% | 100% | 100% | 100% | 100% | 100% | 100% | 100% | 100% | 100% | 100% | 100% | 100% | 100% | 100% | 100% | 100% | 100% | 100% | 100% | 100%
Commercial_School_New_Space Heating_Natural Gas_Unit Heater_E2_Codes & Standards Forecast | Commercial | School | New | Space Heating | Natural Gas | Unit Heater | E2 | Condensing | Codes & Standards Forecast | bar: 2019 to 2051
Commercial_School_New_Space Heating_Natural Gas_Unit Heater_E3_Codes & Standards Forecast | Commercial | School | New | Space Heating | Natural Gas | Unit Heater | E3 | Infrared Radiant | Codes & Standards Forecast | bar: 2019 to 2051
Commercial_School_New_Space Heating_Natural Gas_Unit Heater_E4_Codes & Standards Forecast | Commercial | School | New | Space Heating | Natural Gas | Unit Heater | E4 |  | Codes & Standards Forecast | bar: 2019 to 2051
Commercial_School_New_Space Heating_Natural Gas_Unit Heater_E5_Codes & Standards Forecast | Commercial | School | New | Space Heating | Natural Gas | Unit Heater | E5 |  | Codes & Standards Forecast | bar: 2019 to 2051
Commercial_School_New_Space Heating_Natural Gas_Unit Heater_E6_Codes & Standards Forecast | Commercial | School | New | Space Heating | Natural Gas | Unit Heater | E6 |  | Codes & Standards Forecast | bar: 2019 to 2051
Commercial_School_New_Space Heating_Natural Gas_Unit Heater_E7_Codes & Standards Forecast | Commercial | School | New | Space Heating | Natural Gas | Unit Heater | E7 |  | Codes & Standards Forecast | bar: 2019 to 2051
Commercial_School_New_Space Heating_Natural Gas_Unit Heater_E8_Codes & Standards Forecast | Commercial | School | New | Space Heating | Natural Gas | Unit Heater | E8 |  | Codes & Standards Forecast | bar: 2019 to 2051
Commercial_School_New_Space Heating_Natural Gas_Unit Heater_E9_Codes & Standards Forecast | Commercial | School | New | Space Heating | Natural Gas | Unit Heater | E9 |  | Codes & Standards Forecast | bar: 2019 to 2051
Commercial_School_New_Space Heating_Natural Gas_Unit Heater_E10_Codes & Standards Forecast | Commercial | School | New | Space Heating | Natural Gas | Unit Heater | E10 |  | Codes & Standards Forecast | bar: 2019 to 2051
Commercial_School_New_Water Heating_Natural Gas_Water Heater_E1_Codes & Standards Forecast | Commercial | School | New | Water Heating | Natural Gas | Water Heater | E1 | TE 80% | Codes & Standards Forecast | 100% | 100% | 100% | 100% | 100% | 100% | 100% | 100% | 100% | 100% | 100% | 100% | 100% | 100% | 100% | 100% | 100% | 100% | 100% | 100% | 100% | 100% | 100% | 100% | 100% | 100% | 100% | 100% | 100% | 100% | 100% | 100% | 100%
Commercial_School_New_Water Heating_Natural Gas_Water Heater_E2_Codes & Standards Forecast | Commercial | School | New | Water Heating | Natural Gas | Water Heater | E2 | TE 81% | Codes & Standards Forecast | bar: 2019 to 2051
Commercial_School_New_Water Heating_Natural Gas_Water Heater_E3_Codes & Standards Forecast | Commercial | School | New | Water Heating | Natural Gas | Water Heater | E3 | TE 88% | Codes & Standards Forecast | bar: 2019 to 2051
Commercial_School_New_Water Heating_Natural Gas_Water Heater_E4_Codes & Standards Forecast | Commercial | School | New | Water Heating | Natural Gas | Water Heater | E4 | TE 94% | Codes & Standards Forecast | bar: 2019 to 2051
Commercial_School_New_Water Heating_Natural Gas_Water Heater_E5_Codes & Standards Forecast | Commercial | School | New | Water Heating | Natural Gas | Water Heater | E5 | TE 96% | Codes & Standards Forecast | bar: 2019 to 2051
Commercial_School_New_Water Heating_Natural Gas_Water Heater_E6_Codes & Standards Forecast | Commercial | School | New | Water Heating | Natural Gas | Water Heater | E6 | Tankless | Codes & Standards Forecast | bar: 2019 to 2051
Commercial_School_New_Water Heating_Natural Gas_Water Heater_E7_Codes & Standards Forecast | Commercial | School | New | Water Heating | Natural Gas | Water Heater | E7 | Gas-Fired Absorption HPWH | Codes & Standards Forecast | bar: 2019 to 2051
Commercial_School_New_Water Heating_Natural Gas_Water Heater_E8_Codes & Standards Forecast | Commercial | School | New | Water Heating | Natural Gas | Water Heater | E8 |  | Codes & Standards Forecast | bar: 2019 to 2051
Commercial_School_New_Water Heating_Natural Gas_Water Heater_E9_Codes & Standards Forecast | Commercial | School | New | Water Heating | Natural Gas | Water Heater | E9 |  | Codes & Standards Forecast | bar: 2019 to 2051
Commercial_School_New_Water Heating_Natural Gas_Water Heater_E10_Codes & Standards Forecast | Commercial | School | New | Water Heating | Natural Gas | Water Heater | E10 |  | Codes & Standards Forecast | bar: 2019 to 2051
Commercial_School_New_Food Preparation_Natural Gas_Oven_E1_Codes & Standards Forecast | Commercial | School | New | Food Preparation | Natural Gas | Oven | E1 | Standard | Codes & Standards Forecast | 100% | 100% | 100% | 100% | 100% | 100% | 100% | 100% | 100% | 100% | 100% | 100% | 100% | 100% | 100% | 100% | 100% | 100% | 100% | 100% | 100% | 100% | 100% | 100% | 100% | 100% | 100% | 100% | 100% | 100% | 100% | 100% | 100%
Commercial_School_New_Food Preparation_Natural Gas_Oven_E2_Codes & Standards Forecast | Commercial | School | New | Food Preparation | Natural Gas | Oven | E2 | ENERGY STAR (>44% Baking Efficiency) | Codes & Standards Forecast | bar: 2019 to 2051
Commercial_School_New_Food Preparation_Natural Gas_Oven_E3_Codes & Standards Forecast | Commercial | School | New | Food Preparation | Natural Gas | Oven | E3 |  | Codes & Standards Forecast | bar: 2019 to 2051
Commercial_School_New_Food Preparation_Natural Gas_Oven_E4_Codes & Standards Forecast | Commercial | School | New | Food Preparation | Natural Gas | Oven | E4 |  | Codes & Standards Forecast | bar: 2019 to 2051
Commercial_School_New_Food Preparation_Natural Gas_Oven_E5_Codes & Standards Forecast | Commercial | School | New | Food Preparation | Natural Gas | Oven | E5 |  | Codes & Standards Forecast | bar: 2019 to 2051
Commercial_School_New_Food Preparation_Natural Gas_Oven_E6_Codes & Standards Forecast | Commercial | School | New | Food Preparation | Natural Gas | Oven | E6 |  | Codes & Standards Forecast | bar: 2019 to 2051
Commercial_School_New_Food Preparation_Natural Gas_Oven_E7_Codes & Standards Forecast | Commercial | School | New | Food Preparation | Natural Gas | Oven | E7 |  | Codes & Standards Forecast | bar: 2019 to 2051
Commercial_School_New_Food Preparation_Natural Gas_Oven_E8_Codes & Standards Forecast | Commercial | School | New | Food Preparation | Natural Gas | Oven | E8 |  | Codes & Standards Forecast | bar: 2019 to 2051
Commercial_School_New_Food Preparation_Natural Gas_Oven_E9_Codes & Standards Forecast | Commercial | School | New | Food Preparation | Natural Gas | Oven | E9 |  | Codes & Standards Forecast | bar: 2019 to 2051
Commercial_School_New_Food Preparation_Natural Gas_Oven_E10_Codes & Standards Forecast | Commercial | School | New | Food Preparation | Natural Gas | Oven | E10 |  | Codes & Standards Forecast | bar: 2019 to 2051
Commercial_School_New_Food Preparation_Natural Gas_Conveyor Oven_E1_Codes & Standards Forecast | Commercial | School | New | Food Preparation | Natural Gas | Conveyor Oven | E1 | Standard | Codes & Standards Forecast | 100% | 100% | 100% | 100% | 100% | 100% | 100% | 100% | 100% | 100% | 100% | 100% | 100% | 100% | 100% | 100% | 100% | 100% | 100% | 100% | 100% | 100% | 100% | 100% | 100% | 100% | 100% | 100% | 100% | 100% | 100% | 100% | 100%
Commercial_School_New_Food Preparation_Natural Gas_Conveyor Oven_E2_Codes & Standards Forecast | Commercial | School | New | Food Preparation | Natural Gas | Conveyor Oven | E2 | Efficient (>44% Baking Efficiency) | Codes & Standards Forecast | bar: 2019 to 2051
Commercial_School_New_Food Preparation_Natural Gas_Conveyor Oven_E3_Codes & Standards Forecast | Commercial | School | New | Food Preparation | Natural Gas | Conveyor Oven | E3 |  | Codes & Standards Forecast | bar: 2019 to 2051
Commercial_School_New_Food Preparation_Natural Gas_Conveyor Oven_E4_Codes & Standards Forecast | Commercial | School | New | Food Preparation | Natural Gas | Conveyor Oven | E4 |  | Codes & Standards Forecast | bar: 2019 to 2051
Commercial_School_New_Food Preparation_Natural Gas_Conveyor Oven_E5_Codes & Standards Forecast | Commercial | School | New | Food Preparation | Natural Gas | Conveyor Oven | E5 |  | Codes & Standards Forecast | bar: 2019 to 2051
Commercial_School_New_Food Preparation_Natural Gas_Conveyor Oven_E6_Codes & Standards Forecast | Commercial | School | New | Food Preparation | Natural Gas | Conveyor Oven | E6 |  | Codes & Standards Forecast | bar: 2019 to 2051
Commercial_School_New_Food Preparation_Natural Gas_Conveyor Oven_E7_Codes & Standards Forecast | Commercial | School | New | Food Preparation | Natural Gas | Conveyor Oven | E7 |  | Codes & Standards Forecast | bar: 2019 to 2051
Commercial_School_New_Food Preparation_Natural Gas_Conveyor Oven_E8_Codes & Standards Forecast | Commercial | School | New | Food Preparation | Natural Gas | Conveyor Oven | E8 |  | Codes & Standards Forecast | bar: 2019 to 2051
Commercial_School_New_Food Preparation_Natural Gas_Conveyor Oven_E9_Codes & Standards Forecast | Commercial | School | New | Food Preparation | Natural Gas | Conveyor Oven | E9 |  | Codes & Standards Forecast | bar: 2019 to 2051
Commercial_School_New_Food Preparation_Natural Gas_Conveyor Oven_E10_Codes & Standards Forecast | Commercial | School | New | Food Preparation | Natural Gas | Conveyor Oven | E10 |  | Codes & Standards Forecast | bar: 2019 to 2051
Commercial_School_New_Food Preparation_Natural Gas_Double Rack Oven_E1_Codes & Standards Forecast | Commercial | School | New | Food Preparation | Natural Gas | Double Rack Oven | E1 | Standard | Codes & Standards Forecast | 100% | 100% | 100% | 100% | 100% | 100% | 100% | 100% | 100% | 100% | 100% | 100% | 100% | 100% | 100% | 100% | 100% | 100% | 100% | 100% | 100% | 100% | 100% | 100% | 100% | 100% | 100% | 100% | 100% | 100% | 100% | 100% | 100%
Commercial_School_New_Food Preparation_Natural Gas_Double Rack Oven_E2_Codes & Standards Forecast | Commercial | School | New | Food Preparation | Natural Gas | Double Rack Oven | E2 | FTSC Qualified (>50% Cooking Efficiency) | Codes & Standards Forecast | bar: 2019 to 2051
Commercial_School_New_Food Preparation_Natural Gas_Double Rack Oven_E3_Codes & Standards Forecast | Commercial | School | New | Food Preparation | Natural Gas | Double Rack Oven | E3 |  | Codes & Standards Forecast | bar: 2019 to 2051
Commercial_School_New_Food Preparation_Natural Gas_Double Rack Oven_E4_Codes & Standards Forecast | Commercial | School | New | Food Preparation | Natural Gas | Double Rack Oven | E4 |  | Codes & Standards Forecast | bar: 2019 to 2051
Commercial_School_New_Food Preparation_Natural Gas_Double Rack Oven_E5_Codes & Standards Forecast | Commercial | School | New | Food Preparation | Natural Gas | Double Rack Oven | E5 |  | Codes & Standards Forecast | bar: 2019 to 2051
Commercial_School_New_Food Preparation_Natural Gas_Double Rack Oven_E6_Codes & Standards Forecast | Commercial | School | New | Food Preparation | Natural Gas | Double Rack Oven | E6 |  | Codes & Standards Forecast | bar: 2019 to 2051
Commercial_School_New_Food Preparation_Natural Gas_Double Rack Oven_E7_Codes & Standards Forecast | Commercial | School | New | Food Preparation | Natural Gas | Double Rack Oven | E7 |  | Codes & Standards Forecast | bar: 2019 to 2051
Commercial_School_New_Food Preparation_Natural Gas_Double Rack Oven_E8_Codes & Standards Forecast | Commercial | School | New | Food Preparation | Natural Gas | Double Rack Oven | E8 |  | Codes & Standards Forecast | bar: 2019 to 2051
Commercial_School_New_Food Preparation_Natural Gas_Double Rack Oven_E9_Codes & Standards Forecast | Commercial | School | New | Food Preparation | Natural Gas | Double Rack Oven | E9 |  | Codes & Standards Forecast | bar: 2019 to 2051
Commercial_School_New_Food Preparation_Natural Gas_Double Rack Oven_E10_Codes & Standards Forecast | Commercial | School | New | Food Preparation | Natural Gas | Double Rack Oven | E10 |  | Codes & Standards Forecast | bar: 2019 to 2051
Commercial_School_New_Food Preparation_Natural Gas_Fryer_E1_Codes & Standards Forecast | Commercial | School | New | Food Preparation | Natural Gas | Fryer | E1 | Standard | Codes & Standards Forecast | 100% | 100% | 100% | 0% | 0% | 0% | 0% | 0% | 0% | 0% | 0% | 0% | 0% | 0% | 0% | 0% | 0% | 0% | 0% | 0% | 0% | 0% | 0% | 0% | 0% | 0% | 0% | 0% | 0% | 0% | 0% | 0% | 0%
Commercial_School_New_Food Preparation_Natural Gas_Fryer_E2_Codes & Standards Forecast | Commercial | School | New | Food Preparation | Natural Gas | Fryer | E2 | ENERGY STAR | Codes & Standards Forecast | 0% | 0% | 0% | 100% | 100% | 100% | 100% | 100% | 100% | 100% | 100% | 100% | 100% | 100% | 100% | 100% | 100% | 100% | 100% | 100% | 100% | 100% | 100% | 100% | 100% | 100% | 100% | 100% | 100% | 100% | 100% | 100% | 100%
Commercial_School_New_Food Preparation_Natural Gas_Fryer_E3_Codes & Standards Forecast | Commercial | School | New | Food Preparation | Natural Gas | Fryer | E3 |  | Codes & Standards Forecast | bar: 2019 to 2051
Commercial_School_New_Food Preparation_Natural Gas_Fryer_E4_Codes & Standards Forecast | Commercial | School | New | Food Preparation | Natural Gas | Fryer | E4 |  | Codes & Standards Forecast | bar: 2019 to 2051
Commercial_School_New_Food Preparation_Natural Gas_Fryer_E5_Codes & Standards Forecast | Commercial | School | New | Food Preparation | Natural Gas | Fryer | E5 |  | Codes & Standards Forecast | bar: 2019 to 2051
Commercial_School_New_Food Preparation_Natural Gas_Fryer_E6_Codes & Standards Forecast | Commercial | School | New | Food Preparation | Natural Gas | Fryer | E6 |  | Codes & Standards Forecast | bar: 2019 to 2051
Commercial_School_New_Food Preparation_Natural Gas_Fryer_E7_Codes & Standards Forecast | Commercial | School | New | Food Preparation | Natural Gas | Fryer | E7 |  | Codes & Standards Forecast | bar: 2019 to 2051
Commercial_School_New_Food Preparation_Natural Gas_Fryer_E8_Codes & Standards Forecast | Commercial | School | New | Food Preparation | Natural Gas | Fryer | E8 |  | Codes & Standards Forecast | bar: 2019 to 2051
Commercial_School_New_Food Preparation_Natural Gas_Fryer_E9_Codes & Standards Forecast | Commercial | School | New | Food Preparation | Natural Gas | Fryer | E9 |  | Codes & Standards Forecast | bar: 2019 to 2051
Commercial_School_New_Food Preparation_Natural Gas_Fryer_E10_Codes & Standards Forecast | Commercial | School | New | Food Preparation | Natural Gas | Fryer | E10 |  | Codes & Standards Forecast | bar: 2019 to 2051
Commercial_School_New_Food Preparation_Natural Gas_Broiler_E1_Codes & Standards Forecast | Commercial | School | New | Food Preparation | Natural Gas | Broiler | E1 | Standard | Codes & Standards Forecast | 100% | 100% | 100% | 100% | 100% | 100% | 100% | 100% | 100% | 100% | 100% | 100% | 100% | 100% | 100% | 100% | 100% | 100% | 100% | 100% | 100% | 100% | 100% | 100% | 100% | 100% | 100% | 100% | 100% | 100% | 100% | 100% | 100%
Commercial_School_New_Food Preparation_Natural Gas_Broiler_E2_Codes & Standards Forecast | Commercial | School | New | Food Preparation | Natural Gas | Broiler | E2 | Infrared Burners | Codes & Standards Forecast | bar: 2019 to 2051
Commercial_School_New_Food Preparation_Natural Gas_Broiler_E3_Codes & Standards Forecast | Commercial | School | New | Food Preparation | Natural Gas | Broiler | E3 |  | Codes & Standards Forecast | bar: 2019 to 2051
Commercial_School_New_Food Preparation_Natural Gas_Broiler_E4_Codes & Standards Forecast | Commercial | School | New | Food Preparation | Natural Gas | Broiler | E4 |  | Codes & Standards Forecast | bar: 2019 to 2051
Commercial_School_New_Food Preparation_Natural Gas_Broiler_E5_Codes & Standards Forecast | Commercial | School | New | Food Preparation | Natural Gas | Broiler | E5 |  | Codes & Standards Forecast | bar: 2019 to 2051
Commercial_School_New_Food Preparation_Natural Gas_Broiler_E6_Codes & Standards Forecast | Commercial | School | New | Food Preparation | Natural Gas | Broiler | E6 |  | Codes & Standards Forecast | bar: 2019 to 2051
Commercial_School_New_Food Preparation_Natural Gas_Broiler_E7_Codes & Standards Forecast | Commercial | School | New | Food Preparation | Natural Gas | Broiler | E7 |  | Codes & Standards Forecast | bar: 2019 to 2051
Commercial_School_New_Food Preparation_Natural Gas_Broiler_E8_Codes & Standards Forecast | Commercial | School | New | Food Preparation | Natural Gas | Broiler | E8 |  | Codes & Standards Forecast | bar: 2019 to 2051
Commercial_School_New_Food Preparation_Natural Gas_Broiler_E9_Codes & Standards Forecast | Commercial | School | New | Food Preparation | Natural Gas | Broiler | E9 |  | Codes & Standards Forecast | bar: 2019 to 2051
Commercial_School_New_Food Preparation_Natural Gas_Broiler_E10_Codes & Standards Forecast | Commercial | School | New | Food Preparation | Natural Gas | Broiler | E10 |  | Codes & Standards Forecast | bar: 2019 to 2051
Commercial_School_New_Food Preparation_Natural Gas_Griddle_E1_Codes & Standards Forecast | Commercial | School | New | Food Preparation | Natural Gas | Griddle | E1 | Standard | Codes & Standards Forecast | 100% | 100% | 100% | 100% | 100% | 100% | 100% | 100% | 100% | 100% | 100% | 100% | 100% | 100% | 100% | 100% | 100% | 100% | 100% | 100% | 100% | 100% | 100% | 100% | 100% | 100% | 100% | 100% | 100% | 100% | 100% | 100% | 100%
Commercial_School_New_Food Preparation_Natural Gas_Griddle_E2_Codes & Standards Forecast | Commercial | School | New | Food Preparation | Natural Gas | Griddle | E2 | ENERGY STAR | Codes & Standards Forecast | bar: 2019 to 2051
Commercial_School_New_Food Preparation_Natural Gas_Griddle_E3_Codes & Standards Forecast | Commercial | School | New | Food Preparation | Natural Gas | Griddle | E3 |  | Codes & Standards Forecast | bar: 2019 to 2051
Commercial_School_New_Food Preparation_Natural Gas_Griddle_E4_Codes & Standards Forecast | Commercial | School | New | Food Preparation | Natural Gas | Griddle | E4 |  | Codes & Standards Forecast | bar: 2019 to 2051
Commercial_School_New_Food Preparation_Natural Gas_Griddle_E5_Codes & Standards Forecast | Commercial | School | New | Food Preparation | Natural Gas | Griddle | E5 |  | Codes & Standards Forecast | bar: 2019 to 2051
Commercial_School_New_Food Preparation_Natural Gas_Griddle_E6_Codes & Standards Forecast | Commercial | School | New | Food Preparation | Natural Gas | Griddle | E6 |  | Codes & Standards Forecast | bar: 2019 to 2051
Commercial_School_New_Food Preparation_Natural Gas_Griddle_E7_Codes & Standards Forecast | Commercial | School | New | Food Preparation | Natural Gas | Griddle | E7 |  | Codes & Standards Forecast | bar: 2019 to 2051
Commercial_School_New_Food Preparation_Natural Gas_Griddle_E8_Codes & Standards Forecast | Commercial | School | New | Food Preparation | Natural Gas | Griddle | E8 |  | Codes & Standards Forecast | bar: 2019 to 2051
Commercial_School_New_Food Preparation_Natural Gas_Griddle_E9_Codes & Standards Forecast | Commercial | School | New | Food Preparation | Natural Gas | Griddle | E9 |  | Codes & Standards Forecast | bar: 2019 to 2051
Commercial_School_New_Food Preparation_Natural Gas_Griddle_E10_Codes & Standards Forecast | Commercial | School | New | Food Preparation | Natural Gas | Griddle | E10 |  | Codes & Standards Forecast | bar: 2019 to 2051
Commercial_School_New_Food Preparation_Natural Gas_Range_E1_Codes & Standards Forecast | Commercial | School | New | Food Preparation | Natural Gas | Range | E1 | Standard | Codes & Standards Forecast | 100% | 100% | 100% | 100% | 100% | 100% | 100% | 100% | 100% | 100% | 100% | 100% | 100% | 100% | 100% | 100% | 100% | 100% | 100% | 100% | 100% | 100% | 100% | 100% | 100% | 100% | 100% | 100% | 100% | 100% | 100% | 100% | 100%
Commercial_School_New_Food Preparation_Natural Gas_Range_E2_Codes & Standards Forecast | Commercial | School | New | Food Preparation | Natural Gas | Range | E2 | High Efficiency | Codes & Standards Forecast | bar: 2019 to 2051
Commercial_School_New_Food Preparation_Natural Gas_Range_E3_Codes & Standards Forecast | Commercial | School | New | Food Preparation | Natural Gas | Range | E3 |  | Codes & Standards Forecast | bar: 2019 to 2051
Commercial_School_New_Food Preparation_Natural Gas_Range_E4_Codes & Standards Forecast | Commercial | School | New | Food Preparation | Natural Gas | Range | E4 |  | Codes & Standards Forecast | bar: 2019 to 2051
Commercial_School_New_Food Preparation_Natural Gas_Range_E5_Codes & Standards Forecast | Commercial | School | New | Food Preparation | Natural Gas | Range | E5 |  | Codes & Standards Forecast | bar: 2019 to 2051
Commercial_School_New_Food Preparation_Natural Gas_Range_E6_Codes & Standards Forecast | Commercial | School | New | Food Preparation | Natural Gas | Range | E6 |  | Codes & Standards Forecast | bar: 2019 to 2051
Commercial_School_New_Food Preparation_Natural Gas_Range_E7_Codes & Standards Forecast | Commercial | School | New | Food Preparation | Natural Gas | Range | E7 |  | Codes & Standards Forecast | bar: 2019 to 2051
Commercial_School_New_Food Preparation_Natural Gas_Range_E8_Codes & Standards Forecast | Commercial | School | New | Food Preparation | Natural Gas | Range | E8 |  | Codes & Standards Forecast | bar: 2019 to 2051
Commercial_School_New_Food Preparation_Natural Gas_Range_E9_Codes & Standards Forecast | Commercial | School | New | Food Preparation | Natural Gas | Range | E9 |  | Codes & Standards Forecast | bar: 2019 to 2051
Commercial_School_New_Food Preparation_Natural Gas_Range_E10_Codes & Standards Forecast | Commercial | School | New | Food Preparation | Natural Gas | Range | E10 |  | Codes & Standards Forecast | bar: 2019 to 2051
Commercial_School_New_Food Preparation_Natural Gas_Steamer_E1_Codes & Standards Forecast | Commercial | School | New | Food Preparation | Natural Gas | Steamer | E1 | Standard | Codes & Standards Forecast | 100% | 100% | 100% | 0% | 0% | 0% | 0% | 0% | 0% | 0% | 0% | 0% | 0% | 0% | 0% | 0% | 0% | 0% | 0% | 0% | 0% | 0% | 0% | 0% | 0% | 0% | 0% | 0% | 0% | 0% | 0% | 0% | 0%
Commercial_School_New_Food Preparation_Natural Gas_Steamer_E2_Codes & Standards Forecast | Commercial | School | New | Food Preparation | Natural Gas | Steamer | E2 | ENERGY STAR | Codes & Standards Forecast | 0% | 0% | 0% | 100% | 100% | 100% | 100% | 100% | 100% | 100% | 100% | 100% | 100% | 100% | 100% | 100% | 100% | 100% | 100% | 100% | 100% | 100% | 100% | 100% | 100% | 100% | 100% | 100% | 100% | 100% | 100% | 100% | 100%
Commercial_School_New_Food Preparation_Natural Gas_Steamer_E3_Codes & Standards Forecast | Commercial | School | New | Food Preparation | Natural Gas | Steamer | E3 |  | Codes & Standards Forecast | bar: 2019 to 2051
Commercial_School_New_Food Preparation_Natural Gas_Steamer_E4_Codes & Standards Forecast | Commercial | School | New | Food Preparation | Natural Gas | Steamer | E4 |  | Codes & Standards Forecast | bar: 2019 to 2051
Commercial_School_New_Food Preparation_Natural Gas_Steamer_E5_Codes & Standards Forecast | Commercial | School | New | Food Preparation | Natural Gas | Steamer | E5 |  | Codes & Standards Forecast | bar: 2019 to 2051
Commercial_School_New_Food Preparation_Natural Gas_Steamer_E6_Codes & Standards Forecast | Commercial | School | New | Food Preparation | Natural Gas | Steamer | E6 |  | Codes & Standards Forecast | bar: 2019 to 2051
Commercial_School_New_Food Preparation_Natural Gas_Steamer_E7_Codes & Standards Forecast | Commercial | School | New | Food Preparation | Natural Gas | Steamer | E7 |  | Codes & Standards Forecast | bar: 2019 to 2051
Commercial_School_New_Food Preparation_Natural Gas_Steamer_E8_Codes & Standards Forecast | Commercial | School | New | Food Preparation | Natural Gas | Steamer | E8 |  | Codes & Standards Forecast | bar: 2019 to 2051
Commercial_School_New_Food Preparation_Natural Gas_Steamer_E9_Codes & Standards Forecast | Commercial | School | New | Food Preparation | Natural Gas | Steamer | E9 |  | Codes & Standards Forecast | bar: 2019 to 2051
Commercial_School_New_Food Preparation_Natural Gas_Steamer_E10_Codes & Standards Forecast | Commercial | School | New | Food Preparation | Natural Gas | Steamer | E10 |  | Codes & Standards Forecast | bar: 2019 to 2051
Commercial_School_New_Food Preparation_Natural Gas_Food Prep Other_E1_Codes & Standards Forecast | Commercial | School | New | Food Preparation | Natural Gas | Food Prep Other | E1 | Standard | Codes & Standards Forecast | 100% | 100% | 100% | 100% | 100% | 100% | 100% | 100% | 100% | 100% | 100% | 100% | 100% | 100% | 100% | 100% | 100% | 100% | 100% | 100% | 100% | 100% | 100% | 100% | 100% | 100% | 100% | 100% | 100% | 100% | 100% | 100% | 100%
Commercial_School_New_Food Preparation_Natural Gas_Food Prep Other_E2_Codes & Standards Forecast | Commercial | School | New | Food Preparation | Natural Gas | Food Prep Other | E2 | ENERGY STAR | Codes & Standards Forecast | bar: 2019 to 2051
Commercial_School_New_Food Preparation_Natural Gas_Food Prep Other_E3_Codes & Standards Forecast | Commercial | School | New | Food Preparation | Natural Gas | Food Prep Other | E3 |  | Codes & Standards Forecast | bar: 2019 to 2051
Commercial_School_New_Food Preparation_Natural Gas_Food Prep Other_E4_Codes & Standards Forecast | Commercial | School | New | Food Preparation | Natural Gas | Food Prep Other | E4 |  | Codes & Standards Forecast | bar: 2019 to 2051
Commercial_School_New_Food Preparation_Natural Gas_Food Prep Other_E5_Codes & Standards Forecast | Commercial | School | New | Food Preparation | Natural Gas | Food Prep Other | E5 |  | Codes & Standards Forecast | bar: 2019 to 2051
Commercial_School_New_Food Preparation_Natural Gas_Food Prep Other_E6_Codes & Standards Forecast | Commercial | School | New | Food Preparation | Natural Gas | Food Prep Other | E6 |  | Codes & Standards Forecast | bar: 2019 to 2051
Commercial_School_New_Food Preparation_Natural Gas_Food Prep Other_E7_Codes & Standards Forecast | Commercial | School | New | Food Preparation | Natural Gas | Food Prep Other | E7 |  | Codes & Standards Forecast | bar: 2019 to 2051
Commercial_School_New_Food Preparation_Natural Gas_Food Prep Other_E8_Codes & Standards Forecast | Commercial | School | New | Food Preparation | Natural Gas | Food Prep Other | E8 |  | Codes & Standards Forecast | bar: 2019 to 2051
Commercial_School_New_Food Preparation_Natural Gas_Food Prep Other_E9_Codes & Standards Forecast | Commercial | School | New | Food Preparation | Natural Gas | Food Prep Other | E9 |  | Codes & Standards Forecast | bar: 2019 to 2051
Commercial_School_New_Food Preparation_Natural Gas_Food Prep Other_E10_Codes & Standards Forecast | Commercial | School | New | Food Preparation | Natural Gas | Food Prep Other | E10 |  | Codes & Standards Forecast | bar: 2019 to 2051
Commercial_School_New_Miscellaneous_Natural Gas_Pool Heater_E1_Codes & Standards Forecast | Commercial | School | New | Miscellaneous | Natural Gas | Pool Heater | E1 | Standard (EF .78) | Codes & Standards Forecast | 100% | 100% | 100% | 100% | 100% | 100% | 100% | 100% | 100% | 100% | 100% | 100% | 100% | 100% | 100% | 100% | 100% | 100% | 100% | 100% | 100% | 100% | 100% | 100% | 100% | 100% | 100% | 100% | 100% | 100% | 100% | 100% | 100%
Commercial_School_New_Miscellaneous_Natural Gas_Pool Heater_E2_Codes & Standards Forecast | Commercial | School | New | Miscellaneous | Natural Gas | Pool Heater | E2 | Condensing (EF .90) | Codes & Standards Forecast | bar: 2019 to 2051
Commercial_School_New_Miscellaneous_Natural Gas_Pool Heater_E3_Codes & Standards Forecast | Commercial | School | New | Miscellaneous | Natural Gas | Pool Heater | E3 |  | Codes & Standards Forecast | bar: 2019 to 2051
Commercial_School_New_Miscellaneous_Natural Gas_Pool Heater_E4_Codes & Standards Forecast | Commercial | School | New | Miscellaneous | Natural Gas | Pool Heater | E4 |  | Codes & Standards Forecast | bar: 2019 to 2051
Commercial_School_New_Miscellaneous_Natural Gas_Pool Heater_E5_Codes & Standards Forecast | Commercial | School | New | Miscellaneous | Natural Gas | Pool Heater | E5 |  | Codes & Standards Forecast | bar: 2019 to 2051
Commercial_School_New_Miscellaneous_Natural Gas_Pool Heater_E6_Codes & Standards Forecast | Commercial | School | New | Miscellaneous | Natural Gas | Pool Heater | E6 |  | Codes & Standards Forecast | bar: 2019 to 2051
Commercial_School_New_Miscellaneous_Natural Gas_Pool Heater_E7_Codes & Standards Forecast | Commercial | School | New | Miscellaneous | Natural Gas | Pool Heater | E7 |  | Codes & Standards Forecast | bar: 2019 to 2051
Commercial_School_New_Miscellaneous_Natural Gas_Pool Heater_E8_Codes & Standards Forecast | Commercial | School | New | Miscellaneous | Natural Gas | Pool Heater | E8 |  | Codes & Standards Forecast | bar: 2019 to 2051
Commercial_School_New_Miscellaneous_Natural Gas_Pool Heater_E9_Codes & Standards Forecast | Commercial | School | New | Miscellaneous | Natural Gas | Pool Heater | E9 |  | Codes & Standards Forecast | bar: 2019 to 2051
Commercial_School_New_Miscellaneous_Natural Gas_Pool Heater_E10_Codes & Standards Forecast | Commercial | School | New | Miscellaneous | Natural Gas | Pool Heater | E10 |  | Codes & Standards Forecast | bar: 2019 to 2051
Commercial_School_New_Miscellaneous_Natural Gas_Miscellaneous_E1_Codes & Standards Forecast | Commercial | School | New | Miscellaneous | Natural Gas | Miscellaneous | E1 | Miscellaneous | Codes & Standards Forecast | 100% | 100% | 100% | 100% | 100% | 100% | 100% | 100% | 100% | 100% | 100% | 100% | 100% | 100% | 100% | 100% | 100% | 100% | 100% | 100% | 100% | 100% | 100% | 100% | 100% | 100% | 100% | 100% | 100% | 100% | 100% | 100% | 100%
Commercial_School_New_Miscellaneous_Natural Gas_Miscellaneous_E2_Codes & Standards Forecast | Commercial | School | New | Miscellaneous | Natural Gas | Miscellaneous | E2 |  | Codes & Standards Forecast | bar: 2019 to 2051
Commercial_School_New_Miscellaneous_Natural Gas_Miscellaneous_E3_Codes & Standards Forecast | Commercial | School | New | Miscellaneous | Natural Gas | Miscellaneous | E3 |  | Codes & Standards Forecast | bar: 2019 to 2051
Commercial_School_New_Miscellaneous_Natural Gas_Miscellaneous_E4_Codes & Standards Forecast | Commercial | School | New | Miscellaneous | Natural Gas | Miscellaneous | E4 |  | Codes & Standards Forecast | bar: 2019 to 2051
Commercial_School_New_Miscellaneous_Natural Gas_Miscellaneous_E5_Codes & Standards Forecast | Commercial | School | New | Miscellaneous | Natural Gas | Miscellaneous | E5 |  | Codes & Standards Forecast | bar: 2019 to 2051
Commercial_School_New_Miscellaneous_Natural Gas_Miscellaneous_E6_Codes & Standards Forecast | Commercial | School | New | Miscellaneous | Natural Gas | Miscellaneous | E6 |  | Codes & Standards Forecast | bar: 2019 to 2051
Commercial_School_New_Miscellaneous_Natural Gas_Miscellaneous_E7_Codes & Standards Forecast | Commercial | School | New | Miscellaneous | Natural Gas | Miscellaneous | E7 |  | Codes & Standards Forecast | bar: 2019 to 2051
Commercial_School_New_Miscellaneous_Natural Gas_Miscellaneous_E8_Codes & Standards Forecast | Commercial | School | New | Miscellaneous | Natural Gas | Miscellaneous | E8 |  | Codes & Standards Forecast | bar: 2019 to 2051
Commercial_School_New_Miscellaneous_Natural Gas_Miscellaneous_E9_Codes & Standards Forecast | Commercial | School | New | Miscellaneous | Natural Gas | Miscellaneous | E9 |  | Codes & Standards Forecast | bar: 2019 to 2051
Commercial_School_New_Miscellaneous_Natural Gas_Miscellaneous_E10_Codes & Standards Forecast | Commercial | School | New | Miscellaneous | Natural Gas | Miscellaneous | E10 |  | Codes & Standards Forecast | bar: 2019 to 2051
Commercial_College_Existing_Space Heating_Natural Gas_Furnace_E1_Codes & Standards Forecast | Commercial | College | Existing | Space Heating | Natural Gas | Furnace | E1 | AFUE 80% (Standard) | Codes & Standards Forecast | 100% | 100% | 100% | 100% | 100% | 100% | 100% | 100% | 100% | 100% | 100% | 100% | 100% | 100% | 100% | 100% | 100% | 100% | 100% | 100% | 100% | 100% | 100% | 100% | 100% | 100% | 100% | 100% | 100% | 100% | 100% | 100% | 100%
Commercial_College_Existing_Space Heating_Natural Gas_Furnace_E2_Codes & Standards Forecast | Commercial | College | Existing | Space Heating | Natural Gas | Furnace | E2 | AFUE 90% | Codes & Standards Forecast | bar: 2019 to 2051
Commercial_College_Existing_Space Heating_Natural Gas_Furnace_E3_Codes & Standards Forecast | Commercial | College | Existing | Space Heating | Natural Gas | Furnace | E3 | AFUE 96% | Codes & Standards Forecast | bar: 2019 to 2051
Commercial_College_Existing_Space Heating_Natural Gas_Furnace_E4_Codes & Standards Forecast | Commercial | College | Existing | Space Heating | Natural Gas | Furnace | E4 |  | Codes & Standards Forecast | bar: 2019 to 2051
Commercial_College_Existing_Space Heating_Natural Gas_Furnace_E5_Codes & Standards Forecast | Commercial | College | Existing | Space Heating | Natural Gas | Furnace | E5 |  | Codes & Standards Forecast | bar: 2019 to 2051
Commercial_College_Existing_Space Heating_Natural Gas_Furnace_E6_Codes & Standards Forecast | Commercial | College | Existing | Space Heating | Natural Gas | Furnace | E6 |  | Codes & Standards Forecast | bar: 2019 to 2051
Commercial_College_Existing_Space Heating_Natural Gas_Furnace_E7_Codes & Standards Forecast | Commercial | College | Existing | Space Heating | Natural Gas | Furnace | E7 |  | Codes & Standards Forecast | bar: 2019 to 2051
Commercial_College_Existing_Space Heating_Natural Gas_Furnace_E8_Codes & Standards Forecast | Commercial | College | Existing | Space Heating | Natural Gas | Furnace | E8 |  | Codes & Standards Forecast | bar: 2019 to 2051
Commercial_College_Existing_Space Heating_Natural Gas_Furnace_E9_Codes & Standards Forecast | Commercial | College | Existing | Space Heating | Natural Gas | Furnace | E9 |  | Codes & Standards Forecast | bar: 2019 to 2051
Commercial_College_Existing_Space Heating_Natural Gas_Furnace_E10_Codes & Standards Forecast | Commercial | College | Existing | Space Heating | Natural Gas | Furnace | E10 |  | Codes & Standards Forecast | bar: 2019 to 2051
Commercial_College_Existing_Space Heating_Natural Gas_Boiler_E1_Codes & Standards Forecast | Commercial | College | Existing | Space Heating | Natural Gas | Boiler | E1 | AFUE 80% (Standard) | Codes & Standards Forecast | 100% | 100% | 100% | 100% | 100% | 100% | 100% | 100% | 100% | 100% | 100% | 100% | 100% | 100% | 100% | 100% | 100% | 100% | 100% | 100% | 100% | 100% | 100% | 100% | 100% | 100% | 100% | 100% | 100% | 100% | 100% | 100% | 100%
Commercial_College_Existing_Space Heating_Natural Gas_Boiler_E2_Codes & Standards Forecast | Commercial | College | Existing | Space Heating | Natural Gas | Boiler | E2 | AFUE 85% | Codes & Standards Forecast | bar: 2019 to 2051
Commercial_College_Existing_Space Heating_Natural Gas_Boiler_E3_Codes & Standards Forecast | Commercial | College | Existing | Space Heating | Natural Gas | Boiler | E3 | AFUE 97% | Codes & Standards Forecast | bar: 2019 to 2051
Commercial_College_Existing_Space Heating_Natural Gas_Boiler_E4_Codes & Standards Forecast | Commercial | College | Existing | Space Heating | Natural Gas | Boiler | E4 | Convert to NG Air Source Heat Pump | Codes & Standards Forecast | bar: 2019 to 2051
Commercial_College_Existing_Space Heating_Natural Gas_Boiler_E5_Codes & Standards Forecast | Commercial | College | Existing | Space Heating | Natural Gas | Boiler | E5 |  | Codes & Standards Forecast | bar: 2019 to 2051
Commercial_College_Existing_Space Heating_Natural Gas_Boiler_E6_Codes & Standards Forecast | Commercial | College | Existing | Space Heating | Natural Gas | Boiler | E6 |  | Codes & Standards Forecast | bar: 2019 to 2051
Commercial_College_Existing_Space Heating_Natural Gas_Boiler_E7_Codes & Standards Forecast | Commercial | College | Existing | Space Heating | Natural Gas | Boiler | E7 |  | Codes & Standards Forecast | bar: 2019 to 2051
Commercial_College_Existing_Space Heating_Natural Gas_Boiler_E8_Codes & Standards Forecast | Commercial | College | Existing | Space Heating | Natural Gas | Boiler | E8 |  | Codes & Standards Forecast | bar: 2019 to 2051
Commercial_College_Existing_Space Heating_Natural Gas_Boiler_E9_Codes & Standards Forecast | Commercial | College | Existing | Space Heating | Natural Gas | Boiler | E9 |  | Codes & Standards Forecast | bar: 2019 to 2051
Commercial_College_Existing_Space Heating_Natural Gas_Boiler_E10_Codes & Standards Forecast | Commercial | College | Existing | Space Heating | Natural Gas | Boiler | E10 |  | Codes & Standards Forecast | bar: 2019 to 2051
Commercial_College_Existing_Space Heating_Natural Gas_Unit Heater_E1_Codes & Standards Forecast | Commercial | College | Existing | Space Heating | Natural Gas | Unit Heater | E1 | Standard | Codes & Standards Forecast | 100% | 100% | 100% | 100% | 100% | 100% | 100% | 100% | 100% | 100% | 100% | 100% | 100% | 100% | 100% | 100% | 100% | 100% | 100% | 100% | 100% | 100% | 100% | 100% | 100% | 100% | 100% | 100% | 100% | 100% | 100% | 100% | 100%
Commercial_College_Existing_Space Heating_Natural Gas_Unit Heater_E2_Codes & Standards Forecast | Commercial | College | Existing | Space Heating | Natural Gas | Unit Heater | E2 | Condensing | Codes & Standards Forecast | bar: 2019 to 2051
Commercial_College_Existing_Space Heating_Natural Gas_Unit Heater_E3_Codes & Standards Forecast | Commercial | College | Existing | Space Heating | Natural Gas | Unit Heater | E3 | Infrared Radiant | Codes & Standards Forecast | bar: 2019 to 2051
Commercial_College_Existing_Space Heating_Natural Gas_Unit Heater_E4_Codes & Standards Forecast | Commercial | College | Existing | Space Heating | Natural Gas | Unit Heater | E4 |  | Codes & Standards Forecast | bar: 2019 to 2051
Commercial_College_Existing_Space Heating_Natural Gas_Unit Heater_E5_Codes & Standards Forecast | Commercial | College | Existing | Space Heating | Natural Gas | Unit Heater | E5 |  | Codes & Standards Forecast | bar: 2019 to 2051
Commercial_College_Existing_Space Heating_Natural Gas_Unit Heater_E6_Codes & Standards Forecast | Commercial | College | Existing | Space Heating | Natural Gas | Unit Heater | E6 |  | Codes & Standards Forecast | bar: 2019 to 2051
Commercial_College_Existing_Space Heating_Natural Gas_Unit Heater_E7_Codes & Standards Forecast | Commercial | College | Existing | Space Heating | Natural Gas | Unit Heater | E7 |  | Codes & Standards Forecast | bar: 2019 to 2051
Commercial_College_Existing_Space Heating_Natural Gas_Unit Heater_E8_Codes & Standards Forecast | Commercial | College | Existing | Space Heating | Natural Gas | Unit Heater | E8 |  | Codes & Standards Forecast | bar: 2019 to 2051
Commercial_College_Existing_Space Heating_Natural Gas_Unit Heater_E9_Codes & Standards Forecast | Commercial | College | Existing | Space Heating | Natural Gas | Unit Heater | E9 |  | Codes & Standards Forecast | bar: 2019 to 2051
Commercial_College_Existing_Space Heating_Natural Gas_Unit Heater_E10_Codes & Standards Forecast | Commercial | College | Existing | Space Heating | Natural Gas | Unit Heater | E10 |  | Codes & Standards Forecast | bar: 2019 to 2051
Commercial_College_Existing_Water Heating_Natural Gas_Water Heater_E1_Codes & Standards Forecast | Commercial | College | Existing | Water Heating | Natural Gas | Water Heater | E1 | TE 80% | Codes & Standards Forecast | 100% | 100% | 100% | 100% | 100% | 100% | 100% | 100% | 100% | 100% | 100% | 100% | 100% | 100% | 100% | 100% | 100% | 100% | 100% | 100% | 100% | 100% | 100% | 100% | 100% | 100% | 100% | 100% | 100% | 100% | 100% | 100% | 100%
Commercial_College_Existing_Water Heating_Natural Gas_Water Heater_E2_Codes & Standards Forecast | Commercial | College | Existing | Water Heating | Natural Gas | Water Heater | E2 | TE 81% | Codes & Standards Forecast | bar: 2019 to 2051
Commercial_College_Existing_Water Heating_Natural Gas_Water Heater_E3_Codes & Standards Forecast | Commercial | College | Existing | Water Heating | Natural Gas | Water Heater | E3 | TE 88% | Codes & Standards Forecast | bar: 2019 to 2051
Commercial_College_Existing_Water Heating_Natural Gas_Water Heater_E4_Codes & Standards Forecast | Commercial | College | Existing | Water Heating | Natural Gas | Water Heater | E4 | TE 94% | Codes & Standards Forecast | bar: 2019 to 2051
Commercial_College_Existing_Water Heating_Natural Gas_Water Heater_E5_Codes & Standards Forecast | Commercial | College | Existing | Water Heating | Natural Gas | Water Heater | E5 | TE 96% | Codes & Standards Forecast | bar: 2019 to 2051
Commercial_College_Existing_Water Heating_Natural Gas_Water Heater_E6_Codes & Standards Forecast | Commercial | College | Existing | Water Heating | Natural Gas | Water Heater | E6 | Tankless | Codes & Standards Forecast | bar: 2019 to 2051
Commercial_College_Existing_Water Heating_Natural Gas_Water Heater_E7_Codes & Standards Forecast | Commercial | College | Existing | Water Heating | Natural Gas | Water Heater | E7 | Gas-Fired Absorption HPWH | Codes & Standards Forecast | bar: 2019 to 2051
Commercial_College_Existing_Water Heating_Natural Gas_Water Heater_E8_Codes & Standards Forecast | Commercial | College | Existing | Water Heating | Natural Gas | Water Heater | E8 |  | Codes & Standards Forecast | bar: 2019 to 2051
Commercial_College_Existing_Water Heating_Natural Gas_Water Heater_E9_Codes & Standards Forecast | Commercial | College | Existing | Water Heating | Natural Gas | Water Heater | E9 |  | Codes & Standards Forecast | bar: 2019 to 2051
Commercial_College_Existing_Water Heating_Natural Gas_Water Heater_E10_Codes & Standards Forecast | Commercial | College | Existing | Water Heating | Natural Gas | Water Heater | E10 |  | Codes & Standards Forecast | bar: 2019 to 2051
Commercial_College_Existing_Food Preparation_Natural Gas_Oven_E1_Codes & Standards Forecast | Commercial | College | Existing | Food Preparation | Natural Gas | Oven | E1 | Standard | Codes & Standards Forecast | 100% | 100% | 100% | 100% | 100% | 100% | 100% | 100% | 100% | 100% | 100% | 100% | 100% | 100% | 100% | 100% | 100% | 100% | 100% | 100% | 100% | 100% | 100% | 100% | 100% | 100% | 100% | 100% | 100% | 100% | 100% | 100% | 100%
Commercial_College_Existing_Food Preparation_Natural Gas_Oven_E2_Codes & Standards Forecast | Commercial | College | Existing | Food Preparation | Natural Gas | Oven | E2 | ENERGY STAR (>44% Baking Efficiency) | Codes & Standards Forecast | bar: 2019 to 2051
Commercial_College_Existing_Food Preparation_Natural Gas_Oven_E3_Codes & Standards Forecast | Commercial | College | Existing | Food Preparation | Natural Gas | Oven | E3 |  | Codes & Standards Forecast | bar: 2019 to 2051
Commercial_College_Existing_Food Preparation_Natural Gas_Oven_E4_Codes & Standards Forecast | Commercial | College | Existing | Food Preparation | Natural Gas | Oven | E4 |  | Codes & Standards Forecast | bar: 2019 to 2051
Commercial_College_Existing_Food Preparation_Natural Gas_Oven_E5_Codes & Standards Forecast | Commercial | College | Existing | Food Preparation | Natural Gas | Oven | E5 |  | Codes & Standards Forecast | bar: 2019 to 2051
Commercial_College_Existing_Food Preparation_Natural Gas_Oven_E6_Codes & Standards Forecast | Commercial | College | Existing | Food Preparation | Natural Gas | Oven | E6 |  | Codes & Standards Forecast | bar: 2019 to 2051
Commercial_College_Existing_Food Preparation_Natural Gas_Oven_E7_Codes & Standards Forecast | Commercial | College | Existing | Food Preparation | Natural Gas | Oven | E7 |  | Codes & Standards Forecast | bar: 2019 to 2051
Commercial_College_Existing_Food Preparation_Natural Gas_Oven_E8_Codes & Standards Forecast | Commercial | College | Existing | Food Preparation | Natural Gas | Oven | E8 |  | Codes & Standards Forecast | bar: 2019 to 2051
Commercial_College_Existing_Food Preparation_Natural Gas_Oven_E9_Codes & Standards Forecast | Commercial | College | Existing | Food Preparation | Natural Gas | Oven | E9 |  | Codes & Standards Forecast | bar: 2019 to 2051
Commercial_College_Existing_Food Preparation_Natural Gas_Oven_E10_Codes & Standards Forecast | Commercial | College | Existing | Food Preparation | Natural Gas | Oven | E10 |  | Codes & Standards Forecast | bar: 2019 to 2051
Commercial_College_Existing_Food Preparation_Natural Gas_Conveyor Oven_E1_Codes & Standards Forecast | Commercial | College | Existing | Food Preparation | Natural Gas | Conveyor Oven | E1 | Standard | Codes & Standards Forecast | 100% | 100% | 100% | 100% | 100% | 100% | 100% | 100% | 100% | 100% | 100% | 100% | 100% | 100% | 100% | 100% | 100% | 100% | 100% | 100% | 100% | 100% | 100% | 100% | 100% | 100% | 100% | 100% | 100% | 100% | 100% | 100% | 100%
Commercial_College_Existing_Food Preparation_Natural Gas_Conveyor Oven_E2_Codes & Standards Forecast | Commercial | College | Existing | Food Preparation | Natural Gas | Conveyor Oven | E2 | Efficient (>44% Baking Efficiency) | Codes & Standards Forecast | bar: 2019 to 2051
Commercial_College_Existing_Food Preparation_Natural Gas_Conveyor Oven_E3_Codes & Standards Forecast | Commercial | College | Existing | Food Preparation | Natural Gas | Conveyor Oven | E3 |  | Codes & Standards Forecast | bar: 2019 to 2051
Commercial_College_Existing_Food Preparation_Natural Gas_Conveyor Oven_E4_Codes & Standards Forecast | Commercial | College | Existing | Food Preparation | Natural Gas | Conveyor Oven | E4 |  | Codes & Standards Forecast | bar: 2019 to 2051
Commercial_College_Existing_Food Preparation_Natural Gas_Conveyor Oven_E5_Codes & Standards Forecast | Commercial | College | Existing | Food Preparation | Natural Gas | Conveyor Oven | E5 |  | Codes & Standards Forecast | bar: 2019 to 2051
Commercial_College_Existing_Food Preparation_Natural Gas_Conveyor Oven_E6_Codes & Standards Forecast | Commercial | College | Existing | Food Preparation | Natural Gas | Conveyor Oven | E6 |  | Codes & Standards Forecast | bar: 2019 to 2051
Commercial_College_Existing_Food Preparation_Natural Gas_Conveyor Oven_E7_Codes & Standards Forecast | Commercial | College | Existing | Food Preparation | Natural Gas | Conveyor Oven | E7 |  | Codes & Standards Forecast | bar: 2019 to 2051
Commercial_College_Existing_Food Preparation_Natural Gas_Conveyor Oven_E8_Codes & Standards Forecast | Commercial | College | Existing | Food Preparation | Natural Gas | Conveyor Oven | E8 |  | Codes & Standards Forecast | bar: 2019 to 2051
Commercial_College_Existing_Food Preparation_Natural Gas_Conveyor Oven_E9_Codes & Standards Forecast | Commercial | College | Existing | Food Preparation | Natural Gas | Conveyor Oven | E9 |  | Codes & Standards Forecast | bar: 2019 to 2051
Commercial_College_Existing_Food Preparation_Natural Gas_Conveyor Oven_E10_Codes & Standards Forecast | Commercial | College | Existing | Food Preparation | Natural Gas | Conveyor Oven | E10 |  | Codes & Standards Forecast | bar: 2019 to 2051
Commercial_College_Existing_Food Preparation_Natural Gas_Double Rack Oven_E1_Codes & Standards Forecast | Commercial | College | Existing | Food Preparation | Natural Gas | Double Rack Oven | E1 | Standard | Codes & Standards Forecast | 100% | 100% | 100% | 100% | 100% | 100% | 100% | 100% | 100% | 100% | 100% | 100% | 100% | 100% | 100% | 100% | 100% | 100% | 100% | 100% | 100% | 100% | 100% | 100% | 100% | 100% | 100% | 100% | 100% | 100% | 100% | 100% | 100%
Commercial_College_Existing_Food Preparation_Natural Gas_Double Rack Oven_E2_Codes & Standards Forecast | Commercial | College | Existing | Food Preparation | Natural Gas | Double Rack Oven | E2 | FTSC Qualified (>50% Cooking Efficiency) | Codes & Standards Forecast | bar: 2019 to 2051
Commercial_College_Existing_Food Preparation_Natural Gas_Double Rack Oven_E3_Codes & Standards Forecast | Commercial | College | Existing | Food Preparation | Natural Gas | Double Rack Oven | E3 |  | Codes & Standards Forecast | bar: 2019 to 2051
Commercial_College_Existing_Food Preparation_Natural Gas_Double Rack Oven_E4_Codes & Standards Forecast | Commercial | College | Existing | Food Preparation | Natural Gas | Double Rack Oven | E4 |  | Codes & Standards Forecast | bar: 2019 to 2051
Commercial_College_Existing_Food Preparation_Natural Gas_Double Rack Oven_E5_Codes & Standards Forecast | Commercial | College | Existing | Food Preparation | Natural Gas | Double Rack Oven | E5 |  | Codes & Standards Forecast | bar: 2019 to 2051
Commercial_College_Existing_Food Preparation_Natural Gas_Double Rack Oven_E6_Codes & Standards Forecast | Commercial | College | Existing | Food Preparation | Natural Gas | Double Rack Oven | E6 |  | Codes & Standards Forecast | bar: 2019 to 2051
Commercial_College_Existing_Food Preparation_Natural Gas_Double Rack Oven_E7_Codes & Standards Forecast | Commercial | College | Existing | Food Preparation | Natural Gas | Double Rack Oven | E7 |  | Codes & Standards Forecast | bar: 2019 to 2051
Commercial_College_Existing_Food Preparation_Natural Gas_Double Rack Oven_E8_Codes & Standards Forecast | Commercial | College | Existing | Food Preparation | Natural Gas | Double Rack Oven | E8 |  | Codes & Standards Forecast | bar: 2019 to 2051
Commercial_College_Existing_Food Preparation_Natural Gas_Double Rack Oven_E9_Codes & Standards Forecast | Commercial | College | Existing | Food Preparation | Natural Gas | Double Rack Oven | E9 |  | Codes & Standards Forecast | bar: 2019 to 2051
Commercial_College_Existing_Food Preparation_Natural Gas_Double Rack Oven_E10_Codes & Standards Forecast | Commercial | College | Existing | Food Preparation | Natural Gas | Double Rack Oven | E10 |  | Codes & Standards Forecast | bar: 2019 to 2051
Commercial_College_Existing_Food Preparation_Natural Gas_Fryer_E1_Codes & Standards Forecast | Commercial | College | Existing | Food Preparation | Natural Gas | Fryer | E1 | Standard | Codes & Standards Forecast | 100% | 100% | 100% | 0% | 0% | 0% | 0% | 0% | 0% | 0% | 0% | 0% | 0% | 0% | 0% | 0% | 0% | 0% | 0% | 0% | 0% | 0% | 0% | 0% | 0% | 0% | 0% | 0% | 0% | 0% | 0% | 0% | 0%
Commercial_College_Existing_Food Preparation_Natural Gas_Fryer_E2_Codes & Standards Forecast | Commercial | College | Existing | Food Preparation | Natural Gas | Fryer | E2 | ENERGY STAR | Codes & Standards Forecast | 0% | 0% | 0% | 100% | 100% | 100% | 100% | 100% | 100% | 100% | 100% | 100% | 100% | 100% | 100% | 100% | 100% | 100% | 100% | 100% | 100% | 100% | 100% | 100% | 100% | 100% | 100% | 100% | 100% | 100% | 100% | 100% | 100%
Commercial_College_Existing_Food Preparation_Natural Gas_Fryer_E3_Codes & Standards Forecast | Commercial | College | Existing | Food Preparation | Natural Gas | Fryer | E3 |  | Codes & Standards Forecast | bar: 2019 to 2051
Commercial_College_Existing_Food Preparation_Natural Gas_Fryer_E4_Codes & Standards Forecast | Commercial | College | Existing | Food Preparation | Natural Gas | Fryer | E4 |  | Codes & Standards Forecast | bar: 2019 to 2051
Commercial_College_Existing_Food Preparation_Natural Gas_Fryer_E5_Codes & Standards Forecast | Commercial | College | Existing | Food Preparation | Natural Gas | Fryer | E5 |  | Codes & Standards Forecast | bar: 2019 to 2051
Commercial_College_Existing_Food Preparation_Natural Gas_Fryer_E6_Codes & Standards Forecast | Commercial | College | Existing | Food Preparation | Natural Gas | Fryer | E6 |  | Codes & Standards Forecast | bar: 2019 to 2051
Commercial_College_Existing_Food Preparation_Natural Gas_Fryer_E7_Codes & Standards Forecast | Commercial | College | Existing | Food Preparation | Natural Gas | Fryer | E7 |  | Codes & Standards Forecast | bar: 2019 to 2051
Commercial_College_Existing_Food Preparation_Natural Gas_Fryer_E8_Codes & Standards Forecast | Commercial | College | Existing | Food Preparation | Natural Gas | Fryer | E8 |  | Codes & Standards Forecast | bar: 2019 to 2051
Commercial_College_Existing_Food Preparation_Natural Gas_Fryer_E9_Codes & Standards Forecast | Commercial | College | Existing | Food Preparation | Natural Gas | Fryer | E9 |  | Codes & Standards Forecast | bar: 2019 to 2051
Commercial_College_Existing_Food Preparation_Natural Gas_Fryer_E10_Codes & Standards Forecast | Commercial | College | Existing | Food Preparation | Natural Gas | Fryer | E10 |  | Codes & Standards Forecast | bar: 2019 to 2051
Commercial_College_Existing_Food Preparation_Natural Gas_Broiler_E1_Codes & Standards Forecast | Commercial | College | Existing | Food Preparation | Natural Gas | Broiler | E1 | Standard | Codes & Standards Forecast | 100% | 100% | 100% | 100% | 100% | 100% | 100% | 100% | 100% | 100% | 100% | 100% | 100% | 100% | 100% | 100% | 100% | 100% | 100% | 100% | 100% | 100% | 100% | 100% | 100% | 100% | 100% | 100% | 100% | 100% | 100% | 100% | 100%
Commercial_College_Existing_Food Preparation_Natural Gas_Broiler_E2_Codes & Standards Forecast | Commercial | College | Existing | Food Preparation | Natural Gas | Broiler | E2 | Infrared Burners | Codes & Standards Forecast | bar: 2019 to 2051
Commercial_College_Existing_Food Preparation_Natural Gas_Broiler_E3_Codes & Standards Forecast | Commercial | College | Existing | Food Preparation | Natural Gas | Broiler | E3 |  | Codes & Standards Forecast | bar: 2019 to 2051
Commercial_College_Existing_Food Preparation_Natural Gas_Broiler_E4_Codes & Standards Forecast | Commercial | College | Existing | Food Preparation | Natural Gas | Broiler | E4 |  | Codes & Standards Forecast | bar: 2019 to 2051
Commercial_College_Existing_Food Preparation_Natural Gas_Broiler_E5_Codes & Standards Forecast | Commercial | College | Existing | Food Preparation | Natural Gas | Broiler | E5 |  | Codes & Standards Forecast | bar: 2019 to 2051
Commercial_College_Existing_Food Preparation_Natural Gas_Broiler_E6_Codes & Standards Forecast | Commercial | College | Existing | Food Preparation | Natural Gas | Broiler | E6 |  | Codes & Standards Forecast | bar: 2019 to 2051
Commercial_College_Existing_Food Preparation_Natural Gas_Broiler_E7_Codes & Standards Forecast | Commercial | College | Existing | Food Preparation | Natural Gas | Broiler | E7 |  | Codes & Standards Forecast | bar: 2019 to 2051
Commercial_College_Existing_Food Preparation_Natural Gas_Broiler_E8_Codes & Standards Forecast | Commercial | College | Existing | Food Preparation | Natural Gas | Broiler | E8 |  | Codes & Standards Forecast | bar: 2019 to 2051
Commercial_College_Existing_Food Preparation_Natural Gas_Broiler_E9_Codes & Standards Forecast | Commercial | College | Existing | Food Preparation | Natural Gas | Broiler | E9 |  | Codes & Standards Forecast | bar: 2019 to 2051
Commercial_College_Existing_Food Preparation_Natural Gas_Broiler_E10_Codes & Standards Forecast | Commercial | College | Existing | Food Preparation | Natural Gas | Broiler | E10 |  | Codes & Standards Forecast | bar: 2019 to 2051
Commercial_College_Existing_Food Preparation_Natural Gas_Griddle_E1_Codes & Standards Forecast | Commercial | College | Existing | Food Preparation | Natural Gas | Griddle | E1 | Standard | Codes & Standards Forecast | 100% | 100% | 100% | 100% | 100% | 100% | 100% | 100% | 100% | 100% | 100% | 100% | 100% | 100% | 100% | 100% | 100% | 100% | 100% | 100% | 100% | 100% | 100% | 100% | 100% | 100% | 100% | 100% | 100% | 100% | 100% | 100% | 100%
Commercial_College_Existing_Food Preparation_Natural Gas_Griddle_E2_Codes & Standards Forecast | Commercial | College | Existing | Food Preparation | Natural Gas | Griddle | E2 | ENERGY STAR | Codes & Standards Forecast | bar: 2019 to 2051
Commercial_College_Existing_Food Preparation_Natural Gas_Griddle_E3_Codes & Standards Forecast | Commercial | College | Existing | Food Preparation | Natural Gas | Griddle | E3 |  | Codes & Standards Forecast | bar: 2019 to 2051
Commercial_College_Existing_Food Preparation_Natural Gas_Griddle_E4_Codes & Standards Forecast | Commercial | College | Existing | Food Preparation | Natural Gas | Griddle | E4 |  | Codes & Standards Forecast | bar: 2019 to 2051
Commercial_College_Existing_Food Preparation_Natural Gas_Griddle_E5_Codes & Standards Forecast | Commercial | College | Existing | Food Preparation | Natural Gas | Griddle | E5 |  | Codes & Standards Forecast | bar: 2019 to 2051
Commercial_College_Existing_Food Preparation_Natural Gas_Griddle_E6_Codes & Standards Forecast | Commercial | College | Existing | Food Preparation | Natural Gas | Griddle | E6 |  | Codes & Standards Forecast | bar: 2019 to 2051
Commercial_College_Existing_Food Preparation_Natural Gas_Griddle_E7_Codes & Standards Forecast | Commercial | College | Existing | Food Preparation | Natural Gas | Griddle | E7 |  | Codes & Standards Forecast | bar: 2019 to 2051
Commercial_College_Existing_Food Preparation_Natural Gas_Griddle_E8_Codes & Standards Forecast | Commercial | College | Existing | Food Preparation | Natural Gas | Griddle | E8 |  | Codes & Standards Forecast | bar: 2019 to 2051
Commercial_College_Existing_Food Preparation_Natural Gas_Griddle_E9_Codes & Standards Forecast | Commercial | College | Existing | Food Preparation | Natural Gas | Griddle | E9 |  | Codes & Standards Forecast | bar: 2019 to 2051
Commercial_College_Existing_Food Preparation_Natural Gas_Griddle_E10_Codes & Standards Forecast | Commercial | College | Existing | Food Preparation | Natural Gas | Griddle | E10 |  | Codes & Standards Forecast | bar: 2019 to 2051
Commercial_College_Existing_Food Preparation_Natural Gas_Range_E1_Codes & Standards Forecast | Commercial | College | Existing | Food Preparation | Natural Gas | Range | E1 | Standard | Codes & Standards Forecast | 100% | 100% | 100% | 100% | 100% | 100% | 100% | 100% | 100% | 100% | 100% | 100% | 100% | 100% | 100% | 100% | 100% | 100% | 100% | 100% | 100% | 100% | 100% | 100% | 100% | 100% | 100% | 100% | 100% | 100% | 100% | 100% | 100%
Commercial_College_Existing_Food Preparation_Natural Gas_Range_E2_Codes & Standards Forecast | Commercial | College | Existing | Food Preparation | Natural Gas | Range | E2 | High Efficiency | Codes & Standards Forecast | bar: 2019 to 2051
Commercial_College_Existing_Food Preparation_Natural Gas_Range_E3_Codes & Standards Forecast | Commercial | College | Existing | Food Preparation | Natural Gas | Range | E3 |  | Codes & Standards Forecast | bar: 2019 to 2051
Commercial_College_Existing_Food Preparation_Natural Gas_Range_E4_Codes & Standards Forecast | Commercial | College | Existing | Food Preparation | Natural Gas | Range | E4 |  | Codes & Standards Forecast | bar: 2019 to 2051
Commercial_College_Existing_Food Preparation_Natural Gas_Range_E5_Codes & Standards Forecast | Commercial | College | Existing | Food Preparation | Natural Gas | Range | E5 |  | Codes & Standards Forecast | bar: 2019 to 2051
Commercial_College_Existing_Food Preparation_Natural Gas_Range_E6_Codes & Standards Forecast | Commercial | College | Existing | Food Preparation | Natural Gas | Range | E6 |  | Codes & Standards Forecast | bar: 2019 to 2051
Commercial_College_Existing_Food Preparation_Natural Gas_Range_E7_Codes & Standards Forecast | Commercial | College | Existing | Food Preparation | Natural Gas | Range | E7 |  | Codes & Standards Forecast | bar: 2019 to 2051
Commercial_College_Existing_Food Preparation_Natural Gas_Range_E8_Codes & Standards Forecast | Commercial | College | Existing | Food Preparation | Natural Gas | Range | E8 |  | Codes & Standards Forecast | bar: 2019 to 2051
Commercial_College_Existing_Food Preparation_Natural Gas_Range_E9_Codes & Standards Forecast | Commercial | College | Existing | Food Preparation | Natural Gas | Range | E9 |  | Codes & Standards Forecast | bar: 2019 to 2051
Commercial_College_Existing_Food Preparation_Natural Gas_Range_E10_Codes & Standards Forecast | Commercial | College | Existing | Food Preparation | Natural Gas | Range | E10 |  | Codes & Standards Forecast | bar: 2019 to 2051
Commercial_College_Existing_Food Preparation_Natural Gas_Steamer_E1_Codes & Standards Forecast | Commercial | College | Existing | Food Preparation | Natural Gas | Steamer | E1 | Standard | Codes & Standards Forecast | 100% | 100% | 100% | 0% | 0% | 0% | 0% | 0% | 0% | 0% | 0% | 0% | 0% | 0% | 0% | 0% | 0% | 0% | 0% | 0% | 0% | 0% | 0% | 0% | 0% | 0% | 0% | 0% | 0% | 0% | 0% | 0% | 0%
Commercial_College_Existing_Food Preparation_Natural Gas_Steamer_E2_Codes & Standards Forecast | Commercial | College | Existing | Food Preparation | Natural Gas | Steamer | E2 | ENERGY STAR | Codes & Standards Forecast | 0% | 0% | 0% | 100% | 100% | 100% | 100% | 100% | 100% | 100% | 100% | 100% | 100% | 100% | 100% | 100% | 100% | 100% | 100% | 100% | 100% | 100% | 100% | 100% | 100% | 100% | 100% | 100% | 100% | 100% | 100% | 100% | 100%
Commercial_College_Existing_Food Preparation_Natural Gas_Steamer_E3_Codes & Standards Forecast | Commercial | College | Existing | Food Preparation | Natural Gas | Steamer | E3 |  | Codes & Standards Forecast | bar: 2019 to 2051
Commercial_College_Existing_Food Preparation_Natural Gas_Steamer_E4_Codes & Standards Forecast | Commercial | College | Existing | Food Preparation | Natural Gas | Steamer | E4 |  | Codes & Standards Forecast | bar: 2019 to 2051
Commercial_College_Existing_Food Preparation_Natural Gas_Steamer_E5_Codes & Standards Forecast | Commercial | College | Existing | Food Preparation | Natural Gas | Steamer | E5 |  | Codes & Standards Forecast | bar: 2019 to 2051
Commercial_College_Existing_Food Preparation_Natural Gas_Steamer_E6_Codes & Standards Forecast | Commercial | College | Existing | Food Preparation | Natural Gas | Steamer | E6 |  | Codes & Standards Forecast | bar: 2019 to 2051
Commercial_College_Existing_Food Preparation_Natural Gas_Steamer_E7_Codes & Standards Forecast | Commercial | College | Existing | Food Preparation | Natural Gas | Steamer | E7 |  | Codes & Standards Forecast | bar: 2019 to 2051
Commercial_College_Existing_Food Preparation_Natural Gas_Steamer_E8_Codes & Standards Forecast | Commercial | College | Existing | Food Preparation | Natural Gas | Steamer | E8 |  | Codes & Standards Forecast | bar: 2019 to 2051
Commercial_College_Existing_Food Preparation_Natural Gas_Steamer_E9_Codes & Standards Forecast | Commercial | College | Existing | Food Preparation | Natural Gas | Steamer | E9 |  | Codes & Standards Forecast | bar: 2019 to 2051
Commercial_College_Existing_Food Preparation_Natural Gas_Steamer_E10_Codes & Standards Forecast | Commercial | College | Existing | Food Preparation | Natural Gas | Steamer | E10 |  | Codes & Standards Forecast | bar: 2019 to 2051
Commercial_College_Existing_Food Preparation_Natural Gas_Food Prep Other_E1_Codes & Standards Forecast | Commercial | College | Existing | Food Preparation | Natural Gas | Food Prep Other | E1 | Standard | Codes & Standards Forecast | 100% | 100% | 100% | 100% | 100% | 100% | 100% | 100% | 100% | 100% | 100% | 100% | 100% | 100% | 100% | 100% | 100% | 100% | 100% | 100% | 100% | 100% | 100% | 100% | 100% | 100% | 100% | 100% | 100% | 100% | 100% | 100% | 100%
Commercial_College_Existing_Food Preparation_Natural Gas_Food Prep Other_E2_Codes & Standards Forecast | Commercial | College | Existing | Food Preparation | Natural Gas | Food Prep Other | E2 | ENERGY STAR | Codes & Standards Forecast | bar: 2019 to 2051
Commercial_College_Existing_Food Preparation_Natural Gas_Food Prep Other_E3_Codes & Standards Forecast | Commercial | College | Existing | Food Preparation | Natural Gas | Food Prep Other | E3 |  | Codes & Standards Forecast | bar: 2019 to 2051
Commercial_College_Existing_Food Preparation_Natural Gas_Food Prep Other_E4_Codes & Standards Forecast | Commercial | College | Existing | Food Preparation | Natural Gas | Food Prep Other | E4 |  | Codes & Standards Forecast | bar: 2019 to 2051
Commercial_College_Existing_Food Preparation_Natural Gas_Food Prep Other_E5_Codes & Standards Forecast | Commercial | College | Existing | Food Preparation | Natural Gas | Food Prep Other | E5 |  | Codes & Standards Forecast | bar: 2019 to 2051
Commercial_College_Existing_Food Preparation_Natural Gas_Food Prep Other_E6_Codes & Standards Forecast | Commercial | College | Existing | Food Preparation | Natural Gas | Food Prep Other | E6 |  | Codes & Standards Forecast | bar: 2019 to 2051
Commercial_College_Existing_Food Preparation_Natural Gas_Food Prep Other_E7_Codes & Standards Forecast | Commercial | College | Existing | Food Preparation | Natural Gas | Food Prep Other | E7 |  | Codes & Standards Forecast | bar: 2019 to 2051
Commercial_College_Existing_Food Preparation_Natural Gas_Food Prep Other_E8_Codes & Standards Forecast | Commercial | College | Existing | Food Preparation | Natural Gas | Food Prep Other | E8 |  | Codes & Standards Forecast | bar: 2019 to 2051
Commercial_College_Existing_Food Preparation_Natural Gas_Food Prep Other_E9_Codes & Standards Forecast | Commercial | College | Existing | Food Preparation | Natural Gas | Food Prep Other | E9 |  | Codes & Standards Forecast | bar: 2019 to 2051
Commercial_College_Existing_Food Preparation_Natural Gas_Food Prep Other_E10_Codes & Standards Forecast | Commercial | College | Existing | Food Preparation | Natural Gas | Food Prep Other | E10 |  | Codes & Standards Forecast | bar: 2019 to 2051
Commercial_College_Existing_Miscellaneous_Natural Gas_Pool Heater_E1_Codes & Standards Forecast | Commercial | College | Existing | Miscellaneous | Natural Gas | Pool Heater | E1 | Standard (EF .78) | Codes & Standards Forecast | 100% | 100% | 100% | 100% | 100% | 100% | 100% | 100% | 100% | 100% | 100% | 100% | 100% | 100% | 100% | 100% | 100% | 100% | 100% | 100% | 100% | 100% | 100% | 100% | 100% | 100% | 100% | 100% | 100% | 100% | 100% | 100% | 100%
Commercial_College_Existing_Miscellaneous_Natural Gas_Pool Heater_E2_Codes & Standards Forecast | Commercial | College | Existing | Miscellaneous | Natural Gas | Pool Heater | E2 | Condensing (EF .90) | Codes & Standards Forecast | bar: 2019 to 2051
Commercial_College_Existing_Miscellaneous_Natural Gas_Pool Heater_E3_Codes & Standards Forecast | Commercial | College | Existing | Miscellaneous | Natural Gas | Pool Heater | E3 |  | Codes & Standards Forecast | bar: 2019 to 2051
Commercial_College_Existing_Miscellaneous_Natural Gas_Pool Heater_E4_Codes & Standards Forecast | Commercial | College | Existing | Miscellaneous | Natural Gas | Pool Heater | E4 |  | Codes & Standards Forecast | bar: 2019 to 2051
Commercial_College_Existing_Miscellaneous_Natural Gas_Pool Heater_E5_Codes & Standards Forecast | Commercial | College | Existing | Miscellaneous | Natural Gas | Pool Heater | E5 |  | Codes & Standards Forecast | bar: 2019 to 2051
Commercial_College_Existing_Miscellaneous_Natural Gas_Pool Heater_E6_Codes & Standards Forecast | Commercial | College | Existing | Miscellaneous | Natural Gas | Pool Heater | E6 |  | Codes & Standards Forecast | bar: 2019 to 2051
Commercial_College_Existing_Miscellaneous_Natural Gas_Pool Heater_E7_Codes & Standards Forecast | Commercial | College | Existing | Miscellaneous | Natural Gas | Pool Heater | E7 |  | Codes & Standards Forecast | bar: 2019 to 2051
Commercial_College_Existing_Miscellaneous_Natural Gas_Pool Heater_E8_Codes & Standards Forecast | Commercial | College | Existing | Miscellaneous | Natural Gas | Pool Heater | E8 |  | Codes & Standards Forecast | bar: 2019 to 2051
Commercial_College_Existing_Miscellaneous_Natural Gas_Pool Heater_E9_Codes & Standards Forecast | Commercial | College | Existing | Miscellaneous | Natural Gas | Pool Heater | E9 |  | Codes & Standards Forecast | bar: 2019 to 2051
Commercial_College_Existing_Miscellaneous_Natural Gas_Pool Heater_E10_Codes & Standards Forecast | Commercial | College | Existing | Miscellaneous | Natural Gas | Pool Heater | E10 |  | Codes & Standards Forecast | bar: 2019 to 2051
Commercial_College_Existing_Miscellaneous_Natural Gas_Miscellaneous_E1_Codes & Standards Forecast | Commercial | College | Existing | Miscellaneous | Natural Gas | Miscellaneous | E1 | Miscellaneous | Codes & Standards Forecast | 100% | 100% | 100% | 100% | 100% | 100% | 100% | 100% | 100% | 100% | 100% | 100% | 100% | 100% | 100% | 100% | 100% | 100% | 100% | 100% | 100% | 100% | 100% | 100% | 100% | 100% | 100% | 100% | 100% | 100% | 100% | 100% | 100%
Commercial_College_Existing_Miscellaneous_Natural Gas_Miscellaneous_E2_Codes & Standards Forecast | Commercial | College | Existing | Miscellaneous | Natural Gas | Miscellaneous | E2 |  | Codes & Standards Forecast | bar: 2019 to 2051
Commercial_College_Existing_Miscellaneous_Natural Gas_Miscellaneous_E3_Codes & Standards Forecast | Commercial | College | Existing | Miscellaneous | Natural Gas | Miscellaneous | E3 |  | Codes & Standards Forecast | bar: 2019 to 2051
Commercial_College_Existing_Miscellaneous_Natural Gas_Miscellaneous_E4_Codes & Standards Forecast | Commercial | College | Existing | Miscellaneous | Natural Gas | Miscellaneous | E4 |  | Codes & Standards Forecast | bar: 2019 to 2051
Commercial_College_Existing_Miscellaneous_Natural Gas_Miscellaneous_E5_Codes & Standards Forecast | Commercial | College | Existing | Miscellaneous | Natural Gas | Miscellaneous | E5 |  | Codes & Standards Forecast | bar: 2019 to 2051
Commercial_College_Existing_Miscellaneous_Natural Gas_Miscellaneous_E6_Codes & Standards Forecast | Commercial | College | Existing | Miscellaneous | Natural Gas | Miscellaneous | E6 |  | Codes & Standards Forecast | bar: 2019 to 2051
Commercial_College_Existing_Miscellaneous_Natural Gas_Miscellaneous_E7_Codes & Standards Forecast | Commercial | College | Existing | Miscellaneous | Natural Gas | Miscellaneous | E7 |  | Codes & Standards Forecast | bar: 2019 to 2051
Commercial_College_Existing_Miscellaneous_Natural Gas_Miscellaneous_E8_Codes & Standards Forecast | Commercial | College | Existing | Miscellaneous | Natural Gas | Miscellaneous | E8 |  | Codes & Standards Forecast | bar: 2019 to 2051
Commercial_College_Existing_Miscellaneous_Natural Gas_Miscellaneous_E9_Codes & Standards Forecast | Commercial | College | Existing | Miscellaneous | Natural Gas | Miscellaneous | E9 |  | Codes & Standards Forecast | bar: 2019 to 2051
Commercial_College_Existing_Miscellaneous_Natural Gas_Miscellaneous_E10_Codes & Standards Forecast | Commercial | College | Existing | Miscellaneous | Natural Gas | Miscellaneous | E10 |  | Codes & Standards Forecast | bar: 2019 to 2051
Commercial_College_New_Space Heating_Natural Gas_Furnace_E1_Codes & Standards Forecast | Commercial | College | New | Space Heating | Natural Gas | Furnace | E1 | AFUE 80% (Standard) | Codes & Standards Forecast | 100% | 100% | 100% | 100% | 100% | 100% | 100% | 100% | 100% | 100% | 100% | 100% | 100% | 100% | 100% | 100% | 100% | 100% | 100% | 100% | 100% | 100% | 100% | 100% | 100% | 100% | 100% | 100% | 100% | 100% | 100% | 100% | 100%
Commercial_College_New_Space Heating_Natural Gas_Furnace_E2_Codes & Standards Forecast | Commercial | College | New | Space Heating | Natural Gas | Furnace | E2 | AFUE 90% | Codes & Standards Forecast | bar: 2019 to 2051
Commercial_College_New_Space Heating_Natural Gas_Furnace_E3_Codes & Standards Forecast | Commercial | College | New | Space Heating | Natural Gas | Furnace | E3 | AFUE 96% | Codes & Standards Forecast | bar: 2019 to 2051
Commercial_College_New_Space Heating_Natural Gas_Furnace_E4_Codes & Standards Forecast | Commercial | College | New | Space Heating | Natural Gas | Furnace | E4 |  | Codes & Standards Forecast | bar: 2019 to 2051
Commercial_College_New_Space Heating_Natural Gas_Furnace_E5_Codes & Standards Forecast | Commercial | College | New | Space Heating | Natural Gas | Furnace | E5 |  | Codes & Standards Forecast | bar: 2019 to 2051
Commercial_College_New_Space Heating_Natural Gas_Furnace_E6_Codes & Standards Forecast | Commercial | College | New | Space Heating | Natural Gas | Furnace | E6 |  | Codes & Standards Forecast | bar: 2019 to 2051
Commercial_College_New_Space Heating_Natural Gas_Furnace_E7_Codes & Standards Forecast | Commercial | College | New | Space Heating | Natural Gas | Furnace | E7 |  | Codes & Standards Forecast | bar: 2019 to 2051
Commercial_College_New_Space Heating_Natural Gas_Furnace_E8_Codes & Standards Forecast | Commercial | College | New | Space Heating | Natural Gas | Furnace | E8 |  | Codes & Standards Forecast | bar: 2019 to 2051
Commercial_College_New_Space Heating_Natural Gas_Furnace_E9_Codes & Standards Forecast | Commercial | College | New | Space Heating | Natural Gas | Furnace | E9 |  | Codes & Standards Forecast | bar: 2019 to 2051
Commercial_College_New_Space Heating_Natural Gas_Furnace_E10_Codes & Standards Forecast | Commercial | College | New | Space Heating | Natural Gas | Furnace | E10 |  | Codes & Standards Forecast | bar: 2019 to 2051
Commercial_College_New_Space Heating_Natural Gas_Boiler_E1_Codes & Standards Forecast | Commercial | College | New | Space Heating | Natural Gas | Boiler | E1 | AFUE 80% (Standard) | Codes & Standards Forecast | 100% | 100% | 100% | 100% | 100% | 100% | 100% | 100% | 100% | 100% | 100% | 100% | 100% | 100% | 100% | 100% | 100% | 100% | 100% | 100% | 100% | 100% | 100% | 100% | 100% | 100% | 100% | 100% | 100% | 100% | 100% | 100% | 100%
Commercial_College_New_Space Heating_Natural Gas_Boiler_E2_Codes & Standards Forecast | Commercial | College | New | Space Heating | Natural Gas | Boiler | E2 | AFUE 85% | Codes & Standards Forecast | bar: 2019 to 2051
Commercial_College_New_Space Heating_Natural Gas_Boiler_E3_Codes & Standards Forecast | Commercial | College | New | Space Heating | Natural Gas | Boiler | E3 | AFUE 97% | Codes & Standards Forecast | bar: 2019 to 2051
Commercial_College_New_Space Heating_Natural Gas_Boiler_E4_Codes & Standards Forecast | Commercial | College | New | Space Heating | Natural Gas | Boiler | E4 | Convert to NG Air Source Heat Pump | Codes & Standards Forecast | bar: 2019 to 2051
Commercial_College_New_Space Heating_Natural Gas_Boiler_E5_Codes & Standards Forecast | Commercial | College | New | Space Heating | Natural Gas | Boiler | E5 |  | Codes & Standards Forecast | bar: 2019 to 2051
Commercial_College_New_Space Heating_Natural Gas_Boiler_E6_Codes & Standards Forecast | Commercial | College | New | Space Heating | Natural Gas | Boiler | E6 |  | Codes & Standards Forecast | bar: 2019 to 2051
Commercial_College_New_Space Heating_Natural Gas_Boiler_E7_Codes & Standards Forecast | Commercial | College | New | Space Heating | Natural Gas | Boiler | E7 |  | Codes & Standards Forecast | bar: 2019 to 2051
Commercial_College_New_Space Heating_Natural Gas_Boiler_E8_Codes & Standards Forecast | Commercial | College | New | Space Heating | Natural Gas | Boiler | E8 |  | Codes & Standards Forecast | bar: 2019 to 2051
Commercial_College_New_Space Heating_Natural Gas_Boiler_E9_Codes & Standards Forecast | Commercial | College | New | Space Heating | Natural Gas | Boiler | E9 |  | Codes & Standards Forecast | bar: 2019 to 2051
Commercial_College_New_Space Heating_Natural Gas_Boiler_E10_Codes & Standards Forecast | Commercial | College | New | Space Heating | Natural Gas | Boiler | E10 |  | Codes & Standards Forecast | bar: 2019 to 2051
Commercial_College_New_Space Heating_Natural Gas_Unit Heater_E1_Codes & Standards Forecast | Commercial | College | New | Space Heating | Natural Gas | Unit Heater | E1 | Standard | Codes & Standards Forecast | 100% | 100% | 100% | 100% | 100% | 100% | 100% | 100% | 100% | 100% | 100% | 100% | 100% | 100% | 100% | 100% | 100% | 100% | 100% | 100% | 100% | 100% | 100% | 100% | 100% | 100% | 100% | 100% | 100% | 100% | 100% | 100% | 100%
Commercial_College_New_Space Heating_Natural Gas_Unit Heater_E2_Codes & Standards Forecast | Commercial | College | New | Space Heating | Natural Gas | Unit Heater | E2 | Condensing | Codes & Standards Forecast | bar: 2019 to 2051
Commercial_College_New_Space Heating_Natural Gas_Unit Heater_E3_Codes & Standards Forecast | Commercial | College | New | Space Heating | Natural Gas | Unit Heater | E3 | Infrared Radiant | Codes & Standards Forecast | bar: 2019 to 2051
Commercial_College_New_Space Heating_Natural Gas_Unit Heater_E4_Codes & Standards Forecast | Commercial | College | New | Space Heating | Natural Gas | Unit Heater | E4 |  | Codes & Standards Forecast | bar: 2019 to 2051
Commercial_College_New_Space Heating_Natural Gas_Unit Heater_E5_Codes & Standards Forecast | Commercial | College | New | Space Heating | Natural Gas | Unit Heater | E5 |  | Codes & Standards Forecast | bar: 2019 to 2051
Commercial_College_New_Space Heating_Natural Gas_Unit Heater_E6_Codes & Standards Forecast | Commercial | College | New | Space Heating | Natural Gas | Unit Heater | E6 |  | Codes & Standards Forecast | bar: 2019 to 2051
Commercial_College_New_Space Heating_Natural Gas_Unit Heater_E7_Codes & Standards Forecast | Commercial | College | New | Space Heating | Natural Gas | Unit Heater | E7 |  | Codes & Standards Forecast | bar: 2019 to 2051
Commercial_College_New_Space Heating_Natural Gas_Unit Heater_E8_Codes & Standards Forecast | Commercial | College | New | Space Heating | Natural Gas | Unit Heater | E8 |  | Codes & Standards Forecast | bar: 2019 to 2051
Commercial_College_New_Space Heating_Natural Gas_Unit Heater_E9_Codes & Standards Forecast | Commercial | College | New | Space Heating | Natural Gas | Unit Heater | E9 |  | Codes & Standards Forecast | bar: 2019 to 2051
Commercial_College_New_Space Heating_Natural Gas_Unit Heater_E10_Codes & Standards Forecast | Commercial | College | New | Space Heating | Natural Gas | Unit Heater | E10 |  | Codes & Standards Forecast | bar: 2019 to 2051
Commercial_College_New_Water Heating_Natural Gas_Water Heater_E1_Codes & Standards Forecast | Commercial | College | New | Water Heating | Natural Gas | Water Heater | E1 | TE 80% | Codes & Standards Forecast | 100% | 100% | 100% | 100% | 100% | 100% | 100% | 100% | 100% | 100% | 100% | 100% | 100% | 100% | 100% | 100% | 100% | 100% | 100% | 100% | 100% | 100% | 100% | 100% | 100% | 100% | 100% | 100% | 100% | 100% | 100% | 100% | 100%
Commercial_College_New_Water Heating_Natural Gas_Water Heater_E2_Codes & Standards Forecast | Commercial | College | New | Water Heating | Natural Gas | Water Heater | E2 | TE 81% | Codes & Standards Forecast | bar: 2019 to 2051
Commercial_College_New_Water Heating_Natural Gas_Water Heater_E3_Codes & Standards Forecast | Commercial | College | New | Water Heating | Natural Gas | Water Heater | E3 | TE 88% | Codes & Standards Forecast | bar: 2019 to 2051
Commercial_College_New_Water Heating_Natural Gas_Water Heater_E4_Codes & Standards Forecast | Commercial | College | New | Water Heating | Natural Gas | Water Heater | E4 | TE 94% | Codes & Standards Forecast | bar: 2019 to 2051
Commercial_College_New_Water Heating_Natural Gas_Water Heater_E5_Codes & Standards Forecast | Commercial | College | New | Water Heating | Natural Gas | Water Heater | E5 | TE 96% | Codes & Standards Forecast | bar: 2019 to 2051
Commercial_College_New_Water Heating_Natural Gas_Water Heater_E6_Codes & Standards Forecast | Commercial | College | New | Water Heating | Natural Gas | Water Heater | E6 | Tankless | Codes & Standards Forecast | bar: 2019 to 2051
Commercial_College_New_Water Heating_Natural Gas_Water Heater_E7_Codes & Standards Forecast | Commercial | College | New | Water Heating | Natural Gas | Water Heater | E7 | Gas-Fired Absorption HPWH | Codes & Standards Forecast | bar: 2019 to 2051
Commercial_College_New_Water Heating_Natural Gas_Water Heater_E8_Codes & Standards Forecast | Commercial | College | New | Water Heating | Natural Gas | Water Heater | E8 |  | Codes & Standards Forecast | bar: 2019 to 2051
Commercial_College_New_Water Heating_Natural Gas_Water Heater_E9_Codes & Standards Forecast | Commercial | College | New | Water Heating | Natural Gas | Water Heater | E9 |  | Codes & Standards Forecast | bar: 2019 to 2051
Commercial_College_New_Water Heating_Natural Gas_Water Heater_E10_Codes & Standards Forecast | Commercial | College | New | Water Heating | Natural Gas | Water Heater | E10 |  | Codes & Standards Forecast | bar: 2019 to 2051
Commercial_College_New_Food Preparation_Natural Gas_Oven_E1_Codes & Standards Forecast | Commercial | College | New | Food Preparation | Natural Gas | Oven | E1 | Standard | Codes & Standards Forecast | 100% | 100% | 100% | 100% | 100% | 100% | 100% | 100% | 100% | 100% | 100% | 100% | 100% | 100% | 100% | 100% | 100% | 100% | 100% | 100% | 100% | 100% | 100% | 100% | 100% | 100% | 100% | 100% | 100% | 100% | 100% | 100% | 100%
Commercial_College_New_Food Preparation_Natural Gas_Oven_E2_Codes & Standards Forecast | Commercial | College | New | Food Preparation | Natural Gas | Oven | E2 | ENERGY STAR (>44% Baking Efficiency) | Codes & Standards Forecast | bar: 2019 to 2051
Commercial_College_New_Food Preparation_Natural Gas_Oven_E3_Codes & Standards Forecast | Commercial | College | New | Food Preparation | Natural Gas | Oven | E3 |  | Codes & Standards Forecast | bar: 2019 to 2051
Commercial_College_New_Food Preparation_Natural Gas_Oven_E4_Codes & Standards Forecast | Commercial | College | New | Food Preparation | Natural Gas | Oven | E4 |  | Codes & Standards Forecast | bar: 2019 to 2051
Commercial_College_New_Food Preparation_Natural Gas_Oven_E5_Codes & Standards Forecast | Commercial | College | New | Food Preparation | Natural Gas | Oven | E5 |  | Codes & Standards Forecast | bar: 2019 to 2051
Commercial_College_New_Food Preparation_Natural Gas_Oven_E6_Codes & Standards Forecast | Commercial | College | New | Food Preparation | Natural Gas | Oven | E6 |  | Codes & Standards Forecast | bar: 2019 to 2051
Commercial_College_New_Food Preparation_Natural Gas_Oven_E7_Codes & Standards Forecast | Commercial | College | New | Food Preparation | Natural Gas | Oven | E7 |  | Codes & Standards Forecast | bar: 2019 to 2051
Commercial_College_New_Food Preparation_Natural Gas_Oven_E8_Codes & Standards Forecast | Commercial | College | New | Food Preparation | Natural Gas | Oven | E8 |  | Codes & Standards Forecast | bar: 2019 to 2051
Commercial_College_New_Food Preparation_Natural Gas_Oven_E9_Codes & Standards Forecast | Commercial | College | New | Food Preparation | Natural Gas | Oven | E9 |  | Codes & Standards Forecast | bar: 2019 to 2051
Commercial_College_New_Food Preparation_Natural Gas_Oven_E10_Codes & Standards Forecast | Commercial | College | New | Food Preparation | Natural Gas | Oven | E10 |  | Codes & Standards Forecast | bar: 2019 to 2051
Commercial_College_New_Food Preparation_Natural Gas_Conveyor Oven_E1_Codes & Standards Forecast | Commercial | College | New | Food Preparation | Natural Gas | Conveyor Oven | E1 | Standard | Codes & Standards Forecast | 100% | 100% | 100% | 100% | 100% | 100% | 100% | 100% | 100% | 100% | 100% | 100% | 100% | 100% | 100% | 100% | 100% | 100% | 100% | 100% | 100% | 100% | 100% | 100% | 100% | 100% | 100% | 100% | 100% | 100% | 100% | 100% | 100%
Commercial_College_New_Food Preparation_Natural Gas_Conveyor Oven_E2_Codes & Standards Forecast | Commercial | College | New | Food Preparation | Natural Gas | Conveyor Oven | E2 | Efficient (>44% Baking Efficiency) | Codes & Standards Forecast | bar: 2019 to 2051
Commercial_College_New_Food Preparation_Natural Gas_Conveyor Oven_E3_Codes & Standards Forecast | Commercial | College | New | Food Preparation | Natural Gas | Conveyor Oven | E3 |  | Codes & Standards Forecast | bar: 2019 to 2051
Commercial_College_New_Food Preparation_Natural Gas_Conveyor Oven_E4_Codes & Standards Forecast | Commercial | College | New | Food Preparation | Natural Gas | Conveyor Oven | E4 |  | Codes & Standards Forecast | bar: 2019 to 2051
Commercial_College_New_Food Preparation_Natural Gas_Conveyor Oven_E5_Codes & Standards Forecast | Commercial | College | New | Food Preparation | Natural Gas | Conveyor Oven | E5 |  | Codes & Standards Forecast | bar: 2019 to 2051
Commercial_College_New_Food Preparation_Natural Gas_Conveyor Oven_E6_Codes & Standards Forecast | Commercial | College | New | Food Preparation | Natural Gas | Conveyor Oven | E6 |  | Codes & Standards Forecast | bar: 2019 to 2051
Commercial_College_New_Food Preparation_Natural Gas_Conveyor Oven_E7_Codes & Standards Forecast | Commercial | College | New | Food Preparation | Natural Gas | Conveyor Oven | E7 |  | Codes & Standards Forecast | bar: 2019 to 2051
Commercial_College_New_Food Preparation_Natural Gas_Conveyor Oven_E8_Codes & Standards Forecast | Commercial | College | New | Food Preparation | Natural Gas | Conveyor Oven | E8 |  | Codes & Standards Forecast | bar: 2019 to 2051
Commercial_College_New_Food Preparation_Natural Gas_Conveyor Oven_E9_Codes & Standards Forecast | Commercial | College | New | Food Preparation | Natural Gas | Conveyor Oven | E9 |  | Codes & Standards Forecast | bar: 2019 to 2051
Commercial_College_New_Food Preparation_Natural Gas_Conveyor Oven_E10_Codes & Standards Forecast | Commercial | College | New | Food Preparation | Natural Gas | Conveyor Oven | E10 |  | Codes & Standards Forecast | bar: 2019 to 2051
Commercial_College_New_Food Preparation_Natural Gas_Double Rack Oven_E1_Codes & Standards Forecast | Commercial | College | New | Food Preparation | Natural Gas | Double Rack Oven | E1 | Standard | Codes & Standards Forecast | 100% | 100% | 100% | 100% | 100% | 100% | 100% | 100% | 100% | 100% | 100% | 100% | 100% | 100% | 100% | 100% | 100% | 100% | 100% | 100% | 100% | 100% | 100% | 100% | 100% | 100% | 100% | 100% | 100% | 100% | 100% | 100% | 100%
Commercial_College_New_Food Preparation_Natural Gas_Double Rack Oven_E2_Codes & Standards Forecast | Commercial | College | New | Food Preparation | Natural Gas | Double Rack Oven | E2 | FTSC Qualified (>50% Cooking Efficiency) | Codes & Standards Forecast | bar: 2019 to 2051
Commercial_College_New_Food Preparation_Natural Gas_Double Rack Oven_E3_Codes & Standards Forecast | Commercial | College | New | Food Preparation | Natural Gas | Double Rack Oven | E3 |  | Codes & Standards Forecast | bar: 2019 to 2051
Commercial_College_New_Food Preparation_Natural Gas_Double Rack Oven_E4_Codes & Standards Forecast | Commercial | College | New | Food Preparation | Natural Gas | Double Rack Oven | E4 |  | Codes & Standards Forecast | bar: 2019 to 2051
Commercial_College_New_Food Preparation_Natural Gas_Double Rack Oven_E5_Codes & Standards Forecast | Commercial | College | New | Food Preparation | Natural Gas | Double Rack Oven | E5 |  | Codes & Standards Forecast | bar: 2019 to 2051
Commercial_College_New_Food Preparation_Natural Gas_Double Rack Oven_E6_Codes & Standards Forecast | Commercial | College | New | Food Preparation | Natural Gas | Double Rack Oven | E6 |  | Codes & Standards Forecast | bar: 2019 to 2051
Commercial_College_New_Food Preparation_Natural Gas_Double Rack Oven_E7_Codes & Standards Forecast | Commercial | College | New | Food Preparation | Natural Gas | Double Rack Oven | E7 |  | Codes & Standards Forecast | bar: 2019 to 2051
Commercial_College_New_Food Preparation_Natural Gas_Double Rack Oven_E8_Codes & Standards Forecast | Commercial | College | New | Food Preparation | Natural Gas | Double Rack Oven | E8 |  | Codes & Standards Forecast | bar: 2019 to 2051
Commercial_College_New_Food Preparation_Natural Gas_Double Rack Oven_E9_Codes & Standards Forecast | Commercial | College | New | Food Preparation | Natural Gas | Double Rack Oven | E9 |  | Codes & Standards Forecast | bar: 2019 to 2051
Commercial_College_New_Food Preparation_Natural Gas_Double Rack Oven_E10_Codes & Standards Forecast | Commercial | College | New | Food Preparation | Natural Gas | Double Rack Oven | E10 |  | Codes & Standards Forecast | bar: 2019 to 2051
Commercial_College_New_Food Preparation_Natural Gas_Fryer_E1_Codes & Standards Forecast | Commercial | College | New | Food Preparation | Natural Gas | Fryer | E1 | Standard | Codes & Standards Forecast | 100% | 100% | 100% | 0% | 0% | 0% | 0% | 0% | 0% | 0% | 0% | 0% | 0% | 0% | 0% | 0% | 0% | 0% | 0% | 0% | 0% | 0% | 0% | 0% | 0% | 0% | 0% | 0% | 0% | 0% | 0% | 0% | 0%
Commercial_College_New_Food Preparation_Natural Gas_Fryer_E2_Codes & Standards Forecast | Commercial | College | New | Food Preparation | Natural Gas | Fryer | E2 | ENERGY STAR | Codes & Standards Forecast | 0% | 0% | 0% | 100% | 100% | 100% | 100% | 100% | 100% | 100% | 100% | 100% | 100% | 100% | 100% | 100% | 100% | 100% | 100% | 100% | 100% | 100% | 100% | 100% | 100% | 100% | 100% | 100% | 100% | 100% | 100% | 100% | 100%
Commercial_College_New_Food Preparation_Natural Gas_Fryer_E3_Codes & Standards Forecast | Commercial | College | New | Food Preparation | Natural Gas | Fryer | E3 |  | Codes & Standards Forecast | bar: 2019 to 2051
Commercial_College_New_Food Preparation_Natural Gas_Fryer_E4_Codes & Standards Forecast | Commercial | College | New | Food Preparation | Natural Gas | Fryer | E4 |  | Codes & Standards Forecast | bar: 2019 to 2051
Commercial_College_New_Food Preparation_Natural Gas_Fryer_E5_Codes & Standards Forecast | Commercial | College | New | Food Preparation | Natural Gas | Fryer | E5 |  | Codes & Standards Forecast | bar: 2019 to 2051
Commercial_College_New_Food Preparation_Natural Gas_Fryer_E6_Codes & Standards Forecast | Commercial | College | New | Food Preparation | Natural Gas | Fryer | E6 |  | Codes & Standards Forecast | bar: 2019 to 2051
Commercial_College_New_Food Preparation_Natural Gas_Fryer_E7_Codes & Standards Forecast | Commercial | College | New | Food Preparation | Natural Gas | Fryer | E7 |  | Codes & Standards Forecast | bar: 2019 to 2051
Commercial_College_New_Food Preparation_Natural Gas_Fryer_E8_Codes & Standards Forecast | Commercial | College | New | Food Preparation | Natural Gas | Fryer | E8 |  | Codes & Standards Forecast | bar: 2019 to 2051
Commercial_College_New_Food Preparation_Natural Gas_Fryer_E9_Codes & Standards Forecast | Commercial | College | New | Food Preparation | Natural Gas | Fryer | E9 |  | Codes & Standards Forecast | bar: 2019 to 2051
Commercial_College_New_Food Preparation_Natural Gas_Fryer_E10_Codes & Standards Forecast | Commercial | College | New | Food Preparation | Natural Gas | Fryer | E10 |  | Codes & Standards Forecast | bar: 2019 to 2051
Commercial_College_New_Food Preparation_Natural Gas_Broiler_E1_Codes & Standards Forecast | Commercial | College | New | Food Preparation | Natural Gas | Broiler | E1 | Standard | Codes & Standards Forecast | 100% | 100% | 100% | 100% | 100% | 100% | 100% | 100% | 100% | 100% | 100% | 100% | 100% | 100% | 100% | 100% | 100% | 100% | 100% | 100% | 100% | 100% | 100% | 100% | 100% | 100% | 100% | 100% | 100% | 100% | 100% | 100% | 100%
Commercial_College_New_Food Preparation_Natural Gas_Broiler_E2_Codes & Standards Forecast | Commercial | College | New | Food Preparation | Natural Gas | Broiler | E2 | Infrared Burners | Codes & Standards Forecast | bar: 2019 to 2051
Commercial_College_New_Food Preparation_Natural Gas_Broiler_E3_Codes & Standards Forecast | Commercial | College | New | Food Preparation | Natural Gas | Broiler | E3 |  | Codes & Standards Forecast | bar: 2019 to 2051
Commercial_College_New_Food Preparation_Natural Gas_Broiler_E4_Codes & Standards Forecast | Commercial | College | New | Food Preparation | Natural Gas | Broiler | E4 |  | Codes & Standards Forecast | bar: 2019 to 2051
Commercial_College_New_Food Preparation_Natural Gas_Broiler_E5_Codes & Standards Forecast | Commercial | College | New | Food Preparation | Natural Gas | Broiler | E5 |  | Codes & Standards Forecast | bar: 2019 to 2051
Commercial_College_New_Food Preparation_Natural Gas_Broiler_E6_Codes & Standards Forecast | Commercial | College | New | Food Preparation | Natural Gas | Broiler | E6 |  | Codes & Standards Forecast | bar: 2019 to 2051
Commercial_College_New_Food Preparation_Natural Gas_Broiler_E7_Codes & Standards Forecast | Commercial | College | New | Food Preparation | Natural Gas | Broiler | E7 |  | Codes & Standards Forecast | bar: 2019 to 2051
Commercial_College_New_Food Preparation_Natural Gas_Broiler_E8_Codes & Standards Forecast | Commercial | College | New | Food Preparation | Natural Gas | Broiler | E8 |  | Codes & Standards Forecast | bar: 2019 to 2051
Commercial_College_New_Food Preparation_Natural Gas_Broiler_E9_Codes & Standards Forecast | Commercial | College | New | Food Preparation | Natural Gas | Broiler | E9 |  | Codes & Standards Forecast | bar: 2019 to 2051
Commercial_College_New_Food Preparation_Natural Gas_Broiler_E10_Codes & Standards Forecast | Commercial | College | New | Food Preparation | Natural Gas | Broiler | E10 |  | Codes & Standards Forecast | bar: 2019 to 2051
Commercial_College_New_Food Preparation_Natural Gas_Griddle_E1_Codes & Standards Forecast | Commercial | College | New | Food Preparation | Natural Gas | Griddle | E1 | Standard | Codes & Standards Forecast | 100% | 100% | 100% | 100% | 100% | 100% | 100% | 100% | 100% | 100% | 100% | 100% | 100% | 100% | 100% | 100% | 100% | 100% | 100% | 100% | 100% | 100% | 100% | 100% | 100% | 100% | 100% | 100% | 100% | 100% | 100% | 100% | 100%
Commercial_College_New_Food Preparation_Natural Gas_Griddle_E2_Codes & Standards Forecast | Commercial | College | New | Food Preparation | Natural Gas | Griddle | E2 | ENERGY STAR | Codes & Standards Forecast | bar: 2019 to 2051
Commercial_College_New_Food Preparation_Natural Gas_Griddle_E3_Codes & Standards Forecast | Commercial | College | New | Food Preparation | Natural Gas | Griddle | E3 |  | Codes & Standards Forecast | bar: 2019 to 2051
Commercial_College_New_Food Preparation_Natural Gas_Griddle_E4_Codes & Standards Forecast | Commercial | College | New | Food Preparation | Natural Gas | Griddle | E4 |  | Codes & Standards Forecast | bar: 2019 to 2051
Commercial_College_New_Food Preparation_Natural Gas_Griddle_E5_Codes & Standards Forecast | Commercial | College | New | Food Preparation | Natural Gas | Griddle | E5 |  | Codes & Standards Forecast | bar: 2019 to 2051
Commercial_College_New_Food Preparation_Natural Gas_Griddle_E6_Codes & Standards Forecast | Commercial | College | New | Food Preparation | Natural Gas | Griddle | E6 |  | Codes & Standards Forecast | bar: 2019 to 2051
Commercial_College_New_Food Preparation_Natural Gas_Griddle_E7_Codes & Standards Forecast | Commercial | College | New | Food Preparation | Natural Gas | Griddle | E7 |  | Codes & Standards Forecast | bar: 2019 to 2051
Commercial_College_New_Food Preparation_Natural Gas_Griddle_E8_Codes & Standards Forecast | Commercial | College | New | Food Preparation | Natural Gas | Griddle | E8 |  | Codes & Standards Forecast | bar: 2019 to 2051
Commercial_College_New_Food Preparation_Natural Gas_Griddle_E9_Codes & Standards Forecast | Commercial | College | New | Food Preparation | Natural Gas | Griddle | E9 |  | Codes & Standards Forecast | bar: 2019 to 2051
Commercial_College_New_Food Preparation_Natural Gas_Griddle_E10_Codes & Standards Forecast | Commercial | College | New | Food Preparation | Natural Gas | Griddle | E10 |  | Codes & Standards Forecast | bar: 2019 to 2051
Commercial_College_New_Food Preparation_Natural Gas_Range_E1_Codes & Standards Forecast | Commercial | College | New | Food Preparation | Natural Gas | Range | E1 | Standard | Codes & Standards Forecast | 100% | 100% | 100% | 100% | 100% | 100% | 100% | 100% | 100% | 100% | 100% | 100% | 100% | 100% | 100% | 100% | 100% | 100% | 100% | 100% | 100% | 100% | 100% | 100% | 100% | 100% | 100% | 100% | 100% | 100% | 100% | 100% | 100%
Commercial_College_New_Food Preparation_Natural Gas_Range_E2_Codes & Standards Forecast | Commercial | College | New | Food Preparation | Natural Gas | Range | E2 | High Efficiency | Codes & Standards Forecast | bar: 2019 to 2051
Commercial_College_New_Food Preparation_Natural Gas_Range_E3_Codes & Standards Forecast | Commercial | College | New | Food Preparation | Natural Gas | Range | E3 |  | Codes & Standards Forecast | bar: 2019 to 2051
Commercial_College_New_Food Preparation_Natural Gas_Range_E4_Codes & Standards Forecast | Commercial | College | New | Food Preparation | Natural Gas | Range | E4 |  | Codes & Standards Forecast | bar: 2019 to 2051
Commercial_College_New_Food Preparation_Natural Gas_Range_E5_Codes & Standards Forecast | Commercial | College | New | Food Preparation | Natural Gas | Range | E5 |  | Codes & Standards Forecast | bar: 2019 to 2051
Commercial_College_New_Food Preparation_Natural Gas_Range_E6_Codes & Standards Forecast | Commercial | College | New | Food Preparation | Natural Gas | Range | E6 |  | Codes & Standards Forecast | bar: 2019 to 2051
Commercial_College_New_Food Preparation_Natural Gas_Range_E7_Codes & Standards Forecast | Commercial | College | New | Food Preparation | Natural Gas | Range | E7 |  | Codes & Standards Forecast | bar: 2019 to 2051
Commercial_College_New_Food Preparation_Natural Gas_Range_E8_Codes & Standards Forecast | Commercial | College | New | Food Preparation | Natural Gas | Range | E8 |  | Codes & Standards Forecast | bar: 2019 to 2051
Commercial_College_New_Food Preparation_Natural Gas_Range_E9_Codes & Standards Forecast | Commercial | College | New | Food Preparation | Natural Gas | Range | E9 |  | Codes & Standards Forecast | bar: 2019 to 2051
Commercial_College_New_Food Preparation_Natural Gas_Range_E10_Codes & Standards Forecast | Commercial | College | New | Food Preparation | Natural Gas | Range | E10 |  | Codes & Standards Forecast | bar: 2019 to 2051
Commercial_College_New_Food Preparation_Natural Gas_Steamer_E1_Codes & Standards Forecast | Commercial | College | New | Food Preparation | Natural Gas | Steamer | E1 | Standard | Codes & Standards Forecast | 100% | 100% | 100% | 0% | 0% | 0% | 0% | 0% | 0% | 0% | 0% | 0% | 0% | 0% | 0% | 0% | 0% | 0% | 0% | 0% | 0% | 0% | 0% | 0% | 0% | 0% | 0% | 0% | 0% | 0% | 0% | 0% | 0%
Commercial_College_New_Food Preparation_Natural Gas_Steamer_E2_Codes & Standards Forecast | Commercial | College | New | Food Preparation | Natural Gas | Steamer | E2 | ENERGY STAR | Codes & Standards Forecast | 0% | 0% | 0% | 100% | 100% | 100% | 100% | 100% | 100% | 100% | 100% | 100% | 100% | 100% | 100% | 100% | 100% | 100% | 100% | 100% | 100% | 100% | 100% | 100% | 100% | 100% | 100% | 100% | 100% | 100% | 100% | 100% | 100%
Commercial_College_New_Food Preparation_Natural Gas_Steamer_E3_Codes & Standards Forecast | Commercial | College | New | Food Preparation | Natural Gas | Steamer | E3 |  | Codes & Standards Forecast | bar: 2019 to 2051
Commercial_College_New_Food Preparation_Natural Gas_Steamer_E4_Codes & Standards Forecast | Commercial | College | New | Food Preparation | Natural Gas | Steamer | E4 |  | Codes & Standards Forecast | bar: 2019 to 2051
Commercial_College_New_Food Preparation_Natural Gas_Steamer_E5_Codes & Standards Forecast | Commercial | College | New | Food Preparation | Natural Gas | Steamer | E5 |  | Codes & Standards Forecast | bar: 2019 to 2051
Commercial_College_New_Food Preparation_Natural Gas_Steamer_E6_Codes & Standards Forecast | Commercial | College | New | Food Preparation | Natural Gas | Steamer | E6 |  | Codes & Standards Forecast | bar: 2019 to 2051
Commercial_College_New_Food Preparation_Natural Gas_Steamer_E7_Codes & Standards Forecast | Commercial | College | New | Food Preparation | Natural Gas | Steamer | E7 |  | Codes & Standards Forecast | bar: 2019 to 2051
Commercial_College_New_Food Preparation_Natural Gas_Steamer_E8_Codes & Standards Forecast | Commercial | College | New | Food Preparation | Natural Gas | Steamer | E8 |  | Codes & Standards Forecast | bar: 2019 to 2051
Commercial_College_New_Food Preparation_Natural Gas_Steamer_E9_Codes & Standards Forecast | Commercial | College | New | Food Preparation | Natural Gas | Steamer | E9 |  | Codes & Standards Forecast | bar: 2019 to 2051
Commercial_College_New_Food Preparation_Natural Gas_Steamer_E10_Codes & Standards Forecast | Commercial | College | New | Food Preparation | Natural Gas | Steamer | E10 |  | Codes & Standards Forecast | bar: 2019 to 2051
Commercial_College_New_Food Preparation_Natural Gas_Food Prep Other_E1_Codes & Standards Forecast | Commercial | College | New | Food Preparation | Natural Gas | Food Prep Other | E1 | Standard | Codes & Standards Forecast | 100% | 100% | 100% | 100% | 100% | 100% | 100% | 100% | 100% | 100% | 100% | 100% | 100% | 100% | 100% | 100% | 100% | 100% | 100% | 100% | 100% | 100% | 100% | 100% | 100% | 100% | 100% | 100% | 100% | 100% | 100% | 100% | 100%
Commercial_College_New_Food Preparation_Natural Gas_Food Prep Other_E2_Codes & Standards Forecast | Commercial | College | New | Food Preparation | Natural Gas | Food Prep Other | E2 | ENERGY STAR | Codes & Standards Forecast | bar: 2019 to 2051
Commercial_College_New_Food Preparation_Natural Gas_Food Prep Other_E3_Codes & Standards Forecast | Commercial | College | New | Food Preparation | Natural Gas | Food Prep Other | E3 |  | Codes & Standards Forecast | bar: 2019 to 2051
Commercial_College_New_Food Preparation_Natural Gas_Food Prep Other_E4_Codes & Standards Forecast | Commercial | College | New | Food Preparation | Natural Gas | Food Prep Other | E4 |  | Codes & Standards Forecast | bar: 2019 to 2051
Commercial_College_New_Food Preparation_Natural Gas_Food Prep Other_E5_Codes & Standards Forecast | Commercial | College | New | Food Preparation | Natural Gas | Food Prep Other | E5 |  | Codes & Standards Forecast | bar: 2019 to 2051
Commercial_College_New_Food Preparation_Natural Gas_Food Prep Other_E6_Codes & Standards Forecast | Commercial | College | New | Food Preparation | Natural Gas | Food Prep Other | E6 |  | Codes & Standards Forecast | bar: 2019 to 2051
Commercial_College_New_Food Preparation_Natural Gas_Food Prep Other_E7_Codes & Standards Forecast | Commercial | College | New | Food Preparation | Natural Gas | Food Prep Other | E7 |  | Codes & Standards Forecast | bar: 2019 to 2051
Commercial_College_New_Food Preparation_Natural Gas_Food Prep Other_E8_Codes & Standards Forecast | Commercial | College | New | Food Preparation | Natural Gas | Food Prep Other | E8 |  | Codes & Standards Forecast | bar: 2019 to 2051
Commercial_College_New_Food Preparation_Natural Gas_Food Prep Other_E9_Codes & Standards Forecast | Commercial | College | New | Food Preparation | Natural Gas | Food Prep Other | E9 |  | Codes & Standards Forecast | bar: 2019 to 2051
Commercial_College_New_Food Preparation_Natural Gas_Food Prep Other_E10_Codes & Standards Forecast | Commercial | College | New | Food Preparation | Natural Gas | Food Prep Other | E10 |  | Codes & Standards Forecast | bar: 2019 to 2051
Commercial_College_New_Miscellaneous_Natural Gas_Pool Heater_E1_Codes & Standards Forecast | Commercial | College | New | Miscellaneous | Natural Gas | Pool Heater | E1 | Standard (EF .78) | Codes & Standards Forecast | 100% | 100% | 100% | 100% | 100% | 100% | 100% | 100% | 100% | 100% | 100% | 100% | 100% | 100% | 100% | 100% | 100% | 100% | 100% | 100% | 100% | 100% | 100% | 100% | 100% | 100% | 100% | 100% | 100% | 100% | 100% | 100% | 100%
Commercial_College_New_Miscellaneous_Natural Gas_Pool Heater_E2_Codes & Standards Forecast | Commercial | College | New | Miscellaneous | Natural Gas | Pool Heater | E2 | Condensing (EF .90) | Codes & Standards Forecast | bar: 2019 to 2051
Commercial_College_New_Miscellaneous_Natural Gas_Pool Heater_E3_Codes & Standards Forecast | Commercial | College | New | Miscellaneous | Natural Gas | Pool Heater | E3 |  | Codes & Standards Forecast | bar: 2019 to 2051
Commercial_College_New_Miscellaneous_Natural Gas_Pool Heater_E4_Codes & Standards Forecast | Commercial | College | New | Miscellaneous | Natural Gas | Pool Heater | E4 |  | Codes & Standards Forecast | bar: 2019 to 2051
Commercial_College_New_Miscellaneous_Natural Gas_Pool Heater_E5_Codes & Standards Forecast | Commercial | College | New | Miscellaneous | Natural Gas | Pool Heater | E5 |  | Codes & Standards Forecast | bar: 2019 to 2051
Commercial_College_New_Miscellaneous_Natural Gas_Pool Heater_E6_Codes & Standards Forecast | Commercial | College | New | Miscellaneous | Natural Gas | Pool Heater | E6 |  | Codes & Standards Forecast | bar: 2019 to 2051
Commercial_College_New_Miscellaneous_Natural Gas_Pool Heater_E7_Codes & Standards Forecast | Commercial | College | New | Miscellaneous | Natural Gas | Pool Heater | E7 |  | Codes & Standards Forecast | bar: 2019 to 2051
Commercial_College_New_Miscellaneous_Natural Gas_Pool Heater_E8_Codes & Standards Forecast | Commercial | College | New | Miscellaneous | Natural Gas | Pool Heater | E8 |  | Codes & Standards Forecast | bar: 2019 to 2051
Commercial_College_New_Miscellaneous_Natural Gas_Pool Heater_E9_Codes & Standards Forecast | Commercial | College | New | Miscellaneous | Natural Gas | Pool Heater | E9 |  | Codes & Standards Forecast | bar: 2019 to 2051
Commercial_College_New_Miscellaneous_Natural Gas_Pool Heater_E10_Codes & Standards Forecast | Commercial | College | New | Miscellaneous | Natural Gas | Pool Heater | E10 |  | Codes & Standards Forecast | bar: 2019 to 2051
Commercial_College_New_Miscellaneous_Natural Gas_Miscellaneous_E1_Codes & Standards Forecast | Commercial | College | New | Miscellaneous | Natural Gas | Miscellaneous | E1 | Miscellaneous | Codes & Standards Forecast | 100% | 100% | 100% | 100% | 100% | 100% | 100% | 100% | 100% | 100% | 100% | 100% | 100% | 100% | 100% | 100% | 100% | 100% | 100% | 100% | 100% | 100% | 100% | 100% | 100% | 100% | 100% | 100% | 100% | 100% | 100% | 100% | 100%
Commercial_College_New_Miscellaneous_Natural Gas_Miscellaneous_E2_Codes & Standards Forecast | Commercial | College | New | Miscellaneous | Natural Gas | Miscellaneous | E2 |  | Codes & Standards Forecast | bar: 2019 to 2051
Commercial_College_New_Miscellaneous_Natural Gas_Miscellaneous_E3_Codes & Standards Forecast | Commercial | College | New | Miscellaneous | Natural Gas | Miscellaneous | E3 |  | Codes & Standards Forecast | bar: 2019 to 2051
Commercial_College_New_Miscellaneous_Natural Gas_Miscellaneous_E4_Codes & Standards Forecast | Commercial | College | New | Miscellaneous | Natural Gas | Miscellaneous | E4 |  | Codes & Standards Forecast | bar: 2019 to 2051
Commercial_College_New_Miscellaneous_Natural Gas_Miscellaneous_E5_Codes & Standards Forecast | Commercial | College | New | Miscellaneous | Natural Gas | Miscellaneous | E5 |  | Codes & Standards Forecast | bar: 2019 to 2051
Commercial_College_New_Miscellaneous_Natural Gas_Miscellaneous_E6_Codes & Standards Forecast | Commercial | College | New | Miscellaneous | Natural Gas | Miscellaneous | E6 |  | Codes & Standards Forecast | bar: 2019 to 2051
Commercial_College_New_Miscellaneous_Natural Gas_Miscellaneous_E7_Codes & Standards Forecast | Commercial | College | New | Miscellaneous | Natural Gas | Miscellaneous | E7 |  | Codes & Standards Forecast | bar: 2019 to 2051
Commercial_College_New_Miscellaneous_Natural Gas_Miscellaneous_E8_Codes & Standards Forecast | Commercial | College | New | Miscellaneous | Natural Gas | Miscellaneous | E8 |  | Codes & Standards Forecast | bar: 2019 to 2051
Commercial_College_New_Miscellaneous_Natural Gas_Miscellaneous_E9_Codes & Standards Forecast | Commercial | College | New | Miscellaneous | Natural Gas | Miscellaneous | E9 |  | Codes & Standards Forecast | bar: 2019 to 2051
Commercial_College_New_Miscellaneous_Natural Gas_Miscellaneous_E10_Codes & Standards Forecast | Commercial | College | New | Miscellaneous | Natural Gas | Miscellaneous | E10 |  | Codes & Standards Forecast | bar: 2019 to 2051
Commercial_Hospital_Existing_Space Heating_Natural Gas_Furnace_E1_Codes & Standards Forecast | Commercial | Hospital | Existing | Space Heating | Natural Gas | Furnace | E1 | AFUE 80% (Standard) | Codes & Standards Forecast | 100% | 100% | 100% | 100% | 100% | 100% | 100% | 100% | 100% | 100% | 100% | 100% | 100% | 100% | 100% | 100% | 100% | 100% | 100% | 100% | 100% | 100% | 100% | 100% | 100% | 100% | 100% | 100% | 100% | 100% | 100% | 100% | 100%
Commercial_Hospital_Existing_Space Heating_Natural Gas_Furnace_E2_Codes & Standards Forecast | Commercial | Hospital | Existing | Space Heating | Natural Gas | Furnace | E2 | AFUE 90% | Codes & Standards Forecast | bar: 2019 to 2051
Commercial_Hospital_Existing_Space Heating_Natural Gas_Furnace_E3_Codes & Standards Forecast | Commercial | Hospital | Existing | Space Heating | Natural Gas | Furnace | E3 | AFUE 96% | Codes & Standards Forecast | bar: 2019 to 2051
Commercial_Hospital_Existing_Space Heating_Natural Gas_Furnace_E4_Codes & Standards Forecast | Commercial | Hospital | Existing | Space Heating | Natural Gas | Furnace | E4 |  | Codes & Standards Forecast | bar: 2019 to 2051
Commercial_Hospital_Existing_Space Heating_Natural Gas_Furnace_E5_Codes & Standards Forecast | Commercial | Hospital | Existing | Space Heating | Natural Gas | Furnace | E5 |  | Codes & Standards Forecast | bar: 2019 to 2051
Commercial_Hospital_Existing_Space Heating_Natural Gas_Furnace_E6_Codes & Standards Forecast | Commercial | Hospital | Existing | Space Heating | Natural Gas | Furnace | E6 |  | Codes & Standards Forecast | bar: 2019 to 2051
Commercial_Hospital_Existing_Space Heating_Natural Gas_Furnace_E7_Codes & Standards Forecast | Commercial | Hospital | Existing | Space Heating | Natural Gas | Furnace | E7 |  | Codes & Standards Forecast | bar: 2019 to 2051
Commercial_Hospital_Existing_Space Heating_Natural Gas_Furnace_E8_Codes & Standards Forecast | Commercial | Hospital | Existing | Space Heating | Natural Gas | Furnace | E8 |  | Codes & Standards Forecast | bar: 2019 to 2051
Commercial_Hospital_Existing_Space Heating_Natural Gas_Furnace_E9_Codes & Standards Forecast | Commercial | Hospital | Existing | Space Heating | Natural Gas | Furnace | E9 |  | Codes & Standards Forecast | bar: 2019 to 2051
Commercial_Hospital_Existing_Space Heating_Natural Gas_Furnace_E10_Codes & Standards Forecast | Commercial | Hospital | Existing | Space Heating | Natural Gas | Furnace | E10 |  | Codes & Standards Forecast | bar: 2019 to 2051
Commercial_Hospital_Existing_Space Heating_Natural Gas_Boiler_E1_Codes & Standards Forecast | Commercial | Hospital | Existing | Space Heating | Natural Gas | Boiler | E1 | AFUE 80% (Standard) | Codes & Standards Forecast | 100% | 100% | 100% | 100% | 100% | 100% | 100% | 100% | 100% | 100% | 100% | 100% | 100% | 100% | 100% | 100% | 100% | 100% | 100% | 100% | 100% | 100% | 100% | 100% | 100% | 100% | 100% | 100% | 100% | 100% | 100% | 100% | 100%
Commercial_Hospital_Existing_Space Heating_Natural Gas_Boiler_E2_Codes & Standards Forecast | Commercial | Hospital | Existing | Space Heating | Natural Gas | Boiler | E2 | AFUE 85% | Codes & Standards Forecast | bar: 2019 to 2051
Commercial_Hospital_Existing_Space Heating_Natural Gas_Boiler_E3_Codes & Standards Forecast | Commercial | Hospital | Existing | Space Heating | Natural Gas | Boiler | E3 | AFUE 97% | Codes & Standards Forecast | bar: 2019 to 2051
Commercial_Hospital_Existing_Space Heating_Natural Gas_Boiler_E4_Codes & Standards Forecast | Commercial | Hospital | Existing | Space Heating | Natural Gas | Boiler | E4 | Convert to NG Air Source Heat Pump | Codes & Standards Forecast | bar: 2019 to 2051
Commercial_Hospital_Existing_Space Heating_Natural Gas_Boiler_E5_Codes & Standards Forecast | Commercial | Hospital | Existing | Space Heating | Natural Gas | Boiler | E5 |  | Codes & Standards Forecast | bar: 2019 to 2051
Commercial_Hospital_Existing_Space Heating_Natural Gas_Boiler_E6_Codes & Standards Forecast | Commercial | Hospital | Existing | Space Heating | Natural Gas | Boiler | E6 |  | Codes & Standards Forecast | bar: 2019 to 2051
Commercial_Hospital_Existing_Space Heating_Natural Gas_Boiler_E7_Codes & Standards Forecast | Commercial | Hospital | Existing | Space Heating | Natural Gas | Boiler | E7 |  | Codes & Standards Forecast | bar: 2019 to 2051
Commercial_Hospital_Existing_Space Heating_Natural Gas_Boiler_E8_Codes & Standards Forecast | Commercial | Hospital | Existing | Space Heating | Natural Gas | Boiler | E8 |  | Codes & Standards Forecast | bar: 2019 to 2051
Commercial_Hospital_Existing_Space Heating_Natural Gas_Boiler_E9_Codes & Standards Forecast | Commercial | Hospital | Existing | Space Heating | Natural Gas | Boiler | E9 |  | Codes & Standards Forecast | bar: 2019 to 2051
Commercial_Hospital_Existing_Space Heating_Natural Gas_Boiler_E10_Codes & Standards Forecast | Commercial | Hospital | Existing | Space Heating | Natural Gas | Boiler | E10 |  | Codes & Standards Forecast | bar: 2019 to 2051
Commercial_Hospital_Existing_Space Heating_Natural Gas_Unit Heater_E1_Codes & Standards Forecast | Commercial | Hospital | Existing | Space Heating | Natural Gas | Unit Heater | E1 | Standard | Codes & Standards Forecast | 100% | 100% | 100% | 100% | 100% | 100% | 100% | 100% | 100% | 100% | 100% | 100% | 100% | 100% | 100% | 100% | 100% | 100% | 100% | 100% | 100% | 100% | 100% | 100% | 100% | 100% | 100% | 100% | 100% | 100% | 100% | 100% | 100%
Commercial_Hospital_Existing_Space Heating_Natural Gas_Unit Heater_E2_Codes & Standards Forecast | Commercial | Hospital | Existing | Space Heating | Natural Gas | Unit Heater | E2 | Condensing | Codes & Standards Forecast | bar: 2019 to 2051
Commercial_Hospital_Existing_Space Heating_Natural Gas_Unit Heater_E3_Codes & Standards Forecast | Commercial | Hospital | Existing | Space Heating | Natural Gas | Unit Heater | E3 | Infrared Radiant | Codes & Standards Forecast | bar: 2019 to 2051
Commercial_Hospital_Existing_Space Heating_Natural Gas_Unit Heater_E4_Codes & Standards Forecast | Commercial | Hospital | Existing | Space Heating | Natural Gas | Unit Heater | E4 |  | Codes & Standards Forecast | bar: 2019 to 2051
Commercial_Hospital_Existing_Space Heating_Natural Gas_Unit Heater_E5_Codes & Standards Forecast | Commercial | Hospital | Existing | Space Heating | Natural Gas | Unit Heater | E5 |  | Codes & Standards Forecast | bar: 2019 to 2051
Commercial_Hospital_Existing_Space Heating_Natural Gas_Unit Heater_E6_Codes & Standards Forecast | Commercial | Hospital | Existing | Space Heating | Natural Gas | Unit Heater | E6 |  | Codes & Standards Forecast | bar: 2019 to 2051
Commercial_Hospital_Existing_Space Heating_Natural Gas_Unit Heater_E7_Codes & Standards Forecast | Commercial | Hospital | Existing | Space Heating | Natural Gas | Unit Heater | E7 |  | Codes & Standards Forecast | bar: 2019 to 2051
Commercial_Hospital_Existing_Space Heating_Natural Gas_Unit Heater_E8_Codes & Standards Forecast | Commercial | Hospital | Existing | Space Heating | Natural Gas | Unit Heater | E8 |  | Codes & Standards Forecast | bar: 2019 to 2051
Commercial_Hospital_Existing_Space Heating_Natural Gas_Unit Heater_E9_Codes & Standards Forecast | Commercial | Hospital | Existing | Space Heating | Natural Gas | Unit Heater | E9 |  | Codes & Standards Forecast | bar: 2019 to 2051
Commercial_Hospital_Existing_Space Heating_Natural Gas_Unit Heater_E10_Codes & Standards Forecast | Commercial | Hospital | Existing | Space Heating | Natural Gas | Unit Heater | E10 |  | Codes & Standards Forecast | bar: 2019 to 2051
Commercial_Hospital_Existing_Water Heating_Natural Gas_Water Heater_E1_Codes & Standards Forecast | Commercial | Hospital | Existing | Water Heating | Natural Gas | Water Heater | E1 | TE 80% | Codes & Standards Forecast | 100% | 100% | 100% | 100% | 100% | 100% | 100% | 100% | 100% | 100% | 100% | 100% | 100% | 100% | 100% | 100% | 100% | 100% | 100% | 100% | 100% | 100% | 100% | 100% | 100% | 100% | 100% | 100% | 100% | 100% | 100% | 100% | 100%
Commercial_Hospital_Existing_Water Heating_Natural Gas_Water Heater_E2_Codes & Standards Forecast | Commercial | Hospital | Existing | Water Heating | Natural Gas | Water Heater | E2 | TE 81% | Codes & Standards Forecast | bar: 2019 to 2051
Commercial_Hospital_Existing_Water Heating_Natural Gas_Water Heater_E3_Codes & Standards Forecast | Commercial | Hospital | Existing | Water Heating | Natural Gas | Water Heater | E3 | TE 88% | Codes & Standards Forecast | bar: 2019 to 2051
Commercial_Hospital_Existing_Water Heating_Natural Gas_Water Heater_E4_Codes & Standards Forecast | Commercial | Hospital | Existing | Water Heating | Natural Gas | Water Heater | E4 | TE 94% | Codes & Standards Forecast | bar: 2019 to 2051
Commercial_Hospital_Existing_Water Heating_Natural Gas_Water Heater_E5_Codes & Standards Forecast | Commercial | Hospital | Existing | Water Heating | Natural Gas | Water Heater | E5 | TE 96% | Codes & Standards Forecast | bar: 2019 to 2051
Commercial_Hospital_Existing_Water Heating_Natural Gas_Water Heater_E6_Codes & Standards Forecast | Commercial | Hospital | Existing | Water Heating | Natural Gas | Water Heater | E6 | Tankless | Codes & Standards Forecast | bar: 2019 to 2051
Commercial_Hospital_Existing_Water Heating_Natural Gas_Water Heater_E7_Codes & Standards Forecast | Commercial | Hospital | Existing | Water Heating | Natural Gas | Water Heater | E7 | Gas-Fired Absorption HPWH | Codes & Standards Forecast | bar: 2019 to 2051
Commercial_Hospital_Existing_Water Heating_Natural Gas_Water Heater_E8_Codes & Standards Forecast | Commercial | Hospital | Existing | Water Heating | Natural Gas | Water Heater | E8 |  | Codes & Standards Forecast | bar: 2019 to 2051
Commercial_Hospital_Existing_Water Heating_Natural Gas_Water Heater_E9_Codes & Standards Forecast | Commercial | Hospital | Existing | Water Heating | Natural Gas | Water Heater | E9 |  | Codes & Standards Forecast | bar: 2019 to 2051
Commercial_Hospital_Existing_Water Heating_Natural Gas_Water Heater_E10_Codes & Standards Forecast | Commercial | Hospital | Existing | Water Heating | Natural Gas | Water Heater | E10 |  | Codes & Standards Forecast | bar: 2019 to 2051
Commercial_Hospital_Existing_Food Preparation_Natural Gas_Oven_E1_Codes & Standards Forecast | Commercial | Hospital | Existing | Food Preparation | Natural Gas | Oven | E1 | Standard | Codes & Standards Forecast | 100% | 100% | 100% | 100% | 100% | 100% | 100% | 100% | 100% | 100% | 100% | 100% | 100% | 100% | 100% | 100% | 100% | 100% | 100% | 100% | 100% | 100% | 100% | 100% | 100% | 100% | 100% | 100% | 100% | 100% | 100% | 100% | 100%
Commercial_Hospital_Existing_Food Preparation_Natural Gas_Oven_E2_Codes & Standards Forecast | Commercial | Hospital | Existing | Food Preparation | Natural Gas | Oven | E2 | ENERGY STAR (>44% Baking Efficiency) | Codes & Standards Forecast | bar: 2019 to 2051
Commercial_Hospital_Existing_Food Preparation_Natural Gas_Oven_E3_Codes & Standards Forecast | Commercial | Hospital | Existing | Food Preparation | Natural Gas | Oven | E3 |  | Codes & Standards Forecast | bar: 2019 to 2051
Commercial_Hospital_Existing_Food Preparation_Natural Gas_Oven_E4_Codes & Standards Forecast | Commercial | Hospital | Existing | Food Preparation | Natural Gas | Oven | E4 |  | Codes & Standards Forecast | bar: 2019 to 2051
Commercial_Hospital_Existing_Food Preparation_Natural Gas_Oven_E5_Codes & Standards Forecast | Commercial | Hospital | Existing | Food Preparation | Natural Gas | Oven | E5 |  | Codes & Standards Forecast | bar: 2019 to 2051
Commercial_Hospital_Existing_Food Preparation_Natural Gas_Oven_E6_Codes & Standards Forecast | Commercial | Hospital | Existing | Food Preparation | Natural Gas | Oven | E6 |  | Codes & Standards Forecast | bar: 2019 to 2051
Commercial_Hospital_Existing_Food Preparation_Natural Gas_Oven_E7_Codes & Standards Forecast | Commercial | Hospital | Existing | Food Preparation | Natural Gas | Oven | E7 |  | Codes & Standards Forecast | bar: 2019 to 2051
Commercial_Hospital_Existing_Food Preparation_Natural Gas_Oven_E8_Codes & Standards Forecast | Commercial | Hospital | Existing | Food Preparation | Natural Gas | Oven | E8 |  | Codes & Standards Forecast | bar: 2019 to 2051
Commercial_Hospital_Existing_Food Preparation_Natural Gas_Oven_E9_Codes & Standards Forecast | Commercial | Hospital | Existing | Food Preparation | Natural Gas | Oven | E9 |  | Codes & Standards Forecast | bar: 2019 to 2051
Commercial_Hospital_Existing_Food Preparation_Natural Gas_Oven_E10_Codes & Standards Forecast | Commercial | Hospital | Existing | Food Preparation | Natural Gas | Oven | E10 |  | Codes & Standards Forecast | bar: 2019 to 2051
Commercial_Hospital_Existing_Food Preparation_Natural Gas_Conveyor Oven_E1_Codes & Standards Forecast | Commercial | Hospital | Existing | Food Preparation | Natural Gas | Conveyor Oven | E1 | Standard | Codes & Standards Forecast | 100% | 100% | 100% | 100% | 100% | 100% | 100% | 100% | 100% | 100% | 100% | 100% | 100% | 100% | 100% | 100% | 100% | 100% | 100% | 100% | 100% | 100% | 100% | 100% | 100% | 100% | 100% | 100% | 100% | 100% | 100% | 100% | 100%
Commercial_Hospital_Existing_Food Preparation_Natural Gas_Conveyor Oven_E2_Codes & Standards Forecast | Commercial | Hospital | Existing | Food Preparation | Natural Gas | Conveyor Oven | E2 | Efficient (>44% Baking Efficiency) | Codes & Standards Forecast | bar: 2019 to 2051
Commercial_Hospital_Existing_Food Preparation_Natural Gas_Conveyor Oven_E3_Codes & Standards Forecast | Commercial | Hospital | Existing | Food Preparation | Natural Gas | Conveyor Oven | E3 |  | Codes & Standards Forecast | bar: 2019 to 2051
Commercial_Hospital_Existing_Food Preparation_Natural Gas_Conveyor Oven_E4_Codes & Standards Forecast | Commercial | Hospital | Existing | Food Preparation | Natural Gas | Conveyor Oven | E4 |  | Codes & Standards Forecast | bar: 2019 to 2051
Commercial_Hospital_Existing_Food Preparation_Natural Gas_Conveyor Oven_E5_Codes & Standards Forecast | Commercial | Hospital | Existing | Food Preparation | Natural Gas | Conveyor Oven | E5 |  | Codes & Standards Forecast | bar: 2019 to 2051
Commercial_Hospital_Existing_Food Preparation_Natural Gas_Conveyor Oven_E6_Codes & Standards Forecast | Commercial | Hospital | Existing | Food Preparation | Natural Gas | Conveyor Oven | E6 |  | Codes & Standards Forecast | bar: 2019 to 2051
Commercial_Hospital_Existing_Food Preparation_Natural Gas_Conveyor Oven_E7_Codes & Standards Forecast | Commercial | Hospital | Existing | Food Preparation | Natural Gas | Conveyor Oven | E7 |  | Codes & Standards Forecast | bar: 2019 to 2051
Commercial_Hospital_Existing_Food Preparation_Natural Gas_Conveyor Oven_E8_Codes & Standards Forecast | Commercial | Hospital | Existing | Food Preparation | Natural Gas | Conveyor Oven | E8 |  | Codes & Standards Forecast | bar: 2019 to 2051
Commercial_Hospital_Existing_Food Preparation_Natural Gas_Conveyor Oven_E9_Codes & Standards Forecast | Commercial | Hospital | Existing | Food Preparation | Natural Gas | Conveyor Oven | E9 |  | Codes & Standards Forecast | bar: 2019 to 2051
Commercial_Hospital_Existing_Food Preparation_Natural Gas_Conveyor Oven_E10_Codes & Standards Forecast | Commercial | Hospital | Existing | Food Preparation | Natural Gas | Conveyor Oven | E10 |  | Codes & Standards Forecast | bar: 2019 to 2051
Commercial_Hospital_Existing_Food Preparation_Natural Gas_Double Rack Oven_E1_Codes & Standards Forecast | Commercial | Hospital | Existing | Food Preparation | Natural Gas | Double Rack Oven | E1 | Standard | Codes & Standards Forecast | 100% | 100% | 100% | 100% | 100% | 100% | 100% | 100% | 100% | 100% | 100% | 100% | 100% | 100% | 100% | 100% | 100% | 100% | 100% | 100% | 100% | 100% | 100% | 100% | 100% | 100% | 100% | 100% | 100% | 100% | 100% | 100% | 100%
Commercial_Hospital_Existing_Food Preparation_Natural Gas_Double Rack Oven_E2_Codes & Standards Forecast | Commercial | Hospital | Existing | Food Preparation | Natural Gas | Double Rack Oven | E2 | FTSC Qualified (>50% Cooking Efficiency) | Codes & Standards Forecast | bar: 2019 to 2051
Commercial_Hospital_Existing_Food Preparation_Natural Gas_Double Rack Oven_E3_Codes & Standards Forecast | Commercial | Hospital | Existing | Food Preparation | Natural Gas | Double Rack Oven | E3 |  | Codes & Standards Forecast | bar: 2019 to 2051
Commercial_Hospital_Existing_Food Preparation_Natural Gas_Double Rack Oven_E4_Codes & Standards Forecast | Commercial | Hospital | Existing | Food Preparation | Natural Gas | Double Rack Oven | E4 |  | Codes & Standards Forecast | bar: 2019 to 2051
Commercial_Hospital_Existing_Food Preparation_Natural Gas_Double Rack Oven_E5_Codes & Standards Forecast | Commercial | Hospital | Existing | Food Preparation | Natural Gas | Double Rack Oven | E5 |  | Codes & Standards Forecast | bar: 2019 to 2051
Commercial_Hospital_Existing_Food Preparation_Natural Gas_Double Rack Oven_E6_Codes & Standards Forecast | Commercial | Hospital | Existing | Food Preparation | Natural Gas | Double Rack Oven | E6 |  | Codes & Standards Forecast | bar: 2019 to 2051
Commercial_Hospital_Existing_Food Preparation_Natural Gas_Double Rack Oven_E7_Codes & Standards Forecast | Commercial | Hospital | Existing | Food Preparation | Natural Gas | Double Rack Oven | E7 |  | Codes & Standards Forecast | bar: 2019 to 2051
Commercial_Hospital_Existing_Food Preparation_Natural Gas_Double Rack Oven_E8_Codes & Standards Forecast | Commercial | Hospital | Existing | Food Preparation | Natural Gas | Double Rack Oven | E8 |  | Codes & Standards Forecast | bar: 2019 to 2051
Commercial_Hospital_Existing_Food Preparation_Natural Gas_Double Rack Oven_E9_Codes & Standards Forecast | Commercial | Hospital | Existing | Food Preparation | Natural Gas | Double Rack Oven | E9 |  | Codes & Standards Forecast | bar: 2019 to 2051
Commercial_Hospital_Existing_Food Preparation_Natural Gas_Double Rack Oven_E10_Codes & Standards Forecast | Commercial | Hospital | Existing | Food Preparation | Natural Gas | Double Rack Oven | E10 |  | Codes & Standards Forecast | bar: 2019 to 2051
Commercial_Hospital_Existing_Food Preparation_Natural Gas_Fryer_E1_Codes & Standards Forecast | Commercial | Hospital | Existing | Food Preparation | Natural Gas | Fryer | E1 | Standard | Codes & Standards Forecast | 100% | 100% | 100% | 0% | 0% | 0% | 0% | 0% | 0% | 0% | 0% | 0% | 0% | 0% | 0% | 0% | 0% | 0% | 0% | 0% | 0% | 0% | 0% | 0% | 0% | 0% | 0% | 0% | 0% | 0% | 0% | 0% | 0%
Commercial_Hospital_Existing_Food Preparation_Natural Gas_Fryer_E2_Codes & Standards Forecast | Commercial | Hospital | Existing | Food Preparation | Natural Gas | Fryer | E2 | ENERGY STAR | Codes & Standards Forecast | 0% | 0% | 0% | 100% | 100% | 100% | 100% | 100% | 100% | 100% | 100% | 100% | 100% | 100% | 100% | 100% | 100% | 100% | 100% | 100% | 100% | 100% | 100% | 100% | 100% | 100% | 100% | 100% | 100% | 100% | 100% | 100% | 100%
Commercial_Hospital_Existing_Food Preparation_Natural Gas_Fryer_E3_Codes & Standards Forecast | Commercial | Hospital | Existing | Food Preparation | Natural Gas | Fryer | E3 |  | Codes & Standards Forecast | bar: 2019 to 2051
Commercial_Hospital_Existing_Food Preparation_Natural Gas_Fryer_E4_Codes & Standards Forecast | Commercial | Hospital | Existing | Food Preparation | Natural Gas | Fryer | E4 |  | Codes & Standards Forecast | bar: 2019 to 2051
Commercial_Hospital_Existing_Food Preparation_Natural Gas_Fryer_E5_Codes & Standards Forecast | Commercial | Hospital | Existing | Food Preparation | Natural Gas | Fryer | E5 |  | Codes & Standards Forecast | bar: 2019 to 2051
Commercial_Hospital_Existing_Food Preparation_Natural Gas_Fryer_E6_Codes & Standards Forecast | Commercial | Hospital | Existing | Food Preparation | Natural Gas | Fryer | E6 |  | Codes & Standards Forecast | bar: 2019 to 2051
Commercial_Hospital_Existing_Food Preparation_Natural Gas_Fryer_E7_Codes & Standards Forecast | Commercial | Hospital | Existing | Food Preparation | Natural Gas | Fryer | E7 |  | Codes & Standards Forecast | bar: 2019 to 2051
Commercial_Hospital_Existing_Food Preparation_Natural Gas_Fryer_E8_Codes & Standards Forecast | Commercial | Hospital | Existing | Food Preparation | Natural Gas | Fryer | E8 |  | Codes & Standards Forecast | bar: 2019 to 2051
Commercial_Hospital_Existing_Food Preparation_Natural Gas_Fryer_E9_Codes & Standards Forecast | Commercial | Hospital | Existing | Food Preparation | Natural Gas | Fryer | E9 |  | Codes & Standards Forecast | bar: 2019 to 2051
Commercial_Hospital_Existing_Food Preparation_Natural Gas_Fryer_E10_Codes & Standards Forecast | Commercial | Hospital | Existing | Food Preparation | Natural Gas | Fryer | E10 |  | Codes & Standards Forecast | bar: 2019 to 2051
Commercial_Hospital_Existing_Food Preparation_Natural Gas_Broiler_E1_Codes & Standards Forecast | Commercial | Hospital | Existing | Food Preparation | Natural Gas | Broiler | E1 | Standard | Codes & Standards Forecast | 100% | 100% | 100% | 100% | 100% | 100% | 100% | 100% | 100% | 100% | 100% | 100% | 100% | 100% | 100% | 100% | 100% | 100% | 100% | 100% | 100% | 100% | 100% | 100% | 100% | 100% | 100% | 100% | 100% | 100% | 100% | 100% | 100%
Commercial_Hospital_Existing_Food Preparation_Natural Gas_Broiler_E2_Codes & Standards Forecast | Commercial | Hospital | Existing | Food Preparation | Natural Gas | Broiler | E2 | Infrared Burners | Codes & Standards Forecast | bar: 2019 to 2051
Commercial_Hospital_Existing_Food Preparation_Natural Gas_Broiler_E3_Codes & Standards Forecast | Commercial | Hospital | Existing | Food Preparation | Natural Gas | Broiler | E3 |  | Codes & Standards Forecast | bar: 2019 to 2051
Commercial_Hospital_Existing_Food Preparation_Natural Gas_Broiler_E4_Codes & Standards Forecast | Commercial | Hospital | Existing | Food Preparation | Natural Gas | Broiler | E4 |  | Codes & Standards Forecast | bar: 2019 to 2051
Commercial_Hospital_Existing_Food Preparation_Natural Gas_Broiler_E5_Codes & Standards Forecast | Commercial | Hospital | Existing | Food Preparation | Natural Gas | Broiler | E5 |  | Codes & Standards Forecast | bar: 2019 to 2051
Commercial_Hospital_Existing_Food Preparation_Natural Gas_Broiler_E6_Codes & Standards Forecast | Commercial | Hospital | Existing | Food Preparation | Natural Gas | Broiler | E6 |  | Codes & Standards Forecast | bar: 2019 to 2051
Commercial_Hospital_Existing_Food Preparation_Natural Gas_Broiler_E7_Codes & Standards Forecast | Commercial | Hospital | Existing | Food Preparation | Natural Gas | Broiler | E7 |  | Codes & Standards Forecast | bar: 2019 to 2051
Commercial_Hospital_Existing_Food Preparation_Natural Gas_Broiler_E8_Codes & Standards Forecast | Commercial | Hospital | Existing | Food Preparation | Natural Gas | Broiler | E8 |  | Codes & Standards Forecast | bar: 2019 to 2051
Commercial_Hospital_Existing_Food Preparation_Natural Gas_Broiler_E9_Codes & Standards Forecast | Commercial | Hospital | Existing | Food Preparation | Natural Gas | Broiler | E9 |  | Codes & Standards Forecast | bar: 2019 to 2051
Commercial_Hospital_Existing_Food Preparation_Natural Gas_Broiler_E10_Codes & Standards Forecast | Commercial | Hospital | Existing | Food Preparation | Natural Gas | Broiler | E10 |  | Codes & Standards Forecast | bar: 2019 to 2051
Commercial_Hospital_Existing_Food Preparation_Natural Gas_Griddle_E1_Codes & Standards Forecast | Commercial | Hospital | Existing | Food Preparation | Natural Gas | Griddle | E1 | Standard | Codes & Standards Forecast | 100% | 100% | 100% | 100% | 100% | 100% | 100% | 100% | 100% | 100% | 100% | 100% | 100% | 100% | 100% | 100% | 100% | 100% | 100% | 100% | 100% | 100% | 100% | 100% | 100% | 100% | 100% | 100% | 100% | 100% | 100% | 100% | 100%
Commercial_Hospital_Existing_Food Preparation_Natural Gas_Griddle_E2_Codes & Standards Forecast | Commercial | Hospital | Existing | Food Preparation | Natural Gas | Griddle | E2 | ENERGY STAR | Codes & Standards Forecast | bar: 2019 to 2051
Commercial_Hospital_Existing_Food Preparation_Natural Gas_Griddle_E3_Codes & Standards Forecast | Commercial | Hospital | Existing | Food Preparation | Natural Gas | Griddle | E3 |  | Codes & Standards Forecast | bar: 2019 to 2051
Commercial_Hospital_Existing_Food Preparation_Natural Gas_Griddle_E4_Codes & Standards Forecast | Commercial | Hospital | Existing | Food Preparation | Natural Gas | Griddle | E4 |  | Codes & Standards Forecast | bar: 2019 to 2051
Commercial_Hospital_Existing_Food Preparation_Natural Gas_Griddle_E5_Codes & Standards Forecast | Commercial | Hospital | Existing | Food Preparation | Natural Gas | Griddle | E5 |  | Codes & Standards Forecast | bar: 2019 to 2051
Commercial_Hospital_Existing_Food Preparation_Natural Gas_Griddle_E6_Codes & Standards Forecast | Commercial | Hospital | Existing | Food Preparation | Natural Gas | Griddle | E6 |  | Codes & Standards Forecast | bar: 2019 to 2051
Commercial_Hospital_Existing_Food Preparation_Natural Gas_Griddle_E7_Codes & Standards Forecast | Commercial | Hospital | Existing | Food Preparation | Natural Gas | Griddle | E7 |  | Codes & Standards Forecast | bar: 2019 to 2051
Commercial_Hospital_Existing_Food Preparation_Natural Gas_Griddle_E8_Codes & Standards Forecast | Commercial | Hospital | Existing | Food Preparation | Natural Gas | Griddle | E8 |  | Codes & Standards Forecast | bar: 2019 to 2051
Commercial_Hospital_Existing_Food Preparation_Natural Gas_Griddle_E9_Codes & Standards Forecast | Commercial | Hospital | Existing | Food Preparation | Natural Gas | Griddle | E9 |  | Codes & Standards Forecast | bar: 2019 to 2051
Commercial_Hospital_Existing_Food Preparation_Natural Gas_Griddle_E10_Codes & Standards Forecast | Commercial | Hospital | Existing | Food Preparation | Natural Gas | Griddle | E10 |  | Codes & Standards Forecast | bar: 2019 to 2051
Commercial_Hospital_Existing_Food Preparation_Natural Gas_Range_E1_Codes & Standards Forecast | Commercial | Hospital | Existing | Food Preparation | Natural Gas | Range | E1 | Standard | Codes & Standards Forecast | 100% | 100% | 100% | 100% | 100% | 100% | 100% | 100% | 100% | 100% | 100% | 100% | 100% | 100% | 100% | 100% | 100% | 100% | 100% | 100% | 100% | 100% | 100% | 100% | 100% | 100% | 100% | 100% | 100% | 100% | 100% | 100% | 100%
Commercial_Hospital_Existing_Food Preparation_Natural Gas_Range_E2_Codes & Standards Forecast | Commercial | Hospital | Existing | Food Preparation | Natural Gas | Range | E2 | High Efficiency | Codes & Standards Forecast | bar: 2019 to 2051
Commercial_Hospital_Existing_Food Preparation_Natural Gas_Range_E3_Codes & Standards Forecast | Commercial | Hospital | Existing | Food Preparation | Natural Gas | Range | E3 |  | Codes & Standards Forecast | bar: 2019 to 2051
Commercial_Hospital_Existing_Food Preparation_Natural Gas_Range_E4_Codes & Standards Forecast | Commercial | Hospital | Existing | Food Preparation | Natural Gas | Range | E4 |  | Codes & Standards Forecast | bar: 2019 to 2051
Commercial_Hospital_Existing_Food Preparation_Natural Gas_Range_E5_Codes & Standards Forecast | Commercial | Hospital | Existing | Food Preparation | Natural Gas | Range | E5 |  | Codes & Standards Forecast | bar: 2019 to 2051
Commercial_Hospital_Existing_Food Preparation_Natural Gas_Range_E6_Codes & Standards Forecast | Commercial | Hospital | Existing | Food Preparation | Natural Gas | Range | E6 |  | Codes & Standards Forecast | bar: 2019 to 2051
Commercial_Hospital_Existing_Food Preparation_Natural Gas_Range_E7_Codes & Standards Forecast | Commercial | Hospital | Existing | Food Preparation | Natural Gas | Range | E7 |  | Codes & Standards Forecast | bar: 2019 to 2051
Commercial_Hospital_Existing_Food Preparation_Natural Gas_Range_E8_Codes & Standards Forecast | Commercial | Hospital | Existing | Food Preparation | Natural Gas | Range | E8 |  | Codes & Standards Forecast | bar: 2019 to 2051
Commercial_Hospital_Existing_Food Preparation_Natural Gas_Range_E9_Codes & Standards Forecast | Commercial | Hospital | Existing | Food Preparation | Natural Gas | Range | E9 |  | Codes & Standards Forecast | bar: 2019 to 2051
Commercial_Hospital_Existing_Food Preparation_Natural Gas_Range_E10_Codes & Standards Forecast | Commercial | Hospital | Existing | Food Preparation | Natural Gas | Range | E10 |  | Codes & Standards Forecast | bar: 2019 to 2051
Commercial_Hospital_Existing_Food Preparation_Natural Gas_Steamer_E1_Codes & Standards Forecast | Commercial | Hospital | Existing | Food Preparation | Natural Gas | Steamer | E1 | Standard | Codes & Standards Forecast | 100% | 100% | 100% | 0% | 0% | 0% | 0% | 0% | 0% | 0% | 0% | 0% | 0% | 0% | 0% | 0% | 0% | 0% | 0% | 0% | 0% | 0% | 0% | 0% | 0% | 0% | 0% | 0% | 0% | 0% | 0% | 0% | 0%
Commercial_Hospital_Existing_Food Preparation_Natural Gas_Steamer_E2_Codes & Standards Forecast | Commercial | Hospital | Existing | Food Preparation | Natural Gas | Steamer | E2 | ENERGY STAR | Codes & Standards Forecast | 0% | 0% | 0% | 100% | 100% | 100% | 100% | 100% | 100% | 100% | 100% | 100% | 100% | 100% | 100% | 100% | 100% | 100% | 100% | 100% | 100% | 100% | 100% | 100% | 100% | 100% | 100% | 100% | 100% | 100% | 100% | 100% | 100%
Commercial_Hospital_Existing_Food Preparation_Natural Gas_Steamer_E3_Codes & Standards Forecast | Commercial | Hospital | Existing | Food Preparation | Natural Gas | Steamer | E3 |  | Codes & Standards Forecast | bar: 2019 to 2051
Commercial_Hospital_Existing_Food Preparation_Natural Gas_Steamer_E4_Codes & Standards Forecast | Commercial | Hospital | Existing | Food Preparation | Natural Gas | Steamer | E4 |  | Codes & Standards Forecast | bar: 2019 to 2051
Commercial_Hospital_Existing_Food Preparation_Natural Gas_Steamer_E5_Codes & Standards Forecast | Commercial | Hospital | Existing | Food Preparation | Natural Gas | Steamer | E5 |  | Codes & Standards Forecast | bar: 2019 to 2051
Commercial_Hospital_Existing_Food Preparation_Natural Gas_Steamer_E6_Codes & Standards Forecast | Commercial | Hospital | Existing | Food Preparation | Natural Gas | Steamer | E6 |  | Codes & Standards Forecast | bar: 2019 to 2051
Commercial_Hospital_Existing_Food Preparation_Natural Gas_Steamer_E7_Codes & Standards Forecast | Commercial | Hospital | Existing | Food Preparation | Natural Gas | Steamer | E7 |  | Codes & Standards Forecast | bar: 2019 to 2051
Commercial_Hospital_Existing_Food Preparation_Natural Gas_Steamer_E8_Codes & Standards Forecast | Commercial | Hospital | Existing | Food Preparation | Natural Gas | Steamer | E8 |  | Codes & Standards Forecast | bar: 2019 to 2051
Commercial_Hospital_Existing_Food Preparation_Natural Gas_Steamer_E9_Codes & Standards Forecast | Commercial | Hospital | Existing | Food Preparation | Natural Gas | Steamer | E9 |  | Codes & Standards Forecast | bar: 2019 to 2051
Commercial_Hospital_Existing_Food Preparation_Natural Gas_Steamer_E10_Codes & Standards Forecast | Commercial | Hospital | Existing | Food Preparation | Natural Gas | Steamer | E10 |  | Codes & Standards Forecast | bar: 2019 to 2051
Commercial_Hospital_Existing_Food Preparation_Natural Gas_Food Prep Other_E1_Codes & Standards Forecast | Commercial | Hospital | Existing | Food Preparation | Natural Gas | Food Prep Other | E1 | Standard | Codes & Standards Forecast | 100% | 100% | 100% | 100% | 100% | 100% | 100% | 100% | 100% | 100% | 100% | 100% | 100% | 100% | 100% | 100% | 100% | 100% | 100% | 100% | 100% | 100% | 100% | 100% | 100% | 100% | 100% | 100% | 100% | 100% | 100% | 100% | 100%
Commercial_Hospital_Existing_Food Preparation_Natural Gas_Food Prep Other_E2_Codes & Standards Forecast | Commercial | Hospital | Existing | Food Preparation | Natural Gas | Food Prep Other | E2 | ENERGY STAR | Codes & Standards Forecast | bar: 2019 to 2051
Commercial_Hospital_Existing_Food Preparation_Natural Gas_Food Prep Other_E3_Codes & Standards Forecast | Commercial | Hospital | Existing | Food Preparation | Natural Gas | Food Prep Other | E3 |  | Codes & Standards Forecast | bar: 2019 to 2051
Commercial_Hospital_Existing_Food Preparation_Natural Gas_Food Prep Other_E4_Codes & Standards Forecast | Commercial | Hospital | Existing | Food Preparation | Natural Gas | Food Prep Other | E4 |  | Codes & Standards Forecast | bar: 2019 to 2051
Commercial_Hospital_Existing_Food Preparation_Natural Gas_Food Prep Other_E5_Codes & Standards Forecast | Commercial | Hospital | Existing | Food Preparation | Natural Gas | Food Prep Other | E5 |  | Codes & Standards Forecast | bar: 2019 to 2051
Commercial_Hospital_Existing_Food Preparation_Natural Gas_Food Prep Other_E6_Codes & Standards Forecast | Commercial | Hospital | Existing | Food Preparation | Natural Gas | Food Prep Other | E6 |  | Codes & Standards Forecast | bar: 2019 to 2051
Commercial_Hospital_Existing_Food Preparation_Natural Gas_Food Prep Other_E7_Codes & Standards Forecast | Commercial | Hospital | Existing | Food Preparation | Natural Gas | Food Prep Other | E7 |  | Codes & Standards Forecast | bar: 2019 to 2051
Commercial_Hospital_Existing_Food Preparation_Natural Gas_Food Prep Other_E8_Codes & Standards Forecast | Commercial | Hospital | Existing | Food Preparation | Natural Gas | Food Prep Other | E8 |  | Codes & Standards Forecast | bar: 2019 to 2051
Commercial_Hospital_Existing_Food Preparation_Natural Gas_Food Prep Other_E9_Codes & Standards Forecast | Commercial | Hospital | Existing | Food Preparation | Natural Gas | Food Prep Other | E9 |  | Codes & Standards Forecast | bar: 2019 to 2051
Commercial_Hospital_Existing_Food Preparation_Natural Gas_Food Prep Other_E10_Codes & Standards Forecast | Commercial | Hospital | Existing | Food Preparation | Natural Gas | Food Prep Other | E10 |  | Codes & Standards Forecast | bar: 2019 to 2051
Commercial_Hospital_Existing_Miscellaneous_Natural Gas_Pool Heater_E1_Codes & Standards Forecast | Commercial | Hospital | Existing | Miscellaneous | Natural Gas | Pool Heater | E1 | Standard (EF .78) | Codes & Standards Forecast | 100% | 100% | 100% | 100% | 100% | 100% | 100% | 100% | 100% | 100% | 100% | 100% | 100% | 100% | 100% | 100% | 100% | 100% | 100% | 100% | 100% | 100% | 100% | 100% | 100% | 100% | 100% | 100% | 100% | 100% | 100% | 100% | 100%
Commercial_Hospital_Existing_Miscellaneous_Natural Gas_Pool Heater_E2_Codes & Standards Forecast | Commercial | Hospital | Existing | Miscellaneous | Natural Gas | Pool Heater | E2 | Condensing (EF .90) | Codes & Standards Forecast | bar: 2019 to 2051
Commercial_Hospital_Existing_Miscellaneous_Natural Gas_Pool Heater_E3_Codes & Standards Forecast | Commercial | Hospital | Existing | Miscellaneous | Natural Gas | Pool Heater | E3 |  | Codes & Standards Forecast | bar: 2019 to 2051
Commercial_Hospital_Existing_Miscellaneous_Natural Gas_Pool Heater_E4_Codes & Standards Forecast | Commercial | Hospital | Existing | Miscellaneous | Natural Gas | Pool Heater | E4 |  | Codes & Standards Forecast | bar: 2019 to 2051
Commercial_Hospital_Existing_Miscellaneous_Natural Gas_Pool Heater_E5_Codes & Standards Forecast | Commercial | Hospital | Existing | Miscellaneous | Natural Gas | Pool Heater | E5 |  | Codes & Standards Forecast | bar: 2019 to 2051
Commercial_Hospital_Existing_Miscellaneous_Natural Gas_Pool Heater_E6_Codes & Standards Forecast | Commercial | Hospital | Existing | Miscellaneous | Natural Gas | Pool Heater | E6 |  | Codes & Standards Forecast | bar: 2019 to 2051
Commercial_Hospital_Existing_Miscellaneous_Natural Gas_Pool Heater_E7_Codes & Standards Forecast | Commercial | Hospital | Existing | Miscellaneous | Natural Gas | Pool Heater | E7 |  | Codes & Standards Forecast | bar: 2019 to 2051
Commercial_Hospital_Existing_Miscellaneous_Natural Gas_Pool Heater_E8_Codes & Standards Forecast | Commercial | Hospital | Existing | Miscellaneous | Natural Gas | Pool Heater | E8 |  | Codes & Standards Forecast | bar: 2019 to 2051
Commercial_Hospital_Existing_Miscellaneous_Natural Gas_Pool Heater_E9_Codes & Standards Forecast | Commercial | Hospital | Existing | Miscellaneous | Natural Gas | Pool Heater | E9 |  | Codes & Standards Forecast | bar: 2019 to 2051
Commercial_Hospital_Existing_Miscellaneous_Natural Gas_Pool Heater_E10_Codes & Standards Forecast | Commercial | Hospital | Existing | Miscellaneous | Natural Gas | Pool Heater | E10 |  | Codes & Standards Forecast | bar: 2019 to 2051
Commercial_Hospital_Existing_Miscellaneous_Natural Gas_Miscellaneous_E1_Codes & Standards Forecast | Commercial | Hospital | Existing | Miscellaneous | Natural Gas | Miscellaneous | E1 | Miscellaneous | Codes & Standards Forecast | 100% | 100% | 100% | 100% | 100% | 100% | 100% | 100% | 100% | 100% | 100% | 100% | 100% | 100% | 100% | 100% | 100% | 100% | 100% | 100% | 100% | 100% | 100% | 100% | 100% | 100% | 100% | 100% | 100% | 100% | 100% | 100% | 100%
Commercial_Hospital_Existing_Miscellaneous_Natural Gas_Miscellaneous_E2_Codes & Standards Forecast | Commercial | Hospital | Existing | Miscellaneous | Natural Gas | Miscellaneous | E2 |  | Codes & Standards Forecast | bar: 2019 to 2051
Commercial_Hospital_Existing_Miscellaneous_Natural Gas_Miscellaneous_E3_Codes & Standards Forecast | Commercial | Hospital | Existing | Miscellaneous | Natural Gas | Miscellaneous | E3 |  | Codes & Standards Forecast | bar: 2019 to 2051
Commercial_Hospital_Existing_Miscellaneous_Natural Gas_Miscellaneous_E4_Codes & Standards Forecast | Commercial | Hospital | Existing | Miscellaneous | Natural Gas | Miscellaneous | E4 |  | Codes & Standards Forecast | bar: 2019 to 2051
Commercial_Hospital_Existing_Miscellaneous_Natural Gas_Miscellaneous_E5_Codes & Standards Forecast | Commercial | Hospital | Existing | Miscellaneous | Natural Gas | Miscellaneous | E5 |  | Codes & Standards Forecast | bar: 2019 to 2051
Commercial_Hospital_Existing_Miscellaneous_Natural Gas_Miscellaneous_E6_Codes & Standards Forecast | Commercial | Hospital | Existing | Miscellaneous | Natural Gas | Miscellaneous | E6 |  | Codes & Standards Forecast | bar: 2019 to 2051
Commercial_Hospital_Existing_Miscellaneous_Natural Gas_Miscellaneous_E7_Codes & Standards Forecast | Commercial | Hospital | Existing | Miscellaneous | Natural Gas | Miscellaneous | E7 |  | Codes & Standards Forecast | bar: 2019 to 2051
Commercial_Hospital_Existing_Miscellaneous_Natural Gas_Miscellaneous_E8_Codes & Standards Forecast | Commercial | Hospital | Existing | Miscellaneous | Natural Gas | Miscellaneous | E8 |  | Codes & Standards Forecast | bar: 2019 to 2051
Commercial_Hospital_Existing_Miscellaneous_Natural Gas_Miscellaneous_E9_Codes & Standards Forecast | Commercial | Hospital | Existing | Miscellaneous | Natural Gas | Miscellaneous | E9 |  | Codes & Standards Forecast | bar: 2019 to 2051
Commercial_Hospital_Existing_Miscellaneous_Natural Gas_Miscellaneous_E10_Codes & Standards Forecast | Commercial | Hospital | Existing | Miscellaneous | Natural Gas | Miscellaneous | E10 |  | Codes & Standards Forecast | bar: 2019 to 2051
Commercial_Hospital_New_Space Heating_Natural Gas_Furnace_E1_Codes & Standards Forecast | Commercial | Hospital | New | Space Heating | Natural Gas | Furnace | E1 | AFUE 80% (Standard) | Codes & Standards Forecast | 100% | 100% | 100% | 100% | 100% | 100% | 100% | 100% | 100% | 100% | 100% | 100% | 100% | 100% | 100% | 100% | 100% | 100% | 100% | 100% | 100% | 100% | 100% | 100% | 100% | 100% | 100% | 100% | 100% | 100% | 100% | 100% | 100%
Commercial_Hospital_New_Space Heating_Natural Gas_Furnace_E2_Codes & Standards Forecast | Commercial | Hospital | New | Space Heating | Natural Gas | Furnace | E2 | AFUE 90% | Codes & Standards Forecast | bar: 2019 to 2051
Commercial_Hospital_New_Space Heating_Natural Gas_Furnace_E3_Codes & Standards Forecast | Commercial | Hospital | New | Space Heating | Natural Gas | Furnace | E3 | AFUE 96% | Codes & Standards Forecast | bar: 2019 to 2051
Commercial_Hospital_New_Space Heating_Natural Gas_Furnace_E4_Codes & Standards Forecast | Commercial | Hospital | New | Space Heating | Natural Gas | Furnace | E4 |  | Codes & Standards Forecast | bar: 2019 to 2051
Commercial_Hospital_New_Space Heating_Natural Gas_Furnace_E5_Codes & Standards Forecast | Commercial | Hospital | New | Space Heating | Natural Gas | Furnace | E5 |  | Codes & Standards Forecast | bar: 2019 to 2051
Commercial_Hospital_New_Space Heating_Natural Gas_Furnace_E6_Codes & Standards Forecast | Commercial | Hospital | New | Space Heating | Natural Gas | Furnace | E6 |  | Codes & Standards Forecast | bar: 2019 to 2051
Commercial_Hospital_New_Space Heating_Natural Gas_Furnace_E7_Codes & Standards Forecast | Commercial | Hospital | New | Space Heating | Natural Gas | Furnace | E7 |  | Codes & Standards Forecast | bar: 2019 to 2051
Commercial_Hospital_New_Space Heating_Natural Gas_Furnace_E8_Codes & Standards Forecast | Commercial | Hospital | New | Space Heating | Natural Gas | Furnace | E8 |  | Codes & Standards Forecast | bar: 2019 to 2051
Commercial_Hospital_New_Space Heating_Natural Gas_Furnace_E9_Codes & Standards Forecast | Commercial | Hospital | New | Space Heating | Natural Gas | Furnace | E9 |  | Codes & Standards Forecast | bar: 2019 to 2051
Commercial_Hospital_New_Space Heating_Natural Gas_Furnace_E10_Codes & Standards Forecast | Commercial | Hospital | New | Space Heating | Natural Gas | Furnace | E10 |  | Codes & Standards Forecast | bar: 2019 to 2051
Commercial_Hospital_New_Space Heating_Natural Gas_Boiler_E1_Codes & Standards Forecast | Commercial | Hospital | New | Space Heating | Natural Gas | Boiler | E1 | AFUE 80% (Standard) | Codes & Standards Forecast | 100% | 100% | 100% | 100% | 100% | 100% | 100% | 100% | 100% | 100% | 100% | 100% | 100% | 100% | 100% | 100% | 100% | 100% | 100% | 100% | 100% | 100% | 100% | 100% | 100% | 100% | 100% | 100% | 100% | 100% | 100% | 100% | 100%
Commercial_Hospital_New_Space Heating_Natural Gas_Boiler_E2_Codes & Standards Forecast | Commercial | Hospital | New | Space Heating | Natural Gas | Boiler | E2 | AFUE 85% | Codes & Standards Forecast | bar: 2019 to 2051
Commercial_Hospital_New_Space Heating_Natural Gas_Boiler_E3_Codes & Standards Forecast | Commercial | Hospital | New | Space Heating | Natural Gas | Boiler | E3 | AFUE 97% | Codes & Standards Forecast | bar: 2019 to 2051
Commercial_Hospital_New_Space Heating_Natural Gas_Boiler_E4_Codes & Standards Forecast | Commercial | Hospital | New | Space Heating | Natural Gas | Boiler | E4 | Convert to NG Air Source Heat Pump | Codes & Standards Forecast | bar: 2019 to 2051
Commercial_Hospital_New_Space Heating_Natural Gas_Boiler_E5_Codes & Standards Forecast | Commercial | Hospital | New | Space Heating | Natural Gas | Boiler | E5 |  | Codes & Standards Forecast | bar: 2019 to 2051
Commercial_Hospital_New_Space Heating_Natural Gas_Boiler_E6_Codes & Standards Forecast | Commercial | Hospital | New | Space Heating | Natural Gas | Boiler | E6 |  | Codes & Standards Forecast | bar: 2019 to 2051
Commercial_Hospital_New_Space Heating_Natural Gas_Boiler_E7_Codes & Standards Forecast | Commercial | Hospital | New | Space Heating | Natural Gas | Boiler | E7 |  | Codes & Standards Forecast | bar: 2019 to 2051
Commercial_Hospital_New_Space Heating_Natural Gas_Boiler_E8_Codes & Standards Forecast | Commercial | Hospital | New | Space Heating | Natural Gas | Boiler | E8 |  | Codes & Standards Forecast | bar: 2019 to 2051
Commercial_Hospital_New_Space Heating_Natural Gas_Boiler_E9_Codes & Standards Forecast | Commercial | Hospital | New | Space Heating | Natural Gas | Boiler | E9 |  | Codes & Standards Forecast | bar: 2019 to 2051
Commercial_Hospital_New_Space Heating_Natural Gas_Boiler_E10_Codes & Standards Forecast | Commercial | Hospital | New | Space Heating | Natural Gas | Boiler | E10 |  | Codes & Standards Forecast | bar: 2019 to 2051
Commercial_Hospital_New_Space Heating_Natural Gas_Unit Heater_E1_Codes & Standards Forecast | Commercial | Hospital | New | Space Heating | Natural Gas | Unit Heater | E1 | Standard | Codes & Standards Forecast | 100% | 100% | 100% | 100% | 100% | 100% | 100% | 100% | 100% | 100% | 100% | 100% | 100% | 100% | 100% | 100% | 100% | 100% | 100% | 100% | 100% | 100% | 100% | 100% | 100% | 100% | 100% | 100% | 100% | 100% | 100% | 100% | 100%
Commercial_Hospital_New_Space Heating_Natural Gas_Unit Heater_E2_Codes & Standards Forecast | Commercial | Hospital | New | Space Heating | Natural Gas | Unit Heater | E2 | Condensing | Codes & Standards Forecast | bar: 2019 to 2051
Commercial_Hospital_New_Space Heating_Natural Gas_Unit Heater_E3_Codes & Standards Forecast | Commercial | Hospital | New | Space Heating | Natural Gas | Unit Heater | E3 | Infrared Radiant | Codes & Standards Forecast | bar: 2019 to 2051
Commercial_Hospital_New_Space Heating_Natural Gas_Unit Heater_E4_Codes & Standards Forecast | Commercial | Hospital | New | Space Heating | Natural Gas | Unit Heater | E4 |  | Codes & Standards Forecast | bar: 2019 to 2051
Commercial_Hospital_New_Space Heating_Natural Gas_Unit Heater_E5_Codes & Standards Forecast | Commercial | Hospital | New | Space Heating | Natural Gas | Unit Heater | E5 |  | Codes & Standards Forecast | bar: 2019 to 2051
Commercial_Hospital_New_Space Heating_Natural Gas_Unit Heater_E6_Codes & Standards Forecast | Commercial | Hospital | New | Space Heating | Natural Gas | Unit Heater | E6 |  | Codes & Standards Forecast | bar: 2019 to 2051
Commercial_Hospital_New_Space Heating_Natural Gas_Unit Heater_E7_Codes & Standards Forecast | Commercial | Hospital | New | Space Heating | Natural Gas | Unit Heater | E7 |  | Codes & Standards Forecast | bar: 2019 to 2051
Commercial_Hospital_New_Space Heating_Natural Gas_Unit Heater_E8_Codes & Standards Forecast | Commercial | Hospital | New | Space Heating | Natural Gas | Unit Heater | E8 |  | Codes & Standards Forecast | bar: 2019 to 2051
Commercial_Hospital_New_Space Heating_Natural Gas_Unit Heater_E9_Codes & Standards Forecast | Commercial | Hospital | New | Space Heating | Natural Gas | Unit Heater | E9 |  | Codes & Standards Forecast | bar: 2019 to 2051
Commercial_Hospital_New_Space Heating_Natural Gas_Unit Heater_E10_Codes & Standards Forecast | Commercial | Hospital | New | Space Heating | Natural Gas | Unit Heater | E10 |  | Codes & Standards Forecast | bar: 2019 to 2051
Commercial_Hospital_New_Water Heating_Natural Gas_Water Heater_E1_Codes & Standards Forecast | Commercial | Hospital | New | Water Heating | Natural Gas | Water Heater | E1 | TE 80% | Codes & Standards Forecast | 100% | 100% | 100% | 100% | 100% | 100% | 100% | 100% | 100% | 100% | 100% | 100% | 100% | 100% | 100% | 100% | 100% | 100% | 100% | 100% | 100% | 100% | 100% | 100% | 100% | 100% | 100% | 100% | 100% | 100% | 100% | 100% | 100%
Commercial_Hospital_New_Water Heating_Natural Gas_Water Heater_E2_Codes & Standards Forecast | Commercial | Hospital | New | Water Heating | Natural Gas | Water Heater | E2 | TE 81% | Codes & Standards Forecast | bar: 2019 to 2051
Commercial_Hospital_New_Water Heating_Natural Gas_Water Heater_E3_Codes & Standards Forecast | Commercial | Hospital | New | Water Heating | Natural Gas | Water Heater | E3 | TE 88% | Codes & Standards Forecast | bar: 2019 to 2051
Commercial_Hospital_New_Water Heating_Natural Gas_Water Heater_E4_Codes & Standards Forecast | Commercial | Hospital | New | Water Heating | Natural Gas | Water Heater | E4 | TE 94% | Codes & Standards Forecast | bar: 2019 to 2051
Commercial_Hospital_New_Water Heating_Natural Gas_Water Heater_E5_Codes & Standards Forecast | Commercial | Hospital | New | Water Heating | Natural Gas | Water Heater | E5 | TE 96% | Codes & Standards Forecast | bar: 2019 to 2051
Commercial_Hospital_New_Water Heating_Natural Gas_Water Heater_E6_Codes & Standards Forecast | Commercial | Hospital | New | Water Heating | Natural Gas | Water Heater | E6 | Tankless | Codes & Standards Forecast | bar: 2019 to 2051
Commercial_Hospital_New_Water Heating_Natural Gas_Water Heater_E7_Codes & Standards Forecast | Commercial | Hospital | New | Water Heating | Natural Gas | Water Heater | E7 | Gas-Fired Absorption HPWH | Codes & Standards Forecast | bar: 2019 to 2051
Commercial_Hospital_New_Water Heating_Natural Gas_Water Heater_E8_Codes & Standards Forecast | Commercial | Hospital | New | Water Heating | Natural Gas | Water Heater | E8 |  | Codes & Standards Forecast | bar: 2019 to 2051
Commercial_Hospital_New_Water Heating_Natural Gas_Water Heater_E9_Codes & Standards Forecast | Commercial | Hospital | New | Water Heating | Natural Gas | Water Heater | E9 |  | Codes & Standards Forecast | bar: 2019 to 2051
Commercial_Hospital_New_Water Heating_Natural Gas_Water Heater_E10_Codes & Standards Forecast | Commercial | Hospital | New | Water Heating | Natural Gas | Water Heater | E10 |  | Codes & Standards Forecast | bar: 2019 to 2051
Commercial_Hospital_New_Food Preparation_Natural Gas_Oven_E1_Codes & Standards Forecast | Commercial | Hospital | New | Food Preparation | Natural Gas | Oven | E1 | Standard | Codes & Standards Forecast | 100% | 100% | 100% | 100% | 100% | 100% | 100% | 100% | 100% | 100% | 100% | 100% | 100% | 100% | 100% | 100% | 100% | 100% | 100% | 100% | 100% | 100% | 100% | 100% | 100% | 100% | 100% | 100% | 100% | 100% | 100% | 100% | 100%
Commercial_Hospital_New_Food Preparation_Natural Gas_Oven_E2_Codes & Standards Forecast | Commercial | Hospital | New | Food Preparation | Natural Gas | Oven | E2 | ENERGY STAR (>44% Baking Efficiency) | Codes & Standards Forecast | bar: 2019 to 2051
Commercial_Hospital_New_Food Preparation_Natural Gas_Oven_E3_Codes & Standards Forecast | Commercial | Hospital | New | Food Preparation | Natural Gas | Oven | E3 |  | Codes & Standards Forecast | bar: 2019 to 2051
Commercial_Hospital_New_Food Preparation_Natural Gas_Oven_E4_Codes & Standards Forecast | Commercial | Hospital | New | Food Preparation | Natural Gas | Oven | E4 |  | Codes & Standards Forecast | bar: 2019 to 2051
Commercial_Hospital_New_Food Preparation_Natural Gas_Oven_E5_Codes & Standards Forecast | Commercial | Hospital | New | Food Preparation | Natural Gas | Oven | E5 |  | Codes & Standards Forecast | bar: 2019 to 2051
Commercial_Hospital_New_Food Preparation_Natural Gas_Oven_E6_Codes & Standards Forecast | Commercial | Hospital | New | Food Preparation | Natural Gas | Oven | E6 |  | Codes & Standards Forecast | bar: 2019 to 2051
Commercial_Hospital_New_Food Preparation_Natural Gas_Oven_E7_Codes & Standards Forecast | Commercial | Hospital | New | Food Preparation | Natural Gas | Oven | E7 |  | Codes & Standards Forecast | bar: 2019 to 2051
Commercial_Hospital_New_Food Preparation_Natural Gas_Oven_E8_Codes & Standards Forecast | Commercial | Hospital | New | Food Preparation | Natural Gas | Oven | E8 |  | Codes & Standards Forecast | bar: 2019 to 2051
Commercial_Hospital_New_Food Preparation_Natural Gas_Oven_E9_Codes & Standards Forecast | Commercial | Hospital | New | Food Preparation | Natural Gas | Oven | E9 |  | Codes & Standards Forecast | bar: 2019 to 2051
Commercial_Hospital_New_Food Preparation_Natural Gas_Oven_E10_Codes & Standards Forecast | Commercial | Hospital | New | Food Preparation | Natural Gas | Oven | E10 |  | Codes & Standards Forecast | bar: 2019 to 2051
Commercial_Hospital_New_Food Preparation_Natural Gas_Conveyor Oven_E1_Codes & Standards Forecast | Commercial | Hospital | New | Food Preparation | Natural Gas | Conveyor Oven | E1 | Standard | Codes & Standards Forecast | 100% | 100% | 100% | 100% | 100% | 100% | 100% | 100% | 100% | 100% | 100% | 100% | 100% | 100% | 100% | 100% | 100% | 100% | 100% | 100% | 100% | 100% | 100% | 100% | 100% | 100% | 100% | 100% | 100% | 100% | 100% | 100% | 100%
Commercial_Hospital_New_Food Preparation_Natural Gas_Conveyor Oven_E2_Codes & Standards Forecast | Commercial | Hospital | New | Food Preparation | Natural Gas | Conveyor Oven | E2 | Efficient (>44% Baking Efficiency) | Codes & Standards Forecast | bar: 2019 to 2051
Commercial_Hospital_New_Food Preparation_Natural Gas_Conveyor Oven_E3_Codes & Standards Forecast | Commercial | Hospital | New | Food Preparation | Natural Gas | Conveyor Oven | E3 |  | Codes & Standards Forecast | bar: 2019 to 2051
Commercial_Hospital_New_Food Preparation_Natural Gas_Conveyor Oven_E4_Codes & Standards Forecast | Commercial | Hospital | New | Food Preparation | Natural Gas | Conveyor Oven | E4 |  | Codes & Standards Forecast | bar: 2019 to 2051
Commercial_Hospital_New_Food Preparation_Natural Gas_Conveyor Oven_E5_Codes & Standards Forecast | Commercial | Hospital | New | Food Preparation | Natural Gas | Conveyor Oven | E5 |  | Codes & Standards Forecast | bar: 2019 to 2051
Commercial_Hospital_New_Food Preparation_Natural Gas_Conveyor Oven_E6_Codes & Standards Forecast | Commercial | Hospital | New | Food Preparation | Natural Gas | Conveyor Oven | E6 |  | Codes & Standards Forecast | bar: 2019 to 2051
Commercial_Hospital_New_Food Preparation_Natural Gas_Conveyor Oven_E7_Codes & Standards Forecast | Commercial | Hospital | New | Food Preparation | Natural Gas | Conveyor Oven | E7 |  | Codes & Standards Forecast | bar: 2019 to 2051
Commercial_Hospital_New_Food Preparation_Natural Gas_Conveyor Oven_E8_Codes & Standards Forecast | Commercial | Hospital | New | Food Preparation | Natural Gas | Conveyor Oven | E8 |  | Codes & Standards Forecast | bar: 2019 to 2051
Commercial_Hospital_New_Food Preparation_Natural Gas_Conveyor Oven_E9_Codes & Standards Forecast | Commercial | Hospital | New | Food Preparation | Natural Gas | Conveyor Oven | E9 |  | Codes & Standards Forecast | bar: 2019 to 2051
Commercial_Hospital_New_Food Preparation_Natural Gas_Conveyor Oven_E10_Codes & Standards Forecast | Commercial | Hospital | New | Food Preparation | Natural Gas | Conveyor Oven | E10 |  | Codes & Standards Forecast | bar: 2019 to 2051
Commercial_Hospital_New_Food Preparation_Natural Gas_Double Rack Oven_E1_Codes & Standards Forecast | Commercial | Hospital | New | Food Preparation | Natural Gas | Double Rack Oven | E1 | Standard | Codes & Standards Forecast | 100% | 100% | 100% | 100% | 100% | 100% | 100% | 100% | 100% | 100% | 100% | 100% | 100% | 100% | 100% | 100% | 100% | 100% | 100% | 100% | 100% | 100% | 100% | 100% | 100% | 100% | 100% | 100% | 100% | 100% | 100% | 100% | 100%
Commercial_Hospital_New_Food Preparation_Natural Gas_Double Rack Oven_E2_Codes & Standards Forecast | Commercial | Hospital | New | Food Preparation | Natural Gas | Double Rack Oven | E2 | FTSC Qualified (>50% Cooking Efficiency) | Codes & Standards Forecast | bar: 2019 to 2051
Commercial_Hospital_New_Food Preparation_Natural Gas_Double Rack Oven_E3_Codes & Standards Forecast | Commercial | Hospital | New | Food Preparation | Natural Gas | Double Rack Oven | E3 |  | Codes & Standards Forecast | bar: 2019 to 2051
Commercial_Hospital_New_Food Preparation_Natural Gas_Double Rack Oven_E4_Codes & Standards Forecast | Commercial | Hospital | New | Food Preparation | Natural Gas | Double Rack Oven | E4 |  | Codes & Standards Forecast | bar: 2019 to 2051
Commercial_Hospital_New_Food Preparation_Natural Gas_Double Rack Oven_E5_Codes & Standards Forecast | Commercial | Hospital | New | Food Preparation | Natural Gas | Double Rack Oven | E5 |  | Codes & Standards Forecast | bar: 2019 to 2051
Commercial_Hospital_New_Food Preparation_Natural Gas_Double Rack Oven_E6_Codes & Standards Forecast | Commercial | Hospital | New | Food Preparation | Natural Gas | Double Rack Oven | E6 |  | Codes & Standards Forecast | bar: 2019 to 2051
Commercial_Hospital_New_Food Preparation_Natural Gas_Double Rack Oven_E7_Codes & Standards Forecast | Commercial | Hospital | New | Food Preparation | Natural Gas | Double Rack Oven | E7 |  | Codes & Standards Forecast | bar: 2019 to 2051
Commercial_Hospital_New_Food Preparation_Natural Gas_Double Rack Oven_E8_Codes & Standards Forecast | Commercial | Hospital | New | Food Preparation | Natural Gas | Double Rack Oven | E8 |  | Codes & Standards Forecast | bar: 2019 to 2051
Commercial_Hospital_New_Food Preparation_Natural Gas_Double Rack Oven_E9_Codes & Standards Forecast | Commercial | Hospital | New | Food Preparation | Natural Gas | Double Rack Oven | E9 |  | Codes & Standards Forecast | bar: 2019 to 2051
Commercial_Hospital_New_Food Preparation_Natural Gas_Double Rack Oven_E10_Codes & Standards Forecast | Commercial | Hospital | New | Food Preparation | Natural Gas | Double Rack Oven | E10 |  | Codes & Standards Forecast | bar: 2019 to 2051
Commercial_Hospital_New_Food Preparation_Natural Gas_Fryer_E1_Codes & Standards Forecast | Commercial | Hospital | New | Food Preparation | Natural Gas | Fryer | E1 | Standard | Codes & Standards Forecast | 100% | 100% | 100% | 0% | 0% | 0% | 0% | 0% | 0% | 0% | 0% | 0% | 0% | 0% | 0% | 0% | 0% | 0% | 0% | 0% | 0% | 0% | 0% | 0% | 0% | 0% | 0% | 0% | 0% | 0% | 0% | 0% | 0%
Commercial_Hospital_New_Food Preparation_Natural Gas_Fryer_E2_Codes & Standards Forecast | Commercial | Hospital | New | Food Preparation | Natural Gas | Fryer | E2 | ENERGY STAR | Codes & Standards Forecast | 0% | 0% | 0% | 100% | 100% | 100% | 100% | 100% | 100% | 100% | 100% | 100% | 100% | 100% | 100% | 100% | 100% | 100% | 100% | 100% | 100% | 100% | 100% | 100% | 100% | 100% | 100% | 100% | 100% | 100% | 100% | 100% | 100%
Commercial_Hospital_New_Food Preparation_Natural Gas_Fryer_E3_Codes & Standards Forecast | Commercial | Hospital | New | Food Preparation | Natural Gas | Fryer | E3 |  | Codes & Standards Forecast | bar: 2019 to 2051
Commercial_Hospital_New_Food Preparation_Natural Gas_Fryer_E4_Codes & Standards Forecast | Commercial | Hospital | New | Food Preparation | Natural Gas | Fryer | E4 |  | Codes & Standards Forecast | bar: 2019 to 2051
Commercial_Hospital_New_Food Preparation_Natural Gas_Fryer_E5_Codes & Standards Forecast | Commercial | Hospital | New | Food Preparation | Natural Gas | Fryer | E5 |  | Codes & Standards Forecast | bar: 2019 to 2051
Commercial_Hospital_New_Food Preparation_Natural Gas_Fryer_E6_Codes & Standards Forecast | Commercial | Hospital | New | Food Preparation | Natural Gas | Fryer | E6 |  | Codes & Standards Forecast | bar: 2019 to 2051
Commercial_Hospital_New_Food Preparation_Natural Gas_Fryer_E7_Codes & Standards Forecast | Commercial | Hospital | New | Food Preparation | Natural Gas | Fryer | E7 |  | Codes & Standards Forecast | bar: 2019 to 2051
Commercial_Hospital_New_Food Preparation_Natural Gas_Fryer_E8_Codes & Standards Forecast | Commercial | Hospital | New | Food Preparation | Natural Gas | Fryer | E8 |  | Codes & Standards Forecast | bar: 2019 to 2051
Commercial_Hospital_New_Food Preparation_Natural Gas_Fryer_E9_Codes & Standards Forecast | Commercial | Hospital | New | Food Preparation | Natural Gas | Fryer | E9 |  | Codes & Standards Forecast | bar: 2019 to 2051
Commercial_Hospital_New_Food Preparation_Natural Gas_Fryer_E10_Codes & Standards Forecast | Commercial | Hospital | New | Food Preparation | Natural Gas | Fryer | E10 |  | Codes & Standards Forecast | bar: 2019 to 2051
Commercial_Hospital_New_Food Preparation_Natural Gas_Broiler_E1_Codes & Standards Forecast | Commercial | Hospital | New | Food Preparation | Natural Gas | Broiler | E1 | Standard | Codes & Standards Forecast | 100% | 100% | 100% | 100% | 100% | 100% | 100% | 100% | 100% | 100% | 100% | 100% | 100% | 100% | 100% | 100% | 100% | 100% | 100% | 100% | 100% | 100% | 100% | 100% | 100% | 100% | 100% | 100% | 100% | 100% | 100% | 100% | 100%
Commercial_Hospital_New_Food Preparation_Natural Gas_Broiler_E2_Codes & Standards Forecast | Commercial | Hospital | New | Food Preparation | Natural Gas | Broiler | E2 | Infrared Burners | Codes & Standards Forecast | bar: 2019 to 2051
Commercial_Hospital_New_Food Preparation_Natural Gas_Broiler_E3_Codes & Standards Forecast | Commercial | Hospital | New | Food Preparation | Natural Gas | Broiler | E3 |  | Codes & Standards Forecast | bar: 2019 to 2051
Commercial_Hospital_New_Food Preparation_Natural Gas_Broiler_E4_Codes & Standards Forecast | Commercial | Hospital | New | Food Preparation | Natural Gas | Broiler | E4 |  | Codes & Standards Forecast | bar: 2019 to 2051
Commercial_Hospital_New_Food Preparation_Natural Gas_Broiler_E5_Codes & Standards Forecast | Commercial | Hospital | New | Food Preparation | Natural Gas | Broiler | E5 |  | Codes & Standards Forecast | bar: 2019 to 2051
Commercial_Hospital_New_Food Preparation_Natural Gas_Broiler_E6_Codes & Standards Forecast | Commercial | Hospital | New | Food Preparation | Natural Gas | Broiler | E6 |  | Codes & Standards Forecast | bar: 2019 to 2051
Commercial_Hospital_New_Food Preparation_Natural Gas_Broiler_E7_Codes & Standards Forecast | Commercial | Hospital | New | Food Preparation | Natural Gas | Broiler | E7 |  | Codes & Standards Forecast | bar: 2019 to 2051
Commercial_Hospital_New_Food Preparation_Natural Gas_Broiler_E8_Codes & Standards Forecast | Commercial | Hospital | New | Food Preparation | Natural Gas | Broiler | E8 |  | Codes & Standards Forecast | bar: 2019 to 2051
Commercial_Hospital_New_Food Preparation_Natural Gas_Broiler_E9_Codes & Standards Forecast | Commercial | Hospital | New | Food Preparation | Natural Gas | Broiler | E9 |  | Codes & Standards Forecast | bar: 2019 to 2051
Commercial_Hospital_New_Food Preparation_Natural Gas_Broiler_E10_Codes & Standards Forecast | Commercial | Hospital | New | Food Preparation | Natural Gas | Broiler | E10 |  | Codes & Standards Forecast | bar: 2019 to 2051
Commercial_Hospital_New_Food Preparation_Natural Gas_Griddle_E1_Codes & Standards Forecast | Commercial | Hospital | New | Food Preparation | Natural Gas | Griddle | E1 | Standard | Codes & Standards Forecast | 100% | 100% | 100% | 100% | 100% | 100% | 100% | 100% | 100% | 100% | 100% | 100% | 100% | 100% | 100% | 100% | 100% | 100% | 100% | 100% | 100% | 100% | 100% | 100% | 100% | 100% | 100% | 100% | 100% | 100% | 100% | 100% | 100%
Commercial_Hospital_New_Food Preparation_Natural Gas_Griddle_E2_Codes & Standards Forecast | Commercial | Hospital | New | Food Preparation | Natural Gas | Griddle | E2 | ENERGY STAR | Codes & Standards Forecast | bar: 2019 to 2051
Commercial_Hospital_New_Food Preparation_Natural Gas_Griddle_E3_Codes & Standards Forecast | Commercial | Hospital | New | Food Preparation | Natural Gas | Griddle | E3 |  | Codes & Standards Forecast | bar: 2019 to 2051
Commercial_Hospital_New_Food Preparation_Natural Gas_Griddle_E4_Codes & Standards Forecast | Commercial | Hospital | New | Food Preparation | Natural Gas | Griddle | E4 |  | Codes & Standards Forecast | bar: 2019 to 2051
Commercial_Hospital_New_Food Preparation_Natural Gas_Griddle_E5_Codes & Standards Forecast | Commercial | Hospital | New | Food Preparation | Natural Gas | Griddle | E5 |  | Codes & Standards Forecast | bar: 2019 to 2051
Commercial_Hospital_New_Food Preparation_Natural Gas_Griddle_E6_Codes & Standards Forecast | Commercial | Hospital | New | Food Preparation | Natural Gas | Griddle | E6 |  | Codes & Standards Forecast | bar: 2019 to 2051
Commercial_Hospital_New_Food Preparation_Natural Gas_Griddle_E7_Codes & Standards Forecast | Commercial | Hospital | New | Food Preparation | Natural Gas | Griddle | E7 |  | Codes & Standards Forecast | bar: 2019 to 2051
Commercial_Hospital_New_Food Preparation_Natural Gas_Griddle_E8_Codes & Standards Forecast | Commercial | Hospital | New | Food Preparation | Natural Gas | Griddle | E8 |  | Codes & Standards Forecast | bar: 2019 to 2051
Commercial_Hospital_New_Food Preparation_Natural Gas_Griddle_E9_Codes & Standards Forecast | Commercial | Hospital | New | Food Preparation | Natural Gas | Griddle | E9 |  | Codes & Standards Forecast | bar: 2019 to 2051
Commercial_Hospital_New_Food Preparation_Natural Gas_Griddle_E10_Codes & Standards Forecast | Commercial | Hospital | New | Food Preparation | Natural Gas | Griddle | E10 |  | Codes & Standards Forecast | bar: 2019 to 2051
Commercial_Hospital_New_Food Preparation_Natural Gas_Range_E1_Codes & Standards Forecast | Commercial | Hospital | New | Food Preparation | Natural Gas | Range | E1 | Standard | Codes & Standards Forecast | 100% | 100% | 100% | 100% | 100% | 100% | 100% | 100% | 100% | 100% | 100% | 100% | 100% | 100% | 100% | 100% | 100% | 100% | 100% | 100% | 100% | 100% | 100% | 100% | 100% | 100% | 100% | 100% | 100% | 100% | 100% | 100% | 100%
Commercial_Hospital_New_Food Preparation_Natural Gas_Range_E2_Codes & Standards Forecast | Commercial | Hospital | New | Food Preparation | Natural Gas | Range | E2 | High Efficiency | Codes & Standards Forecast | bar: 2019 to 2051
Commercial_Hospital_New_Food Preparation_Natural Gas_Range_E3_Codes & Standards Forecast | Commercial | Hospital | New | Food Preparation | Natural Gas | Range | E3 |  | Codes & Standards Forecast | bar: 2019 to 2051
Commercial_Hospital_New_Food Preparation_Natural Gas_Range_E4_Codes & Standards Forecast | Commercial | Hospital | New | Food Preparation | Natural Gas | Range | E4 |  | Codes & Standards Forecast | bar: 2019 to 2051
Commercial_Hospital_New_Food Preparation_Natural Gas_Range_E5_Codes & Standards Forecast | Commercial | Hospital | New | Food Preparation | Natural Gas | Range | E5 |  | Codes & Standards Forecast | bar: 2019 to 2051
Commercial_Hospital_New_Food Preparation_Natural Gas_Range_E6_Codes & Standards Forecast | Commercial | Hospital | New | Food Preparation | Natural Gas | Range | E6 |  | Codes & Standards Forecast | bar: 2019 to 2051
Commercial_Hospital_New_Food Preparation_Natural Gas_Range_E7_Codes & Standards Forecast | Commercial | Hospital | New | Food Preparation | Natural Gas | Range | E7 |  | Codes & Standards Forecast | bar: 2019 to 2051
Commercial_Hospital_New_Food Preparation_Natural Gas_Range_E8_Codes & Standards Forecast | Commercial | Hospital | New | Food Preparation | Natural Gas | Range | E8 |  | Codes & Standards Forecast | bar: 2019 to 2051
Commercial_Hospital_New_Food Preparation_Natural Gas_Range_E9_Codes & Standards Forecast | Commercial | Hospital | New | Food Preparation | Natural Gas | Range | E9 |  | Codes & Standards Forecast | bar: 2019 to 2051
Commercial_Hospital_New_Food Preparation_Natural Gas_Range_E10_Codes & Standards Forecast | Commercial | Hospital | New | Food Preparation | Natural Gas | Range | E10 |  | Codes & Standards Forecast | bar: 2019 to 2051
Commercial_Hospital_New_Food Preparation_Natural Gas_Steamer_E1_Codes & Standards Forecast | Commercial | Hospital | New | Food Preparation | Natural Gas | Steamer | E1 | Standard | Codes & Standards Forecast | 100% | 100% | 100% | 0% | 0% | 0% | 0% | 0% | 0% | 0% | 0% | 0% | 0% | 0% | 0% | 0% | 0% | 0% | 0% | 0% | 0% | 0% | 0% | 0% | 0% | 0% | 0% | 0% | 0% | 0% | 0% | 0% | 0%
Commercial_Hospital_New_Food Preparation_Natural Gas_Steamer_E2_Codes & Standards Forecast | Commercial | Hospital | New | Food Preparation | Natural Gas | Steamer | E2 | ENERGY STAR | Codes & Standards Forecast | 0% | 0% | 0% | 100% | 100% | 100% | 100% | 100% | 100% | 100% | 100% | 100% | 100% | 100% | 100% | 100% | 100% | 100% | 100% | 100% | 100% | 100% | 100% | 100% | 100% | 100% | 100% | 100% | 100% | 100% | 100% | 100% | 100%
Commercial_Hospital_New_Food Preparation_Natural Gas_Steamer_E3_Codes & Standards Forecast | Commercial | Hospital | New | Food Preparation | Natural Gas | Steamer | E3 |  | Codes & Standards Forecast | bar: 2019 to 2051
Commercial_Hospital_New_Food Preparation_Natural Gas_Steamer_E4_Codes & Standards Forecast | Commercial | Hospital | New | Food Preparation | Natural Gas | Steamer | E4 |  | Codes & Standards Forecast | bar: 2019 to 2051
Commercial_Hospital_New_Food Preparation_Natural Gas_Steamer_E5_Codes & Standards Forecast | Commercial | Hospital | New | Food Preparation | Natural Gas | Steamer | E5 |  | Codes & Standards Forecast | bar: 2019 to 2051
Commercial_Hospital_New_Food Preparation_Natural Gas_Steamer_E6_Codes & Standards Forecast | Commercial | Hospital | New | Food Preparation | Natural Gas | Steamer | E6 |  | Codes & Standards Forecast | bar: 2019 to 2051
Commercial_Hospital_New_Food Preparation_Natural Gas_Steamer_E7_Codes & Standards Forecast | Commercial | Hospital | New | Food Preparation | Natural Gas | Steamer | E7 |  | Codes & Standards Forecast | bar: 2019 to 2051
Commercial_Hospital_New_Food Preparation_Natural Gas_Steamer_E8_Codes & Standards Forecast | Commercial | Hospital | New | Food Preparation | Natural Gas | Steamer | E8 |  | Codes & Standards Forecast | bar: 2019 to 2051
Commercial_Hospital_New_Food Preparation_Natural Gas_Steamer_E9_Codes & Standards Forecast | Commercial | Hospital | New | Food Preparation | Natural Gas | Steamer | E9 |  | Codes & Standards Forecast | bar: 2019 to 2051
Commercial_Hospital_New_Food Preparation_Natural Gas_Steamer_E10_Codes & Standards Forecast | Commercial | Hospital | New | Food Preparation | Natural Gas | Steamer | E10 |  | Codes & Standards Forecast | bar: 2019 to 2051
Commercial_Hospital_New_Food Preparation_Natural Gas_Food Prep Other_E1_Codes & Standards Forecast | Commercial | Hospital | New | Food Preparation | Natural Gas | Food Prep Other | E1 | Standard | Codes & Standards Forecast | 100% | 100% | 100% | 100% | 100% | 100% | 100% | 100% | 100% | 100% | 100% | 100% | 100% | 100% | 100% | 100% | 100% | 100% | 100% | 100% | 100% | 100% | 100% | 100% | 100% | 100% | 100% | 100% | 100% | 100% | 100% | 100% | 100%
Commercial_Hospital_New_Food Preparation_Natural Gas_Food Prep Other_E2_Codes & Standards Forecast | Commercial | Hospital | New | Food Preparation | Natural Gas | Food Prep Other | E2 | ENERGY STAR | Codes & Standards Forecast | bar: 2019 to 2051
Commercial_Hospital_New_Food Preparation_Natural Gas_Food Prep Other_E3_Codes & Standards Forecast | Commercial | Hospital | New | Food Preparation | Natural Gas | Food Prep Other | E3 |  | Codes & Standards Forecast | bar: 2019 to 2051
Commercial_Hospital_New_Food Preparation_Natural Gas_Food Prep Other_E4_Codes & Standards Forecast | Commercial | Hospital | New | Food Preparation | Natural Gas | Food Prep Other | E4 |  | Codes & Standards Forecast | bar: 2019 to 2051
Commercial_Hospital_New_Food Preparation_Natural Gas_Food Prep Other_E5_Codes & Standards Forecast | Commercial | Hospital | New | Food Preparation | Natural Gas | Food Prep Other | E5 |  | Codes & Standards Forecast | bar: 2019 to 2051
Commercial_Hospital_New_Food Preparation_Natural Gas_Food Prep Other_E6_Codes & Standards Forecast | Commercial | Hospital | New | Food Preparation | Natural Gas | Food Prep Other | E6 |  | Codes & Standards Forecast | bar: 2019 to 2051
Commercial_Hospital_New_Food Preparation_Natural Gas_Food Prep Other_E7_Codes & Standards Forecast | Commercial | Hospital | New | Food Preparation | Natural Gas | Food Prep Other | E7 |  | Codes & Standards Forecast | bar: 2019 to 2051
Commercial_Hospital_New_Food Preparation_Natural Gas_Food Prep Other_E8_Codes & Standards Forecast | Commercial | Hospital | New | Food Preparation | Natural Gas | Food Prep Other | E8 |  | Codes & Standards Forecast | bar: 2019 to 2051
Commercial_Hospital_New_Food Preparation_Natural Gas_Food Prep Other_E9_Codes & Standards Forecast | Commercial | Hospital | New | Food Preparation | Natural Gas | Food Prep Other | E9 |  | Codes & Standards Forecast | bar: 2019 to 2051
Commercial_Hospital_New_Food Preparation_Natural Gas_Food Prep Other_E10_Codes & Standards Forecast | Commercial | Hospital | New | Food Preparation | Natural Gas | Food Prep Other | E10 |  | Codes & Standards Forecast | bar: 2019 to 2051
Commercial_Hospital_New_Miscellaneous_Natural Gas_Pool Heater_E1_Codes & Standards Forecast | Commercial | Hospital | New | Miscellaneous | Natural Gas | Pool Heater | E1 | Standard (EF .78) | Codes & Standards Forecast | 100% | 100% | 100% | 100% | 100% | 100% | 100% | 100% | 100% | 100% | 100% | 100% | 100% | 100% | 100% | 100% | 100% | 100% | 100% | 100% | 100% | 100% | 100% | 100% | 100% | 100% | 100% | 100% | 100% | 100% | 100% | 100% | 100%
Commercial_Hospital_New_Miscellaneous_Natural Gas_Pool Heater_E2_Codes & Standards Forecast | Commercial | Hospital | New | Miscellaneous | Natural Gas | Pool Heater | E2 | Condensing (EF .90) | Codes & Standards Forecast | bar: 2019 to 2051
Commercial_Hospital_New_Miscellaneous_Natural Gas_Pool Heater_E3_Codes & Standards Forecast | Commercial | Hospital | New | Miscellaneous | Natural Gas | Pool Heater | E3 |  | Codes & Standards Forecast | bar: 2019 to 2051
Commercial_Hospital_New_Miscellaneous_Natural Gas_Pool Heater_E4_Codes & Standards Forecast | Commercial | Hospital | New | Miscellaneous | Natural Gas | Pool Heater | E4 |  | Codes & Standards Forecast | bar: 2019 to 2051
Commercial_Hospital_New_Miscellaneous_Natural Gas_Pool Heater_E5_Codes & Standards Forecast | Commercial | Hospital | New | Miscellaneous | Natural Gas | Pool Heater | E5 |  | Codes & Standards Forecast | bar: 2019 to 2051
Commercial_Hospital_New_Miscellaneous_Natural Gas_Pool Heater_E6_Codes & Standards Forecast | Commercial | Hospital | New | Miscellaneous | Natural Gas | Pool Heater | E6 |  | Codes & Standards Forecast | bar: 2019 to 2051
Commercial_Hospital_New_Miscellaneous_Natural Gas_Pool Heater_E7_Codes & Standards Forecast | Commercial | Hospital | New | Miscellaneous | Natural Gas | Pool Heater | E7 |  | Codes & Standards Forecast | bar: 2019 to 2051
Commercial_Hospital_New_Miscellaneous_Natural Gas_Pool Heater_E8_Codes & Standards Forecast | Commercial | Hospital | New | Miscellaneous | Natural Gas | Pool Heater | E8 |  | Codes & Standards Forecast | bar: 2019 to 2051
Commercial_Hospital_New_Miscellaneous_Natural Gas_Pool Heater_E9_Codes & Standards Forecast | Commercial | Hospital | New | Miscellaneous | Natural Gas | Pool Heater | E9 |  | Codes & Standards Forecast | bar: 2019 to 2051
Commercial_Hospital_New_Miscellaneous_Natural Gas_Pool Heater_E10_Codes & Standards Forecast | Commercial | Hospital | New | Miscellaneous | Natural Gas | Pool Heater | E10 |  | Codes & Standards Forecast | bar: 2019 to 2051
Commercial_Hospital_New_Miscellaneous_Natural Gas_Miscellaneous_E1_Codes & Standards Forecast | Commercial | Hospital | New | Miscellaneous | Natural Gas | Miscellaneous | E1 | Miscellaneous | Codes & Standards Forecast | 100% | 100% | 100% | 100% | 100% | 100% | 100% | 100% | 100% | 100% | 100% | 100% | 100% | 100% | 100% | 100% | 100% | 100% | 100% | 100% | 100% | 100% | 100% | 100% | 100% | 100% | 100% | 100% | 100% | 100% | 100% | 100% | 100%
Commercial_Hospital_New_Miscellaneous_Natural Gas_Miscellaneous_E2_Codes & Standards Forecast | Commercial | Hospital | New | Miscellaneous | Natural Gas | Miscellaneous | E2 |  | Codes & Standards Forecast | bar: 2019 to 2051
Commercial_Hospital_New_Miscellaneous_Natural Gas_Miscellaneous_E3_Codes & Standards Forecast | Commercial | Hospital | New | Miscellaneous | Natural Gas | Miscellaneous | E3 |  | Codes & Standards Forecast | bar: 2019 to 2051
Commercial_Hospital_New_Miscellaneous_Natural Gas_Miscellaneous_E4_Codes & Standards Forecast | Commercial | Hospital | New | Miscellaneous | Natural Gas | Miscellaneous | E4 |  | Codes & Standards Forecast | bar: 2019 to 2051
Commercial_Hospital_New_Miscellaneous_Natural Gas_Miscellaneous_E5_Codes & Standards Forecast | Commercial | Hospital | New | Miscellaneous | Natural Gas | Miscellaneous | E5 |  | Codes & Standards Forecast | bar: 2019 to 2051
Commercial_Hospital_New_Miscellaneous_Natural Gas_Miscellaneous_E6_Codes & Standards Forecast | Commercial | Hospital | New | Miscellaneous | Natural Gas | Miscellaneous | E6 |  | Codes & Standards Forecast | bar: 2019 to 2051
Commercial_Hospital_New_Miscellaneous_Natural Gas_Miscellaneous_E7_Codes & Standards Forecast | Commercial | Hospital | New | Miscellaneous | Natural Gas | Miscellaneous | E7 |  | Codes & Standards Forecast | bar: 2019 to 2051
Commercial_Hospital_New_Miscellaneous_Natural Gas_Miscellaneous_E8_Codes & Standards Forecast | Commercial | Hospital | New | Miscellaneous | Natural Gas | Miscellaneous | E8 |  | Codes & Standards Forecast | bar: 2019 to 2051
Commercial_Hospital_New_Miscellaneous_Natural Gas_Miscellaneous_E9_Codes & Standards Forecast | Commercial | Hospital | New | Miscellaneous | Natural Gas | Miscellaneous | E9 |  | Codes & Standards Forecast | bar: 2019 to 2051
Commercial_Hospital_New_Miscellaneous_Natural Gas_Miscellaneous_E10_Codes & Standards Forecast | Commercial | Hospital | New | Miscellaneous | Natural Gas | Miscellaneous | E10 |  | Codes & Standards Forecast | bar: 2019 to 2051
Commercial_Other Health_Existing_Space Heating_Natural Gas_Furnace_E1_Codes & Standards Forecast | Commercial | Other Health | Existing | Space Heating | Natural Gas | Furnace | E1 | AFUE 80% (Standard) | Codes & Standards Forecast | 100% | 100% | 100% | 100% | 100% | 100% | 100% | 100% | 100% | 100% | 100% | 100% | 100% | 100% | 100% | 100% | 100% | 100% | 100% | 100% | 100% | 100% | 100% | 100% | 100% | 100% | 100% | 100% | 100% | 100% | 100% | 100% | 100%
Commercial_Other Health_Existing_Space Heating_Natural Gas_Furnace_E2_Codes & Standards Forecast | Commercial | Other Health | Existing | Space Heating | Natural Gas | Furnace | E2 | AFUE 90% | Codes & Standards Forecast | bar: 2019 to 2051
Commercial_Other Health_Existing_Space Heating_Natural Gas_Furnace_E3_Codes & Standards Forecast | Commercial | Other Health | Existing | Space Heating | Natural Gas | Furnace | E3 | AFUE 96% | Codes & Standards Forecast | bar: 2019 to 2051
Commercial_Other Health_Existing_Space Heating_Natural Gas_Furnace_E4_Codes & Standards Forecast | Commercial | Other Health | Existing | Space Heating | Natural Gas | Furnace | E4 |  | Codes & Standards Forecast | bar: 2019 to 2051
Commercial_Other Health_Existing_Space Heating_Natural Gas_Furnace_E5_Codes & Standards Forecast | Commercial | Other Health | Existing | Space Heating | Natural Gas | Furnace | E5 |  | Codes & Standards Forecast | bar: 2019 to 2051
Commercial_Other Health_Existing_Space Heating_Natural Gas_Furnace_E6_Codes & Standards Forecast | Commercial | Other Health | Existing | Space Heating | Natural Gas | Furnace | E6 |  | Codes & Standards Forecast | bar: 2019 to 2051
Commercial_Other Health_Existing_Space Heating_Natural Gas_Furnace_E7_Codes & Standards Forecast | Commercial | Other Health | Existing | Space Heating | Natural Gas | Furnace | E7 |  | Codes & Standards Forecast | bar: 2019 to 2051
Commercial_Other Health_Existing_Space Heating_Natural Gas_Furnace_E8_Codes & Standards Forecast | Commercial | Other Health | Existing | Space Heating | Natural Gas | Furnace | E8 |  | Codes & Standards Forecast | bar: 2019 to 2051
Commercial_Other Health_Existing_Space Heating_Natural Gas_Furnace_E9_Codes & Standards Forecast | Commercial | Other Health | Existing | Space Heating | Natural Gas | Furnace | E9 |  | Codes & Standards Forecast | bar: 2019 to 2051
Commercial_Other Health_Existing_Space Heating_Natural Gas_Furnace_E10_Codes & Standards Forecast | Commercial | Other Health | Existing | Space Heating | Natural Gas | Furnace | E10 |  | Codes & Standards Forecast | bar: 2019 to 2051
Commercial_Other Health_Existing_Space Heating_Natural Gas_Boiler_E1_Codes & Standards Forecast | Commercial | Other Health | Existing | Space Heating | Natural Gas | Boiler | E1 | AFUE 80% (Standard) | Codes & Standards Forecast | 100% | 100% | 100% | 100% | 100% | 100% | 100% | 100% | 100% | 100% | 100% | 100% | 100% | 100% | 100% | 100% | 100% | 100% | 100% | 100% | 100% | 100% | 100% | 100% | 100% | 100% | 100% | 100% | 100% | 100% | 100% | 100% | 100%
Commercial_Other Health_Existing_Space Heating_Natural Gas_Boiler_E2_Codes & Standards Forecast | Commercial | Other Health | Existing | Space Heating | Natural Gas | Boiler | E2 | AFUE 85% | Codes & Standards Forecast | bar: 2019 to 2051
Commercial_Other Health_Existing_Space Heating_Natural Gas_Boiler_E3_Codes & Standards Forecast | Commercial | Other Health | Existing | Space Heating | Natural Gas | Boiler | E3 | AFUE 97% | Codes & Standards Forecast | bar: 2019 to 2051
Commercial_Other Health_Existing_Space Heating_Natural Gas_Boiler_E4_Codes & Standards Forecast | Commercial | Other Health | Existing | Space Heating | Natural Gas | Boiler | E4 | Convert to NG Air Source Heat Pump | Codes & Standards Forecast | bar: 2019 to 2051
Commercial_Other Health_Existing_Space Heating_Natural Gas_Boiler_E5_Codes & Standards Forecast | Commercial | Other Health | Existing | Space Heating | Natural Gas | Boiler | E5 |  | Codes & Standards Forecast | bar: 2019 to 2051
Commercial_Other Health_Existing_Space Heating_Natural Gas_Boiler_E6_Codes & Standards Forecast | Commercial | Other Health | Existing | Space Heating | Natural Gas | Boiler | E6 |  | Codes & Standards Forecast | bar: 2019 to 2051
Commercial_Other Health_Existing_Space Heating_Natural Gas_Boiler_E7_Codes & Standards Forecast | Commercial | Other Health | Existing | Space Heating | Natural Gas | Boiler | E7 |  | Codes & Standards Forecast | bar: 2019 to 2051
Commercial_Other Health_Existing_Space Heating_Natural Gas_Boiler_E8_Codes & Standards Forecast | Commercial | Other Health | Existing | Space Heating | Natural Gas | Boiler | E8 |  | Codes & Standards Forecast | bar: 2019 to 2051
Commercial_Other Health_Existing_Space Heating_Natural Gas_Boiler_E9_Codes & Standards Forecast | Commercial | Other Health | Existing | Space Heating | Natural Gas | Boiler | E9 |  | Codes & Standards Forecast | bar: 2019 to 2051
Commercial_Other Health_Existing_Space Heating_Natural Gas_Boiler_E10_Codes & Standards Forecast | Commercial | Other Health | Existing | Space Heating | Natural Gas | Boiler | E10 |  | Codes & Standards Forecast | bar: 2019 to 2051
Commercial_Other Health_Existing_Space Heating_Natural Gas_Unit Heater_E1_Codes & Standards Forecast | Commercial | Other Health | Existing | Space Heating | Natural Gas | Unit Heater | E1 | Standard | Codes & Standards Forecast | 100% | 100% | 100% | 100% | 100% | 100% | 100% | 100% | 100% | 100% | 100% | 100% | 100% | 100% | 100% | 100% | 100% | 100% | 100% | 100% | 100% | 100% | 100% | 100% | 100% | 100% | 100% | 100% | 100% | 100% | 100% | 100% | 100%
Commercial_Other Health_Existing_Space Heating_Natural Gas_Unit Heater_E2_Codes & Standards Forecast | Commercial | Other Health | Existing | Space Heating | Natural Gas | Unit Heater | E2 | Condensing | Codes & Standards Forecast | bar: 2019 to 2051
Commercial_Other Health_Existing_Space Heating_Natural Gas_Unit Heater_E3_Codes & Standards Forecast | Commercial | Other Health | Existing | Space Heating | Natural Gas | Unit Heater | E3 | Infrared Radiant | Codes & Standards Forecast | bar: 2019 to 2051
Commercial_Other Health_Existing_Space Heating_Natural Gas_Unit Heater_E4_Codes & Standards Forecast | Commercial | Other Health | Existing | Space Heating | Natural Gas | Unit Heater | E4 |  | Codes & Standards Forecast | bar: 2019 to 2051
Commercial_Other Health_Existing_Space Heating_Natural Gas_Unit Heater_E5_Codes & Standards Forecast | Commercial | Other Health | Existing | Space Heating | Natural Gas | Unit Heater | E5 |  | Codes & Standards Forecast | bar: 2019 to 2051
Commercial_Other Health_Existing_Space Heating_Natural Gas_Unit Heater_E6_Codes & Standards Forecast | Commercial | Other Health | Existing | Space Heating | Natural Gas | Unit Heater | E6 |  | Codes & Standards Forecast | bar: 2019 to 2051
Commercial_Other Health_Existing_Space Heating_Natural Gas_Unit Heater_E7_Codes & Standards Forecast | Commercial | Other Health | Existing | Space Heating | Natural Gas | Unit Heater | E7 |  | Codes & Standards Forecast | bar: 2019 to 2051
Commercial_Other Health_Existing_Space Heating_Natural Gas_Unit Heater_E8_Codes & Standards Forecast | Commercial | Other Health | Existing | Space Heating | Natural Gas | Unit Heater | E8 |  | Codes & Standards Forecast | bar: 2019 to 2051
Commercial_Other Health_Existing_Space Heating_Natural Gas_Unit Heater_E9_Codes & Standards Forecast | Commercial | Other Health | Existing | Space Heating | Natural Gas | Unit Heater | E9 |  | Codes & Standards Forecast | bar: 2019 to 2051
Commercial_Other Health_Existing_Space Heating_Natural Gas_Unit Heater_E10_Codes & Standards Forecast | Commercial | Other Health | Existing | Space Heating | Natural Gas | Unit Heater | E10 |  | Codes & Standards Forecast | bar: 2019 to 2051
Commercial_Other Health_Existing_Water Heating_Natural Gas_Water Heater_E1_Codes & Standards Forecast | Commercial | Other Health | Existing | Water Heating | Natural Gas | Water Heater | E1 | TE 80% | Codes & Standards Forecast | 100% | 100% | 100% | 100% | 100% | 100% | 100% | 100% | 100% | 100% | 100% | 100% | 100% | 100% | 100% | 100% | 100% | 100% | 100% | 100% | 100% | 100% | 100% | 100% | 100% | 100% | 100% | 100% | 100% | 100% | 100% | 100% | 100%
Commercial_Other Health_Existing_Water Heating_Natural Gas_Water Heater_E2_Codes & Standards Forecast | Commercial | Other Health | Existing | Water Heating | Natural Gas | Water Heater | E2 | TE 81% | Codes & Standards Forecast | bar: 2019 to 2051
Commercial_Other Health_Existing_Water Heating_Natural Gas_Water Heater_E3_Codes & Standards Forecast | Commercial | Other Health | Existing | Water Heating | Natural Gas | Water Heater | E3 | TE 88% | Codes & Standards Forecast | bar: 2019 to 2051
Commercial_Other Health_Existing_Water Heating_Natural Gas_Water Heater_E4_Codes & Standards Forecast | Commercial | Other Health | Existing | Water Heating | Natural Gas | Water Heater | E4 | TE 94% | Codes & Standards Forecast | bar: 2019 to 2051
Commercial_Other Health_Existing_Water Heating_Natural Gas_Water Heater_E5_Codes & Standards Forecast | Commercial | Other Health | Existing | Water Heating | Natural Gas | Water Heater | E5 | TE 96% | Codes & Standards Forecast | bar: 2019 to 2051
Commercial_Other Health_Existing_Water Heating_Natural Gas_Water Heater_E6_Codes & Standards Forecast | Commercial | Other Health | Existing | Water Heating | Natural Gas | Water Heater | E6 | Tankless | Codes & Standards Forecast | bar: 2019 to 2051
Commercial_Other Health_Existing_Water Heating_Natural Gas_Water Heater_E7_Codes & Standards Forecast | Commercial | Other Health | Existing | Water Heating | Natural Gas | Water Heater | E7 | Gas-Fired Absorption HPWH | Codes & Standards Forecast | bar: 2019 to 2051
Commercial_Other Health_Existing_Water Heating_Natural Gas_Water Heater_E8_Codes & Standards Forecast | Commercial | Other Health | Existing | Water Heating | Natural Gas | Water Heater | E8 |  | Codes & Standards Forecast | bar: 2019 to 2051
Commercial_Other Health_Existing_Water Heating_Natural Gas_Water Heater_E9_Codes & Standards Forecast | Commercial | Other Health | Existing | Water Heating | Natural Gas | Water Heater | E9 |  | Codes & Standards Forecast | bar: 2019 to 2051
Commercial_Other Health_Existing_Water Heating_Natural Gas_Water Heater_E10_Codes & Standards Forecast | Commercial | Other Health | Existing | Water Heating | Natural Gas | Water Heater | E10 |  | Codes & Standards Forecast | bar: 2019 to 2051
Commercial_Other Health_Existing_Food Preparation_Natural Gas_Oven_E1_Codes & Standards Forecast | Commercial | Other Health | Existing | Food Preparation | Natural Gas | Oven | E1 | Standard | Codes & Standards Forecast | 100% | 100% | 100% | 100% | 100% | 100% | 100% | 100% | 100% | 100% | 100% | 100% | 100% | 100% | 100% | 100% | 100% | 100% | 100% | 100% | 100% | 100% | 100% | 100% | 100% | 100% | 100% | 100% | 100% | 100% | 100% | 100% | 100%
Commercial_Other Health_Existing_Food Preparation_Natural Gas_Oven_E2_Codes & Standards Forecast | Commercial | Other Health | Existing | Food Preparation | Natural Gas | Oven | E2 | ENERGY STAR (>44% Baking Efficiency) | Codes & Standards Forecast | bar: 2019 to 2051
Commercial_Other Health_Existing_Food Preparation_Natural Gas_Oven_E3_Codes & Standards Forecast | Commercial | Other Health | Existing | Food Preparation | Natural Gas | Oven | E3 |  | Codes & Standards Forecast | bar: 2019 to 2051
Commercial_Other Health_Existing_Food Preparation_Natural Gas_Oven_E4_Codes & Standards Forecast | Commercial | Other Health | Existing | Food Preparation | Natural Gas | Oven | E4 |  | Codes & Standards Forecast | bar: 2019 to 2051
Commercial_Other Health_Existing_Food Preparation_Natural Gas_Oven_E5_Codes & Standards Forecast | Commercial | Other Health | Existing | Food Preparation | Natural Gas | Oven | E5 |  | Codes & Standards Forecast | bar: 2019 to 2051
Commercial_Other Health_Existing_Food Preparation_Natural Gas_Oven_E6_Codes & Standards Forecast | Commercial | Other Health | Existing | Food Preparation | Natural Gas | Oven | E6 |  | Codes & Standards Forecast | bar: 2019 to 2051
Commercial_Other Health_Existing_Food Preparation_Natural Gas_Oven_E7_Codes & Standards Forecast | Commercial | Other Health | Existing | Food Preparation | Natural Gas | Oven | E7 |  | Codes & Standards Forecast | bar: 2019 to 2051
Commercial_Other Health_Existing_Food Preparation_Natural Gas_Oven_E8_Codes & Standards Forecast | Commercial | Other Health | Existing | Food Preparation | Natural Gas | Oven | E8 |  | Codes & Standards Forecast | bar: 2019 to 2051
Commercial_Other Health_Existing_Food Preparation_Natural Gas_Oven_E9_Codes & Standards Forecast | Commercial | Other Health | Existing | Food Preparation | Natural Gas | Oven | E9 |  | Codes & Standards Forecast | bar: 2019 to 2051
Commercial_Other Health_Existing_Food Preparation_Natural Gas_Oven_E10_Codes & Standards Forecast | Commercial | Other Health | Existing | Food Preparation | Natural Gas | Oven | E10 |  | Codes & Standards Forecast | bar: 2019 to 2051
Commercial_Other Health_Existing_Food Preparation_Natural Gas_Conveyor Oven_E1_Codes & Standards Forecast | Commercial | Other Health | Existing | Food Preparation | Natural Gas | Conveyor Oven | E1 | Standard | Codes & Standards Forecast | 100% | 100% | 100% | 100% | 100% | 100% | 100% | 100% | 100% | 100% | 100% | 100% | 100% | 100% | 100% | 100% | 100% | 100% | 100% | 100% | 100% | 100% | 100% | 100% | 100% | 100% | 100% | 100% | 100% | 100% | 100% | 100% | 100%
Commercial_Other Health_Existing_Food Preparation_Natural Gas_Conveyor Oven_E2_Codes & Standards Forecast | Commercial | Other Health | Existing | Food Preparation | Natural Gas | Conveyor Oven | E2 | Efficient (>44% Baking Efficiency) | Codes & Standards Forecast | bar: 2019 to 2051
Commercial_Other Health_Existing_Food Preparation_Natural Gas_Conveyor Oven_E3_Codes & Standards Forecast | Commercial | Other Health | Existing | Food Preparation | Natural Gas | Conveyor Oven | E3 |  | Codes & Standards Forecast | bar: 2019 to 2051
Commercial_Other Health_Existing_Food Preparation_Natural Gas_Conveyor Oven_E4_Codes & Standards Forecast | Commercial | Other Health | Existing | Food Preparation | Natural Gas | Conveyor Oven | E4 |  | Codes & Standards Forecast | bar: 2019 to 2051
Commercial_Other Health_Existing_Food Preparation_Natural Gas_Conveyor Oven_E5_Codes & Standards Forecast | Commercial | Other Health | Existing | Food Preparation | Natural Gas | Conveyor Oven | E5 |  | Codes & Standards Forecast | bar: 2019 to 2051
Commercial_Other Health_Existing_Food Preparation_Natural Gas_Conveyor Oven_E6_Codes & Standards Forecast | Commercial | Other Health | Existing | Food Preparation | Natural Gas | Conveyor Oven | E6 |  | Codes & Standards Forecast | bar: 2019 to 2051
Commercial_Other Health_Existing_Food Preparation_Natural Gas_Conveyor Oven_E7_Codes & Standards Forecast | Commercial | Other Health | Existing | Food Preparation | Natural Gas | Conveyor Oven | E7 |  | Codes & Standards Forecast | bar: 2019 to 2051
Commercial_Other Health_Existing_Food Preparation_Natural Gas_Conveyor Oven_E8_Codes & Standards Forecast | Commercial | Other Health | Existing | Food Preparation | Natural Gas | Conveyor Oven | E8 |  | Codes & Standards Forecast | bar: 2019 to 2051
Commercial_Other Health_Existing_Food Preparation_Natural Gas_Conveyor Oven_E9_Codes & Standards Forecast | Commercial | Other Health | Existing | Food Preparation | Natural Gas | Conveyor Oven | E9 |  | Codes & Standards Forecast | bar: 2019 to 2051
Commercial_Other Health_Existing_Food Preparation_Natural Gas_Conveyor Oven_E10_Codes & Standards Forecast | Commercial | Other Health | Existing | Food Preparation | Natural Gas | Conveyor Oven | E10 |  | Codes & Standards Forecast | bar: 2019 to 2051
Commercial_Other Health_Existing_Food Preparation_Natural Gas_Double Rack Oven_E1_Codes & Standards Forecast | Commercial | Other Health | Existing | Food Preparation | Natural Gas | Double Rack Oven | E1 | Standard | Codes & Standards Forecast | 100% | 100% | 100% | 100% | 100% | 100% | 100% | 100% | 100% | 100% | 100% | 100% | 100% | 100% | 100% | 100% | 100% | 100% | 100% | 100% | 100% | 100% | 100% | 100% | 100% | 100% | 100% | 100% | 100% | 100% | 100% | 100% | 100%
Commercial_Other Health_Existing_Food Preparation_Natural Gas_Double Rack Oven_E2_Codes & Standards Forecast | Commercial | Other Health | Existing | Food Preparation | Natural Gas | Double Rack Oven | E2 | FTSC Qualified (>50% Cooking Efficiency) | Codes & Standards Forecast | bar: 2019 to 2051
Commercial_Other Health_Existing_Food Preparation_Natural Gas_Double Rack Oven_E3_Codes & Standards Forecast | Commercial | Other Health | Existing | Food Preparation | Natural Gas | Double Rack Oven | E3 |  | Codes & Standards Forecast | bar: 2019 to 2051
Commercial_Other Health_Existing_Food Preparation_Natural Gas_Double Rack Oven_E4_Codes & Standards Forecast | Commercial | Other Health | Existing | Food Preparation | Natural Gas | Double Rack Oven | E4 |  | Codes & Standards Forecast | bar: 2019 to 2051
Commercial_Other Health_Existing_Food Preparation_Natural Gas_Double Rack Oven_E5_Codes & Standards Forecast | Commercial | Other Health | Existing | Food Preparation | Natural Gas | Double Rack Oven | E5 |  | Codes & Standards Forecast | bar: 2019 to 2051
Commercial_Other Health_Existing_Food Preparation_Natural Gas_Double Rack Oven_E6_Codes & Standards Forecast | Commercial | Other Health | Existing | Food Preparation | Natural Gas | Double Rack Oven | E6 |  | Codes & Standards Forecast | bar: 2019 to 2051
Commercial_Other Health_Existing_Food Preparation_Natural Gas_Double Rack Oven_E7_Codes & Standards Forecast | Commercial | Other Health | Existing | Food Preparation | Natural Gas | Double Rack Oven | E7 |  | Codes & Standards Forecast | bar: 2019 to 2051
Commercial_Other Health_Existing_Food Preparation_Natural Gas_Double Rack Oven_E8_Codes & Standards Forecast | Commercial | Other Health | Existing | Food Preparation | Natural Gas | Double Rack Oven | E8 |  | Codes & Standards Forecast | bar: 2019 to 2051
Commercial_Other Health_Existing_Food Preparation_Natural Gas_Double Rack Oven_E9_Codes & Standards Forecast | Commercial | Other Health | Existing | Food Preparation | Natural Gas | Double Rack Oven | E9 |  | Codes & Standards Forecast | bar: 2019 to 2051
Commercial_Other Health_Existing_Food Preparation_Natural Gas_Double Rack Oven_E10_Codes & Standards Forecast | Commercial | Other Health | Existing | Food Preparation | Natural Gas | Double Rack Oven | E10 |  | Codes & Standards Forecast | bar: 2019 to 2051
Commercial_Other Health_Existing_Food Preparation_Natural Gas_Fryer_E1_Codes & Standards Forecast | Commercial | Other Health | Existing | Food Preparation | Natural Gas | Fryer | E1 | Standard | Codes & Standards Forecast | 100% | 100% | 100% | 0% | 0% | 0% | 0% | 0% | 0% | 0% | 0% | 0% | 0% | 0% | 0% | 0% | 0% | 0% | 0% | 0% | 0% | 0% | 0% | 0% | 0% | 0% | 0% | 0% | 0% | 0% | 0% | 0% | 0%
Commercial_Other Health_Existing_Food Preparation_Natural Gas_Fryer_E2_Codes & Standards Forecast | Commercial | Other Health | Existing | Food Preparation | Natural Gas | Fryer | E2 | ENERGY STAR | Codes & Standards Forecast | 0% | 0% | 0% | 100% | 100% | 100% | 100% | 100% | 100% | 100% | 100% | 100% | 100% | 100% | 100% | 100% | 100% | 100% | 100% | 100% | 100% | 100% | 100% | 100% | 100% | 100% | 100% | 100% | 100% | 100% | 100% | 100% | 100%
Commercial_Other Health_Existing_Food Preparation_Natural Gas_Fryer_E3_Codes & Standards Forecast | Commercial | Other Health | Existing | Food Preparation | Natural Gas | Fryer | E3 |  | Codes & Standards Forecast | bar: 2019 to 2051
Commercial_Other Health_Existing_Food Preparation_Natural Gas_Fryer_E4_Codes & Standards Forecast | Commercial | Other Health | Existing | Food Preparation | Natural Gas | Fryer | E4 |  | Codes & Standards Forecast | bar: 2019 to 2051
Commercial_Other Health_Existing_Food Preparation_Natural Gas_Fryer_E5_Codes & Standards Forecast | Commercial | Other Health | Existing | Food Preparation | Natural Gas | Fryer | E5 |  | Codes & Standards Forecast | bar: 2019 to 2051
Commercial_Other Health_Existing_Food Preparation_Natural Gas_Fryer_E6_Codes & Standards Forecast | Commercial | Other Health | Existing | Food Preparation | Natural Gas | Fryer | E6 |  | Codes & Standards Forecast | bar: 2019 to 2051
Commercial_Other Health_Existing_Food Preparation_Natural Gas_Fryer_E7_Codes & Standards Forecast | Commercial | Other Health | Existing | Food Preparation | Natural Gas | Fryer | E7 |  | Codes & Standards Forecast | bar: 2019 to 2051
Commercial_Other Health_Existing_Food Preparation_Natural Gas_Fryer_E8_Codes & Standards Forecast | Commercial | Other Health | Existing | Food Preparation | Natural Gas | Fryer | E8 |  | Codes & Standards Forecast | bar: 2019 to 2051
Commercial_Other Health_Existing_Food Preparation_Natural Gas_Fryer_E9_Codes & Standards Forecast | Commercial | Other Health | Existing | Food Preparation | Natural Gas | Fryer | E9 |  | Codes & Standards Forecast | bar: 2019 to 2051
Commercial_Other Health_Existing_Food Preparation_Natural Gas_Fryer_E10_Codes & Standards Forecast | Commercial | Other Health | Existing | Food Preparation | Natural Gas | Fryer | E10 |  | Codes & Standards Forecast | bar: 2019 to 2051
Commercial_Other Health_Existing_Food Preparation_Natural Gas_Broiler_E1_Codes & Standards Forecast | Commercial | Other Health | Existing | Food Preparation | Natural Gas | Broiler | E1 | Standard | Codes & Standards Forecast | 100% | 100% | 100% | 100% | 100% | 100% | 100% | 100% | 100% | 100% | 100% | 100% | 100% | 100% | 100% | 100% | 100% | 100% | 100% | 100% | 100% | 100% | 100% | 100% | 100% | 100% | 100% | 100% | 100% | 100% | 100% | 100% | 100%
Commercial_Other Health_Existing_Food Preparation_Natural Gas_Broiler_E2_Codes & Standards Forecast | Commercial | Other Health | Existing | Food Preparation | Natural Gas | Broiler | E2 | Infrared Burners | Codes & Standards Forecast | bar: 2019 to 2051
Commercial_Other Health_Existing_Food Preparation_Natural Gas_Broiler_E3_Codes & Standards Forecast | Commercial | Other Health | Existing | Food Preparation | Natural Gas | Broiler | E3 |  | Codes & Standards Forecast | bar: 2019 to 2051
Commercial_Other Health_Existing_Food Preparation_Natural Gas_Broiler_E4_Codes & Standards Forecast | Commercial | Other Health | Existing | Food Preparation | Natural Gas | Broiler | E4 |  | Codes & Standards Forecast | bar: 2019 to 2051
Commercial_Other Health_Existing_Food Preparation_Natural Gas_Broiler_E5_Codes & Standards Forecast | Commercial | Other Health | Existing | Food Preparation | Natural Gas | Broiler | E5 |  | Codes & Standards Forecast | bar: 2019 to 2051
Commercial_Other Health_Existing_Food Preparation_Natural Gas_Broiler_E6_Codes & Standards Forecast | Commercial | Other Health | Existing | Food Preparation | Natural Gas | Broiler | E6 |  | Codes & Standards Forecast | bar: 2019 to 2051
Commercial_Other Health_Existing_Food Preparation_Natural Gas_Broiler_E7_Codes & Standards Forecast | Commercial | Other Health | Existing | Food Preparation | Natural Gas | Broiler | E7 |  | Codes & Standards Forecast | bar: 2019 to 2051
Commercial_Other Health_Existing_Food Preparation_Natural Gas_Broiler_E8_Codes & Standards Forecast | Commercial | Other Health | Existing | Food Preparation | Natural Gas | Broiler | E8 |  | Codes & Standards Forecast | bar: 2019 to 2051
Commercial_Other Health_Existing_Food Preparation_Natural Gas_Broiler_E9_Codes & Standards Forecast | Commercial | Other Health | Existing | Food Preparation | Natural Gas | Broiler | E9 |  | Codes & Standards Forecast | bar: 2019 to 2051
Commercial_Other Health_Existing_Food Preparation_Natural Gas_Broiler_E10_Codes & Standards Forecast | Commercial | Other Health | Existing | Food Preparation | Natural Gas | Broiler | E10 |  | Codes & Standards Forecast | bar: 2019 to 2051
Commercial_Other Health_Existing_Food Preparation_Natural Gas_Griddle_E1_Codes & Standards Forecast | Commercial | Other Health | Existing | Food Preparation | Natural Gas | Griddle | E1 | Standard | Codes & Standards Forecast | 100% | 100% | 100% | 100% | 100% | 100% | 100% | 100% | 100% | 100% | 100% | 100% | 100% | 100% | 100% | 100% | 100% | 100% | 100% | 100% | 100% | 100% | 100% | 100% | 100% | 100% | 100% | 100% | 100% | 100% | 100% | 100% | 100%
Commercial_Other Health_Existing_Food Preparation_Natural Gas_Griddle_E2_Codes & Standards Forecast | Commercial | Other Health | Existing | Food Preparation | Natural Gas | Griddle | E2 | ENERGY STAR | Codes & Standards Forecast | bar: 2019 to 2051
Commercial_Other Health_Existing_Food Preparation_Natural Gas_Griddle_E3_Codes & Standards Forecast | Commercial | Other Health | Existing | Food Preparation | Natural Gas | Griddle | E3 |  | Codes & Standards Forecast | bar: 2019 to 2051
Commercial_Other Health_Existing_Food Preparation_Natural Gas_Griddle_E4_Codes & Standards Forecast | Commercial | Other Health | Existing | Food Preparation | Natural Gas | Griddle | E4 |  | Codes & Standards Forecast | bar: 2019 to 2051
Commercial_Other Health_Existing_Food Preparation_Natural Gas_Griddle_E5_Codes & Standards Forecast | Commercial | Other Health | Existing | Food Preparation | Natural Gas | Griddle | E5 |  | Codes & Standards Forecast | bar: 2019 to 2051
Commercial_Other Health_Existing_Food Preparation_Natural Gas_Griddle_E6_Codes & Standards Forecast | Commercial | Other Health | Existing | Food Preparation | Natural Gas | Griddle | E6 |  | Codes & Standards Forecast | bar: 2019 to 2051
Commercial_Other Health_Existing_Food Preparation_Natural Gas_Griddle_E7_Codes & Standards Forecast | Commercial | Other Health | Existing | Food Preparation | Natural Gas | Griddle | E7 |  | Codes & Standards Forecast | bar: 2019 to 2051
Commercial_Other Health_Existing_Food Preparation_Natural Gas_Griddle_E8_Codes & Standards Forecast | Commercial | Other Health | Existing | Food Preparation | Natural Gas | Griddle | E8 |  | Codes & Standards Forecast | bar: 2019 to 2051
Commercial_Other Health_Existing_Food Preparation_Natural Gas_Griddle_E9_Codes & Standards Forecast | Commercial | Other Health | Existing | Food Preparation | Natural Gas | Griddle | E9 |  | Codes & Standards Forecast | bar: 2019 to 2051
Commercial_Other Health_Existing_Food Preparation_Natural Gas_Griddle_E10_Codes & Standards Forecast | Commercial | Other Health | Existing | Food Preparation | Natural Gas | Griddle | E10 |  | Codes & Standards Forecast | bar: 2019 to 2051
Commercial_Other Health_Existing_Food Preparation_Natural Gas_Range_E1_Codes & Standards Forecast | Commercial | Other Health | Existing | Food Preparation | Natural Gas | Range | E1 | Standard | Codes & Standards Forecast | 100% | 100% | 100% | 100% | 100% | 100% | 100% | 100% | 100% | 100% | 100% | 100% | 100% | 100% | 100% | 100% | 100% | 100% | 100% | 100% | 100% | 100% | 100% | 100% | 100% | 100% | 100% | 100% | 100% | 100% | 100% | 100% | 100%
Commercial_Other Health_Existing_Food Preparation_Natural Gas_Range_E2_Codes & Standards Forecast | Commercial | Other Health | Existing | Food Preparation | Natural Gas | Range | E2 | High Efficiency | Codes & Standards Forecast | bar: 2019 to 2051
Commercial_Other Health_Existing_Food Preparation_Natural Gas_Range_E3_Codes & Standards Forecast | Commercial | Other Health | Existing | Food Preparation | Natural Gas | Range | E3 |  | Codes & Standards Forecast | bar: 2019 to 2051
Commercial_Other Health_Existing_Food Preparation_Natural Gas_Range_E4_Codes & Standards Forecast | Commercial | Other Health | Existing | Food Preparation | Natural Gas | Range | E4 |  | Codes & Standards Forecast | bar: 2019 to 2051
Commercial_Other Health_Existing_Food Preparation_Natural Gas_Range_E5_Codes & Standards Forecast | Commercial | Other Health | Existing | Food Preparation | Natural Gas | Range | E5 |  | Codes & Standards Forecast | bar: 2019 to 2051
Commercial_Other Health_Existing_Food Preparation_Natural Gas_Range_E6_Codes & Standards Forecast | Commercial | Other Health | Existing | Food Preparation | Natural Gas | Range | E6 |  | Codes & Standards Forecast | bar: 2019 to 2051
Commercial_Other Health_Existing_Food Preparation_Natural Gas_Range_E7_Codes & Standards Forecast | Commercial | Other Health | Existing | Food Preparation | Natural Gas | Range | E7 |  | Codes & Standards Forecast | bar: 2019 to 2051
Commercial_Other Health_Existing_Food Preparation_Natural Gas_Range_E8_Codes & Standards Forecast | Commercial | Other Health | Existing | Food Preparation | Natural Gas | Range | E8 |  | Codes & Standards Forecast | bar: 2019 to 2051
Commercial_Other Health_Existing_Food Preparation_Natural Gas_Range_E9_Codes & Standards Forecast | Commercial | Other Health | Existing | Food Preparation | Natural Gas | Range | E9 |  | Codes & Standards Forecast | bar: 2019 to 2051
Commercial_Other Health_Existing_Food Preparation_Natural Gas_Range_E10_Codes & Standards Forecast | Commercial | Other Health | Existing | Food Preparation | Natural Gas | Range | E10 |  | Codes & Standards Forecast | bar: 2019 to 2051
Commercial_Other Health_Existing_Food Preparation_Natural Gas_Steamer_E1_Codes & Standards Forecast | Commercial | Other Health | Existing | Food Preparation | Natural Gas | Steamer | E1 | Standard | Codes & Standards Forecast | 100% | 100% | 100% | 0% | 0% | 0% | 0% | 0% | 0% | 0% | 0% | 0% | 0% | 0% | 0% | 0% | 0% | 0% | 0% | 0% | 0% | 0% | 0% | 0% | 0% | 0% | 0% | 0% | 0% | 0% | 0% | 0% | 0%
Commercial_Other Health_Existing_Food Preparation_Natural Gas_Steamer_E2_Codes & Standards Forecast | Commercial | Other Health | Existing | Food Preparation | Natural Gas | Steamer | E2 | ENERGY STAR | Codes & Standards Forecast | 0% | 0% | 0% | 100% | 100% | 100% | 100% | 100% | 100% | 100% | 100% | 100% | 100% | 100% | 100% | 100% | 100% | 100% | 100% | 100% | 100% | 100% | 100% | 100% | 100% | 100% | 100% | 100% | 100% | 100% | 100% | 100% | 100%
Commercial_Other Health_Existing_Food Preparation_Natural Gas_Steamer_E3_Codes & Standards Forecast | Commercial | Other Health | Existing | Food Preparation | Natural Gas | Steamer | E3 |  | Codes & Standards Forecast | bar: 2019 to 2051
Commercial_Other Health_Existing_Food Preparation_Natural Gas_Steamer_E4_Codes & Standards Forecast | Commercial | Other Health | Existing | Food Preparation | Natural Gas | Steamer | E4 |  | Codes & Standards Forecast | bar: 2019 to 2051
Commercial_Other Health_Existing_Food Preparation_Natural Gas_Steamer_E5_Codes & Standards Forecast | Commercial | Other Health | Existing | Food Preparation | Natural Gas | Steamer | E5 |  | Codes & Standards Forecast | bar: 2019 to 2051
Commercial_Other Health_Existing_Food Preparation_Natural Gas_Steamer_E6_Codes & Standards Forecast | Commercial | Other Health | Existing | Food Preparation | Natural Gas | Steamer | E6 |  | Codes & Standards Forecast | bar: 2019 to 2051
Commercial_Other Health_Existing_Food Preparation_Natural Gas_Steamer_E7_Codes & Standards Forecast | Commercial | Other Health | Existing | Food Preparation | Natural Gas | Steamer | E7 |  | Codes & Standards Forecast | bar: 2019 to 2051
Commercial_Other Health_Existing_Food Preparation_Natural Gas_Steamer_E8_Codes & Standards Forecast | Commercial | Other Health | Existing | Food Preparation | Natural Gas | Steamer | E8 |  | Codes & Standards Forecast | bar: 2019 to 2051
Commercial_Other Health_Existing_Food Preparation_Natural Gas_Steamer_E9_Codes & Standards Forecast | Commercial | Other Health | Existing | Food Preparation | Natural Gas | Steamer | E9 |  | Codes & Standards Forecast | bar: 2019 to 2051
Commercial_Other Health_Existing_Food Preparation_Natural Gas_Steamer_E10_Codes & Standards Forecast | Commercial | Other Health | Existing | Food Preparation | Natural Gas | Steamer | E10 |  | Codes & Standards Forecast | bar: 2019 to 2051
Commercial_Other Health_Existing_Food Preparation_Natural Gas_Food Prep Other_E1_Codes & Standards Forecast | Commercial | Other Health | Existing | Food Preparation | Natural Gas | Food Prep Other | E1 | Standard | Codes & Standards Forecast | 100% | 100% | 100% | 100% | 100% | 100% | 100% | 100% | 100% | 100% | 100% | 100% | 100% | 100% | 100% | 100% | 100% | 100% | 100% | 100% | 100% | 100% | 100% | 100% | 100% | 100% | 100% | 100% | 100% | 100% | 100% | 100% | 100%
Commercial_Other Health_Existing_Food Preparation_Natural Gas_Food Prep Other_E2_Codes & Standards Forecast | Commercial | Other Health | Existing | Food Preparation | Natural Gas | Food Prep Other | E2 | ENERGY STAR | Codes & Standards Forecast | bar: 2019 to 2051
Commercial_Other Health_Existing_Food Preparation_Natural Gas_Food Prep Other_E3_Codes & Standards Forecast | Commercial | Other Health | Existing | Food Preparation | Natural Gas | Food Prep Other | E3 |  | Codes & Standards Forecast | bar: 2019 to 2051
Commercial_Other Health_Existing_Food Preparation_Natural Gas_Food Prep Other_E4_Codes & Standards Forecast | Commercial | Other Health | Existing | Food Preparation | Natural Gas | Food Prep Other | E4 |  | Codes & Standards Forecast | bar: 2019 to 2051
Commercial_Other Health_Existing_Food Preparation_Natural Gas_Food Prep Other_E5_Codes & Standards Forecast | Commercial | Other Health | Existing | Food Preparation | Natural Gas | Food Prep Other | E5 |  | Codes & Standards Forecast | bar: 2019 to 2051
Commercial_Other Health_Existing_Food Preparation_Natural Gas_Food Prep Other_E6_Codes & Standards Forecast | Commercial | Other Health | Existing | Food Preparation | Natural Gas | Food Prep Other | E6 |  | Codes & Standards Forecast | bar: 2019 to 2051
Commercial_Other Health_Existing_Food Preparation_Natural Gas_Food Prep Other_E7_Codes & Standards Forecast | Commercial | Other Health | Existing | Food Preparation | Natural Gas | Food Prep Other | E7 |  | Codes & Standards Forecast | bar: 2019 to 2051
Commercial_Other Health_Existing_Food Preparation_Natural Gas_Food Prep Other_E8_Codes & Standards Forecast | Commercial | Other Health | Existing | Food Preparation | Natural Gas | Food Prep Other | E8 |  | Codes & Standards Forecast | bar: 2019 to 2051
Commercial_Other Health_Existing_Food Preparation_Natural Gas_Food Prep Other_E9_Codes & Standards Forecast | Commercial | Other Health | Existing | Food Preparation | Natural Gas | Food Prep Other | E9 |  | Codes & Standards Forecast | bar: 2019 to 2051
Commercial_Other Health_Existing_Food Preparation_Natural Gas_Food Prep Other_E10_Codes & Standards Forecast | Commercial | Other Health | Existing | Food Preparation | Natural Gas | Food Prep Other | E10 |  | Codes & Standards Forecast | bar: 2019 to 2051
Commercial_Other Health_Existing_Miscellaneous_Natural Gas_Pool Heater_E1_Codes & Standards Forecast | Commercial | Other Health | Existing | Miscellaneous | Natural Gas | Pool Heater | E1 | Standard (EF .78) | Codes & Standards Forecast | 100% | 100% | 100% | 100% | 100% | 100% | 100% | 100% | 100% | 100% | 100% | 100% | 100% | 100% | 100% | 100% | 100% | 100% | 100% | 100% | 100% | 100% | 100% | 100% | 100% | 100% | 100% | 100% | 100% | 100% | 100% | 100% | 100%
Commercial_Other Health_Existing_Miscellaneous_Natural Gas_Pool Heater_E2_Codes & Standards Forecast | Commercial | Other Health | Existing | Miscellaneous | Natural Gas | Pool Heater | E2 | Condensing (EF .90) | Codes & Standards Forecast | bar: 2019 to 2051
Commercial_Other Health_Existing_Miscellaneous_Natural Gas_Pool Heater_E3_Codes & Standards Forecast | Commercial | Other Health | Existing | Miscellaneous | Natural Gas | Pool Heater | E3 |  | Codes & Standards Forecast | bar: 2019 to 2051
Commercial_Other Health_Existing_Miscellaneous_Natural Gas_Pool Heater_E4_Codes & Standards Forecast | Commercial | Other Health | Existing | Miscellaneous | Natural Gas | Pool Heater | E4 |  | Codes & Standards Forecast | bar: 2019 to 2051
Commercial_Other Health_Existing_Miscellaneous_Natural Gas_Pool Heater_E5_Codes & Standards Forecast | Commercial | Other Health | Existing | Miscellaneous | Natural Gas | Pool Heater | E5 |  | Codes & Standards Forecast | bar: 2019 to 2051
Commercial_Other Health_Existing_Miscellaneous_Natural Gas_Pool Heater_E6_Codes & Standards Forecast | Commercial | Other Health | Existing | Miscellaneous | Natural Gas | Pool Heater | E6 |  | Codes & Standards Forecast | bar: 2019 to 2051
Commercial_Other Health_Existing_Miscellaneous_Natural Gas_Pool Heater_E7_Codes & Standards Forecast | Commercial | Other Health | Existing | Miscellaneous | Natural Gas | Pool Heater | E7 |  | Codes & Standards Forecast | bar: 2019 to 2051
Commercial_Other Health_Existing_Miscellaneous_Natural Gas_Pool Heater_E8_Codes & Standards Forecast | Commercial | Other Health | Existing | Miscellaneous | Natural Gas | Pool Heater | E8 |  | Codes & Standards Forecast | bar: 2019 to 2051
Commercial_Other Health_Existing_Miscellaneous_Natural Gas_Pool Heater_E9_Codes & Standards Forecast | Commercial | Other Health | Existing | Miscellaneous | Natural Gas | Pool Heater | E9 |  | Codes & Standards Forecast | bar: 2019 to 2051
Commercial_Other Health_Existing_Miscellaneous_Natural Gas_Pool Heater_E10_Codes & Standards Forecast | Commercial | Other Health | Existing | Miscellaneous | Natural Gas | Pool Heater | E10 |  | Codes & Standards Forecast | bar: 2019 to 2051
Commercial_Other Health_Existing_Miscellaneous_Natural Gas_Miscellaneous_E1_Codes & Standards Forecast | Commercial | Other Health | Existing | Miscellaneous | Natural Gas | Miscellaneous | E1 | Miscellaneous | Codes & Standards Forecast | 100% | 100% | 100% | 100% | 100% | 100% | 100% | 100% | 100% | 100% | 100% | 100% | 100% | 100% | 100% | 100% | 100% | 100% | 100% | 100% | 100% | 100% | 100% | 100% | 100% | 100% | 100% | 100% | 100% | 100% | 100% | 100% | 100%
Commercial_Other Health_Existing_Miscellaneous_Natural Gas_Miscellaneous_E2_Codes & Standards Forecast | Commercial | Other Health | Existing | Miscellaneous | Natural Gas | Miscellaneous | E2 |  | Codes & Standards Forecast | bar: 2019 to 2051
Commercial_Other Health_Existing_Miscellaneous_Natural Gas_Miscellaneous_E3_Codes & Standards Forecast | Commercial | Other Health | Existing | Miscellaneous | Natural Gas | Miscellaneous | E3 |  | Codes & Standards Forecast | bar: 2019 to 2051
Commercial_Other Health_Existing_Miscellaneous_Natural Gas_Miscellaneous_E4_Codes & Standards Forecast | Commercial | Other Health | Existing | Miscellaneous | Natural Gas | Miscellaneous | E4 |  | Codes & Standards Forecast | bar: 2019 to 2051
Commercial_Other Health_Existing_Miscellaneous_Natural Gas_Miscellaneous_E5_Codes & Standards Forecast | Commercial | Other Health | Existing | Miscellaneous | Natural Gas | Miscellaneous | E5 |  | Codes & Standards Forecast | bar: 2019 to 2051
Commercial_Other Health_Existing_Miscellaneous_Natural Gas_Miscellaneous_E6_Codes & Standards Forecast | Commercial | Other Health | Existing | Miscellaneous | Natural Gas | Miscellaneous | E6 |  | Codes & Standards Forecast | bar: 2019 to 2051
Commercial_Other Health_Existing_Miscellaneous_Natural Gas_Miscellaneous_E7_Codes & Standards Forecast | Commercial | Other Health | Existing | Miscellaneous | Natural Gas | Miscellaneous | E7 |  | Codes & Standards Forecast | bar: 2019 to 2051
Commercial_Other Health_Existing_Miscellaneous_Natural Gas_Miscellaneous_E8_Codes & Standards Forecast | Commercial | Other Health | Existing | Miscellaneous | Natural Gas | Miscellaneous | E8 |  | Codes & Standards Forecast | bar: 2019 to 2051
Commercial_Other Health_Existing_Miscellaneous_Natural Gas_Miscellaneous_E9_Codes & Standards Forecast | Commercial | Other Health | Existing | Miscellaneous | Natural Gas | Miscellaneous | E9 |  | Codes & Standards Forecast | bar: 2019 to 2051
Commercial_Other Health_Existing_Miscellaneous_Natural Gas_Miscellaneous_E10_Codes & Standards Forecast | Commercial | Other Health | Existing | Miscellaneous | Natural Gas | Miscellaneous | E10 |  | Codes & Standards Forecast | bar: 2019 to 2051
Commercial_Other Health_New_Space Heating_Natural Gas_Furnace_E1_Codes & Standards Forecast | Commercial | Other Health | New | Space Heating | Natural Gas | Furnace | E1 | AFUE 80% (Standard) | Codes & Standards Forecast | 100% | 100% | 100% | 100% | 100% | 100% | 100% | 100% | 100% | 100% | 100% | 100% | 100% | 100% | 100% | 100% | 100% | 100% | 100% | 100% | 100% | 100% | 100% | 100% | 100% | 100% | 100% | 100% | 100% | 100% | 100% | 100% | 100%
Commercial_Other Health_New_Space Heating_Natural Gas_Furnace_E2_Codes & Standards Forecast | Commercial | Other Health | New | Space Heating | Natural Gas | Furnace | E2 | AFUE 90% | Codes & Standards Forecast | bar: 2019 to 2051
Commercial_Other Health_New_Space Heating_Natural Gas_Furnace_E3_Codes & Standards Forecast | Commercial | Other Health | New | Space Heating | Natural Gas | Furnace | E3 | AFUE 96% | Codes & Standards Forecast | bar: 2019 to 2051
Commercial_Other Health_New_Space Heating_Natural Gas_Furnace_E4_Codes & Standards Forecast | Commercial | Other Health | New | Space Heating | Natural Gas | Furnace | E4 |  | Codes & Standards Forecast | bar: 2019 to 2051
Commercial_Other Health_New_Space Heating_Natural Gas_Furnace_E5_Codes & Standards Forecast | Commercial | Other Health | New | Space Heating | Natural Gas | Furnace | E5 |  | Codes & Standards Forecast | bar: 2019 to 2051
Commercial_Other Health_New_Space Heating_Natural Gas_Furnace_E6_Codes & Standards Forecast | Commercial | Other Health | New | Space Heating | Natural Gas | Furnace | E6 |  | Codes & Standards Forecast | bar: 2019 to 2051
Commercial_Other Health_New_Space Heating_Natural Gas_Furnace_E7_Codes & Standards Forecast | Commercial | Other Health | New | Space Heating | Natural Gas | Furnace | E7 |  | Codes & Standards Forecast | bar: 2019 to 2051
Commercial_Other Health_New_Space Heating_Natural Gas_Furnace_E8_Codes & Standards Forecast | Commercial | Other Health | New | Space Heating | Natural Gas | Furnace | E8 |  | Codes & Standards Forecast | bar: 2019 to 2051
Commercial_Other Health_New_Space Heating_Natural Gas_Furnace_E9_Codes & Standards Forecast | Commercial | Other Health | New | Space Heating | Natural Gas | Furnace | E9 |  | Codes & Standards Forecast | bar: 2019 to 2051
Commercial_Other Health_New_Space Heating_Natural Gas_Furnace_E10_Codes & Standards Forecast | Commercial | Other Health | New | Space Heating | Natural Gas | Furnace | E10 |  | Codes & Standards Forecast | bar: 2019 to 2051
Commercial_Other Health_New_Space Heating_Natural Gas_Boiler_E1_Codes & Standards Forecast | Commercial | Other Health | New | Space Heating | Natural Gas | Boiler | E1 | AFUE 80% (Standard) | Codes & Standards Forecast | 100% | 100% | 100% | 100% | 100% | 100% | 100% | 100% | 100% | 100% | 100% | 100% | 100% | 100% | 100% | 100% | 100% | 100% | 100% | 100% | 100% | 100% | 100% | 100% | 100% | 100% | 100% | 100% | 100% | 100% | 100% | 100% | 100%
Commercial_Other Health_New_Space Heating_Natural Gas_Boiler_E2_Codes & Standards Forecast | Commercial | Other Health | New | Space Heating | Natural Gas | Boiler | E2 | AFUE 85% | Codes & Standards Forecast | bar: 2019 to 2051
Commercial_Other Health_New_Space Heating_Natural Gas_Boiler_E3_Codes & Standards Forecast | Commercial | Other Health | New | Space Heating | Natural Gas | Boiler | E3 | AFUE 97% | Codes & Standards Forecast | bar: 2019 to 2051
Commercial_Other Health_New_Space Heating_Natural Gas_Boiler_E4_Codes & Standards Forecast | Commercial | Other Health | New | Space Heating | Natural Gas | Boiler | E4 | Convert to NG Air Source Heat Pump | Codes & Standards Forecast | bar: 2019 to 2051
Commercial_Other Health_New_Space Heating_Natural Gas_Boiler_E5_Codes & Standards Forecast | Commercial | Other Health | New | Space Heating | Natural Gas | Boiler | E5 |  | Codes & Standards Forecast | bar: 2019 to 2051
Commercial_Other Health_New_Space Heating_Natural Gas_Boiler_E6_Codes & Standards Forecast | Commercial | Other Health | New | Space Heating | Natural Gas | Boiler | E6 |  | Codes & Standards Forecast | bar: 2019 to 2051
Commercial_Other Health_New_Space Heating_Natural Gas_Boiler_E7_Codes & Standards Forecast | Commercial | Other Health | New | Space Heating | Natural Gas | Boiler | E7 |  | Codes & Standards Forecast | bar: 2019 to 2051
Commercial_Other Health_New_Space Heating_Natural Gas_Boiler_E8_Codes & Standards Forecast | Commercial | Other Health | New | Space Heating | Natural Gas | Boiler | E8 |  | Codes & Standards Forecast | bar: 2019 to 2051
Commercial_Other Health_New_Space Heating_Natural Gas_Boiler_E9_Codes & Standards Forecast | Commercial | Other Health | New | Space Heating | Natural Gas | Boiler | E9 |  | Codes & Standards Forecast | bar: 2019 to 2051
Commercial_Other Health_New_Space Heating_Natural Gas_Boiler_E10_Codes & Standards Forecast | Commercial | Other Health | New | Space Heating | Natural Gas | Boiler | E10 |  | Codes & Standards Forecast | bar: 2019 to 2051
Commercial_Other Health_New_Space Heating_Natural Gas_Unit Heater_E1_Codes & Standards Forecast | Commercial | Other Health | New | Space Heating | Natural Gas | Unit Heater | E1 | Standard | Codes & Standards Forecast | 100% | 100% | 100% | 100% | 100% | 100% | 100% | 100% | 100% | 100% | 100% | 100% | 100% | 100% | 100% | 100% | 100% | 100% | 100% | 100% | 100% | 100% | 100% | 100% | 100% | 100% | 100% | 100% | 100% | 100% | 100% | 100% | 100%
Commercial_Other Health_New_Space Heating_Natural Gas_Unit Heater_E2_Codes & Standards Forecast | Commercial | Other Health | New | Space Heating | Natural Gas | Unit Heater | E2 | Condensing | Codes & Standards Forecast | bar: 2019 to 2051
Commercial_Other Health_New_Space Heating_Natural Gas_Unit Heater_E3_Codes & Standards Forecast | Commercial | Other Health | New | Space Heating | Natural Gas | Unit Heater | E3 | Infrared Radiant | Codes & Standards Forecast | bar: 2019 to 2051
Commercial_Other Health_New_Space Heating_Natural Gas_Unit Heater_E4_Codes & Standards Forecast | Commercial | Other Health | New | Space Heating | Natural Gas | Unit Heater | E4 |  | Codes & Standards Forecast | bar: 2019 to 2051
Commercial_Other Health_New_Space Heating_Natural Gas_Unit Heater_E5_Codes & Standards Forecast | Commercial | Other Health | New | Space Heating | Natural Gas | Unit Heater | E5 |  | Codes & Standards Forecast | bar: 2019 to 2051
Commercial_Other Health_New_Space Heating_Natural Gas_Unit Heater_E6_Codes & Standards Forecast | Commercial | Other Health | New | Space Heating | Natural Gas | Unit Heater | E6 |  | Codes & Standards Forecast | bar: 2019 to 2051
Commercial_Other Health_New_Space Heating_Natural Gas_Unit Heater_E7_Codes & Standards Forecast | Commercial | Other Health | New | Space Heating | Natural Gas | Unit Heater | E7 |  | Codes & Standards Forecast | bar: 2019 to 2051
Commercial_Other Health_New_Space Heating_Natural Gas_Unit Heater_E8_Codes & Standards Forecast | Commercial | Other Health | New | Space Heating | Natural Gas | Unit Heater | E8 |  | Codes & Standards Forecast | bar: 2019 to 2051
Commercial_Other Health_New_Space Heating_Natural Gas_Unit Heater_E9_Codes & Standards Forecast | Commercial | Other Health | New | Space Heating | Natural Gas | Unit Heater | E9 |  | Codes & Standards Forecast | bar: 2019 to 2051
Commercial_Other Health_New_Space Heating_Natural Gas_Unit Heater_E10_Codes & Standards Forecast | Commercial | Other Health | New | Space Heating | Natural Gas | Unit Heater | E10 |  | Codes & Standards Forecast | bar: 2019 to 2051
Commercial_Other Health_New_Water Heating_Natural Gas_Water Heater_E1_Codes & Standards Forecast | Commercial | Other Health | New | Water Heating | Natural Gas | Water Heater | E1 | TE 80% | Codes & Standards Forecast | 100% | 100% | 100% | 100% | 100% | 100% | 100% | 100% | 100% | 100% | 100% | 100% | 100% | 100% | 100% | 100% | 100% | 100% | 100% | 100% | 100% | 100% | 100% | 100% | 100% | 100% | 100% | 100% | 100% | 100% | 100% | 100% | 100%
Commercial_Other Health_New_Water Heating_Natural Gas_Water Heater_E2_Codes & Standards Forecast | Commercial | Other Health | New | Water Heating | Natural Gas | Water Heater | E2 | TE 81% | Codes & Standards Forecast | bar: 2019 to 2051
Commercial_Other Health_New_Water Heating_Natural Gas_Water Heater_E3_Codes & Standards Forecast | Commercial | Other Health | New | Water Heating | Natural Gas | Water Heater | E3 | TE 88% | Codes & Standards Forecast | bar: 2019 to 2051
Commercial_Other Health_New_Water Heating_Natural Gas_Water Heater_E4_Codes & Standards Forecast | Commercial | Other Health | New | Water Heating | Natural Gas | Water Heater | E4 | TE 94% | Codes & Standards Forecast | bar: 2019 to 2051
Commercial_Other Health_New_Water Heating_Natural Gas_Water Heater_E5_Codes & Standards Forecast | Commercial | Other Health | New | Water Heating | Natural Gas | Water Heater | E5 | TE 96% | Codes & Standards Forecast | bar: 2019 to 2051
Commercial_Other Health_New_Water Heating_Natural Gas_Water Heater_E6_Codes & Standards Forecast | Commercial | Other Health | New | Water Heating | Natural Gas | Water Heater | E6 | Tankless | Codes & Standards Forecast | bar: 2019 to 2051
Commercial_Other Health_New_Water Heating_Natural Gas_Water Heater_E7_Codes & Standards Forecast | Commercial | Other Health | New | Water Heating | Natural Gas | Water Heater | E7 | Gas-Fired Absorption HPWH | Codes & Standards Forecast | bar: 2019 to 2051
Commercial_Other Health_New_Water Heating_Natural Gas_Water Heater_E8_Codes & Standards Forecast | Commercial | Other Health | New | Water Heating | Natural Gas | Water Heater | E8 |  | Codes & Standards Forecast | bar: 2019 to 2051
Commercial_Other Health_New_Water Heating_Natural Gas_Water Heater_E9_Codes & Standards Forecast | Commercial | Other Health | New | Water Heating | Natural Gas | Water Heater | E9 |  | Codes & Standards Forecast | bar: 2019 to 2051
Commercial_Other Health_New_Water Heating_Natural Gas_Water Heater_E10_Codes & Standards Forecast | Commercial | Other Health | New | Water Heating | Natural Gas | Water Heater | E10 |  | Codes & Standards Forecast | bar: 2019 to 2051
Commercial_Other Health_New_Food Preparation_Natural Gas_Oven_E1_Codes & Standards Forecast | Commercial | Other Health | New | Food Preparation | Natural Gas | Oven | E1 | Standard | Codes & Standards Forecast | 100% | 100% | 100% | 100% | 100% | 100% | 100% | 100% | 100% | 100% | 100% | 100% | 100% | 100% | 100% | 100% | 100% | 100% | 100% | 100% | 100% | 100% | 100% | 100% | 100% | 100% | 100% | 100% | 100% | 100% | 100% | 100% | 100%
Commercial_Other Health_New_Food Preparation_Natural Gas_Oven_E2_Codes & Standards Forecast | Commercial | Other Health | New | Food Preparation | Natural Gas | Oven | E2 | ENERGY STAR (>44% Baking Efficiency) | Codes & Standards Forecast | bar: 2019 to 2051
Commercial_Other Health_New_Food Preparation_Natural Gas_Oven_E3_Codes & Standards Forecast | Commercial | Other Health | New | Food Preparation | Natural Gas | Oven | E3 |  | Codes & Standards Forecast | bar: 2019 to 2051
Commercial_Other Health_New_Food Preparation_Natural Gas_Oven_E4_Codes & Standards Forecast | Commercial | Other Health | New | Food Preparation | Natural Gas | Oven | E4 |  | Codes & Standards Forecast | bar: 2019 to 2051
Commercial_Other Health_New_Food Preparation_Natural Gas_Oven_E5_Codes & Standards Forecast | Commercial | Other Health | New | Food Preparation | Natural Gas | Oven | E5 |  | Codes & Standards Forecast | bar: 2019 to 2051
Commercial_Other Health_New_Food Preparation_Natural Gas_Oven_E6_Codes & Standards Forecast | Commercial | Other Health | New | Food Preparation | Natural Gas | Oven | E6 |  | Codes & Standards Forecast | bar: 2019 to 2051
Commercial_Other Health_New_Food Preparation_Natural Gas_Oven_E7_Codes & Standards Forecast | Commercial | Other Health | New | Food Preparation | Natural Gas | Oven | E7 |  | Codes & Standards Forecast | bar: 2019 to 2051
Commercial_Other Health_New_Food Preparation_Natural Gas_Oven_E8_Codes & Standards Forecast | Commercial | Other Health | New | Food Preparation | Natural Gas | Oven | E8 |  | Codes & Standards Forecast | bar: 2019 to 2051
Commercial_Other Health_New_Food Preparation_Natural Gas_Oven_E9_Codes & Standards Forecast | Commercial | Other Health | New | Food Preparation | Natural Gas | Oven | E9 |  | Codes & Standards Forecast | bar: 2019 to 2051
Commercial_Other Health_New_Food Preparation_Natural Gas_Oven_E10_Codes & Standards Forecast | Commercial | Other Health | New | Food Preparation | Natural Gas | Oven | E10 |  | Codes & Standards Forecast | bar: 2019 to 2051
Commercial_Other Health_New_Food Preparation_Natural Gas_Conveyor Oven_E1_Codes & Standards Forecast | Commercial | Other Health | New | Food Preparation | Natural Gas | Conveyor Oven | E1 | Standard | Codes & Standards Forecast | 100% | 100% | 100% | 100% | 100% | 100% | 100% | 100% | 100% | 100% | 100% | 100% | 100% | 100% | 100% | 100% | 100% | 100% | 100% | 100% | 100% | 100% | 100% | 100% | 100% | 100% | 100% | 100% | 100% | 100% | 100% | 100% | 100%
Commercial_Other Health_New_Food Preparation_Natural Gas_Conveyor Oven_E2_Codes & Standards Forecast | Commercial | Other Health | New | Food Preparation | Natural Gas | Conveyor Oven | E2 | Efficient (>44% Baking Efficiency) | Codes & Standards Forecast | bar: 2019 to 2051
Commercial_Other Health_New_Food Preparation_Natural Gas_Conveyor Oven_E3_Codes & Standards Forecast | Commercial | Other Health | New | Food Preparation | Natural Gas | Conveyor Oven | E3 |  | Codes & Standards Forecast | bar: 2019 to 2051
Commercial_Other Health_New_Food Preparation_Natural Gas_Conveyor Oven_E4_Codes & Standards Forecast | Commercial | Other Health | New | Food Preparation | Natural Gas | Conveyor Oven | E4 |  | Codes & Standards Forecast | bar: 2019 to 2051
Commercial_Other Health_New_Food Preparation_Natural Gas_Conveyor Oven_E5_Codes & Standards Forecast | Commercial | Other Health | New | Food Preparation | Natural Gas | Conveyor Oven | E5 |  | Codes & Standards Forecast | bar: 2019 to 2051
Commercial_Other Health_New_Food Preparation_Natural Gas_Conveyor Oven_E6_Codes & Standards Forecast | Commercial | Other Health | New | Food Preparation | Natural Gas | Conveyor Oven | E6 |  | Codes & Standards Forecast | bar: 2019 to 2051
Commercial_Other Health_New_Food Preparation_Natural Gas_Conveyor Oven_E7_Codes & Standards Forecast | Commercial | Other Health | New | Food Preparation | Natural Gas | Conveyor Oven | E7 |  | Codes & Standards Forecast | bar: 2019 to 2051
Commercial_Other Health_New_Food Preparation_Natural Gas_Conveyor Oven_E8_Codes & Standards Forecast | Commercial | Other Health | New | Food Preparation | Natural Gas | Conveyor Oven | E8 |  | Codes & Standards Forecast | bar: 2019 to 2051
Commercial_Other Health_New_Food Preparation_Natural Gas_Conveyor Oven_E9_Codes & Standards Forecast | Commercial | Other Health | New | Food Preparation | Natural Gas | Conveyor Oven | E9 |  | Codes & Standards Forecast | bar: 2019 to 2051
Commercial_Other Health_New_Food Preparation_Natural Gas_Conveyor Oven_E10_Codes & Standards Forecast | Commercial | Other Health | New | Food Preparation | Natural Gas | Conveyor Oven | E10 |  | Codes & Standards Forecast | bar: 2019 to 2051
Commercial_Other Health_New_Food Preparation_Natural Gas_Double Rack Oven_E1_Codes & Standards Forecast | Commercial | Other Health | New | Food Preparation | Natural Gas | Double Rack Oven | E1 | Standard | Codes & Standards Forecast | 100% | 100% | 100% | 100% | 100% | 100% | 100% | 100% | 100% | 100% | 100% | 100% | 100% | 100% | 100% | 100% | 100% | 100% | 100% | 100% | 100% | 100% | 100% | 100% | 100% | 100% | 100% | 100% | 100% | 100% | 100% | 100% | 100%
Commercial_Other Health_New_Food Preparation_Natural Gas_Double Rack Oven_E2_Codes & Standards Forecast | Commercial | Other Health | New | Food Preparation | Natural Gas | Double Rack Oven | E2 | FTSC Qualified (>50% Cooking Efficiency) | Codes & Standards Forecast | bar: 2019 to 2051
Commercial_Other Health_New_Food Preparation_Natural Gas_Double Rack Oven_E3_Codes & Standards Forecast | Commercial | Other Health | New | Food Preparation | Natural Gas | Double Rack Oven | E3 |  | Codes & Standards Forecast | bar: 2019 to 2051
Commercial_Other Health_New_Food Preparation_Natural Gas_Double Rack Oven_E4_Codes & Standards Forecast | Commercial | Other Health | New | Food Preparation | Natural Gas | Double Rack Oven | E4 |  | Codes & Standards Forecast | bar: 2019 to 2051
Commercial_Other Health_New_Food Preparation_Natural Gas_Double Rack Oven_E5_Codes & Standards Forecast | Commercial | Other Health | New | Food Preparation | Natural Gas | Double Rack Oven | E5 |  | Codes & Standards Forecast | bar: 2019 to 2051
Commercial_Other Health_New_Food Preparation_Natural Gas_Double Rack Oven_E6_Codes & Standards Forecast | Commercial | Other Health | New | Food Preparation | Natural Gas | Double Rack Oven | E6 |  | Codes & Standards Forecast | bar: 2019 to 2051
Commercial_Other Health_New_Food Preparation_Natural Gas_Double Rack Oven_E7_Codes & Standards Forecast | Commercial | Other Health | New | Food Preparation | Natural Gas | Double Rack Oven | E7 |  | Codes & Standards Forecast | bar: 2019 to 2051
Commercial_Other Health_New_Food Preparation_Natural Gas_Double Rack Oven_E8_Codes & Standards Forecast | Commercial | Other Health | New | Food Preparation | Natural Gas | Double Rack Oven | E8 |  | Codes & Standards Forecast | bar: 2019 to 2051
Commercial_Other Health_New_Food Preparation_Natural Gas_Double Rack Oven_E9_Codes & Standards Forecast | Commercial | Other Health | New | Food Preparation | Natural Gas | Double Rack Oven | E9 |  | Codes & Standards Forecast | bar: 2019 to 2051
Commercial_Other Health_New_Food Preparation_Natural Gas_Double Rack Oven_E10_Codes & Standards Forecast | Commercial | Other Health | New | Food Preparation | Natural Gas | Double Rack Oven | E10 |  | Codes & Standards Forecast | bar: 2019 to 2051
Commercial_Other Health_New_Food Preparation_Natural Gas_Fryer_E1_Codes & Standards Forecast | Commercial | Other Health | New | Food Preparation | Natural Gas | Fryer | E1 | Standard | Codes & Standards Forecast | 100% | 100% | 100% | 0% | 0% | 0% | 0% | 0% | 0% | 0% | 0% | 0% | 0% | 0% | 0% | 0% | 0% | 0% | 0% | 0% | 0% | 0% | 0% | 0% | 0% | 0% | 0% | 0% | 0% | 0% | 0% | 0% | 0%
Commercial_Other Health_New_Food Preparation_Natural Gas_Fryer_E2_Codes & Standards Forecast | Commercial | Other Health | New | Food Preparation | Natural Gas | Fryer | E2 | ENERGY STAR | Codes & Standards Forecast | 0% | 0% | 0% | 100% | 100% | 100% | 100% | 100% | 100% | 100% | 100% | 100% | 100% | 100% | 100% | 100% | 100% | 100% | 100% | 100% | 100% | 100% | 100% | 100% | 100% | 100% | 100% | 100% | 100% | 100% | 100% | 100% | 100%
Commercial_Other Health_New_Food Preparation_Natural Gas_Fryer_E3_Codes & Standards Forecast | Commercial | Other Health | New | Food Preparation | Natural Gas | Fryer | E3 |  | Codes & Standards Forecast | bar: 2019 to 2051
Commercial_Other Health_New_Food Preparation_Natural Gas_Fryer_E4_Codes & Standards Forecast | Commercial | Other Health | New | Food Preparation | Natural Gas | Fryer | E4 |  | Codes & Standards Forecast | bar: 2019 to 2051
Commercial_Other Health_New_Food Preparation_Natural Gas_Fryer_E5_Codes & Standards Forecast | Commercial | Other Health | New | Food Preparation | Natural Gas | Fryer | E5 |  | Codes & Standards Forecast | bar: 2019 to 2051
Commercial_Other Health_New_Food Preparation_Natural Gas_Fryer_E6_Codes & Standards Forecast | Commercial | Other Health | New | Food Preparation | Natural Gas | Fryer | E6 |  | Codes & Standards Forecast | bar: 2019 to 2051
Commercial_Other Health_New_Food Preparation_Natural Gas_Fryer_E7_Codes & Standards Forecast | Commercial | Other Health | New | Food Preparation | Natural Gas | Fryer | E7 |  | Codes & Standards Forecast | bar: 2019 to 2051
Commercial_Other Health_New_Food Preparation_Natural Gas_Fryer_E8_Codes & Standards Forecast | Commercial | Other Health | New | Food Preparation | Natural Gas | Fryer | E8 |  | Codes & Standards Forecast | bar: 2019 to 2051
Commercial_Other Health_New_Food Preparation_Natural Gas_Fryer_E9_Codes & Standards Forecast | Commercial | Other Health | New | Food Preparation | Natural Gas | Fryer | E9 |  | Codes & Standards Forecast | bar: 2019 to 2051
Commercial_Other Health_New_Food Preparation_Natural Gas_Fryer_E10_Codes & Standards Forecast | Commercial | Other Health | New | Food Preparation | Natural Gas | Fryer | E10 |  | Codes & Standards Forecast | bar: 2019 to 2051
Commercial_Other Health_New_Food Preparation_Natural Gas_Broiler_E1_Codes & Standards Forecast | Commercial | Other Health | New | Food Preparation | Natural Gas | Broiler | E1 | Standard | Codes & Standards Forecast | 100% | 100% | 100% | 100% | 100% | 100% | 100% | 100% | 100% | 100% | 100% | 100% | 100% | 100% | 100% | 100% | 100% | 100% | 100% | 100% | 100% | 100% | 100% | 100% | 100% | 100% | 100% | 100% | 100% | 100% | 100% | 100% | 100%
Commercial_Other Health_New_Food Preparation_Natural Gas_Broiler_E2_Codes & Standards Forecast | Commercial | Other Health | New | Food Preparation | Natural Gas | Broiler | E2 | Infrared Burners | Codes & Standards Forecast | bar: 2019 to 2051
Commercial_Other Health_New_Food Preparation_Natural Gas_Broiler_E3_Codes & Standards Forecast | Commercial | Other Health | New | Food Preparation | Natural Gas | Broiler | E3 |  | Codes & Standards Forecast | bar: 2019 to 2051
Commercial_Other Health_New_Food Preparation_Natural Gas_Broiler_E4_Codes & Standards Forecast | Commercial | Other Health | New | Food Preparation | Natural Gas | Broiler | E4 |  | Codes & Standards Forecast | bar: 2019 to 2051
Commercial_Other Health_New_Food Preparation_Natural Gas_Broiler_E5_Codes & Standards Forecast | Commercial | Other Health | New | Food Preparation | Natural Gas | Broiler | E5 |  | Codes & Standards Forecast | bar: 2019 to 2051
Commercial_Other Health_New_Food Preparation_Natural Gas_Broiler_E6_Codes & Standards Forecast | Commercial | Other Health | New | Food Preparation | Natural Gas | Broiler | E6 |  | Codes & Standards Forecast | bar: 2019 to 2051
Commercial_Other Health_New_Food Preparation_Natural Gas_Broiler_E7_Codes & Standards Forecast | Commercial | Other Health | New | Food Preparation | Natural Gas | Broiler | E7 |  | Codes & Standards Forecast | bar: 2019 to 2051
Commercial_Other Health_New_Food Preparation_Natural Gas_Broiler_E8_Codes & Standards Forecast | Commercial | Other Health | New | Food Preparation | Natural Gas | Broiler | E8 |  | Codes & Standards Forecast | bar: 2019 to 2051
Commercial_Other Health_New_Food Preparation_Natural Gas_Broiler_E9_Codes & Standards Forecast | Commercial | Other Health | New | Food Preparation | Natural Gas | Broiler | E9 |  | Codes & Standards Forecast | bar: 2019 to 2051
Commercial_Other Health_New_Food Preparation_Natural Gas_Broiler_E10_Codes & Standards Forecast | Commercial | Other Health | New | Food Preparation | Natural Gas | Broiler | E10 |  | Codes & Standards Forecast | bar: 2019 to 2051
Commercial_Other Health_New_Food Preparation_Natural Gas_Griddle_E1_Codes & Standards Forecast | Commercial | Other Health | New | Food Preparation | Natural Gas | Griddle | E1 | Standard | Codes & Standards Forecast | 100% | 100% | 100% | 100% | 100% | 100% | 100% | 100% | 100% | 100% | 100% | 100% | 100% | 100% | 100% | 100% | 100% | 100% | 100% | 100% | 100% | 100% | 100% | 100% | 100% | 100% | 100% | 100% | 100% | 100% | 100% | 100% | 100%
Commercial_Other Health_New_Food Preparation_Natural Gas_Griddle_E2_Codes & Standards Forecast | Commercial | Other Health | New | Food Preparation | Natural Gas | Griddle | E2 | ENERGY STAR | Codes & Standards Forecast | bar: 2019 to 2051
Commercial_Other Health_New_Food Preparation_Natural Gas_Griddle_E3_Codes & Standards Forecast | Commercial | Other Health | New | Food Preparation | Natural Gas | Griddle | E3 |  | Codes & Standards Forecast | bar: 2019 to 2051
Commercial_Other Health_New_Food Preparation_Natural Gas_Griddle_E4_Codes & Standards Forecast | Commercial | Other Health | New | Food Preparation | Natural Gas | Griddle | E4 |  | Codes & Standards Forecast | bar: 2019 to 2051
Commercial_Other Health_New_Food Preparation_Natural Gas_Griddle_E5_Codes & Standards Forecast | Commercial | Other Health | New | Food Preparation | Natural Gas | Griddle | E5 |  | Codes & Standards Forecast | bar: 2019 to 2051
Commercial_Other Health_New_Food Preparation_Natural Gas_Griddle_E6_Codes & Standards Forecast | Commercial | Other Health | New | Food Preparation | Natural Gas | Griddle | E6 |  | Codes & Standards Forecast | bar: 2019 to 2051
Commercial_Other Health_New_Food Preparation_Natural Gas_Griddle_E7_Codes & Standards Forecast | Commercial | Other Health | New | Food Preparation | Natural Gas | Griddle | E7 |  | Codes & Standards Forecast | bar: 2019 to 2051
Commercial_Other Health_New_Food Preparation_Natural Gas_Griddle_E8_Codes & Standards Forecast | Commercial | Other Health | New | Food Preparation | Natural Gas | Griddle | E8 |  | Codes & Standards Forecast | bar: 2019 to 2051
Commercial_Other Health_New_Food Preparation_Natural Gas_Griddle_E9_Codes & Standards Forecast | Commercial | Other Health | New | Food Preparation | Natural Gas | Griddle | E9 |  | Codes & Standards Forecast | bar: 2019 to 2051
Commercial_Other Health_New_Food Preparation_Natural Gas_Griddle_E10_Codes & Standards Forecast | Commercial | Other Health | New | Food Preparation | Natural Gas | Griddle | E10 |  | Codes & Standards Forecast | bar: 2019 to 2051
Commercial_Other Health_New_Food Preparation_Natural Gas_Range_E1_Codes & Standards Forecast | Commercial | Other Health | New | Food Preparation | Natural Gas | Range | E1 | Standard | Codes & Standards Forecast | 100% | 100% | 100% | 100% | 100% | 100% | 100% | 100% | 100% | 100% | 100% | 100% | 100% | 100% | 100% | 100% | 100% | 100% | 100% | 100% | 100% | 100% | 100% | 100% | 100% | 100% | 100% | 100% | 100% | 100% | 100% | 100% | 100%
Commercial_Other Health_New_Food Preparation_Natural Gas_Range_E2_Codes & Standards Forecast | Commercial | Other Health | New | Food Preparation | Natural Gas | Range | E2 | High Efficiency | Codes & Standards Forecast | bar: 2019 to 2051
Commercial_Other Health_New_Food Preparation_Natural Gas_Range_E3_Codes & Standards Forecast | Commercial | Other Health | New | Food Preparation | Natural Gas | Range | E3 |  | Codes & Standards Forecast | bar: 2019 to 2051
Commercial_Other Health_New_Food Preparation_Natural Gas_Range_E4_Codes & Standards Forecast | Commercial | Other Health | New | Food Preparation | Natural Gas | Range | E4 |  | Codes & Standards Forecast | bar: 2019 to 2051
Commercial_Other Health_New_Food Preparation_Natural Gas_Range_E5_Codes & Standards Forecast | Commercial | Other Health | New | Food Preparation | Natural Gas | Range | E5 |  | Codes & Standards Forecast | bar: 2019 to 2051
Commercial_Other Health_New_Food Preparation_Natural Gas_Range_E6_Codes & Standards Forecast | Commercial | Other Health | New | Food Preparation | Natural Gas | Range | E6 |  | Codes & Standards Forecast | bar: 2019 to 2051
Commercial_Other Health_New_Food Preparation_Natural Gas_Range_E7_Codes & Standards Forecast | Commercial | Other Health | New | Food Preparation | Natural Gas | Range | E7 |  | Codes & Standards Forecast | bar: 2019 to 2051
Commercial_Other Health_New_Food Preparation_Natural Gas_Range_E8_Codes & Standards Forecast | Commercial | Other Health | New | Food Preparation | Natural Gas | Range | E8 |  | Codes & Standards Forecast | bar: 2019 to 2051
Commercial_Other Health_New_Food Preparation_Natural Gas_Range_E9_Codes & Standards Forecast | Commercial | Other Health | New | Food Preparation | Natural Gas | Range | E9 |  | Codes & Standards Forecast | bar: 2019 to 2051
Commercial_Other Health_New_Food Preparation_Natural Gas_Range_E10_Codes & Standards Forecast | Commercial | Other Health | New | Food Preparation | Natural Gas | Range | E10 |  | Codes & Standards Forecast | bar: 2019 to 2051
Commercial_Other Health_New_Food Preparation_Natural Gas_Steamer_E1_Codes & Standards Forecast | Commercial | Other Health | New | Food Preparation | Natural Gas | Steamer | E1 | Standard | Codes & Standards Forecast | 100% | 100% | 100% | 0% | 0% | 0% | 0% | 0% | 0% | 0% | 0% | 0% | 0% | 0% | 0% | 0% | 0% | 0% | 0% | 0% | 0% | 0% | 0% | 0% | 0% | 0% | 0% | 0% | 0% | 0% | 0% | 0% | 0%
Commercial_Other Health_New_Food Preparation_Natural Gas_Steamer_E2_Codes & Standards Forecast | Commercial | Other Health | New | Food Preparation | Natural Gas | Steamer | E2 | ENERGY STAR | Codes & Standards Forecast | 0% | 0% | 0% | 100% | 100% | 100% | 100% | 100% | 100% | 100% | 100% | 100% | 100% | 100% | 100% | 100% | 100% | 100% | 100% | 100% | 100% | 100% | 100% | 100% | 100% | 100% | 100% | 100% | 100% | 100% | 100% | 100% | 100%
Commercial_Other Health_New_Food Preparation_Natural Gas_Steamer_E3_Codes & Standards Forecast | Commercial | Other Health | New | Food Preparation | Natural Gas | Steamer | E3 |  | Codes & Standards Forecast | bar: 2019 to 2051
Commercial_Other Health_New_Food Preparation_Natural Gas_Steamer_E4_Codes & Standards Forecast | Commercial | Other Health | New | Food Preparation | Natural Gas | Steamer | E4 |  | Codes & Standards Forecast | bar: 2019 to 2051
Commercial_Other Health_New_Food Preparation_Natural Gas_Steamer_E5_Codes & Standards Forecast | Commercial | Other Health | New | Food Preparation | Natural Gas | Steamer | E5 |  | Codes & Standards Forecast | bar: 2019 to 2051
Commercial_Other Health_New_Food Preparation_Natural Gas_Steamer_E6_Codes & Standards Forecast | Commercial | Other Health | New | Food Preparation | Natural Gas | Steamer | E6 |  | Codes & Standards Forecast | bar: 2019 to 2051
Commercial_Other Health_New_Food Preparation_Natural Gas_Steamer_E7_Codes & Standards Forecast | Commercial | Other Health | New | Food Preparation | Natural Gas | Steamer | E7 |  | Codes & Standards Forecast | bar: 2019 to 2051
Commercial_Other Health_New_Food Preparation_Natural Gas_Steamer_E8_Codes & Standards Forecast | Commercial | Other Health | New | Food Preparation | Natural Gas | Steamer | E8 |  | Codes & Standards Forecast | bar: 2019 to 2051
Commercial_Other Health_New_Food Preparation_Natural Gas_Steamer_E9_Codes & Standards Forecast | Commercial | Other Health | New | Food Preparation | Natural Gas | Steamer | E9 |  | Codes & Standards Forecast | bar: 2019 to 2051
Commercial_Other Health_New_Food Preparation_Natural Gas_Steamer_E10_Codes & Standards Forecast | Commercial | Other Health | New | Food Preparation | Natural Gas | Steamer | E10 |  | Codes & Standards Forecast | bar: 2019 to 2051
Commercial_Other Health_New_Food Preparation_Natural Gas_Food Prep Other_E1_Codes & Standards Forecast | Commercial | Other Health | New | Food Preparation | Natural Gas | Food Prep Other | E1 | Standard | Codes & Standards Forecast | 100% | 100% | 100% | 100% | 100% | 100% | 100% | 100% | 100% | 100% | 100% | 100% | 100% | 100% | 100% | 100% | 100% | 100% | 100% | 100% | 100% | 100% | 100% | 100% | 100% | 100% | 100% | 100% | 100% | 100% | 100% | 100% | 100%
Commercial_Other Health_New_Food Preparation_Natural Gas_Food Prep Other_E2_Codes & Standards Forecast | Commercial | Other Health | New | Food Preparation | Natural Gas | Food Prep Other | E2 | ENERGY STAR | Codes & Standards Forecast | bar: 2019 to 2051
Commercial_Other Health_New_Food Preparation_Natural Gas_Food Prep Other_E3_Codes & Standards Forecast | Commercial | Other Health | New | Food Preparation | Natural Gas | Food Prep Other | E3 |  | Codes & Standards Forecast | bar: 2019 to 2051
Commercial_Other Health_New_Food Preparation_Natural Gas_Food Prep Other_E4_Codes & Standards Forecast | Commercial | Other Health | New | Food Preparation | Natural Gas | Food Prep Other | E4 |  | Codes & Standards Forecast | bar: 2019 to 2051
Commercial_Other Health_New_Food Preparation_Natural Gas_Food Prep Other_E5_Codes & Standards Forecast | Commercial | Other Health | New | Food Preparation | Natural Gas | Food Prep Other | E5 |  | Codes & Standards Forecast | bar: 2019 to 2051
Commercial_Other Health_New_Food Preparation_Natural Gas_Food Prep Other_E6_Codes & Standards Forecast | Commercial | Other Health | New | Food Preparation | Natural Gas | Food Prep Other | E6 |  | Codes & Standards Forecast | bar: 2019 to 2051
Commercial_Other Health_New_Food Preparation_Natural Gas_Food Prep Other_E7_Codes & Standards Forecast | Commercial | Other Health | New | Food Preparation | Natural Gas | Food Prep Other | E7 |  | Codes & Standards Forecast | bar: 2019 to 2051
Commercial_Other Health_New_Food Preparation_Natural Gas_Food Prep Other_E8_Codes & Standards Forecast | Commercial | Other Health | New | Food Preparation | Natural Gas | Food Prep Other | E8 |  | Codes & Standards Forecast | bar: 2019 to 2051
Commercial_Other Health_New_Food Preparation_Natural Gas_Food Prep Other_E9_Codes & Standards Forecast | Commercial | Other Health | New | Food Preparation | Natural Gas | Food Prep Other | E9 |  | Codes & Standards Forecast | bar: 2019 to 2051
Commercial_Other Health_New_Food Preparation_Natural Gas_Food Prep Other_E10_Codes & Standards Forecast | Commercial | Other Health | New | Food Preparation | Natural Gas | Food Prep Other | E10 |  | Codes & Standards Forecast | bar: 2019 to 2051
Commercial_Other Health_New_Miscellaneous_Natural Gas_Pool Heater_E1_Codes & Standards Forecast | Commercial | Other Health | New | Miscellaneous | Natural Gas | Pool Heater | E1 | Standard (EF .78) | Codes & Standards Forecast | 100% | 100% | 100% | 100% | 100% | 100% | 100% | 100% | 100% | 100% | 100% | 100% | 100% | 100% | 100% | 100% | 100% | 100% | 100% | 100% | 100% | 100% | 100% | 100% | 100% | 100% | 100% | 100% | 100% | 100% | 100% | 100% | 100%
Commercial_Other Health_New_Miscellaneous_Natural Gas_Pool Heater_E2_Codes & Standards Forecast | Commercial | Other Health | New | Miscellaneous | Natural Gas | Pool Heater | E2 | Condensing (EF .90) | Codes & Standards Forecast | bar: 2019 to 2051
Commercial_Other Health_New_Miscellaneous_Natural Gas_Pool Heater_E3_Codes & Standards Forecast | Commercial | Other Health | New | Miscellaneous | Natural Gas | Pool Heater | E3 |  | Codes & Standards Forecast | bar: 2019 to 2051
Commercial_Other Health_New_Miscellaneous_Natural Gas_Pool Heater_E4_Codes & Standards Forecast | Commercial | Other Health | New | Miscellaneous | Natural Gas | Pool Heater | E4 |  | Codes & Standards Forecast | bar: 2019 to 2051
Commercial_Other Health_New_Miscellaneous_Natural Gas_Pool Heater_E5_Codes & Standards Forecast | Commercial | Other Health | New | Miscellaneous | Natural Gas | Pool Heater | E5 |  | Codes & Standards Forecast | bar: 2019 to 2051
Commercial_Other Health_New_Miscellaneous_Natural Gas_Pool Heater_E6_Codes & Standards Forecast | Commercial | Other Health | New | Miscellaneous | Natural Gas | Pool Heater | E6 |  | Codes & Standards Forecast | bar: 2019 to 2051
Commercial_Other Health_New_Miscellaneous_Natural Gas_Pool Heater_E7_Codes & Standards Forecast | Commercial | Other Health | New | Miscellaneous | Natural Gas | Pool Heater | E7 |  | Codes & Standards Forecast | bar: 2019 to 2051
Commercial_Other Health_New_Miscellaneous_Natural Gas_Pool Heater_E8_Codes & Standards Forecast | Commercial | Other Health | New | Miscellaneous | Natural Gas | Pool Heater | E8 |  | Codes & Standards Forecast | bar: 2019 to 2051
Commercial_Other Health_New_Miscellaneous_Natural Gas_Pool Heater_E9_Codes & Standards Forecast | Commercial | Other Health | New | Miscellaneous | Natural Gas | Pool Heater | E9 |  | Codes & Standards Forecast | bar: 2019 to 2051
Commercial_Other Health_New_Miscellaneous_Natural Gas_Pool Heater_E10_Codes & Standards Forecast | Commercial | Other Health | New | Miscellaneous | Natural Gas | Pool Heater | E10 |  | Codes & Standards Forecast | bar: 2019 to 2051
Commercial_Other Health_New_Miscellaneous_Natural Gas_Miscellaneous_E1_Codes & Standards Forecast | Commercial | Other Health | New | Miscellaneous | Natural Gas | Miscellaneous | E1 | Miscellaneous | Codes & Standards Forecast | 100% | 100% | 100% | 100% | 100% | 100% | 100% | 100% | 100% | 100% | 100% | 100% | 100% | 100% | 100% | 100% | 100% | 100% | 100% | 100% | 100% | 100% | 100% | 100% | 100% | 100% | 100% | 100% | 100% | 100% | 100% | 100% | 100%
Commercial_Other Health_New_Miscellaneous_Natural Gas_Miscellaneous_E2_Codes & Standards Forecast | Commercial | Other Health | New | Miscellaneous | Natural Gas | Miscellaneous | E2 |  | Codes & Standards Forecast | bar: 2019 to 2051
Commercial_Other Health_New_Miscellaneous_Natural Gas_Miscellaneous_E3_Codes & Standards Forecast | Commercial | Other Health | New | Miscellaneous | Natural Gas | Miscellaneous | E3 |  | Codes & Standards Forecast | bar: 2019 to 2051
Commercial_Other Health_New_Miscellaneous_Natural Gas_Miscellaneous_E4_Codes & Standards Forecast | Commercial | Other Health | New | Miscellaneous | Natural Gas | Miscellaneous | E4 |  | Codes & Standards Forecast | bar: 2019 to 2051
Commercial_Other Health_New_Miscellaneous_Natural Gas_Miscellaneous_E5_Codes & Standards Forecast | Commercial | Other Health | New | Miscellaneous | Natural Gas | Miscellaneous | E5 |  | Codes & Standards Forecast | bar: 2019 to 2051
Commercial_Other Health_New_Miscellaneous_Natural Gas_Miscellaneous_E6_Codes & Standards Forecast | Commercial | Other Health | New | Miscellaneous | Natural Gas | Miscellaneous | E6 |  | Codes & Standards Forecast | bar: 2019 to 2051
Commercial_Other Health_New_Miscellaneous_Natural Gas_Miscellaneous_E7_Codes & Standards Forecast | Commercial | Other Health | New | Miscellaneous | Natural Gas | Miscellaneous | E7 |  | Codes & Standards Forecast | bar: 2019 to 2051
Commercial_Other Health_New_Miscellaneous_Natural Gas_Miscellaneous_E8_Codes & Standards Forecast | Commercial | Other Health | New | Miscellaneous | Natural Gas | Miscellaneous | E8 |  | Codes & Standards Forecast | bar: 2019 to 2051
Commercial_Other Health_New_Miscellaneous_Natural Gas_Miscellaneous_E9_Codes & Standards Forecast | Commercial | Other Health | New | Miscellaneous | Natural Gas | Miscellaneous | E9 |  | Codes & Standards Forecast | bar: 2019 to 2051
Commercial_Other Health_New_Miscellaneous_Natural Gas_Miscellaneous_E10_Codes & Standards Forecast | Commercial | Other Health | New | Miscellaneous | Natural Gas | Miscellaneous | E10 |  | Codes & Standards Forecast | bar: 2019 to 2051
Commercial_Lodging_Existing_Space Heating_Natural Gas_Furnace_E1_Codes & Standards Forecast | Commercial | Lodging | Existing | Space Heating | Natural Gas | Furnace | E1 | AFUE 80% (Standard) | Codes & Standards Forecast | 100% | 100% | 100% | 100% | 100% | 100% | 100% | 100% | 100% | 100% | 100% | 100% | 100% | 100% | 100% | 100% | 100% | 100% | 100% | 100% | 100% | 100% | 100% | 100% | 100% | 100% | 100% | 100% | 100% | 100% | 100% | 100% | 100%
Commercial_Lodging_Existing_Space Heating_Natural Gas_Furnace_E2_Codes & Standards Forecast | Commercial | Lodging | Existing | Space Heating | Natural Gas | Furnace | E2 | AFUE 90% | Codes & Standards Forecast | bar: 2019 to 2051
Commercial_Lodging_Existing_Space Heating_Natural Gas_Furnace_E3_Codes & Standards Forecast | Commercial | Lodging | Existing | Space Heating | Natural Gas | Furnace | E3 | AFUE 96% | Codes & Standards Forecast | bar: 2019 to 2051
Commercial_Lodging_Existing_Space Heating_Natural Gas_Furnace_E4_Codes & Standards Forecast | Commercial | Lodging | Existing | Space Heating | Natural Gas | Furnace | E4 |  | Codes & Standards Forecast | bar: 2019 to 2051
Commercial_Lodging_Existing_Space Heating_Natural Gas_Furnace_E5_Codes & Standards Forecast | Commercial | Lodging | Existing | Space Heating | Natural Gas | Furnace | E5 |  | Codes & Standards Forecast | bar: 2019 to 2051
Commercial_Lodging_Existing_Space Heating_Natural Gas_Furnace_E6_Codes & Standards Forecast | Commercial | Lodging | Existing | Space Heating | Natural Gas | Furnace | E6 |  | Codes & Standards Forecast | bar: 2019 to 2051
Commercial_Lodging_Existing_Space Heating_Natural Gas_Furnace_E7_Codes & Standards Forecast | Commercial | Lodging | Existing | Space Heating | Natural Gas | Furnace | E7 |  | Codes & Standards Forecast | bar: 2019 to 2051
Commercial_Lodging_Existing_Space Heating_Natural Gas_Furnace_E8_Codes & Standards Forecast | Commercial | Lodging | Existing | Space Heating | Natural Gas | Furnace | E8 |  | Codes & Standards Forecast | bar: 2019 to 2051
Commercial_Lodging_Existing_Space Heating_Natural Gas_Furnace_E9_Codes & Standards Forecast | Commercial | Lodging | Existing | Space Heating | Natural Gas | Furnace | E9 |  | Codes & Standards Forecast | bar: 2019 to 2051
Commercial_Lodging_Existing_Space Heating_Natural Gas_Furnace_E10_Codes & Standards Forecast | Commercial | Lodging | Existing | Space Heating | Natural Gas | Furnace | E10 |  | Codes & Standards Forecast | bar: 2019 to 2051
Commercial_Lodging_Existing_Space Heating_Natural Gas_Boiler_E1_Codes & Standards Forecast | Commercial | Lodging | Existing | Space Heating | Natural Gas | Boiler | E1 | AFUE 80% (Standard) | Codes & Standards Forecast | 100% | 100% | 100% | 100% | 100% | 100% | 100% | 100% | 100% | 100% | 100% | 100% | 100% | 100% | 100% | 100% | 100% | 100% | 100% | 100% | 100% | 100% | 100% | 100% | 100% | 100% | 100% | 100% | 100% | 100% | 100% | 100% | 100%
Commercial_Lodging_Existing_Space Heating_Natural Gas_Boiler_E2_Codes & Standards Forecast | Commercial | Lodging | Existing | Space Heating | Natural Gas | Boiler | E2 | AFUE 85% | Codes & Standards Forecast | bar: 2019 to 2051
Commercial_Lodging_Existing_Space Heating_Natural Gas_Boiler_E3_Codes & Standards Forecast | Commercial | Lodging | Existing | Space Heating | Natural Gas | Boiler | E3 | AFUE 97% | Codes & Standards Forecast | bar: 2019 to 2051
Commercial_Lodging_Existing_Space Heating_Natural Gas_Boiler_E4_Codes & Standards Forecast | Commercial | Lodging | Existing | Space Heating | Natural Gas | Boiler | E4 | Convert to NG Air Source Heat Pump | Codes & Standards Forecast | bar: 2019 to 2051
Commercial_Lodging_Existing_Space Heating_Natural Gas_Boiler_E5_Codes & Standards Forecast | Commercial | Lodging | Existing | Space Heating | Natural Gas | Boiler | E5 |  | Codes & Standards Forecast | bar: 2019 to 2051
Commercial_Lodging_Existing_Space Heating_Natural Gas_Boiler_E6_Codes & Standards Forecast | Commercial | Lodging | Existing | Space Heating | Natural Gas | Boiler | E6 |  | Codes & Standards Forecast | bar: 2019 to 2051
Commercial_Lodging_Existing_Space Heating_Natural Gas_Boiler_E7_Codes & Standards Forecast | Commercial | Lodging | Existing | Space Heating | Natural Gas | Boiler | E7 |  | Codes & Standards Forecast | bar: 2019 to 2051
Commercial_Lodging_Existing_Space Heating_Natural Gas_Boiler_E8_Codes & Standards Forecast | Commercial | Lodging | Existing | Space Heating | Natural Gas | Boiler | E8 |  | Codes & Standards Forecast | bar: 2019 to 2051
Commercial_Lodging_Existing_Space Heating_Natural Gas_Boiler_E9_Codes & Standards Forecast | Commercial | Lodging | Existing | Space Heating | Natural Gas | Boiler | E9 |  | Codes & Standards Forecast | bar: 2019 to 2051
Commercial_Lodging_Existing_Space Heating_Natural Gas_Boiler_E10_Codes & Standards Forecast | Commercial | Lodging | Existing | Space Heating | Natural Gas | Boiler | E10 |  | Codes & Standards Forecast | bar: 2019 to 2051
Commercial_Lodging_Existing_Space Heating_Natural Gas_Unit Heater_E1_Codes & Standards Forecast | Commercial | Lodging | Existing | Space Heating | Natural Gas | Unit Heater | E1 | Standard | Codes & Standards Forecast | 100% | 100% | 100% | 100% | 100% | 100% | 100% | 100% | 100% | 100% | 100% | 100% | 100% | 100% | 100% | 100% | 100% | 100% | 100% | 100% | 100% | 100% | 100% | 100% | 100% | 100% | 100% | 100% | 100% | 100% | 100% | 100% | 100%
Commercial_Lodging_Existing_Space Heating_Natural Gas_Unit Heater_E2_Codes & Standards Forecast | Commercial | Lodging | Existing | Space Heating | Natural Gas | Unit Heater | E2 | Condensing | Codes & Standards Forecast | bar: 2019 to 2051
Commercial_Lodging_Existing_Space Heating_Natural Gas_Unit Heater_E3_Codes & Standards Forecast | Commercial | Lodging | Existing | Space Heating | Natural Gas | Unit Heater | E3 | Infrared Radiant | Codes & Standards Forecast | bar: 2019 to 2051
Commercial_Lodging_Existing_Space Heating_Natural Gas_Unit Heater_E4_Codes & Standards Forecast | Commercial | Lodging | Existing | Space Heating | Natural Gas | Unit Heater | E4 |  | Codes & Standards Forecast | bar: 2019 to 2051
Commercial_Lodging_Existing_Space Heating_Natural Gas_Unit Heater_E5_Codes & Standards Forecast | Commercial | Lodging | Existing | Space Heating | Natural Gas | Unit Heater | E5 |  | Codes & Standards Forecast | bar: 2019 to 2051
Commercial_Lodging_Existing_Space Heating_Natural Gas_Unit Heater_E6_Codes & Standards Forecast | Commercial | Lodging | Existing | Space Heating | Natural Gas | Unit Heater | E6 |  | Codes & Standards Forecast | bar: 2019 to 2051
Commercial_Lodging_Existing_Space Heating_Natural Gas_Unit Heater_E7_Codes & Standards Forecast | Commercial | Lodging | Existing | Space Heating | Natural Gas | Unit Heater | E7 |  | Codes & Standards Forecast | bar: 2019 to 2051
Commercial_Lodging_Existing_Space Heating_Natural Gas_Unit Heater_E8_Codes & Standards Forecast | Commercial | Lodging | Existing | Space Heating | Natural Gas | Unit Heater | E8 |  | Codes & Standards Forecast | bar: 2019 to 2051
Commercial_Lodging_Existing_Space Heating_Natural Gas_Unit Heater_E9_Codes & Standards Forecast | Commercial | Lodging | Existing | Space Heating | Natural Gas | Unit Heater | E9 |  | Codes & Standards Forecast | bar: 2019 to 2051
Commercial_Lodging_Existing_Space Heating_Natural Gas_Unit Heater_E10_Codes & Standards Forecast | Commercial | Lodging | Existing | Space Heating | Natural Gas | Unit Heater | E10 |  | Codes & Standards Forecast | bar: 2019 to 2051
Commercial_Lodging_Existing_Water Heating_Natural Gas_Water Heater_E1_Codes & Standards Forecast | Commercial | Lodging | Existing | Water Heating | Natural Gas | Water Heater | E1 | TE 80% | Codes & Standards Forecast | 100% | 100% | 100% | 100% | 100% | 100% | 100% | 100% | 100% | 100% | 100% | 100% | 100% | 100% | 100% | 100% | 100% | 100% | 100% | 100% | 100% | 100% | 100% | 100% | 100% | 100% | 100% | 100% | 100% | 100% | 100% | 100% | 100%
Commercial_Lodging_Existing_Water Heating_Natural Gas_Water Heater_E2_Codes & Standards Forecast | Commercial | Lodging | Existing | Water Heating | Natural Gas | Water Heater | E2 | TE 81% | Codes & Standards Forecast | bar: 2019 to 2051
Commercial_Lodging_Existing_Water Heating_Natural Gas_Water Heater_E3_Codes & Standards Forecast | Commercial | Lodging | Existing | Water Heating | Natural Gas | Water Heater | E3 | TE 88% | Codes & Standards Forecast | bar: 2019 to 2051
Commercial_Lodging_Existing_Water Heating_Natural Gas_Water Heater_E4_Codes & Standards Forecast | Commercial | Lodging | Existing | Water Heating | Natural Gas | Water Heater | E4 | TE 94% | Codes & Standards Forecast | bar: 2019 to 2051
Commercial_Lodging_Existing_Water Heating_Natural Gas_Water Heater_E5_Codes & Standards Forecast | Commercial | Lodging | Existing | Water Heating | Natural Gas | Water Heater | E5 | TE 96% | Codes & Standards Forecast | bar: 2019 to 2051
Commercial_Lodging_Existing_Water Heating_Natural Gas_Water Heater_E6_Codes & Standards Forecast | Commercial | Lodging | Existing | Water Heating | Natural Gas | Water Heater | E6 | Tankless | Codes & Standards Forecast | bar: 2019 to 2051
Commercial_Lodging_Existing_Water Heating_Natural Gas_Water Heater_E7_Codes & Standards Forecast | Commercial | Lodging | Existing | Water Heating | Natural Gas | Water Heater | E7 | Gas-Fired Absorption HPWH | Codes & Standards Forecast | bar: 2019 to 2051
Commercial_Lodging_Existing_Water Heating_Natural Gas_Water Heater_E8_Codes & Standards Forecast | Commercial | Lodging | Existing | Water Heating | Natural Gas | Water Heater | E8 |  | Codes & Standards Forecast | bar: 2019 to 2051
Commercial_Lodging_Existing_Water Heating_Natural Gas_Water Heater_E9_Codes & Standards Forecast | Commercial | Lodging | Existing | Water Heating | Natural Gas | Water Heater | E9 |  | Codes & Standards Forecast | bar: 2019 to 2051
Commercial_Lodging_Existing_Water Heating_Natural Gas_Water Heater_E10_Codes & Standards Forecast | Commercial | Lodging | Existing | Water Heating | Natural Gas | Water Heater | E10 |  | Codes & Standards Forecast | bar: 2019 to 2051
Commercial_Lodging_Existing_Food Preparation_Natural Gas_Oven_E1_Codes & Standards Forecast | Commercial | Lodging | Existing | Food Preparation | Natural Gas | Oven | E1 | Standard | Codes & Standards Forecast | 100% | 100% | 100% | 100% | 100% | 100% | 100% | 100% | 100% | 100% | 100% | 100% | 100% | 100% | 100% | 100% | 100% | 100% | 100% | 100% | 100% | 100% | 100% | 100% | 100% | 100% | 100% | 100% | 100% | 100% | 100% | 100% | 100%
Commercial_Lodging_Existing_Food Preparation_Natural Gas_Oven_E2_Codes & Standards Forecast | Commercial | Lodging | Existing | Food Preparation | Natural Gas | Oven | E2 | ENERGY STAR (>44% Baking Efficiency) | Codes & Standards Forecast | bar: 2019 to 2051
Commercial_Lodging_Existing_Food Preparation_Natural Gas_Oven_E3_Codes & Standards Forecast | Commercial | Lodging | Existing | Food Preparation | Natural Gas | Oven | E3 |  | Codes & Standards Forecast | bar: 2019 to 2051
Commercial_Lodging_Existing_Food Preparation_Natural Gas_Oven_E4_Codes & Standards Forecast | Commercial | Lodging | Existing | Food Preparation | Natural Gas | Oven | E4 |  | Codes & Standards Forecast | bar: 2019 to 2051
Commercial_Lodging_Existing_Food Preparation_Natural Gas_Oven_E5_Codes & Standards Forecast | Commercial | Lodging | Existing | Food Preparation | Natural Gas | Oven | E5 |  | Codes & Standards Forecast | bar: 2019 to 2051
Commercial_Lodging_Existing_Food Preparation_Natural Gas_Oven_E6_Codes & Standards Forecast | Commercial | Lodging | Existing | Food Preparation | Natural Gas | Oven | E6 |  | Codes & Standards Forecast | bar: 2019 to 2051
Commercial_Lodging_Existing_Food Preparation_Natural Gas_Oven_E7_Codes & Standards Forecast | Commercial | Lodging | Existing | Food Preparation | Natural Gas | Oven | E7 |  | Codes & Standards Forecast | bar: 2019 to 2051
Commercial_Lodging_Existing_Food Preparation_Natural Gas_Oven_E8_Codes & Standards Forecast | Commercial | Lodging | Existing | Food Preparation | Natural Gas | Oven | E8 |  | Codes & Standards Forecast | bar: 2019 to 2051
Commercial_Lodging_Existing_Food Preparation_Natural Gas_Oven_E9_Codes & Standards Forecast | Commercial | Lodging | Existing | Food Preparation | Natural Gas | Oven | E9 |  | Codes & Standards Forecast | bar: 2019 to 2051
Commercial_Lodging_Existing_Food Preparation_Natural Gas_Oven_E10_Codes & Standards Forecast | Commercial | Lodging | Existing | Food Preparation | Natural Gas | Oven | E10 |  | Codes & Standards Forecast | bar: 2019 to 2051
Commercial_Lodging_Existing_Food Preparation_Natural Gas_Conveyor Oven_E1_Codes & Standards Forecast | Commercial | Lodging | Existing | Food Preparation | Natural Gas | Conveyor Oven | E1 | Standard | Codes & Standards Forecast | 100% | 100% | 100% | 100% | 100% | 100% | 100% | 100% | 100% | 100% | 100% | 100% | 100% | 100% | 100% | 100% | 100% | 100% | 100% | 100% | 100% | 100% | 100% | 100% | 100% | 100% | 100% | 100% | 100% | 100% | 100% | 100% | 100%
Commercial_Lodging_Existing_Food Preparation_Natural Gas_Conveyor Oven_E2_Codes & Standards Forecast | Commercial | Lodging | Existing | Food Preparation | Natural Gas | Conveyor Oven | E2 | Efficient (>44% Baking Efficiency) | Codes & Standards Forecast | bar: 2019 to 2051
Commercial_Lodging_Existing_Food Preparation_Natural Gas_Conveyor Oven_E3_Codes & Standards Forecast | Commercial | Lodging | Existing | Food Preparation | Natural Gas | Conveyor Oven | E3 |  | Codes & Standards Forecast | bar: 2019 to 2051
Commercial_Lodging_Existing_Food Preparation_Natural Gas_Conveyor Oven_E4_Codes & Standards Forecast | Commercial | Lodging | Existing | Food Preparation | Natural Gas | Conveyor Oven | E4 |  | Codes & Standards Forecast | bar: 2019 to 2051
Commercial_Lodging_Existing_Food Preparation_Natural Gas_Conveyor Oven_E5_Codes & Standards Forecast | Commercial | Lodging | Existing | Food Preparation | Natural Gas | Conveyor Oven | E5 |  | Codes & Standards Forecast | bar: 2019 to 2051
Commercial_Lodging_Existing_Food Preparation_Natural Gas_Conveyor Oven_E6_Codes & Standards Forecast | Commercial | Lodging | Existing | Food Preparation | Natural Gas | Conveyor Oven | E6 |  | Codes & Standards Forecast | bar: 2019 to 2051
Commercial_Lodging_Existing_Food Preparation_Natural Gas_Conveyor Oven_E7_Codes & Standards Forecast | Commercial | Lodging | Existing | Food Preparation | Natural Gas | Conveyor Oven | E7 |  | Codes & Standards Forecast | bar: 2019 to 2051
Commercial_Lodging_Existing_Food Preparation_Natural Gas_Conveyor Oven_E8_Codes & Standards Forecast | Commercial | Lodging | Existing | Food Preparation | Natural Gas | Conveyor Oven | E8 |  | Codes & Standards Forecast | bar: 2019 to 2051
Commercial_Lodging_Existing_Food Preparation_Natural Gas_Conveyor Oven_E9_Codes & Standards Forecast | Commercial | Lodging | Existing | Food Preparation | Natural Gas | Conveyor Oven | E9 |  | Codes & Standards Forecast | bar: 2019 to 2051
Commercial_Lodging_Existing_Food Preparation_Natural Gas_Conveyor Oven_E10_Codes & Standards Forecast | Commercial | Lodging | Existing | Food Preparation | Natural Gas | Conveyor Oven | E10 |  | Codes & Standards Forecast | bar: 2019 to 2051
Commercial_Lodging_Existing_Food Preparation_Natural Gas_Double Rack Oven_E1_Codes & Standards Forecast | Commercial | Lodging | Existing | Food Preparation | Natural Gas | Double Rack Oven | E1 | Standard | Codes & Standards Forecast | 100% | 100% | 100% | 100% | 100% | 100% | 100% | 100% | 100% | 100% | 100% | 100% | 100% | 100% | 100% | 100% | 100% | 100% | 100% | 100% | 100% | 100% | 100% | 100% | 100% | 100% | 100% | 100% | 100% | 100% | 100% | 100% | 100%
Commercial_Lodging_Existing_Food Preparation_Natural Gas_Double Rack Oven_E2_Codes & Standards Forecast | Commercial | Lodging | Existing | Food Preparation | Natural Gas | Double Rack Oven | E2 | FTSC Qualified (>50% Cooking Efficiency) | Codes & Standards Forecast | bar: 2019 to 2051
Commercial_Lodging_Existing_Food Preparation_Natural Gas_Double Rack Oven_E3_Codes & Standards Forecast | Commercial | Lodging | Existing | Food Preparation | Natural Gas | Double Rack Oven | E3 |  | Codes & Standards Forecast | bar: 2019 to 2051
Commercial_Lodging_Existing_Food Preparation_Natural Gas_Double Rack Oven_E4_Codes & Standards Forecast | Commercial | Lodging | Existing | Food Preparation | Natural Gas | Double Rack Oven | E4 |  | Codes & Standards Forecast | bar: 2019 to 2051
Commercial_Lodging_Existing_Food Preparation_Natural Gas_Double Rack Oven_E5_Codes & Standards Forecast | Commercial | Lodging | Existing | Food Preparation | Natural Gas | Double Rack Oven | E5 |  | Codes & Standards Forecast | bar: 2019 to 2051
Commercial_Lodging_Existing_Food Preparation_Natural Gas_Double Rack Oven_E6_Codes & Standards Forecast | Commercial | Lodging | Existing | Food Preparation | Natural Gas | Double Rack Oven | E6 |  | Codes & Standards Forecast | bar: 2019 to 2051
Commercial_Lodging_Existing_Food Preparation_Natural Gas_Double Rack Oven_E7_Codes & Standards Forecast | Commercial | Lodging | Existing | Food Preparation | Natural Gas | Double Rack Oven | E7 |  | Codes & Standards Forecast | bar: 2019 to 2051
Commercial_Lodging_Existing_Food Preparation_Natural Gas_Double Rack Oven_E8_Codes & Standards Forecast | Commercial | Lodging | Existing | Food Preparation | Natural Gas | Double Rack Oven | E8 |  | Codes & Standards Forecast | bar: 2019 to 2051
Commercial_Lodging_Existing_Food Preparation_Natural Gas_Double Rack Oven_E9_Codes & Standards Forecast | Commercial | Lodging | Existing | Food Preparation | Natural Gas | Double Rack Oven | E9 |  | Codes & Standards Forecast | bar: 2019 to 2051
Commercial_Lodging_Existing_Food Preparation_Natural Gas_Double Rack Oven_E10_Codes & Standards Forecast | Commercial | Lodging | Existing | Food Preparation | Natural Gas | Double Rack Oven | E10 |  | Codes & Standards Forecast | bar: 2019 to 2051
Commercial_Lodging_Existing_Food Preparation_Natural Gas_Fryer_E1_Codes & Standards Forecast | Commercial | Lodging | Existing | Food Preparation | Natural Gas | Fryer | E1 | Standard | Codes & Standards Forecast | 100% | 100% | 100% | 0% | 0% | 0% | 0% | 0% | 0% | 0% | 0% | 0% | 0% | 0% | 0% | 0% | 0% | 0% | 0% | 0% | 0% | 0% | 0% | 0% | 0% | 0% | 0% | 0% | 0% | 0% | 0% | 0% | 0%
Commercial_Lodging_Existing_Food Preparation_Natural Gas_Fryer_E2_Codes & Standards Forecast | Commercial | Lodging | Existing | Food Preparation | Natural Gas | Fryer | E2 | ENERGY STAR | Codes & Standards Forecast | 0% | 0% | 0% | 100% | 100% | 100% | 100% | 100% | 100% | 100% | 100% | 100% | 100% | 100% | 100% | 100% | 100% | 100% | 100% | 100% | 100% | 100% | 100% | 100% | 100% | 100% | 100% | 100% | 100% | 100% | 100% | 100% | 100%
Commercial_Lodging_Existing_Food Preparation_Natural Gas_Fryer_E3_Codes & Standards Forecast | Commercial | Lodging | Existing | Food Preparation | Natural Gas | Fryer | E3 |  | Codes & Standards Forecast | bar: 2019 to 2051
Commercial_Lodging_Existing_Food Preparation_Natural Gas_Fryer_E4_Codes & Standards Forecast | Commercial | Lodging | Existing | Food Preparation | Natural Gas | Fryer | E4 |  | Codes & Standards Forecast | bar: 2019 to 2051
Commercial_Lodging_Existing_Food Preparation_Natural Gas_Fryer_E5_Codes & Standards Forecast | Commercial | Lodging | Existing | Food Preparation | Natural Gas | Fryer | E5 |  | Codes & Standards Forecast | bar: 2019 to 2051
Commercial_Lodging_Existing_Food Preparation_Natural Gas_Fryer_E6_Codes & Standards Forecast | Commercial | Lodging | Existing | Food Preparation | Natural Gas | Fryer | E6 |  | Codes & Standards Forecast | bar: 2019 to 2051
Commercial_Lodging_Existing_Food Preparation_Natural Gas_Fryer_E7_Codes & Standards Forecast | Commercial | Lodging | Existing | Food Preparation | Natural Gas | Fryer | E7 |  | Codes & Standards Forecast | bar: 2019 to 2051
Commercial_Lodging_Existing_Food Preparation_Natural Gas_Fryer_E8_Codes & Standards Forecast | Commercial | Lodging | Existing | Food Preparation | Natural Gas | Fryer | E8 |  | Codes & Standards Forecast | bar: 2019 to 2051
Commercial_Lodging_Existing_Food Preparation_Natural Gas_Fryer_E9_Codes & Standards Forecast | Commercial | Lodging | Existing | Food Preparation | Natural Gas | Fryer | E9 |  | Codes & Standards Forecast | bar: 2019 to 2051
Commercial_Lodging_Existing_Food Preparation_Natural Gas_Fryer_E10_Codes & Standards Forecast | Commercial | Lodging | Existing | Food Preparation | Natural Gas | Fryer | E10 |  | Codes & Standards Forecast | bar: 2019 to 2051
Commercial_Lodging_Existing_Food Preparation_Natural Gas_Broiler_E1_Codes & Standards Forecast | Commercial | Lodging | Existing | Food Preparation | Natural Gas | Broiler | E1 | Standard | Codes & Standards Forecast | 100% | 100% | 100% | 100% | 100% | 100% | 100% | 100% | 100% | 100% | 100% | 100% | 100% | 100% | 100% | 100% | 100% | 100% | 100% | 100% | 100% | 100% | 100% | 100% | 100% | 100% | 100% | 100% | 100% | 100% | 100% | 100% | 100%
Commercial_Lodging_Existing_Food Preparation_Natural Gas_Broiler_E2_Codes & Standards Forecast | Commercial | Lodging | Existing | Food Preparation | Natural Gas | Broiler | E2 | Infrared Burners | Codes & Standards Forecast | bar: 2019 to 2051
Commercial_Lodging_Existing_Food Preparation_Natural Gas_Broiler_E3_Codes & Standards Forecast | Commercial | Lodging | Existing | Food Preparation | Natural Gas | Broiler | E3 |  | Codes & Standards Forecast | bar: 2019 to 2051
Commercial_Lodging_Existing_Food Preparation_Natural Gas_Broiler_E4_Codes & Standards Forecast | Commercial | Lodging | Existing | Food Preparation | Natural Gas | Broiler | E4 |  | Codes & Standards Forecast | bar: 2019 to 2051
Commercial_Lodging_Existing_Food Preparation_Natural Gas_Broiler_E5_Codes & Standards Forecast | Commercial | Lodging | Existing | Food Preparation | Natural Gas | Broiler | E5 |  | Codes & Standards Forecast | bar: 2019 to 2051
Commercial_Lodging_Existing_Food Preparation_Natural Gas_Broiler_E6_Codes & Standards Forecast | Commercial | Lodging | Existing | Food Preparation | Natural Gas | Broiler | E6 |  | Codes & Standards Forecast | bar: 2019 to 2051
Commercial_Lodging_Existing_Food Preparation_Natural Gas_Broiler_E7_Codes & Standards Forecast | Commercial | Lodging | Existing | Food Preparation | Natural Gas | Broiler | E7 |  | Codes & Standards Forecast | bar: 2019 to 2051
Commercial_Lodging_Existing_Food Preparation_Natural Gas_Broiler_E8_Codes & Standards Forecast | Commercial | Lodging | Existing | Food Preparation | Natural Gas | Broiler | E8 |  | Codes & Standards Forecast | bar: 2019 to 2051
Commercial_Lodging_Existing_Food Preparation_Natural Gas_Broiler_E9_Codes & Standards Forecast | Commercial | Lodging | Existing | Food Preparation | Natural Gas | Broiler | E9 |  | Codes & Standards Forecast | bar: 2019 to 2051
Commercial_Lodging_Existing_Food Preparation_Natural Gas_Broiler_E10_Codes & Standards Forecast | Commercial | Lodging | Existing | Food Preparation | Natural Gas | Broiler | E10 |  | Codes & Standards Forecast | bar: 2019 to 2051
Commercial_Lodging_Existing_Food Preparation_Natural Gas_Griddle_E1_Codes & Standards Forecast | Commercial | Lodging | Existing | Food Preparation | Natural Gas | Griddle | E1 | Standard | Codes & Standards Forecast | 100% | 100% | 100% | 100% | 100% | 100% | 100% | 100% | 100% | 100% | 100% | 100% | 100% | 100% | 100% | 100% | 100% | 100% | 100% | 100% | 100% | 100% | 100% | 100% | 100% | 100% | 100% | 100% | 100% | 100% | 100% | 100% | 100%
Commercial_Lodging_Existing_Food Preparation_Natural Gas_Griddle_E2_Codes & Standards Forecast | Commercial | Lodging | Existing | Food Preparation | Natural Gas | Griddle | E2 | ENERGY STAR | Codes & Standards Forecast | bar: 2019 to 2051
Commercial_Lodging_Existing_Food Preparation_Natural Gas_Griddle_E3_Codes & Standards Forecast | Commercial | Lodging | Existing | Food Preparation | Natural Gas | Griddle | E3 |  | Codes & Standards Forecast | bar: 2019 to 2051
Commercial_Lodging_Existing_Food Preparation_Natural Gas_Griddle_E4_Codes & Standards Forecast | Commercial | Lodging | Existing | Food Preparation | Natural Gas | Griddle | E4 |  | Codes & Standards Forecast | bar: 2019 to 2051
Commercial_Lodging_Existing_Food Preparation_Natural Gas_Griddle_E5_Codes & Standards Forecast | Commercial | Lodging | Existing | Food Preparation | Natural Gas | Griddle | E5 |  | Codes & Standards Forecast | bar: 2019 to 2051
Commercial_Lodging_Existing_Food Preparation_Natural Gas_Griddle_E6_Codes & Standards Forecast | Commercial | Lodging | Existing | Food Preparation | Natural Gas | Griddle | E6 |  | Codes & Standards Forecast | bar: 2019 to 2051
Commercial_Lodging_Existing_Food Preparation_Natural Gas_Griddle_E7_Codes & Standards Forecast | Commercial | Lodging | Existing | Food Preparation | Natural Gas | Griddle | E7 |  | Codes & Standards Forecast | bar: 2019 to 2051
Commercial_Lodging_Existing_Food Preparation_Natural Gas_Griddle_E8_Codes & Standards Forecast | Commercial | Lodging | Existing | Food Preparation | Natural Gas | Griddle | E8 |  | Codes & Standards Forecast | bar: 2019 to 2051
Commercial_Lodging_Existing_Food Preparation_Natural Gas_Griddle_E9_Codes & Standards Forecast | Commercial | Lodging | Existing | Food Preparation | Natural Gas | Griddle | E9 |  | Codes & Standards Forecast | bar: 2019 to 2051
Commercial_Lodging_Existing_Food Preparation_Natural Gas_Griddle_E10_Codes & Standards Forecast | Commercial | Lodging | Existing | Food Preparation | Natural Gas | Griddle | E10 |  | Codes & Standards Forecast | bar: 2019 to 2051
Commercial_Lodging_Existing_Food Preparation_Natural Gas_Range_E1_Codes & Standards Forecast | Commercial | Lodging | Existing | Food Preparation | Natural Gas | Range | E1 | Standard | Codes & Standards Forecast | 100% | 100% | 100% | 100% | 100% | 100% | 100% | 100% | 100% | 100% | 100% | 100% | 100% | 100% | 100% | 100% | 100% | 100% | 100% | 100% | 100% | 100% | 100% | 100% | 100% | 100% | 100% | 100% | 100% | 100% | 100% | 100% | 100%
Commercial_Lodging_Existing_Food Preparation_Natural Gas_Range_E2_Codes & Standards Forecast | Commercial | Lodging | Existing | Food Preparation | Natural Gas | Range | E2 | High Efficiency | Codes & Standards Forecast | bar: 2019 to 2051
Commercial_Lodging_Existing_Food Preparation_Natural Gas_Range_E3_Codes & Standards Forecast | Commercial | Lodging | Existing | Food Preparation | Natural Gas | Range | E3 |  | Codes & Standards Forecast | bar: 2019 to 2051
Commercial_Lodging_Existing_Food Preparation_Natural Gas_Range_E4_Codes & Standards Forecast | Commercial | Lodging | Existing | Food Preparation | Natural Gas | Range | E4 |  | Codes & Standards Forecast | bar: 2019 to 2051
Commercial_Lodging_Existing_Food Preparation_Natural Gas_Range_E5_Codes & Standards Forecast | Commercial | Lodging | Existing | Food Preparation | Natural Gas | Range | E5 |  | Codes & Standards Forecast | bar: 2019 to 2051
Commercial_Lodging_Existing_Food Preparation_Natural Gas_Range_E6_Codes & Standards Forecast | Commercial | Lodging | Existing | Food Preparation | Natural Gas | Range | E6 |  | Codes & Standards Forecast | bar: 2019 to 2051
Commercial_Lodging_Existing_Food Preparation_Natural Gas_Range_E7_Codes & Standards Forecast | Commercial | Lodging | Existing | Food Preparation | Natural Gas | Range | E7 |  | Codes & Standards Forecast | bar: 2019 to 2051
Commercial_Lodging_Existing_Food Preparation_Natural Gas_Range_E8_Codes & Standards Forecast | Commercial | Lodging | Existing | Food Preparation | Natural Gas | Range | E8 |  | Codes & Standards Forecast | bar: 2019 to 2051
Commercial_Lodging_Existing_Food Preparation_Natural Gas_Range_E9_Codes & Standards Forecast | Commercial | Lodging | Existing | Food Preparation | Natural Gas | Range | E9 |  | Codes & Standards Forecast | bar: 2019 to 2051
Commercial_Lodging_Existing_Food Preparation_Natural Gas_Range_E10_Codes & Standards Forecast | Commercial | Lodging | Existing | Food Preparation | Natural Gas | Range | E10 |  | Codes & Standards Forecast | bar: 2019 to 2051
Commercial_Lodging_Existing_Food Preparation_Natural Gas_Steamer_E1_Codes & Standards Forecast | Commercial | Lodging | Existing | Food Preparation | Natural Gas | Steamer | E1 | Standard | Codes & Standards Forecast | 100% | 100% | 100% | 0% | 0% | 0% | 0% | 0% | 0% | 0% | 0% | 0% | 0% | 0% | 0% | 0% | 0% | 0% | 0% | 0% | 0% | 0% | 0% | 0% | 0% | 0% | 0% | 0% | 0% | 0% | 0% | 0% | 0%
Commercial_Lodging_Existing_Food Preparation_Natural Gas_Steamer_E2_Codes & Standards Forecast | Commercial | Lodging | Existing | Food Preparation | Natural Gas | Steamer | E2 | ENERGY STAR | Codes & Standards Forecast | 0% | 0% | 0% | 100% | 100% | 100% | 100% | 100% | 100% | 100% | 100% | 100% | 100% | 100% | 100% | 100% | 100% | 100% | 100% | 100% | 100% | 100% | 100% | 100% | 100% | 100% | 100% | 100% | 100% | 100% | 100% | 100% | 100%
Commercial_Lodging_Existing_Food Preparation_Natural Gas_Steamer_E3_Codes & Standards Forecast | Commercial | Lodging | Existing | Food Preparation | Natural Gas | Steamer | E3 |  | Codes & Standards Forecast | bar: 2019 to 2051
Commercial_Lodging_Existing_Food Preparation_Natural Gas_Steamer_E4_Codes & Standards Forecast | Commercial | Lodging | Existing | Food Preparation | Natural Gas | Steamer | E4 |  | Codes & Standards Forecast | bar: 2019 to 2051
Commercial_Lodging_Existing_Food Preparation_Natural Gas_Steamer_E5_Codes & Standards Forecast | Commercial | Lodging | Existing | Food Preparation | Natural Gas | Steamer | E5 |  | Codes & Standards Forecast | bar: 2019 to 2051
Commercial_Lodging_Existing_Food Preparation_Natural Gas_Steamer_E6_Codes & Standards Forecast | Commercial | Lodging | Existing | Food Preparation | Natural Gas | Steamer | E6 |  | Codes & Standards Forecast | bar: 2019 to 2051
Commercial_Lodging_Existing_Food Preparation_Natural Gas_Steamer_E7_Codes & Standards Forecast | Commercial | Lodging | Existing | Food Preparation | Natural Gas | Steamer | E7 |  | Codes & Standards Forecast | bar: 2019 to 2051
Commercial_Lodging_Existing_Food Preparation_Natural Gas_Steamer_E8_Codes & Standards Forecast | Commercial | Lodging | Existing | Food Preparation | Natural Gas | Steamer | E8 |  | Codes & Standards Forecast | bar: 2019 to 2051
Commercial_Lodging_Existing_Food Preparation_Natural Gas_Steamer_E9_Codes & Standards Forecast | Commercial | Lodging | Existing | Food Preparation | Natural Gas | Steamer | E9 |  | Codes & Standards Forecast | bar: 2019 to 2051
Commercial_Lodging_Existing_Food Preparation_Natural Gas_Steamer_E10_Codes & Standards Forecast | Commercial | Lodging | Existing | Food Preparation | Natural Gas | Steamer | E10 |  | Codes & Standards Forecast | bar: 2019 to 2051
Commercial_Lodging_Existing_Food Preparation_Natural Gas_Food Prep Other_E1_Codes & Standards Forecast | Commercial | Lodging | Existing | Food Preparation | Natural Gas | Food Prep Other | E1 | Standard | Codes & Standards Forecast | 100% | 100% | 100% | 100% | 100% | 100% | 100% | 100% | 100% | 100% | 100% | 100% | 100% | 100% | 100% | 100% | 100% | 100% | 100% | 100% | 100% | 100% | 100% | 100% | 100% | 100% | 100% | 100% | 100% | 100% | 100% | 100% | 100%
Commercial_Lodging_Existing_Food Preparation_Natural Gas_Food Prep Other_E2_Codes & Standards Forecast | Commercial | Lodging | Existing | Food Preparation | Natural Gas | Food Prep Other | E2 | ENERGY STAR | Codes & Standards Forecast | bar: 2019 to 2051
Commercial_Lodging_Existing_Food Preparation_Natural Gas_Food Prep Other_E3_Codes & Standards Forecast | Commercial | Lodging | Existing | Food Preparation | Natural Gas | Food Prep Other | E3 |  | Codes & Standards Forecast | bar: 2019 to 2051
Commercial_Lodging_Existing_Food Preparation_Natural Gas_Food Prep Other_E4_Codes & Standards Forecast | Commercial | Lodging | Existing | Food Preparation | Natural Gas | Food Prep Other | E4 |  | Codes & Standards Forecast | bar: 2019 to 2051
Commercial_Lodging_Existing_Food Preparation_Natural Gas_Food Prep Other_E5_Codes & Standards Forecast | Commercial | Lodging | Existing | Food Preparation | Natural Gas | Food Prep Other | E5 |  | Codes & Standards Forecast | bar: 2019 to 2051
Commercial_Lodging_Existing_Food Preparation_Natural Gas_Food Prep Other_E6_Codes & Standards Forecast | Commercial | Lodging | Existing | Food Preparation | Natural Gas | Food Prep Other | E6 |  | Codes & Standards Forecast | bar: 2019 to 2051
Commercial_Lodging_Existing_Food Preparation_Natural Gas_Food Prep Other_E7_Codes & Standards Forecast | Commercial | Lodging | Existing | Food Preparation | Natural Gas | Food Prep Other | E7 |  | Codes & Standards Forecast | bar: 2019 to 2051
Commercial_Lodging_Existing_Food Preparation_Natural Gas_Food Prep Other_E8_Codes & Standards Forecast | Commercial | Lodging | Existing | Food Preparation | Natural Gas | Food Prep Other | E8 |  | Codes & Standards Forecast | bar: 2019 to 2051
Commercial_Lodging_Existing_Food Preparation_Natural Gas_Food Prep Other_E9_Codes & Standards Forecast | Commercial | Lodging | Existing | Food Preparation | Natural Gas | Food Prep Other | E9 |  | Codes & Standards Forecast | bar: 2019 to 2051
Commercial_Lodging_Existing_Food Preparation_Natural Gas_Food Prep Other_E10_Codes & Standards Forecast | Commercial | Lodging | Existing | Food Preparation | Natural Gas | Food Prep Other | E10 |  | Codes & Standards Forecast | bar: 2019 to 2051
Commercial_Lodging_Existing_Miscellaneous_Natural Gas_Pool Heater_E1_Codes & Standards Forecast | Commercial | Lodging | Existing | Miscellaneous | Natural Gas | Pool Heater | E1 | Standard (EF .78) | Codes & Standards Forecast | 100% | 100% | 100% | 100% | 100% | 100% | 100% | 100% | 100% | 100% | 100% | 100% | 100% | 100% | 100% | 100% | 100% | 100% | 100% | 100% | 100% | 100% | 100% | 100% | 100% | 100% | 100% | 100% | 100% | 100% | 100% | 100% | 100%
Commercial_Lodging_Existing_Miscellaneous_Natural Gas_Pool Heater_E2_Codes & Standards Forecast | Commercial | Lodging | Existing | Miscellaneous | Natural Gas | Pool Heater | E2 | Condensing (EF .90) | Codes & Standards Forecast | bar: 2019 to 2051
Commercial_Lodging_Existing_Miscellaneous_Natural Gas_Pool Heater_E3_Codes & Standards Forecast | Commercial | Lodging | Existing | Miscellaneous | Natural Gas | Pool Heater | E3 |  | Codes & Standards Forecast | bar: 2019 to 2051
Commercial_Lodging_Existing_Miscellaneous_Natural Gas_Pool Heater_E4_Codes & Standards Forecast | Commercial | Lodging | Existing | Miscellaneous | Natural Gas | Pool Heater | E4 |  | Codes & Standards Forecast | bar: 2019 to 2051
Commercial_Lodging_Existing_Miscellaneous_Natural Gas_Pool Heater_E5_Codes & Standards Forecast | Commercial | Lodging | Existing | Miscellaneous | Natural Gas | Pool Heater | E5 |  | Codes & Standards Forecast | bar: 2019 to 2051
Commercial_Lodging_Existing_Miscellaneous_Natural Gas_Pool Heater_E6_Codes & Standards Forecast | Commercial | Lodging | Existing | Miscellaneous | Natural Gas | Pool Heater | E6 |  | Codes & Standards Forecast | bar: 2019 to 2051
Commercial_Lodging_Existing_Miscellaneous_Natural Gas_Pool Heater_E7_Codes & Standards Forecast | Commercial | Lodging | Existing | Miscellaneous | Natural Gas | Pool Heater | E7 |  | Codes & Standards Forecast | bar: 2019 to 2051
Commercial_Lodging_Existing_Miscellaneous_Natural Gas_Pool Heater_E8_Codes & Standards Forecast | Commercial | Lodging | Existing | Miscellaneous | Natural Gas | Pool Heater | E8 |  | Codes & Standards Forecast | bar: 2019 to 2051
Commercial_Lodging_Existing_Miscellaneous_Natural Gas_Pool Heater_E9_Codes & Standards Forecast | Commercial | Lodging | Existing | Miscellaneous | Natural Gas | Pool Heater | E9 |  | Codes & Standards Forecast | bar: 2019 to 2051
Commercial_Lodging_Existing_Miscellaneous_Natural Gas_Pool Heater_E10_Codes & Standards Forecast | Commercial | Lodging | Existing | Miscellaneous | Natural Gas | Pool Heater | E10 |  | Codes & Standards Forecast | bar: 2019 to 2051
Commercial_Lodging_Existing_Miscellaneous_Natural Gas_Miscellaneous_E1_Codes & Standards Forecast | Commercial | Lodging | Existing | Miscellaneous | Natural Gas | Miscellaneous | E1 | Miscellaneous | Codes & Standards Forecast | 100% | 100% | 100% | 100% | 100% | 100% | 100% | 100% | 100% | 100% | 100% | 100% | 100% | 100% | 100% | 100% | 100% | 100% | 100% | 100% | 100% | 100% | 100% | 100% | 100% | 100% | 100% | 100% | 100% | 100% | 100% | 100% | 100%
Commercial_Lodging_Existing_Miscellaneous_Natural Gas_Miscellaneous_E2_Codes & Standards Forecast | Commercial | Lodging | Existing | Miscellaneous | Natural Gas | Miscellaneous | E2 |  | Codes & Standards Forecast | bar: 2019 to 2051
Commercial_Lodging_Existing_Miscellaneous_Natural Gas_Miscellaneous_E3_Codes & Standards Forecast | Commercial | Lodging | Existing | Miscellaneous | Natural Gas | Miscellaneous | E3 |  | Codes & Standards Forecast | bar: 2019 to 2051
Commercial_Lodging_Existing_Miscellaneous_Natural Gas_Miscellaneous_E4_Codes & Standards Forecast | Commercial | Lodging | Existing | Miscellaneous | Natural Gas | Miscellaneous | E4 |  | Codes & Standards Forecast | bar: 2019 to 2051
Commercial_Lodging_Existing_Miscellaneous_Natural Gas_Miscellaneous_E5_Codes & Standards Forecast | Commercial | Lodging | Existing | Miscellaneous | Natural Gas | Miscellaneous | E5 |  | Codes & Standards Forecast | bar: 2019 to 2051
Commercial_Lodging_Existing_Miscellaneous_Natural Gas_Miscellaneous_E6_Codes & Standards Forecast | Commercial | Lodging | Existing | Miscellaneous | Natural Gas | Miscellaneous | E6 |  | Codes & Standards Forecast | bar: 2019 to 2051
Commercial_Lodging_Existing_Miscellaneous_Natural Gas_Miscellaneous_E7_Codes & Standards Forecast | Commercial | Lodging | Existing | Miscellaneous | Natural Gas | Miscellaneous | E7 |  | Codes & Standards Forecast | bar: 2019 to 2051
Commercial_Lodging_Existing_Miscellaneous_Natural Gas_Miscellaneous_E8_Codes & Standards Forecast | Commercial | Lodging | Existing | Miscellaneous | Natural Gas | Miscellaneous | E8 |  | Codes & Standards Forecast | bar: 2019 to 2051
Commercial_Lodging_Existing_Miscellaneous_Natural Gas_Miscellaneous_E9_Codes & Standards Forecast | Commercial | Lodging | Existing | Miscellaneous | Natural Gas | Miscellaneous | E9 |  | Codes & Standards Forecast | bar: 2019 to 2051
Commercial_Lodging_Existing_Miscellaneous_Natural Gas_Miscellaneous_E10_Codes & Standards Forecast | Commercial | Lodging | Existing | Miscellaneous | Natural Gas | Miscellaneous | E10 |  | Codes & Standards Forecast | bar: 2019 to 2051
Commercial_Lodging_New_Space Heating_Natural Gas_Furnace_E1_Codes & Standards Forecast | Commercial | Lodging | New | Space Heating | Natural Gas | Furnace | E1 | AFUE 80% (Standard) | Codes & Standards Forecast | 100% | 100% | 100% | 100% | 100% | 100% | 100% | 100% | 100% | 100% | 100% | 100% | 100% | 100% | 100% | 100% | 100% | 100% | 100% | 100% | 100% | 100% | 100% | 100% | 100% | 100% | 100% | 100% | 100% | 100% | 100% | 100% | 100%
Commercial_Lodging_New_Space Heating_Natural Gas_Furnace_E2_Codes & Standards Forecast | Commercial | Lodging | New | Space Heating | Natural Gas | Furnace | E2 | AFUE 90% | Codes & Standards Forecast | bar: 2019 to 2051
Commercial_Lodging_New_Space Heating_Natural Gas_Furnace_E3_Codes & Standards Forecast | Commercial | Lodging | New | Space Heating | Natural Gas | Furnace | E3 | AFUE 96% | Codes & Standards Forecast | bar: 2019 to 2051
Commercial_Lodging_New_Space Heating_Natural Gas_Furnace_E4_Codes & Standards Forecast | Commercial | Lodging | New | Space Heating | Natural Gas | Furnace | E4 |  | Codes & Standards Forecast | bar: 2019 to 2051
Commercial_Lodging_New_Space Heating_Natural Gas_Furnace_E5_Codes & Standards Forecast | Commercial | Lodging | New | Space Heating | Natural Gas | Furnace | E5 |  | Codes & Standards Forecast | bar: 2019 to 2051
Commercial_Lodging_New_Space Heating_Natural Gas_Furnace_E6_Codes & Standards Forecast | Commercial | Lodging | New | Space Heating | Natural Gas | Furnace | E6 |  | Codes & Standards Forecast | bar: 2019 to 2051
Commercial_Lodging_New_Space Heating_Natural Gas_Furnace_E7_Codes & Standards Forecast | Commercial | Lodging | New | Space Heating | Natural Gas | Furnace | E7 |  | Codes & Standards Forecast | bar: 2019 to 2051
Commercial_Lodging_New_Space Heating_Natural Gas_Furnace_E8_Codes & Standards Forecast | Commercial | Lodging | New | Space Heating | Natural Gas | Furnace | E8 |  | Codes & Standards Forecast | bar: 2019 to 2051
Commercial_Lodging_New_Space Heating_Natural Gas_Furnace_E9_Codes & Standards Forecast | Commercial | Lodging | New | Space Heating | Natural Gas | Furnace | E9 |  | Codes & Standards Forecast | bar: 2019 to 2051
Commercial_Lodging_New_Space Heating_Natural Gas_Furnace_E10_Codes & Standards Forecast | Commercial | Lodging | New | Space Heating | Natural Gas | Furnace | E10 |  | Codes & Standards Forecast | bar: 2019 to 2051
Commercial_Lodging_New_Space Heating_Natural Gas_Boiler_E1_Codes & Standards Forecast | Commercial | Lodging | New | Space Heating | Natural Gas | Boiler | E1 | AFUE 80% (Standard) | Codes & Standards Forecast | 100% | 100% | 100% | 100% | 100% | 100% | 100% | 100% | 100% | 100% | 100% | 100% | 100% | 100% | 100% | 100% | 100% | 100% | 100% | 100% | 100% | 100% | 100% | 100% | 100% | 100% | 100% | 100% | 100% | 100% | 100% | 100% | 100%
Commercial_Lodging_New_Space Heating_Natural Gas_Boiler_E2_Codes & Standards Forecast | Commercial | Lodging | New | Space Heating | Natural Gas | Boiler | E2 | AFUE 85% | Codes & Standards Forecast | bar: 2019 to 2051
Commercial_Lodging_New_Space Heating_Natural Gas_Boiler_E3_Codes & Standards Forecast | Commercial | Lodging | New | Space Heating | Natural Gas | Boiler | E3 | AFUE 97% | Codes & Standards Forecast | bar: 2019 to 2051
Commercial_Lodging_New_Space Heating_Natural Gas_Boiler_E4_Codes & Standards Forecast | Commercial | Lodging | New | Space Heating | Natural Gas | Boiler | E4 | Convert to NG Air Source Heat Pump | Codes & Standards Forecast | bar: 2019 to 2051
Commercial_Lodging_New_Space Heating_Natural Gas_Boiler_E5_Codes & Standards Forecast | Commercial | Lodging | New | Space Heating | Natural Gas | Boiler | E5 |  | Codes & Standards Forecast | bar: 2019 to 2051
Commercial_Lodging_New_Space Heating_Natural Gas_Boiler_E6_Codes & Standards Forecast | Commercial | Lodging | New | Space Heating | Natural Gas | Boiler | E6 |  | Codes & Standards Forecast | bar: 2019 to 2051
Commercial_Lodging_New_Space Heating_Natural Gas_Boiler_E7_Codes & Standards Forecast | Commercial | Lodging | New | Space Heating | Natural Gas | Boiler | E7 |  | Codes & Standards Forecast | bar: 2019 to 2051
Commercial_Lodging_New_Space Heating_Natural Gas_Boiler_E8_Codes & Standards Forecast | Commercial | Lodging | New | Space Heating | Natural Gas | Boiler | E8 |  | Codes & Standards Forecast | bar: 2019 to 2051
Commercial_Lodging_New_Space Heating_Natural Gas_Boiler_E9_Codes & Standards Forecast | Commercial | Lodging | New | Space Heating | Natural Gas | Boiler | E9 |  | Codes & Standards Forecast | bar: 2019 to 2051
Commercial_Lodging_New_Space Heating_Natural Gas_Boiler_E10_Codes & Standards Forecast | Commercial | Lodging | New | Space Heating | Natural Gas | Boiler | E10 |  | Codes & Standards Forecast | bar: 2019 to 2051
Commercial_Lodging_New_Space Heating_Natural Gas_Unit Heater_E1_Codes & Standards Forecast | Commercial | Lodging | New | Space Heating | Natural Gas | Unit Heater | E1 | Standard | Codes & Standards Forecast | 100% | 100% | 100% | 100% | 100% | 100% | 100% | 100% | 100% | 100% | 100% | 100% | 100% | 100% | 100% | 100% | 100% | 100% | 100% | 100% | 100% | 100% | 100% | 100% | 100% | 100% | 100% | 100% | 100% | 100% | 100% | 100% | 100%
Commercial_Lodging_New_Space Heating_Natural Gas_Unit Heater_E2_Codes & Standards Forecast | Commercial | Lodging | New | Space Heating | Natural Gas | Unit Heater | E2 | Condensing | Codes & Standards Forecast | bar: 2019 to 2051
Commercial_Lodging_New_Space Heating_Natural Gas_Unit Heater_E3_Codes & Standards Forecast | Commercial | Lodging | New | Space Heating | Natural Gas | Unit Heater | E3 | Infrared Radiant | Codes & Standards Forecast | bar: 2019 to 2051
Commercial_Lodging_New_Space Heating_Natural Gas_Unit Heater_E4_Codes & Standards Forecast | Commercial | Lodging | New | Space Heating | Natural Gas | Unit Heater | E4 |  | Codes & Standards Forecast | bar: 2019 to 2051
Commercial_Lodging_New_Space Heating_Natural Gas_Unit Heater_E5_Codes & Standards Forecast | Commercial | Lodging | New | Space Heating | Natural Gas | Unit Heater | E5 |  | Codes & Standards Forecast | bar: 2019 to 2051
Commercial_Lodging_New_Space Heating_Natural Gas_Unit Heater_E6_Codes & Standards Forecast | Commercial | Lodging | New | Space Heating | Natural Gas | Unit Heater | E6 |  | Codes & Standards Forecast | bar: 2019 to 2051
Commercial_Lodging_New_Space Heating_Natural Gas_Unit Heater_E7_Codes & Standards Forecast | Commercial | Lodging | New | Space Heating | Natural Gas | Unit Heater | E7 |  | Codes & Standards Forecast | bar: 2019 to 2051
Commercial_Lodging_New_Space Heating_Natural Gas_Unit Heater_E8_Codes & Standards Forecast | Commercial | Lodging | New | Space Heating | Natural Gas | Unit Heater | E8 |  | Codes & Standards Forecast | bar: 2019 to 2051
Commercial_Lodging_New_Space Heating_Natural Gas_Unit Heater_E9_Codes & Standards Forecast | Commercial | Lodging | New | Space Heating | Natural Gas | Unit Heater | E9 |  | Codes & Standards Forecast | bar: 2019 to 2051
Commercial_Lodging_New_Space Heating_Natural Gas_Unit Heater_E10_Codes & Standards Forecast | Commercial | Lodging | New | Space Heating | Natural Gas | Unit Heater | E10 |  | Codes & Standards Forecast | bar: 2019 to 2051
Commercial_Lodging_New_Water Heating_Natural Gas_Water Heater_E1_Codes & Standards Forecast | Commercial | Lodging | New | Water Heating | Natural Gas | Water Heater | E1 | TE 80% | Codes & Standards Forecast | 100% | 100% | 100% | 100% | 100% | 100% | 100% | 100% | 100% | 100% | 100% | 100% | 100% | 100% | 100% | 100% | 100% | 100% | 100% | 100% | 100% | 100% | 100% | 100% | 100% | 100% | 100% | 100% | 100% | 100% | 100% | 100% | 100%
Commercial_Lodging_New_Water Heating_Natural Gas_Water Heater_E2_Codes & Standards Forecast | Commercial | Lodging | New | Water Heating | Natural Gas | Water Heater | E2 | TE 81% | Codes & Standards Forecast | bar: 2019 to 2051
Commercial_Lodging_New_Water Heating_Natural Gas_Water Heater_E3_Codes & Standards Forecast | Commercial | Lodging | New | Water Heating | Natural Gas | Water Heater | E3 | TE 88% | Codes & Standards Forecast | bar: 2019 to 2051
Commercial_Lodging_New_Water Heating_Natural Gas_Water Heater_E4_Codes & Standards Forecast | Commercial | Lodging | New | Water Heating | Natural Gas | Water Heater | E4 | TE 94% | Codes & Standards Forecast | bar: 2019 to 2051
Commercial_Lodging_New_Water Heating_Natural Gas_Water Heater_E5_Codes & Standards Forecast | Commercial | Lodging | New | Water Heating | Natural Gas | Water Heater | E5 | TE 96% | Codes & Standards Forecast | bar: 2019 to 2051
Commercial_Lodging_New_Water Heating_Natural Gas_Water Heater_E6_Codes & Standards Forecast | Commercial | Lodging | New | Water Heating | Natural Gas | Water Heater | E6 | Tankless | Codes & Standards Forecast | bar: 2019 to 2051
Commercial_Lodging_New_Water Heating_Natural Gas_Water Heater_E7_Codes & Standards Forecast | Commercial | Lodging | New | Water Heating | Natural Gas | Water Heater | E7 | Gas-Fired Absorption HPWH | Codes & Standards Forecast | bar: 2019 to 2051
Commercial_Lodging_New_Water Heating_Natural Gas_Water Heater_E8_Codes & Standards Forecast | Commercial | Lodging | New | Water Heating | Natural Gas | Water Heater | E8 |  | Codes & Standards Forecast | bar: 2019 to 2051
Commercial_Lodging_New_Water Heating_Natural Gas_Water Heater_E9_Codes & Standards Forecast | Commercial | Lodging | New | Water Heating | Natural Gas | Water Heater | E9 |  | Codes & Standards Forecast | bar: 2019 to 2051
Commercial_Lodging_New_Water Heating_Natural Gas_Water Heater_E10_Codes & Standards Forecast | Commercial | Lodging | New | Water Heating | Natural Gas | Water Heater | E10 |  | Codes & Standards Forecast | bar: 2019 to 2051
Commercial_Lodging_New_Food Preparation_Natural Gas_Oven_E1_Codes & Standards Forecast | Commercial | Lodging | New | Food Preparation | Natural Gas | Oven | E1 | Standard | Codes & Standards Forecast | 100% | 100% | 100% | 100% | 100% | 100% | 100% | 100% | 100% | 100% | 100% | 100% | 100% | 100% | 100% | 100% | 100% | 100% | 100% | 100% | 100% | 100% | 100% | 100% | 100% | 100% | 100% | 100% | 100% | 100% | 100% | 100% | 100%
Commercial_Lodging_New_Food Preparation_Natural Gas_Oven_E2_Codes & Standards Forecast | Commercial | Lodging | New | Food Preparation | Natural Gas | Oven | E2 | ENERGY STAR (>44% Baking Efficiency) | Codes & Standards Forecast | bar: 2019 to 2051
Commercial_Lodging_New_Food Preparation_Natural Gas_Oven_E3_Codes & Standards Forecast | Commercial | Lodging | New | Food Preparation | Natural Gas | Oven | E3 |  | Codes & Standards Forecast | bar: 2019 to 2051
Commercial_Lodging_New_Food Preparation_Natural Gas_Oven_E4_Codes & Standards Forecast | Commercial | Lodging | New | Food Preparation | Natural Gas | Oven | E4 |  | Codes & Standards Forecast | bar: 2019 to 2051
Commercial_Lodging_New_Food Preparation_Natural Gas_Oven_E5_Codes & Standards Forecast | Commercial | Lodging | New | Food Preparation | Natural Gas | Oven | E5 |  | Codes & Standards Forecast | bar: 2019 to 2051
Commercial_Lodging_New_Food Preparation_Natural Gas_Oven_E6_Codes & Standards Forecast | Commercial | Lodging | New | Food Preparation | Natural Gas | Oven | E6 |  | Codes & Standards Forecast | bar: 2019 to 2051
Commercial_Lodging_New_Food Preparation_Natural Gas_Oven_E7_Codes & Standards Forecast | Commercial | Lodging | New | Food Preparation | Natural Gas | Oven | E7 |  | Codes & Standards Forecast | bar: 2019 to 2051
Commercial_Lodging_New_Food Preparation_Natural Gas_Oven_E8_Codes & Standards Forecast | Commercial | Lodging | New | Food Preparation | Natural Gas | Oven | E8 |  | Codes & Standards Forecast | bar: 2019 to 2051
Commercial_Lodging_New_Food Preparation_Natural Gas_Oven_E9_Codes & Standards Forecast | Commercial | Lodging | New | Food Preparation | Natural Gas | Oven | E9 |  | Codes & Standards Forecast | bar: 2019 to 2051
Commercial_Lodging_New_Food Preparation_Natural Gas_Oven_E10_Codes & Standards Forecast | Commercial | Lodging | New | Food Preparation | Natural Gas | Oven | E10 |  | Codes & Standards Forecast | bar: 2019 to 2051
Commercial_Lodging_New_Food Preparation_Natural Gas_Conveyor Oven_E1_Codes & Standards Forecast | Commercial | Lodging | New | Food Preparation | Natural Gas | Conveyor Oven | E1 | Standard | Codes & Standards Forecast | 100% | 100% | 100% | 100% | 100% | 100% | 100% | 100% | 100% | 100% | 100% | 100% | 100% | 100% | 100% | 100% | 100% | 100% | 100% | 100% | 100% | 100% | 100% | 100% | 100% | 100% | 100% | 100% | 100% | 100% | 100% | 100% | 100%
Commercial_Lodging_New_Food Preparation_Natural Gas_Conveyor Oven_E2_Codes & Standards Forecast | Commercial | Lodging | New | Food Preparation | Natural Gas | Conveyor Oven | E2 | Efficient (>44% Baking Efficiency) | Codes & Standards Forecast | bar: 2019 to 2051
Commercial_Lodging_New_Food Preparation_Natural Gas_Conveyor Oven_E3_Codes & Standards Forecast | Commercial | Lodging | New | Food Preparation | Natural Gas | Conveyor Oven | E3 |  | Codes & Standards Forecast | bar: 2019 to 2051
Commercial_Lodging_New_Food Preparation_Natural Gas_Conveyor Oven_E4_Codes & Standards Forecast | Commercial | Lodging | New | Food Preparation | Natural Gas | Conveyor Oven | E4 |  | Codes & Standards Forecast | bar: 2019 to 2051
Commercial_Lodging_New_Food Preparation_Natural Gas_Conveyor Oven_E5_Codes & Standards Forecast | Commercial | Lodging | New | Food Preparation | Natural Gas | Conveyor Oven | E5 |  | Codes & Standards Forecast | bar: 2019 to 2051
Commercial_Lodging_New_Food Preparation_Natural Gas_Conveyor Oven_E6_Codes & Standards Forecast | Commercial | Lodging | New | Food Preparation | Natural Gas | Conveyor Oven | E6 |  | Codes & Standards Forecast | bar: 2019 to 2051
Commercial_Lodging_New_Food Preparation_Natural Gas_Conveyor Oven_E7_Codes & Standards Forecast | Commercial | Lodging | New | Food Preparation | Natural Gas | Conveyor Oven | E7 |  | Codes & Standards Forecast | bar: 2019 to 2051
Commercial_Lodging_New_Food Preparation_Natural Gas_Conveyor Oven_E8_Codes & Standards Forecast | Commercial | Lodging | New | Food Preparation | Natural Gas | Conveyor Oven | E8 |  | Codes & Standards Forecast | bar: 2019 to 2051
Commercial_Lodging_New_Food Preparation_Natural Gas_Conveyor Oven_E9_Codes & Standards Forecast | Commercial | Lodging | New | Food Preparation | Natural Gas | Conveyor Oven | E9 |  | Codes & Standards Forecast | bar: 2019 to 2051
Commercial_Lodging_New_Food Preparation_Natural Gas_Conveyor Oven_E10_Codes & Standards Forecast | Commercial | Lodging | New | Food Preparation | Natural Gas | Conveyor Oven | E10 |  | Codes & Standards Forecast | bar: 2019 to 2051
Commercial_Lodging_New_Food Preparation_Natural Gas_Double Rack Oven_E1_Codes & Standards Forecast | Commercial | Lodging | New | Food Preparation | Natural Gas | Double Rack Oven | E1 | Standard | Codes & Standards Forecast | 100% | 100% | 100% | 100% | 100% | 100% | 100% | 100% | 100% | 100% | 100% | 100% | 100% | 100% | 100% | 100% | 100% | 100% | 100% | 100% | 100% | 100% | 100% | 100% | 100% | 100% | 100% | 100% | 100% | 100% | 100% | 100% | 100%
Commercial_Lodging_New_Food Preparation_Natural Gas_Double Rack Oven_E2_Codes & Standards Forecast | Commercial | Lodging | New | Food Preparation | Natural Gas | Double Rack Oven | E2 | FTSC Qualified (>50% Cooking Efficiency) | Codes & Standards Forecast | bar: 2019 to 2051
Commercial_Lodging_New_Food Preparation_Natural Gas_Double Rack Oven_E3_Codes & Standards Forecast | Commercial | Lodging | New | Food Preparation | Natural Gas | Double Rack Oven | E3 |  | Codes & Standards Forecast | bar: 2019 to 2051
Commercial_Lodging_New_Food Preparation_Natural Gas_Double Rack Oven_E4_Codes & Standards Forecast | Commercial | Lodging | New | Food Preparation | Natural Gas | Double Rack Oven | E4 |  | Codes & Standards Forecast | bar: 2019 to 2051
Commercial_Lodging_New_Food Preparation_Natural Gas_Double Rack Oven_E5_Codes & Standards Forecast | Commercial | Lodging | New | Food Preparation | Natural Gas | Double Rack Oven | E5 |  | Codes & Standards Forecast | bar: 2019 to 2051
Commercial_Lodging_New_Food Preparation_Natural Gas_Double Rack Oven_E6_Codes & Standards Forecast | Commercial | Lodging | New | Food Preparation | Natural Gas | Double Rack Oven | E6 |  | Codes & Standards Forecast | bar: 2019 to 2051
Commercial_Lodging_New_Food Preparation_Natural Gas_Double Rack Oven_E7_Codes & Standards Forecast | Commercial | Lodging | New | Food Preparation | Natural Gas | Double Rack Oven | E7 |  | Codes & Standards Forecast | bar: 2019 to 2051
Commercial_Lodging_New_Food Preparation_Natural Gas_Double Rack Oven_E8_Codes & Standards Forecast | Commercial | Lodging | New | Food Preparation | Natural Gas | Double Rack Oven | E8 |  | Codes & Standards Forecast | bar: 2019 to 2051
Commercial_Lodging_New_Food Preparation_Natural Gas_Double Rack Oven_E9_Codes & Standards Forecast | Commercial | Lodging | New | Food Preparation | Natural Gas | Double Rack Oven | E9 |  | Codes & Standards Forecast | bar: 2019 to 2051
Commercial_Lodging_New_Food Preparation_Natural Gas_Double Rack Oven_E10_Codes & Standards Forecast | Commercial | Lodging | New | Food Preparation | Natural Gas | Double Rack Oven | E10 |  | Codes & Standards Forecast | bar: 2019 to 2051
Commercial_Lodging_New_Food Preparation_Natural Gas_Fryer_E1_Codes & Standards Forecast | Commercial | Lodging | New | Food Preparation | Natural Gas | Fryer | E1 | Standard | Codes & Standards Forecast | 100% | 100% | 100% | 0% | 0% | 0% | 0% | 0% | 0% | 0% | 0% | 0% | 0% | 0% | 0% | 0% | 0% | 0% | 0% | 0% | 0% | 0% | 0% | 0% | 0% | 0% | 0% | 0% | 0% | 0% | 0% | 0% | 0%
Commercial_Lodging_New_Food Preparation_Natural Gas_Fryer_E2_Codes & Standards Forecast | Commercial | Lodging | New | Food Preparation | Natural Gas | Fryer | E2 | ENERGY STAR | Codes & Standards Forecast | 0% | 0% | 0% | 100% | 100% | 100% | 100% | 100% | 100% | 100% | 100% | 100% | 100% | 100% | 100% | 100% | 100% | 100% | 100% | 100% | 100% | 100% | 100% | 100% | 100% | 100% | 100% | 100% | 100% | 100% | 100% | 100% | 100%
Commercial_Lodging_New_Food Preparation_Natural Gas_Fryer_E3_Codes & Standards Forecast | Commercial | Lodging | New | Food Preparation | Natural Gas | Fryer | E3 |  | Codes & Standards Forecast | bar: 2019 to 2051
Commercial_Lodging_New_Food Preparation_Natural Gas_Fryer_E4_Codes & Standards Forecast | Commercial | Lodging | New | Food Preparation | Natural Gas | Fryer | E4 |  | Codes & Standards Forecast | bar: 2019 to 2051
Commercial_Lodging_New_Food Preparation_Natural Gas_Fryer_E5_Codes & Standards Forecast | Commercial | Lodging | New | Food Preparation | Natural Gas | Fryer | E5 |  | Codes & Standards Forecast | bar: 2019 to 2051
Commercial_Lodging_New_Food Preparation_Natural Gas_Fryer_E6_Codes & Standards Forecast | Commercial | Lodging | New | Food Preparation | Natural Gas | Fryer | E6 |  | Codes & Standards Forecast | bar: 2019 to 2051
Commercial_Lodging_New_Food Preparation_Natural Gas_Fryer_E7_Codes & Standards Forecast | Commercial | Lodging | New | Food Preparation | Natural Gas | Fryer | E7 |  | Codes & Standards Forecast | bar: 2019 to 2051
Commercial_Lodging_New_Food Preparation_Natural Gas_Fryer_E8_Codes & Standards Forecast | Commercial | Lodging | New | Food Preparation | Natural Gas | Fryer | E8 |  | Codes & Standards Forecast | bar: 2019 to 2051
Commercial_Lodging_New_Food Preparation_Natural Gas_Fryer_E9_Codes & Standards Forecast | Commercial | Lodging | New | Food Preparation | Natural Gas | Fryer | E9 |  | Codes & Standards Forecast | bar: 2019 to 2051
Commercial_Lodging_New_Food Preparation_Natural Gas_Fryer_E10_Codes & Standards Forecast | Commercial | Lodging | New | Food Preparation | Natural Gas | Fryer | E10 |  | Codes & Standards Forecast | bar: 2019 to 2051
Commercial_Lodging_New_Food Preparation_Natural Gas_Broiler_E1_Codes & Standards Forecast | Commercial | Lodging | New | Food Preparation | Natural Gas | Broiler | E1 | Standard | Codes & Standards Forecast | 100% | 100% | 100% | 100% | 100% | 100% | 100% | 100% | 100% | 100% | 100% | 100% | 100% | 100% | 100% | 100% | 100% | 100% | 100% | 100% | 100% | 100% | 100% | 100% | 100% | 100% | 100% | 100% | 100% | 100% | 100% | 100% | 100%
Commercial_Lodging_New_Food Preparation_Natural Gas_Broiler_E2_Codes & Standards Forecast | Commercial | Lodging | New | Food Preparation | Natural Gas | Broiler | E2 | Infrared Burners | Codes & Standards Forecast | bar: 2019 to 2051
Commercial_Lodging_New_Food Preparation_Natural Gas_Broiler_E3_Codes & Standards Forecast | Commercial | Lodging | New | Food Preparation | Natural Gas | Broiler | E3 |  | Codes & Standards Forecast | bar: 2019 to 2051
Commercial_Lodging_New_Food Preparation_Natural Gas_Broiler_E4_Codes & Standards Forecast | Commercial | Lodging | New | Food Preparation | Natural Gas | Broiler | E4 |  | Codes & Standards Forecast | bar: 2019 to 2051
Commercial_Lodging_New_Food Preparation_Natural Gas_Broiler_E5_Codes & Standards Forecast | Commercial | Lodging | New | Food Preparation | Natural Gas | Broiler | E5 |  | Codes & Standards Forecast | bar: 2019 to 2051
Commercial_Lodging_New_Food Preparation_Natural Gas_Broiler_E6_Codes & Standards Forecast | Commercial | Lodging | New | Food Preparation | Natural Gas | Broiler | E6 |  | Codes & Standards Forecast | bar: 2019 to 2051
Commercial_Lodging_New_Food Preparation_Natural Gas_Broiler_E7_Codes & Standards Forecast | Commercial | Lodging | New | Food Preparation | Natural Gas | Broiler | E7 |  | Codes & Standards Forecast | bar: 2019 to 2051
Commercial_Lodging_New_Food Preparation_Natural Gas_Broiler_E8_Codes & Standards Forecast | Commercial | Lodging | New | Food Preparation | Natural Gas | Broiler | E8 |  | Codes & Standards Forecast | bar: 2019 to 2051
Commercial_Lodging_New_Food Preparation_Natural Gas_Broiler_E9_Codes & Standards Forecast | Commercial | Lodging | New | Food Preparation | Natural Gas | Broiler | E9 |  | Codes & Standards Forecast | bar: 2019 to 2051
Commercial_Lodging_New_Food Preparation_Natural Gas_Broiler_E10_Codes & Standards Forecast | Commercial | Lodging | New | Food Preparation | Natural Gas | Broiler | E10 |  | Codes & Standards Forecast | bar: 2019 to 2051
Commercial_Lodging_New_Food Preparation_Natural Gas_Griddle_E1_Codes & Standards Forecast | Commercial | Lodging | New | Food Preparation | Natural Gas | Griddle | E1 | Standard | Codes & Standards Forecast | 100% | 100% | 100% | 100% | 100% | 100% | 100% | 100% | 100% | 100% | 100% | 100% | 100% | 100% | 100% | 100% | 100% | 100% | 100% | 100% | 100% | 100% | 100% | 100% | 100% | 100% | 100% | 100% | 100% | 100% | 100% | 100% | 100%
Commercial_Lodging_New_Food Preparation_Natural Gas_Griddle_E2_Codes & Standards Forecast | Commercial | Lodging | New | Food Preparation | Natural Gas | Griddle | E2 | ENERGY STAR | Codes & Standards Forecast | bar: 2019 to 2051
Commercial_Lodging_New_Food Preparation_Natural Gas_Griddle_E3_Codes & Standards Forecast | Commercial | Lodging | New | Food Preparation | Natural Gas | Griddle | E3 |  | Codes & Standards Forecast | bar: 2019 to 2051
Commercial_Lodging_New_Food Preparation_Natural Gas_Griddle_E4_Codes & Standards Forecast | Commercial | Lodging | New | Food Preparation | Natural Gas | Griddle | E4 |  | Codes & Standards Forecast | bar: 2019 to 2051
Commercial_Lodging_New_Food Preparation_Natural Gas_Griddle_E5_Codes & Standards Forecast | Commercial | Lodging | New | Food Preparation | Natural Gas | Griddle | E5 |  | Codes & Standards Forecast | bar: 2019 to 2051
Commercial_Lodging_New_Food Preparation_Natural Gas_Griddle_E6_Codes & Standards Forecast | Commercial | Lodging | New | Food Preparation | Natural Gas | Griddle | E6 |  | Codes & Standards Forecast | bar: 2019 to 2051
Commercial_Lodging_New_Food Preparation_Natural Gas_Griddle_E7_Codes & Standards Forecast | Commercial | Lodging | New | Food Preparation | Natural Gas | Griddle | E7 |  | Codes & Standards Forecast | bar: 2019 to 2051
Commercial_Lodging_New_Food Preparation_Natural Gas_Griddle_E8_Codes & Standards Forecast | Commercial | Lodging | New | Food Preparation | Natural Gas | Griddle | E8 |  | Codes & Standards Forecast | bar: 2019 to 2051
Commercial_Lodging_New_Food Preparation_Natural Gas_Griddle_E9_Codes & Standards Forecast | Commercial | Lodging | New | Food Preparation | Natural Gas | Griddle | E9 |  | Codes & Standards Forecast | bar: 2019 to 2051
Commercial_Lodging_New_Food Preparation_Natural Gas_Griddle_E10_Codes & Standards Forecast | Commercial | Lodging | New | Food Preparation | Natural Gas | Griddle | E10 |  | Codes & Standards Forecast | bar: 2019 to 2051
Commercial_Lodging_New_Food Preparation_Natural Gas_Range_E1_Codes & Standards Forecast | Commercial | Lodging | New | Food Preparation | Natural Gas | Range | E1 | Standard | Codes & Standards Forecast | 100% | 100% | 100% | 100% | 100% | 100% | 100% | 100% | 100% | 100% | 100% | 100% | 100% | 100% | 100% | 100% | 100% | 100% | 100% | 100% | 100% | 100% | 100% | 100% | 100% | 100% | 100% | 100% | 100% | 100% | 100% | 100% | 100%
Commercial_Lodging_New_Food Preparation_Natural Gas_Range_E2_Codes & Standards Forecast | Commercial | Lodging | New | Food Preparation | Natural Gas | Range | E2 | High Efficiency | Codes & Standards Forecast | bar: 2019 to 2051
Commercial_Lodging_New_Food Preparation_Natural Gas_Range_E3_Codes & Standards Forecast | Commercial | Lodging | New | Food Preparation | Natural Gas | Range | E3 |  | Codes & Standards Forecast | bar: 2019 to 2051
Commercial_Lodging_New_Food Preparation_Natural Gas_Range_E4_Codes & Standards Forecast | Commercial | Lodging | New | Food Preparation | Natural Gas | Range | E4 |  | Codes & Standards Forecast | bar: 2019 to 2051
Commercial_Lodging_New_Food Preparation_Natural Gas_Range_E5_Codes & Standards Forecast | Commercial | Lodging | New | Food Preparation | Natural Gas | Range | E5 |  | Codes & Standards Forecast | bar: 2019 to 2051
Commercial_Lodging_New_Food Preparation_Natural Gas_Range_E6_Codes & Standards Forecast | Commercial | Lodging | New | Food Preparation | Natural Gas | Range | E6 |  | Codes & Standards Forecast | bar: 2019 to 2051
Commercial_Lodging_New_Food Preparation_Natural Gas_Range_E7_Codes & Standards Forecast | Commercial | Lodging | New | Food Preparation | Natural Gas | Range | E7 |  | Codes & Standards Forecast | bar: 2019 to 2051
Commercial_Lodging_New_Food Preparation_Natural Gas_Range_E8_Codes & Standards Forecast | Commercial | Lodging | New | Food Preparation | Natural Gas | Range | E8 |  | Codes & Standards Forecast | bar: 2019 to 2051
Commercial_Lodging_New_Food Preparation_Natural Gas_Range_E9_Codes & Standards Forecast | Commercial | Lodging | New | Food Preparation | Natural Gas | Range | E9 |  | Codes & Standards Forecast | bar: 2019 to 2051
Commercial_Lodging_New_Food Preparation_Natural Gas_Range_E10_Codes & Standards Forecast | Commercial | Lodging | New | Food Preparation | Natural Gas | Range | E10 |  | Codes & Standards Forecast | bar: 2019 to 2051
Commercial_Lodging_New_Food Preparation_Natural Gas_Steamer_E1_Codes & Standards Forecast | Commercial | Lodging | New | Food Preparation | Natural Gas | Steamer | E1 | Standard | Codes & Standards Forecast | 100% | 100% | 100% | 0% | 0% | 0% | 0% | 0% | 0% | 0% | 0% | 0% | 0% | 0% | 0% | 0% | 0% | 0% | 0% | 0% | 0% | 0% | 0% | 0% | 0% | 0% | 0% | 0% | 0% | 0% | 0% | 0% | 0%
Commercial_Lodging_New_Food Preparation_Natural Gas_Steamer_E2_Codes & Standards Forecast | Commercial | Lodging | New | Food Preparation | Natural Gas | Steamer | E2 | ENERGY STAR | Codes & Standards Forecast | 0% | 0% | 0% | 100% | 100% | 100% | 100% | 100% | 100% | 100% | 100% | 100% | 100% | 100% | 100% | 100% | 100% | 100% | 100% | 100% | 100% | 100% | 100% | 100% | 100% | 100% | 100% | 100% | 100% | 100% | 100% | 100% | 100%
Commercial_Lodging_New_Food Preparation_Natural Gas_Steamer_E3_Codes & Standards Forecast | Commercial | Lodging | New | Food Preparation | Natural Gas | Steamer | E3 |  | Codes & Standards Forecast | bar: 2019 to 2051
Commercial_Lodging_New_Food Preparation_Natural Gas_Steamer_E4_Codes & Standards Forecast | Commercial | Lodging | New | Food Preparation | Natural Gas | Steamer | E4 |  | Codes & Standards Forecast | bar: 2019 to 2051
Commercial_Lodging_New_Food Preparation_Natural Gas_Steamer_E5_Codes & Standards Forecast | Commercial | Lodging | New | Food Preparation | Natural Gas | Steamer | E5 |  | Codes & Standards Forecast | bar: 2019 to 2051
Commercial_Lodging_New_Food Preparation_Natural Gas_Steamer_E6_Codes & Standards Forecast | Commercial | Lodging | New | Food Preparation | Natural Gas | Steamer | E6 |  | Codes & Standards Forecast | bar: 2019 to 2051
Commercial_Lodging_New_Food Preparation_Natural Gas_Steamer_E7_Codes & Standards Forecast | Commercial | Lodging | New | Food Preparation | Natural Gas | Steamer | E7 |  | Codes & Standards Forecast | bar: 2019 to 2051
Commercial_Lodging_New_Food Preparation_Natural Gas_Steamer_E8_Codes & Standards Forecast | Commercial | Lodging | New | Food Preparation | Natural Gas | Steamer | E8 |  | Codes & Standards Forecast | bar: 2019 to 2051
Commercial_Lodging_New_Food Preparation_Natural Gas_Steamer_E9_Codes & Standards Forecast | Commercial | Lodging | New | Food Preparation | Natural Gas | Steamer | E9 |  | Codes & Standards Forecast | bar: 2019 to 2051
Commercial_Lodging_New_Food Preparation_Natural Gas_Steamer_E10_Codes & Standards Forecast | Commercial | Lodging | New | Food Preparation | Natural Gas | Steamer | E10 |  | Codes & Standards Forecast | bar: 2019 to 2051
Commercial_Lodging_New_Food Preparation_Natural Gas_Food Prep Other_E1_Codes & Standards Forecast | Commercial | Lodging | New | Food Preparation | Natural Gas | Food Prep Other | E1 | Standard | Codes & Standards Forecast | 100% | 100% | 100% | 100% | 100% | 100% | 100% | 100% | 100% | 100% | 100% | 100% | 100% | 100% | 100% | 100% | 100% | 100% | 100% | 100% | 100% | 100% | 100% | 100% | 100% | 100% | 100% | 100% | 100% | 100% | 100% | 100% | 100%
Commercial_Lodging_New_Food Preparation_Natural Gas_Food Prep Other_E2_Codes & Standards Forecast | Commercial | Lodging | New | Food Preparation | Natural Gas | Food Prep Other | E2 | ENERGY STAR | Codes & Standards Forecast | bar: 2019 to 2051
Commercial_Lodging_New_Food Preparation_Natural Gas_Food Prep Other_E3_Codes & Standards Forecast | Commercial | Lodging | New | Food Preparation | Natural Gas | Food Prep Other | E3 |  | Codes & Standards Forecast | bar: 2019 to 2051
Commercial_Lodging_New_Food Preparation_Natural Gas_Food Prep Other_E4_Codes & Standards Forecast | Commercial | Lodging | New | Food Preparation | Natural Gas | Food Prep Other | E4 |  | Codes & Standards Forecast | bar: 2019 to 2051
Commercial_Lodging_New_Food Preparation_Natural Gas_Food Prep Other_E5_Codes & Standards Forecast | Commercial | Lodging | New | Food Preparation | Natural Gas | Food Prep Other | E5 |  | Codes & Standards Forecast | bar: 2019 to 2051
Commercial_Lodging_New_Food Preparation_Natural Gas_Food Prep Other_E6_Codes & Standards Forecast | Commercial | Lodging | New | Food Preparation | Natural Gas | Food Prep Other | E6 |  | Codes & Standards Forecast | bar: 2019 to 2051
Commercial_Lodging_New_Food Preparation_Natural Gas_Food Prep Other_E7_Codes & Standards Forecast | Commercial | Lodging | New | Food Preparation | Natural Gas | Food Prep Other | E7 |  | Codes & Standards Forecast | bar: 2019 to 2051
Commercial_Lodging_New_Food Preparation_Natural Gas_Food Prep Other_E8_Codes & Standards Forecast | Commercial | Lodging | New | Food Preparation | Natural Gas | Food Prep Other | E8 |  | Codes & Standards Forecast | bar: 2019 to 2051
Commercial_Lodging_New_Food Preparation_Natural Gas_Food Prep Other_E9_Codes & Standards Forecast | Commercial | Lodging | New | Food Preparation | Natural Gas | Food Prep Other | E9 |  | Codes & Standards Forecast | bar: 2019 to 2051
Commercial_Lodging_New_Food Preparation_Natural Gas_Food Prep Other_E10_Codes & Standards Forecast | Commercial | Lodging | New | Food Preparation | Natural Gas | Food Prep Other | E10 |  | Codes & Standards Forecast | bar: 2019 to 2051
Commercial_Lodging_New_Miscellaneous_Natural Gas_Pool Heater_E1_Codes & Standards Forecast | Commercial | Lodging | New | Miscellaneous | Natural Gas | Pool Heater | E1 | Standard (EF .78) | Codes & Standards Forecast | 100% | 100% | 100% | 100% | 100% | 100% | 100% | 100% | 100% | 100% | 100% | 100% | 100% | 100% | 100% | 100% | 100% | 100% | 100% | 100% | 100% | 100% | 100% | 100% | 100% | 100% | 100% | 100% | 100% | 100% | 100% | 100% | 100%
Commercial_Lodging_New_Miscellaneous_Natural Gas_Pool Heater_E2_Codes & Standards Forecast | Commercial | Lodging | New | Miscellaneous | Natural Gas | Pool Heater | E2 | Condensing (EF .90) | Codes & Standards Forecast | bar: 2019 to 2051
Commercial_Lodging_New_Miscellaneous_Natural Gas_Pool Heater_E3_Codes & Standards Forecast | Commercial | Lodging | New | Miscellaneous | Natural Gas | Pool Heater | E3 |  | Codes & Standards Forecast | bar: 2019 to 2051
Commercial_Lodging_New_Miscellaneous_Natural Gas_Pool Heater_E4_Codes & Standards Forecast | Commercial | Lodging | New | Miscellaneous | Natural Gas | Pool Heater | E4 |  | Codes & Standards Forecast | bar: 2019 to 2051
Commercial_Lodging_New_Miscellaneous_Natural Gas_Pool Heater_E5_Codes & Standards Forecast | Commercial | Lodging | New | Miscellaneous | Natural Gas | Pool Heater | E5 |  | Codes & Standards Forecast | bar: 2019 to 2051
Commercial_Lodging_New_Miscellaneous_Natural Gas_Pool Heater_E6_Codes & Standards Forecast | Commercial | Lodging | New | Miscellaneous | Natural Gas | Pool Heater | E6 |  | Codes & Standards Forecast | bar: 2019 to 2051
Commercial_Lodging_New_Miscellaneous_Natural Gas_Pool Heater_E7_Codes & Standards Forecast | Commercial | Lodging | New | Miscellaneous | Natural Gas | Pool Heater | E7 |  | Codes & Standards Forecast | bar: 2019 to 2051
Commercial_Lodging_New_Miscellaneous_Natural Gas_Pool Heater_E8_Codes & Standards Forecast | Commercial | Lodging | New | Miscellaneous | Natural Gas | Pool Heater | E8 |  | Codes & Standards Forecast | bar: 2019 to 2051
Commercial_Lodging_New_Miscellaneous_Natural Gas_Pool Heater_E9_Codes & Standards Forecast | Commercial | Lodging | New | Miscellaneous | Natural Gas | Pool Heater | E9 |  | Codes & Standards Forecast | bar: 2019 to 2051
Commercial_Lodging_New_Miscellaneous_Natural Gas_Pool Heater_E10_Codes & Standards Forecast | Commercial | Lodging | New | Miscellaneous | Natural Gas | Pool Heater | E10 |  | Codes & Standards Forecast | bar: 2019 to 2051
Commercial_Lodging_New_Miscellaneous_Natural Gas_Miscellaneous_E1_Codes & Standards Forecast | Commercial | Lodging | New | Miscellaneous | Natural Gas | Miscellaneous | E1 | Miscellaneous | Codes & Standards Forecast | 100% | 100% | 100% | 100% | 100% | 100% | 100% | 100% | 100% | 100% | 100% | 100% | 100% | 100% | 100% | 100% | 100% | 100% | 100% | 100% | 100% | 100% | 100% | 100% | 100% | 100% | 100% | 100% | 100% | 100% | 100% | 100% | 100%
Commercial_Lodging_New_Miscellaneous_Natural Gas_Miscellaneous_E2_Codes & Standards Forecast | Commercial | Lodging | New | Miscellaneous | Natural Gas | Miscellaneous | E2 |  | Codes & Standards Forecast | bar: 2019 to 2051
Commercial_Lodging_New_Miscellaneous_Natural Gas_Miscellaneous_E3_Codes & Standards Forecast | Commercial | Lodging | New | Miscellaneous | Natural Gas | Miscellaneous | E3 |  | Codes & Standards Forecast | bar: 2019 to 2051
Commercial_Lodging_New_Miscellaneous_Natural Gas_Miscellaneous_E4_Codes & Standards Forecast | Commercial | Lodging | New | Miscellaneous | Natural Gas | Miscellaneous | E4 |  | Codes & Standards Forecast | bar: 2019 to 2051
Commercial_Lodging_New_Miscellaneous_Natural Gas_Miscellaneous_E5_Codes & Standards Forecast | Commercial | Lodging | New | Miscellaneous | Natural Gas | Miscellaneous | E5 |  | Codes & Standards Forecast | bar: 2019 to 2051
Commercial_Lodging_New_Miscellaneous_Natural Gas_Miscellaneous_E6_Codes & Standards Forecast | Commercial | Lodging | New | Miscellaneous | Natural Gas | Miscellaneous | E6 |  | Codes & Standards Forecast | bar: 2019 to 2051
Commercial_Lodging_New_Miscellaneous_Natural Gas_Miscellaneous_E7_Codes & Standards Forecast | Commercial | Lodging | New | Miscellaneous | Natural Gas | Miscellaneous | E7 |  | Codes & Standards Forecast | bar: 2019 to 2051
Commercial_Lodging_New_Miscellaneous_Natural Gas_Miscellaneous_E8_Codes & Standards Forecast | Commercial | Lodging | New | Miscellaneous | Natural Gas | Miscellaneous | E8 |  | Codes & Standards Forecast | bar: 2019 to 2051
Commercial_Lodging_New_Miscellaneous_Natural Gas_Miscellaneous_E9_Codes & Standards Forecast | Commercial | Lodging | New | Miscellaneous | Natural Gas | Miscellaneous | E9 |  | Codes & Standards Forecast | bar: 2019 to 2051
Commercial_Lodging_New_Miscellaneous_Natural Gas_Miscellaneous_E10_Codes & Standards Forecast | Commercial | Lodging | New | Miscellaneous | Natural Gas | Miscellaneous | E10 |  | Codes & Standards Forecast | bar: 2019 to 2051
Commercial_Warehouse_Existing_Space Heating_Natural Gas_Furnace_E1_Codes & Standards Forecast | Commercial | Warehouse | Existing | Space Heating | Natural Gas | Furnace | E1 | AFUE 80% (Standard) | Codes & Standards Forecast | 100% | 100% | 100% | 100% | 100% | 100% | 100% | 100% | 100% | 100% | 100% | 100% | 100% | 100% | 100% | 100% | 100% | 100% | 100% | 100% | 100% | 100% | 100% | 100% | 100% | 100% | 100% | 100% | 100% | 100% | 100% | 100% | 100%
Commercial_Warehouse_Existing_Space Heating_Natural Gas_Furnace_E2_Codes & Standards Forecast | Commercial | Warehouse | Existing | Space Heating | Natural Gas | Furnace | E2 | AFUE 90% | Codes & Standards Forecast | bar: 2019 to 2051
Commercial_Warehouse_Existing_Space Heating_Natural Gas_Furnace_E3_Codes & Standards Forecast | Commercial | Warehouse | Existing | Space Heating | Natural Gas | Furnace | E3 | AFUE 96% | Codes & Standards Forecast | bar: 2019 to 2051
Commercial_Warehouse_Existing_Space Heating_Natural Gas_Furnace_E4_Codes & Standards Forecast | Commercial | Warehouse | Existing | Space Heating | Natural Gas | Furnace | E4 |  | Codes & Standards Forecast | bar: 2019 to 2051
Commercial_Warehouse_Existing_Space Heating_Natural Gas_Furnace_E5_Codes & Standards Forecast | Commercial | Warehouse | Existing | Space Heating | Natural Gas | Furnace | E5 |  | Codes & Standards Forecast | bar: 2019 to 2051
Commercial_Warehouse_Existing_Space Heating_Natural Gas_Furnace_E6_Codes & Standards Forecast | Commercial | Warehouse | Existing | Space Heating | Natural Gas | Furnace | E6 |  | Codes & Standards Forecast | bar: 2019 to 2051
Commercial_Warehouse_Existing_Space Heating_Natural Gas_Furnace_E7_Codes & Standards Forecast | Commercial | Warehouse | Existing | Space Heating | Natural Gas | Furnace | E7 |  | Codes & Standards Forecast | bar: 2019 to 2051
Commercial_Warehouse_Existing_Space Heating_Natural Gas_Furnace_E8_Codes & Standards Forecast | Commercial | Warehouse | Existing | Space Heating | Natural Gas | Furnace | E8 |  | Codes & Standards Forecast | bar: 2019 to 2051
Commercial_Warehouse_Existing_Space Heating_Natural Gas_Furnace_E9_Codes & Standards Forecast | Commercial | Warehouse | Existing | Space Heating | Natural Gas | Furnace | E9 |  | Codes & Standards Forecast | bar: 2019 to 2051
Commercial_Warehouse_Existing_Space Heating_Natural Gas_Furnace_E10_Codes & Standards Forecast | Commercial | Warehouse | Existing | Space Heating | Natural Gas | Furnace | E10 |  | Codes & Standards Forecast | bar: 2019 to 2051
Commercial_Warehouse_Existing_Space Heating_Natural Gas_Boiler_E1_Codes & Standards Forecast | Commercial | Warehouse | Existing | Space Heating | Natural Gas | Boiler | E1 | AFUE 80% (Standard) | Codes & Standards Forecast | 100% | 100% | 100% | 100% | 100% | 100% | 100% | 100% | 100% | 100% | 100% | 100% | 100% | 100% | 100% | 100% | 100% | 100% | 100% | 100% | 100% | 100% | 100% | 100% | 100% | 100% | 100% | 100% | 100% | 100% | 100% | 100% | 100%
Commercial_Warehouse_Existing_Space Heating_Natural Gas_Boiler_E2_Codes & Standards Forecast | Commercial | Warehouse | Existing | Space Heating | Natural Gas | Boiler | E2 | AFUE 85% | Codes & Standards Forecast | bar: 2019 to 2051
Commercial_Warehouse_Existing_Space Heating_Natural Gas_Boiler_E3_Codes & Standards Forecast | Commercial | Warehouse | Existing | Space Heating | Natural Gas | Boiler | E3 | AFUE 97% | Codes & Standards Forecast | bar: 2019 to 2051
Commercial_Warehouse_Existing_Space Heating_Natural Gas_Boiler_E4_Codes & Standards Forecast | Commercial | Warehouse | Existing | Space Heating | Natural Gas | Boiler | E4 | Convert to NG Air Source Heat Pump | Codes & Standards Forecast | bar: 2019 to 2051
Commercial_Warehouse_Existing_Space Heating_Natural Gas_Boiler_E5_Codes & Standards Forecast | Commercial | Warehouse | Existing | Space Heating | Natural Gas | Boiler | E5 |  | Codes & Standards Forecast | bar: 2019 to 2051
Commercial_Warehouse_Existing_Space Heating_Natural Gas_Boiler_E6_Codes & Standards Forecast | Commercial | Warehouse | Existing | Space Heating | Natural Gas | Boiler | E6 |  | Codes & Standards Forecast | bar: 2019 to 2051
Commercial_Warehouse_Existing_Space Heating_Natural Gas_Boiler_E7_Codes & Standards Forecast | Commercial | Warehouse | Existing | Space Heating | Natural Gas | Boiler | E7 |  | Codes & Standards Forecast | bar: 2019 to 2051
Commercial_Warehouse_Existing_Space Heating_Natural Gas_Boiler_E8_Codes & Standards Forecast | Commercial | Warehouse | Existing | Space Heating | Natural Gas | Boiler | E8 |  | Codes & Standards Forecast | bar: 2019 to 2051
Commercial_Warehouse_Existing_Space Heating_Natural Gas_Boiler_E9_Codes & Standards Forecast | Commercial | Warehouse | Existing | Space Heating | Natural Gas | Boiler | E9 |  | Codes & Standards Forecast | bar: 2019 to 2051
Commercial_Warehouse_Existing_Space Heating_Natural Gas_Boiler_E10_Codes & Standards Forecast | Commercial | Warehouse | Existing | Space Heating | Natural Gas | Boiler | E10 |  | Codes & Standards Forecast | bar: 2019 to 2051
Commercial_Warehouse_Existing_Space Heating_Natural Gas_Unit Heater_E1_Codes & Standards Forecast | Commercial | Warehouse | Existing | Space Heating | Natural Gas | Unit Heater | E1 | Standard | Codes & Standards Forecast | 100% | 100% | 100% | 100% | 100% | 100% | 100% | 100% | 100% | 100% | 100% | 100% | 100% | 100% | 100% | 100% | 100% | 100% | 100% | 100% | 100% | 100% | 100% | 100% | 100% | 100% | 100% | 100% | 100% | 100% | 100% | 100% | 100%
Commercial_Warehouse_Existing_Space Heating_Natural Gas_Unit Heater_E2_Codes & Standards Forecast | Commercial | Warehouse | Existing | Space Heating | Natural Gas | Unit Heater | E2 | Condensing | Codes & Standards Forecast | bar: 2019 to 2051
Commercial_Warehouse_Existing_Space Heating_Natural Gas_Unit Heater_E3_Codes & Standards Forecast | Commercial | Warehouse | Existing | Space Heating | Natural Gas | Unit Heater | E3 | Infrared Radiant | Codes & Standards Forecast | bar: 2019 to 2051
Commercial_Warehouse_Existing_Space Heating_Natural Gas_Unit Heater_E4_Codes & Standards Forecast | Commercial | Warehouse | Existing | Space Heating | Natural Gas | Unit Heater | E4 |  | Codes & Standards Forecast | bar: 2019 to 2051
Commercial_Warehouse_Existing_Space Heating_Natural Gas_Unit Heater_E5_Codes & Standards Forecast | Commercial | Warehouse | Existing | Space Heating | Natural Gas | Unit Heater | E5 |  | Codes & Standards Forecast | bar: 2019 to 2051
Commercial_Warehouse_Existing_Space Heating_Natural Gas_Unit Heater_E6_Codes & Standards Forecast | Commercial | Warehouse | Existing | Space Heating | Natural Gas | Unit Heater | E6 |  | Codes & Standards Forecast | bar: 2019 to 2051
Commercial_Warehouse_Existing_Space Heating_Natural Gas_Unit Heater_E7_Codes & Standards Forecast | Commercial | Warehouse | Existing | Space Heating | Natural Gas | Unit Heater | E7 |  | Codes & Standards Forecast | bar: 2019 to 2051
Commercial_Warehouse_Existing_Space Heating_Natural Gas_Unit Heater_E8_Codes & Standards Forecast | Commercial | Warehouse | Existing | Space Heating | Natural Gas | Unit Heater | E8 |  | Codes & Standards Forecast | bar: 2019 to 2051
Commercial_Warehouse_Existing_Space Heating_Natural Gas_Unit Heater_E9_Codes & Standards Forecast | Commercial | Warehouse | Existing | Space Heating | Natural Gas | Unit Heater | E9 |  | Codes & Standards Forecast | bar: 2019 to 2051
Commercial_Warehouse_Existing_Space Heating_Natural Gas_Unit Heater_E10_Codes & Standards Forecast | Commercial | Warehouse | Existing | Space Heating | Natural Gas | Unit Heater | E10 |  | Codes & Standards Forecast | bar: 2019 to 2051
Commercial_Warehouse_Existing_Water Heating_Natural Gas_Water Heater_E1_Codes & Standards Forecast | Commercial | Warehouse | Existing | Water Heating | Natural Gas | Water Heater | E1 | TE 80% | Codes & Standards Forecast | 100% | 100% | 100% | 100% | 100% | 100% | 100% | 100% | 100% | 100% | 100% | 100% | 100% | 100% | 100% | 100% | 100% | 100% | 100% | 100% | 100% | 100% | 100% | 100% | 100% | 100% | 100% | 100% | 100% | 100% | 100% | 100% | 100%
Commercial_Warehouse_Existing_Water Heating_Natural Gas_Water Heater_E2_Codes & Standards Forecast | Commercial | Warehouse | Existing | Water Heating | Natural Gas | Water Heater | E2 | TE 81% | Codes & Standards Forecast | bar: 2019 to 2051
Commercial_Warehouse_Existing_Water Heating_Natural Gas_Water Heater_E3_Codes & Standards Forecast | Commercial | Warehouse | Existing | Water Heating | Natural Gas | Water Heater | E3 | TE 88% | Codes & Standards Forecast | bar: 2019 to 2051
Commercial_Warehouse_Existing_Water Heating_Natural Gas_Water Heater_E4_Codes & Standards Forecast | Commercial | Warehouse | Existing | Water Heating | Natural Gas | Water Heater | E4 | TE 94% | Codes & Standards Forecast | bar: 2019 to 2051
Commercial_Warehouse_Existing_Water Heating_Natural Gas_Water Heater_E5_Codes & Standards Forecast | Commercial | Warehouse | Existing | Water Heating | Natural Gas | Water Heater | E5 | TE 96% | Codes & Standards Forecast | bar: 2019 to 2051
Commercial_Warehouse_Existing_Water Heating_Natural Gas_Water Heater_E6_Codes & Standards Forecast | Commercial | Warehouse | Existing | Water Heating | Natural Gas | Water Heater | E6 | Tankless | Codes & Standards Forecast | bar: 2019 to 2051
Commercial_Warehouse_Existing_Water Heating_Natural Gas_Water Heater_E7_Codes & Standards Forecast | Commercial | Warehouse | Existing | Water Heating | Natural Gas | Water Heater | E7 | Gas-Fired Absorption HPWH | Codes & Standards Forecast | bar: 2019 to 2051
Commercial_Warehouse_Existing_Water Heating_Natural Gas_Water Heater_E8_Codes & Standards Forecast | Commercial | Warehouse | Existing | Water Heating | Natural Gas | Water Heater | E8 |  | Codes & Standards Forecast | bar: 2019 to 2051
Commercial_Warehouse_Existing_Water Heating_Natural Gas_Water Heater_E9_Codes & Standards Forecast | Commercial | Warehouse | Existing | Water Heating | Natural Gas | Water Heater | E9 |  | Codes & Standards Forecast | bar: 2019 to 2051
Commercial_Warehouse_Existing_Water Heating_Natural Gas_Water Heater_E10_Codes & Standards Forecast | Commercial | Warehouse | Existing | Water Heating | Natural Gas | Water Heater | E10 |  | Codes & Standards Forecast | bar: 2019 to 2051
Commercial_Warehouse_Existing_Food Preparation_Natural Gas_Oven_E1_Codes & Standards Forecast | Commercial | Warehouse | Existing | Food Preparation | Natural Gas | Oven | E1 | Standard | Codes & Standards Forecast | 100% | 100% | 100% | 100% | 100% | 100% | 100% | 100% | 100% | 100% | 100% | 100% | 100% | 100% | 100% | 100% | 100% | 100% | 100% | 100% | 100% | 100% | 100% | 100% | 100% | 100% | 100% | 100% | 100% | 100% | 100% | 100% | 100%
Commercial_Warehouse_Existing_Food Preparation_Natural Gas_Oven_E2_Codes & Standards Forecast | Commercial | Warehouse | Existing | Food Preparation | Natural Gas | Oven | E2 | ENERGY STAR (>44% Baking Efficiency) | Codes & Standards Forecast | bar: 2019 to 2051
Commercial_Warehouse_Existing_Food Preparation_Natural Gas_Oven_E3_Codes & Standards Forecast | Commercial | Warehouse | Existing | Food Preparation | Natural Gas | Oven | E3 |  | Codes & Standards Forecast | bar: 2019 to 2051
Commercial_Warehouse_Existing_Food Preparation_Natural Gas_Oven_E4_Codes & Standards Forecast | Commercial | Warehouse | Existing | Food Preparation | Natural Gas | Oven | E4 |  | Codes & Standards Forecast | bar: 2019 to 2051
Commercial_Warehouse_Existing_Food Preparation_Natural Gas_Oven_E5_Codes & Standards Forecast | Commercial | Warehouse | Existing | Food Preparation | Natural Gas | Oven | E5 |  | Codes & Standards Forecast | bar: 2019 to 2051
Commercial_Warehouse_Existing_Food Preparation_Natural Gas_Oven_E6_Codes & Standards Forecast | Commercial | Warehouse | Existing | Food Preparation | Natural Gas | Oven | E6 |  | Codes & Standards Forecast | bar: 2019 to 2051
Commercial_Warehouse_Existing_Food Preparation_Natural Gas_Oven_E7_Codes & Standards Forecast | Commercial | Warehouse | Existing | Food Preparation | Natural Gas | Oven | E7 |  | Codes & Standards Forecast | bar: 2019 to 2051
Commercial_Warehouse_Existing_Food Preparation_Natural Gas_Oven_E8_Codes & Standards Forecast | Commercial | Warehouse | Existing | Food Preparation | Natural Gas | Oven | E8 |  | Codes & Standards Forecast | bar: 2019 to 2051
Commercial_Warehouse_Existing_Food Preparation_Natural Gas_Oven_E9_Codes & Standards Forecast | Commercial | Warehouse | Existing | Food Preparation | Natural Gas | Oven | E9 |  | Codes & Standards Forecast | bar: 2019 to 2051
Commercial_Warehouse_Existing_Food Preparation_Natural Gas_Oven_E10_Codes & Standards Forecast | Commercial | Warehouse | Existing | Food Preparation | Natural Gas | Oven | E10 |  | Codes & Standards Forecast | bar: 2019 to 2051
Commercial_Warehouse_Existing_Food Preparation_Natural Gas_Conveyor Oven_E1_Codes & Standards Forecast | Commercial | Warehouse | Existing | Food Preparation | Natural Gas | Conveyor Oven | E1 | Standard | Codes & Standards Forecast | 100% | 100% | 100% | 100% | 100% | 100% | 100% | 100% | 100% | 100% | 100% | 100% | 100% | 100% | 100% | 100% | 100% | 100% | 100% | 100% | 100% | 100% | 100% | 100% | 100% | 100% | 100% | 100% | 100% | 100% | 100% | 100% | 100%
Commercial_Warehouse_Existing_Food Preparation_Natural Gas_Conveyor Oven_E2_Codes & Standards Forecast | Commercial | Warehouse | Existing | Food Preparation | Natural Gas | Conveyor Oven | E2 | Efficient (>44% Baking Efficiency) | Codes & Standards Forecast | bar: 2019 to 2051
Commercial_Warehouse_Existing_Food Preparation_Natural Gas_Conveyor Oven_E3_Codes & Standards Forecast | Commercial | Warehouse | Existing | Food Preparation | Natural Gas | Conveyor Oven | E3 |  | Codes & Standards Forecast | bar: 2019 to 2051
Commercial_Warehouse_Existing_Food Preparation_Natural Gas_Conveyor Oven_E4_Codes & Standards Forecast | Commercial | Warehouse | Existing | Food Preparation | Natural Gas | Conveyor Oven | E4 |  | Codes & Standards Forecast | bar: 2019 to 2051
Commercial_Warehouse_Existing_Food Preparation_Natural Gas_Conveyor Oven_E5_Codes & Standards Forecast | Commercial | Warehouse | Existing | Food Preparation | Natural Gas | Conveyor Oven | E5 |  | Codes & Standards Forecast | bar: 2019 to 2051
Commercial_Warehouse_Existing_Food Preparation_Natural Gas_Conveyor Oven_E6_Codes & Standards Forecast | Commercial | Warehouse | Existing | Food Preparation | Natural Gas | Conveyor Oven | E6 |  | Codes & Standards Forecast | bar: 2019 to 2051
Commercial_Warehouse_Existing_Food Preparation_Natural Gas_Conveyor Oven_E7_Codes & Standards Forecast | Commercial | Warehouse | Existing | Food Preparation | Natural Gas | Conveyor Oven | E7 |  | Codes & Standards Forecast | bar: 2019 to 2051
Commercial_Warehouse_Existing_Food Preparation_Natural Gas_Conveyor Oven_E8_Codes & Standards Forecast | Commercial | Warehouse | Existing | Food Preparation | Natural Gas | Conveyor Oven | E8 |  | Codes & Standards Forecast | bar: 2019 to 2051
Commercial_Warehouse_Existing_Food Preparation_Natural Gas_Conveyor Oven_E9_Codes & Standards Forecast | Commercial | Warehouse | Existing | Food Preparation | Natural Gas | Conveyor Oven | E9 |  | Codes & Standards Forecast | bar: 2019 to 2051
Commercial_Warehouse_Existing_Food Preparation_Natural Gas_Conveyor Oven_E10_Codes & Standards Forecast | Commercial | Warehouse | Existing | Food Preparation | Natural Gas | Conveyor Oven | E10 |  | Codes & Standards Forecast | bar: 2019 to 2051
Commercial_Warehouse_Existing_Food Preparation_Natural Gas_Double Rack Oven_E1_Codes & Standards Forecast | Commercial | Warehouse | Existing | Food Preparation | Natural Gas | Double Rack Oven | E1 | Standard | Codes & Standards Forecast | 100% | 100% | 100% | 100% | 100% | 100% | 100% | 100% | 100% | 100% | 100% | 100% | 100% | 100% | 100% | 100% | 100% | 100% | 100% | 100% | 100% | 100% | 100% | 100% | 100% | 100% | 100% | 100% | 100% | 100% | 100% | 100% | 100%
Commercial_Warehouse_Existing_Food Preparation_Natural Gas_Double Rack Oven_E2_Codes & Standards Forecast | Commercial | Warehouse | Existing | Food Preparation | Natural Gas | Double Rack Oven | E2 | FTSC Qualified (>50% Cooking Efficiency) | Codes & Standards Forecast | bar: 2019 to 2051
Commercial_Warehouse_Existing_Food Preparation_Natural Gas_Double Rack Oven_E3_Codes & Standards Forecast | Commercial | Warehouse | Existing | Food Preparation | Natural Gas | Double Rack Oven | E3 |  | Codes & Standards Forecast | bar: 2019 to 2051
Commercial_Warehouse_Existing_Food Preparation_Natural Gas_Double Rack Oven_E4_Codes & Standards Forecast | Commercial | Warehouse | Existing | Food Preparation | Natural Gas | Double Rack Oven | E4 |  | Codes & Standards Forecast | bar: 2019 to 2051
Commercial_Warehouse_Existing_Food Preparation_Natural Gas_Double Rack Oven_E5_Codes & Standards Forecast | Commercial | Warehouse | Existing | Food Preparation | Natural Gas | Double Rack Oven | E5 |  | Codes & Standards Forecast | bar: 2019 to 2051
Commercial_Warehouse_Existing_Food Preparation_Natural Gas_Double Rack Oven_E6_Codes & Standards Forecast | Commercial | Warehouse | Existing | Food Preparation | Natural Gas | Double Rack Oven | E6 |  | Codes & Standards Forecast | bar: 2019 to 2051
Commercial_Warehouse_Existing_Food Preparation_Natural Gas_Double Rack Oven_E7_Codes & Standards Forecast | Commercial | Warehouse | Existing | Food Preparation | Natural Gas | Double Rack Oven | E7 |  | Codes & Standards Forecast | bar: 2019 to 2051
Commercial_Warehouse_Existing_Food Preparation_Natural Gas_Double Rack Oven_E8_Codes & Standards Forecast | Commercial | Warehouse | Existing | Food Preparation | Natural Gas | Double Rack Oven | E8 |  | Codes & Standards Forecast | bar: 2019 to 2051
Commercial_Warehouse_Existing_Food Preparation_Natural Gas_Double Rack Oven_E9_Codes & Standards Forecast | Commercial | Warehouse | Existing | Food Preparation | Natural Gas | Double Rack Oven | E9 |  | Codes & Standards Forecast | bar: 2019 to 2051
Commercial_Warehouse_Existing_Food Preparation_Natural Gas_Double Rack Oven_E10_Codes & Standards Forecast | Commercial | Warehouse | Existing | Food Preparation | Natural Gas | Double Rack Oven | E10 |  | Codes & Standards Forecast | bar: 2019 to 2051
Commercial_Warehouse_Existing_Food Preparation_Natural Gas_Fryer_E1_Codes & Standards Forecast | Commercial | Warehouse | Existing | Food Preparation | Natural Gas | Fryer | E1 | Standard | Codes & Standards Forecast | 100% | 100% | 100% | 0% | 0% | 0% | 0% | 0% | 0% | 0% | 0% | 0% | 0% | 0% | 0% | 0% | 0% | 0% | 0% | 0% | 0% | 0% | 0% | 0% | 0% | 0% | 0% | 0% | 0% | 0% | 0% | 0% | 0%
Commercial_Warehouse_Existing_Food Preparation_Natural Gas_Fryer_E2_Codes & Standards Forecast | Commercial | Warehouse | Existing | Food Preparation | Natural Gas | Fryer | E2 | ENERGY STAR | Codes & Standards Forecast | 0% | 0% | 0% | 100% | 100% | 100% | 100% | 100% | 100% | 100% | 100% | 100% | 100% | 100% | 100% | 100% | 100% | 100% | 100% | 100% | 100% | 100% | 100% | 100% | 100% | 100% | 100% | 100% | 100% | 100% | 100% | 100% | 100%
Commercial_Warehouse_Existing_Food Preparation_Natural Gas_Fryer_E3_Codes & Standards Forecast | Commercial | Warehouse | Existing | Food Preparation | Natural Gas | Fryer | E3 |  | Codes & Standards Forecast | bar: 2019 to 2051
Commercial_Warehouse_Existing_Food Preparation_Natural Gas_Fryer_E4_Codes & Standards Forecast | Commercial | Warehouse | Existing | Food Preparation | Natural Gas | Fryer | E4 |  | Codes & Standards Forecast | bar: 2019 to 2051
Commercial_Warehouse_Existing_Food Preparation_Natural Gas_Fryer_E5_Codes & Standards Forecast | Commercial | Warehouse | Existing | Food Preparation | Natural Gas | Fryer | E5 |  | Codes & Standards Forecast | bar: 2019 to 2051
Commercial_Warehouse_Existing_Food Preparation_Natural Gas_Fryer_E6_Codes & Standards Forecast | Commercial | Warehouse | Existing | Food Preparation | Natural Gas | Fryer | E6 |  | Codes & Standards Forecast | bar: 2019 to 2051
Commercial_Warehouse_Existing_Food Preparation_Natural Gas_Fryer_E7_Codes & Standards Forecast | Commercial | Warehouse | Existing | Food Preparation | Natural Gas | Fryer | E7 |  | Codes & Standards Forecast | bar: 2019 to 2051
Commercial_Warehouse_Existing_Food Preparation_Natural Gas_Fryer_E8_Codes & Standards Forecast | Commercial | Warehouse | Existing | Food Preparation | Natural Gas | Fryer | E8 |  | Codes & Standards Forecast | bar: 2019 to 2051
Commercial_Warehouse_Existing_Food Preparation_Natural Gas_Fryer_E9_Codes & Standards Forecast | Commercial | Warehouse | Existing | Food Preparation | Natural Gas | Fryer | E9 |  | Codes & Standards Forecast | bar: 2019 to 2051
Commercial_Warehouse_Existing_Food Preparation_Natural Gas_Fryer_E10_Codes & Standards Forecast | Commercial | Warehouse | Existing | Food Preparation | Natural Gas | Fryer | E10 |  | Codes & Standards Forecast | bar: 2019 to 2051
Commercial_Warehouse_Existing_Food Preparation_Natural Gas_Broiler_E1_Codes & Standards Forecast | Commercial | Warehouse | Existing | Food Preparation | Natural Gas | Broiler | E1 | Standard | Codes & Standards Forecast | 100% | 100% | 100% | 100% | 100% | 100% | 100% | 100% | 100% | 100% | 100% | 100% | 100% | 100% | 100% | 100% | 100% | 100% | 100% | 100% | 100% | 100% | 100% | 100% | 100% | 100% | 100% | 100% | 100% | 100% | 100% | 100% | 100%
Commercial_Warehouse_Existing_Food Preparation_Natural Gas_Broiler_E2_Codes & Standards Forecast | Commercial | Warehouse | Existing | Food Preparation | Natural Gas | Broiler | E2 | Infrared Burners | Codes & Standards Forecast | bar: 2019 to 2051
Commercial_Warehouse_Existing_Food Preparation_Natural Gas_Broiler_E3_Codes & Standards Forecast | Commercial | Warehouse | Existing | Food Preparation | Natural Gas | Broiler | E3 |  | Codes & Standards Forecast | bar: 2019 to 2051
Commercial_Warehouse_Existing_Food Preparation_Natural Gas_Broiler_E4_Codes & Standards Forecast | Commercial | Warehouse | Existing | Food Preparation | Natural Gas | Broiler | E4 |  | Codes & Standards Forecast | bar: 2019 to 2051
Commercial_Warehouse_Existing_Food Preparation_Natural Gas_Broiler_E5_Codes & Standards Forecast | Commercial | Warehouse | Existing | Food Preparation | Natural Gas | Broiler | E5 |  | Codes & Standards Forecast | bar: 2019 to 2051
Commercial_Warehouse_Existing_Food Preparation_Natural Gas_Broiler_E6_Codes & Standards Forecast | Commercial | Warehouse | Existing | Food Preparation | Natural Gas | Broiler | E6 |  | Codes & Standards Forecast | bar: 2019 to 2051
Commercial_Warehouse_Existing_Food Preparation_Natural Gas_Broiler_E7_Codes & Standards Forecast | Commercial | Warehouse | Existing | Food Preparation | Natural Gas | Broiler | E7 |  | Codes & Standards Forecast | bar: 2019 to 2051
Commercial_Warehouse_Existing_Food Preparation_Natural Gas_Broiler_E8_Codes & Standards Forecast | Commercial | Warehouse | Existing | Food Preparation | Natural Gas | Broiler | E8 |  | Codes & Standards Forecast | bar: 2019 to 2051
Commercial_Warehouse_Existing_Food Preparation_Natural Gas_Broiler_E9_Codes & Standards Forecast | Commercial | Warehouse | Existing | Food Preparation | Natural Gas | Broiler | E9 |  | Codes & Standards Forecast | bar: 2019 to 2051
Commercial_Warehouse_Existing_Food Preparation_Natural Gas_Broiler_E10_Codes & Standards Forecast | Commercial | Warehouse | Existing | Food Preparation | Natural Gas | Broiler | E10 |  | Codes & Standards Forecast | bar: 2019 to 2051
Commercial_Warehouse_Existing_Food Preparation_Natural Gas_Griddle_E1_Codes & Standards Forecast | Commercial | Warehouse | Existing | Food Preparation | Natural Gas | Griddle | E1 | Standard | Codes & Standards Forecast | 100% | 100% | 100% | 100% | 100% | 100% | 100% | 100% | 100% | 100% | 100% | 100% | 100% | 100% | 100% | 100% | 100% | 100% | 100% | 100% | 100% | 100% | 100% | 100% | 100% | 100% | 100% | 100% | 100% | 100% | 100% | 100% | 100%
Commercial_Warehouse_Existing_Food Preparation_Natural Gas_Griddle_E2_Codes & Standards Forecast | Commercial | Warehouse | Existing | Food Preparation | Natural Gas | Griddle | E2 | ENERGY STAR | Codes & Standards Forecast | bar: 2019 to 2051
Commercial_Warehouse_Existing_Food Preparation_Natural Gas_Griddle_E3_Codes & Standards Forecast | Commercial | Warehouse | Existing | Food Preparation | Natural Gas | Griddle | E3 |  | Codes & Standards Forecast | bar: 2019 to 2051
Commercial_Warehouse_Existing_Food Preparation_Natural Gas_Griddle_E4_Codes & Standards Forecast | Commercial | Warehouse | Existing | Food Preparation | Natural Gas | Griddle | E4 |  | Codes & Standards Forecast | bar: 2019 to 2051
Commercial_Warehouse_Existing_Food Preparation_Natural Gas_Griddle_E5_Codes & Standards Forecast | Commercial | Warehouse | Existing | Food Preparation | Natural Gas | Griddle | E5 |  | Codes & Standards Forecast | bar: 2019 to 2051
Commercial_Warehouse_Existing_Food Preparation_Natural Gas_Griddle_E6_Codes & Standards Forecast | Commercial | Warehouse | Existing | Food Preparation | Natural Gas | Griddle | E6 |  | Codes & Standards Forecast | bar: 2019 to 2051
Commercial_Warehouse_Existing_Food Preparation_Natural Gas_Griddle_E7_Codes & Standards Forecast | Commercial | Warehouse | Existing | Food Preparation | Natural Gas | Griddle | E7 |  | Codes & Standards Forecast | bar: 2019 to 2051
Commercial_Warehouse_Existing_Food Preparation_Natural Gas_Griddle_E8_Codes & Standards Forecast | Commercial | Warehouse | Existing | Food Preparation | Natural Gas | Griddle | E8 |  | Codes & Standards Forecast | bar: 2019 to 2051
Commercial_Warehouse_Existing_Food Preparation_Natural Gas_Griddle_E9_Codes & Standards Forecast | Commercial | Warehouse | Existing | Food Preparation | Natural Gas | Griddle | E9 |  | Codes & Standards Forecast | bar: 2019 to 2051
Commercial_Warehouse_Existing_Food Preparation_Natural Gas_Griddle_E10_Codes & Standards Forecast | Commercial | Warehouse | Existing | Food Preparation | Natural Gas | Griddle | E10 |  | Codes & Standards Forecast | bar: 2019 to 2051
Commercial_Warehouse_Existing_Food Preparation_Natural Gas_Range_E1_Codes & Standards Forecast | Commercial | Warehouse | Existing | Food Preparation | Natural Gas | Range | E1 | Standard | Codes & Standards Forecast | 100% | 100% | 100% | 100% | 100% | 100% | 100% | 100% | 100% | 100% | 100% | 100% | 100% | 100% | 100% | 100% | 100% | 100% | 100% | 100% | 100% | 100% | 100% | 100% | 100% | 100% | 100% | 100% | 100% | 100% | 100% | 100% | 100%
Commercial_Warehouse_Existing_Food Preparation_Natural Gas_Range_E2_Codes & Standards Forecast | Commercial | Warehouse | Existing | Food Preparation | Natural Gas | Range | E2 | High Efficiency | Codes & Standards Forecast | bar: 2019 to 2051
Commercial_Warehouse_Existing_Food Preparation_Natural Gas_Range_E3_Codes & Standards Forecast | Commercial | Warehouse | Existing | Food Preparation | Natural Gas | Range | E3 |  | Codes & Standards Forecast | bar: 2019 to 2051
Commercial_Warehouse_Existing_Food Preparation_Natural Gas_Range_E4_Codes & Standards Forecast | Commercial | Warehouse | Existing | Food Preparation | Natural Gas | Range | E4 |  | Codes & Standards Forecast | bar: 2019 to 2051
Commercial_Warehouse_Existing_Food Preparation_Natural Gas_Range_E5_Codes & Standards Forecast | Commercial | Warehouse | Existing | Food Preparation | Natural Gas | Range | E5 |  | Codes & Standards Forecast | bar: 2019 to 2051
Commercial_Warehouse_Existing_Food Preparation_Natural Gas_Range_E6_Codes & Standards Forecast | Commercial | Warehouse | Existing | Food Preparation | Natural Gas | Range | E6 |  | Codes & Standards Forecast | bar: 2019 to 2051
Commercial_Warehouse_Existing_Food Preparation_Natural Gas_Range_E7_Codes & Standards Forecast | Commercial | Warehouse | Existing | Food Preparation | Natural Gas | Range | E7 |  | Codes & Standards Forecast | bar: 2019 to 2051
Commercial_Warehouse_Existing_Food Preparation_Natural Gas_Range_E8_Codes & Standards Forecast | Commercial | Warehouse | Existing | Food Preparation | Natural Gas | Range | E8 |  | Codes & Standards Forecast | bar: 2019 to 2051
Commercial_Warehouse_Existing_Food Preparation_Natural Gas_Range_E9_Codes & Standards Forecast | Commercial | Warehouse | Existing | Food Preparation | Natural Gas | Range | E9 |  | Codes & Standards Forecast | bar: 2019 to 2051
Commercial_Warehouse_Existing_Food Preparation_Natural Gas_Range_E10_Codes & Standards Forecast | Commercial | Warehouse | Existing | Food Preparation | Natural Gas | Range | E10 |  | Codes & Standards Forecast | bar: 2019 to 2051
Commercial_Warehouse_Existing_Food Preparation_Natural Gas_Steamer_E1_Codes & Standards Forecast | Commercial | Warehouse | Existing | Food Preparation | Natural Gas | Steamer | E1 | Standard | Codes & Standards Forecast | 100% | 100% | 100% | 0% | 0% | 0% | 0% | 0% | 0% | 0% | 0% | 0% | 0% | 0% | 0% | 0% | 0% | 0% | 0% | 0% | 0% | 0% | 0% | 0% | 0% | 0% | 0% | 0% | 0% | 0% | 0% | 0% | 0%
Commercial_Warehouse_Existing_Food Preparation_Natural Gas_Steamer_E2_Codes & Standards Forecast | Commercial | Warehouse | Existing | Food Preparation | Natural Gas | Steamer | E2 | ENERGY STAR | Codes & Standards Forecast | 0% | 0% | 0% | 100% | 100% | 100% | 100% | 100% | 100% | 100% | 100% | 100% | 100% | 100% | 100% | 100% | 100% | 100% | 100% | 100% | 100% | 100% | 100% | 100% | 100% | 100% | 100% | 100% | 100% | 100% | 100% | 100% | 100%
Commercial_Warehouse_Existing_Food Preparation_Natural Gas_Steamer_E3_Codes & Standards Forecast | Commercial | Warehouse | Existing | Food Preparation | Natural Gas | Steamer | E3 |  | Codes & Standards Forecast | bar: 2019 to 2051
Commercial_Warehouse_Existing_Food Preparation_Natural Gas_Steamer_E4_Codes & Standards Forecast | Commercial | Warehouse | Existing | Food Preparation | Natural Gas | Steamer | E4 |  | Codes & Standards Forecast | bar: 2019 to 2051
Commercial_Warehouse_Existing_Food Preparation_Natural Gas_Steamer_E5_Codes & Standards Forecast | Commercial | Warehouse | Existing | Food Preparation | Natural Gas | Steamer | E5 |  | Codes & Standards Forecast | bar: 2019 to 2051
Commercial_Warehouse_Existing_Food Preparation_Natural Gas_Steamer_E6_Codes & Standards Forecast | Commercial | Warehouse | Existing | Food Preparation | Natural Gas | Steamer | E6 |  | Codes & Standards Forecast | bar: 2019 to 2051
Commercial_Warehouse_Existing_Food Preparation_Natural Gas_Steamer_E7_Codes & Standards Forecast | Commercial | Warehouse | Existing | Food Preparation | Natural Gas | Steamer | E7 |  | Codes & Standards Forecast | bar: 2019 to 2051
Commercial_Warehouse_Existing_Food Preparation_Natural Gas_Steamer_E8_Codes & Standards Forecast | Commercial | Warehouse | Existing | Food Preparation | Natural Gas | Steamer | E8 |  | Codes & Standards Forecast | bar: 2019 to 2051
Commercial_Warehouse_Existing_Food Preparation_Natural Gas_Steamer_E9_Codes & Standards Forecast | Commercial | Warehouse | Existing | Food Preparation | Natural Gas | Steamer | E9 |  | Codes & Standards Forecast | bar: 2019 to 2051
Commercial_Warehouse_Existing_Food Preparation_Natural Gas_Steamer_E10_Codes & Standards Forecast | Commercial | Warehouse | Existing | Food Preparation | Natural Gas | Steamer | E10 |  | Codes & Standards Forecast | bar: 2019 to 2051
Commercial_Warehouse_Existing_Food Preparation_Natural Gas_Food Prep Other_E1_Codes & Standards Forecast | Commercial | Warehouse | Existing | Food Preparation | Natural Gas | Food Prep Other | E1 | Standard | Codes & Standards Forecast | 100% | 100% | 100% | 100% | 100% | 100% | 100% | 100% | 100% | 100% | 100% | 100% | 100% | 100% | 100% | 100% | 100% | 100% | 100% | 100% | 100% | 100% | 100% | 100% | 100% | 100% | 100% | 100% | 100% | 100% | 100% | 100% | 100%
Commercial_Warehouse_Existing_Food Preparation_Natural Gas_Food Prep Other_E2_Codes & Standards Forecast | Commercial | Warehouse | Existing | Food Preparation | Natural Gas | Food Prep Other | E2 | ENERGY STAR | Codes & Standards Forecast | bar: 2019 to 2051
Commercial_Warehouse_Existing_Food Preparation_Natural Gas_Food Prep Other_E3_Codes & Standards Forecast | Commercial | Warehouse | Existing | Food Preparation | Natural Gas | Food Prep Other | E3 |  | Codes & Standards Forecast | bar: 2019 to 2051
Commercial_Warehouse_Existing_Food Preparation_Natural Gas_Food Prep Other_E4_Codes & Standards Forecast | Commercial | Warehouse | Existing | Food Preparation | Natural Gas | Food Prep Other | E4 |  | Codes & Standards Forecast | bar: 2019 to 2051
Commercial_Warehouse_Existing_Food Preparation_Natural Gas_Food Prep Other_E5_Codes & Standards Forecast | Commercial | Warehouse | Existing | Food Preparation | Natural Gas | Food Prep Other | E5 |  | Codes & Standards Forecast | bar: 2019 to 2051
Commercial_Warehouse_Existing_Food Preparation_Natural Gas_Food Prep Other_E6_Codes & Standards Forecast | Commercial | Warehouse | Existing | Food Preparation | Natural Gas | Food Prep Other | E6 |  | Codes & Standards Forecast | bar: 2019 to 2051
Commercial_Warehouse_Existing_Food Preparation_Natural Gas_Food Prep Other_E7_Codes & Standards Forecast | Commercial | Warehouse | Existing | Food Preparation | Natural Gas | Food Prep Other | E7 |  | Codes & Standards Forecast | bar: 2019 to 2051
Commercial_Warehouse_Existing_Food Preparation_Natural Gas_Food Prep Other_E8_Codes & Standards Forecast | Commercial | Warehouse | Existing | Food Preparation | Natural Gas | Food Prep Other | E8 |  | Codes & Standards Forecast | bar: 2019 to 2051
Commercial_Warehouse_Existing_Food Preparation_Natural Gas_Food Prep Other_E9_Codes & Standards Forecast | Commercial | Warehouse | Existing | Food Preparation | Natural Gas | Food Prep Other | E9 |  | Codes & Standards Forecast | bar: 2019 to 2051
Commercial_Warehouse_Existing_Food Preparation_Natural Gas_Food Prep Other_E10_Codes & Standards Forecast | Commercial | Warehouse | Existing | Food Preparation | Natural Gas | Food Prep Other | E10 |  | Codes & Standards Forecast | bar: 2019 to 2051
Commercial_Warehouse_Existing_Miscellaneous_Natural Gas_Pool Heater_E1_Codes & Standards Forecast | Commercial | Warehouse | Existing | Miscellaneous | Natural Gas | Pool Heater | E1 | Standard (EF .78) | Codes & Standards Forecast | 100% | 100% | 100% | 100% | 100% | 100% | 100% | 100% | 100% | 100% | 100% | 100% | 100% | 100% | 100% | 100% | 100% | 100% | 100% | 100% | 100% | 100% | 100% | 100% | 100% | 100% | 100% | 100% | 100% | 100% | 100% | 100% | 100%
Commercial_Warehouse_Existing_Miscellaneous_Natural Gas_Pool Heater_E2_Codes & Standards Forecast | Commercial | Warehouse | Existing | Miscellaneous | Natural Gas | Pool Heater | E2 | Condensing (EF .90) | Codes & Standards Forecast | bar: 2019 to 2051
Commercial_Warehouse_Existing_Miscellaneous_Natural Gas_Pool Heater_E3_Codes & Standards Forecast | Commercial | Warehouse | Existing | Miscellaneous | Natural Gas | Pool Heater | E3 |  | Codes & Standards Forecast | bar: 2019 to 2051
Commercial_Warehouse_Existing_Miscellaneous_Natural Gas_Pool Heater_E4_Codes & Standards Forecast | Commercial | Warehouse | Existing | Miscellaneous | Natural Gas | Pool Heater | E4 |  | Codes & Standards Forecast | bar: 2019 to 2051
Commercial_Warehouse_Existing_Miscellaneous_Natural Gas_Pool Heater_E5_Codes & Standards Forecast | Commercial | Warehouse | Existing | Miscellaneous | Natural Gas | Pool Heater | E5 |  | Codes & Standards Forecast | bar: 2019 to 2051
Commercial_Warehouse_Existing_Miscellaneous_Natural Gas_Pool Heater_E6_Codes & Standards Forecast | Commercial | Warehouse | Existing | Miscellaneous | Natural Gas | Pool Heater | E6 |  | Codes & Standards Forecast | bar: 2019 to 2051
Commercial_Warehouse_Existing_Miscellaneous_Natural Gas_Pool Heater_E7_Codes & Standards Forecast | Commercial | Warehouse | Existing | Miscellaneous | Natural Gas | Pool Heater | E7 |  | Codes & Standards Forecast | bar: 2019 to 2051
Commercial_Warehouse_Existing_Miscellaneous_Natural Gas_Pool Heater_E8_Codes & Standards Forecast | Commercial | Warehouse | Existing | Miscellaneous | Natural Gas | Pool Heater | E8 |  | Codes & Standards Forecast | bar: 2019 to 2051
Commercial_Warehouse_Existing_Miscellaneous_Natural Gas_Pool Heater_E9_Codes & Standards Forecast | Commercial | Warehouse | Existing | Miscellaneous | Natural Gas | Pool Heater | E9 |  | Codes & Standards Forecast | bar: 2019 to 2051
Commercial_Warehouse_Existing_Miscellaneous_Natural Gas_Pool Heater_E10_Codes & Standards Forecast | Commercial | Warehouse | Existing | Miscellaneous | Natural Gas | Pool Heater | E10 |  | Codes & Standards Forecast | bar: 2019 to 2051
Commercial_Warehouse_Existing_Miscellaneous_Natural Gas_Miscellaneous_E1_Codes & Standards Forecast | Commercial | Warehouse | Existing | Miscellaneous | Natural Gas | Miscellaneous | E1 | Miscellaneous | Codes & Standards Forecast | 100% | 100% | 100% | 100% | 100% | 100% | 100% | 100% | 100% | 100% | 100% | 100% | 100% | 100% | 100% | 100% | 100% | 100% | 100% | 100% | 100% | 100% | 100% | 100% | 100% | 100% | 100% | 100% | 100% | 100% | 100% | 100% | 100%
Commercial_Warehouse_Existing_Miscellaneous_Natural Gas_Miscellaneous_E2_Codes & Standards Forecast | Commercial | Warehouse | Existing | Miscellaneous | Natural Gas | Miscellaneous | E2 |  | Codes & Standards Forecast | bar: 2019 to 2051
Commercial_Warehouse_Existing_Miscellaneous_Natural Gas_Miscellaneous_E3_Codes & Standards Forecast | Commercial | Warehouse | Existing | Miscellaneous | Natural Gas | Miscellaneous | E3 |  | Codes & Standards Forecast | bar: 2019 to 2051
Commercial_Warehouse_Existing_Miscellaneous_Natural Gas_Miscellaneous_E4_Codes & Standards Forecast | Commercial | Warehouse | Existing | Miscellaneous | Natural Gas | Miscellaneous | E4 |  | Codes & Standards Forecast | bar: 2019 to 2051
Commercial_Warehouse_Existing_Miscellaneous_Natural Gas_Miscellaneous_E5_Codes & Standards Forecast | Commercial | Warehouse | Existing | Miscellaneous | Natural Gas | Miscellaneous | E5 |  | Codes & Standards Forecast | bar: 2019 to 2051
Commercial_Warehouse_Existing_Miscellaneous_Natural Gas_Miscellaneous_E6_Codes & Standards Forecast | Commercial | Warehouse | Existing | Miscellaneous | Natural Gas | Miscellaneous | E6 |  | Codes & Standards Forecast | bar: 2019 to 2051
Commercial_Warehouse_Existing_Miscellaneous_Natural Gas_Miscellaneous_E7_Codes & Standards Forecast | Commercial | Warehouse | Existing | Miscellaneous | Natural Gas | Miscellaneous | E7 |  | Codes & Standards Forecast | bar: 2019 to 2051
Commercial_Warehouse_Existing_Miscellaneous_Natural Gas_Miscellaneous_E8_Codes & Standards Forecast | Commercial | Warehouse | Existing | Miscellaneous | Natural Gas | Miscellaneous | E8 |  | Codes & Standards Forecast | bar: 2019 to 2051
Commercial_Warehouse_Existing_Miscellaneous_Natural Gas_Miscellaneous_E9_Codes & Standards Forecast | Commercial | Warehouse | Existing | Miscellaneous | Natural Gas | Miscellaneous | E9 |  | Codes & Standards Forecast | bar: 2019 to 2051
Commercial_Warehouse_Existing_Miscellaneous_Natural Gas_Miscellaneous_E10_Codes & Standards Forecast | Commercial | Warehouse | Existing | Miscellaneous | Natural Gas | Miscellaneous | E10 |  | Codes & Standards Forecast | bar: 2019 to 2051
Commercial_Warehouse_New_Space Heating_Natural Gas_Furnace_E1_Codes & Standards Forecast | Commercial | Warehouse | New | Space Heating | Natural Gas | Furnace | E1 | AFUE 80% (Standard) | Codes & Standards Forecast | 100% | 100% | 100% | 100% | 100% | 100% | 100% | 100% | 100% | 100% | 100% | 100% | 100% | 100% | 100% | 100% | 100% | 100% | 100% | 100% | 100% | 100% | 100% | 100% | 100% | 100% | 100% | 100% | 100% | 100% | 100% | 100% | 100%
Commercial_Warehouse_New_Space Heating_Natural Gas_Furnace_E2_Codes & Standards Forecast | Commercial | Warehouse | New | Space Heating | Natural Gas | Furnace | E2 | AFUE 90% | Codes & Standards Forecast | bar: 2019 to 2051
Commercial_Warehouse_New_Space Heating_Natural Gas_Furnace_E3_Codes & Standards Forecast | Commercial | Warehouse | New | Space Heating | Natural Gas | Furnace | E3 | AFUE 96% | Codes & Standards Forecast | bar: 2019 to 2051
Commercial_Warehouse_New_Space Heating_Natural Gas_Furnace_E4_Codes & Standards Forecast | Commercial | Warehouse | New | Space Heating | Natural Gas | Furnace | E4 |  | Codes & Standards Forecast | bar: 2019 to 2051
Commercial_Warehouse_New_Space Heating_Natural Gas_Furnace_E5_Codes & Standards Forecast | Commercial | Warehouse | New | Space Heating | Natural Gas | Furnace | E5 |  | Codes & Standards Forecast | bar: 2019 to 2051
Commercial_Warehouse_New_Space Heating_Natural Gas_Furnace_E6_Codes & Standards Forecast | Commercial | Warehouse | New | Space Heating | Natural Gas | Furnace | E6 |  | Codes & Standards Forecast | bar: 2019 to 2051
Commercial_Warehouse_New_Space Heating_Natural Gas_Furnace_E7_Codes & Standards Forecast | Commercial | Warehouse | New | Space Heating | Natural Gas | Furnace | E7 |  | Codes & Standards Forecast | bar: 2019 to 2051
Commercial_Warehouse_New_Space Heating_Natural Gas_Furnace_E8_Codes & Standards Forecast | Commercial | Warehouse | New | Space Heating | Natural Gas | Furnace | E8 |  | Codes & Standards Forecast | bar: 2019 to 2051
Commercial_Warehouse_New_Space Heating_Natural Gas_Furnace_E9_Codes & Standards Forecast | Commercial | Warehouse | New | Space Heating | Natural Gas | Furnace | E9 |  | Codes & Standards Forecast | bar: 2019 to 2051
Commercial_Warehouse_New_Space Heating_Natural Gas_Furnace_E10_Codes & Standards Forecast | Commercial | Warehouse | New | Space Heating | Natural Gas | Furnace | E10 |  | Codes & Standards Forecast | bar: 2019 to 2051
Commercial_Warehouse_New_Space Heating_Natural Gas_Boiler_E1_Codes & Standards Forecast | Commercial | Warehouse | New | Space Heating | Natural Gas | Boiler | E1 | AFUE 80% (Standard) | Codes & Standards Forecast | 100% | 100% | 100% | 100% | 100% | 100% | 100% | 100% | 100% | 100% | 100% | 100% | 100% | 100% | 100% | 100% | 100% | 100% | 100% | 100% | 100% | 100% | 100% | 100% | 100% | 100% | 100% | 100% | 100% | 100% | 100% | 100% | 100%
Commercial_Warehouse_New_Space Heating_Natural Gas_Boiler_E2_Codes & Standards Forecast | Commercial | Warehouse | New | Space Heating | Natural Gas | Boiler | E2 | AFUE 85% | Codes & Standards Forecast | bar: 2019 to 2051
Commercial_Warehouse_New_Space Heating_Natural Gas_Boiler_E3_Codes & Standards Forecast | Commercial | Warehouse | New | Space Heating | Natural Gas | Boiler | E3 | AFUE 97% | Codes & Standards Forecast | bar: 2019 to 2051
Commercial_Warehouse_New_Space Heating_Natural Gas_Boiler_E4_Codes & Standards Forecast | Commercial | Warehouse | New | Space Heating | Natural Gas | Boiler | E4 | Convert to NG Air Source Heat Pump | Codes & Standards Forecast | bar: 2019 to 2051
Commercial_Warehouse_New_Space Heating_Natural Gas_Boiler_E5_Codes & Standards Forecast | Commercial | Warehouse | New | Space Heating | Natural Gas | Boiler | E5 |  | Codes & Standards Forecast | bar: 2019 to 2051
Commercial_Warehouse_New_Space Heating_Natural Gas_Boiler_E6_Codes & Standards Forecast | Commercial | Warehouse | New | Space Heating | Natural Gas | Boiler | E6 |  | Codes & Standards Forecast | bar: 2019 to 2051
Commercial_Warehouse_New_Space Heating_Natural Gas_Boiler_E7_Codes & Standards Forecast | Commercial | Warehouse | New | Space Heating | Natural Gas | Boiler | E7 |  | Codes & Standards Forecast | bar: 2019 to 2051
Commercial_Warehouse_New_Space Heating_Natural Gas_Boiler_E8_Codes & Standards Forecast | Commercial | Warehouse | New | Space Heating | Natural Gas | Boiler | E8 |  | Codes & Standards Forecast | bar: 2019 to 2051
Commercial_Warehouse_New_Space Heating_Natural Gas_Boiler_E9_Codes & Standards Forecast | Commercial | Warehouse | New | Space Heating | Natural Gas | Boiler | E9 |  | Codes & Standards Forecast | bar: 2019 to 2051
Commercial_Warehouse_New_Space Heating_Natural Gas_Boiler_E10_Codes & Standards Forecast | Commercial | Warehouse | New | Space Heating | Natural Gas | Boiler | E10 |  | Codes & Standards Forecast | bar: 2019 to 2051
Commercial_Warehouse_New_Space Heating_Natural Gas_Unit Heater_E1_Codes & Standards Forecast | Commercial | Warehouse | New | Space Heating | Natural Gas | Unit Heater | E1 | Standard | Codes & Standards Forecast | 100% | 100% | 100% | 100% | 100% | 100% | 100% | 100% | 100% | 100% | 100% | 100% | 100% | 100% | 100% | 100% | 100% | 100% | 100% | 100% | 100% | 100% | 100% | 100% | 100% | 100% | 100% | 100% | 100% | 100% | 100% | 100% | 100%
Commercial_Warehouse_New_Space Heating_Natural Gas_Unit Heater_E2_Codes & Standards Forecast | Commercial | Warehouse | New | Space Heating | Natural Gas | Unit Heater | E2 | Condensing | Codes & Standards Forecast | bar: 2019 to 2051
Commercial_Warehouse_New_Space Heating_Natural Gas_Unit Heater_E3_Codes & Standards Forecast | Commercial | Warehouse | New | Space Heating | Natural Gas | Unit Heater | E3 | Infrared Radiant | Codes & Standards Forecast | bar: 2019 to 2051
Commercial_Warehouse_New_Space Heating_Natural Gas_Unit Heater_E4_Codes & Standards Forecast | Commercial | Warehouse | New | Space Heating | Natural Gas | Unit Heater | E4 |  | Codes & Standards Forecast | bar: 2019 to 2051
Commercial_Warehouse_New_Space Heating_Natural Gas_Unit Heater_E5_Codes & Standards Forecast | Commercial | Warehouse | New | Space Heating | Natural Gas | Unit Heater | E5 |  | Codes & Standards Forecast | bar: 2019 to 2051
Commercial_Warehouse_New_Space Heating_Natural Gas_Unit Heater_E6_Codes & Standards Forecast | Commercial | Warehouse | New | Space Heating | Natural Gas | Unit Heater | E6 |  | Codes & Standards Forecast | bar: 2019 to 2051
Commercial_Warehouse_New_Space Heating_Natural Gas_Unit Heater_E7_Codes & Standards Forecast | Commercial | Warehouse | New | Space Heating | Natural Gas | Unit Heater | E7 |  | Codes & Standards Forecast | bar: 2019 to 2051
Commercial_Warehouse_New_Space Heating_Natural Gas_Unit Heater_E8_Codes & Standards Forecast | Commercial | Warehouse | New | Space Heating | Natural Gas | Unit Heater | E8 |  | Codes & Standards Forecast | bar: 2019 to 2051
Commercial_Warehouse_New_Space Heating_Natural Gas_Unit Heater_E9_Codes & Standards Forecast | Commercial | Warehouse | New | Space Heating | Natural Gas | Unit Heater | E9 |  | Codes & Standards Forecast | bar: 2019 to 2051
Commercial_Warehouse_New_Space Heating_Natural Gas_Unit Heater_E10_Codes & Standards Forecast | Commercial | Warehouse | New | Space Heating | Natural Gas | Unit Heater | E10 |  | Codes & Standards Forecast | bar: 2019 to 2051
Commercial_Warehouse_New_Water Heating_Natural Gas_Water Heater_E1_Codes & Standards Forecast | Commercial | Warehouse | New | Water Heating | Natural Gas | Water Heater | E1 | TE 80% | Codes & Standards Forecast | 100% | 100% | 100% | 100% | 100% | 100% | 100% | 100% | 100% | 100% | 100% | 100% | 100% | 100% | 100% | 100% | 100% | 100% | 100% | 100% | 100% | 100% | 100% | 100% | 100% | 100% | 100% | 100% | 100% | 100% | 100% | 100% | 100%
Commercial_Warehouse_New_Water Heating_Natural Gas_Water Heater_E2_Codes & Standards Forecast | Commercial | Warehouse | New | Water Heating | Natural Gas | Water Heater | E2 | TE 81% | Codes & Standards Forecast | bar: 2019 to 2051
Commercial_Warehouse_New_Water Heating_Natural Gas_Water Heater_E3_Codes & Standards Forecast | Commercial | Warehouse | New | Water Heating | Natural Gas | Water Heater | E3 | TE 88% | Codes & Standards Forecast | bar: 2019 to 2051
Commercial_Warehouse_New_Water Heating_Natural Gas_Water Heater_E4_Codes & Standards Forecast | Commercial | Warehouse | New | Water Heating | Natural Gas | Water Heater | E4 | TE 94% | Codes & Standards Forecast | bar: 2019 to 2051
Commercial_Warehouse_New_Water Heating_Natural Gas_Water Heater_E5_Codes & Standards Forecast | Commercial | Warehouse | New | Water Heating | Natural Gas | Water Heater | E5 | TE 96% | Codes & Standards Forecast | bar: 2019 to 2051
Commercial_Warehouse_New_Water Heating_Natural Gas_Water Heater_E6_Codes & Standards Forecast | Commercial | Warehouse | New | Water Heating | Natural Gas | Water Heater | E6 | Tankless | Codes & Standards Forecast | bar: 2019 to 2051
Commercial_Warehouse_New_Water Heating_Natural Gas_Water Heater_E7_Codes & Standards Forecast | Commercial | Warehouse | New | Water Heating | Natural Gas | Water Heater | E7 | Gas-Fired Absorption HPWH | Codes & Standards Forecast | bar: 2019 to 2051
Commercial_Warehouse_New_Water Heating_Natural Gas_Water Heater_E8_Codes & Standards Forecast | Commercial | Warehouse | New | Water Heating | Natural Gas | Water Heater | E8 |  | Codes & Standards Forecast | bar: 2019 to 2051
Commercial_Warehouse_New_Water Heating_Natural Gas_Water Heater_E9_Codes & Standards Forecast | Commercial | Warehouse | New | Water Heating | Natural Gas | Water Heater | E9 |  | Codes & Standards Forecast | bar: 2019 to 2051
Commercial_Warehouse_New_Water Heating_Natural Gas_Water Heater_E10_Codes & Standards Forecast | Commercial | Warehouse | New | Water Heating | Natural Gas | Water Heater | E10 |  | Codes & Standards Forecast | bar: 2019 to 2051
Commercial_Warehouse_New_Food Preparation_Natural Gas_Oven_E1_Codes & Standards Forecast | Commercial | Warehouse | New | Food Preparation | Natural Gas | Oven | E1 | Standard | Codes & Standards Forecast | 100% | 100% | 100% | 100% | 100% | 100% | 100% | 100% | 100% | 100% | 100% | 100% | 100% | 100% | 100% | 100% | 100% | 100% | 100% | 100% | 100% | 100% | 100% | 100% | 100% | 100% | 100% | 100% | 100% | 100% | 100% | 100% | 100%
Commercial_Warehouse_New_Food Preparation_Natural Gas_Oven_E2_Codes & Standards Forecast | Commercial | Warehouse | New | Food Preparation | Natural Gas | Oven | E2 | ENERGY STAR (>44% Baking Efficiency) | Codes & Standards Forecast | bar: 2019 to 2051
Commercial_Warehouse_New_Food Preparation_Natural Gas_Oven_E3_Codes & Standards Forecast | Commercial | Warehouse | New | Food Preparation | Natural Gas | Oven | E3 |  | Codes & Standards Forecast | bar: 2019 to 2051
Commercial_Warehouse_New_Food Preparation_Natural Gas_Oven_E4_Codes & Standards Forecast | Commercial | Warehouse | New | Food Preparation | Natural Gas | Oven | E4 |  | Codes & Standards Forecast | bar: 2019 to 2051
Commercial_Warehouse_New_Food Preparation_Natural Gas_Oven_E5_Codes & Standards Forecast | Commercial | Warehouse | New | Food Preparation | Natural Gas | Oven | E5 |  | Codes & Standards Forecast | bar: 2019 to 2051
Commercial_Warehouse_New_Food Preparation_Natural Gas_Oven_E6_Codes & Standards Forecast | Commercial | Warehouse | New | Food Preparation | Natural Gas | Oven | E6 |  | Codes & Standards Forecast | bar: 2019 to 2051
Commercial_Warehouse_New_Food Preparation_Natural Gas_Oven_E7_Codes & Standards Forecast | Commercial | Warehouse | New | Food Preparation | Natural Gas | Oven | E7 |  | Codes & Standards Forecast | bar: 2019 to 2051
Commercial_Warehouse_New_Food Preparation_Natural Gas_Oven_E8_Codes & Standards Forecast | Commercial | Warehouse | New | Food Preparation | Natural Gas | Oven | E8 |  | Codes & Standards Forecast | bar: 2019 to 2051
Commercial_Warehouse_New_Food Preparation_Natural Gas_Oven_E9_Codes & Standards Forecast | Commercial | Warehouse | New | Food Preparation | Natural Gas | Oven | E9 |  | Codes & Standards Forecast | bar: 2019 to 2051
Commercial_Warehouse_New_Food Preparation_Natural Gas_Oven_E10_Codes & Standards Forecast | Commercial | Warehouse | New | Food Preparation | Natural Gas | Oven | E10 |  | Codes & Standards Forecast | bar: 2019 to 2051
Commercial_Warehouse_New_Food Preparation_Natural Gas_Conveyor Oven_E1_Codes & Standards Forecast | Commercial | Warehouse | New | Food Preparation | Natural Gas | Conveyor Oven | E1 | Standard | Codes & Standards Forecast | 100% | 100% | 100% | 100% | 100% | 100% | 100% | 100% | 100% | 100% | 100% | 100% | 100% | 100% | 100% | 100% | 100% | 100% | 100% | 100% | 100% | 100% | 100% | 100% | 100% | 100% | 100% | 100% | 100% | 100% | 100% | 100% | 100%
Commercial_Warehouse_New_Food Preparation_Natural Gas_Conveyor Oven_E2_Codes & Standards Forecast | Commercial | Warehouse | New | Food Preparation | Natural Gas | Conveyor Oven | E2 | Efficient (>44% Baking Efficiency) | Codes & Standards Forecast | bar: 2019 to 2051
Commercial_Warehouse_New_Food Preparation_Natural Gas_Conveyor Oven_E3_Codes & Standards Forecast | Commercial | Warehouse | New | Food Preparation | Natural Gas | Conveyor Oven | E3 |  | Codes & Standards Forecast | bar: 2019 to 2051
Commercial_Warehouse_New_Food Preparation_Natural Gas_Conveyor Oven_E4_Codes & Standards Forecast | Commercial | Warehouse | New | Food Preparation | Natural Gas | Conveyor Oven | E4 |  | Codes & Standards Forecast | bar: 2019 to 2051
Commercial_Warehouse_New_Food Preparation_Natural Gas_Conveyor Oven_E5_Codes & Standards Forecast | Commercial | Warehouse | New | Food Preparation | Natural Gas | Conveyor Oven | E5 |  | Codes & Standards Forecast | bar: 2019 to 2051
Commercial_Warehouse_New_Food Preparation_Natural Gas_Conveyor Oven_E6_Codes & Standards Forecast | Commercial | Warehouse | New | Food Preparation | Natural Gas | Conveyor Oven | E6 |  | Codes & Standards Forecast | bar: 2019 to 2051
Commercial_Warehouse_New_Food Preparation_Natural Gas_Conveyor Oven_E7_Codes & Standards Forecast | Commercial | Warehouse | New | Food Preparation | Natural Gas | Conveyor Oven | E7 |  | Codes & Standards Forecast | bar: 2019 to 2051
Commercial_Warehouse_New_Food Preparation_Natural Gas_Conveyor Oven_E8_Codes & Standards Forecast | Commercial | Warehouse | New | Food Preparation | Natural Gas | Conveyor Oven | E8 |  | Codes & Standards Forecast | bar: 2019 to 2051
Commercial_Warehouse_New_Food Preparation_Natural Gas_Conveyor Oven_E9_Codes & Standards Forecast | Commercial | Warehouse | New | Food Preparation | Natural Gas | Conveyor Oven | E9 |  | Codes & Standards Forecast | bar: 2019 to 2051
Commercial_Warehouse_New_Food Preparation_Natural Gas_Conveyor Oven_E10_Codes & Standards Forecast | Commercial | Warehouse | New | Food Preparation | Natural Gas | Conveyor Oven | E10 |  | Codes & Standards Forecast | bar: 2019 to 2051
Commercial_Warehouse_New_Food Preparation_Natural Gas_Double Rack Oven_E1_Codes & Standards Forecast | Commercial | Warehouse | New | Food Preparation | Natural Gas | Double Rack Oven | E1 | Standard | Codes & Standards Forecast | 100% | 100% | 100% | 100% | 100% | 100% | 100% | 100% | 100% | 100% | 100% | 100% | 100% | 100% | 100% | 100% | 100% | 100% | 100% | 100% | 100% | 100% | 100% | 100% | 100% | 100% | 100% | 100% | 100% | 100% | 100% | 100% | 100%
Commercial_Warehouse_New_Food Preparation_Natural Gas_Double Rack Oven_E2_Codes & Standards Forecast | Commercial | Warehouse | New | Food Preparation | Natural Gas | Double Rack Oven | E2 | FTSC Qualified (>50% Cooking Efficiency) | Codes & Standards Forecast | bar: 2019 to 2051
Commercial_Warehouse_New_Food Preparation_Natural Gas_Double Rack Oven_E3_Codes & Standards Forecast | Commercial | Warehouse | New | Food Preparation | Natural Gas | Double Rack Oven | E3 |  | Codes & Standards Forecast | bar: 2019 to 2051
Commercial_Warehouse_New_Food Preparation_Natural Gas_Double Rack Oven_E4_Codes & Standards Forecast | Commercial | Warehouse | New | Food Preparation | Natural Gas | Double Rack Oven | E4 |  | Codes & Standards Forecast | bar: 2019 to 2051
Commercial_Warehouse_New_Food Preparation_Natural Gas_Double Rack Oven_E5_Codes & Standards Forecast | Commercial | Warehouse | New | Food Preparation | Natural Gas | Double Rack Oven | E5 |  | Codes & Standards Forecast | bar: 2019 to 2051
Commercial_Warehouse_New_Food Preparation_Natural Gas_Double Rack Oven_E6_Codes & Standards Forecast | Commercial | Warehouse | New | Food Preparation | Natural Gas | Double Rack Oven | E6 |  | Codes & Standards Forecast | bar: 2019 to 2051
Commercial_Warehouse_New_Food Preparation_Natural Gas_Double Rack Oven_E7_Codes & Standards Forecast | Commercial | Warehouse | New | Food Preparation | Natural Gas | Double Rack Oven | E7 |  | Codes & Standards Forecast | bar: 2019 to 2051
Commercial_Warehouse_New_Food Preparation_Natural Gas_Double Rack Oven_E8_Codes & Standards Forecast | Commercial | Warehouse | New | Food Preparation | Natural Gas | Double Rack Oven | E8 |  | Codes & Standards Forecast | bar: 2019 to 2051
Commercial_Warehouse_New_Food Preparation_Natural Gas_Double Rack Oven_E9_Codes & Standards Forecast | Commercial | Warehouse | New | Food Preparation | Natural Gas | Double Rack Oven | E9 |  | Codes & Standards Forecast | bar: 2019 to 2051
Commercial_Warehouse_New_Food Preparation_Natural Gas_Double Rack Oven_E10_Codes & Standards Forecast | Commercial | Warehouse | New | Food Preparation | Natural Gas | Double Rack Oven | E10 |  | Codes & Standards Forecast | bar: 2019 to 2051
Commercial_Warehouse_New_Food Preparation_Natural Gas_Fryer_E1_Codes & Standards Forecast | Commercial | Warehouse | New | Food Preparation | Natural Gas | Fryer | E1 | Standard | Codes & Standards Forecast | 100% | 100% | 100% | 0% | 0% | 0% | 0% | 0% | 0% | 0% | 0% | 0% | 0% | 0% | 0% | 0% | 0% | 0% | 0% | 0% | 0% | 0% | 0% | 0% | 0% | 0% | 0% | 0% | 0% | 0% | 0% | 0% | 0%
Commercial_Warehouse_New_Food Preparation_Natural Gas_Fryer_E2_Codes & Standards Forecast | Commercial | Warehouse | New | Food Preparation | Natural Gas | Fryer | E2 | ENERGY STAR | Codes & Standards Forecast | 0% | 0% | 0% | 100% | 100% | 100% | 100% | 100% | 100% | 100% | 100% | 100% | 100% | 100% | 100% | 100% | 100% | 100% | 100% | 100% | 100% | 100% | 100% | 100% | 100% | 100% | 100% | 100% | 100% | 100% | 100% | 100% | 100%
Commercial_Warehouse_New_Food Preparation_Natural Gas_Fryer_E3_Codes & Standards Forecast | Commercial | Warehouse | New | Food Preparation | Natural Gas | Fryer | E3 |  | Codes & Standards Forecast | bar: 2019 to 2051
Commercial_Warehouse_New_Food Preparation_Natural Gas_Fryer_E4_Codes & Standards Forecast | Commercial | Warehouse | New | Food Preparation | Natural Gas | Fryer | E4 |  | Codes & Standards Forecast | bar: 2019 to 2051
Commercial_Warehouse_New_Food Preparation_Natural Gas_Fryer_E5_Codes & Standards Forecast | Commercial | Warehouse | New | Food Preparation | Natural Gas | Fryer | E5 |  | Codes & Standards Forecast | bar: 2019 to 2051
Commercial_Warehouse_New_Food Preparation_Natural Gas_Fryer_E6_Codes & Standards Forecast | Commercial | Warehouse | New | Food Preparation | Natural Gas | Fryer | E6 |  | Codes & Standards Forecast | bar: 2019 to 2051
Commercial_Warehouse_New_Food Preparation_Natural Gas_Fryer_E7_Codes & Standards Forecast | Commercial | Warehouse | New | Food Preparation | Natural Gas | Fryer | E7 |  | Codes & Standards Forecast | bar: 2019 to 2051
Commercial_Warehouse_New_Food Preparation_Natural Gas_Fryer_E8_Codes & Standards Forecast | Commercial | Warehouse | New | Food Preparation | Natural Gas | Fryer | E8 |  | Codes & Standards Forecast | bar: 2019 to 2051
Commercial_Warehouse_New_Food Preparation_Natural Gas_Fryer_E9_Codes & Standards Forecast | Commercial | Warehouse | New | Food Preparation | Natural Gas | Fryer | E9 |  | Codes & Standards Forecast | bar: 2019 to 2051
Commercial_Warehouse_New_Food Preparation_Natural Gas_Fryer_E10_Codes & Standards Forecast | Commercial | Warehouse | New | Food Preparation | Natural Gas | Fryer | E10 |  | Codes & Standards Forecast | bar: 2019 to 2051
Commercial_Warehouse_New_Food Preparation_Natural Gas_Broiler_E1_Codes & Standards Forecast | Commercial | Warehouse | New | Food Preparation | Natural Gas | Broiler | E1 | Standard | Codes & Standards Forecast | 100% | 100% | 100% | 100% | 100% | 100% | 100% | 100% | 100% | 100% | 100% | 100% | 100% | 100% | 100% | 100% | 100% | 100% | 100% | 100% | 100% | 100% | 100% | 100% | 100% | 100% | 100% | 100% | 100% | 100% | 100% | 100% | 100%
Commercial_Warehouse_New_Food Preparation_Natural Gas_Broiler_E2_Codes & Standards Forecast | Commercial | Warehouse | New | Food Preparation | Natural Gas | Broiler | E2 | Infrared Burners | Codes & Standards Forecast | bar: 2019 to 2051
Commercial_Warehouse_New_Food Preparation_Natural Gas_Broiler_E3_Codes & Standards Forecast | Commercial | Warehouse | New | Food Preparation | Natural Gas | Broiler | E3 |  | Codes & Standards Forecast | bar: 2019 to 2051
Commercial_Warehouse_New_Food Preparation_Natural Gas_Broiler_E4_Codes & Standards Forecast | Commercial | Warehouse | New | Food Preparation | Natural Gas | Broiler | E4 |  | Codes & Standards Forecast | bar: 2019 to 2051
Commercial_Warehouse_New_Food Preparation_Natural Gas_Broiler_E5_Codes & Standards Forecast | Commercial | Warehouse | New | Food Preparation | Natural Gas | Broiler | E5 |  | Codes & Standards Forecast | bar: 2019 to 2051
Commercial_Warehouse_New_Food Preparation_Natural Gas_Broiler_E6_Codes & Standards Forecast | Commercial | Warehouse | New | Food Preparation | Natural Gas | Broiler | E6 |  | Codes & Standards Forecast | bar: 2019 to 2051
Commercial_Warehouse_New_Food Preparation_Natural Gas_Broiler_E7_Codes & Standards Forecast | Commercial | Warehouse | New | Food Preparation | Natural Gas | Broiler | E7 |  | Codes & Standards Forecast | bar: 2019 to 2051
Commercial_Warehouse_New_Food Preparation_Natural Gas_Broiler_E8_Codes & Standards Forecast | Commercial | Warehouse | New | Food Preparation | Natural Gas | Broiler | E8 |  | Codes & Standards Forecast | bar: 2019 to 2051
Commercial_Warehouse_New_Food Preparation_Natural Gas_Broiler_E9_Codes & Standards Forecast | Commercial | Warehouse | New | Food Preparation | Natural Gas | Broiler | E9 |  | Codes & Standards Forecast | bar: 2019 to 2051
Commercial_Warehouse_New_Food Preparation_Natural Gas_Broiler_E10_Codes & Standards Forecast | Commercial | Warehouse | New | Food Preparation | Natural Gas | Broiler | E10 |  | Codes & Standards Forecast | bar: 2019 to 2051
Commercial_Warehouse_New_Food Preparation_Natural Gas_Griddle_E1_Codes & Standards Forecast | Commercial | Warehouse | New | Food Preparation | Natural Gas | Griddle | E1 | Standard | Codes & Standards Forecast | 100% | 100% | 100% | 100% | 100% | 100% | 100% | 100% | 100% | 100% | 100% | 100% | 100% | 100% | 100% | 100% | 100% | 100% | 100% | 100% | 100% | 100% | 100% | 100% | 100% | 100% | 100% | 100% | 100% | 100% | 100% | 100% | 100%
Commercial_Warehouse_New_Food Preparation_Natural Gas_Griddle_E2_Codes & Standards Forecast | Commercial | Warehouse | New | Food Preparation | Natural Gas | Griddle | E2 | ENERGY STAR | Codes & Standards Forecast | bar: 2019 to 2051
Commercial_Warehouse_New_Food Preparation_Natural Gas_Griddle_E3_Codes & Standards Forecast | Commercial | Warehouse | New | Food Preparation | Natural Gas | Griddle | E3 |  | Codes & Standards Forecast | bar: 2019 to 2051
Commercial_Warehouse_New_Food Preparation_Natural Gas_Griddle_E4_Codes & Standards Forecast | Commercial | Warehouse | New | Food Preparation | Natural Gas | Griddle | E4 |  | Codes & Standards Forecast | bar: 2019 to 2051
Commercial_Warehouse_New_Food Preparation_Natural Gas_Griddle_E5_Codes & Standards Forecast | Commercial | Warehouse | New | Food Preparation | Natural Gas | Griddle | E5 |  | Codes & Standards Forecast | bar: 2019 to 2051
Commercial_Warehouse_New_Food Preparation_Natural Gas_Griddle_E6_Codes & Standards Forecast | Commercial | Warehouse | New | Food Preparation | Natural Gas | Griddle | E6 |  | Codes & Standards Forecast | bar: 2019 to 2051
Commercial_Warehouse_New_Food Preparation_Natural Gas_Griddle_E7_Codes & Standards Forecast | Commercial | Warehouse | New | Food Preparation | Natural Gas | Griddle | E7 |  | Codes & Standards Forecast | bar: 2019 to 2051
Commercial_Warehouse_New_Food Preparation_Natural Gas_Griddle_E8_Codes & Standards Forecast | Commercial | Warehouse | New | Food Preparation | Natural Gas | Griddle | E8 |  | Codes & Standards Forecast | bar: 2019 to 2051
Commercial_Warehouse_New_Food Preparation_Natural Gas_Griddle_E9_Codes & Standards Forecast | Commercial | Warehouse | New | Food Preparation | Natural Gas | Griddle | E9 |  | Codes & Standards Forecast | bar: 2019 to 2051
Commercial_Warehouse_New_Food Preparation_Natural Gas_Griddle_E10_Codes & Standards Forecast | Commercial | Warehouse | New | Food Preparation | Natural Gas | Griddle | E10 |  | Codes & Standards Forecast | bar: 2019 to 2051
Commercial_Warehouse_New_Food Preparation_Natural Gas_Range_E1_Codes & Standards Forecast | Commercial | Warehouse | New | Food Preparation | Natural Gas | Range | E1 | Standard | Codes & Standards Forecast | 100% | 100% | 100% | 100% | 100% | 100% | 100% | 100% | 100% | 100% | 100% | 100% | 100% | 100% | 100% | 100% | 100% | 100% | 100% | 100% | 100% | 100% | 100% | 100% | 100% | 100% | 100% | 100% | 100% | 100% | 100% | 100% | 100%
Commercial_Warehouse_New_Food Preparation_Natural Gas_Range_E2_Codes & Standards Forecast | Commercial | Warehouse | New | Food Preparation | Natural Gas | Range | E2 | High Efficiency | Codes & Standards Forecast | bar: 2019 to 2051
Commercial_Warehouse_New_Food Preparation_Natural Gas_Range_E3_Codes & Standards Forecast | Commercial | Warehouse | New | Food Preparation | Natural Gas | Range | E3 |  | Codes & Standards Forecast | bar: 2019 to 2051
Commercial_Warehouse_New_Food Preparation_Natural Gas_Range_E4_Codes & Standards Forecast | Commercial | Warehouse | New | Food Preparation | Natural Gas | Range | E4 |  | Codes & Standards Forecast | bar: 2019 to 2051
Commercial_Warehouse_New_Food Preparation_Natural Gas_Range_E5_Codes & Standards Forecast | Commercial | Warehouse | New | Food Preparation | Natural Gas | Range | E5 |  | Codes & Standards Forecast | bar: 2019 to 2051
Commercial_Warehouse_New_Food Preparation_Natural Gas_Range_E6_Codes & Standards Forecast | Commercial | Warehouse | New | Food Preparation | Natural Gas | Range | E6 |  | Codes & Standards Forecast | bar: 2019 to 2051
Commercial_Warehouse_New_Food Preparation_Natural Gas_Range_E7_Codes & Standards Forecast | Commercial | Warehouse | New | Food Preparation | Natural Gas | Range | E7 |  | Codes & Standards Forecast | bar: 2019 to 2051
Commercial_Warehouse_New_Food Preparation_Natural Gas_Range_E8_Codes & Standards Forecast | Commercial | Warehouse | New | Food Preparation | Natural Gas | Range | E8 |  | Codes & Standards Forecast | bar: 2019 to 2051
Commercial_Warehouse_New_Food Preparation_Natural Gas_Range_E9_Codes & Standards Forecast | Commercial | Warehouse | New | Food Preparation | Natural Gas | Range | E9 |  | Codes & Standards Forecast | bar: 2019 to 2051
Commercial_Warehouse_New_Food Preparation_Natural Gas_Range_E10_Codes & Standards Forecast | Commercial | Warehouse | New | Food Preparation | Natural Gas | Range | E10 |  | Codes & Standards Forecast | bar: 2019 to 2051
Commercial_Warehouse_New_Food Preparation_Natural Gas_Steamer_E1_Codes & Standards Forecast | Commercial | Warehouse | New | Food Preparation | Natural Gas | Steamer | E1 | Standard | Codes & Standards Forecast | 100% | 100% | 100% | 0% | 0% | 0% | 0% | 0% | 0% | 0% | 0% | 0% | 0% | 0% | 0% | 0% | 0% | 0% | 0% | 0% | 0% | 0% | 0% | 0% | 0% | 0% | 0% | 0% | 0% | 0% | 0% | 0% | 0%
Commercial_Warehouse_New_Food Preparation_Natural Gas_Steamer_E2_Codes & Standards Forecast | Commercial | Warehouse | New | Food Preparation | Natural Gas | Steamer | E2 | ENERGY STAR | Codes & Standards Forecast | 0% | 0% | 0% | 100% | 100% | 100% | 100% | 100% | 100% | 100% | 100% | 100% | 100% | 100% | 100% | 100% | 100% | 100% | 100% | 100% | 100% | 100% | 100% | 100% | 100% | 100% | 100% | 100% | 100% | 100% | 100% | 100% | 100%
Commercial_Warehouse_New_Food Preparation_Natural Gas_Steamer_E3_Codes & Standards Forecast | Commercial | Warehouse | New | Food Preparation | Natural Gas | Steamer | E3 |  | Codes & Standards Forecast | bar: 2019 to 2051
Commercial_Warehouse_New_Food Preparation_Natural Gas_Steamer_E4_Codes & Standards Forecast | Commercial | Warehouse | New | Food Preparation | Natural Gas | Steamer | E4 |  | Codes & Standards Forecast | bar: 2019 to 2051
Commercial_Warehouse_New_Food Preparation_Natural Gas_Steamer_E5_Codes & Standards Forecast | Commercial | Warehouse | New | Food Preparation | Natural Gas | Steamer | E5 |  | Codes & Standards Forecast | bar: 2019 to 2051
Commercial_Warehouse_New_Food Preparation_Natural Gas_Steamer_E6_Codes & Standards Forecast | Commercial | Warehouse | New | Food Preparation | Natural Gas | Steamer | E6 |  | Codes & Standards Forecast | bar: 2019 to 2051
Commercial_Warehouse_New_Food Preparation_Natural Gas_Steamer_E7_Codes & Standards Forecast | Commercial | Warehouse | New | Food Preparation | Natural Gas | Steamer | E7 |  | Codes & Standards Forecast | bar: 2019 to 2051
Commercial_Warehouse_New_Food Preparation_Natural Gas_Steamer_E8_Codes & Standards Forecast | Commercial | Warehouse | New | Food Preparation | Natural Gas | Steamer | E8 |  | Codes & Standards Forecast | bar: 2019 to 2051
Commercial_Warehouse_New_Food Preparation_Natural Gas_Steamer_E9_Codes & Standards Forecast | Commercial | Warehouse | New | Food Preparation | Natural Gas | Steamer | E9 |  | Codes & Standards Forecast | bar: 2019 to 2051
Commercial_Warehouse_New_Food Preparation_Natural Gas_Steamer_E10_Codes & Standards Forecast | Commercial | Warehouse | New | Food Preparation | Natural Gas | Steamer | E10 |  | Codes & Standards Forecast | bar: 2019 to 2051
Commercial_Warehouse_New_Food Preparation_Natural Gas_Food Prep Other_E1_Codes & Standards Forecast | Commercial | Warehouse | New | Food Preparation | Natural Gas | Food Prep Other | E1 | Standard | Codes & Standards Forecast | 100% | 100% | 100% | 100% | 100% | 100% | 100% | 100% | 100% | 100% | 100% | 100% | 100% | 100% | 100% | 100% | 100% | 100% | 100% | 100% | 100% | 100% | 100% | 100% | 100% | 100% | 100% | 100% | 100% | 100% | 100% | 100% | 100%
Commercial_Warehouse_New_Food Preparation_Natural Gas_Food Prep Other_E2_Codes & Standards Forecast | Commercial | Warehouse | New | Food Preparation | Natural Gas | Food Prep Other | E2 | ENERGY STAR | Codes & Standards Forecast | bar: 2019 to 2051
Commercial_Warehouse_New_Food Preparation_Natural Gas_Food Prep Other_E3_Codes & Standards Forecast | Commercial | Warehouse | New | Food Preparation | Natural Gas | Food Prep Other | E3 |  | Codes & Standards Forecast | bar: 2019 to 2051
Commercial_Warehouse_New_Food Preparation_Natural Gas_Food Prep Other_E4_Codes & Standards Forecast | Commercial | Warehouse | New | Food Preparation | Natural Gas | Food Prep Other | E4 |  | Codes & Standards Forecast | bar: 2019 to 2051
Commercial_Warehouse_New_Food Preparation_Natural Gas_Food Prep Other_E5_Codes & Standards Forecast | Commercial | Warehouse | New | Food Preparation | Natural Gas | Food Prep Other | E5 |  | Codes & Standards Forecast | bar: 2019 to 2051
Commercial_Warehouse_New_Food Preparation_Natural Gas_Food Prep Other_E6_Codes & Standards Forecast | Commercial | Warehouse | New | Food Preparation | Natural Gas | Food Prep Other | E6 |  | Codes & Standards Forecast | bar: 2019 to 2051
Commercial_Warehouse_New_Food Preparation_Natural Gas_Food Prep Other_E7_Codes & Standards Forecast | Commercial | Warehouse | New | Food Preparation | Natural Gas | Food Prep Other | E7 |  | Codes & Standards Forecast | bar: 2019 to 2051
Commercial_Warehouse_New_Food Preparation_Natural Gas_Food Prep Other_E8_Codes & Standards Forecast | Commercial | Warehouse | New | Food Preparation | Natural Gas | Food Prep Other | E8 |  | Codes & Standards Forecast | bar: 2019 to 2051
Commercial_Warehouse_New_Food Preparation_Natural Gas_Food Prep Other_E9_Codes & Standards Forecast | Commercial | Warehouse | New | Food Preparation | Natural Gas | Food Prep Other | E9 |  | Codes & Standards Forecast | bar: 2019 to 2051
Commercial_Warehouse_New_Food Preparation_Natural Gas_Food Prep Other_E10_Codes & Standards Forecast | Commercial | Warehouse | New | Food Preparation | Natural Gas | Food Prep Other | E10 |  | Codes & Standards Forecast | bar: 2019 to 2051
Commercial_Warehouse_New_Miscellaneous_Natural Gas_Pool Heater_E1_Codes & Standards Forecast | Commercial | Warehouse | New | Miscellaneous | Natural Gas | Pool Heater | E1 | Standard (EF .78) | Codes & Standards Forecast | 100% | 100% | 100% | 100% | 100% | 100% | 100% | 100% | 100% | 100% | 100% | 100% | 100% | 100% | 100% | 100% | 100% | 100% | 100% | 100% | 100% | 100% | 100% | 100% | 100% | 100% | 100% | 100% | 100% | 100% | 100% | 100% | 100%
Commercial_Warehouse_New_Miscellaneous_Natural Gas_Pool Heater_E2_Codes & Standards Forecast | Commercial | Warehouse | New | Miscellaneous | Natural Gas | Pool Heater | E2 | Condensing (EF .90) | Codes & Standards Forecast | bar: 2019 to 2051
Commercial_Warehouse_New_Miscellaneous_Natural Gas_Pool Heater_E3_Codes & Standards Forecast | Commercial | Warehouse | New | Miscellaneous | Natural Gas | Pool Heater | E3 |  | Codes & Standards Forecast | bar: 2019 to 2051
Commercial_Warehouse_New_Miscellaneous_Natural Gas_Pool Heater_E4_Codes & Standards Forecast | Commercial | Warehouse | New | Miscellaneous | Natural Gas | Pool Heater | E4 |  | Codes & Standards Forecast | bar: 2019 to 2051
Commercial_Warehouse_New_Miscellaneous_Natural Gas_Pool Heater_E5_Codes & Standards Forecast | Commercial | Warehouse | New | Miscellaneous | Natural Gas | Pool Heater | E5 |  | Codes & Standards Forecast | bar: 2019 to 2051
Commercial_Warehouse_New_Miscellaneous_Natural Gas_Pool Heater_E6_Codes & Standards Forecast | Commercial | Warehouse | New | Miscellaneous | Natural Gas | Pool Heater | E6 |  | Codes & Standards Forecast | bar: 2019 to 2051
Commercial_Warehouse_New_Miscellaneous_Natural Gas_Pool Heater_E7_Codes & Standards Forecast | Commercial | Warehouse | New | Miscellaneous | Natural Gas | Pool Heater | E7 |  | Codes & Standards Forecast | bar: 2019 to 2051
Commercial_Warehouse_New_Miscellaneous_Natural Gas_Pool Heater_E8_Codes & Standards Forecast | Commercial | Warehouse | New | Miscellaneous | Natural Gas | Pool Heater | E8 |  | Codes & Standards Forecast | bar: 2019 to 2051
Commercial_Warehouse_New_Miscellaneous_Natural Gas_Pool Heater_E9_Codes & Standards Forecast | Commercial | Warehouse | New | Miscellaneous | Natural Gas | Pool Heater | E9 |  | Codes & Standards Forecast | bar: 2019 to 2051
Commercial_Warehouse_New_Miscellaneous_Natural Gas_Pool Heater_E10_Codes & Standards Forecast | Commercial | Warehouse | New | Miscellaneous | Natural Gas | Pool Heater | E10 |  | Codes & Standards Forecast | bar: 2019 to 2051
Commercial_Warehouse_New_Miscellaneous_Natural Gas_Miscellaneous_E1_Codes & Standards Forecast | Commercial | Warehouse | New | Miscellaneous | Natural Gas | Miscellaneous | E1 | Miscellaneous | Codes & Standards Forecast | 100% | 100% | 100% | 100% | 100% | 100% | 100% | 100% | 100% | 100% | 100% | 100% | 100% | 100% | 100% | 100% | 100% | 100% | 100% | 100% | 100% | 100% | 100% | 100% | 100% | 100% | 100% | 100% | 100% | 100% | 100% | 100% | 100%
Commercial_Warehouse_New_Miscellaneous_Natural Gas_Miscellaneous_E2_Codes & Standards Forecast | Commercial | Warehouse | New | Miscellaneous | Natural Gas | Miscellaneous | E2 |  | Codes & Standards Forecast | bar: 2019 to 2051
Commercial_Warehouse_New_Miscellaneous_Natural Gas_Miscellaneous_E3_Codes & Standards Forecast | Commercial | Warehouse | New | Miscellaneous | Natural Gas | Miscellaneous | E3 |  | Codes & Standards Forecast | bar: 2019 to 2051
Commercial_Warehouse_New_Miscellaneous_Natural Gas_Miscellaneous_E4_Codes & Standards Forecast | Commercial | Warehouse | New | Miscellaneous | Natural Gas | Miscellaneous | E4 |  | Codes & Standards Forecast | bar: 2019 to 2051
Commercial_Warehouse_New_Miscellaneous_Natural Gas_Miscellaneous_E5_Codes & Standards Forecast | Commercial | Warehouse | New | Miscellaneous | Natural Gas | Miscellaneous | E5 |  | Codes & Standards Forecast | bar: 2019 to 2051
Commercial_Warehouse_New_Miscellaneous_Natural Gas_Miscellaneous_E6_Codes & Standards Forecast | Commercial | Warehouse | New | Miscellaneous | Natural Gas | Miscellaneous | E6 |  | Codes & Standards Forecast | bar: 2019 to 2051
Commercial_Warehouse_New_Miscellaneous_Natural Gas_Miscellaneous_E7_Codes & Standards Forecast | Commercial | Warehouse | New | Miscellaneous | Natural Gas | Miscellaneous | E7 |  | Codes & Standards Forecast | bar: 2019 to 2051
Commercial_Warehouse_New_Miscellaneous_Natural Gas_Miscellaneous_E8_Codes & Standards Forecast | Commercial | Warehouse | New | Miscellaneous | Natural Gas | Miscellaneous | E8 |  | Codes & Standards Forecast | bar: 2019 to 2051
Commercial_Warehouse_New_Miscellaneous_Natural Gas_Miscellaneous_E9_Codes & Standards Forecast | Commercial | Warehouse | New | Miscellaneous | Natural Gas | Miscellaneous | E9 |  | Codes & Standards Forecast | bar: 2019 to 2051
Commercial_Warehouse_New_Miscellaneous_Natural Gas_Miscellaneous_E10_Codes & Standards Forecast | Commercial | Warehouse | New | Miscellaneous | Natural Gas | Miscellaneous | E10 |  | Codes & Standards Forecast | bar: 2019 to 2051
Commercial_Miscellaneous_Existing_Space Heating_Natural Gas_Furnace_E1_Codes & Standards Forecast | Commercial | Miscellaneous | Existing | Space Heating | Natural Gas | Furnace | E1 | AFUE 80% (Standard) | Codes & Standards Forecast | 100% | 100% | 100% | 100% | 100% | 100% | 100% | 100% | 100% | 100% | 100% | 100% | 100% | 100% | 100% | 100% | 100% | 100% | 100% | 100% | 100% | 100% | 100% | 100% | 100% | 100% | 100% | 100% | 100% | 100% | 100% | 100% | 100%
Commercial_Miscellaneous_Existing_Space Heating_Natural Gas_Furnace_E2_Codes & Standards Forecast | Commercial | Miscellaneous | Existing | Space Heating | Natural Gas | Furnace | E2 | AFUE 90% | Codes & Standards Forecast | bar: 2019 to 2051
Commercial_Miscellaneous_Existing_Space Heating_Natural Gas_Furnace_E3_Codes & Standards Forecast | Commercial | Miscellaneous | Existing | Space Heating | Natural Gas | Furnace | E3 | AFUE 96% | Codes & Standards Forecast | bar: 2019 to 2051
Commercial_Miscellaneous_Existing_Space Heating_Natural Gas_Furnace_E4_Codes & Standards Forecast | Commercial | Miscellaneous | Existing | Space Heating | Natural Gas | Furnace | E4 |  | Codes & Standards Forecast | bar: 2019 to 2051
Commercial_Miscellaneous_Existing_Space Heating_Natural Gas_Furnace_E5_Codes & Standards Forecast | Commercial | Miscellaneous | Existing | Space Heating | Natural Gas | Furnace | E5 |  | Codes & Standards Forecast | bar: 2019 to 2051
Commercial_Miscellaneous_Existing_Space Heating_Natural Gas_Furnace_E6_Codes & Standards Forecast | Commercial | Miscellaneous | Existing | Space Heating | Natural Gas | Furnace | E6 |  | Codes & Standards Forecast | bar: 2019 to 2051
Commercial_Miscellaneous_Existing_Space Heating_Natural Gas_Furnace_E7_Codes & Standards Forecast | Commercial | Miscellaneous | Existing | Space Heating | Natural Gas | Furnace | E7 |  | Codes & Standards Forecast | bar: 2019 to 2051
Commercial_Miscellaneous_Existing_Space Heating_Natural Gas_Furnace_E8_Codes & Standards Forecast | Commercial | Miscellaneous | Existing | Space Heating | Natural Gas | Furnace | E8 |  | Codes & Standards Forecast | bar: 2019 to 2051
Commercial_Miscellaneous_Existing_Space Heating_Natural Gas_Furnace_E9_Codes & Standards Forecast | Commercial | Miscellaneous | Existing | Space Heating | Natural Gas | Furnace | E9 |  | Codes & Standards Forecast | bar: 2019 to 2051
Commercial_Miscellaneous_Existing_Space Heating_Natural Gas_Furnace_E10_Codes & Standards Forecast | Commercial | Miscellaneous | Existing | Space Heating | Natural Gas | Furnace | E10 |  | Codes & Standards Forecast | bar: 2019 to 2051
Commercial_Miscellaneous_Existing_Space Heating_Natural Gas_Boiler_E1_Codes & Standards Forecast | Commercial | Miscellaneous | Existing | Space Heating | Natural Gas | Boiler | E1 | AFUE 80% (Standard) | Codes & Standards Forecast | 100% | 100% | 100% | 100% | 100% | 100% | 100% | 100% | 100% | 100% | 100% | 100% | 100% | 100% | 100% | 100% | 100% | 100% | 100% | 100% | 100% | 100% | 100% | 100% | 100% | 100% | 100% | 100% | 100% | 100% | 100% | 100% | 100%
Commercial_Miscellaneous_Existing_Space Heating_Natural Gas_Boiler_E2_Codes & Standards Forecast | Commercial | Miscellaneous | Existing | Space Heating | Natural Gas | Boiler | E2 | AFUE 85% | Codes & Standards Forecast | bar: 2019 to 2051
Commercial_Miscellaneous_Existing_Space Heating_Natural Gas_Boiler_E3_Codes & Standards Forecast | Commercial | Miscellaneous | Existing | Space Heating | Natural Gas | Boiler | E3 | AFUE 97% | Codes & Standards Forecast | bar: 2019 to 2051
Commercial_Miscellaneous_Existing_Space Heating_Natural Gas_Boiler_E4_Codes & Standards Forecast | Commercial | Miscellaneous | Existing | Space Heating | Natural Gas | Boiler | E4 | Convert to NG Air Source Heat Pump | Codes & Standards Forecast | bar: 2019 to 2051
Commercial_Miscellaneous_Existing_Space Heating_Natural Gas_Boiler_E5_Codes & Standards Forecast | Commercial | Miscellaneous | Existing | Space Heating | Natural Gas | Boiler | E5 |  | Codes & Standards Forecast | bar: 2019 to 2051
Commercial_Miscellaneous_Existing_Space Heating_Natural Gas_Boiler_E6_Codes & Standards Forecast | Commercial | Miscellaneous | Existing | Space Heating | Natural Gas | Boiler | E6 |  | Codes & Standards Forecast | bar: 2019 to 2051
Commercial_Miscellaneous_Existing_Space Heating_Natural Gas_Boiler_E7_Codes & Standards Forecast | Commercial | Miscellaneous | Existing | Space Heating | Natural Gas | Boiler | E7 |  | Codes & Standards Forecast | bar: 2019 to 2051
Commercial_Miscellaneous_Existing_Space Heating_Natural Gas_Boiler_E8_Codes & Standards Forecast | Commercial | Miscellaneous | Existing | Space Heating | Natural Gas | Boiler | E8 |  | Codes & Standards Forecast | bar: 2019 to 2051
Commercial_Miscellaneous_Existing_Space Heating_Natural Gas_Boiler_E9_Codes & Standards Forecast | Commercial | Miscellaneous | Existing | Space Heating | Natural Gas | Boiler | E9 |  | Codes & Standards Forecast | bar: 2019 to 2051
Commercial_Miscellaneous_Existing_Space Heating_Natural Gas_Boiler_E10_Codes & Standards Forecast | Commercial | Miscellaneous | Existing | Space Heating | Natural Gas | Boiler | E10 |  | Codes & Standards Forecast | bar: 2019 to 2051
Commercial_Miscellaneous_Existing_Space Heating_Natural Gas_Unit Heater_E1_Codes & Standards Forecast | Commercial | Miscellaneous | Existing | Space Heating | Natural Gas | Unit Heater | E1 | Standard | Codes & Standards Forecast | 100% | 100% | 100% | 100% | 100% | 100% | 100% | 100% | 100% | 100% | 100% | 100% | 100% | 100% | 100% | 100% | 100% | 100% | 100% | 100% | 100% | 100% | 100% | 100% | 100% | 100% | 100% | 100% | 100% | 100% | 100% | 100% | 100%
Commercial_Miscellaneous_Existing_Space Heating_Natural Gas_Unit Heater_E2_Codes & Standards Forecast | Commercial | Miscellaneous | Existing | Space Heating | Natural Gas | Unit Heater | E2 | Condensing | Codes & Standards Forecast | bar: 2019 to 2051
Commercial_Miscellaneous_Existing_Space Heating_Natural Gas_Unit Heater_E3_Codes & Standards Forecast | Commercial | Miscellaneous | Existing | Space Heating | Natural Gas | Unit Heater | E3 | Infrared Radiant | Codes & Standards Forecast | bar: 2019 to 2051
Commercial_Miscellaneous_Existing_Space Heating_Natural Gas_Unit Heater_E4_Codes & Standards Forecast | Commercial | Miscellaneous | Existing | Space Heating | Natural Gas | Unit Heater | E4 |  | Codes & Standards Forecast | bar: 2019 to 2051
Commercial_Miscellaneous_Existing_Space Heating_Natural Gas_Unit Heater_E5_Codes & Standards Forecast | Commercial | Miscellaneous | Existing | Space Heating | Natural Gas | Unit Heater | E5 |  | Codes & Standards Forecast | bar: 2019 to 2051
Commercial_Miscellaneous_Existing_Space Heating_Natural Gas_Unit Heater_E6_Codes & Standards Forecast | Commercial | Miscellaneous | Existing | Space Heating | Natural Gas | Unit Heater | E6 |  | Codes & Standards Forecast | bar: 2019 to 2051
Commercial_Miscellaneous_Existing_Space Heating_Natural Gas_Unit Heater_E7_Codes & Standards Forecast | Commercial | Miscellaneous | Existing | Space Heating | Natural Gas | Unit Heater | E7 |  | Codes & Standards Forecast | bar: 2019 to 2051
Commercial_Miscellaneous_Existing_Space Heating_Natural Gas_Unit Heater_E8_Codes & Standards Forecast | Commercial | Miscellaneous | Existing | Space Heating | Natural Gas | Unit Heater | E8 |  | Codes & Standards Forecast | bar: 2019 to 2051
Commercial_Miscellaneous_Existing_Space Heating_Natural Gas_Unit Heater_E9_Codes & Standards Forecast | Commercial | Miscellaneous | Existing | Space Heating | Natural Gas | Unit Heater | E9 |  | Codes & Standards Forecast | bar: 2019 to 2051
Commercial_Miscellaneous_Existing_Space Heating_Natural Gas_Unit Heater_E10_Codes & Standards Forecast | Commercial | Miscellaneous | Existing | Space Heating | Natural Gas | Unit Heater | E10 |  | Codes & Standards Forecast | bar: 2019 to 2051
Commercial_Miscellaneous_Existing_Water Heating_Natural Gas_Water Heater_E1_Codes & Standards Forecast | Commercial | Miscellaneous | Existing | Water Heating | Natural Gas | Water Heater | E1 | TE 80% | Codes & Standards Forecast | 100% | 100% | 100% | 100% | 100% | 100% | 100% | 100% | 100% | 100% | 100% | 100% | 100% | 100% | 100% | 100% | 100% | 100% | 100% | 100% | 100% | 100% | 100% | 100% | 100% | 100% | 100% | 100% | 100% | 100% | 100% | 100% | 100%
Commercial_Miscellaneous_Existing_Water Heating_Natural Gas_Water Heater_E2_Codes & Standards Forecast | Commercial | Miscellaneous | Existing | Water Heating | Natural Gas | Water Heater | E2 | TE 81% | Codes & Standards Forecast | bar: 2019 to 2051
Commercial_Miscellaneous_Existing_Water Heating_Natural Gas_Water Heater_E3_Codes & Standards Forecast | Commercial | Miscellaneous | Existing | Water Heating | Natural Gas | Water Heater | E3 | TE 88% | Codes & Standards Forecast | bar: 2019 to 2051
Commercial_Miscellaneous_Existing_Water Heating_Natural Gas_Water Heater_E4_Codes & Standards Forecast | Commercial | Miscellaneous | Existing | Water Heating | Natural Gas | Water Heater | E4 | TE 94% | Codes & Standards Forecast | bar: 2019 to 2051
Commercial_Miscellaneous_Existing_Water Heating_Natural Gas_Water Heater_E5_Codes & Standards Forecast | Commercial | Miscellaneous | Existing | Water Heating | Natural Gas | Water Heater | E5 | TE 96% | Codes & Standards Forecast | bar: 2019 to 2051
Commercial_Miscellaneous_Existing_Water Heating_Natural Gas_Water Heater_E6_Codes & Standards Forecast | Commercial | Miscellaneous | Existing | Water Heating | Natural Gas | Water Heater | E6 | Tankless | Codes & Standards Forecast | bar: 2019 to 2051
Commercial_Miscellaneous_Existing_Water Heating_Natural Gas_Water Heater_E7_Codes & Standards Forecast | Commercial | Miscellaneous | Existing | Water Heating | Natural Gas | Water Heater | E7 | Gas-Fired Absorption HPWH | Codes & Standards Forecast | bar: 2019 to 2051
Commercial_Miscellaneous_Existing_Water Heating_Natural Gas_Water Heater_E8_Codes & Standards Forecast | Commercial | Miscellaneous | Existing | Water Heating | Natural Gas | Water Heater | E8 |  | Codes & Standards Forecast | bar: 2019 to 2051
Commercial_Miscellaneous_Existing_Water Heating_Natural Gas_Water Heater_E9_Codes & Standards Forecast | Commercial | Miscellaneous | Existing | Water Heating | Natural Gas | Water Heater | E9 |  | Codes & Standards Forecast | bar: 2019 to 2051
Commercial_Miscellaneous_Existing_Water Heating_Natural Gas_Water Heater_E10_Codes & Standards Forecast | Commercial | Miscellaneous | Existing | Water Heating | Natural Gas | Water Heater | E10 |  | Codes & Standards Forecast | bar: 2019 to 2051
Commercial_Miscellaneous_Existing_Food Preparation_Natural Gas_Oven_E1_Codes & Standards Forecast | Commercial | Miscellaneous | Existing | Food Preparation | Natural Gas | Oven | E1 | Standard | Codes & Standards Forecast | 100% | 100% | 100% | 100% | 100% | 100% | 100% | 100% | 100% | 100% | 100% | 100% | 100% | 100% | 100% | 100% | 100% | 100% | 100% | 100% | 100% | 100% | 100% | 100% | 100% | 100% | 100% | 100% | 100% | 100% | 100% | 100% | 100%
Commercial_Miscellaneous_Existing_Food Preparation_Natural Gas_Oven_E2_Codes & Standards Forecast | Commercial | Miscellaneous | Existing | Food Preparation | Natural Gas | Oven | E2 | ENERGY STAR (>44% Baking Efficiency) | Codes & Standards Forecast | bar: 2019 to 2051
Commercial_Miscellaneous_Existing_Food Preparation_Natural Gas_Oven_E3_Codes & Standards Forecast | Commercial | Miscellaneous | Existing | Food Preparation | Natural Gas | Oven | E3 |  | Codes & Standards Forecast | bar: 2019 to 2051
Commercial_Miscellaneous_Existing_Food Preparation_Natural Gas_Oven_E4_Codes & Standards Forecast | Commercial | Miscellaneous | Existing | Food Preparation | Natural Gas | Oven | E4 |  | Codes & Standards Forecast | bar: 2019 to 2051
Commercial_Miscellaneous_Existing_Food Preparation_Natural Gas_Oven_E5_Codes & Standards Forecast | Commercial | Miscellaneous | Existing | Food Preparation | Natural Gas | Oven | E5 |  | Codes & Standards Forecast | bar: 2019 to 2051
Commercial_Miscellaneous_Existing_Food Preparation_Natural Gas_Oven_E6_Codes & Standards Forecast | Commercial | Miscellaneous | Existing | Food Preparation | Natural Gas | Oven | E6 |  | Codes & Standards Forecast | bar: 2019 to 2051
Commercial_Miscellaneous_Existing_Food Preparation_Natural Gas_Oven_E7_Codes & Standards Forecast | Commercial | Miscellaneous | Existing | Food Preparation | Natural Gas | Oven | E7 |  | Codes & Standards Forecast | bar: 2019 to 2051
Commercial_Miscellaneous_Existing_Food Preparation_Natural Gas_Oven_E8_Codes & Standards Forecast | Commercial | Miscellaneous | Existing | Food Preparation | Natural Gas | Oven | E8 |  | Codes & Standards Forecast | bar: 2019 to 2051
Commercial_Miscellaneous_Existing_Food Preparation_Natural Gas_Oven_E9_Codes & Standards Forecast | Commercial | Miscellaneous | Existing | Food Preparation | Natural Gas | Oven | E9 |  | Codes & Standards Forecast | bar: 2019 to 2051
Commercial_Miscellaneous_Existing_Food Preparation_Natural Gas_Oven_E10_Codes & Standards Forecast | Commercial | Miscellaneous | Existing | Food Preparation | Natural Gas | Oven | E10 |  | Codes & Standards Forecast | bar: 2019 to 2051
Commercial_Miscellaneous_Existing_Food Preparation_Natural Gas_Conveyor Oven_E1_Codes & Standards Forecast | Commercial | Miscellaneous | Existing | Food Preparation | Natural Gas | Conveyor Oven | E1 | Standard | Codes & Standards Forecast | 100% | 100% | 100% | 100% | 100% | 100% | 100% | 100% | 100% | 100% | 100% | 100% | 100% | 100% | 100% | 100% | 100% | 100% | 100% | 100% | 100% | 100% | 100% | 100% | 100% | 100% | 100% | 100% | 100% | 100% | 100% | 100% | 100%
Commercial_Miscellaneous_Existing_Food Preparation_Natural Gas_Conveyor Oven_E2_Codes & Standards Forecast | Commercial | Miscellaneous | Existing | Food Preparation | Natural Gas | Conveyor Oven | E2 | Efficient (>44% Baking Efficiency) | Codes & Standards Forecast | bar: 2019 to 2051
Commercial_Miscellaneous_Existing_Food Preparation_Natural Gas_Conveyor Oven_E3_Codes & Standards Forecast | Commercial | Miscellaneous | Existing | Food Preparation | Natural Gas | Conveyor Oven | E3 |  | Codes & Standards Forecast | bar: 2019 to 2051
Commercial_Miscellaneous_Existing_Food Preparation_Natural Gas_Conveyor Oven_E4_Codes & Standards Forecast | Commercial | Miscellaneous | Existing | Food Preparation | Natural Gas | Conveyor Oven | E4 |  | Codes & Standards Forecast | bar: 2019 to 2051
Commercial_Miscellaneous_Existing_Food Preparation_Natural Gas_Conveyor Oven_E5_Codes & Standards Forecast | Commercial | Miscellaneous | Existing | Food Preparation | Natural Gas | Conveyor Oven | E5 |  | Codes & Standards Forecast | bar: 2019 to 2051
Commercial_Miscellaneous_Existing_Food Preparation_Natural Gas_Conveyor Oven_E6_Codes & Standards Forecast | Commercial | Miscellaneous | Existing | Food Preparation | Natural Gas | Conveyor Oven | E6 |  | Codes & Standards Forecast | bar: 2019 to 2051
Commercial_Miscellaneous_Existing_Food Preparation_Natural Gas_Conveyor Oven_E7_Codes & Standards Forecast | Commercial | Miscellaneous | Existing | Food Preparation | Natural Gas | Conveyor Oven | E7 |  | Codes & Standards Forecast | bar: 2019 to 2051
Commercial_Miscellaneous_Existing_Food Preparation_Natural Gas_Conveyor Oven_E8_Codes & Standards Forecast | Commercial | Miscellaneous | Existing | Food Preparation | Natural Gas | Conveyor Oven | E8 |  | Codes & Standards Forecast | bar: 2019 to 2051
Commercial_Miscellaneous_Existing_Food Preparation_Natural Gas_Conveyor Oven_E9_Codes & Standards Forecast | Commercial | Miscellaneous | Existing | Food Preparation | Natural Gas | Conveyor Oven | E9 |  | Codes & Standards Forecast | bar: 2019 to 2051
Commercial_Miscellaneous_Existing_Food Preparation_Natural Gas_Conveyor Oven_E10_Codes & Standards Forecast | Commercial | Miscellaneous | Existing | Food Preparation | Natural Gas | Conveyor Oven | E10 |  | Codes & Standards Forecast | bar: 2019 to 2051
Commercial_Miscellaneous_Existing_Food Preparation_Natural Gas_Double Rack Oven_E1_Codes & Standards Forecast | Commercial | Miscellaneous | Existing | Food Preparation | Natural Gas | Double Rack Oven | E1 | Standard | Codes & Standards Forecast | 100% | 100% | 100% | 100% | 100% | 100% | 100% | 100% | 100% | 100% | 100% | 100% | 100% | 100% | 100% | 100% | 100% | 100% | 100% | 100% | 100% | 100% | 100% | 100% | 100% | 100% | 100% | 100% | 100% | 100% | 100% | 100% | 100%
Commercial_Miscellaneous_Existing_Food Preparation_Natural Gas_Double Rack Oven_E2_Codes & Standards Forecast | Commercial | Miscellaneous | Existing | Food Preparation | Natural Gas | Double Rack Oven | E2 | FTSC Qualified (>50% Cooking Efficiency) | Codes & Standards Forecast | bar: 2019 to 2051
Commercial_Miscellaneous_Existing_Food Preparation_Natural Gas_Double Rack Oven_E3_Codes & Standards Forecast | Commercial | Miscellaneous | Existing | Food Preparation | Natural Gas | Double Rack Oven | E3 |  | Codes & Standards Forecast | bar: 2019 to 2051
Commercial_Miscellaneous_Existing_Food Preparation_Natural Gas_Double Rack Oven_E4_Codes & Standards Forecast | Commercial | Miscellaneous | Existing | Food Preparation | Natural Gas | Double Rack Oven | E4 |  | Codes & Standards Forecast | bar: 2019 to 2051
Commercial_Miscellaneous_Existing_Food Preparation_Natural Gas_Double Rack Oven_E5_Codes & Standards Forecast | Commercial | Miscellaneous | Existing | Food Preparation | Natural Gas | Double Rack Oven | E5 |  | Codes & Standards Forecast | bar: 2019 to 2051
Commercial_Miscellaneous_Existing_Food Preparation_Natural Gas_Double Rack Oven_E6_Codes & Standards Forecast | Commercial | Miscellaneous | Existing | Food Preparation | Natural Gas | Double Rack Oven | E6 |  | Codes & Standards Forecast | bar: 2019 to 2051
Commercial_Miscellaneous_Existing_Food Preparation_Natural Gas_Double Rack Oven_E7_Codes & Standards Forecast | Commercial | Miscellaneous | Existing | Food Preparation | Natural Gas | Double Rack Oven | E7 |  | Codes & Standards Forecast | bar: 2019 to 2051
Commercial_Miscellaneous_Existing_Food Preparation_Natural Gas_Double Rack Oven_E8_Codes & Standards Forecast | Commercial | Miscellaneous | Existing | Food Preparation | Natural Gas | Double Rack Oven | E8 |  | Codes & Standards Forecast | bar: 2019 to 2051
Commercial_Miscellaneous_Existing_Food Preparation_Natural Gas_Double Rack Oven_E9_Codes & Standards Forecast | Commercial | Miscellaneous | Existing | Food Preparation | Natural Gas | Double Rack Oven | E9 |  | Codes & Standards Forecast | bar: 2019 to 2051
Commercial_Miscellaneous_Existing_Food Preparation_Natural Gas_Double Rack Oven_E10_Codes & Standards Forecast | Commercial | Miscellaneous | Existing | Food Preparation | Natural Gas | Double Rack Oven | E10 |  | Codes & Standards Forecast | bar: 2019 to 2051
Commercial_Miscellaneous_Existing_Food Preparation_Natural Gas_Fryer_E1_Codes & Standards Forecast | Commercial | Miscellaneous | Existing | Food Preparation | Natural Gas | Fryer | E1 | Standard | Codes & Standards Forecast | 100% | 100% | 100% | 0% | 0% | 0% | 0% | 0% | 0% | 0% | 0% | 0% | 0% | 0% | 0% | 0% | 0% | 0% | 0% | 0% | 0% | 0% | 0% | 0% | 0% | 0% | 0% | 0% | 0% | 0% | 0% | 0% | 0%
Commercial_Miscellaneous_Existing_Food Preparation_Natural Gas_Fryer_E2_Codes & Standards Forecast | Commercial | Miscellaneous | Existing | Food Preparation | Natural Gas | Fryer | E2 | ENERGY STAR | Codes & Standards Forecast | 0% | 0% | 0% | 100% | 100% | 100% | 100% | 100% | 100% | 100% | 100% | 100% | 100% | 100% | 100% | 100% | 100% | 100% | 100% | 100% | 100% | 100% | 100% | 100% | 100% | 100% | 100% | 100% | 100% | 100% | 100% | 100% | 100%
Commercial_Miscellaneous_Existing_Food Preparation_Natural Gas_Fryer_E3_Codes & Standards Forecast | Commercial | Miscellaneous | Existing | Food Preparation | Natural Gas | Fryer | E3 |  | Codes & Standards Forecast | bar: 2019 to 2051
Commercial_Miscellaneous_Existing_Food Preparation_Natural Gas_Fryer_E4_Codes & Standards Forecast | Commercial | Miscellaneous | Existing | Food Preparation | Natural Gas | Fryer | E4 |  | Codes & Standards Forecast | bar: 2019 to 2051
Commercial_Miscellaneous_Existing_Food Preparation_Natural Gas_Fryer_E5_Codes & Standards Forecast | Commercial | Miscellaneous | Existing | Food Preparation | Natural Gas | Fryer | E5 |  | Codes & Standards Forecast | bar: 2019 to 2051
Commercial_Miscellaneous_Existing_Food Preparation_Natural Gas_Fryer_E6_Codes & Standards Forecast | Commercial | Miscellaneous | Existing | Food Preparation | Natural Gas | Fryer | E6 |  | Codes & Standards Forecast | bar: 2019 to 2051
Commercial_Miscellaneous_Existing_Food Preparation_Natural Gas_Fryer_E7_Codes & Standards Forecast | Commercial | Miscellaneous | Existing | Food Preparation | Natural Gas | Fryer | E7 |  | Codes & Standards Forecast | bar: 2019 to 2051
Commercial_Miscellaneous_Existing_Food Preparation_Natural Gas_Fryer_E8_Codes & Standards Forecast | Commercial | Miscellaneous | Existing | Food Preparation | Natural Gas | Fryer | E8 |  | Codes & Standards Forecast | bar: 2019 to 2051
Commercial_Miscellaneous_Existing_Food Preparation_Natural Gas_Fryer_E9_Codes & Standards Forecast | Commercial | Miscellaneous | Existing | Food Preparation | Natural Gas | Fryer | E9 |  | Codes & Standards Forecast | bar: 2019 to 2051
Commercial_Miscellaneous_Existing_Food Preparation_Natural Gas_Fryer_E10_Codes & Standards Forecast | Commercial | Miscellaneous | Existing | Food Preparation | Natural Gas | Fryer | E10 |  | Codes & Standards Forecast | bar: 2019 to 2051
Commercial_Miscellaneous_Existing_Food Preparation_Natural Gas_Broiler_E1_Codes & Standards Forecast | Commercial | Miscellaneous | Existing | Food Preparation | Natural Gas | Broiler | E1 | Standard | Codes & Standards Forecast | 100% | 100% | 100% | 100% | 100% | 100% | 100% | 100% | 100% | 100% | 100% | 100% | 100% | 100% | 100% | 100% | 100% | 100% | 100% | 100% | 100% | 100% | 100% | 100% | 100% | 100% | 100% | 100% | 100% | 100% | 100% | 100% | 100%
Commercial_Miscellaneous_Existing_Food Preparation_Natural Gas_Broiler_E2_Codes & Standards Forecast | Commercial | Miscellaneous | Existing | Food Preparation | Natural Gas | Broiler | E2 | Infrared Burners | Codes & Standards Forecast | bar: 2019 to 2051
Commercial_Miscellaneous_Existing_Food Preparation_Natural Gas_Broiler_E3_Codes & Standards Forecast | Commercial | Miscellaneous | Existing | Food Preparation | Natural Gas | Broiler | E3 |  | Codes & Standards Forecast | bar: 2019 to 2051
Commercial_Miscellaneous_Existing_Food Preparation_Natural Gas_Broiler_E4_Codes & Standards Forecast | Commercial | Miscellaneous | Existing | Food Preparation | Natural Gas | Broiler | E4 |  | Codes & Standards Forecast | bar: 2019 to 2051
Commercial_Miscellaneous_Existing_Food Preparation_Natural Gas_Broiler_E5_Codes & Standards Forecast | Commercial | Miscellaneous | Existing | Food Preparation | Natural Gas | Broiler | E5 |  | Codes & Standards Forecast | bar: 2019 to 2051
Commercial_Miscellaneous_Existing_Food Preparation_Natural Gas_Broiler_E6_Codes & Standards Forecast | Commercial | Miscellaneous | Existing | Food Preparation | Natural Gas | Broiler | E6 |  | Codes & Standards Forecast | bar: 2019 to 2051
Commercial_Miscellaneous_Existing_Food Preparation_Natural Gas_Broiler_E7_Codes & Standards Forecast | Commercial | Miscellaneous | Existing | Food Preparation | Natural Gas | Broiler | E7 |  | Codes & Standards Forecast | bar: 2019 to 2051
Commercial_Miscellaneous_Existing_Food Preparation_Natural Gas_Broiler_E8_Codes & Standards Forecast | Commercial | Miscellaneous | Existing | Food Preparation | Natural Gas | Broiler | E8 |  | Codes & Standards Forecast | bar: 2019 to 2051
Commercial_Miscellaneous_Existing_Food Preparation_Natural Gas_Broiler_E9_Codes & Standards Forecast | Commercial | Miscellaneous | Existing | Food Preparation | Natural Gas | Broiler | E9 |  | Codes & Standards Forecast | bar: 2019 to 2051
Commercial_Miscellaneous_Existing_Food Preparation_Natural Gas_Broiler_E10_Codes & Standards Forecast | Commercial | Miscellaneous | Existing | Food Preparation | Natural Gas | Broiler | E10 |  | Codes & Standards Forecast | bar: 2019 to 2051
Commercial_Miscellaneous_Existing_Food Preparation_Natural Gas_Griddle_E1_Codes & Standards Forecast | Commercial | Miscellaneous | Existing | Food Preparation | Natural Gas | Griddle | E1 | Standard | Codes & Standards Forecast | 100% | 100% | 100% | 100% | 100% | 100% | 100% | 100% | 100% | 100% | 100% | 100% | 100% | 100% | 100% | 100% | 100% | 100% | 100% | 100% | 100% | 100% | 100% | 100% | 100% | 100% | 100% | 100% | 100% | 100% | 100% | 100% | 100%
Commercial_Miscellaneous_Existing_Food Preparation_Natural Gas_Griddle_E2_Codes & Standards Forecast | Commercial | Miscellaneous | Existing | Food Preparation | Natural Gas | Griddle | E2 | ENERGY STAR | Codes & Standards Forecast | bar: 2019 to 2051
Commercial_Miscellaneous_Existing_Food Preparation_Natural Gas_Griddle_E3_Codes & Standards Forecast | Commercial | Miscellaneous | Existing | Food Preparation | Natural Gas | Griddle | E3 |  | Codes & Standards Forecast | bar: 2019 to 2051
Commercial_Miscellaneous_Existing_Food Preparation_Natural Gas_Griddle_E4_Codes & Standards Forecast | Commercial | Miscellaneous | Existing | Food Preparation | Natural Gas | Griddle | E4 |  | Codes & Standards Forecast | bar: 2019 to 2051
Commercial_Miscellaneous_Existing_Food Preparation_Natural Gas_Griddle_E5_Codes & Standards Forecast | Commercial | Miscellaneous | Existing | Food Preparation | Natural Gas | Griddle | E5 |  | Codes & Standards Forecast | bar: 2019 to 2051
Commercial_Miscellaneous_Existing_Food Preparation_Natural Gas_Griddle_E6_Codes & Standards Forecast | Commercial | Miscellaneous | Existing | Food Preparation | Natural Gas | Griddle | E6 |  | Codes & Standards Forecast | bar: 2019 to 2051
Commercial_Miscellaneous_Existing_Food Preparation_Natural Gas_Griddle_E7_Codes & Standards Forecast | Commercial | Miscellaneous | Existing | Food Preparation | Natural Gas | Griddle | E7 |  | Codes & Standards Forecast | bar: 2019 to 2051
Commercial_Miscellaneous_Existing_Food Preparation_Natural Gas_Griddle_E8_Codes & Standards Forecast | Commercial | Miscellaneous | Existing | Food Preparation | Natural Gas | Griddle | E8 |  | Codes & Standards Forecast | bar: 2019 to 2051
Commercial_Miscellaneous_Existing_Food Preparation_Natural Gas_Griddle_E9_Codes & Standards Forecast | Commercial | Miscellaneous | Existing | Food Preparation | Natural Gas | Griddle | E9 |  | Codes & Standards Forecast | bar: 2019 to 2051
Commercial_Miscellaneous_Existing_Food Preparation_Natural Gas_Griddle_E10_Codes & Standards Forecast | Commercial | Miscellaneous | Existing | Food Preparation | Natural Gas | Griddle | E10 |  | Codes & Standards Forecast | bar: 2019 to 2051
Commercial_Miscellaneous_Existing_Food Preparation_Natural Gas_Range_E1_Codes & Standards Forecast | Commercial | Miscellaneous | Existing | Food Preparation | Natural Gas | Range | E1 | Standard | Codes & Standards Forecast | 100% | 100% | 100% | 100% | 100% | 100% | 100% | 100% | 100% | 100% | 100% | 100% | 100% | 100% | 100% | 100% | 100% | 100% | 100% | 100% | 100% | 100% | 100% | 100% | 100% | 100% | 100% | 100% | 100% | 100% | 100% | 100% | 100%
Commercial_Miscellaneous_Existing_Food Preparation_Natural Gas_Range_E2_Codes & Standards Forecast | Commercial | Miscellaneous | Existing | Food Preparation | Natural Gas | Range | E2 | High Efficiency | Codes & Standards Forecast | bar: 2019 to 2051
Commercial_Miscellaneous_Existing_Food Preparation_Natural Gas_Range_E3_Codes & Standards Forecast | Commercial | Miscellaneous | Existing | Food Preparation | Natural Gas | Range | E3 |  | Codes & Standards Forecast | bar: 2019 to 2051
Commercial_Miscellaneous_Existing_Food Preparation_Natural Gas_Range_E4_Codes & Standards Forecast | Commercial | Miscellaneous | Existing | Food Preparation | Natural Gas | Range | E4 |  | Codes & Standards Forecast | bar: 2019 to 2051
Commercial_Miscellaneous_Existing_Food Preparation_Natural Gas_Range_E5_Codes & Standards Forecast | Commercial | Miscellaneous | Existing | Food Preparation | Natural Gas | Range | E5 |  | Codes & Standards Forecast | bar: 2019 to 2051
Commercial_Miscellaneous_Existing_Food Preparation_Natural Gas_Range_E6_Codes & Standards Forecast | Commercial | Miscellaneous | Existing | Food Preparation | Natural Gas | Range | E6 |  | Codes & Standards Forecast | bar: 2019 to 2051
Commercial_Miscellaneous_Existing_Food Preparation_Natural Gas_Range_E7_Codes & Standards Forecast | Commercial | Miscellaneous | Existing | Food Preparation | Natural Gas | Range | E7 |  | Codes & Standards Forecast | bar: 2019 to 2051
Commercial_Miscellaneous_Existing_Food Preparation_Natural Gas_Range_E8_Codes & Standards Forecast | Commercial | Miscellaneous | Existing | Food Preparation | Natural Gas | Range | E8 |  | Codes & Standards Forecast | bar: 2019 to 2051
Commercial_Miscellaneous_Existing_Food Preparation_Natural Gas_Range_E9_Codes & Standards Forecast | Commercial | Miscellaneous | Existing | Food Preparation | Natural Gas | Range | E9 |  | Codes & Standards Forecast | bar: 2019 to 2051
Commercial_Miscellaneous_Existing_Food Preparation_Natural Gas_Range_E10_Codes & Standards Forecast | Commercial | Miscellaneous | Existing | Food Preparation | Natural Gas | Range | E10 |  | Codes & Standards Forecast | bar: 2019 to 2051
Commercial_Miscellaneous_Existing_Food Preparation_Natural Gas_Steamer_E1_Codes & Standards Forecast | Commercial | Miscellaneous | Existing | Food Preparation | Natural Gas | Steamer | E1 | Standard | Codes & Standards Forecast | 100% | 100% | 100% | 0% | 0% | 0% | 0% | 0% | 0% | 0% | 0% | 0% | 0% | 0% | 0% | 0% | 0% | 0% | 0% | 0% | 0% | 0% | 0% | 0% | 0% | 0% | 0% | 0% | 0% | 0% | 0% | 0% | 0%
Commercial_Miscellaneous_Existing_Food Preparation_Natural Gas_Steamer_E2_Codes & Standards Forecast | Commercial | Miscellaneous | Existing | Food Preparation | Natural Gas | Steamer | E2 | ENERGY STAR | Codes & Standards Forecast | 0% | 0% | 0% | 100% | 100% | 100% | 100% | 100% | 100% | 100% | 100% | 100% | 100% | 100% | 100% | 100% | 100% | 100% | 100% | 100% | 100% | 100% | 100% | 100% | 100% | 100% | 100% | 100% | 100% | 100% | 100% | 100% | 100%
Commercial_Miscellaneous_Existing_Food Preparation_Natural Gas_Steamer_E3_Codes & Standards Forecast | Commercial | Miscellaneous | Existing | Food Preparation | Natural Gas | Steamer | E3 |  | Codes & Standards Forecast | bar: 2019 to 2051
Commercial_Miscellaneous_Existing_Food Preparation_Natural Gas_Steamer_E4_Codes & Standards Forecast | Commercial | Miscellaneous | Existing | Food Preparation | Natural Gas | Steamer | E4 |  | Codes & Standards Forecast | bar: 2019 to 2051
Commercial_Miscellaneous_Existing_Food Preparation_Natural Gas_Steamer_E5_Codes & Standards Forecast | Commercial | Miscellaneous | Existing | Food Preparation | Natural Gas | Steamer | E5 |  | Codes & Standards Forecast | bar: 2019 to 2051
Commercial_Miscellaneous_Existing_Food Preparation_Natural Gas_Steamer_E6_Codes & Standards Forecast | Commercial | Miscellaneous | Existing | Food Preparation | Natural Gas | Steamer | E6 |  | Codes & Standards Forecast | bar: 2019 to 2051
Commercial_Miscellaneous_Existing_Food Preparation_Natural Gas_Steamer_E7_Codes & Standards Forecast | Commercial | Miscellaneous | Existing | Food Preparation | Natural Gas | Steamer | E7 |  | Codes & Standards Forecast | bar: 2019 to 2051
Commercial_Miscellaneous_Existing_Food Preparation_Natural Gas_Steamer_E8_Codes & Standards Forecast | Commercial | Miscellaneous | Existing | Food Preparation | Natural Gas | Steamer | E8 |  | Codes & Standards Forecast | bar: 2019 to 2051
Commercial_Miscellaneous_Existing_Food Preparation_Natural Gas_Steamer_E9_Codes & Standards Forecast | Commercial | Miscellaneous | Existing | Food Preparation | Natural Gas | Steamer | E9 |  | Codes & Standards Forecast | bar: 2019 to 2051
Commercial_Miscellaneous_Existing_Food Preparation_Natural Gas_Steamer_E10_Codes & Standards Forecast | Commercial | Miscellaneous | Existing | Food Preparation | Natural Gas | Steamer | E10 |  | Codes & Standards Forecast | bar: 2019 to 2051
Commercial_Miscellaneous_Existing_Food Preparation_Natural Gas_Food Prep Other_E1_Codes & Standards Forecast | Commercial | Miscellaneous | Existing | Food Preparation | Natural Gas | Food Prep Other | E1 | Standard | Codes & Standards Forecast | 100% | 100% | 100% | 100% | 100% | 100% | 100% | 100% | 100% | 100% | 100% | 100% | 100% | 100% | 100% | 100% | 100% | 100% | 100% | 100% | 100% | 100% | 100% | 100% | 100% | 100% | 100% | 100% | 100% | 100% | 100% | 100% | 100%
Commercial_Miscellaneous_Existing_Food Preparation_Natural Gas_Food Prep Other_E2_Codes & Standards Forecast | Commercial | Miscellaneous | Existing | Food Preparation | Natural Gas | Food Prep Other | E2 | ENERGY STAR | Codes & Standards Forecast | bar: 2019 to 2051
Commercial_Miscellaneous_Existing_Food Preparation_Natural Gas_Food Prep Other_E3_Codes & Standards Forecast | Commercial | Miscellaneous | Existing | Food Preparation | Natural Gas | Food Prep Other | E3 |  | Codes & Standards Forecast | bar: 2019 to 2051
Commercial_Miscellaneous_Existing_Food Preparation_Natural Gas_Food Prep Other_E4_Codes & Standards Forecast | Commercial | Miscellaneous | Existing | Food Preparation | Natural Gas | Food Prep Other | E4 |  | Codes & Standards Forecast | bar: 2019 to 2051
Commercial_Miscellaneous_Existing_Food Preparation_Natural Gas_Food Prep Other_E5_Codes & Standards Forecast | Commercial | Miscellaneous | Existing | Food Preparation | Natural Gas | Food Prep Other | E5 |  | Codes & Standards Forecast | bar: 2019 to 2051
Commercial_Miscellaneous_Existing_Food Preparation_Natural Gas_Food Prep Other_E6_Codes & Standards Forecast | Commercial | Miscellaneous | Existing | Food Preparation | Natural Gas | Food Prep Other | E6 |  | Codes & Standards Forecast | bar: 2019 to 2051
Commercial_Miscellaneous_Existing_Food Preparation_Natural Gas_Food Prep Other_E7_Codes & Standards Forecast | Commercial | Miscellaneous | Existing | Food Preparation | Natural Gas | Food Prep Other | E7 |  | Codes & Standards Forecast | bar: 2019 to 2051
Commercial_Miscellaneous_Existing_Food Preparation_Natural Gas_Food Prep Other_E8_Codes & Standards Forecast | Commercial | Miscellaneous | Existing | Food Preparation | Natural Gas | Food Prep Other | E8 |  | Codes & Standards Forecast | bar: 2019 to 2051
Commercial_Miscellaneous_Existing_Food Preparation_Natural Gas_Food Prep Other_E9_Codes & Standards Forecast | Commercial | Miscellaneous | Existing | Food Preparation | Natural Gas | Food Prep Other | E9 |  | Codes & Standards Forecast | bar: 2019 to 2051
Commercial_Miscellaneous_Existing_Food Preparation_Natural Gas_Food Prep Other_E10_Codes & Standards Forecast | Commercial | Miscellaneous | Existing | Food Preparation | Natural Gas | Food Prep Other | E10 |  | Codes & Standards Forecast | bar: 2019 to 2051
Commercial_Miscellaneous_Existing_Miscellaneous_Natural Gas_Pool Heater_E1_Codes & Standards Forecast | Commercial | Miscellaneous | Existing | Miscellaneous | Natural Gas | Pool Heater | E1 | Standard (EF .78) | Codes & Standards Forecast | 100% | 100% | 100% | 100% | 100% | 100% | 100% | 100% | 100% | 100% | 100% | 100% | 100% | 100% | 100% | 100% | 100% | 100% | 100% | 100% | 100% | 100% | 100% | 100% | 100% | 100% | 100% | 100% | 100% | 100% | 100% | 100% | 100%
Commercial_Miscellaneous_Existing_Miscellaneous_Natural Gas_Pool Heater_E2_Codes & Standards Forecast | Commercial | Miscellaneous | Existing | Miscellaneous | Natural Gas | Pool Heater | E2 | Condensing (EF .90) | Codes & Standards Forecast | bar: 2019 to 2051
Commercial_Miscellaneous_Existing_Miscellaneous_Natural Gas_Pool Heater_E3_Codes & Standards Forecast | Commercial | Miscellaneous | Existing | Miscellaneous | Natural Gas | Pool Heater | E3 |  | Codes & Standards Forecast | bar: 2019 to 2051
Commercial_Miscellaneous_Existing_Miscellaneous_Natural Gas_Pool Heater_E4_Codes & Standards Forecast | Commercial | Miscellaneous | Existing | Miscellaneous | Natural Gas | Pool Heater | E4 |  | Codes & Standards Forecast | bar: 2019 to 2051
Commercial_Miscellaneous_Existing_Miscellaneous_Natural Gas_Pool Heater_E5_Codes & Standards Forecast | Commercial | Miscellaneous | Existing | Miscellaneous | Natural Gas | Pool Heater | E5 |  | Codes & Standards Forecast | bar: 2019 to 2051
Commercial_Miscellaneous_Existing_Miscellaneous_Natural Gas_Pool Heater_E6_Codes & Standards Forecast | Commercial | Miscellaneous | Existing | Miscellaneous | Natural Gas | Pool Heater | E6 |  | Codes & Standards Forecast | bar: 2019 to 2051
Commercial_Miscellaneous_Existing_Miscellaneous_Natural Gas_Pool Heater_E7_Codes & Standards Forecast | Commercial | Miscellaneous | Existing | Miscellaneous | Natural Gas | Pool Heater | E7 |  | Codes & Standards Forecast | bar: 2019 to 2051
Commercial_Miscellaneous_Existing_Miscellaneous_Natural Gas_Pool Heater_E8_Codes & Standards Forecast | Commercial | Miscellaneous | Existing | Miscellaneous | Natural Gas | Pool Heater | E8 |  | Codes & Standards Forecast | bar: 2019 to 2051
Commercial_Miscellaneous_Existing_Miscellaneous_Natural Gas_Pool Heater_E9_Codes & Standards Forecast | Commercial | Miscellaneous | Existing | Miscellaneous | Natural Gas | Pool Heater | E9 |  | Codes & Standards Forecast | bar: 2019 to 2051
Commercial_Miscellaneous_Existing_Miscellaneous_Natural Gas_Pool Heater_E10_Codes & Standards Forecast | Commercial | Miscellaneous | Existing | Miscellaneous | Natural Gas | Pool Heater | E10 |  | Codes & Standards Forecast | bar: 2019 to 2051
Commercial_Miscellaneous_Existing_Miscellaneous_Natural Gas_Miscellaneous_E1_Codes & Standards Forecast | Commercial | Miscellaneous | Existing | Miscellaneous | Natural Gas | Miscellaneous | E1 | Miscellaneous | Codes & Standards Forecast | 100% | 100% | 100% | 100% | 100% | 100% | 100% | 100% | 100% | 100% | 100% | 100% | 100% | 100% | 100% | 100% | 100% | 100% | 100% | 100% | 100% | 100% | 100% | 100% | 100% | 100% | 100% | 100% | 100% | 100% | 100% | 100% | 100%
Commercial_Miscellaneous_Existing_Miscellaneous_Natural Gas_Miscellaneous_E2_Codes & Standards Forecast | Commercial | Miscellaneous | Existing | Miscellaneous | Natural Gas | Miscellaneous | E2 |  | Codes & Standards Forecast | bar: 2019 to 2051
Commercial_Miscellaneous_Existing_Miscellaneous_Natural Gas_Miscellaneous_E3_Codes & Standards Forecast | Commercial | Miscellaneous | Existing | Miscellaneous | Natural Gas | Miscellaneous | E3 |  | Codes & Standards Forecast | bar: 2019 to 2051
Commercial_Miscellaneous_Existing_Miscellaneous_Natural Gas_Miscellaneous_E4_Codes & Standards Forecast | Commercial | Miscellaneous | Existing | Miscellaneous | Natural Gas | Miscellaneous | E4 |  | Codes & Standards Forecast | bar: 2019 to 2051
Commercial_Miscellaneous_Existing_Miscellaneous_Natural Gas_Miscellaneous_E5_Codes & Standards Forecast | Commercial | Miscellaneous | Existing | Miscellaneous | Natural Gas | Miscellaneous | E5 |  | Codes & Standards Forecast | bar: 2019 to 2051
Commercial_Miscellaneous_Existing_Miscellaneous_Natural Gas_Miscellaneous_E6_Codes & Standards Forecast | Commercial | Miscellaneous | Existing | Miscellaneous | Natural Gas | Miscellaneous | E6 |  | Codes & Standards Forecast | bar: 2019 to 2051
Commercial_Miscellaneous_Existing_Miscellaneous_Natural Gas_Miscellaneous_E7_Codes & Standards Forecast | Commercial | Miscellaneous | Existing | Miscellaneous | Natural Gas | Miscellaneous | E7 |  | Codes & Standards Forecast | bar: 2019 to 2051
Commercial_Miscellaneous_Existing_Miscellaneous_Natural Gas_Miscellaneous_E8_Codes & Standards Forecast | Commercial | Miscellaneous | Existing | Miscellaneous | Natural Gas | Miscellaneous | E8 |  | Codes & Standards Forecast | bar: 2019 to 2051
Commercial_Miscellaneous_Existing_Miscellaneous_Natural Gas_Miscellaneous_E9_Codes & Standards Forecast | Commercial | Miscellaneous | Existing | Miscellaneous | Natural Gas | Miscellaneous | E9 |  | Codes & Standards Forecast | bar: 2019 to 2051
Commercial_Miscellaneous_Existing_Miscellaneous_Natural Gas_Miscellaneous_E10_Codes & Standards Forecast | Commercial | Miscellaneous | Existing | Miscellaneous | Natural Gas | Miscellaneous | E10 |  | Codes & Standards Forecast | bar: 2019 to 2051
Commercial_Miscellaneous_New_Space Heating_Natural Gas_Furnace_E1_Codes & Standards Forecast | Commercial | Miscellaneous | New | Space Heating | Natural Gas | Furnace | E1 | AFUE 80% (Standard) | Codes & Standards Forecast | 100% | 100% | 100% | 100% | 100% | 100% | 100% | 100% | 100% | 100% | 100% | 100% | 100% | 100% | 100% | 100% | 100% | 100% | 100% | 100% | 100% | 100% | 100% | 100% | 100% | 100% | 100% | 100% | 100% | 100% | 100% | 100% | 100%
Commercial_Miscellaneous_New_Space Heating_Natural Gas_Furnace_E2_Codes & Standards Forecast | Commercial | Miscellaneous | New | Space Heating | Natural Gas | Furnace | E2 | AFUE 90% | Codes & Standards Forecast | bar: 2019 to 2051
Commercial_Miscellaneous_New_Space Heating_Natural Gas_Furnace_E3_Codes & Standards Forecast | Commercial | Miscellaneous | New | Space Heating | Natural Gas | Furnace | E3 | AFUE 96% | Codes & Standards Forecast | bar: 2019 to 2051
Commercial_Miscellaneous_New_Space Heating_Natural Gas_Furnace_E4_Codes & Standards Forecast | Commercial | Miscellaneous | New | Space Heating | Natural Gas | Furnace | E4 |  | Codes & Standards Forecast | bar: 2019 to 2051
Commercial_Miscellaneous_New_Space Heating_Natural Gas_Furnace_E5_Codes & Standards Forecast | Commercial | Miscellaneous | New | Space Heating | Natural Gas | Furnace | E5 |  | Codes & Standards Forecast | bar: 2019 to 2051
Commercial_Miscellaneous_New_Space Heating_Natural Gas_Furnace_E6_Codes & Standards Forecast | Commercial | Miscellaneous | New | Space Heating | Natural Gas | Furnace | E6 |  | Codes & Standards Forecast | bar: 2019 to 2051
Commercial_Miscellaneous_New_Space Heating_Natural Gas_Furnace_E7_Codes & Standards Forecast | Commercial | Miscellaneous | New | Space Heating | Natural Gas | Furnace | E7 |  | Codes & Standards Forecast | bar: 2019 to 2051
Commercial_Miscellaneous_New_Space Heating_Natural Gas_Furnace_E8_Codes & Standards Forecast | Commercial | Miscellaneous | New | Space Heating | Natural Gas | Furnace | E8 |  | Codes & Standards Forecast | bar: 2019 to 2051
Commercial_Miscellaneous_New_Space Heating_Natural Gas_Furnace_E9_Codes & Standards Forecast | Commercial | Miscellaneous | New | Space Heating | Natural Gas | Furnace | E9 |  | Codes & Standards Forecast | bar: 2019 to 2051
Commercial_Miscellaneous_New_Space Heating_Natural Gas_Furnace_E10_Codes & Standards Forecast | Commercial | Miscellaneous | New | Space Heating | Natural Gas | Furnace | E10 |  | Codes & Standards Forecast | bar: 2019 to 2051
Commercial_Miscellaneous_New_Space Heating_Natural Gas_Boiler_E1_Codes & Standards Forecast | Commercial | Miscellaneous | New | Space Heating | Natural Gas | Boiler | E1 | AFUE 80% (Standard) | Codes & Standards Forecast | 100% | 100% | 100% | 100% | 100% | 100% | 100% | 100% | 100% | 100% | 100% | 100% | 100% | 100% | 100% | 100% | 100% | 100% | 100% | 100% | 100% | 100% | 100% | 100% | 100% | 100% | 100% | 100% | 100% | 100% | 100% | 100% | 100%
Commercial_Miscellaneous_New_Space Heating_Natural Gas_Boiler_E2_Codes & Standards Forecast | Commercial | Miscellaneous | New | Space Heating | Natural Gas | Boiler | E2 | AFUE 85% | Codes & Standards Forecast | bar: 2019 to 2051
Commercial_Miscellaneous_New_Space Heating_Natural Gas_Boiler_E3_Codes & Standards Forecast | Commercial | Miscellaneous | New | Space Heating | Natural Gas | Boiler | E3 | AFUE 97% | Codes & Standards Forecast | bar: 2019 to 2051
Commercial_Miscellaneous_New_Space Heating_Natural Gas_Boiler_E4_Codes & Standards Forecast | Commercial | Miscellaneous | New | Space Heating | Natural Gas | Boiler | E4 | Convert to NG Air Source Heat Pump | Codes & Standards Forecast | bar: 2019 to 2051
Commercial_Miscellaneous_New_Space Heating_Natural Gas_Boiler_E5_Codes & Standards Forecast | Commercial | Miscellaneous | New | Space Heating | Natural Gas | Boiler | E5 |  | Codes & Standards Forecast | bar: 2019 to 2051
Commercial_Miscellaneous_New_Space Heating_Natural Gas_Boiler_E6_Codes & Standards Forecast | Commercial | Miscellaneous | New | Space Heating | Natural Gas | Boiler | E6 |  | Codes & Standards Forecast | bar: 2019 to 2051
Commercial_Miscellaneous_New_Space Heating_Natural Gas_Boiler_E7_Codes & Standards Forecast | Commercial | Miscellaneous | New | Space Heating | Natural Gas | Boiler | E7 |  | Codes & Standards Forecast | bar: 2019 to 2051
Commercial_Miscellaneous_New_Space Heating_Natural Gas_Boiler_E8_Codes & Standards Forecast | Commercial | Miscellaneous | New | Space Heating | Natural Gas | Boiler | E8 |  | Codes & Standards Forecast | bar: 2019 to 2051
Commercial_Miscellaneous_New_Space Heating_Natural Gas_Boiler_E9_Codes & Standards Forecast | Commercial | Miscellaneous | New | Space Heating | Natural Gas | Boiler | E9 |  | Codes & Standards Forecast | bar: 2019 to 2051
Commercial_Miscellaneous_New_Space Heating_Natural Gas_Boiler_E10_Codes & Standards Forecast | Commercial | Miscellaneous | New | Space Heating | Natural Gas | Boiler | E10 |  | Codes & Standards Forecast | bar: 2019 to 2051
Commercial_Miscellaneous_New_Space Heating_Natural Gas_Unit Heater_E1_Codes & Standards Forecast | Commercial | Miscellaneous | New | Space Heating | Natural Gas | Unit Heater | E1 | Standard | Codes & Standards Forecast | 100% | 100% | 100% | 100% | 100% | 100% | 100% | 100% | 100% | 100% | 100% | 100% | 100% | 100% | 100% | 100% | 100% | 100% | 100% | 100% | 100% | 100% | 100% | 100% | 100% | 100% | 100% | 100% | 100% | 100% | 100% | 100% | 100%
Commercial_Miscellaneous_New_Space Heating_Natural Gas_Unit Heater_E2_Codes & Standards Forecast | Commercial | Miscellaneous | New | Space Heating | Natural Gas | Unit Heater | E2 | Condensing | Codes & Standards Forecast | bar: 2019 to 2051
Commercial_Miscellaneous_New_Space Heating_Natural Gas_Unit Heater_E3_Codes & Standards Forecast | Commercial | Miscellaneous | New | Space Heating | Natural Gas | Unit Heater | E3 | Infrared Radiant | Codes & Standards Forecast | bar: 2019 to 2051
Commercial_Miscellaneous_New_Space Heating_Natural Gas_Unit Heater_E4_Codes & Standards Forecast | Commercial | Miscellaneous | New | Space Heating | Natural Gas | Unit Heater | E4 |  | Codes & Standards Forecast | bar: 2019 to 2051
Commercial_Miscellaneous_New_Space Heating_Natural Gas_Unit Heater_E5_Codes & Standards Forecast | Commercial | Miscellaneous | New | Space Heating | Natural Gas | Unit Heater | E5 |  | Codes & Standards Forecast | bar: 2019 to 2051
Commercial_Miscellaneous_New_Space Heating_Natural Gas_Unit Heater_E6_Codes & Standards Forecast | Commercial | Miscellaneous | New | Space Heating | Natural Gas | Unit Heater | E6 |  | Codes & Standards Forecast | bar: 2019 to 2051
Commercial_Miscellaneous_New_Space Heating_Natural Gas_Unit Heater_E7_Codes & Standards Forecast | Commercial | Miscellaneous | New | Space Heating | Natural Gas | Unit Heater | E7 |  | Codes & Standards Forecast | bar: 2019 to 2051
Commercial_Miscellaneous_New_Space Heating_Natural Gas_Unit Heater_E8_Codes & Standards Forecast | Commercial | Miscellaneous | New | Space Heating | Natural Gas | Unit Heater | E8 |  | Codes & Standards Forecast | bar: 2019 to 2051
Commercial_Miscellaneous_New_Space Heating_Natural Gas_Unit Heater_E9_Codes & Standards Forecast | Commercial | Miscellaneous | New | Space Heating | Natural Gas | Unit Heater | E9 |  | Codes & Standards Forecast | bar: 2019 to 2051
Commercial_Miscellaneous_New_Space Heating_Natural Gas_Unit Heater_E10_Codes & Standards Forecast | Commercial | Miscellaneous | New | Space Heating | Natural Gas | Unit Heater | E10 |  | Codes & Standards Forecast | bar: 2019 to 2051
Commercial_Miscellaneous_New_Water Heating_Natural Gas_Water Heater_E1_Codes & Standards Forecast | Commercial | Miscellaneous | New | Water Heating | Natural Gas | Water Heater | E1 | TE 80% | Codes & Standards Forecast | 100% | 100% | 100% | 100% | 100% | 100% | 100% | 100% | 100% | 100% | 100% | 100% | 100% | 100% | 100% | 100% | 100% | 100% | 100% | 100% | 100% | 100% | 100% | 100% | 100% | 100% | 100% | 100% | 100% | 100% | 100% | 100% | 100%
Commercial_Miscellaneous_New_Water Heating_Natural Gas_Water Heater_E2_Codes & Standards Forecast | Commercial | Miscellaneous | New | Water Heating | Natural Gas | Water Heater | E2 | TE 81% | Codes & Standards Forecast | bar: 2019 to 2051
Commercial_Miscellaneous_New_Water Heating_Natural Gas_Water Heater_E3_Codes & Standards Forecast | Commercial | Miscellaneous | New | Water Heating | Natural Gas | Water Heater | E3 | TE 88% | Codes & Standards Forecast | bar: 2019 to 2051
Commercial_Miscellaneous_New_Water Heating_Natural Gas_Water Heater_E4_Codes & Standards Forecast | Commercial | Miscellaneous | New | Water Heating | Natural Gas | Water Heater | E4 | TE 94% | Codes & Standards Forecast | bar: 2019 to 2051
Commercial_Miscellaneous_New_Water Heating_Natural Gas_Water Heater_E5_Codes & Standards Forecast | Commercial | Miscellaneous | New | Water Heating | Natural Gas | Water Heater | E5 | TE 96% | Codes & Standards Forecast | bar: 2019 to 2051
Commercial_Miscellaneous_New_Water Heating_Natural Gas_Water Heater_E6_Codes & Standards Forecast | Commercial | Miscellaneous | New | Water Heating | Natural Gas | Water Heater | E6 | Tankless | Codes & Standards Forecast | bar: 2019 to 2051
Commercial_Miscellaneous_New_Water Heating_Natural Gas_Water Heater_E7_Codes & Standards Forecast | Commercial | Miscellaneous | New | Water Heating | Natural Gas | Water Heater | E7 | Gas-Fired Absorption HPWH | Codes & Standards Forecast | bar: 2019 to 2051
Commercial_Miscellaneous_New_Water Heating_Natural Gas_Water Heater_E8_Codes & Standards Forecast | Commercial | Miscellaneous | New | Water Heating | Natural Gas | Water Heater | E8 |  | Codes & Standards Forecast | bar: 2019 to 2051
Commercial_Miscellaneous_New_Water Heating_Natural Gas_Water Heater_E9_Codes & Standards Forecast | Commercial | Miscellaneous | New | Water Heating | Natural Gas | Water Heater | E9 |  | Codes & Standards Forecast | bar: 2019 to 2051
Commercial_Miscellaneous_New_Water Heating_Natural Gas_Water Heater_E10_Codes & Standards Forecast | Commercial | Miscellaneous | New | Water Heating | Natural Gas | Water Heater | E10 |  | Codes & Standards Forecast | bar: 2019 to 2051
Commercial_Miscellaneous_New_Food Preparation_Natural Gas_Oven_E1_Codes & Standards Forecast | Commercial | Miscellaneous | New | Food Preparation | Natural Gas | Oven | E1 | Standard | Codes & Standards Forecast | 100% | 100% | 100% | 100% | 100% | 100% | 100% | 100% | 100% | 100% | 100% | 100% | 100% | 100% | 100% | 100% | 100% | 100% | 100% | 100% | 100% | 100% | 100% | 100% | 100% | 100% | 100% | 100% | 100% | 100% | 100% | 100% | 100%
Commercial_Miscellaneous_New_Food Preparation_Natural Gas_Oven_E2_Codes & Standards Forecast | Commercial | Miscellaneous | New | Food Preparation | Natural Gas | Oven | E2 | ENERGY STAR (>44% Baking Efficiency) | Codes & Standards Forecast | bar: 2019 to 2051
Commercial_Miscellaneous_New_Food Preparation_Natural Gas_Oven_E3_Codes & Standards Forecast | Commercial | Miscellaneous | New | Food Preparation | Natural Gas | Oven | E3 |  | Codes & Standards Forecast | bar: 2019 to 2051
Commercial_Miscellaneous_New_Food Preparation_Natural Gas_Oven_E4_Codes & Standards Forecast | Commercial | Miscellaneous | New | Food Preparation | Natural Gas | Oven | E4 |  | Codes & Standards Forecast | bar: 2019 to 2051
Commercial_Miscellaneous_New_Food Preparation_Natural Gas_Oven_E5_Codes & Standards Forecast | Commercial | Miscellaneous | New | Food Preparation | Natural Gas | Oven | E5 |  | Codes & Standards Forecast | bar: 2019 to 2051
Commercial_Miscellaneous_New_Food Preparation_Natural Gas_Oven_E6_Codes & Standards Forecast | Commercial | Miscellaneous | New | Food Preparation | Natural Gas | Oven | E6 |  | Codes & Standards Forecast | bar: 2019 to 2051
Commercial_Miscellaneous_New_Food Preparation_Natural Gas_Oven_E7_Codes & Standards Forecast | Commercial | Miscellaneous | New | Food Preparation | Natural Gas | Oven | E7 |  | Codes & Standards Forecast | bar: 2019 to 2051
Commercial_Miscellaneous_New_Food Preparation_Natural Gas_Oven_E8_Codes & Standards Forecast | Commercial | Miscellaneous | New | Food Preparation | Natural Gas | Oven | E8 |  | Codes & Standards Forecast | bar: 2019 to 2051
Commercial_Miscellaneous_New_Food Preparation_Natural Gas_Oven_E9_Codes & Standards Forecast | Commercial | Miscellaneous | New | Food Preparation | Natural Gas | Oven | E9 |  | Codes & Standards Forecast | bar: 2019 to 2051
Commercial_Miscellaneous_New_Food Preparation_Natural Gas_Oven_E10_Codes & Standards Forecast | Commercial | Miscellaneous | New | Food Preparation | Natural Gas | Oven | E10 |  | Codes & Standards Forecast | bar: 2019 to 2051
Commercial_Miscellaneous_New_Food Preparation_Natural Gas_Conveyor Oven_E1_Codes & Standards Forecast | Commercial | Miscellaneous | New | Food Preparation | Natural Gas | Conveyor Oven | E1 | Standard | Codes & Standards Forecast | 100% | 100% | 100% | 100% | 100% | 100% | 100% | 100% | 100% | 100% | 100% | 100% | 100% | 100% | 100% | 100% | 100% | 100% | 100% | 100% | 100% | 100% | 100% | 100% | 100% | 100% | 100% | 100% | 100% | 100% | 100% | 100% | 100%
Commercial_Miscellaneous_New_Food Preparation_Natural Gas_Conveyor Oven_E2_Codes & Standards Forecast | Commercial | Miscellaneous | New | Food Preparation | Natural Gas | Conveyor Oven | E2 | Efficient (>44% Baking Efficiency) | Codes & Standards Forecast | bar: 2019 to 2051
Commercial_Miscellaneous_New_Food Preparation_Natural Gas_Conveyor Oven_E3_Codes & Standards Forecast | Commercial | Miscellaneous | New | Food Preparation | Natural Gas | Conveyor Oven | E3 |  | Codes & Standards Forecast | bar: 2019 to 2051
Commercial_Miscellaneous_New_Food Preparation_Natural Gas_Conveyor Oven_E4_Codes & Standards Forecast | Commercial | Miscellaneous | New | Food Preparation | Natural Gas | Conveyor Oven | E4 |  | Codes & Standards Forecast | bar: 2019 to 2051
Commercial_Miscellaneous_New_Food Preparation_Natural Gas_Conveyor Oven_E5_Codes & Standards Forecast | Commercial | Miscellaneous | New | Food Preparation | Natural Gas | Conveyor Oven | E5 |  | Codes & Standards Forecast | bar: 2019 to 2051
Commercial_Miscellaneous_New_Food Preparation_Natural Gas_Conveyor Oven_E6_Codes & Standards Forecast | Commercial | Miscellaneous | New | Food Preparation | Natural Gas | Conveyor Oven | E6 |  | Codes & Standards Forecast | bar: 2019 to 2051
Commercial_Miscellaneous_New_Food Preparation_Natural Gas_Conveyor Oven_E7_Codes & Standards Forecast | Commercial | Miscellaneous | New | Food Preparation | Natural Gas | Conveyor Oven | E7 |  | Codes & Standards Forecast | bar: 2019 to 2051
Commercial_Miscellaneous_New_Food Preparation_Natural Gas_Conveyor Oven_E8_Codes & Standards Forecast | Commercial | Miscellaneous | New | Food Preparation | Natural Gas | Conveyor Oven | E8 |  | Codes & Standards Forecast | bar: 2019 to 2051
Commercial_Miscellaneous_New_Food Preparation_Natural Gas_Conveyor Oven_E9_Codes & Standards Forecast | Commercial | Miscellaneous | New | Food Preparation | Natural Gas | Conveyor Oven | E9 |  | Codes & Standards Forecast | bar: 2019 to 2051
Commercial_Miscellaneous_New_Food Preparation_Natural Gas_Conveyor Oven_E10_Codes & Standards Forecast | Commercial | Miscellaneous | New | Food Preparation | Natural Gas | Conveyor Oven | E10 |  | Codes & Standards Forecast | bar: 2019 to 2051
Commercial_Miscellaneous_New_Food Preparation_Natural Gas_Double Rack Oven_E1_Codes & Standards Forecast | Commercial | Miscellaneous | New | Food Preparation | Natural Gas | Double Rack Oven | E1 | Standard | Codes & Standards Forecast | 100% | 100% | 100% | 100% | 100% | 100% | 100% | 100% | 100% | 100% | 100% | 100% | 100% | 100% | 100% | 100% | 100% | 100% | 100% | 100% | 100% | 100% | 100% | 100% | 100% | 100% | 100% | 100% | 100% | 100% | 100% | 100% | 100%
Commercial_Miscellaneous_New_Food Preparation_Natural Gas_Double Rack Oven_E2_Codes & Standards Forecast | Commercial | Miscellaneous | New | Food Preparation | Natural Gas | Double Rack Oven | E2 | FTSC Qualified (>50% Cooking Efficiency) | Codes & Standards Forecast | bar: 2019 to 2051
Commercial_Miscellaneous_New_Food Preparation_Natural Gas_Double Rack Oven_E3_Codes & Standards Forecast | Commercial | Miscellaneous | New | Food Preparation | Natural Gas | Double Rack Oven | E3 |  | Codes & Standards Forecast | bar: 2019 to 2051
Commercial_Miscellaneous_New_Food Preparation_Natural Gas_Double Rack Oven_E4_Codes & Standards Forecast | Commercial | Miscellaneous | New | Food Preparation | Natural Gas | Double Rack Oven | E4 |  | Codes & Standards Forecast | bar: 2019 to 2051
Commercial_Miscellaneous_New_Food Preparation_Natural Gas_Double Rack Oven_E5_Codes & Standards Forecast | Commercial | Miscellaneous | New | Food Preparation | Natural Gas | Double Rack Oven | E5 |  | Codes & Standards Forecast | bar: 2019 to 2051
Commercial_Miscellaneous_New_Food Preparation_Natural Gas_Double Rack Oven_E6_Codes & Standards Forecast | Commercial | Miscellaneous | New | Food Preparation | Natural Gas | Double Rack Oven | E6 |  | Codes & Standards Forecast | bar: 2019 to 2051
Commercial_Miscellaneous_New_Food Preparation_Natural Gas_Double Rack Oven_E7_Codes & Standards Forecast | Commercial | Miscellaneous | New | Food Preparation | Natural Gas | Double Rack Oven | E7 |  | Codes & Standards Forecast | bar: 2019 to 2051
Commercial_Miscellaneous_New_Food Preparation_Natural Gas_Double Rack Oven_E8_Codes & Standards Forecast | Commercial | Miscellaneous | New | Food Preparation | Natural Gas | Double Rack Oven | E8 |  | Codes & Standards Forecast | bar: 2019 to 2051
Commercial_Miscellaneous_New_Food Preparation_Natural Gas_Double Rack Oven_E9_Codes & Standards Forecast | Commercial | Miscellaneous | New | Food Preparation | Natural Gas | Double Rack Oven | E9 |  | Codes & Standards Forecast | bar: 2019 to 2051
Commercial_Miscellaneous_New_Food Preparation_Natural Gas_Double Rack Oven_E10_Codes & Standards Forecast | Commercial | Miscellaneous | New | Food Preparation | Natural Gas | Double Rack Oven | E10 |  | Codes & Standards Forecast | bar: 2019 to 2051
Commercial_Miscellaneous_New_Food Preparation_Natural Gas_Fryer_E1_Codes & Standards Forecast | Commercial | Miscellaneous | New | Food Preparation | Natural Gas | Fryer | E1 | Standard | Codes & Standards Forecast | 100% | 100% | 100% | 0% | 0% | 0% | 0% | 0% | 0% | 0% | 0% | 0% | 0% | 0% | 0% | 0% | 0% | 0% | 0% | 0% | 0% | 0% | 0% | 0% | 0% | 0% | 0% | 0% | 0% | 0% | 0% | 0% | 0%
Commercial_Miscellaneous_New_Food Preparation_Natural Gas_Fryer_E2_Codes & Standards Forecast | Commercial | Miscellaneous | New | Food Preparation | Natural Gas | Fryer | E2 | ENERGY STAR | Codes & Standards Forecast | 0% | 0% | 0% | 100% | 100% | 100% | 100% | 100% | 100% | 100% | 100% | 100% | 100% | 100% | 100% | 100% | 100% | 100% | 100% | 100% | 100% | 100% | 100% | 100% | 100% | 100% | 100% | 100% | 100% | 100% | 100% | 100% | 100%
Commercial_Miscellaneous_New_Food Preparation_Natural Gas_Fryer_E3_Codes & Standards Forecast | Commercial | Miscellaneous | New | Food Preparation | Natural Gas | Fryer | E3 |  | Codes & Standards Forecast | bar: 2019 to 2051
Commercial_Miscellaneous_New_Food Preparation_Natural Gas_Fryer_E4_Codes & Standards Forecast | Commercial | Miscellaneous | New | Food Preparation | Natural Gas | Fryer | E4 |  | Codes & Standards Forecast | bar: 2019 to 2051
Commercial_Miscellaneous_New_Food Preparation_Natural Gas_Fryer_E5_Codes & Standards Forecast | Commercial | Miscellaneous | New | Food Preparation | Natural Gas | Fryer | E5 |  | Codes & Standards Forecast | bar: 2019 to 2051
Commercial_Miscellaneous_New_Food Preparation_Natural Gas_Fryer_E6_Codes & Standards Forecast | Commercial | Miscellaneous | New | Food Preparation | Natural Gas | Fryer | E6 |  | Codes & Standards Forecast | bar: 2019 to 2051
Commercial_Miscellaneous_New_Food Preparation_Natural Gas_Fryer_E7_Codes & Standards Forecast | Commercial | Miscellaneous | New | Food Preparation | Natural Gas | Fryer | E7 |  | Codes & Standards Forecast | bar: 2019 to 2051
Commercial_Miscellaneous_New_Food Preparation_Natural Gas_Fryer_E8_Codes & Standards Forecast | Commercial | Miscellaneous | New | Food Preparation | Natural Gas | Fryer | E8 |  | Codes & Standards Forecast | bar: 2019 to 2051
Commercial_Miscellaneous_New_Food Preparation_Natural Gas_Fryer_E9_Codes & Standards Forecast | Commercial | Miscellaneous | New | Food Preparation | Natural Gas | Fryer | E9 |  | Codes & Standards Forecast | bar: 2019 to 2051
Commercial_Miscellaneous_New_Food Preparation_Natural Gas_Fryer_E10_Codes & Standards Forecast | Commercial | Miscellaneous | New | Food Preparation | Natural Gas | Fryer | E10 |  | Codes & Standards Forecast | bar: 2019 to 2051
Commercial_Miscellaneous_New_Food Preparation_Natural Gas_Broiler_E1_Codes & Standards Forecast | Commercial | Miscellaneous | New | Food Preparation | Natural Gas | Broiler | E1 | Standard | Codes & Standards Forecast | 100% | 100% | 100% | 100% | 100% | 100% | 100% | 100% | 100% | 100% | 100% | 100% | 100% | 100% | 100% | 100% | 100% | 100% | 100% | 100% | 100% | 100% | 100% | 100% | 100% | 100% | 100% | 100% | 100% | 100% | 100% | 100% | 100%
Commercial_Miscellaneous_New_Food Preparation_Natural Gas_Broiler_E2_Codes & Standards Forecast | Commercial | Miscellaneous | New | Food Preparation | Natural Gas | Broiler | E2 | Infrared Burners | Codes & Standards Forecast | bar: 2019 to 2051
Commercial_Miscellaneous_New_Food Preparation_Natural Gas_Broiler_E3_Codes & Standards Forecast | Commercial | Miscellaneous | New | Food Preparation | Natural Gas | Broiler | E3 |  | Codes & Standards Forecast | bar: 2019 to 2051
Commercial_Miscellaneous_New_Food Preparation_Natural Gas_Broiler_E4_Codes & Standards Forecast | Commercial | Miscellaneous | New | Food Preparation | Natural Gas | Broiler | E4 |  | Codes & Standards Forecast | bar: 2019 to 2051
Commercial_Miscellaneous_New_Food Preparation_Natural Gas_Broiler_E5_Codes & Standards Forecast | Commercial | Miscellaneous | New | Food Preparation | Natural Gas | Broiler | E5 |  | Codes & Standards Forecast | bar: 2019 to 2051
Commercial_Miscellaneous_New_Food Preparation_Natural Gas_Broiler_E6_Codes & Standards Forecast | Commercial | Miscellaneous | New | Food Preparation | Natural Gas | Broiler | E6 |  | Codes & Standards Forecast | bar: 2019 to 2051
Commercial_Miscellaneous_New_Food Preparation_Natural Gas_Broiler_E7_Codes & Standards Forecast | Commercial | Miscellaneous | New | Food Preparation | Natural Gas | Broiler | E7 |  | Codes & Standards Forecast | bar: 2019 to 2051
Commercial_Miscellaneous_New_Food Preparation_Natural Gas_Broiler_E8_Codes & Standards Forecast | Commercial | Miscellaneous | New | Food Preparation | Natural Gas | Broiler | E8 |  | Codes & Standards Forecast | bar: 2019 to 2051
Commercial_Miscellaneous_New_Food Preparation_Natural Gas_Broiler_E9_Codes & Standards Forecast | Commercial | Miscellaneous | New | Food Preparation | Natural Gas | Broiler | E9 |  | Codes & Standards Forecast | bar: 2019 to 2051
Commercial_Miscellaneous_New_Food Preparation_Natural Gas_Broiler_E10_Codes & Standards Forecast | Commercial | Miscellaneous | New | Food Preparation | Natural Gas | Broiler | E10 |  | Codes & Standards Forecast | bar: 2019 to 2051
Commercial_Miscellaneous_New_Food Preparation_Natural Gas_Griddle_E1_Codes & Standards Forecast | Commercial | Miscellaneous | New | Food Preparation | Natural Gas | Griddle | E1 | Standard | Codes & Standards Forecast | 100% | 100% | 100% | 100% | 100% | 100% | 100% | 100% | 100% | 100% | 100% | 100% | 100% | 100% | 100% | 100% | 100% | 100% | 100% | 100% | 100% | 100% | 100% | 100% | 100% | 100% | 100% | 100% | 100% | 100% | 100% | 100% | 100%
Commercial_Miscellaneous_New_Food Preparation_Natural Gas_Griddle_E2_Codes & Standards Forecast | Commercial | Miscellaneous | New | Food Preparation | Natural Gas | Griddle | E2 | ENERGY STAR | Codes & Standards Forecast | bar: 2019 to 2051
Commercial_Miscellaneous_New_Food Preparation_Natural Gas_Griddle_E3_Codes & Standards Forecast | Commercial | Miscellaneous | New | Food Preparation | Natural Gas | Griddle | E3 |  | Codes & Standards Forecast | bar: 2019 to 2051
Commercial_Miscellaneous_New_Food Preparation_Natural Gas_Griddle_E4_Codes & Standards Forecast | Commercial | Miscellaneous | New | Food Preparation | Natural Gas | Griddle | E4 |  | Codes & Standards Forecast | bar: 2019 to 2051
Commercial_Miscellaneous_New_Food Preparation_Natural Gas_Griddle_E5_Codes & Standards Forecast | Commercial | Miscellaneous | New | Food Preparation | Natural Gas | Griddle | E5 |  | Codes & Standards Forecast | bar: 2019 to 2051
Commercial_Miscellaneous_New_Food Preparation_Natural Gas_Griddle_E6_Codes & Standards Forecast | Commercial | Miscellaneous | New | Food Preparation | Natural Gas | Griddle | E6 |  | Codes & Standards Forecast | bar: 2019 to 2051
Commercial_Miscellaneous_New_Food Preparation_Natural Gas_Griddle_E7_Codes & Standards Forecast | Commercial | Miscellaneous | New | Food Preparation | Natural Gas | Griddle | E7 |  | Codes & Standards Forecast | bar: 2019 to 2051
Commercial_Miscellaneous_New_Food Preparation_Natural Gas_Griddle_E8_Codes & Standards Forecast | Commercial | Miscellaneous | New | Food Preparation | Natural Gas | Griddle | E8 |  | Codes & Standards Forecast | bar: 2019 to 2051
Commercial_Miscellaneous_New_Food Preparation_Natural Gas_Griddle_E9_Codes & Standards Forecast | Commercial | Miscellaneous | New | Food Preparation | Natural Gas | Griddle | E9 |  | Codes & Standards Forecast | bar: 2019 to 2051
Commercial_Miscellaneous_New_Food Preparation_Natural Gas_Griddle_E10_Codes & Standards Forecast | Commercial | Miscellaneous | New | Food Preparation | Natural Gas | Griddle | E10 |  | Codes & Standards Forecast | bar: 2019 to 2051
Commercial_Miscellaneous_New_Food Preparation_Natural Gas_Range_E1_Codes & Standards Forecast | Commercial | Miscellaneous | New | Food Preparation | Natural Gas | Range | E1 | Standard | Codes & Standards Forecast | 100% | 100% | 100% | 100% | 100% | 100% | 100% | 100% | 100% | 100% | 100% | 100% | 100% | 100% | 100% | 100% | 100% | 100% | 100% | 100% | 100% | 100% | 100% | 100% | 100% | 100% | 100% | 100% | 100% | 100% | 100% | 100% | 100%
Commercial_Miscellaneous_New_Food Preparation_Natural Gas_Range_E2_Codes & Standards Forecast | Commercial | Miscellaneous | New | Food Preparation | Natural Gas | Range | E2 | High Efficiency | Codes & Standards Forecast | bar: 2019 to 2051
Commercial_Miscellaneous_New_Food Preparation_Natural Gas_Range_E3_Codes & Standards Forecast | Commercial | Miscellaneous | New | Food Preparation | Natural Gas | Range | E3 |  | Codes & Standards Forecast | bar: 2019 to 2051
Commercial_Miscellaneous_New_Food Preparation_Natural Gas_Range_E4_Codes & Standards Forecast | Commercial | Miscellaneous | New | Food Preparation | Natural Gas | Range | E4 |  | Codes & Standards Forecast | bar: 2019 to 2051
Commercial_Miscellaneous_New_Food Preparation_Natural Gas_Range_E5_Codes & Standards Forecast | Commercial | Miscellaneous | New | Food Preparation | Natural Gas | Range | E5 |  | Codes & Standards Forecast | bar: 2019 to 2051
Commercial_Miscellaneous_New_Food Preparation_Natural Gas_Range_E6_Codes & Standards Forecast | Commercial | Miscellaneous | New | Food Preparation | Natural Gas | Range | E6 |  | Codes & Standards Forecast | bar: 2019 to 2051
Commercial_Miscellaneous_New_Food Preparation_Natural Gas_Range_E7_Codes & Standards Forecast | Commercial | Miscellaneous | New | Food Preparation | Natural Gas | Range | E7 |  | Codes & Standards Forecast | bar: 2019 to 2051
Commercial_Miscellaneous_New_Food Preparation_Natural Gas_Range_E8_Codes & Standards Forecast | Commercial | Miscellaneous | New | Food Preparation | Natural Gas | Range | E8 |  | Codes & Standards Forecast | bar: 2019 to 2051
Commercial_Miscellaneous_New_Food Preparation_Natural Gas_Range_E9_Codes & Standards Forecast | Commercial | Miscellaneous | New | Food Preparation | Natural Gas | Range | E9 |  | Codes & Standards Forecast | bar: 2019 to 2051
Commercial_Miscellaneous_New_Food Preparation_Natural Gas_Range_E10_Codes & Standards Forecast | Commercial | Miscellaneous | New | Food Preparation | Natural Gas | Range | E10 |  | Codes & Standards Forecast | bar: 2019 to 2051
Commercial_Miscellaneous_New_Food Preparation_Natural Gas_Steamer_E1_Codes & Standards Forecast | Commercial | Miscellaneous | New | Food Preparation | Natural Gas | Steamer | E1 | Standard | Codes & Standards Forecast | 100% | 100% | 100% | 0% | 0% | 0% | 0% | 0% | 0% | 0% | 0% | 0% | 0% | 0% | 0% | 0% | 0% | 0% | 0% | 0% | 0% | 0% | 0% | 0% | 0% | 0% | 0% | 0% | 0% | 0% | 0% | 0% | 0%
Commercial_Miscellaneous_New_Food Preparation_Natural Gas_Steamer_E2_Codes & Standards Forecast | Commercial | Miscellaneous | New | Food Preparation | Natural Gas | Steamer | E2 | ENERGY STAR | Codes & Standards Forecast | 0% | 0% | 0% | 100% | 100% | 100% | 100% | 100% | 100% | 100% | 100% | 100% | 100% | 100% | 100% | 100% | 100% | 100% | 100% | 100% | 100% | 100% | 100% | 100% | 100% | 100% | 100% | 100% | 100% | 100% | 100% | 100% | 100%
Commercial_Miscellaneous_New_Food Preparation_Natural Gas_Steamer_E3_Codes & Standards Forecast | Commercial | Miscellaneous | New | Food Preparation | Natural Gas | Steamer | E3 |  | Codes & Standards Forecast | bar: 2019 to 2051
Commercial_Miscellaneous_New_Food Preparation_Natural Gas_Steamer_E4_Codes & Standards Forecast | Commercial | Miscellaneous | New | Food Preparation | Natural Gas | Steamer | E4 |  | Codes & Standards Forecast | bar: 2019 to 2051
Commercial_Miscellaneous_New_Food Preparation_Natural Gas_Steamer_E5_Codes & Standards Forecast | Commercial | Miscellaneous | New | Food Preparation | Natural Gas | Steamer | E5 |  | Codes & Standards Forecast | bar: 2019 to 2051
Commercial_Miscellaneous_New_Food Preparation_Natural Gas_Steamer_E6_Codes & Standards Forecast | Commercial | Miscellaneous | New | Food Preparation | Natural Gas | Steamer | E6 |  | Codes & Standards Forecast | bar: 2019 to 2051
Commercial_Miscellaneous_New_Food Preparation_Natural Gas_Steamer_E7_Codes & Standards Forecast | Commercial | Miscellaneous | New | Food Preparation | Natural Gas | Steamer | E7 |  | Codes & Standards Forecast | bar: 2019 to 2051
Commercial_Miscellaneous_New_Food Preparation_Natural Gas_Steamer_E8_Codes & Standards Forecast | Commercial | Miscellaneous | New | Food Preparation | Natural Gas | Steamer | E8 |  | Codes & Standards Forecast | bar: 2019 to 2051
Commercial_Miscellaneous_New_Food Preparation_Natural Gas_Steamer_E9_Codes & Standards Forecast | Commercial | Miscellaneous | New | Food Preparation | Natural Gas | Steamer | E9 |  | Codes & Standards Forecast | bar: 2019 to 2051
Commercial_Miscellaneous_New_Food Preparation_Natural Gas_Steamer_E10_Codes & Standards Forecast | Commercial | Miscellaneous | New | Food Preparation | Natural Gas | Steamer | E10 |  | Codes & Standards Forecast | bar: 2019 to 2051
Commercial_Miscellaneous_New_Food Preparation_Natural Gas_Food Prep Other_E1_Codes & Standards Forecast | Commercial | Miscellaneous | New | Food Preparation | Natural Gas | Food Prep Other | E1 | Standard | Codes & Standards Forecast | 100% | 100% | 100% | 100% | 100% | 100% | 100% | 100% | 100% | 100% | 100% | 100% | 100% | 100% | 100% | 100% | 100% | 100% | 100% | 100% | 100% | 100% | 100% | 100% | 100% | 100% | 100% | 100% | 100% | 100% | 100% | 100% | 100%
Commercial_Miscellaneous_New_Food Preparation_Natural Gas_Food Prep Other_E2_Codes & Standards Forecast | Commercial | Miscellaneous | New | Food Preparation | Natural Gas | Food Prep Other | E2 | ENERGY STAR | Codes & Standards Forecast | bar: 2019 to 2051
Commercial_Miscellaneous_New_Food Preparation_Natural Gas_Food Prep Other_E3_Codes & Standards Forecast | Commercial | Miscellaneous | New | Food Preparation | Natural Gas | Food Prep Other | E3 |  | Codes & Standards Forecast | bar: 2019 to 2051
Commercial_Miscellaneous_New_Food Preparation_Natural Gas_Food Prep Other_E4_Codes & Standards Forecast | Commercial | Miscellaneous | New | Food Preparation | Natural Gas | Food Prep Other | E4 |  | Codes & Standards Forecast | bar: 2019 to 2051
Commercial_Miscellaneous_New_Food Preparation_Natural Gas_Food Prep Other_E5_Codes & Standards Forecast | Commercial | Miscellaneous | New | Food Preparation | Natural Gas | Food Prep Other | E5 |  | Codes & Standards Forecast | bar: 2019 to 2051
Commercial_Miscellaneous_New_Food Preparation_Natural Gas_Food Prep Other_E6_Codes & Standards Forecast | Commercial | Miscellaneous | New | Food Preparation | Natural Gas | Food Prep Other | E6 |  | Codes & Standards Forecast | bar: 2019 to 2051
Commercial_Miscellaneous_New_Food Preparation_Natural Gas_Food Prep Other_E7_Codes & Standards Forecast | Commercial | Miscellaneous | New | Food Preparation | Natural Gas | Food Prep Other | E7 |  | Codes & Standards Forecast | bar: 2019 to 2051
Commercial_Miscellaneous_New_Food Preparation_Natural Gas_Food Prep Other_E8_Codes & Standards Forecast | Commercial | Miscellaneous | New | Food Preparation | Natural Gas | Food Prep Other | E8 |  | Codes & Standards Forecast | bar: 2019 to 2051
Commercial_Miscellaneous_New_Food Preparation_Natural Gas_Food Prep Other_E9_Codes & Standards Forecast | Commercial | Miscellaneous | New | Food Preparation | Natural Gas | Food Prep Other | E9 |  | Codes & Standards Forecast | bar: 2019 to 2051
Commercial_Miscellaneous_New_Food Preparation_Natural Gas_Food Prep Other_E10_Codes & Standards Forecast | Commercial | Miscellaneous | New | Food Preparation | Natural Gas | Food Prep Other | E10 |  | Codes & Standards Forecast | bar: 2019 to 2051
Commercial_Miscellaneous_New_Miscellaneous_Natural Gas_Pool Heater_E1_Codes & Standards Forecast | Commercial | Miscellaneous | New | Miscellaneous | Natural Gas | Pool Heater | E1 | Standard (EF .78) | Codes & Standards Forecast | 100% | 100% | 100% | 100% | 100% | 100% | 100% | 100% | 100% | 100% | 100% | 100% | 100% | 100% | 100% | 100% | 100% | 100% | 100% | 100% | 100% | 100% | 100% | 100% | 100% | 100% | 100% | 100% | 100% | 100% | 100% | 100% | 100%
Commercial_Miscellaneous_New_Miscellaneous_Natural Gas_Pool Heater_E2_Codes & Standards Forecast | Commercial | Miscellaneous | New | Miscellaneous | Natural Gas | Pool Heater | E2 | Condensing (EF .90) | Codes & Standards Forecast | bar: 2019 to 2051
Commercial_Miscellaneous_New_Miscellaneous_Natural Gas_Pool Heater_E3_Codes & Standards Forecast | Commercial | Miscellaneous | New | Miscellaneous | Natural Gas | Pool Heater | E3 |  | Codes & Standards Forecast | bar: 2019 to 2051
Commercial_Miscellaneous_New_Miscellaneous_Natural Gas_Pool Heater_E4_Codes & Standards Forecast | Commercial | Miscellaneous | New | Miscellaneous | Natural Gas | Pool Heater | E4 |  | Codes & Standards Forecast | bar: 2019 to 2051
Commercial_Miscellaneous_New_Miscellaneous_Natural Gas_Pool Heater_E5_Codes & Standards Forecast | Commercial | Miscellaneous | New | Miscellaneous | Natural Gas | Pool Heater | E5 |  | Codes & Standards Forecast | bar: 2019 to 2051
Commercial_Miscellaneous_New_Miscellaneous_Natural Gas_Pool Heater_E6_Codes & Standards Forecast | Commercial | Miscellaneous | New | Miscellaneous | Natural Gas | Pool Heater | E6 |  | Codes & Standards Forecast | bar: 2019 to 2051
Commercial_Miscellaneous_New_Miscellaneous_Natural Gas_Pool Heater_E7_Codes & Standards Forecast | Commercial | Miscellaneous | New | Miscellaneous | Natural Gas | Pool Heater | E7 |  | Codes & Standards Forecast | bar: 2019 to 2051
Commercial_Miscellaneous_New_Miscellaneous_Natural Gas_Pool Heater_E8_Codes & Standards Forecast | Commercial | Miscellaneous | New | Miscellaneous | Natural Gas | Pool Heater | E8 |  | Codes & Standards Forecast | bar: 2019 to 2051
Commercial_Miscellaneous_New_Miscellaneous_Natural Gas_Pool Heater_E9_Codes & Standards Forecast | Commercial | Miscellaneous | New | Miscellaneous | Natural Gas | Pool Heater | E9 |  | Codes & Standards Forecast | bar: 2019 to 2051
Commercial_Miscellaneous_New_Miscellaneous_Natural Gas_Pool Heater_E10_Codes & Standards Forecast | Commercial | Miscellaneous | New | Miscellaneous | Natural Gas | Pool Heater | E10 |  | Codes & Standards Forecast | bar: 2019 to 2051
Commercial_Miscellaneous_New_Miscellaneous_Natural Gas_Miscellaneous_E1_Codes & Standards Forecast | Commercial | Miscellaneous | New | Miscellaneous | Natural Gas | Miscellaneous | E1 | Miscellaneous | Codes & Standards Forecast | 100% | 100% | 100% | 100% | 100% | 100% | 100% | 100% | 100% | 100% | 100% | 100% | 100% | 100% | 100% | 100% | 100% | 100% | 100% | 100% | 100% | 100% | 100% | 100% | 100% | 100% | 100% | 100% | 100% | 100% | 100% | 100% | 100%
Commercial_Miscellaneous_New_Miscellaneous_Natural Gas_Miscellaneous_E2_Codes & Standards Forecast | Commercial | Miscellaneous | New | Miscellaneous | Natural Gas | Miscellaneous | E2 |  | Codes & Standards Forecast | bar: 2019 to 2051
Commercial_Miscellaneous_New_Miscellaneous_Natural Gas_Miscellaneous_E3_Codes & Standards Forecast | Commercial | Miscellaneous | New | Miscellaneous | Natural Gas | Miscellaneous | E3 |  | Codes & Standards Forecast | bar: 2019 to 2051
Commercial_Miscellaneous_New_Miscellaneous_Natural Gas_Miscellaneous_E4_Codes & Standards Forecast | Commercial | Miscellaneous | New | Miscellaneous | Natural Gas | Miscellaneous | E4 |  | Codes & Standards Forecast | bar: 2019 to 2051
Commercial_Miscellaneous_New_Miscellaneous_Natural Gas_Miscellaneous_E5_Codes & Standards Forecast | Commercial | Miscellaneous | New | Miscellaneous | Natural Gas | Miscellaneous | E5 |  | Codes & Standards Forecast | bar: 2019 to 2051
Commercial_Miscellaneous_New_Miscellaneous_Natural Gas_Miscellaneous_E6_Codes & Standards Forecast | Commercial | Miscellaneous | New | Miscellaneous | Natural Gas | Miscellaneous | E6 |  | Codes & Standards Forecast | bar: 2019 to 2051
Commercial_Miscellaneous_New_Miscellaneous_Natural Gas_Miscellaneous_E7_Codes & Standards Forecast | Commercial | Miscellaneous | New | Miscellaneous | Natural Gas | Miscellaneous | E7 |  | Codes & Standards Forecast | bar: 2019 to 2051
Commercial_Miscellaneous_New_Miscellaneous_Natural Gas_Miscellaneous_E8_Codes & Standards Forecast | Commercial | Miscellaneous | New | Miscellaneous | Natural Gas | Miscellaneous | E8 |  | Codes & Standards Forecast | bar: 2019 to 2051
Commercial_Miscellaneous_New_Miscellaneous_Natural Gas_Miscellaneous_E9_Codes & Standards Forecast | Commercial | Miscellaneous | New | Miscellaneous | Natural Gas | Miscellaneous | E9 |  | Codes & Standards Forecast | bar: 2019 to 2051
Commercial_Miscellaneous_New_Miscellaneous_Natural Gas_Miscellaneous_E10_Codes & Standards Forecast | Commercial | Miscellaneous | New | Miscellaneous | Natural Gas | Miscellaneous | E10 |  | Codes & Standards Forecast | bar: 2019 to 2051
Note on K1: kwalter: Base Year must always be entered to calibrate the model.

## Vintage Data
Key | Sector | Segment | End Use | Fuel | Technology | Type | New | 1 | 2 | 3 | 4 | 5 | 6 | 7 | 8 | 9 | 10 | 11 | 12 | 13 | 14 | 15 | 16 | 17 | 18 | 19 | 20 | 21 | 22 | 23 | 24 | 25 | 26 | 27 | 28 | 29 | 30 | 31 | 32 | 33 | 34 | 35 | Min | Max
Commercial_Office_Space Heating_Natural Gas_Furnace_Distribution | Commercial | Office | Space Heating | Natural Gas | Furnace | Distribution | 4.348% | 4.348% | 4.348% | 4.348% | 4.348% | 4.348% | 4.348% | 4.348% | 4.348% | 4.348% | 4.348% | 4.348% | 4.348% | 4.348% | 4.348% | 4.348% | 4.348% | 4.348% | 4.348% | 4.348% | 4.348% | 4.348% | 4.348% | 4.441e-14% | 0% | 0% | 0% | 0% | 0% | 0% | 0% | 0% | 0% | 0% | 0% | 0% | 17 | 29
Commercial_Office_Space Heating_Natural Gas_Boiler_Distribution | Commercial | Office | Space Heating | Natural Gas | Boiler | Distribution | 4% | [35 empty] | 20 | 30 | bar: 1 to 35
Commercial_Office_Space Heating_Natural Gas_Unit Heater_Distribution | Commercial | Office | Space Heating | Natural Gas | Unit Heater | Distribution | 8.333% | 8.333% | 8.333% | 8.333% | 8.333% | 8.333% | 8.333% | 8.333% | 8.333% | 8.333% | 8.333% | 8.333% | 0% | 0% | 0% | 0% | 0% | 0% | 0% | 0% | 0% | 0% | 0% | 0% | 0% | 0% | 0% | 0% | 0% | 0% | 0% | 0% | 0% | 0% | 0% | 0% | 10 | 14
Commercial_Office_Water Heating_Natural Gas_Water Heater_Distribution | Commercial | Office | Water Heating | Natural Gas | Water Heater | Distribution | 10% | 10% | 10% | 10% | 10% | 10% | 10% | 10% | 10% | 10% | 1.11e-14% | 0% | 0% | 0% | 0% | 0% | 0% | 0% | 0% | 0% | 0% | 0% | 0% | 0% | 0% | 0% | 0% | 0% | 0% | 0% | 0% | 0% | 0% | 0% | 0% | 0% | 8 | 12
Commercial_Office_Food Preparation_Natural Gas_Oven_Distribution | Commercial | Office | Food Preparation | Natural Gas | Oven | Distribution | 8.333% | 8.333% | 8.333% | 8.333% | 8.333% | 8.333% | 8.333% | 8.333% | 8.333% | 8.333% | 8.333% | 8.333% | 0% | 0% | 0% | 0% | 0% | 0% | 0% | 0% | 0% | 0% | 0% | 0% | 0% | 0% | 0% | 0% | 0% | 0% | 0% | 0% | 0% | 0% | 0% | 0% | 10 | 14
Commercial_Office_Food Preparation_Natural Gas_Conveyor Oven_Distribution | Commercial | Office | Food Preparation | Natural Gas | Conveyor Oven | Distribution | 5.882% | 5.882% | 5.882% | 5.882% | 5.882% | 5.882% | 5.882% | 5.882% | 5.882% | 5.882% | 5.882% | 5.882% | 5.882% | 5.882% | 5.882% | 5.882% | 5.882% | 0% | 0% | 0% | 0% | 0% | 0% | 0% | 0% | 0% | 0% | 0% | 0% | 0% | 0% | 0% | 0% | 0% | 0% | 0% | 15 | 19
Commercial_Office_Food Preparation_Natural Gas_Double Rack Oven_Distribution | Commercial | Office | Food Preparation | Natural Gas | Double Rack Oven | Distribution | 8.333% | 8.333% | 8.333% | 8.333% | 8.333% | 8.333% | 8.333% | 8.333% | 8.333% | 8.333% | 8.333% | 8.333% | 0% | 0% | 0% | 0% | 0% | 0% | 0% | 0% | 0% | 0% | 0% | 0% | 0% | 0% | 0% | 0% | 0% | 0% | 0% | 0% | 0% | 0% | 0% | 0% | 10 | 14
Commercial_Office_Food Preparation_Natural Gas_Fryer_Distribution | Commercial | Office | Food Preparation | Natural Gas | Fryer | Distribution | 18.18% | 18.18% | 18.18% | 18.18% | 18.18% | 9.091% | 0% | 0% | 0% | 0% | 0% | 0% | 0% | 0% | 0% | 0% | 0% | 0% | 0% | 0% | 0% | 0% | 0% | 0% | 0% | 0% | 0% | 0% | 0% | 0% | 0% | 0% | 0% | 0% | 0% | 0% | 4 | 7
Commercial_Office_Food Preparation_Natural Gas_Broiler_Distribution | Commercial | Office | Food Preparation | Natural Gas | Broiler | Distribution | 8.333% | 8.333% | 8.333% | 8.333% | 8.333% | 8.333% | 8.333% | 8.333% | 8.333% | 8.333% | 8.333% | 8.333% | 0% | 0% | 0% | 0% | 0% | 0% | 0% | 0% | 0% | 0% | 0% | 0% | 0% | 0% | 0% | 0% | 0% | 0% | 0% | 0% | 0% | 0% | 0% | 0% | 10 | 14
Commercial_Office_Food Preparation_Natural Gas_Griddle_Distribution | Commercial | Office | Food Preparation | Natural Gas | Griddle | Distribution | 8.333% | 8.333% | 8.333% | 8.333% | 8.333% | 8.333% | 8.333% | 8.333% | 8.333% | 8.333% | 8.333% | 8.333% | 0% | 0% | 0% | 0% | 0% | 0% | 0% | 0% | 0% | 0% | 0% | 0% | 0% | 0% | 0% | 0% | 0% | 0% | 0% | 0% | 0% | 0% | 0% | 0% | 10 | 14
Commercial_Office_Food Preparation_Natural Gas_Range_Distribution | Commercial | Office | Food Preparation | Natural Gas | Range | Distribution | 10% | 10% | 10% | 10% | 10% | 10% | 10% | 10% | 10% | 10% | 1.11e-14% | 0% | 0% | 0% | 0% | 0% | 0% | 0% | 0% | 0% | 0% | 0% | 0% | 0% | 0% | 0% | 0% | 0% | 0% | 0% | 0% | 0% | 0% | 0% | 0% | 0% | 8 | 12
Commercial_Office_Food Preparation_Natural Gas_Steamer_Distribution | Commercial | Office | Food Preparation | Natural Gas | Steamer | Distribution | 8.333% | 8.333% | 8.333% | 8.333% | 8.333% | 8.333% | 8.333% | 8.333% | 8.333% | 8.333% | 8.333% | 8.333% | 0% | 0% | 0% | 0% | 0% | 0% | 0% | 0% | 0% | 0% | 0% | 0% | 0% | 0% | 0% | 0% | 0% | 0% | 0% | 0% | 0% | 0% | 0% | 0% | 8 | 16
Commercial_Office_Food Preparation_Natural Gas_Food Prep Other_Distribution | Commercial | Office | Food Preparation | Natural Gas | Food Prep Other | Distribution | 10% | 10% | 10% | 10% | 10% | 10% | 10% | 10% | 10% | 10% | 1.11e-14% | 0% | 0% | 0% | 0% | 0% | 0% | 0% | 0% | 0% | 0% | 0% | 0% | 0% | 0% | 0% | 0% | 0% | 0% | 0% | 0% | 0% | 0% | 0% | 0% | 0% | 8 | 12
Commercial_Office_Miscellaneous_Natural Gas_Pool Heater_Distribution | Commercial | Office | Miscellaneous | Natural Gas | Pool Heater | Distribution | 16.67% | 16.67% | 16.67% | 16.67% | 16.67% | 16.67% | 1.11e-14% | 0% | 0% | 0% | 0% | 0% | 0% | 0% | 0% | 0% | 0% | 0% | 0% | 0% | 0% | 0% | 0% | 0% | 0% | 0% | 0% | 0% | 0% | 0% | 0% | 0% | 0% | 0% | 0% | 0% | 4 | 8
Commercial_Office_Miscellaneous_Natural Gas_Miscellaneous_Distribution | Commercial | Office | Miscellaneous | Natural Gas | Miscellaneous | Distribution | 20% | 20% | 20% | 20% | 20% | 0% | 0% | 0% | 0% | 0% | 0% | 0% | 0% | 0% | 0% | 0% | 0% | 0% | 0% | 0% | 0% | 0% | 0% | 0% | 0% | 0% | 0% | 0% | 0% | 0% | 0% | 0% | 0% | 0% | 0% | 0% | 2 | 8
Commercial_Restaurant_Space Heating_Natural Gas_Furnace_Distribution | Commercial | Restaurant | Space Heating | Natural Gas | Furnace | Distribution | 4.348% | 4.348% | 4.348% | 4.348% | 4.348% | 4.348% | 4.348% | 4.348% | 4.348% | 4.348% | 4.348% | 4.348% | 4.348% | 4.348% | 4.348% | 4.348% | 4.348% | 4.348% | 4.348% | 4.348% | 4.348% | 4.348% | 4.348% | 4.441e-14% | 0% | 0% | 0% | 0% | 0% | 0% | 0% | 0% | 0% | 0% | 0% | 0% | 17 | 29
Commercial_Restaurant_Space Heating_Natural Gas_Boiler_Distribution | Commercial | Restaurant | Space Heating | Natural Gas | Boiler | Distribution | 4% | [35 empty] | 20 | 30 | bar: 1 to 35
Commercial_Restaurant_Space Heating_Natural Gas_Unit Heater_Distribution | Commercial | Restaurant | Space Heating | Natural Gas | Unit Heater | Distribution | 8.333% | 8.333% | 8.333% | 8.333% | 8.333% | 8.333% | 8.333% | 8.333% | 8.333% | 8.333% | 8.333% | 8.333% | 0% | 0% | 0% | 0% | 0% | 0% | 0% | 0% | 0% | 0% | 0% | 0% | 0% | 0% | 0% | 0% | 0% | 0% | 0% | 0% | 0% | 0% | 0% | 0% | 10 | 14
Commercial_Restaurant_Water Heating_Natural Gas_Water Heater_Distribution | Commercial | Restaurant | Water Heating | Natural Gas | Water Heater | Distribution | 10% | 10% | 10% | 10% | 10% | 10% | 10% | 10% | 10% | 10% | 1.11e-14% | 0% | 0% | 0% | 0% | 0% | 0% | 0% | 0% | 0% | 0% | 0% | 0% | 0% | 0% | 0% | 0% | 0% | 0% | 0% | 0% | 0% | 0% | 0% | 0% | 0% | 8 | 12
Commercial_Restaurant_Food Preparation_Natural Gas_Oven_Distribution | Commercial | Restaurant | Food Preparation | Natural Gas | Oven | Distribution | 8.333% | 8.333% | 8.333% | 8.333% | 8.333% | 8.333% | 8.333% | 8.333% | 8.333% | 8.333% | 8.333% | 8.333% | 0% | 0% | 0% | 0% | 0% | 0% | 0% | 0% | 0% | 0% | 0% | 0% | 0% | 0% | 0% | 0% | 0% | 0% | 0% | 0% | 0% | 0% | 0% | 0% | 10 | 14
Commercial_Restaurant_Food Preparation_Natural Gas_Conveyor Oven_Distribution | Commercial | Restaurant | Food Preparation | Natural Gas | Conveyor Oven | Distribution | 5.882% | 5.882% | 5.882% | 5.882% | 5.882% | 5.882% | 5.882% | 5.882% | 5.882% | 5.882% | 5.882% | 5.882% | 5.882% | 5.882% | 5.882% | 5.882% | 5.882% | 0% | 0% | 0% | 0% | 0% | 0% | 0% | 0% | 0% | 0% | 0% | 0% | 0% | 0% | 0% | 0% | 0% | 0% | 0% | 15 | 19
Commercial_Restaurant_Food Preparation_Natural Gas_Double Rack Oven_Distribution | Commercial | Restaurant | Food Preparation | Natural Gas | Double Rack Oven | Distribution | 8.333% | 8.333% | 8.333% | 8.333% | 8.333% | 8.333% | 8.333% | 8.333% | 8.333% | 8.333% | 8.333% | 8.333% | 0% | 0% | 0% | 0% | 0% | 0% | 0% | 0% | 0% | 0% | 0% | 0% | 0% | 0% | 0% | 0% | 0% | 0% | 0% | 0% | 0% | 0% | 0% | 0% | 10 | 14
Commercial_Restaurant_Food Preparation_Natural Gas_Fryer_Distribution | Commercial | Restaurant | Food Preparation | Natural Gas | Fryer | Distribution | 18.18% | 18.18% | 18.18% | 18.18% | 18.18% | 9.091% | 0% | 0% | 0% | 0% | 0% | 0% | 0% | 0% | 0% | 0% | 0% | 0% | 0% | 0% | 0% | 0% | 0% | 0% | 0% | 0% | 0% | 0% | 0% | 0% | 0% | 0% | 0% | 0% | 0% | 0% | 4 | 7
Commercial_Restaurant_Food Preparation_Natural Gas_Broiler_Distribution | Commercial | Restaurant | Food Preparation | Natural Gas | Broiler | Distribution | 8.333% | 8.333% | 8.333% | 8.333% | 8.333% | 8.333% | 8.333% | 8.333% | 8.333% | 8.333% | 8.333% | 8.333% | 0% | 0% | 0% | 0% | 0% | 0% | 0% | 0% | 0% | 0% | 0% | 0% | 0% | 0% | 0% | 0% | 0% | 0% | 0% | 0% | 0% | 0% | 0% | 0% | 10 | 14
Commercial_Restaurant_Food Preparation_Natural Gas_Griddle_Distribution | Commercial | Restaurant | Food Preparation | Natural Gas | Griddle | Distribution | 8.333% | 8.333% | 8.333% | 8.333% | 8.333% | 8.333% | 8.333% | 8.333% | 8.333% | 8.333% | 8.333% | 8.333% | 0% | 0% | 0% | 0% | 0% | 0% | 0% | 0% | 0% | 0% | 0% | 0% | 0% | 0% | 0% | 0% | 0% | 0% | 0% | 0% | 0% | 0% | 0% | 0% | 10 | 14
Commercial_Restaurant_Food Preparation_Natural Gas_Range_Distribution | Commercial | Restaurant | Food Preparation | Natural Gas | Range | Distribution | 10% | 10% | 10% | 10% | 10% | 10% | 10% | 10% | 10% | 10% | 1.11e-14% | 0% | 0% | 0% | 0% | 0% | 0% | 0% | 0% | 0% | 0% | 0% | 0% | 0% | 0% | 0% | 0% | 0% | 0% | 0% | 0% | 0% | 0% | 0% | 0% | 0% | 8 | 12
Commercial_Restaurant_Food Preparation_Natural Gas_Steamer_Distribution | Commercial | Restaurant | Food Preparation | Natural Gas | Steamer | Distribution | 8.333% | 8.333% | 8.333% | 8.333% | 8.333% | 8.333% | 8.333% | 8.333% | 8.333% | 8.333% | 8.333% | 8.333% | 0% | 0% | 0% | 0% | 0% | 0% | 0% | 0% | 0% | 0% | 0% | 0% | 0% | 0% | 0% | 0% | 0% | 0% | 0% | 0% | 0% | 0% | 0% | 0% | 8 | 16
Commercial_Restaurant_Food Preparation_Natural Gas_Food Prep Other_Distribution | Commercial | Restaurant | Food Preparation | Natural Gas | Food Prep Other | Distribution | 10% | 10% | 10% | 10% | 10% | 10% | 10% | 10% | 10% | 10% | 1.11e-14% | 0% | 0% | 0% | 0% | 0% | 0% | 0% | 0% | 0% | 0% | 0% | 0% | 0% | 0% | 0% | 0% | 0% | 0% | 0% | 0% | 0% | 0% | 0% | 0% | 0% | 8 | 12
Commercial_Restaurant_Miscellaneous_Natural Gas_Pool Heater_Distribution | Commercial | Restaurant | Miscellaneous | Natural Gas | Pool Heater | Distribution | 16.67% | 16.67% | 16.67% | 16.67% | 16.67% | 16.67% | 1.11e-14% | 0% | 0% | 0% | 0% | 0% | 0% | 0% | 0% | 0% | 0% | 0% | 0% | 0% | 0% | 0% | 0% | 0% | 0% | 0% | 0% | 0% | 0% | 0% | 0% | 0% | 0% | 0% | 0% | 0% | 4 | 8
Commercial_Restaurant_Miscellaneous_Natural Gas_Miscellaneous_Distribution | Commercial | Restaurant | Miscellaneous | Natural Gas | Miscellaneous | Distribution | 20% | 20% | 20% | 20% | 20% | 0% | 0% | 0% | 0% | 0% | 0% | 0% | 0% | 0% | 0% | 0% | 0% | 0% | 0% | 0% | 0% | 0% | 0% | 0% | 0% | 0% | 0% | 0% | 0% | 0% | 0% | 0% | 0% | 0% | 0% | 0% | 2 | 8
Commercial_Retail_Space Heating_Natural Gas_Furnace_Distribution | Commercial | Retail | Space Heating | Natural Gas | Furnace | Distribution | 4.348% | 4.348% | 4.348% | 4.348% | 4.348% | 4.348% | 4.348% | 4.348% | 4.348% | 4.348% | 4.348% | 4.348% | 4.348% | 4.348% | 4.348% | 4.348% | 4.348% | 4.348% | 4.348% | 4.348% | 4.348% | 4.348% | 4.348% | 4.441e-14% | 0% | 0% | 0% | 0% | 0% | 0% | 0% | 0% | 0% | 0% | 0% | 0% | 17 | 29
Commercial_Retail_Space Heating_Natural Gas_Boiler_Distribution | Commercial | Retail | Space Heating | Natural Gas | Boiler | Distribution | 4% | [35 empty] | 20 | 30 | bar: 1 to 35
Commercial_Retail_Space Heating_Natural Gas_Unit Heater_Distribution | Commercial | Retail | Space Heating | Natural Gas | Unit Heater | Distribution | 8.333% | 8.333% | 8.333% | 8.333% | 8.333% | 8.333% | 8.333% | 8.333% | 8.333% | 8.333% | 8.333% | 8.333% | 0% | 0% | 0% | 0% | 0% | 0% | 0% | 0% | 0% | 0% | 0% | 0% | 0% | 0% | 0% | 0% | 0% | 0% | 0% | 0% | 0% | 0% | 0% | 0% | 10 | 14
Commercial_Retail_Water Heating_Natural Gas_Water Heater_Distribution | Commercial | Retail | Water Heating | Natural Gas | Water Heater | Distribution | 10% | 10% | 10% | 10% | 10% | 10% | 10% | 10% | 10% | 10% | 1.11e-14% | 0% | 0% | 0% | 0% | 0% | 0% | 0% | 0% | 0% | 0% | 0% | 0% | 0% | 0% | 0% | 0% | 0% | 0% | 0% | 0% | 0% | 0% | 0% | 0% | 0% | 8 | 12
Commercial_Retail_Food Preparation_Natural Gas_Oven_Distribution | Commercial | Retail | Food Preparation | Natural Gas | Oven | Distribution | 8.333% | 8.333% | 8.333% | 8.333% | 8.333% | 8.333% | 8.333% | 8.333% | 8.333% | 8.333% | 8.333% | 8.333% | 0% | 0% | 0% | 0% | 0% | 0% | 0% | 0% | 0% | 0% | 0% | 0% | 0% | 0% | 0% | 0% | 0% | 0% | 0% | 0% | 0% | 0% | 0% | 0% | 10 | 14
Commercial_Retail_Food Preparation_Natural Gas_Conveyor Oven_Distribution | Commercial | Retail | Food Preparation | Natural Gas | Conveyor Oven | Distribution | 5.882% | 5.882% | 5.882% | 5.882% | 5.882% | 5.882% | 5.882% | 5.882% | 5.882% | 5.882% | 5.882% | 5.882% | 5.882% | 5.882% | 5.882% | 5.882% | 5.882% | 0% | 0% | 0% | 0% | 0% | 0% | 0% | 0% | 0% | 0% | 0% | 0% | 0% | 0% | 0% | 0% | 0% | 0% | 0% | 15 | 19
Commercial_Retail_Food Preparation_Natural Gas_Double Rack Oven_Distribution | Commercial | Retail | Food Preparation | Natural Gas | Double Rack Oven | Distribution | 8.333% | 8.333% | 8.333% | 8.333% | 8.333% | 8.333% | 8.333% | 8.333% | 8.333% | 8.333% | 8.333% | 8.333% | 0% | 0% | 0% | 0% | 0% | 0% | 0% | 0% | 0% | 0% | 0% | 0% | 0% | 0% | 0% | 0% | 0% | 0% | 0% | 0% | 0% | 0% | 0% | 0% | 10 | 14
Commercial_Retail_Food Preparation_Natural Gas_Fryer_Distribution | Commercial | Retail | Food Preparation | Natural Gas | Fryer | Distribution | 18.18% | 18.18% | 18.18% | 18.18% | 18.18% | 9.091% | 0% | 0% | 0% | 0% | 0% | 0% | 0% | 0% | 0% | 0% | 0% | 0% | 0% | 0% | 0% | 0% | 0% | 0% | 0% | 0% | 0% | 0% | 0% | 0% | 0% | 0% | 0% | 0% | 0% | 0% | 4 | 7
Commercial_Retail_Food Preparation_Natural Gas_Broiler_Distribution | Commercial | Retail | Food Preparation | Natural Gas | Broiler | Distribution | 8.333% | 8.333% | 8.333% | 8.333% | 8.333% | 8.333% | 8.333% | 8.333% | 8.333% | 8.333% | 8.333% | 8.333% | 0% | 0% | 0% | 0% | 0% | 0% | 0% | 0% | 0% | 0% | 0% | 0% | 0% | 0% | 0% | 0% | 0% | 0% | 0% | 0% | 0% | 0% | 0% | 0% | 10 | 14
Commercial_Retail_Food Preparation_Natural Gas_Griddle_Distribution | Commercial | Retail | Food Preparation | Natural Gas | Griddle | Distribution | 8.333% | 8.333% | 8.333% | 8.333% | 8.333% | 8.333% | 8.333% | 8.333% | 8.333% | 8.333% | 8.333% | 8.333% | 0% | 0% | 0% | 0% | 0% | 0% | 0% | 0% | 0% | 0% | 0% | 0% | 0% | 0% | 0% | 0% | 0% | 0% | 0% | 0% | 0% | 0% | 0% | 0% | 10 | 14
Commercial_Retail_Food Preparation_Natural Gas_Range_Distribution | Commercial | Retail | Food Preparation | Natural Gas | Range | Distribution | 10% | 10% | 10% | 10% | 10% | 10% | 10% | 10% | 10% | 10% | 1.11e-14% | 0% | 0% | 0% | 0% | 0% | 0% | 0% | 0% | 0% | 0% | 0% | 0% | 0% | 0% | 0% | 0% | 0% | 0% | 0% | 0% | 0% | 0% | 0% | 0% | 0% | 8 | 12
Commercial_Retail_Food Preparation_Natural Gas_Steamer_Distribution | Commercial | Retail | Food Preparation | Natural Gas | Steamer | Distribution | 8.333% | 8.333% | 8.333% | 8.333% | 8.333% | 8.333% | 8.333% | 8.333% | 8.333% | 8.333% | 8.333% | 8.333% | 0% | 0% | 0% | 0% | 0% | 0% | 0% | 0% | 0% | 0% | 0% | 0% | 0% | 0% | 0% | 0% | 0% | 0% | 0% | 0% | 0% | 0% | 0% | 0% | 8 | 16
Commercial_Retail_Food Preparation_Natural Gas_Food Prep Other_Distribution | Commercial | Retail | Food Preparation | Natural Gas | Food Prep Other | Distribution | 10% | 10% | 10% | 10% | 10% | 10% | 10% | 10% | 10% | 10% | 1.11e-14% | 0% | 0% | 0% | 0% | 0% | 0% | 0% | 0% | 0% | 0% | 0% | 0% | 0% | 0% | 0% | 0% | 0% | 0% | 0% | 0% | 0% | 0% | 0% | 0% | 0% | 8 | 12
Commercial_Retail_Miscellaneous_Natural Gas_Pool Heater_Distribution | Commercial | Retail | Miscellaneous | Natural Gas | Pool Heater | Distribution | 16.67% | 16.67% | 16.67% | 16.67% | 16.67% | 16.67% | 1.11e-14% | 0% | 0% | 0% | 0% | 0% | 0% | 0% | 0% | 0% | 0% | 0% | 0% | 0% | 0% | 0% | 0% | 0% | 0% | 0% | 0% | 0% | 0% | 0% | 0% | 0% | 0% | 0% | 0% | 0% | 4 | 8
Commercial_Retail_Miscellaneous_Natural Gas_Miscellaneous_Distribution | Commercial | Retail | Miscellaneous | Natural Gas | Miscellaneous | Distribution | 20% | 20% | 20% | 20% | 20% | 0% | 0% | 0% | 0% | 0% | 0% | 0% | 0% | 0% | 0% | 0% | 0% | 0% | 0% | 0% | 0% | 0% | 0% | 0% | 0% | 0% | 0% | 0% | 0% | 0% | 0% | 0% | 0% | 0% | 0% | 0% | 2 | 8
Commercial_Grocery_Space Heating_Natural Gas_Furnace_Distribution | Commercial | Grocery | Space Heating | Natural Gas | Furnace | Distribution | 4.348% | 4.348% | 4.348% | 4.348% | 4.348% | 4.348% | 4.348% | 4.348% | 4.348% | 4.348% | 4.348% | 4.348% | 4.348% | 4.348% | 4.348% | 4.348% | 4.348% | 4.348% | 4.348% | 4.348% | 4.348% | 4.348% | 4.348% | 4.441e-14% | 0% | 0% | 0% | 0% | 0% | 0% | 0% | 0% | 0% | 0% | 0% | 0% | 17 | 29
Commercial_Grocery_Space Heating_Natural Gas_Boiler_Distribution | Commercial | Grocery | Space Heating | Natural Gas | Boiler | Distribution | 4% | [35 empty] | 20 | 30 | bar: 1 to 35
Commercial_Grocery_Space Heating_Natural Gas_Unit Heater_Distribution | Commercial | Grocery | Space Heating | Natural Gas | Unit Heater | Distribution | 8.333% | 8.333% | 8.333% | 8.333% | 8.333% | 8.333% | 8.333% | 8.333% | 8.333% | 8.333% | 8.333% | 8.333% | 0% | 0% | 0% | 0% | 0% | 0% | 0% | 0% | 0% | 0% | 0% | 0% | 0% | 0% | 0% | 0% | 0% | 0% | 0% | 0% | 0% | 0% | 0% | 0% | 10 | 14
Commercial_Grocery_Water Heating_Natural Gas_Water Heater_Distribution | Commercial | Grocery | Water Heating | Natural Gas | Water Heater | Distribution | 10% | 10% | 10% | 10% | 10% | 10% | 10% | 10% | 10% | 10% | 1.11e-14% | 0% | 0% | 0% | 0% | 0% | 0% | 0% | 0% | 0% | 0% | 0% | 0% | 0% | 0% | 0% | 0% | 0% | 0% | 0% | 0% | 0% | 0% | 0% | 0% | 0% | 8 | 12
Commercial_Grocery_Food Preparation_Natural Gas_Oven_Distribution | Commercial | Grocery | Food Preparation | Natural Gas | Oven | Distribution | 8.333% | 8.333% | 8.333% | 8.333% | 8.333% | 8.333% | 8.333% | 8.333% | 8.333% | 8.333% | 8.333% | 8.333% | 0% | 0% | 0% | 0% | 0% | 0% | 0% | 0% | 0% | 0% | 0% | 0% | 0% | 0% | 0% | 0% | 0% | 0% | 0% | 0% | 0% | 0% | 0% | 0% | 10 | 14
Commercial_Grocery_Food Preparation_Natural Gas_Conveyor Oven_Distribution | Commercial | Grocery | Food Preparation | Natural Gas | Conveyor Oven | Distribution | 5.882% | 5.882% | 5.882% | 5.882% | 5.882% | 5.882% | 5.882% | 5.882% | 5.882% | 5.882% | 5.882% | 5.882% | 5.882% | 5.882% | 5.882% | 5.882% | 5.882% | 0% | 0% | 0% | 0% | 0% | 0% | 0% | 0% | 0% | 0% | 0% | 0% | 0% | 0% | 0% | 0% | 0% | 0% | 0% | 15 | 19
Commercial_Grocery_Food Preparation_Natural Gas_Double Rack Oven_Distribution | Commercial | Grocery | Food Preparation | Natural Gas | Double Rack Oven | Distribution | 8.333% | 8.333% | 8.333% | 8.333% | 8.333% | 8.333% | 8.333% | 8.333% | 8.333% | 8.333% | 8.333% | 8.333% | 0% | 0% | 0% | 0% | 0% | 0% | 0% | 0% | 0% | 0% | 0% | 0% | 0% | 0% | 0% | 0% | 0% | 0% | 0% | 0% | 0% | 0% | 0% | 0% | 10 | 14
Commercial_Grocery_Food Preparation_Natural Gas_Fryer_Distribution | Commercial | Grocery | Food Preparation | Natural Gas | Fryer | Distribution | 18.18% | 18.18% | 18.18% | 18.18% | 18.18% | 9.091% | 0% | 0% | 0% | 0% | 0% | 0% | 0% | 0% | 0% | 0% | 0% | 0% | 0% | 0% | 0% | 0% | 0% | 0% | 0% | 0% | 0% | 0% | 0% | 0% | 0% | 0% | 0% | 0% | 0% | 0% | 4 | 7
Commercial_Grocery_Food Preparation_Natural Gas_Broiler_Distribution | Commercial | Grocery | Food Preparation | Natural Gas | Broiler | Distribution | 8.333% | 8.333% | 8.333% | 8.333% | 8.333% | 8.333% | 8.333% | 8.333% | 8.333% | 8.333% | 8.333% | 8.333% | 0% | 0% | 0% | 0% | 0% | 0% | 0% | 0% | 0% | 0% | 0% | 0% | 0% | 0% | 0% | 0% | 0% | 0% | 0% | 0% | 0% | 0% | 0% | 0% | 10 | 14
Commercial_Grocery_Food Preparation_Natural Gas_Griddle_Distribution | Commercial | Grocery | Food Preparation | Natural Gas | Griddle | Distribution | 8.333% | 8.333% | 8.333% | 8.333% | 8.333% | 8.333% | 8.333% | 8.333% | 8.333% | 8.333% | 8.333% | 8.333% | 0% | 0% | 0% | 0% | 0% | 0% | 0% | 0% | 0% | 0% | 0% | 0% | 0% | 0% | 0% | 0% | 0% | 0% | 0% | 0% | 0% | 0% | 0% | 0% | 10 | 14
Commercial_Grocery_Food Preparation_Natural Gas_Range_Distribution | Commercial | Grocery | Food Preparation | Natural Gas | Range | Distribution | 10% | 10% | 10% | 10% | 10% | 10% | 10% | 10% | 10% | 10% | 1.11e-14% | 0% | 0% | 0% | 0% | 0% | 0% | 0% | 0% | 0% | 0% | 0% | 0% | 0% | 0% | 0% | 0% | 0% | 0% | 0% | 0% | 0% | 0% | 0% | 0% | 0% | 8 | 12
Commercial_Grocery_Food Preparation_Natural Gas_Steamer_Distribution | Commercial | Grocery | Food Preparation | Natural Gas | Steamer | Distribution | 8.333% | 8.333% | 8.333% | 8.333% | 8.333% | 8.333% | 8.333% | 8.333% | 8.333% | 8.333% | 8.333% | 8.333% | 0% | 0% | 0% | 0% | 0% | 0% | 0% | 0% | 0% | 0% | 0% | 0% | 0% | 0% | 0% | 0% | 0% | 0% | 0% | 0% | 0% | 0% | 0% | 0% | 8 | 16
Commercial_Grocery_Food Preparation_Natural Gas_Food Prep Other_Distribution | Commercial | Grocery | Food Preparation | Natural Gas | Food Prep Other | Distribution | 10% | 10% | 10% | 10% | 10% | 10% | 10% | 10% | 10% | 10% | 1.11e-14% | 0% | 0% | 0% | 0% | 0% | 0% | 0% | 0% | 0% | 0% | 0% | 0% | 0% | 0% | 0% | 0% | 0% | 0% | 0% | 0% | 0% | 0% | 0% | 0% | 0% | 8 | 12
Commercial_Grocery_Miscellaneous_Natural Gas_Pool Heater_Distribution | Commercial | Grocery | Miscellaneous | Natural Gas | Pool Heater | Distribution | 16.67% | 16.67% | 16.67% | 16.67% | 16.67% | 16.67% | 1.11e-14% | 0% | 0% | 0% | 0% | 0% | 0% | 0% | 0% | 0% | 0% | 0% | 0% | 0% | 0% | 0% | 0% | 0% | 0% | 0% | 0% | 0% | 0% | 0% | 0% | 0% | 0% | 0% | 0% | 0% | 4 | 8
Commercial_Grocery_Miscellaneous_Natural Gas_Miscellaneous_Distribution | Commercial | Grocery | Miscellaneous | Natural Gas | Miscellaneous | Distribution | 20% | 20% | 20% | 20% | 20% | 0% | 0% | 0% | 0% | 0% | 0% | 0% | 0% | 0% | 0% | 0% | 0% | 0% | 0% | 0% | 0% | 0% | 0% | 0% | 0% | 0% | 0% | 0% | 0% | 0% | 0% | 0% | 0% | 0% | 0% | 0% | 2 | 8
Commercial_School_Space Heating_Natural Gas_Furnace_Distribution | Commercial | School | Space Heating | Natural Gas | Furnace | Distribution | 4.348% | 4.348% | 4.348% | 4.348% | 4.348% | 4.348% | 4.348% | 4.348% | 4.348% | 4.348% | 4.348% | 4.348% | 4.348% | 4.348% | 4.348% | 4.348% | 4.348% | 4.348% | 4.348% | 4.348% | 4.348% | 4.348% | 4.348% | 4.441e-14% | 0% | 0% | 0% | 0% | 0% | 0% | 0% | 0% | 0% | 0% | 0% | 0% | 17 | 29
Commercial_School_Space Heating_Natural Gas_Boiler_Distribution | Commercial | School | Space Heating | Natural Gas | Boiler | Distribution | 4% | [35 empty] | 20 | 30 | bar: 1 to 35
Commercial_School_Space Heating_Natural Gas_Unit Heater_Distribution | Commercial | School | Space Heating | Natural Gas | Unit Heater | Distribution | 8.333% | 8.333% | 8.333% | 8.333% | 8.333% | 8.333% | 8.333% | 8.333% | 8.333% | 8.333% | 8.333% | 8.333% | 0% | 0% | 0% | 0% | 0% | 0% | 0% | 0% | 0% | 0% | 0% | 0% | 0% | 0% | 0% | 0% | 0% | 0% | 0% | 0% | 0% | 0% | 0% | 0% | 10 | 14
Commercial_School_Water Heating_Natural Gas_Water Heater_Distribution | Commercial | School | Water Heating | Natural Gas | Water Heater | Distribution | 10% | 10% | 10% | 10% | 10% | 10% | 10% | 10% | 10% | 10% | 1.11e-14% | 0% | 0% | 0% | 0% | 0% | 0% | 0% | 0% | 0% | 0% | 0% | 0% | 0% | 0% | 0% | 0% | 0% | 0% | 0% | 0% | 0% | 0% | 0% | 0% | 0% | 8 | 12
Commercial_School_Food Preparation_Natural Gas_Oven_Distribution | Commercial | School | Food Preparation | Natural Gas | Oven | Distribution | 8.333% | 8.333% | 8.333% | 8.333% | 8.333% | 8.333% | 8.333% | 8.333% | 8.333% | 8.333% | 8.333% | 8.333% | 0% | 0% | 0% | 0% | 0% | 0% | 0% | 0% | 0% | 0% | 0% | 0% | 0% | 0% | 0% | 0% | 0% | 0% | 0% | 0% | 0% | 0% | 0% | 0% | 10 | 14
Commercial_School_Food Preparation_Natural Gas_Conveyor Oven_Distribution | Commercial | School | Food Preparation | Natural Gas | Conveyor Oven | Distribution | 5.882% | 5.882% | 5.882% | 5.882% | 5.882% | 5.882% | 5.882% | 5.882% | 5.882% | 5.882% | 5.882% | 5.882% | 5.882% | 5.882% | 5.882% | 5.882% | 5.882% | 0% | 0% | 0% | 0% | 0% | 0% | 0% | 0% | 0% | 0% | 0% | 0% | 0% | 0% | 0% | 0% | 0% | 0% | 0% | 15 | 19
Commercial_School_Food Preparation_Natural Gas_Double Rack Oven_Distribution | Commercial | School | Food Preparation | Natural Gas | Double Rack Oven | Distribution | 8.333% | 8.333% | 8.333% | 8.333% | 8.333% | 8.333% | 8.333% | 8.333% | 8.333% | 8.333% | 8.333% | 8.333% | 0% | 0% | 0% | 0% | 0% | 0% | 0% | 0% | 0% | 0% | 0% | 0% | 0% | 0% | 0% | 0% | 0% | 0% | 0% | 0% | 0% | 0% | 0% | 0% | 10 | 14
Commercial_School_Food Preparation_Natural Gas_Fryer_Distribution | Commercial | School | Food Preparation | Natural Gas | Fryer | Distribution | 18.18% | 18.18% | 18.18% | 18.18% | 18.18% | 9.091% | 0% | 0% | 0% | 0% | 0% | 0% | 0% | 0% | 0% | 0% | 0% | 0% | 0% | 0% | 0% | 0% | 0% | 0% | 0% | 0% | 0% | 0% | 0% | 0% | 0% | 0% | 0% | 0% | 0% | 0% | 4 | 7
Commercial_School_Food Preparation_Natural Gas_Broiler_Distribution | Commercial | School | Food Preparation | Natural Gas | Broiler | Distribution | 8.333% | 8.333% | 8.333% | 8.333% | 8.333% | 8.333% | 8.333% | 8.333% | 8.333% | 8.333% | 8.333% | 8.333% | 0% | 0% | 0% | 0% | 0% | 0% | 0% | 0% | 0% | 0% | 0% | 0% | 0% | 0% | 0% | 0% | 0% | 0% | 0% | 0% | 0% | 0% | 0% | 0% | 10 | 14
Commercial_School_Food Preparation_Natural Gas_Griddle_Distribution | Commercial | School | Food Preparation | Natural Gas | Griddle | Distribution | 8.333% | 8.333% | 8.333% | 8.333% | 8.333% | 8.333% | 8.333% | 8.333% | 8.333% | 8.333% | 8.333% | 8.333% | 0% | 0% | 0% | 0% | 0% | 0% | 0% | 0% | 0% | 0% | 0% | 0% | 0% | 0% | 0% | 0% | 0% | 0% | 0% | 0% | 0% | 0% | 0% | 0% | 10 | 14
Commercial_School_Food Preparation_Natural Gas_Range_Distribution | Commercial | School | Food Preparation | Natural Gas | Range | Distribution | 10% | 10% | 10% | 10% | 10% | 10% | 10% | 10% | 10% | 10% | 1.11e-14% | 0% | 0% | 0% | 0% | 0% | 0% | 0% | 0% | 0% | 0% | 0% | 0% | 0% | 0% | 0% | 0% | 0% | 0% | 0% | 0% | 0% | 0% | 0% | 0% | 0% | 8 | 12
Commercial_School_Food Preparation_Natural Gas_Steamer_Distribution | Commercial | School | Food Preparation | Natural Gas | Steamer | Distribution | 8.333% | 8.333% | 8.333% | 8.333% | 8.333% | 8.333% | 8.333% | 8.333% | 8.333% | 8.333% | 8.333% | 8.333% | 0% | 0% | 0% | 0% | 0% | 0% | 0% | 0% | 0% | 0% | 0% | 0% | 0% | 0% | 0% | 0% | 0% | 0% | 0% | 0% | 0% | 0% | 0% | 0% | 8 | 16
Commercial_School_Food Preparation_Natural Gas_Food Prep Other_Distribution | Commercial | School | Food Preparation | Natural Gas | Food Prep Other | Distribution | 10% | 10% | 10% | 10% | 10% | 10% | 10% | 10% | 10% | 10% | 1.11e-14% | 0% | 0% | 0% | 0% | 0% | 0% | 0% | 0% | 0% | 0% | 0% | 0% | 0% | 0% | 0% | 0% | 0% | 0% | 0% | 0% | 0% | 0% | 0% | 0% | 0% | 8 | 12
Commercial_School_Miscellaneous_Natural Gas_Pool Heater_Distribution | Commercial | School | Miscellaneous | Natural Gas | Pool Heater | Distribution | 16.67% | 16.67% | 16.67% | 16.67% | 16.67% | 16.67% | 1.11e-14% | 0% | 0% | 0% | 0% | 0% | 0% | 0% | 0% | 0% | 0% | 0% | 0% | 0% | 0% | 0% | 0% | 0% | 0% | 0% | 0% | 0% | 0% | 0% | 0% | 0% | 0% | 0% | 0% | 0% | 4 | 8
Commercial_School_Miscellaneous_Natural Gas_Miscellaneous_Distribution | Commercial | School | Miscellaneous | Natural Gas | Miscellaneous | Distribution | 20% | 20% | 20% | 20% | 20% | 0% | 0% | 0% | 0% | 0% | 0% | 0% | 0% | 0% | 0% | 0% | 0% | 0% | 0% | 0% | 0% | 0% | 0% | 0% | 0% | 0% | 0% | 0% | 0% | 0% | 0% | 0% | 0% | 0% | 0% | 0% | 2 | 8
Commercial_College_Space Heating_Natural Gas_Furnace_Distribution | Commercial | College | Space Heating | Natural Gas | Furnace | Distribution | 4.348% | 4.348% | 4.348% | 4.348% | 4.348% | 4.348% | 4.348% | 4.348% | 4.348% | 4.348% | 4.348% | 4.348% | 4.348% | 4.348% | 4.348% | 4.348% | 4.348% | 4.348% | 4.348% | 4.348% | 4.348% | 4.348% | 4.348% | 4.441e-14% | 0% | 0% | 0% | 0% | 0% | 0% | 0% | 0% | 0% | 0% | 0% | 0% | 17 | 29
Commercial_College_Space Heating_Natural Gas_Boiler_Distribution | Commercial | College | Space Heating | Natural Gas | Boiler | Distribution | 4% | [35 empty] | 20 | 30 | bar: 1 to 35
Commercial_College_Space Heating_Natural Gas_Unit Heater_Distribution | Commercial | College | Space Heating | Natural Gas | Unit Heater | Distribution | 8.333% | 8.333% | 8.333% | 8.333% | 8.333% | 8.333% | 8.333% | 8.333% | 8.333% | 8.333% | 8.333% | 8.333% | 0% | 0% | 0% | 0% | 0% | 0% | 0% | 0% | 0% | 0% | 0% | 0% | 0% | 0% | 0% | 0% | 0% | 0% | 0% | 0% | 0% | 0% | 0% | 0% | 10 | 14
Commercial_College_Water Heating_Natural Gas_Water Heater_Distribution | Commercial | College | Water Heating | Natural Gas | Water Heater | Distribution | 10% | 10% | 10% | 10% | 10% | 10% | 10% | 10% | 10% | 10% | 1.11e-14% | 0% | 0% | 0% | 0% | 0% | 0% | 0% | 0% | 0% | 0% | 0% | 0% | 0% | 0% | 0% | 0% | 0% | 0% | 0% | 0% | 0% | 0% | 0% | 0% | 0% | 8 | 12
Commercial_College_Food Preparation_Natural Gas_Oven_Distribution | Commercial | College | Food Preparation | Natural Gas | Oven | Distribution | 8.333% | 8.333% | 8.333% | 8.333% | 8.333% | 8.333% | 8.333% | 8.333% | 8.333% | 8.333% | 8.333% | 8.333% | 0% | 0% | 0% | 0% | 0% | 0% | 0% | 0% | 0% | 0% | 0% | 0% | 0% | 0% | 0% | 0% | 0% | 0% | 0% | 0% | 0% | 0% | 0% | 0% | 10 | 14
Commercial_College_Food Preparation_Natural Gas_Conveyor Oven_Distribution | Commercial | College | Food Preparation | Natural Gas | Conveyor Oven | Distribution | 5.882% | 5.882% | 5.882% | 5.882% | 5.882% | 5.882% | 5.882% | 5.882% | 5.882% | 5.882% | 5.882% | 5.882% | 5.882% | 5.882% | 5.882% | 5.882% | 5.882% | 0% | 0% | 0% | 0% | 0% | 0% | 0% | 0% | 0% | 0% | 0% | 0% | 0% | 0% | 0% | 0% | 0% | 0% | 0% | 15 | 19
Commercial_College_Food Preparation_Natural Gas_Double Rack Oven_Distribution | Commercial | College | Food Preparation | Natural Gas | Double Rack Oven | Distribution | 8.333% | 8.333% | 8.333% | 8.333% | 8.333% | 8.333% | 8.333% | 8.333% | 8.333% | 8.333% | 8.333% | 8.333% | 0% | 0% | 0% | 0% | 0% | 0% | 0% | 0% | 0% | 0% | 0% | 0% | 0% | 0% | 0% | 0% | 0% | 0% | 0% | 0% | 0% | 0% | 0% | 0% | 10 | 14
Commercial_College_Food Preparation_Natural Gas_Fryer_Distribution | Commercial | College | Food Preparation | Natural Gas | Fryer | Distribution | 18.18% | 18.18% | 18.18% | 18.18% | 18.18% | 9.091% | 0% | 0% | 0% | 0% | 0% | 0% | 0% | 0% | 0% | 0% | 0% | 0% | 0% | 0% | 0% | 0% | 0% | 0% | 0% | 0% | 0% | 0% | 0% | 0% | 0% | 0% | 0% | 0% | 0% | 0% | 4 | 7
Commercial_College_Food Preparation_Natural Gas_Broiler_Distribution | Commercial | College | Food Preparation | Natural Gas | Broiler | Distribution | 8.333% | 8.333% | 8.333% | 8.333% | 8.333% | 8.333% | 8.333% | 8.333% | 8.333% | 8.333% | 8.333% | 8.333% | 0% | 0% | 0% | 0% | 0% | 0% | 0% | 0% | 0% | 0% | 0% | 0% | 0% | 0% | 0% | 0% | 0% | 0% | 0% | 0% | 0% | 0% | 0% | 0% | 10 | 14
Commercial_College_Food Preparation_Natural Gas_Griddle_Distribution | Commercial | College | Food Preparation | Natural Gas | Griddle | Distribution | 8.333% | 8.333% | 8.333% | 8.333% | 8.333% | 8.333% | 8.333% | 8.333% | 8.333% | 8.333% | 8.333% | 8.333% | 0% | 0% | 0% | 0% | 0% | 0% | 0% | 0% | 0% | 0% | 0% | 0% | 0% | 0% | 0% | 0% | 0% | 0% | 0% | 0% | 0% | 0% | 0% | 0% | 10 | 14
Commercial_College_Food Preparation_Natural Gas_Range_Distribution | Commercial | College | Food Preparation | Natural Gas | Range | Distribution | 10% | 10% | 10% | 10% | 10% | 10% | 10% | 10% | 10% | 10% | 1.11e-14% | 0% | 0% | 0% | 0% | 0% | 0% | 0% | 0% | 0% | 0% | 0% | 0% | 0% | 0% | 0% | 0% | 0% | 0% | 0% | 0% | 0% | 0% | 0% | 0% | 0% | 8 | 12
Commercial_College_Food Preparation_Natural Gas_Steamer_Distribution | Commercial | College | Food Preparation | Natural Gas | Steamer | Distribution | 8.333% | 8.333% | 8.333% | 8.333% | 8.333% | 8.333% | 8.333% | 8.333% | 8.333% | 8.333% | 8.333% | 8.333% | 0% | 0% | 0% | 0% | 0% | 0% | 0% | 0% | 0% | 0% | 0% | 0% | 0% | 0% | 0% | 0% | 0% | 0% | 0% | 0% | 0% | 0% | 0% | 0% | 8 | 16
Commercial_College_Food Preparation_Natural Gas_Food Prep Other_Distribution | Commercial | College | Food Preparation | Natural Gas | Food Prep Other | Distribution | 10% | 10% | 10% | 10% | 10% | 10% | 10% | 10% | 10% | 10% | 1.11e-14% | 0% | 0% | 0% | 0% | 0% | 0% | 0% | 0% | 0% | 0% | 0% | 0% | 0% | 0% | 0% | 0% | 0% | 0% | 0% | 0% | 0% | 0% | 0% | 0% | 0% | 8 | 12
Commercial_College_Miscellaneous_Natural Gas_Pool Heater_Distribution | Commercial | College | Miscellaneous | Natural Gas | Pool Heater | Distribution | 16.67% | 16.67% | 16.67% | 16.67% | 16.67% | 16.67% | 1.11e-14% | 0% | 0% | 0% | 0% | 0% | 0% | 0% | 0% | 0% | 0% | 0% | 0% | 0% | 0% | 0% | 0% | 0% | 0% | 0% | 0% | 0% | 0% | 0% | 0% | 0% | 0% | 0% | 0% | 0% | 4 | 8
Commercial_College_Miscellaneous_Natural Gas_Miscellaneous_Distribution | Commercial | College | Miscellaneous | Natural Gas | Miscellaneous | Distribution | 20% | 20% | 20% | 20% | 20% | 0% | 0% | 0% | 0% | 0% | 0% | 0% | 0% | 0% | 0% | 0% | 0% | 0% | 0% | 0% | 0% | 0% | 0% | 0% | 0% | 0% | 0% | 0% | 0% | 0% | 0% | 0% | 0% | 0% | 0% | 0% | 2 | 8
Commercial_Hospital_Space Heating_Natural Gas_Furnace_Distribution | Commercial | Hospital | Space Heating | Natural Gas | Furnace | Distribution | 4.348% | 4.348% | 4.348% | 4.348% | 4.348% | 4.348% | 4.348% | 4.348% | 4.348% | 4.348% | 4.348% | 4.348% | 4.348% | 4.348% | 4.348% | 4.348% | 4.348% | 4.348% | 4.348% | 4.348% | 4.348% | 4.348% | 4.348% | 4.441e-14% | 0% | 0% | 0% | 0% | 0% | 0% | 0% | 0% | 0% | 0% | 0% | 0% | 17 | 29
Commercial_Hospital_Space Heating_Natural Gas_Boiler_Distribution | Commercial | Hospital | Space Heating | Natural Gas | Boiler | Distribution | 4% | [35 empty] | 20 | 30 | bar: 1 to 35
Commercial_Hospital_Space Heating_Natural Gas_Unit Heater_Distribution | Commercial | Hospital | Space Heating | Natural Gas | Unit Heater | Distribution | 8.333% | 8.333% | 8.333% | 8.333% | 8.333% | 8.333% | 8.333% | 8.333% | 8.333% | 8.333% | 8.333% | 8.333% | 0% | 0% | 0% | 0% | 0% | 0% | 0% | 0% | 0% | 0% | 0% | 0% | 0% | 0% | 0% | 0% | 0% | 0% | 0% | 0% | 0% | 0% | 0% | 0% | 10 | 14
Commercial_Hospital_Water Heating_Natural Gas_Water Heater_Distribution | Commercial | Hospital | Water Heating | Natural Gas | Water Heater | Distribution | 10% | 10% | 10% | 10% | 10% | 10% | 10% | 10% | 10% | 10% | 1.11e-14% | 0% | 0% | 0% | 0% | 0% | 0% | 0% | 0% | 0% | 0% | 0% | 0% | 0% | 0% | 0% | 0% | 0% | 0% | 0% | 0% | 0% | 0% | 0% | 0% | 0% | 8 | 12
Commercial_Hospital_Food Preparation_Natural Gas_Oven_Distribution | Commercial | Hospital | Food Preparation | Natural Gas | Oven | Distribution | 8.333% | 8.333% | 8.333% | 8.333% | 8.333% | 8.333% | 8.333% | 8.333% | 8.333% | 8.333% | 8.333% | 8.333% | 0% | 0% | 0% | 0% | 0% | 0% | 0% | 0% | 0% | 0% | 0% | 0% | 0% | 0% | 0% | 0% | 0% | 0% | 0% | 0% | 0% | 0% | 0% | 0% | 10 | 14
Commercial_Hospital_Food Preparation_Natural Gas_Conveyor Oven_Distribution | Commercial | Hospital | Food Preparation | Natural Gas | Conveyor Oven | Distribution | 5.882% | 5.882% | 5.882% | 5.882% | 5.882% | 5.882% | 5.882% | 5.882% | 5.882% | 5.882% | 5.882% | 5.882% | 5.882% | 5.882% | 5.882% | 5.882% | 5.882% | 0% | 0% | 0% | 0% | 0% | 0% | 0% | 0% | 0% | 0% | 0% | 0% | 0% | 0% | 0% | 0% | 0% | 0% | 0% | 15 | 19
Commercial_Hospital_Food Preparation_Natural Gas_Double Rack Oven_Distribution | Commercial | Hospital | Food Preparation | Natural Gas | Double Rack Oven | Distribution | 8.333% | 8.333% | 8.333% | 8.333% | 8.333% | 8.333% | 8.333% | 8.333% | 8.333% | 8.333% | 8.333% | 8.333% | 0% | 0% | 0% | 0% | 0% | 0% | 0% | 0% | 0% | 0% | 0% | 0% | 0% | 0% | 0% | 0% | 0% | 0% | 0% | 0% | 0% | 0% | 0% | 0% | 10 | 14
Commercial_Hospital_Food Preparation_Natural Gas_Fryer_Distribution | Commercial | Hospital | Food Preparation | Natural Gas | Fryer | Distribution | 18.18% | 18.18% | 18.18% | 18.18% | 18.18% | 9.091% | 0% | 0% | 0% | 0% | 0% | 0% | 0% | 0% | 0% | 0% | 0% | 0% | 0% | 0% | 0% | 0% | 0% | 0% | 0% | 0% | 0% | 0% | 0% | 0% | 0% | 0% | 0% | 0% | 0% | 0% | 4 | 7
Commercial_Hospital_Food Preparation_Natural Gas_Broiler_Distribution | Commercial | Hospital | Food Preparation | Natural Gas | Broiler | Distribution | 8.333% | 8.333% | 8.333% | 8.333% | 8.333% | 8.333% | 8.333% | 8.333% | 8.333% | 8.333% | 8.333% | 8.333% | 0% | 0% | 0% | 0% | 0% | 0% | 0% | 0% | 0% | 0% | 0% | 0% | 0% | 0% | 0% | 0% | 0% | 0% | 0% | 0% | 0% | 0% | 0% | 0% | 10 | 14
Commercial_Hospital_Food Preparation_Natural Gas_Griddle_Distribution | Commercial | Hospital | Food Preparation | Natural Gas | Griddle | Distribution | 8.333% | 8.333% | 8.333% | 8.333% | 8.333% | 8.333% | 8.333% | 8.333% | 8.333% | 8.333% | 8.333% | 8.333% | 0% | 0% | 0% | 0% | 0% | 0% | 0% | 0% | 0% | 0% | 0% | 0% | 0% | 0% | 0% | 0% | 0% | 0% | 0% | 0% | 0% | 0% | 0% | 0% | 10 | 14
Commercial_Hospital_Food Preparation_Natural Gas_Range_Distribution | Commercial | Hospital | Food Preparation | Natural Gas | Range | Distribution | 10% | 10% | 10% | 10% | 10% | 10% | 10% | 10% | 10% | 10% | 1.11e-14% | 0% | 0% | 0% | 0% | 0% | 0% | 0% | 0% | 0% | 0% | 0% | 0% | 0% | 0% | 0% | 0% | 0% | 0% | 0% | 0% | 0% | 0% | 0% | 0% | 0% | 8 | 12
Commercial_Hospital_Food Preparation_Natural Gas_Steamer_Distribution | Commercial | Hospital | Food Preparation | Natural Gas | Steamer | Distribution | 8.333% | 8.333% | 8.333% | 8.333% | 8.333% | 8.333% | 8.333% | 8.333% | 8.333% | 8.333% | 8.333% | 8.333% | 0% | 0% | 0% | 0% | 0% | 0% | 0% | 0% | 0% | 0% | 0% | 0% | 0% | 0% | 0% | 0% | 0% | 0% | 0% | 0% | 0% | 0% | 0% | 0% | 8 | 16
Commercial_Hospital_Food Preparation_Natural Gas_Food Prep Other_Distribution | Commercial | Hospital | Food Preparation | Natural Gas | Food Prep Other | Distribution | 10% | 10% | 10% | 10% | 10% | 10% | 10% | 10% | 10% | 10% | 1.11e-14% | 0% | 0% | 0% | 0% | 0% | 0% | 0% | 0% | 0% | 0% | 0% | 0% | 0% | 0% | 0% | 0% | 0% | 0% | 0% | 0% | 0% | 0% | 0% | 0% | 0% | 8 | 12
Commercial_Hospital_Miscellaneous_Natural Gas_Pool Heater_Distribution | Commercial | Hospital | Miscellaneous | Natural Gas | Pool Heater | Distribution | 16.67% | 16.67% | 16.67% | 16.67% | 16.67% | 16.67% | 1.11e-14% | 0% | 0% | 0% | 0% | 0% | 0% | 0% | 0% | 0% | 0% | 0% | 0% | 0% | 0% | 0% | 0% | 0% | 0% | 0% | 0% | 0% | 0% | 0% | 0% | 0% | 0% | 0% | 0% | 0% | 4 | 8
Commercial_Hospital_Miscellaneous_Natural Gas_Miscellaneous_Distribution | Commercial | Hospital | Miscellaneous | Natural Gas | Miscellaneous | Distribution | 20% | 20% | 20% | 20% | 20% | 0% | 0% | 0% | 0% | 0% | 0% | 0% | 0% | 0% | 0% | 0% | 0% | 0% | 0% | 0% | 0% | 0% | 0% | 0% | 0% | 0% | 0% | 0% | 0% | 0% | 0% | 0% | 0% | 0% | 0% | 0% | 2 | 8
Commercial_Other Health_Space Heating_Natural Gas_Furnace_Distribution | Commercial | Other Health | Space Heating | Natural Gas | Furnace | Distribution | 4.348% | 4.348% | 4.348% | 4.348% | 4.348% | 4.348% | 4.348% | 4.348% | 4.348% | 4.348% | 4.348% | 4.348% | 4.348% | 4.348% | 4.348% | 4.348% | 4.348% | 4.348% | 4.348% | 4.348% | 4.348% | 4.348% | 4.348% | 4.441e-14% | 0% | 0% | 0% | 0% | 0% | 0% | 0% | 0% | 0% | 0% | 0% | 0% | 17 | 29
Commercial_Other Health_Space Heating_Natural Gas_Boiler_Distribution | Commercial | Other Health | Space Heating | Natural Gas | Boiler | Distribution | 4% | [35 empty] | 20 | 30 | bar: 1 to 35
Commercial_Other Health_Space Heating_Natural Gas_Unit Heater_Distribution | Commercial | Other Health | Space Heating | Natural Gas | Unit Heater | Distribution | 8.333% | 8.333% | 8.333% | 8.333% | 8.333% | 8.333% | 8.333% | 8.333% | 8.333% | 8.333% | 8.333% | 8.333% | 0% | 0% | 0% | 0% | 0% | 0% | 0% | 0% | 0% | 0% | 0% | 0% | 0% | 0% | 0% | 0% | 0% | 0% | 0% | 0% | 0% | 0% | 0% | 0% | 10 | 14
Commercial_Other Health_Water Heating_Natural Gas_Water Heater_Distribution | Commercial | Other Health | Water Heating | Natural Gas | Water Heater | Distribution | 10% | 10% | 10% | 10% | 10% | 10% | 10% | 10% | 10% | 10% | 1.11e-14% | 0% | 0% | 0% | 0% | 0% | 0% | 0% | 0% | 0% | 0% | 0% | 0% | 0% | 0% | 0% | 0% | 0% | 0% | 0% | 0% | 0% | 0% | 0% | 0% | 0% | 8 | 12
Commercial_Other Health_Food Preparation_Natural Gas_Oven_Distribution | Commercial | Other Health | Food Preparation | Natural Gas | Oven | Distribution | 8.333% | 8.333% | 8.333% | 8.333% | 8.333% | 8.333% | 8.333% | 8.333% | 8.333% | 8.333% | 8.333% | 8.333% | 0% | 0% | 0% | 0% | 0% | 0% | 0% | 0% | 0% | 0% | 0% | 0% | 0% | 0% | 0% | 0% | 0% | 0% | 0% | 0% | 0% | 0% | 0% | 0% | 10 | 14
Commercial_Other Health_Food Preparation_Natural Gas_Conveyor Oven_Distribution | Commercial | Other Health | Food Preparation | Natural Gas | Conveyor Oven | Distribution | 5.882% | 5.882% | 5.882% | 5.882% | 5.882% | 5.882% | 5.882% | 5.882% | 5.882% | 5.882% | 5.882% | 5.882% | 5.882% | 5.882% | 5.882% | 5.882% | 5.882% | 0% | 0% | 0% | 0% | 0% | 0% | 0% | 0% | 0% | 0% | 0% | 0% | 0% | 0% | 0% | 0% | 0% | 0% | 0% | 15 | 19
Commercial_Other Health_Food Preparation_Natural Gas_Double Rack Oven_Distribution | Commercial | Other Health | Food Preparation | Natural Gas | Double Rack Oven | Distribution | 8.333% | 8.333% | 8.333% | 8.333% | 8.333% | 8.333% | 8.333% | 8.333% | 8.333% | 8.333% | 8.333% | 8.333% | 0% | 0% | 0% | 0% | 0% | 0% | 0% | 0% | 0% | 0% | 0% | 0% | 0% | 0% | 0% | 0% | 0% | 0% | 0% | 0% | 0% | 0% | 0% | 0% | 10 | 14
Commercial_Other Health_Food Preparation_Natural Gas_Fryer_Distribution | Commercial | Other Health | Food Preparation | Natural Gas | Fryer | Distribution | 18.18% | 18.18% | 18.18% | 18.18% | 18.18% | 9.091% | 0% | 0% | 0% | 0% | 0% | 0% | 0% | 0% | 0% | 0% | 0% | 0% | 0% | 0% | 0% | 0% | 0% | 0% | 0% | 0% | 0% | 0% | 0% | 0% | 0% | 0% | 0% | 0% | 0% | 0% | 4 | 7
Commercial_Other Health_Food Preparation_Natural Gas_Broiler_Distribution | Commercial | Other Health | Food Preparation | Natural Gas | Broiler | Distribution | 8.333% | 8.333% | 8.333% | 8.333% | 8.333% | 8.333% | 8.333% | 8.333% | 8.333% | 8.333% | 8.333% | 8.333% | 0% | 0% | 0% | 0% | 0% | 0% | 0% | 0% | 0% | 0% | 0% | 0% | 0% | 0% | 0% | 0% | 0% | 0% | 0% | 0% | 0% | 0% | 0% | 0% | 10 | 14
Commercial_Other Health_Food Preparation_Natural Gas_Griddle_Distribution | Commercial | Other Health | Food Preparation | Natural Gas | Griddle | Distribution | 8.333% | 8.333% | 8.333% | 8.333% | 8.333% | 8.333% | 8.333% | 8.333% | 8.333% | 8.333% | 8.333% | 8.333% | 0% | 0% | 0% | 0% | 0% | 0% | 0% | 0% | 0% | 0% | 0% | 0% | 0% | 0% | 0% | 0% | 0% | 0% | 0% | 0% | 0% | 0% | 0% | 0% | 10 | 14
Commercial_Other Health_Food Preparation_Natural Gas_Range_Distribution | Commercial | Other Health | Food Preparation | Natural Gas | Range | Distribution | 10% | 10% | 10% | 10% | 10% | 10% | 10% | 10% | 10% | 10% | 1.11e-14% | 0% | 0% | 0% | 0% | 0% | 0% | 0% | 0% | 0% | 0% | 0% | 0% | 0% | 0% | 0% | 0% | 0% | 0% | 0% | 0% | 0% | 0% | 0% | 0% | 0% | 8 | 12
Commercial_Other Health_Food Preparation_Natural Gas_Steamer_Distribution | Commercial | Other Health | Food Preparation | Natural Gas | Steamer | Distribution | 8.333% | 8.333% | 8.333% | 8.333% | 8.333% | 8.333% | 8.333% | 8.333% | 8.333% | 8.333% | 8.333% | 8.333% | 0% | 0% | 0% | 0% | 0% | 0% | 0% | 0% | 0% | 0% | 0% | 0% | 0% | 0% | 0% | 0% | 0% | 0% | 0% | 0% | 0% | 0% | 0% | 0% | 8 | 16
Commercial_Other Health_Food Preparation_Natural Gas_Food Prep Other_Distribution | Commercial | Other Health | Food Preparation | Natural Gas | Food Prep Other | Distribution | 10% | 10% | 10% | 10% | 10% | 10% | 10% | 10% | 10% | 10% | 1.11e-14% | 0% | 0% | 0% | 0% | 0% | 0% | 0% | 0% | 0% | 0% | 0% | 0% | 0% | 0% | 0% | 0% | 0% | 0% | 0% | 0% | 0% | 0% | 0% | 0% | 0% | 8 | 12
Commercial_Other Health_Miscellaneous_Natural Gas_Pool Heater_Distribution | Commercial | Other Health | Miscellaneous | Natural Gas | Pool Heater | Distribution | 16.67% | 16.67% | 16.67% | 16.67% | 16.67% | 16.67% | 1.11e-14% | 0% | 0% | 0% | 0% | 0% | 0% | 0% | 0% | 0% | 0% | 0% | 0% | 0% | 0% | 0% | 0% | 0% | 0% | 0% | 0% | 0% | 0% | 0% | 0% | 0% | 0% | 0% | 0% | 0% | 4 | 8
Commercial_Other Health_Miscellaneous_Natural Gas_Miscellaneous_Distribution | Commercial | Other Health | Miscellaneous | Natural Gas | Miscellaneous | Distribution | 20% | 20% | 20% | 20% | 20% | 0% | 0% | 0% | 0% | 0% | 0% | 0% | 0% | 0% | 0% | 0% | 0% | 0% | 0% | 0% | 0% | 0% | 0% | 0% | 0% | 0% | 0% | 0% | 0% | 0% | 0% | 0% | 0% | 0% | 0% | 0% | 2 | 8
Commercial_Lodging_Space Heating_Natural Gas_Furnace_Distribution | Commercial | Lodging | Space Heating | Natural Gas | Furnace | Distribution | 4.348% | 4.348% | 4.348% | 4.348% | 4.348% | 4.348% | 4.348% | 4.348% | 4.348% | 4.348% | 4.348% | 4.348% | 4.348% | 4.348% | 4.348% | 4.348% | 4.348% | 4.348% | 4.348% | 4.348% | 4.348% | 4.348% | 4.348% | 4.441e-14% | 0% | 0% | 0% | 0% | 0% | 0% | 0% | 0% | 0% | 0% | 0% | 0% | 17 | 29
Commercial_Lodging_Space Heating_Natural Gas_Boiler_Distribution | Commercial | Lodging | Space Heating | Natural Gas | Boiler | Distribution | 4% | [35 empty] | 20 | 30 | bar: 1 to 35
Commercial_Lodging_Space Heating_Natural Gas_Unit Heater_Distribution | Commercial | Lodging | Space Heating | Natural Gas | Unit Heater | Distribution | 8.333% | 8.333% | 8.333% | 8.333% | 8.333% | 8.333% | 8.333% | 8.333% | 8.333% | 8.333% | 8.333% | 8.333% | 0% | 0% | 0% | 0% | 0% | 0% | 0% | 0% | 0% | 0% | 0% | 0% | 0% | 0% | 0% | 0% | 0% | 0% | 0% | 0% | 0% | 0% | 0% | 0% | 10 | 14
Commercial_Lodging_Water Heating_Natural Gas_Water Heater_Distribution | Commercial | Lodging | Water Heating | Natural Gas | Water Heater | Distribution | 10% | 10% | 10% | 10% | 10% | 10% | 10% | 10% | 10% | 10% | 1.11e-14% | 0% | 0% | 0% | 0% | 0% | 0% | 0% | 0% | 0% | 0% | 0% | 0% | 0% | 0% | 0% | 0% | 0% | 0% | 0% | 0% | 0% | 0% | 0% | 0% | 0% | 8 | 12
Commercial_Lodging_Food Preparation_Natural Gas_Oven_Distribution | Commercial | Lodging | Food Preparation | Natural Gas | Oven | Distribution | 8.333% | 8.333% | 8.333% | 8.333% | 8.333% | 8.333% | 8.333% | 8.333% | 8.333% | 8.333% | 8.333% | 8.333% | 0% | 0% | 0% | 0% | 0% | 0% | 0% | 0% | 0% | 0% | 0% | 0% | 0% | 0% | 0% | 0% | 0% | 0% | 0% | 0% | 0% | 0% | 0% | 0% | 10 | 14
Commercial_Lodging_Food Preparation_Natural Gas_Conveyor Oven_Distribution | Commercial | Lodging | Food Preparation | Natural Gas | Conveyor Oven | Distribution | 5.882% | 5.882% | 5.882% | 5.882% | 5.882% | 5.882% | 5.882% | 5.882% | 5.882% | 5.882% | 5.882% | 5.882% | 5.882% | 5.882% | 5.882% | 5.882% | 5.882% | 0% | 0% | 0% | 0% | 0% | 0% | 0% | 0% | 0% | 0% | 0% | 0% | 0% | 0% | 0% | 0% | 0% | 0% | 0% | 15 | 19
Commercial_Lodging_Food Preparation_Natural Gas_Double Rack Oven_Distribution | Commercial | Lodging | Food Preparation | Natural Gas | Double Rack Oven | Distribution | 8.333% | 8.333% | 8.333% | 8.333% | 8.333% | 8.333% | 8.333% | 8.333% | 8.333% | 8.333% | 8.333% | 8.333% | 0% | 0% | 0% | 0% | 0% | 0% | 0% | 0% | 0% | 0% | 0% | 0% | 0% | 0% | 0% | 0% | 0% | 0% | 0% | 0% | 0% | 0% | 0% | 0% | 10 | 14
Commercial_Lodging_Food Preparation_Natural Gas_Fryer_Distribution | Commercial | Lodging | Food Preparation | Natural Gas | Fryer | Distribution | 18.18% | 18.18% | 18.18% | 18.18% | 18.18% | 9.091% | 0% | 0% | 0% | 0% | 0% | 0% | 0% | 0% | 0% | 0% | 0% | 0% | 0% | 0% | 0% | 0% | 0% | 0% | 0% | 0% | 0% | 0% | 0% | 0% | 0% | 0% | 0% | 0% | 0% | 0% | 4 | 7
Commercial_Lodging_Food Preparation_Natural Gas_Broiler_Distribution | Commercial | Lodging | Food Preparation | Natural Gas | Broiler | Distribution | 8.333% | 8.333% | 8.333% | 8.333% | 8.333% | 8.333% | 8.333% | 8.333% | 8.333% | 8.333% | 8.333% | 8.333% | 0% | 0% | 0% | 0% | 0% | 0% | 0% | 0% | 0% | 0% | 0% | 0% | 0% | 0% | 0% | 0% | 0% | 0% | 0% | 0% | 0% | 0% | 0% | 0% | 10 | 14
Commercial_Lodging_Food Preparation_Natural Gas_Griddle_Distribution | Commercial | Lodging | Food Preparation | Natural Gas | Griddle | Distribution | 8.333% | 8.333% | 8.333% | 8.333% | 8.333% | 8.333% | 8.333% | 8.333% | 8.333% | 8.333% | 8.333% | 8.333% | 0% | 0% | 0% | 0% | 0% | 0% | 0% | 0% | 0% | 0% | 0% | 0% | 0% | 0% | 0% | 0% | 0% | 0% | 0% | 0% | 0% | 0% | 0% | 0% | 10 | 14
Commercial_Lodging_Food Preparation_Natural Gas_Range_Distribution | Commercial | Lodging | Food Preparation | Natural Gas | Range | Distribution | 10% | 10% | 10% | 10% | 10% | 10% | 10% | 10% | 10% | 10% | 1.11e-14% | 0% | 0% | 0% | 0% | 0% | 0% | 0% | 0% | 0% | 0% | 0% | 0% | 0% | 0% | 0% | 0% | 0% | 0% | 0% | 0% | 0% | 0% | 0% | 0% | 0% | 8 | 12
Commercial_Lodging_Food Preparation_Natural Gas_Steamer_Distribution | Commercial | Lodging | Food Preparation | Natural Gas | Steamer | Distribution | 8.333% | 8.333% | 8.333% | 8.333% | 8.333% | 8.333% | 8.333% | 8.333% | 8.333% | 8.333% | 8.333% | 8.333% | 0% | 0% | 0% | 0% | 0% | 0% | 0% | 0% | 0% | 0% | 0% | 0% | 0% | 0% | 0% | 0% | 0% | 0% | 0% | 0% | 0% | 0% | 0% | 0% | 8 | 16
Commercial_Lodging_Food Preparation_Natural Gas_Food Prep Other_Distribution | Commercial | Lodging | Food Preparation | Natural Gas | Food Prep Other | Distribution | 10% | 10% | 10% | 10% | 10% | 10% | 10% | 10% | 10% | 10% | 1.11e-14% | 0% | 0% | 0% | 0% | 0% | 0% | 0% | 0% | 0% | 0% | 0% | 0% | 0% | 0% | 0% | 0% | 0% | 0% | 0% | 0% | 0% | 0% | 0% | 0% | 0% | 8 | 12
Commercial_Lodging_Miscellaneous_Natural Gas_Pool Heater_Distribution | Commercial | Lodging | Miscellaneous | Natural Gas | Pool Heater | Distribution | 16.67% | 16.67% | 16.67% | 16.67% | 16.67% | 16.67% | 1.11e-14% | 0% | 0% | 0% | 0% | 0% | 0% | 0% | 0% | 0% | 0% | 0% | 0% | 0% | 0% | 0% | 0% | 0% | 0% | 0% | 0% | 0% | 0% | 0% | 0% | 0% | 0% | 0% | 0% | 0% | 4 | 8
Commercial_Lodging_Miscellaneous_Natural Gas_Miscellaneous_Distribution | Commercial | Lodging | Miscellaneous | Natural Gas | Miscellaneous | Distribution | 20% | 20% | 20% | 20% | 20% | 0% | 0% | 0% | 0% | 0% | 0% | 0% | 0% | 0% | 0% | 0% | 0% | 0% | 0% | 0% | 0% | 0% | 0% | 0% | 0% | 0% | 0% | 0% | 0% | 0% | 0% | 0% | 0% | 0% | 0% | 0% | 2 | 8
Commercial_Warehouse_Space Heating_Natural Gas_Furnace_Distribution | Commercial | Warehouse | Space Heating | Natural Gas | Furnace | Distribution | 4.348% | 4.348% | 4.348% | 4.348% | 4.348% | 4.348% | 4.348% | 4.348% | 4.348% | 4.348% | 4.348% | 4.348% | 4.348% | 4.348% | 4.348% | 4.348% | 4.348% | 4.348% | 4.348% | 4.348% | 4.348% | 4.348% | 4.348% | 4.441e-14% | 0% | 0% | 0% | 0% | 0% | 0% | 0% | 0% | 0% | 0% | 0% | 0% | 17 | 29
Commercial_Warehouse_Space Heating_Natural Gas_Boiler_Distribution | Commercial | Warehouse | Space Heating | Natural Gas | Boiler | Distribution | 4% | [35 empty] | 20 | 30 | bar: 1 to 35
Commercial_Warehouse_Space Heating_Natural Gas_Unit Heater_Distribution | Commercial | Warehouse | Space Heating | Natural Gas | Unit Heater | Distribution | 8.333% | 8.333% | 8.333% | 8.333% | 8.333% | 8.333% | 8.333% | 8.333% | 8.333% | 8.333% | 8.333% | 8.333% | 0% | 0% | 0% | 0% | 0% | 0% | 0% | 0% | 0% | 0% | 0% | 0% | 0% | 0% | 0% | 0% | 0% | 0% | 0% | 0% | 0% | 0% | 0% | 0% | 10 | 14
Commercial_Warehouse_Water Heating_Natural Gas_Water Heater_Distribution | Commercial | Warehouse | Water Heating | Natural Gas | Water Heater | Distribution | 10% | 10% | 10% | 10% | 10% | 10% | 10% | 10% | 10% | 10% | 1.11e-14% | 0% | 0% | 0% | 0% | 0% | 0% | 0% | 0% | 0% | 0% | 0% | 0% | 0% | 0% | 0% | 0% | 0% | 0% | 0% | 0% | 0% | 0% | 0% | 0% | 0% | 8 | 12
Commercial_Warehouse_Food Preparation_Natural Gas_Oven_Distribution | Commercial | Warehouse | Food Preparation | Natural Gas | Oven | Distribution | 8.333% | 8.333% | 8.333% | 8.333% | 8.333% | 8.333% | 8.333% | 8.333% | 8.333% | 8.333% | 8.333% | 8.333% | 0% | 0% | 0% | 0% | 0% | 0% | 0% | 0% | 0% | 0% | 0% | 0% | 0% | 0% | 0% | 0% | 0% | 0% | 0% | 0% | 0% | 0% | 0% | 0% | 10 | 14
Commercial_Warehouse_Food Preparation_Natural Gas_Conveyor Oven_Distribution | Commercial | Warehouse | Food Preparation | Natural Gas | Conveyor Oven | Distribution | 5.882% | 5.882% | 5.882% | 5.882% | 5.882% | 5.882% | 5.882% | 5.882% | 5.882% | 5.882% | 5.882% | 5.882% | 5.882% | 5.882% | 5.882% | 5.882% | 5.882% | 0% | 0% | 0% | 0% | 0% | 0% | 0% | 0% | 0% | 0% | 0% | 0% | 0% | 0% | 0% | 0% | 0% | 0% | 0% | 15 | 19
Commercial_Warehouse_Food Preparation_Natural Gas_Double Rack Oven_Distribution | Commercial | Warehouse | Food Preparation | Natural Gas | Double Rack Oven | Distribution | 8.333% | 8.333% | 8.333% | 8.333% | 8.333% | 8.333% | 8.333% | 8.333% | 8.333% | 8.333% | 8.333% | 8.333% | 0% | 0% | 0% | 0% | 0% | 0% | 0% | 0% | 0% | 0% | 0% | 0% | 0% | 0% | 0% | 0% | 0% | 0% | 0% | 0% | 0% | 0% | 0% | 0% | 10 | 14
Commercial_Warehouse_Food Preparation_Natural Gas_Fryer_Distribution | Commercial | Warehouse | Food Preparation | Natural Gas | Fryer | Distribution | 18.18% | 18.18% | 18.18% | 18.18% | 18.18% | 9.091% | 0% | 0% | 0% | 0% | 0% | 0% | 0% | 0% | 0% | 0% | 0% | 0% | 0% | 0% | 0% | 0% | 0% | 0% | 0% | 0% | 0% | 0% | 0% | 0% | 0% | 0% | 0% | 0% | 0% | 0% | 4 | 7
Commercial_Warehouse_Food Preparation_Natural Gas_Broiler_Distribution | Commercial | Warehouse | Food Preparation | Natural Gas | Broiler | Distribution | 8.333% | 8.333% | 8.333% | 8.333% | 8.333% | 8.333% | 8.333% | 8.333% | 8.333% | 8.333% | 8.333% | 8.333% | 0% | 0% | 0% | 0% | 0% | 0% | 0% | 0% | 0% | 0% | 0% | 0% | 0% | 0% | 0% | 0% | 0% | 0% | 0% | 0% | 0% | 0% | 0% | 0% | 10 | 14
Commercial_Warehouse_Food Preparation_Natural Gas_Griddle_Distribution | Commercial | Warehouse | Food Preparation | Natural Gas | Griddle | Distribution | 8.333% | 8.333% | 8.333% | 8.333% | 8.333% | 8.333% | 8.333% | 8.333% | 8.333% | 8.333% | 8.333% | 8.333% | 0% | 0% | 0% | 0% | 0% | 0% | 0% | 0% | 0% | 0% | 0% | 0% | 0% | 0% | 0% | 0% | 0% | 0% | 0% | 0% | 0% | 0% | 0% | 0% | 10 | 14
Commercial_Warehouse_Food Preparation_Natural Gas_Range_Distribution | Commercial | Warehouse | Food Preparation | Natural Gas | Range | Distribution | 10% | 10% | 10% | 10% | 10% | 10% | 10% | 10% | 10% | 10% | 1.11e-14% | 0% | 0% | 0% | 0% | 0% | 0% | 0% | 0% | 0% | 0% | 0% | 0% | 0% | 0% | 0% | 0% | 0% | 0% | 0% | 0% | 0% | 0% | 0% | 0% | 0% | 8 | 12
Commercial_Warehouse_Food Preparation_Natural Gas_Steamer_Distribution | Commercial | Warehouse | Food Preparation | Natural Gas | Steamer | Distribution | 8.333% | 8.333% | 8.333% | 8.333% | 8.333% | 8.333% | 8.333% | 8.333% | 8.333% | 8.333% | 8.333% | 8.333% | 0% | 0% | 0% | 0% | 0% | 0% | 0% | 0% | 0% | 0% | 0% | 0% | 0% | 0% | 0% | 0% | 0% | 0% | 0% | 0% | 0% | 0% | 0% | 0% | 8 | 16
Commercial_Warehouse_Food Preparation_Natural Gas_Food Prep Other_Distribution | Commercial | Warehouse | Food Preparation | Natural Gas | Food Prep Other | Distribution | 10% | 10% | 10% | 10% | 10% | 10% | 10% | 10% | 10% | 10% | 1.11e-14% | 0% | 0% | 0% | 0% | 0% | 0% | 0% | 0% | 0% | 0% | 0% | 0% | 0% | 0% | 0% | 0% | 0% | 0% | 0% | 0% | 0% | 0% | 0% | 0% | 0% | 8 | 12
Commercial_Warehouse_Miscellaneous_Natural Gas_Pool Heater_Distribution | Commercial | Warehouse | Miscellaneous | Natural Gas | Pool Heater | Distribution | 16.67% | 16.67% | 16.67% | 16.67% | 16.67% | 16.67% | 1.11e-14% | 0% | 0% | 0% | 0% | 0% | 0% | 0% | 0% | 0% | 0% | 0% | 0% | 0% | 0% | 0% | 0% | 0% | 0% | 0% | 0% | 0% | 0% | 0% | 0% | 0% | 0% | 0% | 0% | 0% | 4 | 8
Commercial_Warehouse_Miscellaneous_Natural Gas_Miscellaneous_Distribution | Commercial | Warehouse | Miscellaneous | Natural Gas | Miscellaneous | Distribution | 20% | 20% | 20% | 20% | 20% | 0% | 0% | 0% | 0% | 0% | 0% | 0% | 0% | 0% | 0% | 0% | 0% | 0% | 0% | 0% | 0% | 0% | 0% | 0% | 0% | 0% | 0% | 0% | 0% | 0% | 0% | 0% | 0% | 0% | 0% | 0% | 2 | 8
Commercial_Miscellaneous_Space Heating_Natural Gas_Furnace_Distribution | Commercial | Miscellaneous | Space Heating | Natural Gas | Furnace | Distribution | 4.348% | 4.348% | 4.348% | 4.348% | 4.348% | 4.348% | 4.348% | 4.348% | 4.348% | 4.348% | 4.348% | 4.348% | 4.348% | 4.348% | 4.348% | 4.348% | 4.348% | 4.348% | 4.348% | 4.348% | 4.348% | 4.348% | 4.348% | 4.441e-14% | 0% | 0% | 0% | 0% | 0% | 0% | 0% | 0% | 0% | 0% | 0% | 0% | 17 | 29
Commercial_Miscellaneous_Space Heating_Natural Gas_Boiler_Distribution | Commercial | Miscellaneous | Space Heating | Natural Gas | Boiler | Distribution | 4% | [35 empty] | 20 | 30 | bar: 1 to 35
Commercial_Miscellaneous_Space Heating_Natural Gas_Unit Heater_Distribution | Commercial | Miscellaneous | Space Heating | Natural Gas | Unit Heater | Distribution | 8.333% | 8.333% | 8.333% | 8.333% | 8.333% | 8.333% | 8.333% | 8.333% | 8.333% | 8.333% | 8.333% | 8.333% | 0% | 0% | 0% | 0% | 0% | 0% | 0% | 0% | 0% | 0% | 0% | 0% | 0% | 0% | 0% | 0% | 0% | 0% | 0% | 0% | 0% | 0% | 0% | 0% | 10 | 14
Commercial_Miscellaneous_Water Heating_Natural Gas_Water Heater_Distribution | Commercial | Miscellaneous | Water Heating | Natural Gas | Water Heater | Distribution | 10% | 10% | 10% | 10% | 10% | 10% | 10% | 10% | 10% | 10% | 1.11e-14% | 0% | 0% | 0% | 0% | 0% | 0% | 0% | 0% | 0% | 0% | 0% | 0% | 0% | 0% | 0% | 0% | 0% | 0% | 0% | 0% | 0% | 0% | 0% | 0% | 0% | 8 | 12
Commercial_Miscellaneous_Food Preparation_Natural Gas_Oven_Distribution | Commercial | Miscellaneous | Food Preparation | Natural Gas | Oven | Distribution | 8.333% | 8.333% | 8.333% | 8.333% | 8.333% | 8.333% | 8.333% | 8.333% | 8.333% | 8.333% | 8.333% | 8.333% | 0% | 0% | 0% | 0% | 0% | 0% | 0% | 0% | 0% | 0% | 0% | 0% | 0% | 0% | 0% | 0% | 0% | 0% | 0% | 0% | 0% | 0% | 0% | 0% | 10 | 14
Commercial_Miscellaneous_Food Preparation_Natural Gas_Conveyor Oven_Distribution | Commercial | Miscellaneous | Food Preparation | Natural Gas | Conveyor Oven | Distribution | 5.882% | 5.882% | 5.882% | 5.882% | 5.882% | 5.882% | 5.882% | 5.882% | 5.882% | 5.882% | 5.882% | 5.882% | 5.882% | 5.882% | 5.882% | 5.882% | 5.882% | 0% | 0% | 0% | 0% | 0% | 0% | 0% | 0% | 0% | 0% | 0% | 0% | 0% | 0% | 0% | 0% | 0% | 0% | 0% | 15 | 19
Commercial_Miscellaneous_Food Preparation_Natural Gas_Double Rack Oven_Distribution | Commercial | Miscellaneous | Food Preparation | Natural Gas | Double Rack Oven | Distribution | 8.333% | 8.333% | 8.333% | 8.333% | 8.333% | 8.333% | 8.333% | 8.333% | 8.333% | 8.333% | 8.333% | 8.333% | 0% | 0% | 0% | 0% | 0% | 0% | 0% | 0% | 0% | 0% | 0% | 0% | 0% | 0% | 0% | 0% | 0% | 0% | 0% | 0% | 0% | 0% | 0% | 0% | 10 | 14
Commercial_Miscellaneous_Food Preparation_Natural Gas_Fryer_Distribution | Commercial | Miscellaneous | Food Preparation | Natural Gas | Fryer | Distribution | 18.18% | 18.18% | 18.18% | 18.18% | 18.18% | 9.091% | 0% | 0% | 0% | 0% | 0% | 0% | 0% | 0% | 0% | 0% | 0% | 0% | 0% | 0% | 0% | 0% | 0% | 0% | 0% | 0% | 0% | 0% | 0% | 0% | 0% | 0% | 0% | 0% | 0% | 0% | 4 | 7
Commercial_Miscellaneous_Food Preparation_Natural Gas_Broiler_Distribution | Commercial | Miscellaneous | Food Preparation | Natural Gas | Broiler | Distribution | 8.333% | 8.333% | 8.333% | 8.333% | 8.333% | 8.333% | 8.333% | 8.333% | 8.333% | 8.333% | 8.333% | 8.333% | 0% | 0% | 0% | 0% | 0% | 0% | 0% | 0% | 0% | 0% | 0% | 0% | 0% | 0% | 0% | 0% | 0% | 0% | 0% | 0% | 0% | 0% | 0% | 0% | 10 | 14
Commercial_Miscellaneous_Food Preparation_Natural Gas_Griddle_Distribution | Commercial | Miscellaneous | Food Preparation | Natural Gas | Griddle | Distribution | 8.333% | 8.333% | 8.333% | 8.333% | 8.333% | 8.333% | 8.333% | 8.333% | 8.333% | 8.333% | 8.333% | 8.333% | 0% | 0% | 0% | 0% | 0% | 0% | 0% | 0% | 0% | 0% | 0% | 0% | 0% | 0% | 0% | 0% | 0% | 0% | 0% | 0% | 0% | 0% | 0% | 0% | 10 | 14
Commercial_Miscellaneous_Food Preparation_Natural Gas_Range_Distribution | Commercial | Miscellaneous | Food Preparation | Natural Gas | Range | Distribution | 10% | 10% | 10% | 10% | 10% | 10% | 10% | 10% | 10% | 10% | 1.11e-14% | 0% | 0% | 0% | 0% | 0% | 0% | 0% | 0% | 0% | 0% | 0% | 0% | 0% | 0% | 0% | 0% | 0% | 0% | 0% | 0% | 0% | 0% | 0% | 0% | 0% | 8 | 12
Commercial_Miscellaneous_Food Preparation_Natural Gas_Steamer_Distribution | Commercial | Miscellaneous | Food Preparation | Natural Gas | Steamer | Distribution | 8.333% | 8.333% | 8.333% | 8.333% | 8.333% | 8.333% | 8.333% | 8.333% | 8.333% | 8.333% | 8.333% | 8.333% | 0% | 0% | 0% | 0% | 0% | 0% | 0% | 0% | 0% | 0% | 0% | 0% | 0% | 0% | 0% | 0% | 0% | 0% | 0% | 0% | 0% | 0% | 0% | 0% | 8 | 16
Commercial_Miscellaneous_Food Preparation_Natural Gas_Food Prep Other_Distribution | Commercial | Miscellaneous | Food Preparation | Natural Gas | Food Prep Other | Distribution | 10% | 10% | 10% | 10% | 10% | 10% | 10% | 10% | 10% | 10% | 1.11e-14% | 0% | 0% | 0% | 0% | 0% | 0% | 0% | 0% | 0% | 0% | 0% | 0% | 0% | 0% | 0% | 0% | 0% | 0% | 0% | 0% | 0% | 0% | 0% | 0% | 0% | 8 | 12
Commercial_Miscellaneous_Miscellaneous_Natural Gas_Pool Heater_Distribution | Commercial | Miscellaneous | Miscellaneous | Natural Gas | Pool Heater | Distribution | 16.67% | 16.67% | 16.67% | 16.67% | 16.67% | 16.67% | 1.11e-14% | 0% | 0% | 0% | 0% | 0% | 0% | 0% | 0% | 0% | 0% | 0% | 0% | 0% | 0% | 0% | 0% | 0% | 0% | 0% | 0% | 0% | 0% | 0% | 0% | 0% | 0% | 0% | 0% | 0% | 4 | 8
Commercial_Miscellaneous_Miscellaneous_Natural Gas_Miscellaneous_Distribution | Commercial | Miscellaneous | Miscellaneous | Natural Gas | Miscellaneous | Distribution | 20% | 20% | 20% | 20% | 20% | 0% | 0% | 0% | 0% | 0% | 0% | 0% | 0% | 0% | 0% | 0% | 0% | 0% | 0% | 0% | 0% | 0% | 0% | 0% | 0% | 0% | 0% | 0% | 0% | 0% | 0% | 0% | 0% | 0% | 0% | 0% | 2 | 8
Commercial_Office_Space Heating_Natural Gas_Furnace_Usage | Commercial | Office | Space Heating | Natural Gas | Furnace | Usage | 0.10195 | 0.10327 | 0.10459 | 0.10591 | 0.10723 | 0.10855 | 0.10987 | 0.11119 | 0.11251 | 0.11383 | 0.11515 | 0.11647 | 0.11779 | 0.11911 | 0.12043 | 0.12175 | 0.12307 | 0.12439 | 0.12571 | 0.12703 | 0.12835 | 0.12967 | 0.13099 | 0.13231 | 0 | 0 | 0 | 0 | 0 | 0 | 0 | 0 | 0 | 0 | 0 | 0
Commercial_Office_Space Heating_Natural Gas_Boiler_Usage | Commercial | Office | Space Heating | Natural Gas | Boiler | Usage | 0.53055 | 0.53398 | 0.5374 | 0.54082 | 0.54424 | 0.54767 | 0.55109 | 0.55451 | 0.55793 | 0.56135 | 0.56478 | 0.5682 | 0.57162 | 0.57504 | 0.57847 | 0.58189 | 0.58531 | 0.58873 | 0.59215 | 0.59558 | 0.599 | 0.60242 | 0.60584 | 0.60927 | 0.61269 | 0 | 0 | 0 | 0 | 0 | 0 | 0 | 0 | 0 | 0 | 0
Commercial_Office_Space Heating_Natural Gas_Unit Heater_Usage | Commercial | Office | Space Heating | Natural Gas | Unit Heater | Usage | 0.058236 | 0.058236 | 0.058236 | 0.058236 | 0.058236 | 0.058236 | 0.058236 | 0.058236 | 0.058236 | 0.058236 | 0.058236 | 0.058236 | 0 | 0 | 0 | 0 | 0 | 0 | 0 | 0 | 0 | 0 | 0 | 0 | 0 | 0 | 0 | 0 | 0 | 0 | 0 | 0 | 0 | 0 | 0 | 0
Commercial_Office_Water Heating_Natural Gas_Water Heater_Usage | Commercial | Office | Water Heating | Natural Gas | Water Heater | Usage | 0.15132 | 0.15833 | 0.16533 | 0.17233 | 0.17934 | 0.18634 | 0.19334 | 0.20034 | 0.20735 | 0.21435 | 0.22135 | 0 | 0 | 0 | 0 | 0 | 0 | 0 | 0 | 0 | 0 | 0 | 0 | 0 | 0 | 0 | 0 | 0 | 0 | 0 | 0 | 0 | 0 | 0 | 0 | 0
Commercial_Office_Food Preparation_Natural Gas_Oven_Usage | Commercial | Office | Food Preparation | Natural Gas | Oven | Usage | 0.11118 | 0.11118 | 0.11118 | 0.11118 | 0.11118 | 0.11118 | 0.11118 | 0.11118 | 0.11118 | 0.11118 | 0.11118 | 0.11118 | 0 | 0 | 0 | 0 | 0 | 0 | 0 | 0 | 0 | 0 | 0 | 0 | 0 | 0 | 0 | 0 | 0 | 0 | 0 | 0 | 0 | 0 | 0 | 0
Commercial_Office_Food Preparation_Natural Gas_Conveyor Oven_Usage | Commercial | Office | Food Preparation | Natural Gas | Conveyor Oven | Usage | 0.19024 | 0.19024 | 0.19024 | 0.19024 | 0.19024 | 0.19024 | 0.19024 | 0.19024 | 0.19024 | 0.19024 | 0.19024 | 0.19024 | 0.19024 | 0.19024 | 0.19024 | 0.19024 | 0.19024 | 0 | 0 | 0 | 0 | 0 | 0 | 0 | 0 | 0 | 0 | 0 | 0 | 0 | 0 | 0 | 0 | 0 | 0 | 0
Commercial_Office_Food Preparation_Natural Gas_Double Rack Oven_Usage | Commercial | Office | Food Preparation | Natural Gas | Double Rack Oven | Usage | 0.28901 | 0.28901 | 0.28901 | 0.28901 | 0.28901 | 0.28901 | 0.28901 | 0.28901 | 0.28901 | 0.28901 | 0.28901 | 0.28901 | 0 | 0 | 0 | 0 | 0 | 0 | 0 | 0 | 0 | 0 | 0 | 0 | 0 | 0 | 0 | 0 | 0 | 0 | 0 | 0 | 0 | 0 | 0 | 0
Commercial_Office_Food Preparation_Natural Gas_Fryer_Usage | Commercial | Office | Food Preparation | Natural Gas | Fryer | Usage | 0.17985 | 0.17985 | 0.17985 | 0.17985 | 0.17985 | 0.17985 | 0 | 0 | 0 | 0 | 0 | 0 | 0 | 0 | 0 | 0 | 0 | 0 | 0 | 0 | 0 | 0 | 0 | 0 | 0 | 0 | 0 | 0 | 0 | 0 | 0 | 0 | 0 | 0 | 0 | 0
Commercial_Office_Food Preparation_Natural Gas_Broiler_Usage | Commercial | Office | Food Preparation | Natural Gas | Broiler | Usage | 0.19781 | 0.19781 | 0.19781 | 0.19781 | 0.19781 | 0.19781 | 0.19781 | 0.19781 | 0.19781 | 0.19781 | 0.19781 | 0.19781 | 0 | 0 | 0 | 0 | 0 | 0 | 0 | 0 | 0 | 0 | 0 | 0 | 0 | 0 | 0 | 0 | 0 | 0 | 0 | 0 | 0 | 0 | 0 | 0
Commercial_Office_Food Preparation_Natural Gas_Griddle_Usage | Commercial | Office | Food Preparation | Natural Gas | Griddle | Usage | 0.13131 | 0.13131 | 0.13131 | 0.13131 | 0.13131 | 0.13131 | 0.13131 | 0.13131 | 0.13131 | 0.13131 | 0.13131 | 0.13131 | 0 | 0 | 0 | 0 | 0 | 0 | 0 | 0 | 0 | 0 | 0 | 0 | 0 | 0 | 0 | 0 | 0 | 0 | 0 | 0 | 0 | 0 | 0 | 0
Commercial_Office_Food Preparation_Natural Gas_Range_Usage | Commercial | Office | Food Preparation | Natural Gas | Range | Usage | 0.1362 | 0.1362 | 0.1362 | 0.1362 | 0.1362 | 0.1362 | 0.1362 | 0.1362 | 0.1362 | 0.1362 | 0.1362 | 0 | 0 | 0 | 0 | 0 | 0 | 0 | 0 | 0 | 0 | 0 | 0 | 0 | 0 | 0 | 0 | 0 | 0 | 0 | 0 | 0 | 0 | 0 | 0 | 0
Commercial_Office_Food Preparation_Natural Gas_Steamer_Usage | Commercial | Office | Food Preparation | Natural Gas | Steamer | Usage | 0.22748 | 0.22748 | 0.22748 | 0.22748 | 0.22748 | 0.22748 | 0.22748 | 0.22748 | 0.22748 | 0.22748 | 0.22748 | 0.22748 | 0 | 0 | 0 | 0 | 0 | 0 | 0 | 0 | 0 | 0 | 0 | 0 | 0 | 0 | 0 | 0 | 0 | 0 | 0 | 0 | 0 | 0 | 0 | 0
Commercial_Office_Food Preparation_Natural Gas_Food Prep Other_Usage | Commercial | Office | Food Preparation | Natural Gas | Food Prep Other | Usage | 0.056842 | 0.056842 | 0.056842 | 0.056842 | 0.056842 | 0.056842 | 0.056842 | 0.056842 | 0.056842 | 0.056842 | 0.056842 | 0 | 0 | 0 | 0 | 0 | 0 | 0 | 0 | 0 | 0 | 0 | 0 | 0 | 0 | 0 | 0 | 0 | 0 | 0 | 0 | 0 | 0 | 0 | 0 | 0
Commercial_Office_Miscellaneous_Natural Gas_Pool Heater_Usage | Commercial | Office | Miscellaneous | Natural Gas | Pool Heater | Usage | 0.01 | 0.01 | 0.01 | 0.01 | 0.01 | 0.01 | 0.01 | 0 | 0 | 0 | 0 | 0 | 0 | 0 | 0 | 0 | 0 | 0 | 0 | 0 | 0 | 0 | 0 | 0 | 0 | 0 | 0 | 0 | 0 | 0 | 0 | 0 | 0 | 0 | 0 | 0
Commercial_Office_Miscellaneous_Natural Gas_Miscellaneous_Usage | Commercial | Office | Miscellaneous | Natural Gas | Miscellaneous | Usage | 0.00061193 | 0.00061193 | 0.00061193 | 0.00061193 | 0.00061193 | 0 | 0 | 0 | 0 | 0 | 0 | 0 | 0 | 0 | 0 | 0 | 0 | 0 | 0 | 0 | 0 | 0 | 0 | 0 | 0 | 0 | 0 | 0 | 0 | 0 | 0 | 0 | 0 | 0 | 0 | 0
Commercial_Restaurant_Space Heating_Natural Gas_Furnace_Usage | Commercial | Restaurant | Space Heating | Natural Gas | Furnace | Usage | 0.58939 | 0.59703 | 0.60467 | 0.61231 | 0.61996 | 0.6276 | 0.63524 | 0.64288 | 0.65052 | 0.65816 | 0.6658 | 0.67344 | 0.68108 | 0.68873 | 0.69637 | 0.70401 | 0.71165 | 0.71929 | 0.72693 | 0.73457 | 0.74221 | 0.74985 | 0.7575 | 0.76514 | 0 | 0 | 0 | 0 | 0 | 0 | 0 | 0 | 0 | 0 | 0 | 0
Commercial_Restaurant_Space Heating_Natural Gas_Boiler_Usage | Commercial | Restaurant | Space Heating | Natural Gas | Boiler | Usage | 2.5966 | 2.6181 | 2.6395 | 2.661 | 2.6824 | 2.7039 | 2.7253 | 2.7468 | 2.7682 | 2.7897 | 2.8111 | 2.8326 | 2.854 | 2.8755 | 2.8969 | 2.9184 | 2.9398 | 2.9613 | 2.9827 | 3.0042 | 3.0256 | 3.0471 | 3.0685 | 3.09 | 3.1114 | 0 | 0 | 0 | 0 | 0 | 0 | 0 | 0 | 0 | 0 | 0
Commercial_Restaurant_Space Heating_Natural Gas_Unit Heater_Usage | Commercial | Restaurant | Space Heating | Natural Gas | Unit Heater | Usage | 0.33672 | 0.33672 | 0.33672 | 0.33672 | 0.33672 | 0.33672 | 0.33672 | 0.33672 | 0.33672 | 0.33672 | 0.33672 | 0.33672 | 0 | 0 | 0 | 0 | 0 | 0 | 0 | 0 | 0 | 0 | 0 | 0 | 0 | 0 | 0 | 0 | 0 | 0 | 0 | 0 | 0 | 0 | 0 | 0
Commercial_Restaurant_Water Heating_Natural Gas_Water Heater_Usage | Commercial | Restaurant | Water Heating | Natural Gas | Water Heater | Usage | 1.1789 | 1.2337 | 1.2885 | 1.3433 | 1.3981 | 1.4529 | 1.5077 | 1.5625 | 1.6173 | 1.6721 | 1.7269 | 0 | 0 | 0 | 0 | 0 | 0 | 0 | 0 | 0 | 0 | 0 | 0 | 0 | 0 | 0 | 0 | 0 | 0 | 0 | 0 | 0 | 0 | 0 | 0 | 0
Commercial_Restaurant_Food Preparation_Natural Gas_Oven_Usage | Commercial | Restaurant | Food Preparation | Natural Gas | Oven | Usage | 0.63582 | 0.63582 | 0.63582 | 0.63582 | 0.63582 | 0.63582 | 0.63582 | 0.63582 | 0.63582 | 0.63582 | 0.63582 | 0.63582 | 0 | 0 | 0 | 0 | 0 | 0 | 0 | 0 | 0 | 0 | 0 | 0 | 0 | 0 | 0 | 0 | 0 | 0 | 0 | 0 | 0 | 0 | 0 | 0
Commercial_Restaurant_Food Preparation_Natural Gas_Conveyor Oven_Usage | Commercial | Restaurant | Food Preparation | Natural Gas | Conveyor Oven | Usage | 1.0879 | 1.0879 | 1.0879 | 1.0879 | 1.0879 | 1.0879 | 1.0879 | 1.0879 | 1.0879 | 1.0879 | 1.0879 | 1.0879 | 1.0879 | 1.0879 | 1.0879 | 1.0879 | 1.0879 | 0 | 0 | 0 | 0 | 0 | 0 | 0 | 0 | 0 | 0 | 0 | 0 | 0 | 0 | 0 | 0 | 0 | 0 | 0
Commercial_Restaurant_Food Preparation_Natural Gas_Double Rack Oven_Usage | Commercial | Restaurant | Food Preparation | Natural Gas | Double Rack Oven | Usage | 1.6528 | 1.6528 | 1.6528 | 1.6528 | 1.6528 | 1.6528 | 1.6528 | 1.6528 | 1.6528 | 1.6528 | 1.6528 | 1.6528 | 0 | 0 | 0 | 0 | 0 | 0 | 0 | 0 | 0 | 0 | 0 | 0 | 0 | 0 | 0 | 0 | 0 | 0 | 0 | 0 | 0 | 0 | 0 | 0
Commercial_Restaurant_Food Preparation_Natural Gas_Fryer_Usage | Commercial | Restaurant | Food Preparation | Natural Gas | Fryer | Usage | 1.0285 | 1.0285 | 1.0285 | 1.0285 | 1.0285 | 1.0285 | 0 | 0 | 0 | 0 | 0 | 0 | 0 | 0 | 0 | 0 | 0 | 0 | 0 | 0 | 0 | 0 | 0 | 0 | 0 | 0 | 0 | 0 | 0 | 0 | 0 | 0 | 0 | 0 | 0 | 0
Commercial_Restaurant_Food Preparation_Natural Gas_Broiler_Usage | Commercial | Restaurant | Food Preparation | Natural Gas | Broiler | Usage | 1.1312 | 1.1312 | 1.1312 | 1.1312 | 1.1312 | 1.1312 | 1.1312 | 1.1312 | 1.1312 | 1.1312 | 1.1312 | 1.1312 | 0 | 0 | 0 | 0 | 0 | 0 | 0 | 0 | 0 | 0 | 0 | 0 | 0 | 0 | 0 | 0 | 0 | 0 | 0 | 0 | 0 | 0 | 0 | 0
Commercial_Restaurant_Food Preparation_Natural Gas_Griddle_Usage | Commercial | Restaurant | Food Preparation | Natural Gas | Griddle | Usage | 0.75089 | 0.75089 | 0.75089 | 0.75089 | 0.75089 | 0.75089 | 0.75089 | 0.75089 | 0.75089 | 0.75089 | 0.75089 | 0.75089 | 0 | 0 | 0 | 0 | 0 | 0 | 0 | 0 | 0 | 0 | 0 | 0 | 0 | 0 | 0 | 0 | 0 | 0 | 0 | 0 | 0 | 0 | 0 | 0
Commercial_Restaurant_Food Preparation_Natural Gas_Range_Usage | Commercial | Restaurant | Food Preparation | Natural Gas | Range | Usage | 0.7789 | 0.7789 | 0.7789 | 0.7789 | 0.7789 | 0.7789 | 0.7789 | 0.7789 | 0.7789 | 0.7789 | 0.7789 | 0 | 0 | 0 | 0 | 0 | 0 | 0 | 0 | 0 | 0 | 0 | 0 | 0 | 0 | 0 | 0 | 0 | 0 | 0 | 0 | 0 | 0 | 0 | 0 | 0
Commercial_Restaurant_Food Preparation_Natural Gas_Steamer_Usage | Commercial | Restaurant | Food Preparation | Natural Gas | Steamer | Usage | 1.3009 | 1.3009 | 1.3009 | 1.3009 | 1.3009 | 1.3009 | 1.3009 | 1.3009 | 1.3009 | 1.3009 | 1.3009 | 1.3009 | 0 | 0 | 0 | 0 | 0 | 0 | 0 | 0 | 0 | 0 | 0 | 0 | 0 | 0 | 0 | 0 | 0 | 0 | 0 | 0 | 0 | 0 | 0 | 0
Commercial_Restaurant_Food Preparation_Natural Gas_Food Prep Other_Usage | Commercial | Restaurant | Food Preparation | Natural Gas | Food Prep Other | Usage | 0.32506 | 0.32506 | 0.32506 | 0.32506 | 0.32506 | 0.32506 | 0.32506 | 0.32506 | 0.32506 | 0.32506 | 0.32506 | 0 | 0 | 0 | 0 | 0 | 0 | 0 | 0 | 0 | 0 | 0 | 0 | 0 | 0 | 0 | 0 | 0 | 0 | 0 | 0 | 0 | 0 | 0 | 0 | 0
Commercial_Restaurant_Miscellaneous_Natural Gas_Pool Heater_Usage | Commercial | Restaurant | Miscellaneous | Natural Gas | Pool Heater | Usage | 0.01 | 0.01 | 0.01 | 0.01 | 0.01 | 0.01 | 0.01 | 0 | 0 | 0 | 0 | 0 | 0 | 0 | 0 | 0 | 0 | 0 | 0 | 0 | 0 | 0 | 0 | 0 | 0 | 0 | 0 | 0 | 0 | 0 | 0 | 0 | 0 | 0 | 0 | 0
Commercial_Restaurant_Miscellaneous_Natural Gas_Miscellaneous_Usage | Commercial | Restaurant | Miscellaneous | Natural Gas | Miscellaneous | Usage | 0.079377 | 0.079377 | 0.079377 | 0.079377 | 0.079377 | 0 | 0 | 0 | 0 | 0 | 0 | 0 | 0 | 0 | 0 | 0 | 0 | 0 | 0 | 0 | 0 | 0 | 0 | 0 | 0 | 0 | 0 | 0 | 0 | 0 | 0 | 0 | 0 | 0 | 0 | 0
Commercial_Retail_Space Heating_Natural Gas_Furnace_Usage | Commercial | Retail | Space Heating | Natural Gas | Furnace | Usage | 0.13238 | 0.1341 | 0.13582 | 0.13754 | 0.13927 | 0.14099 | 0.14271 | 0.14443 | 0.14615 | 0.14788 | 0.1496 | 0.15132 | 0.15304 | 0.15477 | 0.15649 | 0.15821 | 0.15993 | 0.16165 | 0.16338 | 0.1651 | 0.16682 | 0.16854 | 0.17026 | 0.17199 | 0 | 0 | 0 | 0 | 0 | 0 | 0 | 0 | 0 | 0 | 0 | 0
Commercial_Retail_Space Heating_Natural Gas_Boiler_Usage | Commercial | Retail | Space Heating | Natural Gas | Boiler | Usage | 0.53365 | 0.53808 | 0.5425 | 0.54692 | 0.55135 | 0.55577 | 0.5602 | 0.56462 | 0.56904 | 0.57347 | 0.57789 | 0.58231 | 0.58674 | 0.59116 | 0.59559 | 0.60001 | 0.60443 | 0.60886 | 0.61328 | 0.61771 | 0.62213 | 0.62655 | 0.63098 | 0.6354 | 0.63983 | 0 | 0 | 0 | 0 | 0 | 0 | 0 | 0 | 0 | 0 | 0
Commercial_Retail_Space Heating_Natural Gas_Unit Heater_Usage | Commercial | Retail | Space Heating | Natural Gas | Unit Heater | Usage | 0.07566 | 0.07566 | 0.07566 | 0.07566 | 0.07566 | 0.07566 | 0.07566 | 0.07566 | 0.07566 | 0.07566 | 0.07566 | 0.07566 | 0 | 0 | 0 | 0 | 0 | 0 | 0 | 0 | 0 | 0 | 0 | 0 | 0 | 0 | 0 | 0 | 0 | 0 | 0 | 0 | 0 | 0 | 0 | 0
Commercial_Retail_Water Heating_Natural Gas_Water Heater_Usage | Commercial | Retail | Water Heating | Natural Gas | Water Heater | Usage | 0.17782 | 0.18606 | 0.19431 | 0.20255 | 0.21079 | 0.21904 | 0.22728 | 0.23553 | 0.24377 | 0.25202 | 0.26026 | 0 | 0 | 0 | 0 | 0 | 0 | 0 | 0 | 0 | 0 | 0 | 0 | 0 | 0 | 0 | 0 | 0 | 0 | 0 | 0 | 0 | 0 | 0 | 0 | 0
Commercial_Retail_Food Preparation_Natural Gas_Oven_Usage | Commercial | Retail | Food Preparation | Natural Gas | Oven | Usage | 0.33336 | 0.33336 | 0.33336 | 0.33336 | 0.33336 | 0.33336 | 0.33336 | 0.33336 | 0.33336 | 0.33336 | 0.33336 | 0.33336 | 0 | 0 | 0 | 0 | 0 | 0 | 0 | 0 | 0 | 0 | 0 | 0 | 0 | 0 | 0 | 0 | 0 | 0 | 0 | 0 | 0 | 0 | 0 | 0
Commercial_Retail_Food Preparation_Natural Gas_Conveyor Oven_Usage | Commercial | Retail | Food Preparation | Natural Gas | Conveyor Oven | Usage | 0.57039 | 0.57039 | 0.57039 | 0.57039 | 0.57039 | 0.57039 | 0.57039 | 0.57039 | 0.57039 | 0.57039 | 0.57039 | 0.57039 | 0.57039 | 0.57039 | 0.57039 | 0.57039 | 0.57039 | 0 | 0 | 0 | 0 | 0 | 0 | 0 | 0 | 0 | 0 | 0 | 0 | 0 | 0 | 0 | 0 | 0 | 0 | 0
Commercial_Retail_Food Preparation_Natural Gas_Double Rack Oven_Usage | Commercial | Retail | Food Preparation | Natural Gas | Double Rack Oven | Usage | 0.86653 | 0.86653 | 0.86653 | 0.86653 | 0.86653 | 0.86653 | 0.86653 | 0.86653 | 0.86653 | 0.86653 | 0.86653 | 0.86653 | 0 | 0 | 0 | 0 | 0 | 0 | 0 | 0 | 0 | 0 | 0 | 0 | 0 | 0 | 0 | 0 | 0 | 0 | 0 | 0 | 0 | 0 | 0 | 0
Commercial_Retail_Food Preparation_Natural Gas_Fryer_Usage | Commercial | Retail | Food Preparation | Natural Gas | Fryer | Usage | 0.53923 | 0.53923 | 0.53923 | 0.53923 | 0.53923 | 0.53923 | 0 | 0 | 0 | 0 | 0 | 0 | 0 | 0 | 0 | 0 | 0 | 0 | 0 | 0 | 0 | 0 | 0 | 0 | 0 | 0 | 0 | 0 | 0 | 0 | 0 | 0 | 0 | 0 | 0 | 0
Commercial_Retail_Food Preparation_Natural Gas_Broiler_Usage | Commercial | Retail | Food Preparation | Natural Gas | Broiler | Usage | 0.59309 | 0.59309 | 0.59309 | 0.59309 | 0.59309 | 0.59309 | 0.59309 | 0.59309 | 0.59309 | 0.59309 | 0.59309 | 0.59309 | 0 | 0 | 0 | 0 | 0 | 0 | 0 | 0 | 0 | 0 | 0 | 0 | 0 | 0 | 0 | 0 | 0 | 0 | 0 | 0 | 0 | 0 | 0 | 0
Commercial_Retail_Food Preparation_Natural Gas_Griddle_Usage | Commercial | Retail | Food Preparation | Natural Gas | Griddle | Usage | 0.39369 | 0.39369 | 0.39369 | 0.39369 | 0.39369 | 0.39369 | 0.39369 | 0.39369 | 0.39369 | 0.39369 | 0.39369 | 0.39369 | 0 | 0 | 0 | 0 | 0 | 0 | 0 | 0 | 0 | 0 | 0 | 0 | 0 | 0 | 0 | 0 | 0 | 0 | 0 | 0 | 0 | 0 | 0 | 0
Commercial_Retail_Food Preparation_Natural Gas_Range_Usage | Commercial | Retail | Food Preparation | Natural Gas | Range | Usage | 0.40837 | 0.40837 | 0.40837 | 0.40837 | 0.40837 | 0.40837 | 0.40837 | 0.40837 | 0.40837 | 0.40837 | 0.40837 | 0 | 0 | 0 | 0 | 0 | 0 | 0 | 0 | 0 | 0 | 0 | 0 | 0 | 0 | 0 | 0 | 0 | 0 | 0 | 0 | 0 | 0 | 0 | 0 | 0
Commercial_Retail_Food Preparation_Natural Gas_Steamer_Usage | Commercial | Retail | Food Preparation | Natural Gas | Steamer | Usage | 0.68205 | 0.68205 | 0.68205 | 0.68205 | 0.68205 | 0.68205 | 0.68205 | 0.68205 | 0.68205 | 0.68205 | 0.68205 | 0.68205 | 0 | 0 | 0 | 0 | 0 | 0 | 0 | 0 | 0 | 0 | 0 | 0 | 0 | 0 | 0 | 0 | 0 | 0 | 0 | 0 | 0 | 0 | 0 | 0
Commercial_Retail_Food Preparation_Natural Gas_Food Prep Other_Usage | Commercial | Retail | Food Preparation | Natural Gas | Food Prep Other | Usage | 0.17043 | 0.17043 | 0.17043 | 0.17043 | 0.17043 | 0.17043 | 0.17043 | 0.17043 | 0.17043 | 0.17043 | 0.17043 | 0 | 0 | 0 | 0 | 0 | 0 | 0 | 0 | 0 | 0 | 0 | 0 | 0 | 0 | 0 | 0 | 0 | 0 | 0 | 0 | 0 | 0 | 0 | 0 | 0
Commercial_Retail_Miscellaneous_Natural Gas_Pool Heater_Usage | Commercial | Retail | Miscellaneous | Natural Gas | Pool Heater | Usage | 0.01 | 0.01 | 0.01 | 0.01 | 0.01 | 0.01 | 0.01 | 0 | 0 | 0 | 0 | 0 | 0 | 0 | 0 | 0 | 0 | 0 | 0 | 0 | 0 | 0 | 0 | 0 | 0 | 0 | 0 | 0 | 0 | 0 | 0 | 0 | 0 | 0 | 0 | 0
Commercial_Retail_Miscellaneous_Natural Gas_Miscellaneous_Usage | Commercial | Retail | Miscellaneous | Natural Gas | Miscellaneous | Usage | 0.0040291 | 0.0040291 | 0.0040291 | 0.0040291 | 0.0040291 | 0 | 0 | 0 | 0 | 0 | 0 | 0 | 0 | 0 | 0 | 0 | 0 | 0 | 0 | 0 | 0 | 0 | 0 | 0 | 0 | 0 | 0 | 0 | 0 | 0 | 0 | 0 | 0 | 0 | 0 | 0
Commercial_Grocery_Space Heating_Natural Gas_Furnace_Usage | Commercial | Grocery | Space Heating | Natural Gas | Furnace | Usage | 0.16674 | 0.16891 | 0.17107 | 0.17324 | 0.1754 | 0.17757 | 0.17974 | 0.1819 | 0.18407 | 0.18623 | 0.1884 | 0.19056 | 0.19273 | 0.19489 | 0.19706 | 0.19922 | 0.20139 | 0.20356 | 0.20572 | 0.20789 | 0.21005 | 0.21222 | 0.21438 | 0.21655 | 0 | 0 | 0 | 0 | 0 | 0 | 0 | 0 | 0 | 0 | 0 | 0
Commercial_Grocery_Space Heating_Natural Gas_Boiler_Usage | Commercial | Grocery | Space Heating | Natural Gas | Boiler | Usage | 0.63306 | 0.64188 | 0.6507 | 0.65952 | 0.66834 | 0.67716 | 0.68598 | 0.6948 | 0.70362 | 0.71244 | 0.72126 | 0.73008 | 0.7389 | 0.74772 | 0.75653 | 0.76535 | 0.77417 | 0.78299 | 0.79181 | 0.80063 | 0.80945 | 0.81827 | 0.82709 | 0.83591 | 0.84473 | 0 | 0 | 0 | 0 | 0 | 0 | 0 | 0 | 0 | 0 | 0
Commercial_Grocery_Space Heating_Natural Gas_Unit Heater_Usage | Commercial | Grocery | Space Heating | Natural Gas | Unit Heater | Usage | 0.095281 | 0.095281 | 0.095281 | 0.095281 | 0.095281 | 0.095281 | 0.095281 | 0.095281 | 0.095281 | 0.095281 | 0.095281 | 0.095281 | 0 | 0 | 0 | 0 | 0 | 0 | 0 | 0 | 0 | 0 | 0 | 0 | 0 | 0 | 0 | 0 | 0 | 0 | 0 | 0 | 0 | 0 | 0 | 0
Commercial_Grocery_Water Heating_Natural Gas_Water Heater_Usage | Commercial | Grocery | Water Heating | Natural Gas | Water Heater | Usage | 0.30018 | 0.31411 | 0.32805 | 0.34198 | 0.35592 | 0.36985 | 0.38379 | 0.39772 | 0.41165 | 0.42559 | 0.43952 | 0 | 0 | 0 | 0 | 0 | 0 | 0 | 0 | 0 | 0 | 0 | 0 | 0 | 0 | 0 | 0 | 0 | 0 | 0 | 0 | 0 | 0 | 0 | 0 | 0
Commercial_Grocery_Food Preparation_Natural Gas_Oven_Usage | Commercial | Grocery | Food Preparation | Natural Gas | Oven | Usage | 0.04553 | 0.04553 | 0.04553 | 0.04553 | 0.04553 | 0.04553 | 0.04553 | 0.04553 | 0.04553 | 0.04553 | 0.04553 | 0.04553 | 0 | 0 | 0 | 0 | 0 | 0 | 0 | 0 | 0 | 0 | 0 | 0 | 0 | 0 | 0 | 0 | 0 | 0 | 0 | 0 | 0 | 0 | 0 | 0
Commercial_Grocery_Food Preparation_Natural Gas_Conveyor Oven_Usage | Commercial | Grocery | Food Preparation | Natural Gas | Conveyor Oven | Usage | 0.077906 | 0.077906 | 0.077906 | 0.077906 | 0.077906 | 0.077906 | 0.077906 | 0.077906 | 0.077906 | 0.077906 | 0.077906 | 0.077906 | 0.077906 | 0.077906 | 0.077906 | 0.077906 | 0.077906 | 0 | 0 | 0 | 0 | 0 | 0 | 0 | 0 | 0 | 0 | 0 | 0 | 0 | 0 | 0 | 0 | 0 | 0 | 0
Commercial_Grocery_Food Preparation_Natural Gas_Double Rack Oven_Usage | Commercial | Grocery | Food Preparation | Natural Gas | Double Rack Oven | Usage | 0.11835 | 0.11835 | 0.11835 | 0.11835 | 0.11835 | 0.11835 | 0.11835 | 0.11835 | 0.11835 | 0.11835 | 0.11835 | 0.11835 | 0 | 0 | 0 | 0 | 0 | 0 | 0 | 0 | 0 | 0 | 0 | 0 | 0 | 0 | 0 | 0 | 0 | 0 | 0 | 0 | 0 | 0 | 0 | 0
Commercial_Grocery_Food Preparation_Natural Gas_Fryer_Usage | Commercial | Grocery | Food Preparation | Natural Gas | Fryer | Usage | 0.073649 | 0.073649 | 0.073649 | 0.073649 | 0.073649 | 0.073649 | 0 | 0 | 0 | 0 | 0 | 0 | 0 | 0 | 0 | 0 | 0 | 0 | 0 | 0 | 0 | 0 | 0 | 0 | 0 | 0 | 0 | 0 | 0 | 0 | 0 | 0 | 0 | 0 | 0 | 0
Commercial_Grocery_Food Preparation_Natural Gas_Broiler_Usage | Commercial | Grocery | Food Preparation | Natural Gas | Broiler | Usage | 0.081005 | 0.081005 | 0.081005 | 0.081005 | 0.081005 | 0.081005 | 0.081005 | 0.081005 | 0.081005 | 0.081005 | 0.081005 | 0.081005 | 0 | 0 | 0 | 0 | 0 | 0 | 0 | 0 | 0 | 0 | 0 | 0 | 0 | 0 | 0 | 0 | 0 | 0 | 0 | 0 | 0 | 0 | 0 | 0
Commercial_Grocery_Food Preparation_Natural Gas_Griddle_Usage | Commercial | Grocery | Food Preparation | Natural Gas | Griddle | Usage | 0.05377 | 0.05377 | 0.05377 | 0.05377 | 0.05377 | 0.05377 | 0.05377 | 0.05377 | 0.05377 | 0.05377 | 0.05377 | 0.05377 | 0 | 0 | 0 | 0 | 0 | 0 | 0 | 0 | 0 | 0 | 0 | 0 | 0 | 0 | 0 | 0 | 0 | 0 | 0 | 0 | 0 | 0 | 0 | 0
Commercial_Grocery_Food Preparation_Natural Gas_Range_Usage | Commercial | Grocery | Food Preparation | Natural Gas | Range | Usage | 0.055776 | 0.055776 | 0.055776 | 0.055776 | 0.055776 | 0.055776 | 0.055776 | 0.055776 | 0.055776 | 0.055776 | 0.055776 | 0 | 0 | 0 | 0 | 0 | 0 | 0 | 0 | 0 | 0 | 0 | 0 | 0 | 0 | 0 | 0 | 0 | 0 | 0 | 0 | 0 | 0 | 0 | 0 | 0
Commercial_Grocery_Food Preparation_Natural Gas_Steamer_Usage | Commercial | Grocery | Food Preparation | Natural Gas | Steamer | Usage | 0.093156 | 0.093156 | 0.093156 | 0.093156 | 0.093156 | 0.093156 | 0.093156 | 0.093156 | 0.093156 | 0.093156 | 0.093156 | 0.093156 | 0 | 0 | 0 | 0 | 0 | 0 | 0 | 0 | 0 | 0 | 0 | 0 | 0 | 0 | 0 | 0 | 0 | 0 | 0 | 0 | 0 | 0 | 0 | 0
Commercial_Grocery_Food Preparation_Natural Gas_Food Prep Other_Usage | Commercial | Grocery | Food Preparation | Natural Gas | Food Prep Other | Usage | 0.023277 | 0.023277 | 0.023277 | 0.023277 | 0.023277 | 0.023277 | 0.023277 | 0.023277 | 0.023277 | 0.023277 | 0.023277 | 0 | 0 | 0 | 0 | 0 | 0 | 0 | 0 | 0 | 0 | 0 | 0 | 0 | 0 | 0 | 0 | 0 | 0 | 0 | 0 | 0 | 0 | 0 | 0 | 0
Commercial_Grocery_Miscellaneous_Natural Gas_Pool Heater_Usage | Commercial | Grocery | Miscellaneous | Natural Gas | Pool Heater | Usage | 0.01 | 0.01 | 0.01 | 0.01 | 0.01 | 0.01 | 0.01 | 0 | 0 | 0 | 0 | 0 | 0 | 0 | 0 | 0 | 0 | 0 | 0 | 0 | 0 | 0 | 0 | 0 | 0 | 0 | 0 | 0 | 0 | 0 | 0 | 0 | 0 | 0 | 0 | 0
Commercial_Grocery_Miscellaneous_Natural Gas_Miscellaneous_Usage | Commercial | Grocery | Miscellaneous | Natural Gas | Miscellaneous | Usage | 0.0030471 | 0.0030471 | 0.0030471 | 0.0030471 | 0.0030471 | 0 | 0 | 0 | 0 | 0 | 0 | 0 | 0 | 0 | 0 | 0 | 0 | 0 | 0 | 0 | 0 | 0 | 0 | 0 | 0 | 0 | 0 | 0 | 0 | 0 | 0 | 0 | 0 | 0 | 0 | 0
Commercial_School_Space Heating_Natural Gas_Furnace_Usage | Commercial | School | Space Heating | Natural Gas | Furnace | Usage | 0.2643 | 0.26774 | 0.27117 | 0.2746 | 0.27804 | 0.28147 | 0.2849 | 0.28833 | 0.29177 | 0.2952 | 0.29863 | 0.30207 | 0.3055 | 0.30893 | 0.31237 | 0.3158 | 0.31923 | 0.32266 | 0.3261 | 0.32953 | 0.33296 | 0.3364 | 0.33983 | 0.34326 | 0 | 0 | 0 | 0 | 0 | 0 | 0 | 0 | 0 | 0 | 0 | 0
Commercial_School_Space Heating_Natural Gas_Boiler_Usage | Commercial | School | Space Heating | Natural Gas | Boiler | Usage | 0.71372 | 0.72089 | 0.72807 | 0.73525 | 0.74242 | 0.7496 | 0.75678 | 0.76396 | 0.77113 | 0.77831 | 0.78549 | 0.79266 | 0.79984 | 0.80702 | 0.8142 | 0.82137 | 0.82855 | 0.83573 | 0.84291 | 0.85008 | 0.85726 | 0.86444 | 0.87161 | 0.87879 | 0.88597 | 0 | 0 | 0 | 0 | 0 | 0 | 0 | 0 | 0 | 0 | 0
Commercial_School_Space Heating_Natural Gas_Unit Heater_Usage | Commercial | School | Space Heating | Natural Gas | Unit Heater | Usage | 0.15103 | 0.15103 | 0.15103 | 0.15103 | 0.15103 | 0.15103 | 0.15103 | 0.15103 | 0.15103 | 0.15103 | 0.15103 | 0.15103 | 0 | 0 | 0 | 0 | 0 | 0 | 0 | 0 | 0 | 0 | 0 | 0 | 0 | 0 | 0 | 0 | 0 | 0 | 0 | 0 | 0 | 0 | 0 | 0
Commercial_School_Water Heating_Natural Gas_Water Heater_Usage | Commercial | School | Water Heating | Natural Gas | Water Heater | Usage | 0.13973 | 0.1462 | 0.15268 | 0.15915 | 0.16563 | 0.1721 | 0.17857 | 0.18505 | 0.19152 | 0.198 | 0.20447 | 0 | 0 | 0 | 0 | 0 | 0 | 0 | 0 | 0 | 0 | 0 | 0 | 0 | 0 | 0 | 0 | 0 | 0 | 0 | 0 | 0 | 0 | 0 | 0 | 0
Commercial_School_Food Preparation_Natural Gas_Oven_Usage | Commercial | School | Food Preparation | Natural Gas | Oven | Usage | 0.019406 | 0.019406 | 0.019406 | 0.019406 | 0.019406 | 0.019406 | 0.019406 | 0.019406 | 0.019406 | 0.019406 | 0.019406 | 0.019406 | 0 | 0 | 0 | 0 | 0 | 0 | 0 | 0 | 0 | 0 | 0 | 0 | 0 | 0 | 0 | 0 | 0 | 0 | 0 | 0 | 0 | 0 | 0 | 0
Commercial_School_Food Preparation_Natural Gas_Conveyor Oven_Usage | Commercial | School | Food Preparation | Natural Gas | Conveyor Oven | Usage | 0.033205 | 0.033205 | 0.033205 | 0.033205 | 0.033205 | 0.033205 | 0.033205 | 0.033205 | 0.033205 | 0.033205 | 0.033205 | 0.033205 | 0.033205 | 0.033205 | 0.033205 | 0.033205 | 0.033205 | 0 | 0 | 0 | 0 | 0 | 0 | 0 | 0 | 0 | 0 | 0 | 0 | 0 | 0 | 0 | 0 | 0 | 0 | 0
Commercial_School_Food Preparation_Natural Gas_Double Rack Oven_Usage | Commercial | School | Food Preparation | Natural Gas | Double Rack Oven | Usage | 0.050444 | 0.050444 | 0.050444 | 0.050444 | 0.050444 | 0.050444 | 0.050444 | 0.050444 | 0.050444 | 0.050444 | 0.050444 | 0.050444 | 0 | 0 | 0 | 0 | 0 | 0 | 0 | 0 | 0 | 0 | 0 | 0 | 0 | 0 | 0 | 0 | 0 | 0 | 0 | 0 | 0 | 0 | 0 | 0
Commercial_School_Food Preparation_Natural Gas_Fryer_Usage | Commercial | School | Food Preparation | Natural Gas | Fryer | Usage | 0.031391 | 0.031391 | 0.031391 | 0.031391 | 0.031391 | 0.031391 | 0 | 0 | 0 | 0 | 0 | 0 | 0 | 0 | 0 | 0 | 0 | 0 | 0 | 0 | 0 | 0 | 0 | 0 | 0 | 0 | 0 | 0 | 0 | 0 | 0 | 0 | 0 | 0 | 0 | 0
Commercial_School_Food Preparation_Natural Gas_Broiler_Usage | Commercial | School | Food Preparation | Natural Gas | Broiler | Usage | 0.034526 | 0.034526 | 0.034526 | 0.034526 | 0.034526 | 0.034526 | 0.034526 | 0.034526 | 0.034526 | 0.034526 | 0.034526 | 0.034526 | 0 | 0 | 0 | 0 | 0 | 0 | 0 | 0 | 0 | 0 | 0 | 0 | 0 | 0 | 0 | 0 | 0 | 0 | 0 | 0 | 0 | 0 | 0 | 0
Commercial_School_Food Preparation_Natural Gas_Griddle_Usage | Commercial | School | Food Preparation | Natural Gas | Griddle | Usage | 0.022918 | 0.022918 | 0.022918 | 0.022918 | 0.022918 | 0.022918 | 0.022918 | 0.022918 | 0.022918 | 0.022918 | 0.022918 | 0.022918 | 0 | 0 | 0 | 0 | 0 | 0 | 0 | 0 | 0 | 0 | 0 | 0 | 0 | 0 | 0 | 0 | 0 | 0 | 0 | 0 | 0 | 0 | 0 | 0
Commercial_School_Food Preparation_Natural Gas_Range_Usage | Commercial | School | Food Preparation | Natural Gas | Range | Usage | 0.023773 | 0.023773 | 0.023773 | 0.023773 | 0.023773 | 0.023773 | 0.023773 | 0.023773 | 0.023773 | 0.023773 | 0.023773 | 0 | 0 | 0 | 0 | 0 | 0 | 0 | 0 | 0 | 0 | 0 | 0 | 0 | 0 | 0 | 0 | 0 | 0 | 0 | 0 | 0 | 0 | 0 | 0 | 0
Commercial_School_Food Preparation_Natural Gas_Steamer_Usage | Commercial | School | Food Preparation | Natural Gas | Steamer | Usage | 0.039704 | 0.039704 | 0.039704 | 0.039704 | 0.039704 | 0.039704 | 0.039704 | 0.039704 | 0.039704 | 0.039704 | 0.039704 | 0.039704 | 0 | 0 | 0 | 0 | 0 | 0 | 0 | 0 | 0 | 0 | 0 | 0 | 0 | 0 | 0 | 0 | 0 | 0 | 0 | 0 | 0 | 0 | 0 | 0
Commercial_School_Food Preparation_Natural Gas_Food Prep Other_Usage | Commercial | School | Food Preparation | Natural Gas | Food Prep Other | Usage | 0.0099211 | 0.0099211 | 0.0099211 | 0.0099211 | 0.0099211 | 0.0099211 | 0.0099211 | 0.0099211 | 0.0099211 | 0.0099211 | 0.0099211 | 0 | 0 | 0 | 0 | 0 | 0 | 0 | 0 | 0 | 0 | 0 | 0 | 0 | 0 | 0 | 0 | 0 | 0 | 0 | 0 | 0 | 0 | 0 | 0 | 0
Commercial_School_Miscellaneous_Natural Gas_Pool Heater_Usage | Commercial | School | Miscellaneous | Natural Gas | Pool Heater | Usage | 0.0017114 | 0.0017114 | 0.0017114 | 0.0017114 | 0.0017114 | 0.0017114 | 0.0017114 | 0 | 0 | 0 | 0 | 0 | 0 | 0 | 0 | 0 | 0 | 0 | 0 | 0 | 0 | 0 | 0 | 0 | 0 | 0 | 0 | 0 | 0 | 0 | 0 | 0 | 0 | 0 | 0 | 0
Commercial_School_Miscellaneous_Natural Gas_Miscellaneous_Usage | Commercial | School | Miscellaneous | Natural Gas | Miscellaneous | Usage | 0.0093446 | 0.0093446 | 0.0093446 | 0.0093446 | 0.0093446 | 0 | 0 | 0 | 0 | 0 | 0 | 0 | 0 | 0 | 0 | 0 | 0 | 0 | 0 | 0 | 0 | 0 | 0 | 0 | 0 | 0 | 0 | 0 | 0 | 0 | 0 | 0 | 0 | 0 | 0 | 0
Commercial_College_Space Heating_Natural Gas_Furnace_Usage | Commercial | College | Space Heating | Natural Gas | Furnace | Usage | 0.1917 | 0.19419 | 0.19668 | 0.19917 | 0.20166 | 0.20415 | 0.20664 | 0.20913 | 0.21162 | 0.21411 | 0.2166 | 0.21909 | 0.22158 | 0.22407 | 0.22656 | 0.22905 | 0.23154 | 0.23403 | 0.23652 | 0.23901 | 0.2415 | 0.24399 | 0.24648 | 0.24897 | 0 | 0 | 0 | 0 | 0 | 0 | 0 | 0 | 0 | 0 | 0 | 0
Commercial_College_Space Heating_Natural Gas_Boiler_Usage | Commercial | College | Space Heating | Natural Gas | Boiler | Usage | 0.51766 | 0.52286 | 0.52807 | 0.53328 | 0.53848 | 0.54369 | 0.54889 | 0.5541 | 0.5593 | 0.56451 | 0.56971 | 0.57492 | 0.58013 | 0.58533 | 0.59054 | 0.59574 | 0.60095 | 0.60615 | 0.61136 | 0.61657 | 0.62177 | 0.62698 | 0.63218 | 0.63739 | 0.64259 | 0 | 0 | 0 | 0 | 0 | 0 | 0 | 0 | 0 | 0 | 0
Commercial_College_Space Heating_Natural Gas_Unit Heater_Usage | Commercial | College | Space Heating | Natural Gas | Unit Heater | Usage | 0.10954 | 0.10954 | 0.10954 | 0.10954 | 0.10954 | 0.10954 | 0.10954 | 0.10954 | 0.10954 | 0.10954 | 0.10954 | 0.10954 | 0 | 0 | 0 | 0 | 0 | 0 | 0 | 0 | 0 | 0 | 0 | 0 | 0 | 0 | 0 | 0 | 0 | 0 | 0 | 0 | 0 | 0 | 0 | 0
Commercial_College_Water Heating_Natural Gas_Water Heater_Usage | Commercial | College | Water Heating | Natural Gas | Water Heater | Usage | 0.18298 | 0.19146 | 0.19994 | 0.20842 | 0.2169 | 0.22538 | 0.23386 | 0.24233 | 0.25081 | 0.25929 | 0.26777 | 0 | 0 | 0 | 0 | 0 | 0 | 0 | 0 | 0 | 0 | 0 | 0 | 0 | 0 | 0 | 0 | 0 | 0 | 0 | 0 | 0 | 0 | 0 | 0 | 0
Commercial_College_Food Preparation_Natural Gas_Oven_Usage | Commercial | College | Food Preparation | Natural Gas | Oven | Usage | 0.024231 | 0.024231 | 0.024231 | 0.024231 | 0.024231 | 0.024231 | 0.024231 | 0.024231 | 0.024231 | 0.024231 | 0.024231 | 0.024231 | 0 | 0 | 0 | 0 | 0 | 0 | 0 | 0 | 0 | 0 | 0 | 0 | 0 | 0 | 0 | 0 | 0 | 0 | 0 | 0 | 0 | 0 | 0 | 0
Commercial_College_Food Preparation_Natural Gas_Conveyor Oven_Usage | Commercial | College | Food Preparation | Natural Gas | Conveyor Oven | Usage | 0.04146 | 0.04146 | 0.04146 | 0.04146 | 0.04146 | 0.04146 | 0.04146 | 0.04146 | 0.04146 | 0.04146 | 0.04146 | 0.04146 | 0.04146 | 0.04146 | 0.04146 | 0.04146 | 0.04146 | 0 | 0 | 0 | 0 | 0 | 0 | 0 | 0 | 0 | 0 | 0 | 0 | 0 | 0 | 0 | 0 | 0 | 0 | 0
Commercial_College_Food Preparation_Natural Gas_Double Rack Oven_Usage | Commercial | College | Food Preparation | Natural Gas | Double Rack Oven | Usage | 0.062986 | 0.062986 | 0.062986 | 0.062986 | 0.062986 | 0.062986 | 0.062986 | 0.062986 | 0.062986 | 0.062986 | 0.062986 | 0.062986 | 0 | 0 | 0 | 0 | 0 | 0 | 0 | 0 | 0 | 0 | 0 | 0 | 0 | 0 | 0 | 0 | 0 | 0 | 0 | 0 | 0 | 0 | 0 | 0
Commercial_College_Food Preparation_Natural Gas_Fryer_Usage | Commercial | College | Food Preparation | Natural Gas | Fryer | Usage | 0.039195 | 0.039195 | 0.039195 | 0.039195 | 0.039195 | 0.039195 | 0 | 0 | 0 | 0 | 0 | 0 | 0 | 0 | 0 | 0 | 0 | 0 | 0 | 0 | 0 | 0 | 0 | 0 | 0 | 0 | 0 | 0 | 0 | 0 | 0 | 0 | 0 | 0 | 0 | 0
Commercial_College_Food Preparation_Natural Gas_Broiler_Usage | Commercial | College | Food Preparation | Natural Gas | Broiler | Usage | 0.04311 | 0.04311 | 0.04311 | 0.04311 | 0.04311 | 0.04311 | 0.04311 | 0.04311 | 0.04311 | 0.04311 | 0.04311 | 0.04311 | 0 | 0 | 0 | 0 | 0 | 0 | 0 | 0 | 0 | 0 | 0 | 0 | 0 | 0 | 0 | 0 | 0 | 0 | 0 | 0 | 0 | 0 | 0 | 0
Commercial_College_Food Preparation_Natural Gas_Griddle_Usage | Commercial | College | Food Preparation | Natural Gas | Griddle | Usage | 0.028616 | 0.028616 | 0.028616 | 0.028616 | 0.028616 | 0.028616 | 0.028616 | 0.028616 | 0.028616 | 0.028616 | 0.028616 | 0.028616 | 0 | 0 | 0 | 0 | 0 | 0 | 0 | 0 | 0 | 0 | 0 | 0 | 0 | 0 | 0 | 0 | 0 | 0 | 0 | 0 | 0 | 0 | 0 | 0
Commercial_College_Food Preparation_Natural Gas_Range_Usage | Commercial | College | Food Preparation | Natural Gas | Range | Usage | 0.029683 | 0.029683 | 0.029683 | 0.029683 | 0.029683 | 0.029683 | 0.029683 | 0.029683 | 0.029683 | 0.029683 | 0.029683 | 0 | 0 | 0 | 0 | 0 | 0 | 0 | 0 | 0 | 0 | 0 | 0 | 0 | 0 | 0 | 0 | 0 | 0 | 0 | 0 | 0 | 0 | 0 | 0 | 0
Commercial_College_Food Preparation_Natural Gas_Steamer_Usage | Commercial | College | Food Preparation | Natural Gas | Steamer | Usage | 0.049576 | 0.049576 | 0.049576 | 0.049576 | 0.049576 | 0.049576 | 0.049576 | 0.049576 | 0.049576 | 0.049576 | 0.049576 | 0.049576 | 0 | 0 | 0 | 0 | 0 | 0 | 0 | 0 | 0 | 0 | 0 | 0 | 0 | 0 | 0 | 0 | 0 | 0 | 0 | 0 | 0 | 0 | 0 | 0
Commercial_College_Food Preparation_Natural Gas_Food Prep Other_Usage | Commercial | College | Food Preparation | Natural Gas | Food Prep Other | Usage | 0.012388 | 0.012388 | 0.012388 | 0.012388 | 0.012388 | 0.012388 | 0.012388 | 0.012388 | 0.012388 | 0.012388 | 0.012388 | 0 | 0 | 0 | 0 | 0 | 0 | 0 | 0 | 0 | 0 | 0 | 0 | 0 | 0 | 0 | 0 | 0 | 0 | 0 | 0 | 0 | 0 | 0 | 0 | 0
Commercial_College_Miscellaneous_Natural Gas_Pool Heater_Usage | Commercial | College | Miscellaneous | Natural Gas | Pool Heater | Usage | 0.0088062 | 0.0088062 | 0.0088062 | 0.0088062 | 0.0088062 | 0.0088062 | 0.0088062 | 0 | 0 | 0 | 0 | 0 | 0 | 0 | 0 | 0 | 0 | 0 | 0 | 0 | 0 | 0 | 0 | 0 | 0 | 0 | 0 | 0 | 0 | 0 | 0 | 0 | 0 | 0 | 0 | 0
Commercial_College_Miscellaneous_Natural Gas_Miscellaneous_Usage | Commercial | College | Miscellaneous | Natural Gas | Miscellaneous | Usage | 0.034582 | 0.034582 | 0.034582 | 0.034582 | 0.034582 | 0 | 0 | 0 | 0 | 0 | 0 | 0 | 0 | 0 | 0 | 0 | 0 | 0 | 0 | 0 | 0 | 0 | 0 | 0 | 0 | 0 | 0 | 0 | 0 | 0 | 0 | 0 | 0 | 0 | 0 | 0
Commercial_Hospital_Space Heating_Natural Gas_Furnace_Usage | Commercial | Hospital | Space Heating | Natural Gas | Furnace | Usage | 0.12943 | 0.13111 | 0.1328 | 0.13448 | 0.13616 | 0.13784 | 0.13952 | 0.1412 | 0.14288 | 0.14456 | 0.14624 | 0.14793 | 0.14961 | 0.15129 | 0.15297 | 0.15465 | 0.15633 | 0.15801 | 0.15969 | 0.16138 | 0.16306 | 0.16474 | 0.16642 | 0.1681 | 0 | 0 | 0 | 0 | 0 | 0 | 0 | 0 | 0 | 0 | 0 | 0
Commercial_Hospital_Space Heating_Natural Gas_Boiler_Usage | Commercial | Hospital | Space Heating | Natural Gas | Boiler | Usage | 0.30457 | 0.30857 | 0.31257 | 0.31657 | 0.32057 | 0.32457 | 0.32857 | 0.33257 | 0.33657 | 0.34057 | 0.34457 | 0.34857 | 0.35257 | 0.35657 | 0.36057 | 0.36457 | 0.36857 | 0.37257 | 0.37657 | 0.38057 | 0.38457 | 0.38857 | 0.39256 | 0.39656 | 0.40056 | 0 | 0 | 0 | 0 | 0 | 0 | 0 | 0 | 0 | 0 | 0
Commercial_Hospital_Space Heating_Natural Gas_Unit Heater_Usage | Commercial | Hospital | Space Heating | Natural Gas | Unit Heater | Usage | 0.073963 | 0.073963 | 0.073963 | 0.073963 | 0.073963 | 0.073963 | 0.073963 | 0.073963 | 0.073963 | 0.073963 | 0.073963 | 0.073963 | 0 | 0 | 0 | 0 | 0 | 0 | 0 | 0 | 0 | 0 | 0 | 0 | 0 | 0 | 0 | 0 | 0 | 0 | 0 | 0 | 0 | 0 | 0 | 0
Commercial_Hospital_Water Heating_Natural Gas_Water Heater_Usage | Commercial | Hospital | Water Heating | Natural Gas | Water Heater | Usage | 0.30721 | 0.32148 | 0.33575 | 0.35002 | 0.36428 | 0.37855 | 0.39282 | 0.40708 | 0.42135 | 0.43562 | 0.44989 | 0 | 0 | 0 | 0 | 0 | 0 | 0 | 0 | 0 | 0 | 0 | 0 | 0 | 0 | 0 | 0 | 0 | 0 | 0 | 0 | 0 | 0 | 0 | 0 | 0
Commercial_Hospital_Food Preparation_Natural Gas_Oven_Usage | Commercial | Hospital | Food Preparation | Natural Gas | Oven | Usage | 0.085082 | 0.085082 | 0.085082 | 0.085082 | 0.085082 | 0.085082 | 0.085082 | 0.085082 | 0.085082 | 0.085082 | 0.085082 | 0.085082 | 0 | 0 | 0 | 0 | 0 | 0 | 0 | 0 | 0 | 0 | 0 | 0 | 0 | 0 | 0 | 0 | 0 | 0 | 0 | 0 | 0 | 0 | 0 | 0
Commercial_Hospital_Food Preparation_Natural Gas_Conveyor Oven_Usage | Commercial | Hospital | Food Preparation | Natural Gas | Conveyor Oven | Usage | 0.14558 | 0.14558 | 0.14558 | 0.14558 | 0.14558 | 0.14558 | 0.14558 | 0.14558 | 0.14558 | 0.14558 | 0.14558 | 0.14558 | 0.14558 | 0.14558 | 0.14558 | 0.14558 | 0.14558 | 0 | 0 | 0 | 0 | 0 | 0 | 0 | 0 | 0 | 0 | 0 | 0 | 0 | 0 | 0 | 0 | 0 | 0 | 0
Commercial_Hospital_Food Preparation_Natural Gas_Double Rack Oven_Usage | Commercial | Hospital | Food Preparation | Natural Gas | Double Rack Oven | Usage | 0.22116 | 0.22116 | 0.22116 | 0.22116 | 0.22116 | 0.22116 | 0.22116 | 0.22116 | 0.22116 | 0.22116 | 0.22116 | 0.22116 | 0 | 0 | 0 | 0 | 0 | 0 | 0 | 0 | 0 | 0 | 0 | 0 | 0 | 0 | 0 | 0 | 0 | 0 | 0 | 0 | 0 | 0 | 0 | 0
Commercial_Hospital_Food Preparation_Natural Gas_Fryer_Usage | Commercial | Hospital | Food Preparation | Natural Gas | Fryer | Usage | 0.13763 | 0.13763 | 0.13763 | 0.13763 | 0.13763 | 0.13763 | 0 | 0 | 0 | 0 | 0 | 0 | 0 | 0 | 0 | 0 | 0 | 0 | 0 | 0 | 0 | 0 | 0 | 0 | 0 | 0 | 0 | 0 | 0 | 0 | 0 | 0 | 0 | 0 | 0 | 0
Commercial_Hospital_Food Preparation_Natural Gas_Broiler_Usage | Commercial | Hospital | Food Preparation | Natural Gas | Broiler | Usage | 0.15137 | 0.15137 | 0.15137 | 0.15137 | 0.15137 | 0.15137 | 0.15137 | 0.15137 | 0.15137 | 0.15137 | 0.15137 | 0.15137 | 0 | 0 | 0 | 0 | 0 | 0 | 0 | 0 | 0 | 0 | 0 | 0 | 0 | 0 | 0 | 0 | 0 | 0 | 0 | 0 | 0 | 0 | 0 | 0
Commercial_Hospital_Food Preparation_Natural Gas_Griddle_Usage | Commercial | Hospital | Food Preparation | Natural Gas | Griddle | Usage | 0.10048 | 0.10048 | 0.10048 | 0.10048 | 0.10048 | 0.10048 | 0.10048 | 0.10048 | 0.10048 | 0.10048 | 0.10048 | 0.10048 | 0 | 0 | 0 | 0 | 0 | 0 | 0 | 0 | 0 | 0 | 0 | 0 | 0 | 0 | 0 | 0 | 0 | 0 | 0 | 0 | 0 | 0 | 0 | 0
Commercial_Hospital_Food Preparation_Natural Gas_Range_Usage | Commercial | Hospital | Food Preparation | Natural Gas | Range | Usage | 0.10423 | 0.10423 | 0.10423 | 0.10423 | 0.10423 | 0.10423 | 0.10423 | 0.10423 | 0.10423 | 0.10423 | 0.10423 | 0 | 0 | 0 | 0 | 0 | 0 | 0 | 0 | 0 | 0 | 0 | 0 | 0 | 0 | 0 | 0 | 0 | 0 | 0 | 0 | 0 | 0 | 0 | 0 | 0
Commercial_Hospital_Food Preparation_Natural Gas_Steamer_Usage | Commercial | Hospital | Food Preparation | Natural Gas | Steamer | Usage | 0.17408 | 0.17408 | 0.17408 | 0.17408 | 0.17408 | 0.17408 | 0.17408 | 0.17408 | 0.17408 | 0.17408 | 0.17408 | 0.17408 | 0 | 0 | 0 | 0 | 0 | 0 | 0 | 0 | 0 | 0 | 0 | 0 | 0 | 0 | 0 | 0 | 0 | 0 | 0 | 0 | 0 | 0 | 0 | 0
Commercial_Hospital_Food Preparation_Natural Gas_Food Prep Other_Usage | Commercial | Hospital | Food Preparation | Natural Gas | Food Prep Other | Usage | 0.043498 | 0.043498 | 0.043498 | 0.043498 | 0.043498 | 0.043498 | 0.043498 | 0.043498 | 0.043498 | 0.043498 | 0.043498 | 0 | 0 | 0 | 0 | 0 | 0 | 0 | 0 | 0 | 0 | 0 | 0 | 0 | 0 | 0 | 0 | 0 | 0 | 0 | 0 | 0 | 0 | 0 | 0 | 0
Commercial_Hospital_Miscellaneous_Natural Gas_Pool Heater_Usage | Commercial | Hospital | Miscellaneous | Natural Gas | Pool Heater | Usage | 0.01 | 0.01 | 0.01 | 0.01 | 0.01 | 0.01 | 0.01 | 0 | 0 | 0 | 0 | 0 | 0 | 0 | 0 | 0 | 0 | 0 | 0 | 0 | 0 | 0 | 0 | 0 | 0 | 0 | 0 | 0 | 0 | 0 | 0 | 0 | 0 | 0 | 0 | 0
Commercial_Hospital_Miscellaneous_Natural Gas_Miscellaneous_Usage | Commercial | Hospital | Miscellaneous | Natural Gas | Miscellaneous | Usage | 0.010385 | 0.010385 | 0.010385 | 0.010385 | 0.010385 | 0 | 0 | 0 | 0 | 0 | 0 | 0 | 0 | 0 | 0 | 0 | 0 | 0 | 0 | 0 | 0 | 0 | 0 | 0 | 0 | 0 | 0 | 0 | 0 | 0 | 0 | 0 | 0 | 0 | 0 | 0
Commercial_Other Health_Space Heating_Natural Gas_Furnace_Usage | Commercial | Other Health | Space Heating | Natural Gas | Furnace | Usage | 0.079667 | 0.080702 | 0.081737 | 0.082772 | 0.083806 | 0.084841 | 0.085876 | 0.086911 | 0.087946 | 0.08898 | 0.090015 | 0.09105 | 0.092085 | 0.09312 | 0.094154 | 0.095189 | 0.096224 | 0.097259 | 0.098294 | 0.099328 | 0.10036 | 0.1014 | 0.10243 | 0.10347 | 0 | 0 | 0 | 0 | 0 | 0 | 0 | 0 | 0 | 0 | 0 | 0
Commercial_Other Health_Space Heating_Natural Gas_Boiler_Usage | Commercial | Other Health | Space Heating | Natural Gas | Boiler | Usage | 0.22151 | 0.22442 | 0.22733 | 0.23024 | 0.23315 | 0.23606 | 0.23896 | 0.24187 | 0.24478 | 0.24769 | 0.2506 | 0.25351 | 0.25642 | 0.25933 | 0.26224 | 0.26514 | 0.26805 | 0.27096 | 0.27387 | 0.27678 | 0.27969 | 0.2826 | 0.28551 | 0.28842 | 0.29132 | 0 | 0 | 0 | 0 | 0 | 0 | 0 | 0 | 0 | 0 | 0
Commercial_Other Health_Space Heating_Natural Gas_Unit Heater_Usage | Commercial | Other Health | Space Heating | Natural Gas | Unit Heater | Usage | 0.045525 | 0.045525 | 0.045525 | 0.045525 | 0.045525 | 0.045525 | 0.045525 | 0.045525 | 0.045525 | 0.045525 | 0.045525 | 0.045525 | 0 | 0 | 0 | 0 | 0 | 0 | 0 | 0 | 0 | 0 | 0 | 0 | 0 | 0 | 0 | 0 | 0 | 0 | 0 | 0 | 0 | 0 | 0 | 0
Commercial_Other Health_Water Heating_Natural Gas_Water Heater_Usage | Commercial | Other Health | Water Heating | Natural Gas | Water Heater | Usage | 0.31414 | 0.32873 | 0.34332 | 0.35791 | 0.3725 | 0.38709 | 0.40168 | 0.41627 | 0.43086 | 0.44544 | 0.46003 | 0 | 0 | 0 | 0 | 0 | 0 | 0 | 0 | 0 | 0 | 0 | 0 | 0 | 0 | 0 | 0 | 0 | 0 | 0 | 0 | 0 | 0 | 0 | 0 | 0
Commercial_Other Health_Food Preparation_Natural Gas_Oven_Usage | Commercial | Other Health | Food Preparation | Natural Gas | Oven | Usage | 0.087755 | 0.087755 | 0.087755 | 0.087755 | 0.087755 | 0.087755 | 0.087755 | 0.087755 | 0.087755 | 0.087755 | 0.087755 | 0.087755 | 0 | 0 | 0 | 0 | 0 | 0 | 0 | 0 | 0 | 0 | 0 | 0 | 0 | 0 | 0 | 0 | 0 | 0 | 0 | 0 | 0 | 0 | 0 | 0
Commercial_Other Health_Food Preparation_Natural Gas_Conveyor Oven_Usage | Commercial | Other Health | Food Preparation | Natural Gas | Conveyor Oven | Usage | 0.15016 | 0.15016 | 0.15016 | 0.15016 | 0.15016 | 0.15016 | 0.15016 | 0.15016 | 0.15016 | 0.15016 | 0.15016 | 0.15016 | 0.15016 | 0.15016 | 0.15016 | 0.15016 | 0.15016 | 0 | 0 | 0 | 0 | 0 | 0 | 0 | 0 | 0 | 0 | 0 | 0 | 0 | 0 | 0 | 0 | 0 | 0 | 0
Commercial_Other Health_Food Preparation_Natural Gas_Double Rack Oven_Usage | Commercial | Other Health | Food Preparation | Natural Gas | Double Rack Oven | Usage | 0.22811 | 0.22811 | 0.22811 | 0.22811 | 0.22811 | 0.22811 | 0.22811 | 0.22811 | 0.22811 | 0.22811 | 0.22811 | 0.22811 | 0 | 0 | 0 | 0 | 0 | 0 | 0 | 0 | 0 | 0 | 0 | 0 | 0 | 0 | 0 | 0 | 0 | 0 | 0 | 0 | 0 | 0 | 0 | 0
Commercial_Other Health_Food Preparation_Natural Gas_Fryer_Usage | Commercial | Other Health | Food Preparation | Natural Gas | Fryer | Usage | 0.14195 | 0.14195 | 0.14195 | 0.14195 | 0.14195 | 0.14195 | 0 | 0 | 0 | 0 | 0 | 0 | 0 | 0 | 0 | 0 | 0 | 0 | 0 | 0 | 0 | 0 | 0 | 0 | 0 | 0 | 0 | 0 | 0 | 0 | 0 | 0 | 0 | 0 | 0 | 0
Commercial_Other Health_Food Preparation_Natural Gas_Broiler_Usage | Commercial | Other Health | Food Preparation | Natural Gas | Broiler | Usage | 0.15613 | 0.15613 | 0.15613 | 0.15613 | 0.15613 | 0.15613 | 0.15613 | 0.15613 | 0.15613 | 0.15613 | 0.15613 | 0.15613 | 0 | 0 | 0 | 0 | 0 | 0 | 0 | 0 | 0 | 0 | 0 | 0 | 0 | 0 | 0 | 0 | 0 | 0 | 0 | 0 | 0 | 0 | 0 | 0
Commercial_Other Health_Food Preparation_Natural Gas_Griddle_Usage | Commercial | Other Health | Food Preparation | Natural Gas | Griddle | Usage | 0.10364 | 0.10364 | 0.10364 | 0.10364 | 0.10364 | 0.10364 | 0.10364 | 0.10364 | 0.10364 | 0.10364 | 0.10364 | 0.10364 | 0 | 0 | 0 | 0 | 0 | 0 | 0 | 0 | 0 | 0 | 0 | 0 | 0 | 0 | 0 | 0 | 0 | 0 | 0 | 0 | 0 | 0 | 0 | 0
Commercial_Other Health_Food Preparation_Natural Gas_Range_Usage | Commercial | Other Health | Food Preparation | Natural Gas | Range | Usage | 0.1075 | 0.1075 | 0.1075 | 0.1075 | 0.1075 | 0.1075 | 0.1075 | 0.1075 | 0.1075 | 0.1075 | 0.1075 | 0 | 0 | 0 | 0 | 0 | 0 | 0 | 0 | 0 | 0 | 0 | 0 | 0 | 0 | 0 | 0 | 0 | 0 | 0 | 0 | 0 | 0 | 0 | 0 | 0
Commercial_Other Health_Food Preparation_Natural Gas_Steamer_Usage | Commercial | Other Health | Food Preparation | Natural Gas | Steamer | Usage | 0.17955 | 0.17955 | 0.17955 | 0.17955 | 0.17955 | 0.17955 | 0.17955 | 0.17955 | 0.17955 | 0.17955 | 0.17955 | 0.17955 | 0 | 0 | 0 | 0 | 0 | 0 | 0 | 0 | 0 | 0 | 0 | 0 | 0 | 0 | 0 | 0 | 0 | 0 | 0 | 0 | 0 | 0 | 0 | 0
Commercial_Other Health_Food Preparation_Natural Gas_Food Prep Other_Usage | Commercial | Other Health | Food Preparation | Natural Gas | Food Prep Other | Usage | 0.044865 | 0.044865 | 0.044865 | 0.044865 | 0.044865 | 0.044865 | 0.044865 | 0.044865 | 0.044865 | 0.044865 | 0.044865 | 0 | 0 | 0 | 0 | 0 | 0 | 0 | 0 | 0 | 0 | 0 | 0 | 0 | 0 | 0 | 0 | 0 | 0 | 0 | 0 | 0 | 0 | 0 | 0 | 0
Commercial_Other Health_Miscellaneous_Natural Gas_Pool Heater_Usage | Commercial | Other Health | Miscellaneous | Natural Gas | Pool Heater | Usage | 0.01 | 0.01 | 0.01 | 0.01 | 0.01 | 0.01 | 0.01 | 0 | 0 | 0 | 0 | 0 | 0 | 0 | 0 | 0 | 0 | 0 | 0 | 0 | 0 | 0 | 0 | 0 | 0 | 0 | 0 | 0 | 0 | 0 | 0 | 0 | 0 | 0 | 0 | 0
Commercial_Other Health_Miscellaneous_Natural Gas_Miscellaneous_Usage | Commercial | Other Health | Miscellaneous | Natural Gas | Miscellaneous | Usage | 0.0078991 | 0.0078991 | 0.0078991 | 0.0078991 | 0.0078991 | 0 | 0 | 0 | 0 | 0 | 0 | 0 | 0 | 0 | 0 | 0 | 0 | 0 | 0 | 0 | 0 | 0 | 0 | 0 | 0 | 0 | 0 | 0 | 0 | 0 | 0 | 0 | 0 | 0 | 0 | 0
Commercial_Lodging_Space Heating_Natural Gas_Furnace_Usage | Commercial | Lodging | Space Heating | Natural Gas | Furnace | Usage | 0.46622 | 0.47227 | 0.47833 | 0.48438 | 0.49044 | 0.49649 | 0.50255 | 0.50861 | 0.51466 | 0.52072 | 0.52677 | 0.53283 | 0.53888 | 0.54494 | 0.55099 | 0.55705 | 0.5631 | 0.56916 | 0.57521 | 0.58127 | 0.58733 | 0.59338 | 0.59944 | 0.60549 | 0 | 0 | 0 | 0 | 0 | 0 | 0 | 0 | 0 | 0 | 0 | 0
Commercial_Lodging_Space Heating_Natural Gas_Boiler_Usage | Commercial | Lodging | Space Heating | Natural Gas | Boiler | Usage | 1.0734 | 1.0866 | 1.0999 | 1.1132 | 1.1265 | 1.1398 | 1.1531 | 1.1663 | 1.1796 | 1.1929 | 1.2062 | 1.2195 | 1.2328 | 1.2461 | 1.2593 | 1.2726 | 1.2859 | 1.2992 | 1.3125 | 1.3258 | 1.339 | 1.3523 | 1.3656 | 1.3789 | 1.3922 | 0 | 0 | 0 | 0 | 0 | 0 | 0 | 0 | 0 | 0 | 0
Commercial_Lodging_Space Heating_Natural Gas_Unit Heater_Usage | Commercial | Lodging | Space Heating | Natural Gas | Unit Heater | Usage | 0.26641 | 0.26641 | 0.26641 | 0.26641 | 0.26641 | 0.26641 | 0.26641 | 0.26641 | 0.26641 | 0.26641 | 0.26641 | 0.26641 | 0 | 0 | 0 | 0 | 0 | 0 | 0 | 0 | 0 | 0 | 0 | 0 | 0 | 0 | 0 | 0 | 0 | 0 | 0 | 0 | 0 | 0 | 0 | 0
Commercial_Lodging_Water Heating_Natural Gas_Water Heater_Usage | Commercial | Lodging | Water Heating | Natural Gas | Water Heater | Usage | 0.69758 | 0.72996 | 0.76234 | 0.79471 | 0.82709 | 0.85946 | 0.89184 | 0.92422 | 0.95659 | 0.98897 | 1.0213 | 0 | 0 | 0 | 0 | 0 | 0 | 0 | 0 | 0 | 0 | 0 | 0 | 0 | 0 | 0 | 0 | 0 | 0 | 0 | 0 | 0 | 0 | 0 | 0 | 0
Commercial_Lodging_Food Preparation_Natural Gas_Oven_Usage | Commercial | Lodging | Food Preparation | Natural Gas | Oven | Usage | 0.094226 | 0.094226 | 0.094226 | 0.094226 | 0.094226 | 0.094226 | 0.094226 | 0.094226 | 0.094226 | 0.094226 | 0.094226 | 0.094226 | 0 | 0 | 0 | 0 | 0 | 0 | 0 | 0 | 0 | 0 | 0 | 0 | 0 | 0 | 0 | 0 | 0 | 0 | 0 | 0 | 0 | 0 | 0 | 0
Commercial_Lodging_Food Preparation_Natural Gas_Conveyor Oven_Usage | Commercial | Lodging | Food Preparation | Natural Gas | Conveyor Oven | Usage | 0.16123 | 0.16123 | 0.16123 | 0.16123 | 0.16123 | 0.16123 | 0.16123 | 0.16123 | 0.16123 | 0.16123 | 0.16123 | 0.16123 | 0.16123 | 0.16123 | 0.16123 | 0.16123 | 0.16123 | 0 | 0 | 0 | 0 | 0 | 0 | 0 | 0 | 0 | 0 | 0 | 0 | 0 | 0 | 0 | 0 | 0 | 0 | 0
Commercial_Lodging_Food Preparation_Natural Gas_Double Rack Oven_Usage | Commercial | Lodging | Food Preparation | Natural Gas | Double Rack Oven | Usage | 0.24493 | 0.24493 | 0.24493 | 0.24493 | 0.24493 | 0.24493 | 0.24493 | 0.24493 | 0.24493 | 0.24493 | 0.24493 | 0.24493 | 0 | 0 | 0 | 0 | 0 | 0 | 0 | 0 | 0 | 0 | 0 | 0 | 0 | 0 | 0 | 0 | 0 | 0 | 0 | 0 | 0 | 0 | 0 | 0
Commercial_Lodging_Food Preparation_Natural Gas_Fryer_Usage | Commercial | Lodging | Food Preparation | Natural Gas | Fryer | Usage | 0.15242 | 0.15242 | 0.15242 | 0.15242 | 0.15242 | 0.15242 | 0 | 0 | 0 | 0 | 0 | 0 | 0 | 0 | 0 | 0 | 0 | 0 | 0 | 0 | 0 | 0 | 0 | 0 | 0 | 0 | 0 | 0 | 0 | 0 | 0 | 0 | 0 | 0 | 0 | 0
Commercial_Lodging_Food Preparation_Natural Gas_Broiler_Usage | Commercial | Lodging | Food Preparation | Natural Gas | Broiler | Usage | 0.16764 | 0.16764 | 0.16764 | 0.16764 | 0.16764 | 0.16764 | 0.16764 | 0.16764 | 0.16764 | 0.16764 | 0.16764 | 0.16764 | 0 | 0 | 0 | 0 | 0 | 0 | 0 | 0 | 0 | 0 | 0 | 0 | 0 | 0 | 0 | 0 | 0 | 0 | 0 | 0 | 0 | 0 | 0 | 0
Commercial_Lodging_Food Preparation_Natural Gas_Griddle_Usage | Commercial | Lodging | Food Preparation | Natural Gas | Griddle | Usage | 0.11128 | 0.11128 | 0.11128 | 0.11128 | 0.11128 | 0.11128 | 0.11128 | 0.11128 | 0.11128 | 0.11128 | 0.11128 | 0.11128 | 0 | 0 | 0 | 0 | 0 | 0 | 0 | 0 | 0 | 0 | 0 | 0 | 0 | 0 | 0 | 0 | 0 | 0 | 0 | 0 | 0 | 0 | 0 | 0
Commercial_Lodging_Food Preparation_Natural Gas_Range_Usage | Commercial | Lodging | Food Preparation | Natural Gas | Range | Usage | 0.11543 | 0.11543 | 0.11543 | 0.11543 | 0.11543 | 0.11543 | 0.11543 | 0.11543 | 0.11543 | 0.11543 | 0.11543 | 0 | 0 | 0 | 0 | 0 | 0 | 0 | 0 | 0 | 0 | 0 | 0 | 0 | 0 | 0 | 0 | 0 | 0 | 0 | 0 | 0 | 0 | 0 | 0 | 0
Commercial_Lodging_Food Preparation_Natural Gas_Steamer_Usage | Commercial | Lodging | Food Preparation | Natural Gas | Steamer | Usage | 0.19279 | 0.19279 | 0.19279 | 0.19279 | 0.19279 | 0.19279 | 0.19279 | 0.19279 | 0.19279 | 0.19279 | 0.19279 | 0.19279 | 0 | 0 | 0 | 0 | 0 | 0 | 0 | 0 | 0 | 0 | 0 | 0 | 0 | 0 | 0 | 0 | 0 | 0 | 0 | 0 | 0 | 0 | 0 | 0
Commercial_Lodging_Food Preparation_Natural Gas_Food Prep Other_Usage | Commercial | Lodging | Food Preparation | Natural Gas | Food Prep Other | Usage | 0.048173 | 0.048173 | 0.048173 | 0.048173 | 0.048173 | 0.048173 | 0.048173 | 0.048173 | 0.048173 | 0.048173 | 0.048173 | 0 | 0 | 0 | 0 | 0 | 0 | 0 | 0 | 0 | 0 | 0 | 0 | 0 | 0 | 0 | 0 | 0 | 0 | 0 | 0 | 0 | 0 | 0 | 0 | 0
Commercial_Lodging_Miscellaneous_Natural Gas_Pool Heater_Usage | Commercial | Lodging | Miscellaneous | Natural Gas | Pool Heater | Usage | 0.0089847 | 0.0089847 | 0.0089847 | 0.0089847 | 0.0089847 | 0.0089847 | 0.0089847 | 0 | 0 | 0 | 0 | 0 | 0 | 0 | 0 | 0 | 0 | 0 | 0 | 0 | 0 | 0 | 0 | 0 | 0 | 0 | 0 | 0 | 0 | 0 | 0 | 0 | 0 | 0 | 0 | 0
Commercial_Lodging_Miscellaneous_Natural Gas_Miscellaneous_Usage | Commercial | Lodging | Miscellaneous | Natural Gas | Miscellaneous | Usage | 0.034663 | 0.034663 | 0.034663 | 0.034663 | 0.034663 | 0 | 0 | 0 | 0 | 0 | 0 | 0 | 0 | 0 | 0 | 0 | 0 | 0 | 0 | 0 | 0 | 0 | 0 | 0 | 0 | 0 | 0 | 0 | 0 | 0 | 0 | 0 | 0 | 0 | 0 | 0
Commercial_Warehouse_Space Heating_Natural Gas_Furnace_Usage | Commercial | Warehouse | Space Heating | Natural Gas | Furnace | Usage | 0.24136 | 0.2445 | 0.24763 | 0.25077 | 0.2539 | 0.25704 | 0.26017 | 0.26331 | 0.26644 | 0.26958 | 0.27271 | 0.27585 | 0.27898 | 0.28212 | 0.28525 | 0.28839 | 0.29152 | 0.29466 | 0.29779 | 0.30093 | 0.30406 | 0.3072 | 0.31033 | 0.31347 | 0 | 0 | 0 | 0 | 0 | 0 | 0 | 0 | 0 | 0 | 0 | 0
Commercial_Warehouse_Space Heating_Natural Gas_Boiler_Usage | Commercial | Warehouse | Space Heating | Natural Gas | Boiler | Usage | 1.0161 | 1.0206 | 1.025 | 1.0295 | 1.0339 | 1.0384 | 1.0429 | 1.0473 | 1.0518 | 1.0562 | 1.0607 | 1.0651 | 1.0696 | 1.074 | 1.0785 | 1.0829 | 1.0874 | 1.0919 | 1.0963 | 1.1008 | 1.1052 | 1.1097 | 1.1141 | 1.1186 | 1.123 | 0 | 0 | 0 | 0 | 0 | 0 | 0 | 0 | 0 | 0 | 0
Commercial_Warehouse_Space Heating_Natural Gas_Unit Heater_Usage | Commercial | Warehouse | Space Heating | Natural Gas | Unit Heater | Usage | 0.13792 | 0.13792 | 0.13792 | 0.13792 | 0.13792 | 0.13792 | 0.13792 | 0.13792 | 0.13792 | 0.13792 | 0.13792 | 0.13792 | 0 | 0 | 0 | 0 | 0 | 0 | 0 | 0 | 0 | 0 | 0 | 0 | 0 | 0 | 0 | 0 | 0 | 0 | 0 | 0 | 0 | 0 | 0 | 0
Commercial_Warehouse_Water Heating_Natural Gas_Water Heater_Usage | Commercial | Warehouse | Water Heating | Natural Gas | Water Heater | Usage | 0.061714 | 0.064581 | 0.067448 | 0.070315 | 0.073182 | 0.07605 | 0.078917 | 0.081784 | 0.084651 | 0.087518 | 0.090386 | 0 | 0 | 0 | 0 | 0 | 0 | 0 | 0 | 0 | 0 | 0 | 0 | 0 | 0 | 0 | 0 | 0 | 0 | 0 | 0 | 0 | 0 | 0 | 0 | 0
Commercial_Warehouse_Food Preparation_Natural Gas_Oven_Usage | Commercial | Warehouse | Food Preparation | Natural Gas | Oven | Usage | 0.0063115 | 0.0063115 | 0.0063115 | 0.0063115 | 0.0063115 | 0.0063115 | 0.0063115 | 0.0063115 | 0.0063115 | 0.0063115 | 0.0063115 | 0.0063115 | 0 | 0 | 0 | 0 | 0 | 0 | 0 | 0 | 0 | 0 | 0 | 0 | 0 | 0 | 0 | 0 | 0 | 0 | 0 | 0 | 0 | 0 | 0 | 0
Commercial_Warehouse_Food Preparation_Natural Gas_Conveyor Oven_Usage | Commercial | Warehouse | Food Preparation | Natural Gas | Conveyor Oven | Usage | 0.010799 | 0.010799 | 0.010799 | 0.010799 | 0.010799 | 0.010799 | 0.010799 | 0.010799 | 0.010799 | 0.010799 | 0.010799 | 0.010799 | 0.010799 | 0.010799 | 0.010799 | 0.010799 | 0.010799 | 0 | 0 | 0 | 0 | 0 | 0 | 0 | 0 | 0 | 0 | 0 | 0 | 0 | 0 | 0 | 0 | 0 | 0 | 0
Commercial_Warehouse_Food Preparation_Natural Gas_Double Rack Oven_Usage | Commercial | Warehouse | Food Preparation | Natural Gas | Double Rack Oven | Usage | 0.016406 | 0.016406 | 0.016406 | 0.016406 | 0.016406 | 0.016406 | 0.016406 | 0.016406 | 0.016406 | 0.016406 | 0.016406 | 0.016406 | 0 | 0 | 0 | 0 | 0 | 0 | 0 | 0 | 0 | 0 | 0 | 0 | 0 | 0 | 0 | 0 | 0 | 0 | 0 | 0 | 0 | 0 | 0 | 0
Commercial_Warehouse_Food Preparation_Natural Gas_Fryer_Usage | Commercial | Warehouse | Food Preparation | Natural Gas | Fryer | Usage | 0.010209 | 0.010209 | 0.010209 | 0.010209 | 0.010209 | 0.010209 | 0 | 0 | 0 | 0 | 0 | 0 | 0 | 0 | 0 | 0 | 0 | 0 | 0 | 0 | 0 | 0 | 0 | 0 | 0 | 0 | 0 | 0 | 0 | 0 | 0 | 0 | 0 | 0 | 0 | 0
Commercial_Warehouse_Food Preparation_Natural Gas_Broiler_Usage | Commercial | Warehouse | Food Preparation | Natural Gas | Broiler | Usage | 0.011229 | 0.011229 | 0.011229 | 0.011229 | 0.011229 | 0.011229 | 0.011229 | 0.011229 | 0.011229 | 0.011229 | 0.011229 | 0.011229 | 0 | 0 | 0 | 0 | 0 | 0 | 0 | 0 | 0 | 0 | 0 | 0 | 0 | 0 | 0 | 0 | 0 | 0 | 0 | 0 | 0 | 0 | 0 | 0
Commercial_Warehouse_Food Preparation_Natural Gas_Griddle_Usage | Commercial | Warehouse | Food Preparation | Natural Gas | Griddle | Usage | 0.0074538 | 0.0074538 | 0.0074538 | 0.0074538 | 0.0074538 | 0.0074538 | 0.0074538 | 0.0074538 | 0.0074538 | 0.0074538 | 0.0074538 | 0.0074538 | 0 | 0 | 0 | 0 | 0 | 0 | 0 | 0 | 0 | 0 | 0 | 0 | 0 | 0 | 0 | 0 | 0 | 0 | 0 | 0 | 0 | 0 | 0 | 0
Commercial_Warehouse_Food Preparation_Natural Gas_Range_Usage | Commercial | Warehouse | Food Preparation | Natural Gas | Range | Usage | 0.0077318 | 0.0077318 | 0.0077318 | 0.0077318 | 0.0077318 | 0.0077318 | 0.0077318 | 0.0077318 | 0.0077318 | 0.0077318 | 0.0077318 | 0 | 0 | 0 | 0 | 0 | 0 | 0 | 0 | 0 | 0 | 0 | 0 | 0 | 0 | 0 | 0 | 0 | 0 | 0 | 0 | 0 | 0 | 0 | 0 | 0
Commercial_Warehouse_Food Preparation_Natural Gas_Steamer_Usage | Commercial | Warehouse | Food Preparation | Natural Gas | Steamer | Usage | 0.012913 | 0.012913 | 0.012913 | 0.012913 | 0.012913 | 0.012913 | 0.012913 | 0.012913 | 0.012913 | 0.012913 | 0.012913 | 0.012913 | 0 | 0 | 0 | 0 | 0 | 0 | 0 | 0 | 0 | 0 | 0 | 0 | 0 | 0 | 0 | 0 | 0 | 0 | 0 | 0 | 0 | 0 | 0 | 0
Commercial_Warehouse_Food Preparation_Natural Gas_Food Prep Other_Usage | Commercial | Warehouse | Food Preparation | Natural Gas | Food Prep Other | Usage | 0.0032268 | 0.0032268 | 0.0032268 | 0.0032268 | 0.0032268 | 0.0032268 | 0.0032268 | 0.0032268 | 0.0032268 | 0.0032268 | 0.0032268 | 0 | 0 | 0 | 0 | 0 | 0 | 0 | 0 | 0 | 0 | 0 | 0 | 0 | 0 | 0 | 0 | 0 | 0 | 0 | 0 | 0 | 0 | 0 | 0 | 0
Commercial_Warehouse_Miscellaneous_Natural Gas_Pool Heater_Usage | Commercial | Warehouse | Miscellaneous | Natural Gas | Pool Heater | Usage | 0.01 | 0.01 | 0.01 | 0.01 | 0.01 | 0.01 | 0.01 | 0 | 0 | 0 | 0 | 0 | 0 | 0 | 0 | 0 | 0 | 0 | 0 | 0 | 0 | 0 | 0 | 0 | 0 | 0 | 0 | 0 | 0 | 0 | 0 | 0 | 0 | 0 | 0 | 0
Commercial_Warehouse_Miscellaneous_Natural Gas_Miscellaneous_Usage | Commercial | Warehouse | Miscellaneous | Natural Gas | Miscellaneous | Usage | 0.0012449 | 0.0012449 | 0.0012449 | 0.0012449 | 0.0012449 | 0 | 0 | 0 | 0 | 0 | 0 | 0 | 0 | 0 | 0 | 0 | 0 | 0 | 0 | 0 | 0 | 0 | 0 | 0 | 0 | 0 | 0 | 0 | 0 | 0 | 0 | 0 | 0 | 0 | 0 | 0
Commercial_Miscellaneous_Space Heating_Natural Gas_Furnace_Usage | Commercial | Miscellaneous | Space Heating | Natural Gas | Furnace | Usage | 0.059344 | 0.060114 | 0.060884 | 0.061654 | 0.062424 | 0.063194 | 0.063964 | 0.064735 | 0.065505 | 0.066275 | 0.067045 | 0.067815 | 0.068585 | 0.069355 | 0.070125 | 0.070895 | 0.071666 | 0.072436 | 0.073206 | 0.073976 | 0.074746 | 0.075516 | 0.076286 | 0.077056 | 0 | 0 | 0 | 0 | 0 | 0 | 0 | 0 | 0 | 0 | 0 | 0
Commercial_Miscellaneous_Space Heating_Natural Gas_Boiler_Usage | Commercial | Miscellaneous | Space Heating | Natural Gas | Boiler | Usage | 0.23915 | 0.24114 | 0.24312 | 0.2451 | 0.24709 | 0.24907 | 0.25105 | 0.25303 | 0.25502 | 0.257 | 0.25898 | 0.26097 | 0.26295 | 0.26493 | 0.26691 | 0.2689 | 0.27088 | 0.27286 | 0.27485 | 0.27683 | 0.27881 | 0.2808 | 0.28278 | 0.28476 | 0.28674 | 0 | 0 | 0 | 0 | 0 | 0 | 0 | 0 | 0 | 0 | 0
Commercial_Miscellaneous_Space Heating_Natural Gas_Unit Heater_Usage | Commercial | Miscellaneous | Space Heating | Natural Gas | Unit Heater | Usage | 0.033908 | 0.033908 | 0.033908 | 0.033908 | 0.033908 | 0.033908 | 0.033908 | 0.033908 | 0.033908 | 0.033908 | 0.033908 | 0.033908 | 0 | 0 | 0 | 0 | 0 | 0 | 0 | 0 | 0 | 0 | 0 | 0 | 0 | 0 | 0 | 0 | 0 | 0 | 0 | 0 | 0 | 0 | 0 | 0
Commercial_Miscellaneous_Water Heating_Natural Gas_Water Heater_Usage | Commercial | Miscellaneous | Water Heating | Natural Gas | Water Heater | Usage | 0.22714 | 0.23767 | 0.24821 | 0.25874 | 0.26928 | 0.27981 | 0.29034 | 0.30088 | 0.31141 | 0.32195 | 0.33248 | 0 | 0 | 0 | 0 | 0 | 0 | 0 | 0 | 0 | 0 | 0 | 0 | 0 | 0 | 0 | 0 | 0 | 0 | 0 | 0 | 0 | 0 | 0 | 0 | 0
Commercial_Miscellaneous_Food Preparation_Natural Gas_Oven_Usage | Commercial | Miscellaneous | Food Preparation | Natural Gas | Oven | Usage | 0.020408 | 0.020408 | 0.020408 | 0.020408 | 0.020408 | 0.020408 | 0.020408 | 0.020408 | 0.020408 | 0.020408 | 0.020408 | 0.020408 | 0 | 0 | 0 | 0 | 0 | 0 | 0 | 0 | 0 | 0 | 0 | 0 | 0 | 0 | 0 | 0 | 0 | 0 | 0 | 0 | 0 | 0 | 0 | 0
Commercial_Miscellaneous_Food Preparation_Natural Gas_Conveyor Oven_Usage | Commercial | Miscellaneous | Food Preparation | Natural Gas | Conveyor Oven | Usage | 0.03492 | 0.03492 | 0.03492 | 0.03492 | 0.03492 | 0.03492 | 0.03492 | 0.03492 | 0.03492 | 0.03492 | 0.03492 | 0.03492 | 0.03492 | 0.03492 | 0.03492 | 0.03492 | 0.03492 | 0 | 0 | 0 | 0 | 0 | 0 | 0 | 0 | 0 | 0 | 0 | 0 | 0 | 0 | 0 | 0 | 0 | 0 | 0
Commercial_Miscellaneous_Food Preparation_Natural Gas_Double Rack Oven_Usage | Commercial | Miscellaneous | Food Preparation | Natural Gas | Double Rack Oven | Usage | 0.05305 | 0.05305 | 0.05305 | 0.05305 | 0.05305 | 0.05305 | 0.05305 | 0.05305 | 0.05305 | 0.05305 | 0.05305 | 0.05305 | 0 | 0 | 0 | 0 | 0 | 0 | 0 | 0 | 0 | 0 | 0 | 0 | 0 | 0 | 0 | 0 | 0 | 0 | 0 | 0 | 0 | 0 | 0 | 0
Commercial_Miscellaneous_Food Preparation_Natural Gas_Fryer_Usage | Commercial | Miscellaneous | Food Preparation | Natural Gas | Fryer | Usage | 0.033012 | 0.033012 | 0.033012 | 0.033012 | 0.033012 | 0.033012 | 0 | 0 | 0 | 0 | 0 | 0 | 0 | 0 | 0 | 0 | 0 | 0 | 0 | 0 | 0 | 0 | 0 | 0 | 0 | 0 | 0 | 0 | 0 | 0 | 0 | 0 | 0 | 0 | 0 | 0
Commercial_Miscellaneous_Food Preparation_Natural Gas_Broiler_Usage | Commercial | Miscellaneous | Food Preparation | Natural Gas | Broiler | Usage | 0.03631 | 0.03631 | 0.03631 | 0.03631 | 0.03631 | 0.03631 | 0.03631 | 0.03631 | 0.03631 | 0.03631 | 0.03631 | 0.03631 | 0 | 0 | 0 | 0 | 0 | 0 | 0 | 0 | 0 | 0 | 0 | 0 | 0 | 0 | 0 | 0 | 0 | 0 | 0 | 0 | 0 | 0 | 0 | 0
Commercial_Miscellaneous_Food Preparation_Natural Gas_Griddle_Usage | Commercial | Miscellaneous | Food Preparation | Natural Gas | Griddle | Usage | 0.024102 | 0.024102 | 0.024102 | 0.024102 | 0.024102 | 0.024102 | 0.024102 | 0.024102 | 0.024102 | 0.024102 | 0.024102 | 0.024102 | 0 | 0 | 0 | 0 | 0 | 0 | 0 | 0 | 0 | 0 | 0 | 0 | 0 | 0 | 0 | 0 | 0 | 0 | 0 | 0 | 0 | 0 | 0 | 0
Commercial_Miscellaneous_Food Preparation_Natural Gas_Range_Usage | Commercial | Miscellaneous | Food Preparation | Natural Gas | Range | Usage | 0.025001 | 0.025001 | 0.025001 | 0.025001 | 0.025001 | 0.025001 | 0.025001 | 0.025001 | 0.025001 | 0.025001 | 0.025001 | 0 | 0 | 0 | 0 | 0 | 0 | 0 | 0 | 0 | 0 | 0 | 0 | 0 | 0 | 0 | 0 | 0 | 0 | 0 | 0 | 0 | 0 | 0 | 0 | 0
Commercial_Miscellaneous_Food Preparation_Natural Gas_Steamer_Usage | Commercial | Miscellaneous | Food Preparation | Natural Gas | Steamer | Usage | 0.041756 | 0.041756 | 0.041756 | 0.041756 | 0.041756 | 0.041756 | 0.041756 | 0.041756 | 0.041756 | 0.041756 | 0.041756 | 0.041756 | 0 | 0 | 0 | 0 | 0 | 0 | 0 | 0 | 0 | 0 | 0 | 0 | 0 | 0 | 0 | 0 | 0 | 0 | 0 | 0 | 0 | 0 | 0 | 0
Commercial_Miscellaneous_Food Preparation_Natural Gas_Food Prep Other_Usage | Commercial | Miscellaneous | Food Preparation | Natural Gas | Food Prep Other | Usage | 0.010434 | 0.010434 | 0.010434 | 0.010434 | 0.010434 | 0.010434 | 0.010434 | 0.010434 | 0.010434 | 0.010434 | 0.010434 | 0 | 0 | 0 | 0 | 0 | 0 | 0 | 0 | 0 | 0 | 0 | 0 | 0 | 0 | 0 | 0 | 0 | 0 | 0 | 0 | 0 | 0 | 0 | 0 | 0
Commercial_Miscellaneous_Miscellaneous_Natural Gas_Pool Heater_Usage | Commercial | Miscellaneous | Miscellaneous | Natural Gas | Pool Heater | Usage | 0.0021726 | 0.0021726 | 0.0021726 | 0.0021726 | 0.0021726 | 0.0021726 | 0.0021726 | 0 | 0 | 0 | 0 | 0 | 0 | 0 | 0 | 0 | 0 | 0 | 0 | 0 | 0 | 0 | 0 | 0 | 0 | 0 | 0 | 0 | 0 | 0 | 0 | 0 | 0 | 0 | 0 | 0
Commercial_Miscellaneous_Miscellaneous_Natural Gas_Miscellaneous_Usage | Commercial | Miscellaneous | Miscellaneous | Natural Gas | Miscellaneous | Usage | 0.0090361 | 0.0090361 | 0.0090361 | 0.0090361 | 0.0090361 | 0 | 0 | 0 | 0 | 0 | 0 | 0 | 0 | 0 | 0 | 0 | 0 | 0 | 0 | 0 | 0 | 0 | 0 | 0 | 0 | 0 | 0 | 0 | 0 | 0 | 0 | 0 | 0 | 0 | 0 | 0

## Avoided Costs
Key | Field | Sector | Fuel | End Use | Value | Unit of Measure | 2019 | 2020 | 2021 | 2022 | 2023 | 2024 | 2025 | 2026 | 2027 | 2028 | 2029 | 2030 | 2031 | 2032 | 2033 | 2034 | 2035 | 2036 | 2037 | 2038 | 2039 | 2040 | 2041 | 2042 | 2043 | 2044 | 2045 | 2046 | 2047 | 2048 | 2049 | 2050 | 2051 | 2052 | 2053 | 2054 | 2055 | 2056 | 2057 | 2058 | 2059 | 2060 | 2061 | 2062 | 2063 | 2064 | 2065 | 2066 | 2067 | 2068 | 2069 | 2070 | 2071 | 2072 | 2073 | 2074 | 2075 | 2076 | 2077 | 2078 | 2079 | 2080 | 2081 | 2082 | 2083 | 2084
F1_Commercial_Space Heating_Natural Gas | F1 | Commercial | Natural Gas | Space Heating | Avoided Energy Cost | $ per Mtherm | 1795.5898 | 1795.5898 | 1795.5898 | 1793.0023 | 1779.3092 | 1817.3686 | 1843.184 | 1851.082 | 1867.3432 | 1893.5076 | 1917.0389 | 1930.3406 | 1943.4675 | 1950.5065 | 1974.9407 | 1980.3226 | 1979.1499 | 1990.3511 | 1998.3773 | 2005.3497 | 2026.0164 | 2047.3379 | 2067.651 | 2088.0899 | 2111.4168 | 2136.0642 | 2156.832 | 2165.9335 | 2172.25 | 2174.8581 | 2191.4386 | 2207.0381 | 2207.0381 | 2207.0381 | 2207.0381 | 2207.0381 | 2207.0381 | 2207.0381 | 2207.0381 | 2207.0381 | 2207.0381 | 2207.0381 | 2207.0381 | 2207.0381 | 2207.0381 | 2207.0381 | 2207.0381 | 2207.0381 | 2207.0381 | 2207.0381 | 2207.0381 | 2207.0381 | 2207.0381 | 2207.0381 | 2207.0381 | 2207.0381 | 2207.0381 | 2207.0381 | 2207.0381 | 2207.0381 | 2207.0381 | 2207.0381 | 2207.0381 | 2207.0381 | 2207.0381 | 2207.0381
F2_Commercial_Space Heating_Natural Gas | F2 | Commercial | Natural Gas | Space Heating | Avoided Capacity Cost | $ per therm | 0 | 0 | 0 | 0 | 0 | 0 | 0 | 0 | 0 | 0 | 0 | 0 | 0 | 0 | 0 | 0 | 0 | 0 | 0 | 0 | 0 | 0 | 0 | 0 | 0 | 0 | 0 | 0 | 0 | 0 | 0 | 0 | 0 | 0 | 0 | 0 | 0 | 0 | 0 | 0 | 0 | 0 | 0 | 0 | 0 | 0 | 0 | 0 | 0 | 0 | 0 | 0 | 0 | 0 | 0 | 0 | 0 | 0 | 0 | 0 | 0 | 0 | 0 | 0 | 0 | 0
F3_Commercial_Space Heating_Natural Gas | F3 | Commercial | Natural Gas | Space Heating | Line Loss | % T&D Loss | 0.1615% | 0.1615% | 0.1615% | 0.1615% | 0.1615% | 0.1615% | 0.1615% | 0.1615% | 0.1615% | 0.1615% | 0.1615% | 0.1615% | 0.1615% | 0.1615% | 0.1615% | 0.1615% | 0.1615% | 0.1615% | 0.1615% | 0.1615% | 0.1615% | 0.1615% | 0.1615% | 0.1615% | 0.1615% | 0.1615% | 0.1615% | 0.1615% | 0.1615% | 0.1615% | 0.1615% | 0.1615% | 0.1615% | 0.1615% | 0.1615% | 0.1615% | 0.1615% | 0.1615% | 0.1615% | 0.1615% | 0.1615% | 0.1615% | 0.1615% | 0.1615% | 0.1615% | 0.1615% | 0.1615% | 0.1615% | 0.1615% | 0.1615% | 0.1615% | 0.1615% | 0.1615% | 0.1615% | 0.1615% | 0.1615% | 0.1615% | 0.1615% | 0.1615% | 0.1615% | 0.1615% | 0.1615% | 0.1615% | 0.1615% | 0.1615% | 0.1615%
F4_Commercial_Space Heating_Natural Gas | F4 | Commercial | Natural Gas | Space Heating | Peak Season | Winter/Summer | Winter | Winter | Winter | Winter | Winter | Winter | Winter | Winter | Winter | Winter | Winter | Winter | Winter | Winter | Winter | Winter | Winter | Winter | Winter | Winter | Winter | Winter | Winter | Winter | Winter | Winter | Winter | Winter | Winter | Winter | Winter | Winter | Winter | Winter | Winter | Winter | Winter | Winter | Winter | Winter | Winter | Winter | Winter | Winter | Winter | Winter | Winter | Winter | Winter | Winter | Winter | Winter | Winter | Winter | Winter | Winter | Winter | Winter | Winter | Winter | Winter | Winter | Winter | Winter | Winter | Winter
F5_Commercial_Space Heating_Natural Gas | F5 | Commercial | Natural Gas | Space Heating | RVT Energy Price | $ per Mtherm | 2154.7077 | 2154.7077 | 2154.7077 | 2151.6027 | 2135.1711 | 2180.8423 | 2211.8208 | 2221.2984 | 2240.8119 | 2272.2091 | 2300.4467 | 2316.4088 | 2332.161 | 2340.6078 | 2369.9289 | 2376.3871 | 2374.9799 | 2388.4214 | 2398.0527 | 2406.4196 | 2431.2197 | 2456.8054 | 2481.1812 | 2505.7079 | 2533.7002 | 2563.277 | 2588.1984 | 2599.1202 | 2606.7 | 2609.8297 | 2629.7263 | 2648.4458 | 2648.4458 | 2648.4458 | 2648.4458 | 2648.4458 | 2648.4458 | 2648.4458 | 2648.4458 | 2648.4458 | 2648.4458 | 2648.4458 | 2648.4458 | 2648.4458 | 2648.4458 | 2648.4458 | 2648.4458 | 2648.4458 | 2648.4458 | 2648.4458 | 2648.4458 | 2648.4458 | 2648.4458 | 2648.4458 | 2648.4458 | 2648.4458 | 2648.4458 | 2648.4458 | 2648.4458 | 2648.4458 | 2648.4458 | 2648.4458 | 2648.4458 | 2648.4458 | 2648.4458 | 2648.4458
F6_Commercial_Space Heating_Natural Gas | F6 | Commercial | Natural Gas | Space Heating | RVT Peak Price | $ per therm | 0 | 0 | 0 | 0 | 0 | 0 | 0 | 0 | 0 | 0 | 0 | 0 | 0 | 0 | 0 | 0 | 0 | 0 | 0 | 0 | 0 | 0 | 0 | 0 | 0 | 0 | 0 | 0 | 0 | 0 | 0 | 0 | 0 | 0 | 0 | 0 | 0 | 0 | 0 | 0 | 0 | 0 | 0 | 0 | 0 | 0 | 0 | 0 | 0 | 0 | 0 | 0 | 0 | 0 | 0 | 0 | 0 | 0 | 0 | 0 | 0 | 0 | 0 | 0 | 0 | 0
F1_Commercial_Water Heating_Natural Gas | F1 | Commercial | Natural Gas | Water Heating | Avoided Energy Cost | $ per Mtherm | 1054.8412 | 1054.8412 | 1054.8412 | 1049.8366 | 1039.1885 | 1079.5676 | 1098.2319 | 1109.5795 | 1120.6643 | 1144.1583 | 1171.7564 | 1187.5663 | 1200.2906 | 1204.7143 | 1224.6558 | 1231.218 | 1235.5353 | 1242.7386 | 1252.0801 | 1262.1891 | 1283.7225 | 1306.4389 | 1328.2816 | 1349.2433 | 1369.12 | 1398.8163 | 1417.687 | 1425.9845 | 1433.5199 | 1435.3366 | 1454.6693 | 1469.9898 | 1469.9898 | 1469.9898 | 1469.9898 | 1469.9898 | 1469.9898 | 1469.9898 | 1469.9898 | 1469.9898 | 1469.9898 | 1469.9898 | 1469.9898 | 1469.9898 | 1469.9898 | 1469.9898 | 1469.9898 | 1469.9898 | 1469.9898 | 1469.9898 | 1469.9898 | 1469.9898 | 1469.9898 | 1469.9898 | 1469.9898 | 1469.9898 | 1469.9898 | 1469.9898 | 1469.9898 | 1469.9898 | 1469.9898 | 1469.9898 | 1469.9898 | 1469.9898 | 1469.9898 | 1469.9898
F2_Commercial_Water Heating_Natural Gas | F2 | Commercial | Natural Gas | Water Heating | Avoided Capacity Cost | $ per therm | 0 | 0 | 0 | 0 | 0 | 0 | 0 | 0 | 0 | 0 | 0 | 0 | 0 | 0 | 0 | 0 | 0 | 0 | 0 | 0 | 0 | 0 | 0 | 0 | 0 | 0 | 0 | 0 | 0 | 0 | 0 | 0 | 0 | 0 | 0 | 0 | 0 | 0 | 0 | 0 | 0 | 0 | 0 | 0 | 0 | 0 | 0 | 0 | 0 | 0 | 0 | 0 | 0 | 0 | 0 | 0 | 0 | 0 | 0 | 0 | 0 | 0 | 0 | 0 | 0 | 0
F3_Commercial_Water Heating_Natural Gas | F3 | Commercial | Natural Gas | Water Heating | Line Loss | % T&D Loss | 0.1615% | 0.1615% | 0.1615% | 0.1615% | 0.1615% | 0.1615% | 0.1615% | 0.1615% | 0.1615% | 0.1615% | 0.1615% | 0.1615% | 0.1615% | 0.1615% | 0.1615% | 0.1615% | 0.1615% | 0.1615% | 0.1615% | 0.1615% | 0.1615% | 0.1615% | 0.1615% | 0.1615% | 0.1615% | 0.1615% | 0.1615% | 0.1615% | 0.1615% | 0.1615% | 0.1615% | 0.1615% | 0.1615% | 0.1615% | 0.1615% | 0.1615% | 0.1615% | 0.1615% | 0.1615% | 0.1615% | 0.1615% | 0.1615% | 0.1615% | 0.1615% | 0.1615% | 0.1615% | 0.1615% | 0.1615% | 0.1615% | 0.1615% | 0.1615% | 0.1615% | 0.1615% | 0.1615% | 0.1615% | 0.1615% | 0.1615% | 0.1615% | 0.1615% | 0.1615% | 0.1615% | 0.1615% | 0.1615% | 0.1615% | 0.1615% | 0.1615%
F4_Commercial_Water Heating_Natural Gas | F4 | Commercial | Natural Gas | Water Heating | Peak Season | Winter/Summer | Winter | Winter | Winter | Winter | Winter | Winter | Winter | Winter | Winter | Winter | Winter | Winter | Winter | Winter | Winter | Winter | Winter | Winter | Winter | Winter | Winter | Winter | Winter | Winter | Winter | Winter | Winter | Winter | Winter | Winter | Winter | Winter | Winter | Winter | Winter | Winter | Winter | Winter | Winter | Winter | Winter | Winter | Winter | Winter | Winter | Winter | Winter | Winter | Winter | Winter | Winter | Winter | Winter | Winter | Winter | Winter | Winter | Winter | Winter | Winter | Winter | Winter | Winter | Winter | Winter | Winter
F5_Commercial_Water Heating_Natural Gas | F5 | Commercial | Natural Gas | Water Heating | RVT Energy Price | $ per Mtherm | 1265.8095 | 1265.8095 | 1265.8095 | 1259.8039 | 1247.0262 | 1295.4811 | 1317.8783 | 1331.4954 | 1344.7972 | 1372.99 | 1406.1077 | 1425.0795 | 1440.3487 | 1445.6572 | 1469.5869 | 1477.4616 | 1482.6423 | 1491.2864 | 1502.4961 | 1514.6269 | 1540.467 | 1567.7267 | 1593.938 | 1619.092 | 1642.944 | 1678.5796 | 1701.2244 | 1711.1814 | 1720.2239 | 1722.4039 | 1745.6032 | 1763.9878 | 1763.9878 | 1763.9878 | 1763.9878 | 1763.9878 | 1763.9878 | 1763.9878 | 1763.9878 | 1763.9878 | 1763.9878 | 1763.9878 | 1763.9878 | 1763.9878 | 1763.9878 | 1763.9878 | 1763.9878 | 1763.9878 | 1763.9878 | 1763.9878 | 1763.9878 | 1763.9878 | 1763.9878 | 1763.9878 | 1763.9878 | 1763.9878 | 1763.9878 | 1763.9878 | 1763.9878 | 1763.9878 | 1763.9878 | 1763.9878 | 1763.9878 | 1763.9878 | 1763.9878 | 1763.9878
F6_Commercial_Water Heating_Natural Gas | F6 | Commercial | Natural Gas | Water Heating | RVT Peak Price | $ per therm | 0 | 0 | 0 | 0 | 0 | 0 | 0 | 0 | 0 | 0 | 0 | 0 | 0 | 0 | 0 | 0 | 0 | 0 | 0 | 0 | 0 | 0 | 0 | 0 | 0 | 0 | 0 | 0 | 0 | 0 | 0 | 0 | 0 | 0 | 0 | 0 | 0 | 0 | 0 | 0 | 0 | 0 | 0 | 0 | 0 | 0 | 0 | 0 | 0 | 0 | 0 | 0 | 0 | 0 | 0 | 0 | 0 | 0 | 0 | 0 | 0 | 0 | 0 | 0 | 0 | 0
F1_Commercial_Food Preparation_Natural Gas | F1 | Commercial | Natural Gas | Food Preparation | Avoided Energy Cost | $ per Mtherm | 1375.6055 | 1375.6055 | 1375.6055 | 1369.5443 | 1360.3132 | 1401.5703 | 1418.6155 | 1430.5939 | 1441.0333 | 1464.2712 | 1492.4095 | 1508.446 | 1520.8599 | 1525.384 | 1544.528 | 1550.8406 | 1556.1997 | 1562.8031 | 1572.0382 | 1582.9362 | 1604.5903 | 1627.7185 | 1649.4492 | 1670.8234 | 1689.8197 | 1720.5842 | 1738.8316 | 1746.9765 | 1754.5035 | 1756.4398 | 1776.307 | 1791.5075 | 1791.5075 | 1791.5075 | 1791.5075 | 1791.5075 | 1791.5075 | 1791.5075 | 1791.5075 | 1791.5075 | 1791.5075 | 1791.5075 | 1791.5075 | 1791.5075 | 1791.5075 | 1791.5075 | 1791.5075 | 1791.5075 | 1791.5075 | 1791.5075 | 1791.5075 | 1791.5075 | 1791.5075 | 1791.5075 | 1791.5075 | 1791.5075 | 1791.5075 | 1791.5075 | 1791.5075 | 1791.5075 | 1791.5075 | 1791.5075 | 1791.5075 | 1791.5075 | 1791.5075 | 1791.5075
F2_Commercial_Food Preparation_Natural Gas | F2 | Commercial | Natural Gas | Food Preparation | Avoided Capacity Cost | $ per therm | 0 | 0 | 0 | 0 | 0 | 0 | 0 | 0 | 0 | 0 | 0 | 0 | 0 | 0 | 0 | 0 | 0 | 0 | 0 | 0 | 0 | 0 | 0 | 0 | 0 | 0 | 0 | 0 | 0 | 0 | 0 | 0 | 0 | 0 | 0 | 0 | 0 | 0 | 0 | 0 | 0 | 0 | 0 | 0 | 0 | 0 | 0 | 0 | 0 | 0 | 0 | 0 | 0 | 0 | 0 | 0 | 0 | 0 | 0 | 0 | 0 | 0 | 0 | 0 | 0 | 0
F3_Commercial_Food Preparation_Natural Gas | F3 | Commercial | Natural Gas | Food Preparation | Line Loss | % T&D Loss | 0.1615% | 0.1615% | 0.1615% | 0.1615% | 0.1615% | 0.1615% | 0.1615% | 0.1615% | 0.1615% | 0.1615% | 0.1615% | 0.1615% | 0.1615% | 0.1615% | 0.1615% | 0.1615% | 0.1615% | 0.1615% | 0.1615% | 0.1615% | 0.1615% | 0.1615% | 0.1615% | 0.1615% | 0.1615% | 0.1615% | 0.1615% | 0.1615% | 0.1615% | 0.1615% | 0.1615% | 0.1615% | 0.1615% | 0.1615% | 0.1615% | 0.1615% | 0.1615% | 0.1615% | 0.1615% | 0.1615% | 0.1615% | 0.1615% | 0.1615% | 0.1615% | 0.1615% | 0.1615% | 0.1615% | 0.1615% | 0.1615% | 0.1615% | 0.1615% | 0.1615% | 0.1615% | 0.1615% | 0.1615% | 0.1615% | 0.1615% | 0.1615% | 0.1615% | 0.1615% | 0.1615% | 0.1615% | 0.1615% | 0.1615% | 0.1615% | 0.1615%
F4_Commercial_Food Preparation_Natural Gas | F4 | Commercial | Natural Gas | Food Preparation | Peak Season | Winter/Summer | Winter | Winter | Winter | Winter | Winter | Winter | Winter | Winter | Winter | Winter | Winter | Winter | Winter | Winter | Winter | Winter | Winter | Winter | Winter | Winter | Winter | Winter | Winter | Winter | Winter | Winter | Winter | Winter | Winter | Winter | Winter | Winter | Winter | Winter | Winter | Winter | Winter | Winter | Winter | Winter | Winter | Winter | Winter | Winter | Winter | Winter | Winter | Winter | Winter | Winter | Winter | Winter | Winter | Winter | Winter | Winter | Winter | Winter | Winter | Winter | Winter | Winter | Winter | Winter | Winter | Winter
F5_Commercial_Food Preparation_Natural Gas | F5 | Commercial | Natural Gas | Food Preparation | RVT Energy Price | $ per Mtherm | 1650.7266 | 1650.7266 | 1650.7266 | 1643.4531 | 1632.3759 | 1681.8844 | 1702.3386 | 1716.7127 | 1729.24 | 1757.1254 | 1790.8914 | 1810.1352 | 1825.0319 | 1830.4608 | 1853.4336 | 1861.0087 | 1867.4397 | 1875.3637 | 1886.4459 | 1899.5234 | 1925.5084 | 1953.2621 | 1979.339 | 2004.988 | 2027.7836 | 2064.701 | 2086.5979 | 2096.3718 | 2105.4042 | 2107.7278 | 2131.5684 | 2149.8089 | 2149.8089 | 2149.8089 | 2149.8089 | 2149.8089 | 2149.8089 | 2149.8089 | 2149.8089 | 2149.8089 | 2149.8089 | 2149.8089 | 2149.8089 | 2149.8089 | 2149.8089 | 2149.8089 | 2149.8089 | 2149.8089 | 2149.8089 | 2149.8089 | 2149.8089 | 2149.8089 | 2149.8089 | 2149.8089 | 2149.8089 | 2149.8089 | 2149.8089 | 2149.8089 | 2149.8089 | 2149.8089 | 2149.8089 | 2149.8089 | 2149.8089 | 2149.8089 | 2149.8089 | 2149.8089
F6_Commercial_Food Preparation_Natural Gas | F6 | Commercial | Natural Gas | Food Preparation | RVT Peak Price | $ per therm | 0 | 0 | 0 | 0 | 0 | 0 | 0 | 0 | 0 | 0 | 0 | 0 | 0 | 0 | 0 | 0 | 0 | 0 | 0 | 0 | 0 | 0 | 0 | 0 | 0 | 0 | 0 | 0 | 0 | 0 | 0 | 0 | 0 | 0 | 0 | 0 | 0 | 0 | 0 | 0 | 0 | 0 | 0 | 0 | 0 | 0 | 0 | 0 | 0 | 0 | 0 | 0 | 0 | 0 | 0 | 0 | 0 | 0 | 0 | 0 | 0 | 0 | 0 | 0 | 0 | 0
F1_Commercial_Miscellaneous_Natural Gas | F1 | Commercial | Natural Gas | Miscellaneous | Avoided Energy Cost | $ per Mtherm | 0 | 0 | 0 | 0 | 0 | 0 | 0 | 0 | 0 | 0 | 0 | 0 | 0 | 0 | 0 | 0 | 0 | 0 | 0 | 0 | 0 | 0 | 0 | 0 | 0 | 0 | 0 | 0 | 0 | 0 | 0 | 0 | 0 | 0 | 0 | 0 | 0 | 0 | 0 | 0 | 0 | 0 | 0 | 0 | 0 | 0 | 0 | 0 | 0 | 0 | 0 | 0 | 0 | 0 | 0 | 0 | 0 | 0 | 0 | 0 | 0 | 0 | 0 | 0 | 0 | 0
F2_Commercial_Miscellaneous_Natural Gas | F2 | Commercial | Natural Gas | Miscellaneous | Avoided Capacity Cost | $ per therm | 0 | 0 | 0 | 0 | 0 | 0 | 0 | 0 | 0 | 0 | 0 | 0 | 0 | 0 | 0 | 0 | 0 | 0 | 0 | 0 | 0 | 0 | 0 | 0 | 0 | 0 | 0 | 0 | 0 | 0 | 0 | 0 | 0 | 0 | 0 | 0 | 0 | 0 | 0 | 0 | 0 | 0 | 0 | 0 | 0 | 0 | 0 | 0 | 0 | 0 | 0 | 0 | 0 | 0 | 0 | 0 | 0 | 0 | 0 | 0 | 0 | 0 | 0 | 0 | 0 | 0
F3_Commercial_Miscellaneous_Natural Gas | F3 | Commercial | Natural Gas | Miscellaneous | Line Loss | % T&D Loss | 0.1615% | 0.1615% | 0.1615% | 0.1615% | 0.1615% | 0.1615% | 0.1615% | 0.1615% | 0.1615% | 0.1615% | 0.1615% | 0.1615% | 0.1615% | 0.1615% | 0.1615% | 0.1615% | 0.1615% | 0.1615% | 0.1615% | 0.1615% | 0.1615% | 0.1615% | 0.1615% | 0.1615% | 0.1615% | 0.1615% | 0.1615% | 0.1615% | 0.1615% | 0.1615% | 0.1615% | 0.1615% | 0.1615% | 0.1615% | 0.1615% | 0.1615% | 0.1615% | 0.1615% | 0.1615% | 0.1615% | 0.1615% | 0.1615% | 0.1615% | 0.1615% | 0.1615% | 0.1615% | 0.1615% | 0.1615% | 0.1615% | 0.1615% | 0.1615% | 0.1615% | 0.1615% | 0.1615% | 0.1615% | 0.1615% | 0.1615% | 0.1615% | 0.1615% | 0.1615% | 0.1615% | 0.1615% | 0.1615% | 0.1615% | 0.1615% | 0.1615%
F4_Commercial_Miscellaneous_Natural Gas | F4 | Commercial | Natural Gas | Miscellaneous | Peak Season | Winter/Summer | Winter | Winter | Winter | Winter | Winter | Winter | Winter | Winter | Winter | Winter | Winter | Winter | Winter | Winter | Winter | Winter | Winter | Winter | Winter | Winter | Winter | Winter | Winter | Winter | Winter | Winter | Winter | Winter | Winter | Winter | Winter | Winter | Winter | Winter | Winter | Winter | Winter | Winter | Winter | Winter | Winter | Winter | Winter | Winter | Winter | Winter | Winter | Winter | Winter | Winter | Winter | Winter | Winter | Winter | Winter | Winter | Winter | Winter | Winter | Winter | Winter | Winter | Winter | Winter | Winter | Winter
F5_Commercial_Miscellaneous_Natural Gas | F5 | Commercial | Natural Gas | Miscellaneous | RVT Energy Price | $ per Mtherm | 0 | 0 | 0 | 0 | 0 | 0 | 0 | 0 | 0 | 0 | 0 | 0 | 0 | 0 | 0 | 0 | 0 | 0 | 0 | 0 | 0 | 0 | 0 | 0 | 0 | 0 | 0 | 0 | 0 | 0 | 0 | 0 | 0 | 0 | 0 | 0 | 0 | 0 | 0 | 0 | 0 | 0 | 0 | 0 | 0 | 0 | 0 | 0 | 0 | 0 | 0 | 0 | 0 | 0 | 0 | 0 | 0 | 0 | 0 | 0 | 0 | 0 | 0 | 0 | 0 | 0
F6_Commercial_Miscellaneous_Natural Gas | F6 | Commercial | Natural Gas | Miscellaneous | RVT Peak Price | $ per therm | 0 | 0 | 0 | 0 | 0 | 0 | 0 | 0 | 0 | 0 | 0 | 0 | 0 | 0 | 0 | 0 | 0 | 0 | 0 | 0 | 0 | 0 | 0 | 0 | 0 | 0 | 0 | 0 | 0 | 0 | 0 | 0 | 0 | 0 | 0 | 0 | 0 | 0 | 0 | 0 | 0 | 0 | 0 | 0 | 0 | 0 | 0 | 0 | 0 | 0 | 0 | 0 | 0 | 0 | 0 | 0 | 0 | 0 | 0 | 0 | 0 | 0 | 0 | 0 | 0 | 0
[6 empty] | RVT Cost Adder | 20% | 20% | 20% | 20% | 20% | 20% | 20% | 20% | 20% | 10% | 10% | 10% | 10% | 10% | 10% | 10% | 10% | 10% | 10% | 10% | 5% | 5% | 5% | 5% | 5% | 5% | 5% | 5% | 5% | 5% | 5% | 5% | 5% | 5% | 5% | 5% | 5% | 5% | 5% | 5% | 5% | 5% | 5% | 5% | 5% | 5% | 5% | 5% | 5% | 5% | 5% | 5% | 5% | 5% | 5% | 5% | 5% | 5% | 5% | 5% | 5% | 5% | 5% | 5% | 5% | 5%
[6 empty] | IRP Portoflio $/therm (real) | 0.86297 | 0.86297 | 0.86297 | 0.81956 | 0.79164 | 0.81545 | 0.85787 | 0.87924 | 0.89193 | 0.8946 | 0.90963 | 0.9257 | 0.93195 | 0.9513 | 0.96866 | 0.97579 | 0.99283 | 1.0062 | 1.0292 | 1.0508 | 1.0738 | 1.0879 | 1.1097 | 1.1319 | 1.1545 | 1.1776 | 1.2011 | 1.2252 | 1.2497 | 1.2747 | 1.3002 | 1.3262 | 1.3527 | 1.3797 | 1.4073 | 1.4355 | 1.4642 | 1.4935 | 1.5233 | 1.5538 | 1.5849 | 1.6166 | 1.6489 | 1.6819 | 1.7155 | 1.7498 | 1.7848 | 1.8205
[6 empty] | $/1,000 therms | 862.9727 | 862.9727 | 862.9727 | 819.5614 | 791.6374 | 815.455 | 857.8661 | 879.2416 | 891.9316 | 894.5955 | 909.6297 | 925.6965 | 931.9514 | 951.3015 | 968.6603 | 975.7916 | 992.8267 | 1006.1986 | 1029.1604 | 1050.8444 | 1073.8137 | 1087.9118 | 1109.6701 | 1131.8635 | 1154.5008 | 1177.5908 | 1201.1426 | 1225.1654 | 1249.6687 | 1274.6621 | 1300.1554 | 1326.1585 | 1352.6816 | 1379.7353 | 1407.33 | 1435.4766 | 1464.1861 | 1493.4698 | 1523.3392 | 1553.806 | 1584.8821 | 1616.5798 | 1648.9114 | 1681.8896 | 1715.5274 | 1749.8379 | 1784.8347 | 1820.5314
includes "Environmental Adder" +10%; (SCC)
[8 empty] | Commercial Space Heating | 1795.5898 | 1793.0023 | 1779.3092 | 1817.3686 | 1843.184 | 1851.082 | 1867.3432 | 1893.5076 | 1917.0389 | 1930.3406 | 1943.4675 | 1950.5065 | 1974.9407 | 1980.3226 | 1979.1499 | 1990.3511 | 1998.3773 | 2005.3497 | 2026.0164 | 2047.3379 | 2067.651 | 2088.0899 | 2111.4168 | 2136.0642 | 2156.832 | 2165.9335 | 2172.25 | 2174.8581 | 2191.4386 | 2207.0381
[8 empty] | Water Heating | 1054.8412 | 1049.8366 | 1039.1885 | 1079.5676 | 1098.2319 | 1109.5795 | 1120.6643 | 1144.1583 | 1171.7564 | 1187.5663 | 1200.2906 | 1204.7143 | 1224.6558 | 1231.218 | 1235.5353 | 1242.7386 | 1252.0801 | 1262.1891 | 1283.7225 | 1306.4389 | 1328.2816 | 1349.2433 | 1369.12 | 1398.8163 | 1417.687 | 1425.9845 | 1433.5199 | 1435.3366 | 1454.6693 | 1469.9898
[8 empty] | Cooking | 1375.6055 | 1369.5443 | 1360.3132 | 1401.5703 | 1418.6155 | 1430.5939 | 1441.0333 | 1464.2712 | 1492.4095 | 1508.446 | 1520.8599 | 1525.384 | 1544.528 | 1550.8406 | 1556.1997 | 1562.8031 | 1572.0382 | 1582.9362 | 1604.5903 | 1627.7185 | 1649.4492 | 1670.8234 | 1689.8197 | 1720.5842 | 1738.8316 | 1746.9765 | 1754.5035 | 1756.4398 | 1776.307 | 1791.5075
[6 empty] | Year | 2019: Commercial Space Heating; 2020: Water Heating; 2021: Cooking; 2022: Commercial Space Heating; 2023: Water Heating; 2024: Cooking; 2025: Source:; 2026: F:\AEG\Clients\NW Natural\31408.40.00 WA CPA\Data\Inputs for 2021 NW Natural WA CPA - Updated.xlsx
[6 empty] | 2021 | 2019: 17.9559; 2020: 10.5484; 2021: 13.7561; 2022: 1795.5898; 2023: 1054.8412; 2024: 1375.6055
[6 empty] | 2022 | 2019: 17.93; 2020: 10.4984; 2021: 13.6954; 2022: 1793.0023; 2023: 1049.8366; 2024: 1369.5443
[6 empty] | 2023 | 2019: 17.7931; 2020: 10.3919; 2021: 13.6031; 2022: 1779.3092; 2023: 1039.1885; 2024: 1360.3132
[6 empty] | 2024 | 2019: 18.1737; 2020: 10.7957; 2021: 14.0157; 2022: 1817.3686; 2023: 1079.5676; 2024: 1401.5703
[6 empty] | 2025 | 2019: 18.4318; 2020: 10.9823; 2021: 14.1862; 2022: 1843.184; 2023: 1098.2319; 2024: 1418.6155
[6 empty] | 2026 | 2019: 18.5108; 2020: 11.0958; 2021: 14.3059; 2022: 1851.082; 2023: 1109.5795; 2024: 1430.5939
[6 empty] | 2027 | 2019: 18.6734; 2020: 11.2066; 2021: 14.4103; 2022: 1867.3432; 2023: 1120.6643; 2024: 1441.0333
[6 empty] | 2028 | 2019: 18.9351; 2020: 11.4416; 2021: 14.6427; 2022: 1893.5076; 2023: 1144.1583; 2024: 1464.2712
[6 empty] | 2029 | 2019: 19.1704; 2020: 11.7176; 2021: 14.9241; 2022: 1917.0389; 2023: 1171.7564; 2024: 1492.4095
[6 empty] | 2030 | 2019: 19.3034; 2020: 11.8757; 2021: 15.0845; 2022: 1930.3406; 2023: 1187.5663; 2024: 1508.446
[6 empty] | 2031 | 2019: 19.4347; 2020: 12.0029; 2021: 15.2086; 2022: 1943.4675; 2023: 1200.2906; 2024: 1520.8599
[6 empty] | 2032 | 2019: 19.5051; 2020: 12.0471; 2021: 15.2538; 2022: 1950.5065; 2023: 1204.7143; 2024: 1525.384
[6 empty] | 2033 | 2019: 19.7494; 2020: 12.2466; 2021: 15.4453; 2022: 1974.9407; 2023: 1224.6558; 2024: 1544.528
[6 empty] | 2034 | 2019: 19.8032; 2020: 12.3122; 2021: 15.5084; 2022: 1980.3226; 2023: 1231.218; 2024: 1550.8406
[6 empty] | 2035 | 2019: 19.7915; 2020: 12.3554; 2021: 15.562; 2022: 1979.1499; 2023: 1235.5353; 2024: 1556.1997
[6 empty] | 2036 | 2019: 19.9035; 2020: 12.4274; 2021: 15.628; 2022: 1990.3511; 2023: 1242.7386; 2024: 1562.8031
[6 empty] | 2037 | 2019: 19.9838; 2020: 12.5208; 2021: 15.7204; 2022: 1998.3773; 2023: 1252.0801; 2024: 1572.0382
[6 empty] | 2038 | 2019: 20.0535; 2020: 12.6219; 2021: 15.8294; 2022: 2005.3497; 2023: 1262.1891; 2024: 1582.9362
[6 empty] | 2039 | 2019: 20.2602; 2020: 12.8372; 2021: 16.0459; 2022: 2026.0164; 2023: 1283.7225; 2024: 1604.5903
[6 empty] | 2040 | 2019: 20.4734; 2020: 13.0644; 2021: 16.2772; 2022: 2047.3379; 2023: 1306.4389; 2024: 1627.7185
[6 empty] | 2041 | 2019: 20.6765; 2020: 13.2828; 2021: 16.4945; 2022: 2067.651; 2023: 1328.2816; 2024: 1649.4492
[6 empty] | 2042 | 2019: 20.8809; 2020: 13.4924; 2021: 16.7082; 2022: 2088.0899; 2023: 1349.2433; 2024: 1670.8234
[6 empty] | 2043 | 2019: 21.1142; 2020: 13.6912; 2021: 16.8982; 2022: 2111.4168; 2023: 1369.12; 2024: 1689.8197
[6 empty] | 2044 | 2019: 21.3606; 2020: 13.9882; 2021: 17.2058; 2022: 2136.0642; 2023: 1398.8163; 2024: 1720.5842
[6 empty] | 2045 | 2019: 21.5683; 2020: 14.1769; 2021: 17.3883; 2022: 2156.832; 2023: 1417.687; 2024: 1738.8316
[6 empty] | 2046 | 2019: 21.6593; 2020: 14.2598; 2021: 17.4698; 2022: 2165.9335; 2023: 1425.9845; 2024: 1746.9765
[6 empty] | 2047 | 2019: 21.7225; 2020: 14.3352; 2021: 17.545; 2022: 2172.25; 2023: 1433.5199; 2024: 1754.5035
[6 empty] | 2048 | 2019: 21.7486; 2020: 14.3534; 2021: 17.5644; 2022: 2174.8581; 2023: 1435.3366; 2024: 1756.4398
[6 empty] | 2049 | 2019: 21.9144; 2020: 14.5467; 2021: 17.7631; 2022: 2191.4386; 2023: 1454.6693; 2024: 1776.307
[6 empty] | 2050 | 2019: 22.0704; 2020: 14.6999; 2021: 17.9151; 2022: 2207.0381; 2023: 1469.9898; 2024: 1791.5075

## Utilization
|  |  |  | Exogenous Variables Affecting Energy Usage | [11 empty] | 2019 | 2020 | 2021 | 2022 | 2023 | 2024 | 2025 | 2026 | 2027 | 2028 | 2029 | 2030 | 2031 | 2032 | 2033 | 2034 | 2035 | 2036 | 2037 | 2038 | 2039 | 2040 | 2041 | 2042 | 2043 | 2044 | 2045 | 2046 | 2047 | 2048 | 2049 | 2050 | 2051 | 2052 | 2053 | 2054 | 2055 | 2056 | 2057 | 2058 | 2059 | 2060 | 2061 | 2062 | 2063 | 2064 | 2065 | 2066 | 2067 | 2068 | 2069 | 2070 | 2071 | 2072 | 2073 | 2074 | 2075 | 2076 | 2077 | 2078 | 2079 | 2080 | 2081 | 2082 | 2083 | 2084 | 2085
|  | 2019 HDDs and Normals for AEG.xlsx |  | Data Set 1 |  | HDD58 | [9 empty] | 2427.5822 | 2427.5822 | 2414.7201 | 2401.871 | 2389.0218 | 2376.1864 | 2363.3236 | 2350.4765 | 2337.6279 | 2324.791 | 2311.9306 | 2299.0818 | 2286.2358 | 2273.4003 | 2260.5405 | 2247.6961 | 2234.851 | 2222.0203 | 2209.1611 | 2196.3144 | 2183.4675 | 2170.6588 | 2157.7969 | 2144.9588 | 2132.1163 | 2119.3094 | 2106.4459 | 2093.6134 | 2080.775 | 2067.9512 | 2055.0951 | 2042.2535 | 2042.2535 | 2042.2535 | 2042.2535 | 2042.2535 | 2042.2535 | 2042.2535 | 2042.2535 | 2042.2535 | 2042.2535 | 2042.2535 | 2042.2535 | 2042.2535 | 2042.2535 | 2042.2535 | 2042.2535 | 2042.2535 | 2042.2535 | 2042.2535 | 2042.2535 | 2042.2535 | 2042.2535 | 2042.2535 | 2042.2535 | 2042.2535 | 2042.2535 | 2042.2535 | 2042.2535 | 2042.2535 | 2042.2535 | 2042.2535 | 2042.2535 | 2042.2535 | 2042.2535 | 2042.2535 | 2042.2535
|  | 2019 HDDs and Normals for AEG.xlsx |  | Data Set 2 | bar: 2019 to 2085
|  | 2019 HDDs and Normals for AEG.xlsx |  | Data Set 3 | bar: 2019 to 2085
|  |  |  | Data Set 4 |  | Retail Price of Natural Gas $/therm | bar: 2019 to 2085
|  |  |  | Data Set 5 |  | Real Household Income | bar: 2019 to 2085
|  |  |  | Data Set 6 |  | Home Size (Sq Ft) | bar: 2019 to 2085
|  |  |  | Data Set 7 |  | Persons per HH | bar: 2019 to 2085
Data Set 8 | bar: 2019 to 2085
|  |  |  | Data Set 9 |  | Alignment - if needed | bar: 2019 to 2085
|  |  |  | Data Set 10 |  | Calibration factor | bar: 2019 to 2085
Elasticities for each Data Set
Key | Sector | Segment | Vintage | End Use | Fuel | 1 | 2 | 3 | 4 | 5 | 6 | 7 | 8 | 9 | 10 | 2019 | 2020 | 2021 | 2022 | 2023 | 2024 | 2025 | 2026 | 2027 | 2028 | 2029 | 2030 | 2031 | 2032 | 2033 | 2034 | 2035 | 2036 | 2037 | 2038 | 2039 | 2040 | 2041 | 2042 | 2043 | 2044 | 2045 | 2046 | 2047 | 2048 | 2049 | 2050 | 2051 | 2052 | 2053 | 2054 | 2055 | 2056 | 2057 | 2058 | 2059 | 2060 | 2061 | 2062 | 2063 | 2064 | 2065 | 2066 | 2067 | 2068 | 2069 | 2070 | 2071 | 2072 | 2073 | 2074 | 2075 | 2076 | 2077 | 2078 | 2079 | 2080 | 2081 | 2082 | 2083 | 2084 | 2085
Commercial_Office_Existing_Space Heating_Natural Gas | Commercial | Office | Existing | Space Heating | Natural Gas | 100% | 0% | 0% | -30% | 20% | 77% | 25% | 0% | 100% | 100% | 1 | 1 | 0.9947 | 0.98941 | 0.98412 | 0.97883 | 0.97353 | 0.96824 | 0.96294 | 0.95766 | 0.95236 | 0.94707 | 0.94177 | 0.93649 | 0.93119 | 0.9259 | 0.92061 | 0.91532 | 0.91003 | 0.90473 | 0.89944 | 0.89416 | 0.88887 | 0.88358 | 0.87829 | 0.87301 | 0.86771 | 0.86243 | 0.85714 | 0.85186 | 0.84656 | 0.84127 | 0.84127 | 0.84127 | 0.84127 | 0.84127 | 0.84127 | 0.84127 | 0.84127 | 0.84127 | 0.84127 | 0.84127 | 0.84127 | 0.84127 | 0.84127 | 0.84127 | 0.84127 | 0.84127 | 0.84127 | 0.84127 | 0.84127 | 0.84127 | 0.84127 | 0.84127 | 0.84127 | 0.84127 | 0.84127 | 0.84127 | 0.84127 | 0.84127 | 0.84127 | 0.84127 | 0.84127 | 0.84127 | 0.84127 | 0.84127 | 0.84127
Commercial_Office_Existing_Water Heating_Natural Gas | Commercial | Office | Existing | Water Heating | Natural Gas | 0% | 0% | 0% | -10% | 20% | 0% | 60% | 0% | 100% | 100% | 1 | 1 | 1 | 1 | 1 | 1 | 1 | 1 | 1 | 1 | 1 | 1 | 1 | 1 | 1 | 1 | 1 | 1 | 1 | 1 | 1 | 1 | 1 | 1 | 1 | 1 | 1 | 1 | 1 | 1 | 1 | 1 | 1 | 1 | 1 | 1 | 1 | 1 | 1 | 1 | 1 | 1 | 1 | 1 | 1 | 1 | 1 | 1 | 1 | 1 | 1 | 1 | 1 | 1 | 1 | 1 | 1 | 1 | 1 | 1 | 1 | 1 | 1 | 1 | 1 | 1 | 1
Commercial_Office_Existing_Food Preparation_Natural Gas | Commercial | Office | Existing | Food Preparation | Natural Gas | 0% | 0% | 0% | -10% | 20% | 0% | 0% | 0% | 100% | 100% | 1 | 1 | 1 | 1 | 1 | 1 | 1 | 1 | 1 | 1 | 1 | 1 | 1 | 1 | 1 | 1 | 1 | 1 | 1 | 1 | 1 | 1 | 1 | 1 | 1 | 1 | 1 | 1 | 1 | 1 | 1 | 1 | 1 | 1 | 1 | 1 | 1 | 1 | 1 | 1 | 1 | 1 | 1 | 1 | 1 | 1 | 1 | 1 | 1 | 1 | 1 | 1 | 1 | 1 | 1 | 1 | 1 | 1 | 1 | 1 | 1 | 1 | 1 | 1 | 1 | 1 | 1
Commercial_Office_Existing_Miscellaneous_Natural Gas | Commercial | Office | Existing | Miscellaneous | Natural Gas | 0% | 0% | 0% | -10% | 20% | 0% | 0% | 0% | 100% | 100% | 1 | 1 | 1 | 1 | 1 | 1 | 1 | 1 | 1 | 1 | 1 | 1 | 1 | 1 | 1 | 1 | 1 | 1 | 1 | 1 | 1 | 1 | 1 | 1 | 1 | 1 | 1 | 1 | 1 | 1 | 1 | 1 | 1 | 1 | 1 | 1 | 1 | 1 | 1 | 1 | 1 | 1 | 1 | 1 | 1 | 1 | 1 | 1 | 1 | 1 | 1 | 1 | 1 | 1 | 1 | 1 | 1 | 1 | 1 | 1 | 1 | 1 | 1 | 1 | 1 | 1 | 1
Commercial_Office_New_Space Heating_Natural Gas | Commercial | Office | New | Space Heating | Natural Gas | 100% | 0% | 0% | -30% | 20% | 77% | 25% | 0% | 100% | 100% | 1 | 1 | 0.9947 | 0.98941 | 0.98412 | 0.97883 | 0.97353 | 0.96824 | 0.96294 | 0.95766 | 0.95236 | 0.94707 | 0.94177 | 0.93649 | 0.93119 | 0.9259 | 0.92061 | 0.91532 | 0.91003 | 0.90473 | 0.89944 | 0.89416 | 0.88887 | 0.88358 | 0.87829 | 0.87301 | 0.86771 | 0.86243 | 0.85714 | 0.85186 | 0.84656 | 0.84127 | 0.84127 | 0.84127 | 0.84127 | 0.84127 | 0.84127 | 0.84127 | 0.84127 | 0.84127 | 0.84127 | 0.84127 | 0.84127 | 0.84127 | 0.84127 | 0.84127 | 0.84127 | 0.84127 | 0.84127 | 0.84127 | 0.84127 | 0.84127 | 0.84127 | 0.84127 | 0.84127 | 0.84127 | 0.84127 | 0.84127 | 0.84127 | 0.84127 | 0.84127 | 0.84127 | 0.84127 | 0.84127 | 0.84127 | 0.84127 | 0.84127
Commercial_Office_New_Water Heating_Natural Gas | Commercial | Office | New | Water Heating | Natural Gas | 0% | 0% | 0% | -10% | 20% | 0% | 60% | 0% | 100% | 100% | 1 | 1 | 1 | 1 | 1 | 1 | 1 | 1 | 1 | 1 | 1 | 1 | 1 | 1 | 1 | 1 | 1 | 1 | 1 | 1 | 1 | 1 | 1 | 1 | 1 | 1 | 1 | 1 | 1 | 1 | 1 | 1 | 1 | 1 | 1 | 1 | 1 | 1 | 1 | 1 | 1 | 1 | 1 | 1 | 1 | 1 | 1 | 1 | 1 | 1 | 1 | 1 | 1 | 1 | 1 | 1 | 1 | 1 | 1 | 1 | 1 | 1 | 1 | 1 | 1 | 1 | 1
Commercial_Office_New_Food Preparation_Natural Gas | Commercial | Office | New | Food Preparation | Natural Gas | 0% | 0% | 0% | -10% | 20% | 0% | 0% | 0% | 100% | 100% | 1 | 1 | 1 | 1 | 1 | 1 | 1 | 1 | 1 | 1 | 1 | 1 | 1 | 1 | 1 | 1 | 1 | 1 | 1 | 1 | 1 | 1 | 1 | 1 | 1 | 1 | 1 | 1 | 1 | 1 | 1 | 1 | 1 | 1 | 1 | 1 | 1 | 1 | 1 | 1 | 1 | 1 | 1 | 1 | 1 | 1 | 1 | 1 | 1 | 1 | 1 | 1 | 1 | 1 | 1 | 1 | 1 | 1 | 1 | 1 | 1 | 1 | 1 | 1 | 1 | 1 | 1
Commercial_Office_New_Miscellaneous_Natural Gas | Commercial | Office | New | Miscellaneous | Natural Gas | 0% | 0% | 0% | -10% | 20% | 0% | 0% | 0% | 100% | 100% | 1 | 1 | 1 | 1 | 1 | 1 | 1 | 1 | 1 | 1 | 1 | 1 | 1 | 1 | 1 | 1 | 1 | 1 | 1 | 1 | 1 | 1 | 1 | 1 | 1 | 1 | 1 | 1 | 1 | 1 | 1 | 1 | 1 | 1 | 1 | 1 | 1 | 1 | 1 | 1 | 1 | 1 | 1 | 1 | 1 | 1 | 1 | 1 | 1 | 1 | 1 | 1 | 1 | 1 | 1 | 1 | 1 | 1 | 1 | 1 | 1 | 1 | 1 | 1 | 1 | 1 | 1
Commercial_Retail_Existing_Space Heating_Natural Gas | Commercial | Retail | Existing | Space Heating | Natural Gas | 100% | 0% | 0% | -30% | 20% | 77% | 25% | 0% | 100% | 100% | 1 | 1 | 0.9947 | 0.98941 | 0.98412 | 0.97883 | 0.97353 | 0.96824 | 0.96294 | 0.95766 | 0.95236 | 0.94707 | 0.94177 | 0.93649 | 0.93119 | 0.9259 | 0.92061 | 0.91532 | 0.91003 | 0.90473 | 0.89944 | 0.89416 | 0.88887 | 0.88358 | 0.87829 | 0.87301 | 0.86771 | 0.86243 | 0.85714 | 0.85186 | 0.84656 | 0.84127 | 0.84127 | 0.84127 | 0.84127 | 0.84127 | 0.84127 | 0.84127 | 0.84127 | 0.84127 | 0.84127 | 0.84127 | 0.84127 | 0.84127 | 0.84127 | 0.84127 | 0.84127 | 0.84127 | 0.84127 | 0.84127 | 0.84127 | 0.84127 | 0.84127 | 0.84127 | 0.84127 | 0.84127 | 0.84127 | 0.84127 | 0.84127 | 0.84127 | 0.84127 | 0.84127 | 0.84127 | 0.84127 | 0.84127 | 0.84127 | 0.84127
Commercial_Retail_Existing_Water Heating_Natural Gas | Commercial | Retail | Existing | Water Heating | Natural Gas | 0% | 0% | 0% | -10% | 20% | 0% | 60% | 0% | 100% | 100% | 1 | 1 | 1 | 1 | 1 | 1 | 1 | 1 | 1 | 1 | 1 | 1 | 1 | 1 | 1 | 1 | 1 | 1 | 1 | 1 | 1 | 1 | 1 | 1 | 1 | 1 | 1 | 1 | 1 | 1 | 1 | 1 | 1 | 1 | 1 | 1 | 1 | 1 | 1 | 1 | 1 | 1 | 1 | 1 | 1 | 1 | 1 | 1 | 1 | 1 | 1 | 1 | 1 | 1 | 1 | 1 | 1 | 1 | 1 | 1 | 1 | 1 | 1 | 1 | 1 | 1 | 1
Commercial_Retail_Existing_Food Preparation_Natural Gas | Commercial | Retail | Existing | Food Preparation | Natural Gas | 0% | 0% | 0% | -10% | 20% | 0% | 0% | 0% | 100% | 100% | 1 | 1 | 1 | 1 | 1 | 1 | 1 | 1 | 1 | 1 | 1 | 1 | 1 | 1 | 1 | 1 | 1 | 1 | 1 | 1 | 1 | 1 | 1 | 1 | 1 | 1 | 1 | 1 | 1 | 1 | 1 | 1 | 1 | 1 | 1 | 1 | 1 | 1 | 1 | 1 | 1 | 1 | 1 | 1 | 1 | 1 | 1 | 1 | 1 | 1 | 1 | 1 | 1 | 1 | 1 | 1 | 1 | 1 | 1 | 1 | 1 | 1 | 1 | 1 | 1 | 1 | 1
Commercial_Retail_Existing_Miscellaneous_Natural Gas | Commercial | Retail | Existing | Miscellaneous | Natural Gas | 0% | 0% | 0% | -10% | 20% | 0% | 0% | 0% | 100% | 100% | 1 | 1 | 1 | 1 | 1 | 1 | 1 | 1 | 1 | 1 | 1 | 1 | 1 | 1 | 1 | 1 | 1 | 1 | 1 | 1 | 1 | 1 | 1 | 1 | 1 | 1 | 1 | 1 | 1 | 1 | 1 | 1 | 1 | 1 | 1 | 1 | 1 | 1 | 1 | 1 | 1 | 1 | 1 | 1 | 1 | 1 | 1 | 1 | 1 | 1 | 1 | 1 | 1 | 1 | 1 | 1 | 1 | 1 | 1 | 1 | 1 | 1 | 1 | 1 | 1 | 1 | 1
Commercial_Retail_New_Space Heating_Natural Gas | Commercial | Retail | New | Space Heating | Natural Gas | 100% | 0% | 0% | -30% | 20% | 77% | 25% | 0% | 100% | 100% | 1 | 1 | 0.9947 | 0.98941 | 0.98412 | 0.97883 | 0.97353 | 0.96824 | 0.96294 | 0.95766 | 0.95236 | 0.94707 | 0.94177 | 0.93649 | 0.93119 | 0.9259 | 0.92061 | 0.91532 | 0.91003 | 0.90473 | 0.89944 | 0.89416 | 0.88887 | 0.88358 | 0.87829 | 0.87301 | 0.86771 | 0.86243 | 0.85714 | 0.85186 | 0.84656 | 0.84127 | 0.84127 | 0.84127 | 0.84127 | 0.84127 | 0.84127 | 0.84127 | 0.84127 | 0.84127 | 0.84127 | 0.84127 | 0.84127 | 0.84127 | 0.84127 | 0.84127 | 0.84127 | 0.84127 | 0.84127 | 0.84127 | 0.84127 | 0.84127 | 0.84127 | 0.84127 | 0.84127 | 0.84127 | 0.84127 | 0.84127 | 0.84127 | 0.84127 | 0.84127 | 0.84127 | 0.84127 | 0.84127 | 0.84127 | 0.84127 | 0.84127
Commercial_Retail_New_Water Heating_Natural Gas | Commercial | Retail | New | Water Heating | Natural Gas | 0% | 0% | 0% | -10% | 20% | 0% | 60% | 0% | 100% | 100% | 1 | 1 | 1 | 1 | 1 | 1 | 1 | 1 | 1 | 1 | 1 | 1 | 1 | 1 | 1 | 1 | 1 | 1 | 1 | 1 | 1 | 1 | 1 | 1 | 1 | 1 | 1 | 1 | 1 | 1 | 1 | 1 | 1 | 1 | 1 | 1 | 1 | 1 | 1 | 1 | 1 | 1 | 1 | 1 | 1 | 1 | 1 | 1 | 1 | 1 | 1 | 1 | 1 | 1 | 1 | 1 | 1 | 1 | 1 | 1 | 1 | 1 | 1 | 1 | 1 | 1 | 1
Commercial_Retail_New_Food Preparation_Natural Gas | Commercial | Retail | New | Food Preparation | Natural Gas | 0% | 0% | 0% | -10% | 20% | 0% | 0% | 0% | 100% | 100% | 1 | 1 | 1 | 1 | 1 | 1 | 1 | 1 | 1 | 1 | 1 | 1 | 1 | 1 | 1 | 1 | 1 | 1 | 1 | 1 | 1 | 1 | 1 | 1 | 1 | 1 | 1 | 1 | 1 | 1 | 1 | 1 | 1 | 1 | 1 | 1 | 1 | 1 | 1 | 1 | 1 | 1 | 1 | 1 | 1 | 1 | 1 | 1 | 1 | 1 | 1 | 1 | 1 | 1 | 1 | 1 | 1 | 1 | 1 | 1 | 1 | 1 | 1 | 1 | 1 | 1 | 1
Commercial_Retail_New_Miscellaneous_Natural Gas | Commercial | Retail | New | Miscellaneous | Natural Gas | 0% | 0% | 0% | -10% | 20% | 0% | 0% | 0% | 100% | 100% | 1 | 1 | 1 | 1 | 1 | 1 | 1 | 1 | 1 | 1 | 1 | 1 | 1 | 1 | 1 | 1 | 1 | 1 | 1 | 1 | 1 | 1 | 1 | 1 | 1 | 1 | 1 | 1 | 1 | 1 | 1 | 1 | 1 | 1 | 1 | 1 | 1 | 1 | 1 | 1 | 1 | 1 | 1 | 1 | 1 | 1 | 1 | 1 | 1 | 1 | 1 | 1 | 1 | 1 | 1 | 1 | 1 | 1 | 1 | 1 | 1 | 1 | 1 | 1 | 1 | 1 | 1
Commercial_Restaurant_Existing_Space Heating_Natural Gas | Commercial | Restaurant | Existing | Space Heating | Natural Gas | 100% | 0% | 0% | -30% | 20% | 77% | 25% | 0% | 100% | 100% | 1 | 1 | 0.9947 | 0.98941 | 0.98412 | 0.97883 | 0.97353 | 0.96824 | 0.96294 | 0.95766 | 0.95236 | 0.94707 | 0.94177 | 0.93649 | 0.93119 | 0.9259 | 0.92061 | 0.91532 | 0.91003 | 0.90473 | 0.89944 | 0.89416 | 0.88887 | 0.88358 | 0.87829 | 0.87301 | 0.86771 | 0.86243 | 0.85714 | 0.85186 | 0.84656 | 0.84127 | 0.84127 | 0.84127 | 0.84127 | 0.84127 | 0.84127 | 0.84127 | 0.84127 | 0.84127 | 0.84127 | 0.84127 | 0.84127 | 0.84127 | 0.84127 | 0.84127 | 0.84127 | 0.84127 | 0.84127 | 0.84127 | 0.84127 | 0.84127 | 0.84127 | 0.84127 | 0.84127 | 0.84127 | 0.84127 | 0.84127 | 0.84127 | 0.84127 | 0.84127 | 0.84127 | 0.84127 | 0.84127 | 0.84127 | 0.84127 | 0.84127
Commercial_Restaurant_Existing_Water Heating_Natural Gas | Commercial | Restaurant | Existing | Water Heating | Natural Gas | 0% | 0% | 0% | -10% | 20% | 0% | 60% | 0% | 100% | 100% | 1 | 1 | 1 | 1 | 1 | 1 | 1 | 1 | 1 | 1 | 1 | 1 | 1 | 1 | 1 | 1 | 1 | 1 | 1 | 1 | 1 | 1 | 1 | 1 | 1 | 1 | 1 | 1 | 1 | 1 | 1 | 1 | 1 | 1 | 1 | 1 | 1 | 1 | 1 | 1 | 1 | 1 | 1 | 1 | 1 | 1 | 1 | 1 | 1 | 1 | 1 | 1 | 1 | 1 | 1 | 1 | 1 | 1 | 1 | 1 | 1 | 1 | 1 | 1 | 1 | 1 | 1
Commercial_Restaurant_Existing_Food Preparation_Natural Gas | Commercial | Restaurant | Existing | Food Preparation | Natural Gas | 0% | 0% | 0% | -10% | 20% | 0% | 0% | 0% | 100% | 100% | 1 | 1 | 1 | 1 | 1 | 1 | 1 | 1 | 1 | 1 | 1 | 1 | 1 | 1 | 1 | 1 | 1 | 1 | 1 | 1 | 1 | 1 | 1 | 1 | 1 | 1 | 1 | 1 | 1 | 1 | 1 | 1 | 1 | 1 | 1 | 1 | 1 | 1 | 1 | 1 | 1 | 1 | 1 | 1 | 1 | 1 | 1 | 1 | 1 | 1 | 1 | 1 | 1 | 1 | 1 | 1 | 1 | 1 | 1 | 1 | 1 | 1 | 1 | 1 | 1 | 1 | 1
Commercial_Restaurant_Existing_Miscellaneous_Natural Gas | Commercial | Restaurant | Existing | Miscellaneous | Natural Gas | 0% | 0% | 0% | -10% | 20% | 0% | 0% | 0% | 100% | 100% | 1 | 1 | 1 | 1 | 1 | 1 | 1 | 1 | 1 | 1 | 1 | 1 | 1 | 1 | 1 | 1 | 1 | 1 | 1 | 1 | 1 | 1 | 1 | 1 | 1 | 1 | 1 | 1 | 1 | 1 | 1 | 1 | 1 | 1 | 1 | 1 | 1 | 1 | 1 | 1 | 1 | 1 | 1 | 1 | 1 | 1 | 1 | 1 | 1 | 1 | 1 | 1 | 1 | 1 | 1 | 1 | 1 | 1 | 1 | 1 | 1 | 1 | 1 | 1 | 1 | 1 | 1
Commercial_Restaurant_New_Space Heating_Natural Gas | Commercial | Restaurant | New | Space Heating | Natural Gas | 100% | 0% | 0% | -30% | 20% | 77% | 25% | 0% | 100% | 100% | 1 | 1 | 0.9947 | 0.98941 | 0.98412 | 0.97883 | 0.97353 | 0.96824 | 0.96294 | 0.95766 | 0.95236 | 0.94707 | 0.94177 | 0.93649 | 0.93119 | 0.9259 | 0.92061 | 0.91532 | 0.91003 | 0.90473 | 0.89944 | 0.89416 | 0.88887 | 0.88358 | 0.87829 | 0.87301 | 0.86771 | 0.86243 | 0.85714 | 0.85186 | 0.84656 | 0.84127 | 0.84127 | 0.84127 | 0.84127 | 0.84127 | 0.84127 | 0.84127 | 0.84127 | 0.84127 | 0.84127 | 0.84127 | 0.84127 | 0.84127 | 0.84127 | 0.84127 | 0.84127 | 0.84127 | 0.84127 | 0.84127 | 0.84127 | 0.84127 | 0.84127 | 0.84127 | 0.84127 | 0.84127 | 0.84127 | 0.84127 | 0.84127 | 0.84127 | 0.84127 | 0.84127 | 0.84127 | 0.84127 | 0.84127 | 0.84127 | 0.84127
Commercial_Restaurant_New_Water Heating_Natural Gas | Commercial | Restaurant | New | Water Heating | Natural Gas | 0% | 0% | 0% | -10% | 20% | 0% | 60% | 0% | 100% | 100% | 1 | 1 | 1 | 1 | 1 | 1 | 1 | 1 | 1 | 1 | 1 | 1 | 1 | 1 | 1 | 1 | 1 | 1 | 1 | 1 | 1 | 1 | 1 | 1 | 1 | 1 | 1 | 1 | 1 | 1 | 1 | 1 | 1 | 1 | 1 | 1 | 1 | 1 | 1 | 1 | 1 | 1 | 1 | 1 | 1 | 1 | 1 | 1 | 1 | 1 | 1 | 1 | 1 | 1 | 1 | 1 | 1 | 1 | 1 | 1 | 1 | 1 | 1 | 1 | 1 | 1 | 1
Commercial_Restaurant_New_Food Preparation_Natural Gas | Commercial | Restaurant | New | Food Preparation | Natural Gas | 0% | 0% | 0% | -10% | 20% | 0% | 0% | 0% | 100% | 100% | 1 | 1 | 1 | 1 | 1 | 1 | 1 | 1 | 1 | 1 | 1 | 1 | 1 | 1 | 1 | 1 | 1 | 1 | 1 | 1 | 1 | 1 | 1 | 1 | 1 | 1 | 1 | 1 | 1 | 1 | 1 | 1 | 1 | 1 | 1 | 1 | 1 | 1 | 1 | 1 | 1 | 1 | 1 | 1 | 1 | 1 | 1 | 1 | 1 | 1 | 1 | 1 | 1 | 1 | 1 | 1 | 1 | 1 | 1 | 1 | 1 | 1 | 1 | 1 | 1 | 1 | 1
Commercial_Restaurant_New_Miscellaneous_Natural Gas | Commercial | Restaurant | New | Miscellaneous | Natural Gas | 0% | 0% | 0% | -10% | 20% | 0% | 0% | 0% | 100% | 100% | 1 | 1 | 1 | 1 | 1 | 1 | 1 | 1 | 1 | 1 | 1 | 1 | 1 | 1 | 1 | 1 | 1 | 1 | 1 | 1 | 1 | 1 | 1 | 1 | 1 | 1 | 1 | 1 | 1 | 1 | 1 | 1 | 1 | 1 | 1 | 1 | 1 | 1 | 1 | 1 | 1 | 1 | 1 | 1 | 1 | 1 | 1 | 1 | 1 | 1 | 1 | 1 | 1 | 1 | 1 | 1 | 1 | 1 | 1 | 1 | 1 | 1 | 1 | 1 | 1 | 1 | 1
Commercial_Grocery_Existing_Space Heating_Natural Gas | Commercial | Grocery | Existing | Space Heating | Natural Gas | 100% | 0% | 0% | -30% | 20% | 77% | 25% | 0% | 100% | 100% | 1 | 1 | 0.9947 | 0.98941 | 0.98412 | 0.97883 | 0.97353 | 0.96824 | 0.96294 | 0.95766 | 0.95236 | 0.94707 | 0.94177 | 0.93649 | 0.93119 | 0.9259 | 0.92061 | 0.91532 | 0.91003 | 0.90473 | 0.89944 | 0.89416 | 0.88887 | 0.88358 | 0.87829 | 0.87301 | 0.86771 | 0.86243 | 0.85714 | 0.85186 | 0.84656 | 0.84127 | 0.84127 | 0.84127 | 0.84127 | 0.84127 | 0.84127 | 0.84127 | 0.84127 | 0.84127 | 0.84127 | 0.84127 | 0.84127 | 0.84127 | 0.84127 | 0.84127 | 0.84127 | 0.84127 | 0.84127 | 0.84127 | 0.84127 | 0.84127 | 0.84127 | 0.84127 | 0.84127 | 0.84127 | 0.84127 | 0.84127 | 0.84127 | 0.84127 | 0.84127 | 0.84127 | 0.84127 | 0.84127 | 0.84127 | 0.84127 | 0.84127
Commercial_Grocery_Existing_Water Heating_Natural Gas | Commercial | Grocery | Existing | Water Heating | Natural Gas | 0% | 0% | 0% | -10% | 20% | 0% | 60% | 0% | 100% | 100% | 1 | 1 | 1 | 1 | 1 | 1 | 1 | 1 | 1 | 1 | 1 | 1 | 1 | 1 | 1 | 1 | 1 | 1 | 1 | 1 | 1 | 1 | 1 | 1 | 1 | 1 | 1 | 1 | 1 | 1 | 1 | 1 | 1 | 1 | 1 | 1 | 1 | 1 | 1 | 1 | 1 | 1 | 1 | 1 | 1 | 1 | 1 | 1 | 1 | 1 | 1 | 1 | 1 | 1 | 1 | 1 | 1 | 1 | 1 | 1 | 1 | 1 | 1 | 1 | 1 | 1 | 1
Commercial_Grocery_Existing_Food Preparation_Natural Gas | Commercial | Grocery | Existing | Food Preparation | Natural Gas | 0% | 0% | 0% | -10% | 20% | 0% | 0% | 0% | 100% | 100% | 1 | 1 | 1 | 1 | 1 | 1 | 1 | 1 | 1 | 1 | 1 | 1 | 1 | 1 | 1 | 1 | 1 | 1 | 1 | 1 | 1 | 1 | 1 | 1 | 1 | 1 | 1 | 1 | 1 | 1 | 1 | 1 | 1 | 1 | 1 | 1 | 1 | 1 | 1 | 1 | 1 | 1 | 1 | 1 | 1 | 1 | 1 | 1 | 1 | 1 | 1 | 1 | 1 | 1 | 1 | 1 | 1 | 1 | 1 | 1 | 1 | 1 | 1 | 1 | 1 | 1 | 1
Commercial_Grocery_Existing_Miscellaneous_Natural Gas | Commercial | Grocery | Existing | Miscellaneous | Natural Gas | 0% | 0% | 0% | -10% | 20% | 0% | 0% | 0% | 100% | 100% | 1 | 1 | 1 | 1 | 1 | 1 | 1 | 1 | 1 | 1 | 1 | 1 | 1 | 1 | 1 | 1 | 1 | 1 | 1 | 1 | 1 | 1 | 1 | 1 | 1 | 1 | 1 | 1 | 1 | 1 | 1 | 1 | 1 | 1 | 1 | 1 | 1 | 1 | 1 | 1 | 1 | 1 | 1 | 1 | 1 | 1 | 1 | 1 | 1 | 1 | 1 | 1 | 1 | 1 | 1 | 1 | 1 | 1 | 1 | 1 | 1 | 1 | 1 | 1 | 1 | 1 | 1
Commercial_Grocery_New_Space Heating_Natural Gas | Commercial | Grocery | New | Space Heating | Natural Gas | 100% | 0% | 0% | -30% | 20% | 77% | 25% | 0% | 100% | 100% | 1 | 1 | 0.9947 | 0.98941 | 0.98412 | 0.97883 | 0.97353 | 0.96824 | 0.96294 | 0.95766 | 0.95236 | 0.94707 | 0.94177 | 0.93649 | 0.93119 | 0.9259 | 0.92061 | 0.91532 | 0.91003 | 0.90473 | 0.89944 | 0.89416 | 0.88887 | 0.88358 | 0.87829 | 0.87301 | 0.86771 | 0.86243 | 0.85714 | 0.85186 | 0.84656 | 0.84127 | 0.84127 | 0.84127 | 0.84127 | 0.84127 | 0.84127 | 0.84127 | 0.84127 | 0.84127 | 0.84127 | 0.84127 | 0.84127 | 0.84127 | 0.84127 | 0.84127 | 0.84127 | 0.84127 | 0.84127 | 0.84127 | 0.84127 | 0.84127 | 0.84127 | 0.84127 | 0.84127 | 0.84127 | 0.84127 | 0.84127 | 0.84127 | 0.84127 | 0.84127 | 0.84127 | 0.84127 | 0.84127 | 0.84127 | 0.84127 | 0.84127
Commercial_Grocery_New_Water Heating_Natural Gas | Commercial | Grocery | New | Water Heating | Natural Gas | 0% | 0% | 0% | -10% | 20% | 0% | 60% | 0% | 100% | 100% | 1 | 1 | 1 | 1 | 1 | 1 | 1 | 1 | 1 | 1 | 1 | 1 | 1 | 1 | 1 | 1 | 1 | 1 | 1 | 1 | 1 | 1 | 1 | 1 | 1 | 1 | 1 | 1 | 1 | 1 | 1 | 1 | 1 | 1 | 1 | 1 | 1 | 1 | 1 | 1 | 1 | 1 | 1 | 1 | 1 | 1 | 1 | 1 | 1 | 1 | 1 | 1 | 1 | 1 | 1 | 1 | 1 | 1 | 1 | 1 | 1 | 1 | 1 | 1 | 1 | 1 | 1
Commercial_Grocery_New_Food Preparation_Natural Gas | Commercial | Grocery | New | Food Preparation | Natural Gas | 0% | 0% | 0% | -10% | 20% | 0% | 0% | 0% | 100% | 100% | 1 | 1 | 1 | 1 | 1 | 1 | 1 | 1 | 1 | 1 | 1 | 1 | 1 | 1 | 1 | 1 | 1 | 1 | 1 | 1 | 1 | 1 | 1 | 1 | 1 | 1 | 1 | 1 | 1 | 1 | 1 | 1 | 1 | 1 | 1 | 1 | 1 | 1 | 1 | 1 | 1 | 1 | 1 | 1 | 1 | 1 | 1 | 1 | 1 | 1 | 1 | 1 | 1 | 1 | 1 | 1 | 1 | 1 | 1 | 1 | 1 | 1 | 1 | 1 | 1 | 1 | 1
Commercial_Grocery_New_Miscellaneous_Natural Gas | Commercial | Grocery | New | Miscellaneous | Natural Gas | 0% | 0% | 0% | -10% | 20% | 0% | 0% | 0% | 100% | 100% | 1 | 1 | 1 | 1 | 1 | 1 | 1 | 1 | 1 | 1 | 1 | 1 | 1 | 1 | 1 | 1 | 1 | 1 | 1 | 1 | 1 | 1 | 1 | 1 | 1 | 1 | 1 | 1 | 1 | 1 | 1 | 1 | 1 | 1 | 1 | 1 | 1 | 1 | 1 | 1 | 1 | 1 | 1 | 1 | 1 | 1 | 1 | 1 | 1 | 1 | 1 | 1 | 1 | 1 | 1 | 1 | 1 | 1 | 1 | 1 | 1 | 1 | 1 | 1 | 1 | 1 | 1
Commercial_School_Existing_Space Heating_Natural Gas | Commercial | School | Existing | Space Heating | Natural Gas | 100% | 0% | 0% | -30% | 20% | 77% | 25% | 0% | 100% | 100% | 1 | 1 | 0.9947 | 0.98941 | 0.98412 | 0.97883 | 0.97353 | 0.96824 | 0.96294 | 0.95766 | 0.95236 | 0.94707 | 0.94177 | 0.93649 | 0.93119 | 0.9259 | 0.92061 | 0.91532 | 0.91003 | 0.90473 | 0.89944 | 0.89416 | 0.88887 | 0.88358 | 0.87829 | 0.87301 | 0.86771 | 0.86243 | 0.85714 | 0.85186 | 0.84656 | 0.84127 | 0.84127 | 0.84127 | 0.84127 | 0.84127 | 0.84127 | 0.84127 | 0.84127 | 0.84127 | 0.84127 | 0.84127 | 0.84127 | 0.84127 | 0.84127 | 0.84127 | 0.84127 | 0.84127 | 0.84127 | 0.84127 | 0.84127 | 0.84127 | 0.84127 | 0.84127 | 0.84127 | 0.84127 | 0.84127 | 0.84127 | 0.84127 | 0.84127 | 0.84127 | 0.84127 | 0.84127 | 0.84127 | 0.84127 | 0.84127 | 0.84127
Commercial_School_Existing_Water Heating_Natural Gas | Commercial | School | Existing | Water Heating | Natural Gas | 0% | 0% | 0% | -10% | 20% | 0% | 60% | 0% | 100% | 100% | 1 | 1 | 1 | 1 | 1 | 1 | 1 | 1 | 1 | 1 | 1 | 1 | 1 | 1 | 1 | 1 | 1 | 1 | 1 | 1 | 1 | 1 | 1 | 1 | 1 | 1 | 1 | 1 | 1 | 1 | 1 | 1 | 1 | 1 | 1 | 1 | 1 | 1 | 1 | 1 | 1 | 1 | 1 | 1 | 1 | 1 | 1 | 1 | 1 | 1 | 1 | 1 | 1 | 1 | 1 | 1 | 1 | 1 | 1 | 1 | 1 | 1 | 1 | 1 | 1 | 1 | 1
Commercial_School_Existing_Food Preparation_Natural Gas | Commercial | School | Existing | Food Preparation | Natural Gas | 0% | 0% | 0% | -10% | 20% | 0% | 0% | 0% | 100% | 100% | 1 | 1 | 1 | 1 | 1 | 1 | 1 | 1 | 1 | 1 | 1 | 1 | 1 | 1 | 1 | 1 | 1 | 1 | 1 | 1 | 1 | 1 | 1 | 1 | 1 | 1 | 1 | 1 | 1 | 1 | 1 | 1 | 1 | 1 | 1 | 1 | 1 | 1 | 1 | 1 | 1 | 1 | 1 | 1 | 1 | 1 | 1 | 1 | 1 | 1 | 1 | 1 | 1 | 1 | 1 | 1 | 1 | 1 | 1 | 1 | 1 | 1 | 1 | 1 | 1 | 1 | 1
Commercial_School_Existing_Miscellaneous_Natural Gas | Commercial | School | Existing | Miscellaneous | Natural Gas | 0% | 0% | 0% | -10% | 20% | 0% | 0% | 0% | 100% | 100% | 1 | 1 | 1 | 1 | 1 | 1 | 1 | 1 | 1 | 1 | 1 | 1 | 1 | 1 | 1 | 1 | 1 | 1 | 1 | 1 | 1 | 1 | 1 | 1 | 1 | 1 | 1 | 1 | 1 | 1 | 1 | 1 | 1 | 1 | 1 | 1 | 1 | 1 | 1 | 1 | 1 | 1 | 1 | 1 | 1 | 1 | 1 | 1 | 1 | 1 | 1 | 1 | 1 | 1 | 1 | 1 | 1 | 1 | 1 | 1 | 1 | 1 | 1 | 1 | 1 | 1 | 1
Commercial_School_New_Space Heating_Natural Gas | Commercial | School | New | Space Heating | Natural Gas | 100% | 0% | 0% | -30% | 20% | 77% | 25% | 0% | 100% | 100% | 1 | 1 | 0.9947 | 0.98941 | 0.98412 | 0.97883 | 0.97353 | 0.96824 | 0.96294 | 0.95766 | 0.95236 | 0.94707 | 0.94177 | 0.93649 | 0.93119 | 0.9259 | 0.92061 | 0.91532 | 0.91003 | 0.90473 | 0.89944 | 0.89416 | 0.88887 | 0.88358 | 0.87829 | 0.87301 | 0.86771 | 0.86243 | 0.85714 | 0.85186 | 0.84656 | 0.84127 | 0.84127 | 0.84127 | 0.84127 | 0.84127 | 0.84127 | 0.84127 | 0.84127 | 0.84127 | 0.84127 | 0.84127 | 0.84127 | 0.84127 | 0.84127 | 0.84127 | 0.84127 | 0.84127 | 0.84127 | 0.84127 | 0.84127 | 0.84127 | 0.84127 | 0.84127 | 0.84127 | 0.84127 | 0.84127 | 0.84127 | 0.84127 | 0.84127 | 0.84127 | 0.84127 | 0.84127 | 0.84127 | 0.84127 | 0.84127 | 0.84127
Commercial_School_New_Water Heating_Natural Gas | Commercial | School | New | Water Heating | Natural Gas | 0% | 0% | 0% | -10% | 20% | 0% | 60% | 0% | 100% | 100% | 1 | 1 | 1 | 1 | 1 | 1 | 1 | 1 | 1 | 1 | 1 | 1 | 1 | 1 | 1 | 1 | 1 | 1 | 1 | 1 | 1 | 1 | 1 | 1 | 1 | 1 | 1 | 1 | 1 | 1 | 1 | 1 | 1 | 1 | 1 | 1 | 1 | 1 | 1 | 1 | 1 | 1 | 1 | 1 | 1 | 1 | 1 | 1 | 1 | 1 | 1 | 1 | 1 | 1 | 1 | 1 | 1 | 1 | 1 | 1 | 1 | 1 | 1 | 1 | 1 | 1 | 1
Commercial_School_New_Food Preparation_Natural Gas | Commercial | School | New | Food Preparation | Natural Gas | 0% | 0% | 0% | -10% | 20% | 0% | 0% | 0% | 100% | 100% | 1 | 1 | 1 | 1 | 1 | 1 | 1 | 1 | 1 | 1 | 1 | 1 | 1 | 1 | 1 | 1 | 1 | 1 | 1 | 1 | 1 | 1 | 1 | 1 | 1 | 1 | 1 | 1 | 1 | 1 | 1 | 1 | 1 | 1 | 1 | 1 | 1 | 1 | 1 | 1 | 1 | 1 | 1 | 1 | 1 | 1 | 1 | 1 | 1 | 1 | 1 | 1 | 1 | 1 | 1 | 1 | 1 | 1 | 1 | 1 | 1 | 1 | 1 | 1 | 1 | 1 | 1
Commercial_School_New_Miscellaneous_Natural Gas | Commercial | School | New | Miscellaneous | Natural Gas | 0% | 0% | 0% | -10% | 20% | 0% | 0% | 0% | 100% | 100% | 1 | 1 | 1 | 1 | 1 | 1 | 1 | 1 | 1 | 1 | 1 | 1 | 1 | 1 | 1 | 1 | 1 | 1 | 1 | 1 | 1 | 1 | 1 | 1 | 1 | 1 | 1 | 1 | 1 | 1 | 1 | 1 | 1 | 1 | 1 | 1 | 1 | 1 | 1 | 1 | 1 | 1 | 1 | 1 | 1 | 1 | 1 | 1 | 1 | 1 | 1 | 1 | 1 | 1 | 1 | 1 | 1 | 1 | 1 | 1 | 1 | 1 | 1 | 1 | 1 | 1 | 1
Commercial_College_Existing_Space Heating_Natural Gas | Commercial | College | Existing | Space Heating | Natural Gas | 100% | 0% | 0% | -30% | 20% | 77% | 25% | 0% | 100% | 100% | 1 | 1 | 0.9947 | 0.98941 | 0.98412 | 0.97883 | 0.97353 | 0.96824 | 0.96294 | 0.95766 | 0.95236 | 0.94707 | 0.94177 | 0.93649 | 0.93119 | 0.9259 | 0.92061 | 0.91532 | 0.91003 | 0.90473 | 0.89944 | 0.89416 | 0.88887 | 0.88358 | 0.87829 | 0.87301 | 0.86771 | 0.86243 | 0.85714 | 0.85186 | 0.84656 | 0.84127 | 0.84127 | 0.84127 | 0.84127 | 0.84127 | 0.84127 | 0.84127 | 0.84127 | 0.84127 | 0.84127 | 0.84127 | 0.84127 | 0.84127 | 0.84127 | 0.84127 | 0.84127 | 0.84127 | 0.84127 | 0.84127 | 0.84127 | 0.84127 | 0.84127 | 0.84127 | 0.84127 | 0.84127 | 0.84127 | 0.84127 | 0.84127 | 0.84127 | 0.84127 | 0.84127 | 0.84127 | 0.84127 | 0.84127 | 0.84127 | 0.84127
Commercial_College_Existing_Water Heating_Natural Gas | Commercial | College | Existing | Water Heating | Natural Gas | 0% | 0% | 0% | -10% | 20% | 0% | 60% | 0% | 100% | 100% | 1 | 1 | 1 | 1 | 1 | 1 | 1 | 1 | 1 | 1 | 1 | 1 | 1 | 1 | 1 | 1 | 1 | 1 | 1 | 1 | 1 | 1 | 1 | 1 | 1 | 1 | 1 | 1 | 1 | 1 | 1 | 1 | 1 | 1 | 1 | 1 | 1 | 1 | 1 | 1 | 1 | 1 | 1 | 1 | 1 | 1 | 1 | 1 | 1 | 1 | 1 | 1 | 1 | 1 | 1 | 1 | 1 | 1 | 1 | 1 | 1 | 1 | 1 | 1 | 1 | 1 | 1
Commercial_College_Existing_Food Preparation_Natural Gas | Commercial | College | Existing | Food Preparation | Natural Gas | 0% | 0% | 0% | -10% | 20% | 0% | 0% | 0% | 100% | 100% | 1 | 1 | 1 | 1 | 1 | 1 | 1 | 1 | 1 | 1 | 1 | 1 | 1 | 1 | 1 | 1 | 1 | 1 | 1 | 1 | 1 | 1 | 1 | 1 | 1 | 1 | 1 | 1 | 1 | 1 | 1 | 1 | 1 | 1 | 1 | 1 | 1 | 1 | 1 | 1 | 1 | 1 | 1 | 1 | 1 | 1 | 1 | 1 | 1 | 1 | 1 | 1 | 1 | 1 | 1 | 1 | 1 | 1 | 1 | 1 | 1 | 1 | 1 | 1 | 1 | 1 | 1
Commercial_College_Existing_Miscellaneous_Natural Gas | Commercial | College | Existing | Miscellaneous | Natural Gas | 0% | 0% | 0% | -10% | 20% | 0% | 0% | 0% | 100% | 100% | 1 | 1 | 1 | 1 | 1 | 1 | 1 | 1 | 1 | 1 | 1 | 1 | 1 | 1 | 1 | 1 | 1 | 1 | 1 | 1 | 1 | 1 | 1 | 1 | 1 | 1 | 1 | 1 | 1 | 1 | 1 | 1 | 1 | 1 | 1 | 1 | 1 | 1 | 1 | 1 | 1 | 1 | 1 | 1 | 1 | 1 | 1 | 1 | 1 | 1 | 1 | 1 | 1 | 1 | 1 | 1 | 1 | 1 | 1 | 1 | 1 | 1 | 1 | 1 | 1 | 1 | 1
Commercial_College_New_Space Heating_Natural Gas | Commercial | College | New | Space Heating | Natural Gas | 100% | 0% | 0% | -30% | 20% | 77% | 25% | 0% | 100% | 100% | 1 | 1 | 0.9947 | 0.98941 | 0.98412 | 0.97883 | 0.97353 | 0.96824 | 0.96294 | 0.95766 | 0.95236 | 0.94707 | 0.94177 | 0.93649 | 0.93119 | 0.9259 | 0.92061 | 0.91532 | 0.91003 | 0.90473 | 0.89944 | 0.89416 | 0.88887 | 0.88358 | 0.87829 | 0.87301 | 0.86771 | 0.86243 | 0.85714 | 0.85186 | 0.84656 | 0.84127 | 0.84127 | 0.84127 | 0.84127 | 0.84127 | 0.84127 | 0.84127 | 0.84127 | 0.84127 | 0.84127 | 0.84127 | 0.84127 | 0.84127 | 0.84127 | 0.84127 | 0.84127 | 0.84127 | 0.84127 | 0.84127 | 0.84127 | 0.84127 | 0.84127 | 0.84127 | 0.84127 | 0.84127 | 0.84127 | 0.84127 | 0.84127 | 0.84127 | 0.84127 | 0.84127 | 0.84127 | 0.84127 | 0.84127 | 0.84127 | 0.84127
Commercial_College_New_Water Heating_Natural Gas | Commercial | College | New | Water Heating | Natural Gas | 0% | 0% | 0% | -10% | 20% | 0% | 60% | 0% | 100% | 100% | 1 | 1 | 1 | 1 | 1 | 1 | 1 | 1 | 1 | 1 | 1 | 1 | 1 | 1 | 1 | 1 | 1 | 1 | 1 | 1 | 1 | 1 | 1 | 1 | 1 | 1 | 1 | 1 | 1 | 1 | 1 | 1 | 1 | 1 | 1 | 1 | 1 | 1 | 1 | 1 | 1 | 1 | 1 | 1 | 1 | 1 | 1 | 1 | 1 | 1 | 1 | 1 | 1 | 1 | 1 | 1 | 1 | 1 | 1 | 1 | 1 | 1 | 1 | 1 | 1 | 1 | 1
Commercial_College_New_Food Preparation_Natural Gas | Commercial | College | New | Food Preparation | Natural Gas | 0% | 0% | 0% | -10% | 20% | 0% | 0% | 0% | 100% | 100% | 1 | 1 | 1 | 1 | 1 | 1 | 1 | 1 | 1 | 1 | 1 | 1 | 1 | 1 | 1 | 1 | 1 | 1 | 1 | 1 | 1 | 1 | 1 | 1 | 1 | 1 | 1 | 1 | 1 | 1 | 1 | 1 | 1 | 1 | 1 | 1 | 1 | 1 | 1 | 1 | 1 | 1 | 1 | 1 | 1 | 1 | 1 | 1 | 1 | 1 | 1 | 1 | 1 | 1 | 1 | 1 | 1 | 1 | 1 | 1 | 1 | 1 | 1 | 1 | 1 | 1 | 1
Commercial_College_New_Miscellaneous_Natural Gas | Commercial | College | New | Miscellaneous | Natural Gas | 0% | 0% | 0% | -10% | 20% | 0% | 0% | 0% | 100% | 100% | 1 | 1 | 1 | 1 | 1 | 1 | 1 | 1 | 1 | 1 | 1 | 1 | 1 | 1 | 1 | 1 | 1 | 1 | 1 | 1 | 1 | 1 | 1 | 1 | 1 | 1 | 1 | 1 | 1 | 1 | 1 | 1 | 1 | 1 | 1 | 1 | 1 | 1 | 1 | 1 | 1 | 1 | 1 | 1 | 1 | 1 | 1 | 1 | 1 | 1 | 1 | 1 | 1 | 1 | 1 | 1 | 1 | 1 | 1 | 1 | 1 | 1 | 1 | 1 | 1 | 1 | 1
Commercial_Hospital_Existing_Space Heating_Natural Gas | Commercial | Hospital | Existing | Space Heating | Natural Gas | 100% | 0% | 0% | -30% | 20% | 77% | 25% | 0% | 100% | 100% | 1 | 1 | 0.9947 | 0.98941 | 0.98412 | 0.97883 | 0.97353 | 0.96824 | 0.96294 | 0.95766 | 0.95236 | 0.94707 | 0.94177 | 0.93649 | 0.93119 | 0.9259 | 0.92061 | 0.91532 | 0.91003 | 0.90473 | 0.89944 | 0.89416 | 0.88887 | 0.88358 | 0.87829 | 0.87301 | 0.86771 | 0.86243 | 0.85714 | 0.85186 | 0.84656 | 0.84127 | 0.84127 | 0.84127 | 0.84127 | 0.84127 | 0.84127 | 0.84127 | 0.84127 | 0.84127 | 0.84127 | 0.84127 | 0.84127 | 0.84127 | 0.84127 | 0.84127 | 0.84127 | 0.84127 | 0.84127 | 0.84127 | 0.84127 | 0.84127 | 0.84127 | 0.84127 | 0.84127 | 0.84127 | 0.84127 | 0.84127 | 0.84127 | 0.84127 | 0.84127 | 0.84127 | 0.84127 | 0.84127 | 0.84127 | 0.84127 | 0.84127
Commercial_Hospital_Existing_Water Heating_Natural Gas | Commercial | Hospital | Existing | Water Heating | Natural Gas | 0% | 0% | 0% | -10% | 20% | 0% | 60% | 0% | 100% | 100% | 1 | 1 | 1 | 1 | 1 | 1 | 1 | 1 | 1 | 1 | 1 | 1 | 1 | 1 | 1 | 1 | 1 | 1 | 1 | 1 | 1 | 1 | 1 | 1 | 1 | 1 | 1 | 1 | 1 | 1 | 1 | 1 | 1 | 1 | 1 | 1 | 1 | 1 | 1 | 1 | 1 | 1 | 1 | 1 | 1 | 1 | 1 | 1 | 1 | 1 | 1 | 1 | 1 | 1 | 1 | 1 | 1 | 1 | 1 | 1 | 1 | 1 | 1 | 1 | 1 | 1 | 1
Commercial_Hospital_Existing_Food Preparation_Natural Gas | Commercial | Hospital | Existing | Food Preparation | Natural Gas | 0% | 0% | 0% | -10% | 20% | 0% | 0% | 0% | 100% | 100% | 1 | 1 | 1 | 1 | 1 | 1 | 1 | 1 | 1 | 1 | 1 | 1 | 1 | 1 | 1 | 1 | 1 | 1 | 1 | 1 | 1 | 1 | 1 | 1 | 1 | 1 | 1 | 1 | 1 | 1 | 1 | 1 | 1 | 1 | 1 | 1 | 1 | 1 | 1 | 1 | 1 | 1 | 1 | 1 | 1 | 1 | 1 | 1 | 1 | 1 | 1 | 1 | 1 | 1 | 1 | 1 | 1 | 1 | 1 | 1 | 1 | 1 | 1 | 1 | 1 | 1 | 1
Commercial_Hospital_Existing_Miscellaneous_Natural Gas | Commercial | Hospital | Existing | Miscellaneous | Natural Gas | 0% | 0% | 0% | -10% | 20% | 0% | 0% | 0% | 100% | 100% | 1 | 1 | 1 | 1 | 1 | 1 | 1 | 1 | 1 | 1 | 1 | 1 | 1 | 1 | 1 | 1 | 1 | 1 | 1 | 1 | 1 | 1 | 1 | 1 | 1 | 1 | 1 | 1 | 1 | 1 | 1 | 1 | 1 | 1 | 1 | 1 | 1 | 1 | 1 | 1 | 1 | 1 | 1 | 1 | 1 | 1 | 1 | 1 | 1 | 1 | 1 | 1 | 1 | 1 | 1 | 1 | 1 | 1 | 1 | 1 | 1 | 1 | 1 | 1 | 1 | 1 | 1
Commercial_Hospital_New_Space Heating_Natural Gas | Commercial | Hospital | New | Space Heating | Natural Gas | 100% | 0% | 0% | -30% | 20% | 77% | 25% | 0% | 100% | 100% | 1 | 1 | 0.9947 | 0.98941 | 0.98412 | 0.97883 | 0.97353 | 0.96824 | 0.96294 | 0.95766 | 0.95236 | 0.94707 | 0.94177 | 0.93649 | 0.93119 | 0.9259 | 0.92061 | 0.91532 | 0.91003 | 0.90473 | 0.89944 | 0.89416 | 0.88887 | 0.88358 | 0.87829 | 0.87301 | 0.86771 | 0.86243 | 0.85714 | 0.85186 | 0.84656 | 0.84127 | 0.84127 | 0.84127 | 0.84127 | 0.84127 | 0.84127 | 0.84127 | 0.84127 | 0.84127 | 0.84127 | 0.84127 | 0.84127 | 0.84127 | 0.84127 | 0.84127 | 0.84127 | 0.84127 | 0.84127 | 0.84127 | 0.84127 | 0.84127 | 0.84127 | 0.84127 | 0.84127 | 0.84127 | 0.84127 | 0.84127 | 0.84127 | 0.84127 | 0.84127 | 0.84127 | 0.84127 | 0.84127 | 0.84127 | 0.84127 | 0.84127
Commercial_Hospital_New_Water Heating_Natural Gas | Commercial | Hospital | New | Water Heating | Natural Gas | 0% | 0% | 0% | -10% | 20% | 0% | 60% | 0% | 100% | 100% | 1 | 1 | 1 | 1 | 1 | 1 | 1 | 1 | 1 | 1 | 1 | 1 | 1 | 1 | 1 | 1 | 1 | 1 | 1 | 1 | 1 | 1 | 1 | 1 | 1 | 1 | 1 | 1 | 1 | 1 | 1 | 1 | 1 | 1 | 1 | 1 | 1 | 1 | 1 | 1 | 1 | 1 | 1 | 1 | 1 | 1 | 1 | 1 | 1 | 1 | 1 | 1 | 1 | 1 | 1 | 1 | 1 | 1 | 1 | 1 | 1 | 1 | 1 | 1 | 1 | 1 | 1
Commercial_Hospital_New_Food Preparation_Natural Gas | Commercial | Hospital | New | Food Preparation | Natural Gas | 0% | 0% | 0% | -10% | 20% | 0% | 0% | 0% | 100% | 100% | 1 | 1 | 1 | 1 | 1 | 1 | 1 | 1 | 1 | 1 | 1 | 1 | 1 | 1 | 1 | 1 | 1 | 1 | 1 | 1 | 1 | 1 | 1 | 1 | 1 | 1 | 1 | 1 | 1 | 1 | 1 | 1 | 1 | 1 | 1 | 1 | 1 | 1 | 1 | 1 | 1 | 1 | 1 | 1 | 1 | 1 | 1 | 1 | 1 | 1 | 1 | 1 | 1 | 1 | 1 | 1 | 1 | 1 | 1 | 1 | 1 | 1 | 1 | 1 | 1 | 1 | 1
Commercial_Hospital_New_Miscellaneous_Natural Gas | Commercial | Hospital | New | Miscellaneous | Natural Gas | 0% | 0% | 0% | -10% | 20% | 0% | 0% | 0% | 100% | 100% | 1 | 1 | 1 | 1 | 1 | 1 | 1 | 1 | 1 | 1 | 1 | 1 | 1 | 1 | 1 | 1 | 1 | 1 | 1 | 1 | 1 | 1 | 1 | 1 | 1 | 1 | 1 | 1 | 1 | 1 | 1 | 1 | 1 | 1 | 1 | 1 | 1 | 1 | 1 | 1 | 1 | 1 | 1 | 1 | 1 | 1 | 1 | 1 | 1 | 1 | 1 | 1 | 1 | 1 | 1 | 1 | 1 | 1 | 1 | 1 | 1 | 1 | 1 | 1 | 1 | 1 | 1
Commercial_Other Health_Existing_Space Heating_Natural Gas | Commercial | Other Health | Existing | Space Heating | Natural Gas | 100% | 0% | 0% | -30% | 20% | 77% | 25% | 0% | 100% | 100% | 1 | 1 | 0.9947 | 0.98941 | 0.98412 | 0.97883 | 0.97353 | 0.96824 | 0.96294 | 0.95766 | 0.95236 | 0.94707 | 0.94177 | 0.93649 | 0.93119 | 0.9259 | 0.92061 | 0.91532 | 0.91003 | 0.90473 | 0.89944 | 0.89416 | 0.88887 | 0.88358 | 0.87829 | 0.87301 | 0.86771 | 0.86243 | 0.85714 | 0.85186 | 0.84656 | 0.84127 | 0.84127 | 0.84127 | 0.84127 | 0.84127 | 0.84127 | 0.84127 | 0.84127 | 0.84127 | 0.84127 | 0.84127 | 0.84127 | 0.84127 | 0.84127 | 0.84127 | 0.84127 | 0.84127 | 0.84127 | 0.84127 | 0.84127 | 0.84127 | 0.84127 | 0.84127 | 0.84127 | 0.84127 | 0.84127 | 0.84127 | 0.84127 | 0.84127 | 0.84127 | 0.84127 | 0.84127 | 0.84127 | 0.84127 | 0.84127 | 0.84127
Commercial_Other Health_Existing_Water Heating_Natural Gas | Commercial | Other Health | Existing | Water Heating | Natural Gas | 0% | 0% | 0% | -10% | 20% | 0% | 60% | 0% | 100% | 100% | 1 | 1 | 1 | 1 | 1 | 1 | 1 | 1 | 1 | 1 | 1 | 1 | 1 | 1 | 1 | 1 | 1 | 1 | 1 | 1 | 1 | 1 | 1 | 1 | 1 | 1 | 1 | 1 | 1 | 1 | 1 | 1 | 1 | 1 | 1 | 1 | 1 | 1 | 1 | 1 | 1 | 1 | 1 | 1 | 1 | 1 | 1 | 1 | 1 | 1 | 1 | 1 | 1 | 1 | 1 | 1 | 1 | 1 | 1 | 1 | 1 | 1 | 1 | 1 | 1 | 1 | 1
Commercial_Other Health_Existing_Food Preparation_Natural Gas | Commercial | Other Health | Existing | Food Preparation | Natural Gas | 0% | 0% | 0% | -10% | 20% | 0% | 0% | 0% | 100% | 100% | 1 | 1 | 1 | 1 | 1 | 1 | 1 | 1 | 1 | 1 | 1 | 1 | 1 | 1 | 1 | 1 | 1 | 1 | 1 | 1 | 1 | 1 | 1 | 1 | 1 | 1 | 1 | 1 | 1 | 1 | 1 | 1 | 1 | 1 | 1 | 1 | 1 | 1 | 1 | 1 | 1 | 1 | 1 | 1 | 1 | 1 | 1 | 1 | 1 | 1 | 1 | 1 | 1 | 1 | 1 | 1 | 1 | 1 | 1 | 1 | 1 | 1 | 1 | 1 | 1 | 1 | 1
Commercial_Other Health_Existing_Miscellaneous_Natural Gas | Commercial | Other Health | Existing | Miscellaneous | Natural Gas | 0% | 0% | 0% | -10% | 20% | 0% | 0% | 0% | 100% | 100% | 1 | 1 | 1 | 1 | 1 | 1 | 1 | 1 | 1 | 1 | 1 | 1 | 1 | 1 | 1 | 1 | 1 | 1 | 1 | 1 | 1 | 1 | 1 | 1 | 1 | 1 | 1 | 1 | 1 | 1 | 1 | 1 | 1 | 1 | 1 | 1 | 1 | 1 | 1 | 1 | 1 | 1 | 1 | 1 | 1 | 1 | 1 | 1 | 1 | 1 | 1 | 1 | 1 | 1 | 1 | 1 | 1 | 1 | 1 | 1 | 1 | 1 | 1 | 1 | 1 | 1 | 1
Commercial_Other Health_New_Space Heating_Natural Gas | Commercial | Other Health | New | Space Heating | Natural Gas | 100% | 0% | 0% | -30% | 20% | 77% | 25% | 0% | 100% | 100% | 1 | 1 | 0.9947 | 0.98941 | 0.98412 | 0.97883 | 0.97353 | 0.96824 | 0.96294 | 0.95766 | 0.95236 | 0.94707 | 0.94177 | 0.93649 | 0.93119 | 0.9259 | 0.92061 | 0.91532 | 0.91003 | 0.90473 | 0.89944 | 0.89416 | 0.88887 | 0.88358 | 0.87829 | 0.87301 | 0.86771 | 0.86243 | 0.85714 | 0.85186 | 0.84656 | 0.84127 | 0.84127 | 0.84127 | 0.84127 | 0.84127 | 0.84127 | 0.84127 | 0.84127 | 0.84127 | 0.84127 | 0.84127 | 0.84127 | 0.84127 | 0.84127 | 0.84127 | 0.84127 | 0.84127 | 0.84127 | 0.84127 | 0.84127 | 0.84127 | 0.84127 | 0.84127 | 0.84127 | 0.84127 | 0.84127 | 0.84127 | 0.84127 | 0.84127 | 0.84127 | 0.84127 | 0.84127 | 0.84127 | 0.84127 | 0.84127 | 0.84127
Commercial_Other Health_New_Water Heating_Natural Gas | Commercial | Other Health | New | Water Heating | Natural Gas | 0% | 0% | 0% | -10% | 20% | 0% | 60% | 0% | 100% | 100% | 1 | 1 | 1 | 1 | 1 | 1 | 1 | 1 | 1 | 1 | 1 | 1 | 1 | 1 | 1 | 1 | 1 | 1 | 1 | 1 | 1 | 1 | 1 | 1 | 1 | 1 | 1 | 1 | 1 | 1 | 1 | 1 | 1 | 1 | 1 | 1 | 1 | 1 | 1 | 1 | 1 | 1 | 1 | 1 | 1 | 1 | 1 | 1 | 1 | 1 | 1 | 1 | 1 | 1 | 1 | 1 | 1 | 1 | 1 | 1 | 1 | 1 | 1 | 1 | 1 | 1 | 1
Commercial_Other Health_New_Food Preparation_Natural Gas | Commercial | Other Health | New | Food Preparation | Natural Gas | 0% | 0% | 0% | -10% | 20% | 0% | 0% | 0% | 100% | 100% | 1 | 1 | 1 | 1 | 1 | 1 | 1 | 1 | 1 | 1 | 1 | 1 | 1 | 1 | 1 | 1 | 1 | 1 | 1 | 1 | 1 | 1 | 1 | 1 | 1 | 1 | 1 | 1 | 1 | 1 | 1 | 1 | 1 | 1 | 1 | 1 | 1 | 1 | 1 | 1 | 1 | 1 | 1 | 1 | 1 | 1 | 1 | 1 | 1 | 1 | 1 | 1 | 1 | 1 | 1 | 1 | 1 | 1 | 1 | 1 | 1 | 1 | 1 | 1 | 1 | 1 | 1
Commercial_Other Health_New_Miscellaneous_Natural Gas | Commercial | Other Health | New | Miscellaneous | Natural Gas | 0% | 0% | 0% | -10% | 20% | 0% | 0% | 0% | 100% | 100% | 1 | 1 | 1 | 1 | 1 | 1 | 1 | 1 | 1 | 1 | 1 | 1 | 1 | 1 | 1 | 1 | 1 | 1 | 1 | 1 | 1 | 1 | 1 | 1 | 1 | 1 | 1 | 1 | 1 | 1 | 1 | 1 | 1 | 1 | 1 | 1 | 1 | 1 | 1 | 1 | 1 | 1 | 1 | 1 | 1 | 1 | 1 | 1 | 1 | 1 | 1 | 1 | 1 | 1 | 1 | 1 | 1 | 1 | 1 | 1 | 1 | 1 | 1 | 1 | 1 | 1 | 1
Commercial_Lodging_Existing_Space Heating_Natural Gas | Commercial | Lodging | Existing | Space Heating | Natural Gas | 100% | 0% | 0% | -30% | 20% | 77% | 25% | 0% | 100% | 100% | 1 | 1 | 0.9947 | 0.98941 | 0.98412 | 0.97883 | 0.97353 | 0.96824 | 0.96294 | 0.95766 | 0.95236 | 0.94707 | 0.94177 | 0.93649 | 0.93119 | 0.9259 | 0.92061 | 0.91532 | 0.91003 | 0.90473 | 0.89944 | 0.89416 | 0.88887 | 0.88358 | 0.87829 | 0.87301 | 0.86771 | 0.86243 | 0.85714 | 0.85186 | 0.84656 | 0.84127 | 0.84127 | 0.84127 | 0.84127 | 0.84127 | 0.84127 | 0.84127 | 0.84127 | 0.84127 | 0.84127 | 0.84127 | 0.84127 | 0.84127 | 0.84127 | 0.84127 | 0.84127 | 0.84127 | 0.84127 | 0.84127 | 0.84127 | 0.84127 | 0.84127 | 0.84127 | 0.84127 | 0.84127 | 0.84127 | 0.84127 | 0.84127 | 0.84127 | 0.84127 | 0.84127 | 0.84127 | 0.84127 | 0.84127 | 0.84127 | 0.84127
Commercial_Lodging_Existing_Water Heating_Natural Gas | Commercial | Lodging | Existing | Water Heating | Natural Gas | 0% | 0% | 0% | -10% | 20% | 0% | 60% | 0% | 100% | 100% | 1 | 1 | 1 | 1 | 1 | 1 | 1 | 1 | 1 | 1 | 1 | 1 | 1 | 1 | 1 | 1 | 1 | 1 | 1 | 1 | 1 | 1 | 1 | 1 | 1 | 1 | 1 | 1 | 1 | 1 | 1 | 1 | 1 | 1 | 1 | 1 | 1 | 1 | 1 | 1 | 1 | 1 | 1 | 1 | 1 | 1 | 1 | 1 | 1 | 1 | 1 | 1 | 1 | 1 | 1 | 1 | 1 | 1 | 1 | 1 | 1 | 1 | 1 | 1 | 1 | 1 | 1
Commercial_Lodging_Existing_Food Preparation_Natural Gas | Commercial | Lodging | Existing | Food Preparation | Natural Gas | 0% | 0% | 0% | -10% | 20% | 0% | 0% | 0% | 100% | 100% | 1 | 1 | 1 | 1 | 1 | 1 | 1 | 1 | 1 | 1 | 1 | 1 | 1 | 1 | 1 | 1 | 1 | 1 | 1 | 1 | 1 | 1 | 1 | 1 | 1 | 1 | 1 | 1 | 1 | 1 | 1 | 1 | 1 | 1 | 1 | 1 | 1 | 1 | 1 | 1 | 1 | 1 | 1 | 1 | 1 | 1 | 1 | 1 | 1 | 1 | 1 | 1 | 1 | 1 | 1 | 1 | 1 | 1 | 1 | 1 | 1 | 1 | 1 | 1 | 1 | 1 | 1
Commercial_Lodging_Existing_Miscellaneous_Natural Gas | Commercial | Lodging | Existing | Miscellaneous | Natural Gas | 0% | 0% | 0% | -10% | 20% | 0% | 0% | 0% | 100% | 100% | 1 | 1 | 1 | 1 | 1 | 1 | 1 | 1 | 1 | 1 | 1 | 1 | 1 | 1 | 1 | 1 | 1 | 1 | 1 | 1 | 1 | 1 | 1 | 1 | 1 | 1 | 1 | 1 | 1 | 1 | 1 | 1 | 1 | 1 | 1 | 1 | 1 | 1 | 1 | 1 | 1 | 1 | 1 | 1 | 1 | 1 | 1 | 1 | 1 | 1 | 1 | 1 | 1 | 1 | 1 | 1 | 1 | 1 | 1 | 1 | 1 | 1 | 1 | 1 | 1 | 1 | 1
Commercial_Lodging_New_Space Heating_Natural Gas | Commercial | Lodging | New | Space Heating | Natural Gas | 100% | 0% | 0% | -30% | 20% | 77% | 25% | 0% | 100% | 100% | 1 | 1 | 0.9947 | 0.98941 | 0.98412 | 0.97883 | 0.97353 | 0.96824 | 0.96294 | 0.95766 | 0.95236 | 0.94707 | 0.94177 | 0.93649 | 0.93119 | 0.9259 | 0.92061 | 0.91532 | 0.91003 | 0.90473 | 0.89944 | 0.89416 | 0.88887 | 0.88358 | 0.87829 | 0.87301 | 0.86771 | 0.86243 | 0.85714 | 0.85186 | 0.84656 | 0.84127 | 0.84127 | 0.84127 | 0.84127 | 0.84127 | 0.84127 | 0.84127 | 0.84127 | 0.84127 | 0.84127 | 0.84127 | 0.84127 | 0.84127 | 0.84127 | 0.84127 | 0.84127 | 0.84127 | 0.84127 | 0.84127 | 0.84127 | 0.84127 | 0.84127 | 0.84127 | 0.84127 | 0.84127 | 0.84127 | 0.84127 | 0.84127 | 0.84127 | 0.84127 | 0.84127 | 0.84127 | 0.84127 | 0.84127 | 0.84127 | 0.84127
Commercial_Lodging_New_Water Heating_Natural Gas | Commercial | Lodging | New | Water Heating | Natural Gas | 0% | 0% | 0% | -10% | 20% | 0% | 60% | 0% | 100% | 100% | 1 | 1 | 1 | 1 | 1 | 1 | 1 | 1 | 1 | 1 | 1 | 1 | 1 | 1 | 1 | 1 | 1 | 1 | 1 | 1 | 1 | 1 | 1 | 1 | 1 | 1 | 1 | 1 | 1 | 1 | 1 | 1 | 1 | 1 | 1 | 1 | 1 | 1 | 1 | 1 | 1 | 1 | 1 | 1 | 1 | 1 | 1 | 1 | 1 | 1 | 1 | 1 | 1 | 1 | 1 | 1 | 1 | 1 | 1 | 1 | 1 | 1 | 1 | 1 | 1 | 1 | 1
Commercial_Lodging_New_Food Preparation_Natural Gas | Commercial | Lodging | New | Food Preparation | Natural Gas | 0% | 0% | 0% | -10% | 20% | 0% | 0% | 0% | 100% | 100% | 1 | 1 | 1 | 1 | 1 | 1 | 1 | 1 | 1 | 1 | 1 | 1 | 1 | 1 | 1 | 1 | 1 | 1 | 1 | 1 | 1 | 1 | 1 | 1 | 1 | 1 | 1 | 1 | 1 | 1 | 1 | 1 | 1 | 1 | 1 | 1 | 1 | 1 | 1 | 1 | 1 | 1 | 1 | 1 | 1 | 1 | 1 | 1 | 1 | 1 | 1 | 1 | 1 | 1 | 1 | 1 | 1 | 1 | 1 | 1 | 1 | 1 | 1 | 1 | 1 | 1 | 1
Commercial_Lodging_New_Miscellaneous_Natural Gas | Commercial | Lodging | New | Miscellaneous | Natural Gas | 0% | 0% | 0% | -10% | 20% | 0% | 0% | 0% | 100% | 100% | 1 | 1 | 1 | 1 | 1 | 1 | 1 | 1 | 1 | 1 | 1 | 1 | 1 | 1 | 1 | 1 | 1 | 1 | 1 | 1 | 1 | 1 | 1 | 1 | 1 | 1 | 1 | 1 | 1 | 1 | 1 | 1 | 1 | 1 | 1 | 1 | 1 | 1 | 1 | 1 | 1 | 1 | 1 | 1 | 1 | 1 | 1 | 1 | 1 | 1 | 1 | 1 | 1 | 1 | 1 | 1 | 1 | 1 | 1 | 1 | 1 | 1 | 1 | 1 | 1 | 1 | 1
Commercial_Warehouse_Existing_Space Heating_Natural Gas | Commercial | Warehouse | Existing | Space Heating | Natural Gas | 100% | 0% | 0% | -30% | 20% | 77% | 25% | 0% | 100% | 100% | 1 | 1 | 0.9947 | 0.98941 | 0.98412 | 0.97883 | 0.97353 | 0.96824 | 0.96294 | 0.95766 | 0.95236 | 0.94707 | 0.94177 | 0.93649 | 0.93119 | 0.9259 | 0.92061 | 0.91532 | 0.91003 | 0.90473 | 0.89944 | 0.89416 | 0.88887 | 0.88358 | 0.87829 | 0.87301 | 0.86771 | 0.86243 | 0.85714 | 0.85186 | 0.84656 | 0.84127 | 0.84127 | 0.84127 | 0.84127 | 0.84127 | 0.84127 | 0.84127 | 0.84127 | 0.84127 | 0.84127 | 0.84127 | 0.84127 | 0.84127 | 0.84127 | 0.84127 | 0.84127 | 0.84127 | 0.84127 | 0.84127 | 0.84127 | 0.84127 | 0.84127 | 0.84127 | 0.84127 | 0.84127 | 0.84127 | 0.84127 | 0.84127 | 0.84127 | 0.84127 | 0.84127 | 0.84127 | 0.84127 | 0.84127 | 0.84127 | 0.84127
Commercial_Warehouse_Existing_Water Heating_Natural Gas | Commercial | Warehouse | Existing | Water Heating | Natural Gas | 0% | 0% | 0% | -10% | 20% | 0% | 60% | 0% | 100% | 100% | 1 | 1 | 1 | 1 | 1 | 1 | 1 | 1 | 1 | 1 | 1 | 1 | 1 | 1 | 1 | 1 | 1 | 1 | 1 | 1 | 1 | 1 | 1 | 1 | 1 | 1 | 1 | 1 | 1 | 1 | 1 | 1 | 1 | 1 | 1 | 1 | 1 | 1 | 1 | 1 | 1 | 1 | 1 | 1 | 1 | 1 | 1 | 1 | 1 | 1 | 1 | 1 | 1 | 1 | 1 | 1 | 1 | 1 | 1 | 1 | 1 | 1 | 1 | 1 | 1 | 1 | 1
Commercial_Warehouse_Existing_Food Preparation_Natural Gas | Commercial | Warehouse | Existing | Food Preparation | Natural Gas | 0% | 0% | 0% | -10% | 20% | 0% | 0% | 0% | 100% | 100% | 1 | 1 | 1 | 1 | 1 | 1 | 1 | 1 | 1 | 1 | 1 | 1 | 1 | 1 | 1 | 1 | 1 | 1 | 1 | 1 | 1 | 1 | 1 | 1 | 1 | 1 | 1 | 1 | 1 | 1 | 1 | 1 | 1 | 1 | 1 | 1 | 1 | 1 | 1 | 1 | 1 | 1 | 1 | 1 | 1 | 1 | 1 | 1 | 1 | 1 | 1 | 1 | 1 | 1 | 1 | 1 | 1 | 1 | 1 | 1 | 1 | 1 | 1 | 1 | 1 | 1 | 1
Commercial_Warehouse_Existing_Miscellaneous_Natural Gas | Commercial | Warehouse | Existing | Miscellaneous | Natural Gas | 0% | 0% | 0% | -10% | 20% | 0% | 0% | 0% | 100% | 100% | 1 | 1 | 1 | 1 | 1 | 1 | 1 | 1 | 1 | 1 | 1 | 1 | 1 | 1 | 1 | 1 | 1 | 1 | 1 | 1 | 1 | 1 | 1 | 1 | 1 | 1 | 1 | 1 | 1 | 1 | 1 | 1 | 1 | 1 | 1 | 1 | 1 | 1 | 1 | 1 | 1 | 1 | 1 | 1 | 1 | 1 | 1 | 1 | 1 | 1 | 1 | 1 | 1 | 1 | 1 | 1 | 1 | 1 | 1 | 1 | 1 | 1 | 1 | 1 | 1 | 1 | 1
Commercial_Warehouse_New_Space Heating_Natural Gas | Commercial | Warehouse | New | Space Heating | Natural Gas | 100% | 0% | 0% | -30% | 20% | 77% | 25% | 0% | 100% | 100% | 1 | 1 | 0.9947 | 0.98941 | 0.98412 | 0.97883 | 0.97353 | 0.96824 | 0.96294 | 0.95766 | 0.95236 | 0.94707 | 0.94177 | 0.93649 | 0.93119 | 0.9259 | 0.92061 | 0.91532 | 0.91003 | 0.90473 | 0.89944 | 0.89416 | 0.88887 | 0.88358 | 0.87829 | 0.87301 | 0.86771 | 0.86243 | 0.85714 | 0.85186 | 0.84656 | 0.84127 | 0.84127 | 0.84127 | 0.84127 | 0.84127 | 0.84127 | 0.84127 | 0.84127 | 0.84127 | 0.84127 | 0.84127 | 0.84127 | 0.84127 | 0.84127 | 0.84127 | 0.84127 | 0.84127 | 0.84127 | 0.84127 | 0.84127 | 0.84127 | 0.84127 | 0.84127 | 0.84127 | 0.84127 | 0.84127 | 0.84127 | 0.84127 | 0.84127 | 0.84127 | 0.84127 | 0.84127 | 0.84127 | 0.84127 | 0.84127 | 0.84127
Commercial_Warehouse_New_Water Heating_Natural Gas | Commercial | Warehouse | New | Water Heating | Natural Gas | 0% | 0% | 0% | -10% | 20% | 0% | 60% | 0% | 100% | 100% | 1 | 1 | 1 | 1 | 1 | 1 | 1 | 1 | 1 | 1 | 1 | 1 | 1 | 1 | 1 | 1 | 1 | 1 | 1 | 1 | 1 | 1 | 1 | 1 | 1 | 1 | 1 | 1 | 1 | 1 | 1 | 1 | 1 | 1 | 1 | 1 | 1 | 1 | 1 | 1 | 1 | 1 | 1 | 1 | 1 | 1 | 1 | 1 | 1 | 1 | 1 | 1 | 1 | 1 | 1 | 1 | 1 | 1 | 1 | 1 | 1 | 1 | 1 | 1 | 1 | 1 | 1
Commercial_Warehouse_New_Food Preparation_Natural Gas | Commercial | Warehouse | New | Food Preparation | Natural Gas | 0% | 0% | 0% | -10% | 20% | 0% | 0% | 0% | 100% | 100% | 1 | 1 | 1 | 1 | 1 | 1 | 1 | 1 | 1 | 1 | 1 | 1 | 1 | 1 | 1 | 1 | 1 | 1 | 1 | 1 | 1 | 1 | 1 | 1 | 1 | 1 | 1 | 1 | 1 | 1 | 1 | 1 | 1 | 1 | 1 | 1 | 1 | 1 | 1 | 1 | 1 | 1 | 1 | 1 | 1 | 1 | 1 | 1 | 1 | 1 | 1 | 1 | 1 | 1 | 1 | 1 | 1 | 1 | 1 | 1 | 1 | 1 | 1 | 1 | 1 | 1 | 1
Commercial_Warehouse_New_Miscellaneous_Natural Gas | Commercial | Warehouse | New | Miscellaneous | Natural Gas | 0% | 0% | 0% | -10% | 20% | 0% | 0% | 0% | 100% | 100% | 1 | 1 | 1 | 1 | 1 | 1 | 1 | 1 | 1 | 1 | 1 | 1 | 1 | 1 | 1 | 1 | 1 | 1 | 1 | 1 | 1 | 1 | 1 | 1 | 1 | 1 | 1 | 1 | 1 | 1 | 1 | 1 | 1 | 1 | 1 | 1 | 1 | 1 | 1 | 1 | 1 | 1 | 1 | 1 | 1 | 1 | 1 | 1 | 1 | 1 | 1 | 1 | 1 | 1 | 1 | 1 | 1 | 1 | 1 | 1 | 1 | 1 | 1 | 1 | 1 | 1 | 1
Commercial_Miscellaneous_Existing_Space Heating_Natural Gas | Commercial | Miscellaneous | Existing | Space Heating | Natural Gas | 100% | 0% | 0% | -30% | 20% | 77% | 25% | 0% | 100% | 100% | 1 | 1 | 0.9947 | 0.98941 | 0.98412 | 0.97883 | 0.97353 | 0.96824 | 0.96294 | 0.95766 | 0.95236 | 0.94707 | 0.94177 | 0.93649 | 0.93119 | 0.9259 | 0.92061 | 0.91532 | 0.91003 | 0.90473 | 0.89944 | 0.89416 | 0.88887 | 0.88358 | 0.87829 | 0.87301 | 0.86771 | 0.86243 | 0.85714 | 0.85186 | 0.84656 | 0.84127 | 0.84127 | 0.84127 | 0.84127 | 0.84127 | 0.84127 | 0.84127 | 0.84127 | 0.84127 | 0.84127 | 0.84127 | 0.84127 | 0.84127 | 0.84127 | 0.84127 | 0.84127 | 0.84127 | 0.84127 | 0.84127 | 0.84127 | 0.84127 | 0.84127 | 0.84127 | 0.84127 | 0.84127 | 0.84127 | 0.84127 | 0.84127 | 0.84127 | 0.84127 | 0.84127 | 0.84127 | 0.84127 | 0.84127 | 0.84127 | 0.84127
Commercial_Miscellaneous_Existing_Water Heating_Natural Gas | Commercial | Miscellaneous | Existing | Water Heating | Natural Gas | 0% | 0% | 0% | -10% | 20% | 0% | 60% | 0% | 100% | 100% | 1 | 1 | 1 | 1 | 1 | 1 | 1 | 1 | 1 | 1 | 1 | 1 | 1 | 1 | 1 | 1 | 1 | 1 | 1 | 1 | 1 | 1 | 1 | 1 | 1 | 1 | 1 | 1 | 1 | 1 | 1 | 1 | 1 | 1 | 1 | 1 | 1 | 1 | 1 | 1 | 1 | 1 | 1 | 1 | 1 | 1 | 1 | 1 | 1 | 1 | 1 | 1 | 1 | 1 | 1 | 1 | 1 | 1 | 1 | 1 | 1 | 1 | 1 | 1 | 1 | 1 | 1
Commercial_Miscellaneous_Existing_Food Preparation_Natural Gas | Commercial | Miscellaneous | Existing | Food Preparation | Natural Gas | 0% | 0% | 0% | -10% | 20% | 0% | 0% | 0% | 100% | 100% | 1 | 1 | 1 | 1 | 1 | 1 | 1 | 1 | 1 | 1 | 1 | 1 | 1 | 1 | 1 | 1 | 1 | 1 | 1 | 1 | 1 | 1 | 1 | 1 | 1 | 1 | 1 | 1 | 1 | 1 | 1 | 1 | 1 | 1 | 1 | 1 | 1 | 1 | 1 | 1 | 1 | 1 | 1 | 1 | 1 | 1 | 1 | 1 | 1 | 1 | 1 | 1 | 1 | 1 | 1 | 1 | 1 | 1 | 1 | 1 | 1 | 1 | 1 | 1 | 1 | 1 | 1
Commercial_Miscellaneous_Existing_Miscellaneous_Natural Gas | Commercial | Miscellaneous | Existing | Miscellaneous | Natural Gas | 0% | 0% | 0% | -10% | 20% | 0% | 0% | 0% | 100% | 100% | 1 | 1 | 1 | 1 | 1 | 1 | 1 | 1 | 1 | 1 | 1 | 1 | 1 | 1 | 1 | 1 | 1 | 1 | 1 | 1 | 1 | 1 | 1 | 1 | 1 | 1 | 1 | 1 | 1 | 1 | 1 | 1 | 1 | 1 | 1 | 1 | 1 | 1 | 1 | 1 | 1 | 1 | 1 | 1 | 1 | 1 | 1 | 1 | 1 | 1 | 1 | 1 | 1 | 1 | 1 | 1 | 1 | 1 | 1 | 1 | 1 | 1 | 1 | 1 | 1 | 1 | 1
Commercial_Miscellaneous_New_Space Heating_Natural Gas | Commercial | Miscellaneous | New | Space Heating | Natural Gas | 100% | 0% | 0% | -30% | 20% | 77% | 25% | 0% | 100% | 100% | 1 | 1 | 0.9947 | 0.98941 | 0.98412 | 0.97883 | 0.97353 | 0.96824 | 0.96294 | 0.95766 | 0.95236 | 0.94707 | 0.94177 | 0.93649 | 0.93119 | 0.9259 | 0.92061 | 0.91532 | 0.91003 | 0.90473 | 0.89944 | 0.89416 | 0.88887 | 0.88358 | 0.87829 | 0.87301 | 0.86771 | 0.86243 | 0.85714 | 0.85186 | 0.84656 | 0.84127 | 0.84127 | 0.84127 | 0.84127 | 0.84127 | 0.84127 | 0.84127 | 0.84127 | 0.84127 | 0.84127 | 0.84127 | 0.84127 | 0.84127 | 0.84127 | 0.84127 | 0.84127 | 0.84127 | 0.84127 | 0.84127 | 0.84127 | 0.84127 | 0.84127 | 0.84127 | 0.84127 | 0.84127 | 0.84127 | 0.84127 | 0.84127 | 0.84127 | 0.84127 | 0.84127 | 0.84127 | 0.84127 | 0.84127 | 0.84127 | 0.84127
Commercial_Miscellaneous_New_Water Heating_Natural Gas | Commercial | Miscellaneous | New | Water Heating | Natural Gas | 0% | 0% | 0% | -10% | 20% | 0% | 60% | 0% | 100% | 100% | 1 | 1 | 1 | 1 | 1 | 1 | 1 | 1 | 1 | 1 | 1 | 1 | 1 | 1 | 1 | 1 | 1 | 1 | 1 | 1 | 1 | 1 | 1 | 1 | 1 | 1 | 1 | 1 | 1 | 1 | 1 | 1 | 1 | 1 | 1 | 1 | 1 | 1 | 1 | 1 | 1 | 1 | 1 | 1 | 1 | 1 | 1 | 1 | 1 | 1 | 1 | 1 | 1 | 1 | 1 | 1 | 1 | 1 | 1 | 1 | 1 | 1 | 1 | 1 | 1 | 1 | 1
Commercial_Miscellaneous_New_Food Preparation_Natural Gas | Commercial | Miscellaneous | New | Food Preparation | Natural Gas | 0% | 0% | 0% | -10% | 20% | 0% | 0% | 0% | 100% | 100% | 1 | 1 | 1 | 1 | 1 | 1 | 1 | 1 | 1 | 1 | 1 | 1 | 1 | 1 | 1 | 1 | 1 | 1 | 1 | 1 | 1 | 1 | 1 | 1 | 1 | 1 | 1 | 1 | 1 | 1 | 1 | 1 | 1 | 1 | 1 | 1 | 1 | 1 | 1 | 1 | 1 | 1 | 1 | 1 | 1 | 1 | 1 | 1 | 1 | 1 | 1 | 1 | 1 | 1 | 1 | 1 | 1 | 1 | 1 | 1 | 1 | 1 | 1 | 1 | 1 | 1 | 1
Commercial_Miscellaneous_New_Miscellaneous_Natural Gas | Commercial | Miscellaneous | New | Miscellaneous | Natural Gas | 0% | 0% | 0% | -10% | 20% | 0% | 0% | 0% | 100% | 100% | 1 | 1 | 1 | 1 | 1 | 1 | 1 | 1 | 1 | 1 | 1 | 1 | 1 | 1 | 1 | 1 | 1 | 1 | 1 | 1 | 1 | 1 | 1 | 1 | 1 | 1 | 1 | 1 | 1 | 1 | 1 | 1 | 1 | 1 | 1 | 1 | 1 | 1 | 1 | 1 | 1 | 1 | 1 | 1 | 1 | 1 | 1 | 1 | 1 | 1 | 1 | 1 | 1 | 1 | 1 | 1 | 1 | 1 | 1 | 1 | 1 | 1 | 1 | 1 | 1 | 1 | 1
Note on Q2: Walter, Ken: Normals, control totals weather normalized

## Program Costs
Key | Sector | Segment | Vintage | End Use | Fuel | Technology | Incentive Rate | Administrative Adder
Commercial_Office_Existing_Space Heating_Natural Gas_Furnace | Commercial | Office | Existing | Space Heating | Natural Gas | Furnace | 70% | 20%
Commercial_Office_Existing_Space Heating_Natural Gas_Boiler | Commercial | Office | Existing | Space Heating | Natural Gas | Boiler | 70% | 20%
Commercial_Office_Existing_Space Heating_Natural Gas_Unit Heater | Commercial | Office | Existing | Space Heating | Natural Gas | Unit Heater | 70% | 20%
Commercial_Office_Existing_Water Heating_Natural Gas_Water Heater | Commercial | Office | Existing | Water Heating | Natural Gas | Water Heater | 70% | 20%
Commercial_Office_Existing_Food Preparation_Natural Gas_Oven | Commercial | Office | Existing | Food Preparation | Natural Gas | Oven | 70% | 20%
Commercial_Office_Existing_Food Preparation_Natural Gas_Conveyor Oven | Commercial | Office | Existing | Food Preparation | Natural Gas | Conveyor Oven | 70% | 20%
Commercial_Office_Existing_Food Preparation_Natural Gas_Double Rack Oven | Commercial | Office | Existing | Food Preparation | Natural Gas | Double Rack Oven | 70% | 20%
Commercial_Office_Existing_Food Preparation_Natural Gas_Fryer | Commercial | Office | Existing | Food Preparation | Natural Gas | Fryer | 70% | 20%
Commercial_Office_Existing_Food Preparation_Natural Gas_Broiler | Commercial | Office | Existing | Food Preparation | Natural Gas | Broiler | 70% | 20%
Commercial_Office_Existing_Food Preparation_Natural Gas_Griddle | Commercial | Office | Existing | Food Preparation | Natural Gas | Griddle | 70% | 20%
Commercial_Office_Existing_Food Preparation_Natural Gas_Range | Commercial | Office | Existing | Food Preparation | Natural Gas | Range | 70% | 20%
Commercial_Office_Existing_Food Preparation_Natural Gas_Steamer | Commercial | Office | Existing | Food Preparation | Natural Gas | Steamer | 70% | 20%
Commercial_Office_Existing_Food Preparation_Natural Gas_Food Prep Other | Commercial | Office | Existing | Food Preparation | Natural Gas | Food Prep Other | 70% | 20%
Commercial_Office_Existing_Miscellaneous_Natural Gas_Pool Heater | Commercial | Office | Existing | Miscellaneous | Natural Gas | Pool Heater | 70% | 20%
Commercial_Office_Existing_Miscellaneous_Natural Gas_Miscellaneous | Commercial | Office | Existing | Miscellaneous | Natural Gas | Miscellaneous | 70% | 20%
Commercial_Office_New_Space Heating_Natural Gas_Furnace | Commercial | Office | New | Space Heating | Natural Gas | Furnace | 70% | 20%
Commercial_Office_New_Space Heating_Natural Gas_Boiler | Commercial | Office | New | Space Heating | Natural Gas | Boiler | 70% | 20%
Commercial_Office_New_Space Heating_Natural Gas_Unit Heater | Commercial | Office | New | Space Heating | Natural Gas | Unit Heater | 70% | 20%
Commercial_Office_New_Water Heating_Natural Gas_Water Heater | Commercial | Office | New | Water Heating | Natural Gas | Water Heater | 70% | 20%
Commercial_Office_New_Food Preparation_Natural Gas_Oven | Commercial | Office | New | Food Preparation | Natural Gas | Oven | 70% | 20%
Commercial_Office_New_Food Preparation_Natural Gas_Conveyor Oven | Commercial | Office | New | Food Preparation | Natural Gas | Conveyor Oven | 70% | 20%
Commercial_Office_New_Food Preparation_Natural Gas_Double Rack Oven | Commercial | Office | New | Food Preparation | Natural Gas | Double Rack Oven | 70% | 20%
Commercial_Office_New_Food Preparation_Natural Gas_Fryer | Commercial | Office | New | Food Preparation | Natural Gas | Fryer | 70% | 20%
Commercial_Office_New_Food Preparation_Natural Gas_Broiler | Commercial | Office | New | Food Preparation | Natural Gas | Broiler | 70% | 20%
Commercial_Office_New_Food Preparation_Natural Gas_Griddle | Commercial | Office | New | Food Preparation | Natural Gas | Griddle | 70% | 20%
Commercial_Office_New_Food Preparation_Natural Gas_Range | Commercial | Office | New | Food Preparation | Natural Gas | Range | 70% | 20%
Commercial_Office_New_Food Preparation_Natural Gas_Steamer | Commercial | Office | New | Food Preparation | Natural Gas | Steamer | 70% | 20%
Commercial_Office_New_Food Preparation_Natural Gas_Food Prep Other | Commercial | Office | New | Food Preparation | Natural Gas | Food Prep Other | 70% | 20%
Commercial_Office_New_Miscellaneous_Natural Gas_Pool Heater | Commercial | Office | New | Miscellaneous | Natural Gas | Pool Heater | 70% | 20%
Commercial_Office_New_Miscellaneous_Natural Gas_Miscellaneous | Commercial | Office | New | Miscellaneous | Natural Gas | Miscellaneous | 70% | 20%
Commercial_Retail_Existing_Space Heating_Natural Gas_Furnace | Commercial | Retail | Existing | Space Heating | Natural Gas | Furnace | 70% | 20%
Commercial_Retail_Existing_Space Heating_Natural Gas_Boiler | Commercial | Retail | Existing | Space Heating | Natural Gas | Boiler | 70% | 20%
Commercial_Retail_Existing_Space Heating_Natural Gas_Unit Heater | Commercial | Retail | Existing | Space Heating | Natural Gas | Unit Heater | 70% | 20%
Commercial_Retail_Existing_Water Heating_Natural Gas_Water Heater | Commercial | Retail | Existing | Water Heating | Natural Gas | Water Heater | 70% | 20%
Commercial_Retail_Existing_Food Preparation_Natural Gas_Oven | Commercial | Retail | Existing | Food Preparation | Natural Gas | Oven | 70% | 20%
Commercial_Retail_Existing_Food Preparation_Natural Gas_Conveyor Oven | Commercial | Retail | Existing | Food Preparation | Natural Gas | Conveyor Oven | 70% | 20%
Commercial_Retail_Existing_Food Preparation_Natural Gas_Double Rack Oven | Commercial | Retail | Existing | Food Preparation | Natural Gas | Double Rack Oven | 70% | 20%
Commercial_Retail_Existing_Food Preparation_Natural Gas_Fryer | Commercial | Retail | Existing | Food Preparation | Natural Gas | Fryer | 70% | 20%
Commercial_Retail_Existing_Food Preparation_Natural Gas_Broiler | Commercial | Retail | Existing | Food Preparation | Natural Gas | Broiler | 70% | 20%
Commercial_Retail_Existing_Food Preparation_Natural Gas_Griddle | Commercial | Retail | Existing | Food Preparation | Natural Gas | Griddle | 70% | 20%
Commercial_Retail_Existing_Food Preparation_Natural Gas_Range | Commercial | Retail | Existing | Food Preparation | Natural Gas | Range | 70% | 20%
Commercial_Retail_Existing_Food Preparation_Natural Gas_Steamer | Commercial | Retail | Existing | Food Preparation | Natural Gas | Steamer | 70% | 20%
Commercial_Retail_Existing_Food Preparation_Natural Gas_Food Prep Other | Commercial | Retail | Existing | Food Preparation | Natural Gas | Food Prep Other | 70% | 20%
Commercial_Retail_Existing_Miscellaneous_Natural Gas_Pool Heater | Commercial | Retail | Existing | Miscellaneous | Natural Gas | Pool Heater | 70% | 20%
Commercial_Retail_Existing_Miscellaneous_Natural Gas_Miscellaneous | Commercial | Retail | Existing | Miscellaneous | Natural Gas | Miscellaneous | 70% | 20%
Commercial_Retail_New_Space Heating_Natural Gas_Furnace | Commercial | Retail | New | Space Heating | Natural Gas | Furnace | 70% | 20%
Commercial_Retail_New_Space Heating_Natural Gas_Boiler | Commercial | Retail | New | Space Heating | Natural Gas | Boiler | 70% | 20%
Commercial_Retail_New_Space Heating_Natural Gas_Unit Heater | Commercial | Retail | New | Space Heating | Natural Gas | Unit Heater | 70% | 20%
Commercial_Retail_New_Water Heating_Natural Gas_Water Heater | Commercial | Retail | New | Water Heating | Natural Gas | Water Heater | 70% | 20%
Commercial_Retail_New_Food Preparation_Natural Gas_Oven | Commercial | Retail | New | Food Preparation | Natural Gas | Oven | 70% | 20%
Commercial_Retail_New_Food Preparation_Natural Gas_Conveyor Oven | Commercial | Retail | New | Food Preparation | Natural Gas | Conveyor Oven | 70% | 20%
Commercial_Retail_New_Food Preparation_Natural Gas_Double Rack Oven | Commercial | Retail | New | Food Preparation | Natural Gas | Double Rack Oven | 70% | 20%
Commercial_Retail_New_Food Preparation_Natural Gas_Fryer | Commercial | Retail | New | Food Preparation | Natural Gas | Fryer | 70% | 20%
Commercial_Retail_New_Food Preparation_Natural Gas_Broiler | Commercial | Retail | New | Food Preparation | Natural Gas | Broiler | 70% | 20%
Commercial_Retail_New_Food Preparation_Natural Gas_Griddle | Commercial | Retail | New | Food Preparation | Natural Gas | Griddle | 70% | 20%
Commercial_Retail_New_Food Preparation_Natural Gas_Range | Commercial | Retail | New | Food Preparation | Natural Gas | Range | 70% | 20%
Commercial_Retail_New_Food Preparation_Natural Gas_Steamer | Commercial | Retail | New | Food Preparation | Natural Gas | Steamer | 70% | 20%
Commercial_Retail_New_Food Preparation_Natural Gas_Food Prep Other | Commercial | Retail | New | Food Preparation | Natural Gas | Food Prep Other | 70% | 20%
Commercial_Retail_New_Miscellaneous_Natural Gas_Pool Heater | Commercial | Retail | New | Miscellaneous | Natural Gas | Pool Heater | 70% | 20%
Commercial_Retail_New_Miscellaneous_Natural Gas_Miscellaneous | Commercial | Retail | New | Miscellaneous | Natural Gas | Miscellaneous | 70% | 20%
Commercial_Restaurant_Existing_Space Heating_Natural Gas_Furnace | Commercial | Restaurant | Existing | Space Heating | Natural Gas | Furnace | 70% | 20%
Commercial_Restaurant_Existing_Space Heating_Natural Gas_Boiler | Commercial | Restaurant | Existing | Space Heating | Natural Gas | Boiler | 70% | 20%
Commercial_Restaurant_Existing_Space Heating_Natural Gas_Unit Heater | Commercial | Restaurant | Existing | Space Heating | Natural Gas | Unit Heater | 70% | 20%
Commercial_Restaurant_Existing_Water Heating_Natural Gas_Water Heater | Commercial | Restaurant | Existing | Water Heating | Natural Gas | Water Heater | 70% | 20%
Commercial_Restaurant_Existing_Food Preparation_Natural Gas_Oven | Commercial | Restaurant | Existing | Food Preparation | Natural Gas | Oven | 70% | 20%
Commercial_Restaurant_Existing_Food Preparation_Natural Gas_Conveyor Oven | Commercial | Restaurant | Existing | Food Preparation | Natural Gas | Conveyor Oven | 70% | 20%
Commercial_Restaurant_Existing_Food Preparation_Natural Gas_Double Rack Oven | Commercial | Restaurant | Existing | Food Preparation | Natural Gas | Double Rack Oven | 70% | 20%
Commercial_Restaurant_Existing_Food Preparation_Natural Gas_Fryer | Commercial | Restaurant | Existing | Food Preparation | Natural Gas | Fryer | 70% | 20%
Commercial_Restaurant_Existing_Food Preparation_Natural Gas_Broiler | Commercial | Restaurant | Existing | Food Preparation | Natural Gas | Broiler | 70% | 20%
Commercial_Restaurant_Existing_Food Preparation_Natural Gas_Griddle | Commercial | Restaurant | Existing | Food Preparation | Natural Gas | Griddle | 70% | 20%
Commercial_Restaurant_Existing_Food Preparation_Natural Gas_Range | Commercial | Restaurant | Existing | Food Preparation | Natural Gas | Range | 70% | 20%
Commercial_Restaurant_Existing_Food Preparation_Natural Gas_Steamer | Commercial | Restaurant | Existing | Food Preparation | Natural Gas | Steamer | 70% | 20%
Commercial_Restaurant_Existing_Food Preparation_Natural Gas_Food Prep Other | Commercial | Restaurant | Existing | Food Preparation | Natural Gas | Food Prep Other | 70% | 20%
Commercial_Restaurant_Existing_Miscellaneous_Natural Gas_Pool Heater | Commercial | Restaurant | Existing | Miscellaneous | Natural Gas | Pool Heater | 70% | 20%
Commercial_Restaurant_Existing_Miscellaneous_Natural Gas_Miscellaneous | Commercial | Restaurant | Existing | Miscellaneous | Natural Gas | Miscellaneous | 70% | 20%
Commercial_Restaurant_New_Space Heating_Natural Gas_Furnace | Commercial | Restaurant | New | Space Heating | Natural Gas | Furnace | 70% | 20%
Commercial_Restaurant_New_Space Heating_Natural Gas_Boiler | Commercial | Restaurant | New | Space Heating | Natural Gas | Boiler | 70% | 20%
Commercial_Restaurant_New_Space Heating_Natural Gas_Unit Heater | Commercial | Restaurant | New | Space Heating | Natural Gas | Unit Heater | 70% | 20%
Commercial_Restaurant_New_Water Heating_Natural Gas_Water Heater | Commercial | Restaurant | New | Water Heating | Natural Gas | Water Heater | 70% | 20%
Commercial_Restaurant_New_Food Preparation_Natural Gas_Oven | Commercial | Restaurant | New | Food Preparation | Natural Gas | Oven | 70% | 20%
Commercial_Restaurant_New_Food Preparation_Natural Gas_Conveyor Oven | Commercial | Restaurant | New | Food Preparation | Natural Gas | Conveyor Oven | 70% | 20%
Commercial_Restaurant_New_Food Preparation_Natural Gas_Double Rack Oven | Commercial | Restaurant | New | Food Preparation | Natural Gas | Double Rack Oven | 70% | 20%
Commercial_Restaurant_New_Food Preparation_Natural Gas_Fryer | Commercial | Restaurant | New | Food Preparation | Natural Gas | Fryer | 70% | 20%
Commercial_Restaurant_New_Food Preparation_Natural Gas_Broiler | Commercial | Restaurant | New | Food Preparation | Natural Gas | Broiler | 70% | 20%
Commercial_Restaurant_New_Food Preparation_Natural Gas_Griddle | Commercial | Restaurant | New | Food Preparation | Natural Gas | Griddle | 70% | 20%
Commercial_Restaurant_New_Food Preparation_Natural Gas_Range | Commercial | Restaurant | New | Food Preparation | Natural Gas | Range | 70% | 20%
Commercial_Restaurant_New_Food Preparation_Natural Gas_Steamer | Commercial | Restaurant | New | Food Preparation | Natural Gas | Steamer | 70% | 20%
Commercial_Restaurant_New_Food Preparation_Natural Gas_Food Prep Other | Commercial | Restaurant | New | Food Preparation | Natural Gas | Food Prep Other | 70% | 20%
Commercial_Restaurant_New_Miscellaneous_Natural Gas_Pool Heater | Commercial | Restaurant | New | Miscellaneous | Natural Gas | Pool Heater | 70% | 20%
Commercial_Restaurant_New_Miscellaneous_Natural Gas_Miscellaneous | Commercial | Restaurant | New | Miscellaneous | Natural Gas | Miscellaneous | 70% | 20%
Commercial_Grocery_Existing_Space Heating_Natural Gas_Furnace | Commercial | Grocery | Existing | Space Heating | Natural Gas | Furnace | 70% | 20%
Commercial_Grocery_Existing_Space Heating_Natural Gas_Boiler | Commercial | Grocery | Existing | Space Heating | Natural Gas | Boiler | 70% | 20%
Commercial_Grocery_Existing_Space Heating_Natural Gas_Unit Heater | Commercial | Grocery | Existing | Space Heating | Natural Gas | Unit Heater | 70% | 20%
Commercial_Grocery_Existing_Water Heating_Natural Gas_Water Heater | Commercial | Grocery | Existing | Water Heating | Natural Gas | Water Heater | 70% | 20%
Commercial_Grocery_Existing_Food Preparation_Natural Gas_Oven | Commercial | Grocery | Existing | Food Preparation | Natural Gas | Oven | 70% | 20%
Commercial_Grocery_Existing_Food Preparation_Natural Gas_Conveyor Oven | Commercial | Grocery | Existing | Food Preparation | Natural Gas | Conveyor Oven | 70% | 20%
Commercial_Grocery_Existing_Food Preparation_Natural Gas_Double Rack Oven | Commercial | Grocery | Existing | Food Preparation | Natural Gas | Double Rack Oven | 70% | 20%
Commercial_Grocery_Existing_Food Preparation_Natural Gas_Fryer | Commercial | Grocery | Existing | Food Preparation | Natural Gas | Fryer | 70% | 20%
Commercial_Grocery_Existing_Food Preparation_Natural Gas_Broiler | Commercial | Grocery | Existing | Food Preparation | Natural Gas | Broiler | 70% | 20%
Commercial_Grocery_Existing_Food Preparation_Natural Gas_Griddle | Commercial | Grocery | Existing | Food Preparation | Natural Gas | Griddle | 70% | 20%
Commercial_Grocery_Existing_Food Preparation_Natural Gas_Range | Commercial | Grocery | Existing | Food Preparation | Natural Gas | Range | 70% | 20%
Commercial_Grocery_Existing_Food Preparation_Natural Gas_Steamer | Commercial | Grocery | Existing | Food Preparation | Natural Gas | Steamer | 70% | 20%
Commercial_Grocery_Existing_Food Preparation_Natural Gas_Food Prep Other | Commercial | Grocery | Existing | Food Preparation | Natural Gas | Food Prep Other | 70% | 20%
Commercial_Grocery_Existing_Miscellaneous_Natural Gas_Pool Heater | Commercial | Grocery | Existing | Miscellaneous | Natural Gas | Pool Heater | 70% | 20%
Commercial_Grocery_Existing_Miscellaneous_Natural Gas_Miscellaneous | Commercial | Grocery | Existing | Miscellaneous | Natural Gas | Miscellaneous | 70% | 20%
Commercial_Grocery_New_Space Heating_Natural Gas_Furnace | Commercial | Grocery | New | Space Heating | Natural Gas | Furnace | 70% | 20%
Commercial_Grocery_New_Space Heating_Natural Gas_Boiler | Commercial | Grocery | New | Space Heating | Natural Gas | Boiler | 70% | 20%
Commercial_Grocery_New_Space Heating_Natural Gas_Unit Heater | Commercial | Grocery | New | Space Heating | Natural Gas | Unit Heater | 70% | 20%
Commercial_Grocery_New_Water Heating_Natural Gas_Water Heater | Commercial | Grocery | New | Water Heating | Natural Gas | Water Heater | 70% | 20%
Commercial_Grocery_New_Food Preparation_Natural Gas_Oven | Commercial | Grocery | New | Food Preparation | Natural Gas | Oven | 70% | 20%
Commercial_Grocery_New_Food Preparation_Natural Gas_Conveyor Oven | Commercial | Grocery | New | Food Preparation | Natural Gas | Conveyor Oven | 70% | 20%
Commercial_Grocery_New_Food Preparation_Natural Gas_Double Rack Oven | Commercial | Grocery | New | Food Preparation | Natural Gas | Double Rack Oven | 70% | 20%
Commercial_Grocery_New_Food Preparation_Natural Gas_Fryer | Commercial | Grocery | New | Food Preparation | Natural Gas | Fryer | 70% | 20%
Commercial_Grocery_New_Food Preparation_Natural Gas_Broiler | Commercial | Grocery | New | Food Preparation | Natural Gas | Broiler | 70% | 20%
Commercial_Grocery_New_Food Preparation_Natural Gas_Griddle | Commercial | Grocery | New | Food Preparation | Natural Gas | Griddle | 70% | 20%
Commercial_Grocery_New_Food Preparation_Natural Gas_Range | Commercial | Grocery | New | Food Preparation | Natural Gas | Range | 70% | 20%
Commercial_Grocery_New_Food Preparation_Natural Gas_Steamer | Commercial | Grocery | New | Food Preparation | Natural Gas | Steamer | 70% | 20%
Commercial_Grocery_New_Food Preparation_Natural Gas_Food Prep Other | Commercial | Grocery | New | Food Preparation | Natural Gas | Food Prep Other | 70% | 20%
Commercial_Grocery_New_Miscellaneous_Natural Gas_Pool Heater | Commercial | Grocery | New | Miscellaneous | Natural Gas | Pool Heater | 70% | 20%
Commercial_Grocery_New_Miscellaneous_Natural Gas_Miscellaneous | Commercial | Grocery | New | Miscellaneous | Natural Gas | Miscellaneous | 70% | 20%
Commercial_School_Existing_Space Heating_Natural Gas_Furnace | Commercial | School | Existing | Space Heating | Natural Gas | Furnace | 70% | 20%
Commercial_School_Existing_Space Heating_Natural Gas_Boiler | Commercial | School | Existing | Space Heating | Natural Gas | Boiler | 70% | 20%
Commercial_School_Existing_Space Heating_Natural Gas_Unit Heater | Commercial | School | Existing | Space Heating | Natural Gas | Unit Heater | 70% | 20%
Commercial_School_Existing_Water Heating_Natural Gas_Water Heater | Commercial | School | Existing | Water Heating | Natural Gas | Water Heater | 70% | 20%
Commercial_School_Existing_Food Preparation_Natural Gas_Oven | Commercial | School | Existing | Food Preparation | Natural Gas | Oven | 70% | 20%
Commercial_School_Existing_Food Preparation_Natural Gas_Conveyor Oven | Commercial | School | Existing | Food Preparation | Natural Gas | Conveyor Oven | 70% | 20%
Commercial_School_Existing_Food Preparation_Natural Gas_Double Rack Oven | Commercial | School | Existing | Food Preparation | Natural Gas | Double Rack Oven | 70% | 20%
Commercial_School_Existing_Food Preparation_Natural Gas_Fryer | Commercial | School | Existing | Food Preparation | Natural Gas | Fryer | 70% | 20%
Commercial_School_Existing_Food Preparation_Natural Gas_Broiler | Commercial | School | Existing | Food Preparation | Natural Gas | Broiler | 70% | 20%
Commercial_School_Existing_Food Preparation_Natural Gas_Griddle | Commercial | School | Existing | Food Preparation | Natural Gas | Griddle | 70% | 20%
Commercial_School_Existing_Food Preparation_Natural Gas_Range | Commercial | School | Existing | Food Preparation | Natural Gas | Range | 70% | 20%
Commercial_School_Existing_Food Preparation_Natural Gas_Steamer | Commercial | School | Existing | Food Preparation | Natural Gas | Steamer | 70% | 20%
Commercial_School_Existing_Food Preparation_Natural Gas_Food Prep Other | Commercial | School | Existing | Food Preparation | Natural Gas | Food Prep Other | 70% | 20%
Commercial_School_Existing_Miscellaneous_Natural Gas_Pool Heater | Commercial | School | Existing | Miscellaneous | Natural Gas | Pool Heater | 70% | 20%
Commercial_School_Existing_Miscellaneous_Natural Gas_Miscellaneous | Commercial | School | Existing | Miscellaneous | Natural Gas | Miscellaneous | 70% | 20%
Commercial_School_New_Space Heating_Natural Gas_Furnace | Commercial | School | New | Space Heating | Natural Gas | Furnace | 70% | 20%
Commercial_School_New_Space Heating_Natural Gas_Boiler | Commercial | School | New | Space Heating | Natural Gas | Boiler | 70% | 20%
Commercial_School_New_Space Heating_Natural Gas_Unit Heater | Commercial | School | New | Space Heating | Natural Gas | Unit Heater | 70% | 20%
Commercial_School_New_Water Heating_Natural Gas_Water Heater | Commercial | School | New | Water Heating | Natural Gas | Water Heater | 70% | 20%
Commercial_School_New_Food Preparation_Natural Gas_Oven | Commercial | School | New | Food Preparation | Natural Gas | Oven | 70% | 20%
Commercial_School_New_Food Preparation_Natural Gas_Conveyor Oven | Commercial | School | New | Food Preparation | Natural Gas | Conveyor Oven | 70% | 20%
Commercial_School_New_Food Preparation_Natural Gas_Double Rack Oven | Commercial | School | New | Food Preparation | Natural Gas | Double Rack Oven | 70% | 20%
Commercial_School_New_Food Preparation_Natural Gas_Fryer | Commercial | School | New | Food Preparation | Natural Gas | Fryer | 70% | 20%
Commercial_School_New_Food Preparation_Natural Gas_Broiler | Commercial | School | New | Food Preparation | Natural Gas | Broiler | 70% | 20%
Commercial_School_New_Food Preparation_Natural Gas_Griddle | Commercial | School | New | Food Preparation | Natural Gas | Griddle | 70% | 20%
Commercial_School_New_Food Preparation_Natural Gas_Range | Commercial | School | New | Food Preparation | Natural Gas | Range | 70% | 20%
Commercial_School_New_Food Preparation_Natural Gas_Steamer | Commercial | School | New | Food Preparation | Natural Gas | Steamer | 70% | 20%
Commercial_School_New_Food Preparation_Natural Gas_Food Prep Other | Commercial | School | New | Food Preparation | Natural Gas | Food Prep Other | 70% | 20%
Commercial_School_New_Miscellaneous_Natural Gas_Pool Heater | Commercial | School | New | Miscellaneous | Natural Gas | Pool Heater | 70% | 20%
Commercial_School_New_Miscellaneous_Natural Gas_Miscellaneous | Commercial | School | New | Miscellaneous | Natural Gas | Miscellaneous | 70% | 20%
Commercial_College_Existing_Space Heating_Natural Gas_Furnace | Commercial | College | Existing | Space Heating | Natural Gas | Furnace | 70% | 20%
Commercial_College_Existing_Space Heating_Natural Gas_Boiler | Commercial | College | Existing | Space Heating | Natural Gas | Boiler | 70% | 20%
Commercial_College_Existing_Space Heating_Natural Gas_Unit Heater | Commercial | College | Existing | Space Heating | Natural Gas | Unit Heater | 70% | 20%
Commercial_College_Existing_Water Heating_Natural Gas_Water Heater | Commercial | College | Existing | Water Heating | Natural Gas | Water Heater | 70% | 20%
Commercial_College_Existing_Food Preparation_Natural Gas_Oven | Commercial | College | Existing | Food Preparation | Natural Gas | Oven | 70% | 20%
Commercial_College_Existing_Food Preparation_Natural Gas_Conveyor Oven | Commercial | College | Existing | Food Preparation | Natural Gas | Conveyor Oven | 70% | 20%
Commercial_College_Existing_Food Preparation_Natural Gas_Double Rack Oven | Commercial | College | Existing | Food Preparation | Natural Gas | Double Rack Oven | 70% | 20%
Commercial_College_Existing_Food Preparation_Natural Gas_Fryer | Commercial | College | Existing | Food Preparation | Natural Gas | Fryer | 70% | 20%
Commercial_College_Existing_Food Preparation_Natural Gas_Broiler | Commercial | College | Existing | Food Preparation | Natural Gas | Broiler | 70% | 20%
Commercial_College_Existing_Food Preparation_Natural Gas_Griddle | Commercial | College | Existing | Food Preparation | Natural Gas | Griddle | 70% | 20%
Commercial_College_Existing_Food Preparation_Natural Gas_Range | Commercial | College | Existing | Food Preparation | Natural Gas | Range | 70% | 20%
Commercial_College_Existing_Food Preparation_Natural Gas_Steamer | Commercial | College | Existing | Food Preparation | Natural Gas | Steamer | 70% | 20%
Commercial_College_Existing_Food Preparation_Natural Gas_Food Prep Other | Commercial | College | Existing | Food Preparation | Natural Gas | Food Prep Other | 70% | 20%
Commercial_College_Existing_Miscellaneous_Natural Gas_Pool Heater | Commercial | College | Existing | Miscellaneous | Natural Gas | Pool Heater | 70% | 20%
Commercial_College_Existing_Miscellaneous_Natural Gas_Miscellaneous | Commercial | College | Existing | Miscellaneous | Natural Gas | Miscellaneous | 70% | 20%
Commercial_College_New_Space Heating_Natural Gas_Furnace | Commercial | College | New | Space Heating | Natural Gas | Furnace | 70% | 20%
Commercial_College_New_Space Heating_Natural Gas_Boiler | Commercial | College | New | Space Heating | Natural Gas | Boiler | 70% | 20%
Commercial_College_New_Space Heating_Natural Gas_Unit Heater | Commercial | College | New | Space Heating | Natural Gas | Unit Heater | 70% | 20%
Commercial_College_New_Water Heating_Natural Gas_Water Heater | Commercial | College | New | Water Heating | Natural Gas | Water Heater | 70% | 20%
Commercial_College_New_Food Preparation_Natural Gas_Oven | Commercial | College | New | Food Preparation | Natural Gas | Oven | 70% | 20%
Commercial_College_New_Food Preparation_Natural Gas_Conveyor Oven | Commercial | College | New | Food Preparation | Natural Gas | Conveyor Oven | 70% | 20%
Commercial_College_New_Food Preparation_Natural Gas_Double Rack Oven | Commercial | College | New | Food Preparation | Natural Gas | Double Rack Oven | 70% | 20%
Commercial_College_New_Food Preparation_Natural Gas_Fryer | Commercial | College | New | Food Preparation | Natural Gas | Fryer | 70% | 20%
Commercial_College_New_Food Preparation_Natural Gas_Broiler | Commercial | College | New | Food Preparation | Natural Gas | Broiler | 70% | 20%
Commercial_College_New_Food Preparation_Natural Gas_Griddle | Commercial | College | New | Food Preparation | Natural Gas | Griddle | 70% | 20%
Commercial_College_New_Food Preparation_Natural Gas_Range | Commercial | College | New | Food Preparation | Natural Gas | Range | 70% | 20%
Commercial_College_New_Food Preparation_Natural Gas_Steamer | Commercial | College | New | Food Preparation | Natural Gas | Steamer | 70% | 20%
Commercial_College_New_Food Preparation_Natural Gas_Food Prep Other | Commercial | College | New | Food Preparation | Natural Gas | Food Prep Other | 70% | 20%
Commercial_College_New_Miscellaneous_Natural Gas_Pool Heater | Commercial | College | New | Miscellaneous | Natural Gas | Pool Heater | 70% | 20%
Commercial_College_New_Miscellaneous_Natural Gas_Miscellaneous | Commercial | College | New | Miscellaneous | Natural Gas | Miscellaneous | 70% | 20%
Commercial_Hospital_Existing_Space Heating_Natural Gas_Furnace | Commercial | Hospital | Existing | Space Heating | Natural Gas | Furnace | 70% | 20%
Commercial_Hospital_Existing_Space Heating_Natural Gas_Boiler | Commercial | Hospital | Existing | Space Heating | Natural Gas | Boiler | 70% | 20%
Commercial_Hospital_Existing_Space Heating_Natural Gas_Unit Heater | Commercial | Hospital | Existing | Space Heating | Natural Gas | Unit Heater | 70% | 20%
Commercial_Hospital_Existing_Water Heating_Natural Gas_Water Heater | Commercial | Hospital | Existing | Water Heating | Natural Gas | Water Heater | 70% | 20%
Commercial_Hospital_Existing_Food Preparation_Natural Gas_Oven | Commercial | Hospital | Existing | Food Preparation | Natural Gas | Oven | 70% | 20%
Commercial_Hospital_Existing_Food Preparation_Natural Gas_Conveyor Oven | Commercial | Hospital | Existing | Food Preparation | Natural Gas | Conveyor Oven | 70% | 20%
Commercial_Hospital_Existing_Food Preparation_Natural Gas_Double Rack Oven | Commercial | Hospital | Existing | Food Preparation | Natural Gas | Double Rack Oven | 70% | 20%
Commercial_Hospital_Existing_Food Preparation_Natural Gas_Fryer | Commercial | Hospital | Existing | Food Preparation | Natural Gas | Fryer | 70% | 20%
Commercial_Hospital_Existing_Food Preparation_Natural Gas_Broiler | Commercial | Hospital | Existing | Food Preparation | Natural Gas | Broiler | 70% | 20%
Commercial_Hospital_Existing_Food Preparation_Natural Gas_Griddle | Commercial | Hospital | Existing | Food Preparation | Natural Gas | Griddle | 70% | 20%
Commercial_Hospital_Existing_Food Preparation_Natural Gas_Range | Commercial | Hospital | Existing | Food Preparation | Natural Gas | Range | 70% | 20%
Commercial_Hospital_Existing_Food Preparation_Natural Gas_Steamer | Commercial | Hospital | Existing | Food Preparation | Natural Gas | Steamer | 70% | 20%
Commercial_Hospital_Existing_Food Preparation_Natural Gas_Food Prep Other | Commercial | Hospital | Existing | Food Preparation | Natural Gas | Food Prep Other | 70% | 20%
Commercial_Hospital_Existing_Miscellaneous_Natural Gas_Pool Heater | Commercial | Hospital | Existing | Miscellaneous | Natural Gas | Pool Heater | 70% | 20%
Commercial_Hospital_Existing_Miscellaneous_Natural Gas_Miscellaneous | Commercial | Hospital | Existing | Miscellaneous | Natural Gas | Miscellaneous | 70% | 20%
Commercial_Hospital_New_Space Heating_Natural Gas_Furnace | Commercial | Hospital | New | Space Heating | Natural Gas | Furnace | 70% | 20%
Commercial_Hospital_New_Space Heating_Natural Gas_Boiler | Commercial | Hospital | New | Space Heating | Natural Gas | Boiler | 70% | 20%
Commercial_Hospital_New_Space Heating_Natural Gas_Unit Heater | Commercial | Hospital | New | Space Heating | Natural Gas | Unit Heater | 70% | 20%
Commercial_Hospital_New_Water Heating_Natural Gas_Water Heater | Commercial | Hospital | New | Water Heating | Natural Gas | Water Heater | 70% | 20%
Commercial_Hospital_New_Food Preparation_Natural Gas_Oven | Commercial | Hospital | New | Food Preparation | Natural Gas | Oven | 70% | 20%
Commercial_Hospital_New_Food Preparation_Natural Gas_Conveyor Oven | Commercial | Hospital | New | Food Preparation | Natural Gas | Conveyor Oven | 70% | 20%
Commercial_Hospital_New_Food Preparation_Natural Gas_Double Rack Oven | Commercial | Hospital | New | Food Preparation | Natural Gas | Double Rack Oven | 70% | 20%
Commercial_Hospital_New_Food Preparation_Natural Gas_Fryer | Commercial | Hospital | New | Food Preparation | Natural Gas | Fryer | 70% | 20%
Commercial_Hospital_New_Food Preparation_Natural Gas_Broiler | Commercial | Hospital | New | Food Preparation | Natural Gas | Broiler | 70% | 20%
Commercial_Hospital_New_Food Preparation_Natural Gas_Griddle | Commercial | Hospital | New | Food Preparation | Natural Gas | Griddle | 70% | 20%
Commercial_Hospital_New_Food Preparation_Natural Gas_Range | Commercial | Hospital | New | Food Preparation | Natural Gas | Range | 70% | 20%
Commercial_Hospital_New_Food Preparation_Natural Gas_Steamer | Commercial | Hospital | New | Food Preparation | Natural Gas | Steamer | 70% | 20%
Commercial_Hospital_New_Food Preparation_Natural Gas_Food Prep Other | Commercial | Hospital | New | Food Preparation | Natural Gas | Food Prep Other | 70% | 20%
Commercial_Hospital_New_Miscellaneous_Natural Gas_Pool Heater | Commercial | Hospital | New | Miscellaneous | Natural Gas | Pool Heater | 70% | 20%
Commercial_Hospital_New_Miscellaneous_Natural Gas_Miscellaneous | Commercial | Hospital | New | Miscellaneous | Natural Gas | Miscellaneous | 70% | 20%
Commercial_Other Health_Existing_Space Heating_Natural Gas_Furnace | Commercial | Other Health | Existing | Space Heating | Natural Gas | Furnace | 70% | 20%
Commercial_Other Health_Existing_Space Heating_Natural Gas_Boiler | Commercial | Other Health | Existing | Space Heating | Natural Gas | Boiler | 70% | 20%
Commercial_Other Health_Existing_Space Heating_Natural Gas_Unit Heater | Commercial | Other Health | Existing | Space Heating | Natural Gas | Unit Heater | 70% | 20%
Commercial_Other Health_Existing_Water Heating_Natural Gas_Water Heater | Commercial | Other Health | Existing | Water Heating | Natural Gas | Water Heater | 70% | 20%
Commercial_Other Health_Existing_Food Preparation_Natural Gas_Oven | Commercial | Other Health | Existing | Food Preparation | Natural Gas | Oven | 70% | 20%
Commercial_Other Health_Existing_Food Preparation_Natural Gas_Conveyor Oven | Commercial | Other Health | Existing | Food Preparation | Natural Gas | Conveyor Oven | 70% | 20%
Commercial_Other Health_Existing_Food Preparation_Natural Gas_Double Rack Oven | Commercial | Other Health | Existing | Food Preparation | Natural Gas | Double Rack Oven | 70% | 20%
Commercial_Other Health_Existing_Food Preparation_Natural Gas_Fryer | Commercial | Other Health | Existing | Food Preparation | Natural Gas | Fryer | 70% | 20%
Commercial_Other Health_Existing_Food Preparation_Natural Gas_Broiler | Commercial | Other Health | Existing | Food Preparation | Natural Gas | Broiler | 70% | 20%
Commercial_Other Health_Existing_Food Preparation_Natural Gas_Griddle | Commercial | Other Health | Existing | Food Preparation | Natural Gas | Griddle | 70% | 20%
Commercial_Other Health_Existing_Food Preparation_Natural Gas_Range | Commercial | Other Health | Existing | Food Preparation | Natural Gas | Range | 70% | 20%
Commercial_Other Health_Existing_Food Preparation_Natural Gas_Steamer | Commercial | Other Health | Existing | Food Preparation | Natural Gas | Steamer | 70% | 20%
Commercial_Other Health_Existing_Food Preparation_Natural Gas_Food Prep Other | Commercial | Other Health | Existing | Food Preparation | Natural Gas | Food Prep Other | 70% | 20%
Commercial_Other Health_Existing_Miscellaneous_Natural Gas_Pool Heater | Commercial | Other Health | Existing | Miscellaneous | Natural Gas | Pool Heater | 70% | 20%
Commercial_Other Health_Existing_Miscellaneous_Natural Gas_Miscellaneous | Commercial | Other Health | Existing | Miscellaneous | Natural Gas | Miscellaneous | 70% | 20%
Commercial_Other Health_New_Space Heating_Natural Gas_Furnace | Commercial | Other Health | New | Space Heating | Natural Gas | Furnace | 70% | 20%
Commercial_Other Health_New_Space Heating_Natural Gas_Boiler | Commercial | Other Health | New | Space Heating | Natural Gas | Boiler | 70% | 20%
Commercial_Other Health_New_Space Heating_Natural Gas_Unit Heater | Commercial | Other Health | New | Space Heating | Natural Gas | Unit Heater | 70% | 20%
Commercial_Other Health_New_Water Heating_Natural Gas_Water Heater | Commercial | Other Health | New | Water Heating | Natural Gas | Water Heater | 70% | 20%
Commercial_Other Health_New_Food Preparation_Natural Gas_Oven | Commercial | Other Health | New | Food Preparation | Natural Gas | Oven | 70% | 20%
Commercial_Other Health_New_Food Preparation_Natural Gas_Conveyor Oven | Commercial | Other Health | New | Food Preparation | Natural Gas | Conveyor Oven | 70% | 20%
Commercial_Other Health_New_Food Preparation_Natural Gas_Double Rack Oven | Commercial | Other Health | New | Food Preparation | Natural Gas | Double Rack Oven | 70% | 20%
Commercial_Other Health_New_Food Preparation_Natural Gas_Fryer | Commercial | Other Health | New | Food Preparation | Natural Gas | Fryer | 70% | 20%
Commercial_Other Health_New_Food Preparation_Natural Gas_Broiler | Commercial | Other Health | New | Food Preparation | Natural Gas | Broiler | 70% | 20%
Commercial_Other Health_New_Food Preparation_Natural Gas_Griddle | Commercial | Other Health | New | Food Preparation | Natural Gas | Griddle | 70% | 20%
Commercial_Other Health_New_Food Preparation_Natural Gas_Range | Commercial | Other Health | New | Food Preparation | Natural Gas | Range | 70% | 20%
Commercial_Other Health_New_Food Preparation_Natural Gas_Steamer | Commercial | Other Health | New | Food Preparation | Natural Gas | Steamer | 70% | 20%
Commercial_Other Health_New_Food Preparation_Natural Gas_Food Prep Other | Commercial | Other Health | New | Food Preparation | Natural Gas | Food Prep Other | 70% | 20%
Commercial_Other Health_New_Miscellaneous_Natural Gas_Pool Heater | Commercial | Other Health | New | Miscellaneous | Natural Gas | Pool Heater | 70% | 20%
Commercial_Other Health_New_Miscellaneous_Natural Gas_Miscellaneous | Commercial | Other Health | New | Miscellaneous | Natural Gas | Miscellaneous | 70% | 20%
Commercial_Lodging_Existing_Space Heating_Natural Gas_Furnace | Commercial | Lodging | Existing | Space Heating | Natural Gas | Furnace | 70% | 20%
Commercial_Lodging_Existing_Space Heating_Natural Gas_Boiler | Commercial | Lodging | Existing | Space Heating | Natural Gas | Boiler | 70% | 20%
Commercial_Lodging_Existing_Space Heating_Natural Gas_Unit Heater | Commercial | Lodging | Existing | Space Heating | Natural Gas | Unit Heater | 70% | 20%
Commercial_Lodging_Existing_Water Heating_Natural Gas_Water Heater | Commercial | Lodging | Existing | Water Heating | Natural Gas | Water Heater | 70% | 20%
Commercial_Lodging_Existing_Food Preparation_Natural Gas_Oven | Commercial | Lodging | Existing | Food Preparation | Natural Gas | Oven | 70% | 20%
Commercial_Lodging_Existing_Food Preparation_Natural Gas_Conveyor Oven | Commercial | Lodging | Existing | Food Preparation | Natural Gas | Conveyor Oven | 70% | 20%
Commercial_Lodging_Existing_Food Preparation_Natural Gas_Double Rack Oven | Commercial | Lodging | Existing | Food Preparation | Natural Gas | Double Rack Oven | 70% | 20%
Commercial_Lodging_Existing_Food Preparation_Natural Gas_Fryer | Commercial | Lodging | Existing | Food Preparation | Natural Gas | Fryer | 70% | 20%
Commercial_Lodging_Existing_Food Preparation_Natural Gas_Broiler | Commercial | Lodging | Existing | Food Preparation | Natural Gas | Broiler | 70% | 20%
Commercial_Lodging_Existing_Food Preparation_Natural Gas_Griddle | Commercial | Lodging | Existing | Food Preparation | Natural Gas | Griddle | 70% | 20%
Commercial_Lodging_Existing_Food Preparation_Natural Gas_Range | Commercial | Lodging | Existing | Food Preparation | Natural Gas | Range | 70% | 20%
Commercial_Lodging_Existing_Food Preparation_Natural Gas_Steamer | Commercial | Lodging | Existing | Food Preparation | Natural Gas | Steamer | 70% | 20%
Commercial_Lodging_Existing_Food Preparation_Natural Gas_Food Prep Other | Commercial | Lodging | Existing | Food Preparation | Natural Gas | Food Prep Other | 70% | 20%
Commercial_Lodging_Existing_Miscellaneous_Natural Gas_Pool Heater | Commercial | Lodging | Existing | Miscellaneous | Natural Gas | Pool Heater | 70% | 20%
Commercial_Lodging_Existing_Miscellaneous_Natural Gas_Miscellaneous | Commercial | Lodging | Existing | Miscellaneous | Natural Gas | Miscellaneous | 70% | 20%
Commercial_Lodging_New_Space Heating_Natural Gas_Furnace | Commercial | Lodging | New | Space Heating | Natural Gas | Furnace | 70% | 20%
Commercial_Lodging_New_Space Heating_Natural Gas_Boiler | Commercial | Lodging | New | Space Heating | Natural Gas | Boiler | 70% | 20%
Commercial_Lodging_New_Space Heating_Natural Gas_Unit Heater | Commercial | Lodging | New | Space Heating | Natural Gas | Unit Heater | 70% | 20%
Commercial_Lodging_New_Water Heating_Natural Gas_Water Heater | Commercial | Lodging | New | Water Heating | Natural Gas | Water Heater | 70% | 20%
Commercial_Lodging_New_Food Preparation_Natural Gas_Oven | Commercial | Lodging | New | Food Preparation | Natural Gas | Oven | 70% | 20%
Commercial_Lodging_New_Food Preparation_Natural Gas_Conveyor Oven | Commercial | Lodging | New | Food Preparation | Natural Gas | Conveyor Oven | 70% | 20%
Commercial_Lodging_New_Food Preparation_Natural Gas_Double Rack Oven | Commercial | Lodging | New | Food Preparation | Natural Gas | Double Rack Oven | 70% | 20%
Commercial_Lodging_New_Food Preparation_Natural Gas_Fryer | Commercial | Lodging | New | Food Preparation | Natural Gas | Fryer | 70% | 20%
Commercial_Lodging_New_Food Preparation_Natural Gas_Broiler | Commercial | Lodging | New | Food Preparation | Natural Gas | Broiler | 70% | 20%
Commercial_Lodging_New_Food Preparation_Natural Gas_Griddle | Commercial | Lodging | New | Food Preparation | Natural Gas | Griddle | 70% | 20%
Commercial_Lodging_New_Food Preparation_Natural Gas_Range | Commercial | Lodging | New | Food Preparation | Natural Gas | Range | 70% | 20%
Commercial_Lodging_New_Food Preparation_Natural Gas_Steamer | Commercial | Lodging | New | Food Preparation | Natural Gas | Steamer | 70% | 20%
Commercial_Lodging_New_Food Preparation_Natural Gas_Food Prep Other | Commercial | Lodging | New | Food Preparation | Natural Gas | Food Prep Other | 70% | 20%
Commercial_Lodging_New_Miscellaneous_Natural Gas_Pool Heater | Commercial | Lodging | New | Miscellaneous | Natural Gas | Pool Heater | 70% | 20%
Commercial_Lodging_New_Miscellaneous_Natural Gas_Miscellaneous | Commercial | Lodging | New | Miscellaneous | Natural Gas | Miscellaneous | 70% | 20%
Commercial_Warehouse_Existing_Space Heating_Natural Gas_Furnace | Commercial | Warehouse | Existing | Space Heating | Natural Gas | Furnace | 70% | 20%
Commercial_Warehouse_Existing_Space Heating_Natural Gas_Boiler | Commercial | Warehouse | Existing | Space Heating | Natural Gas | Boiler | 70% | 20%
Commercial_Warehouse_Existing_Space Heating_Natural Gas_Unit Heater | Commercial | Warehouse | Existing | Space Heating | Natural Gas | Unit Heater | 70% | 20%
Commercial_Warehouse_Existing_Water Heating_Natural Gas_Water Heater | Commercial | Warehouse | Existing | Water Heating | Natural Gas | Water Heater | 70% | 20%
Commercial_Warehouse_Existing_Food Preparation_Natural Gas_Oven | Commercial | Warehouse | Existing | Food Preparation | Natural Gas | Oven | 70% | 20%
Commercial_Warehouse_Existing_Food Preparation_Natural Gas_Conveyor Oven | Commercial | Warehouse | Existing | Food Preparation | Natural Gas | Conveyor Oven | 70% | 20%
Commercial_Warehouse_Existing_Food Preparation_Natural Gas_Double Rack Oven | Commercial | Warehouse | Existing | Food Preparation | Natural Gas | Double Rack Oven | 70% | 20%
Commercial_Warehouse_Existing_Food Preparation_Natural Gas_Fryer | Commercial | Warehouse | Existing | Food Preparation | Natural Gas | Fryer | 70% | 20%
Commercial_Warehouse_Existing_Food Preparation_Natural Gas_Broiler | Commercial | Warehouse | Existing | Food Preparation | Natural Gas | Broiler | 70% | 20%
Commercial_Warehouse_Existing_Food Preparation_Natural Gas_Griddle | Commercial | Warehouse | Existing | Food Preparation | Natural Gas | Griddle | 70% | 20%
Commercial_Warehouse_Existing_Food Preparation_Natural Gas_Range | Commercial | Warehouse | Existing | Food Preparation | Natural Gas | Range | 70% | 20%
Commercial_Warehouse_Existing_Food Preparation_Natural Gas_Steamer | Commercial | Warehouse | Existing | Food Preparation | Natural Gas | Steamer | 70% | 20%
Commercial_Warehouse_Existing_Food Preparation_Natural Gas_Food Prep Other | Commercial | Warehouse | Existing | Food Preparation | Natural Gas | Food Prep Other | 70% | 20%
Commercial_Warehouse_Existing_Miscellaneous_Natural Gas_Pool Heater | Commercial | Warehouse | Existing | Miscellaneous | Natural Gas | Pool Heater | 70% | 20%
Commercial_Warehouse_Existing_Miscellaneous_Natural Gas_Miscellaneous | Commercial | Warehouse | Existing | Miscellaneous | Natural Gas | Miscellaneous | 70% | 20%
Commercial_Warehouse_New_Space Heating_Natural Gas_Furnace | Commercial | Warehouse | New | Space Heating | Natural Gas | Furnace | 70% | 20%
Commercial_Warehouse_New_Space Heating_Natural Gas_Boiler | Commercial | Warehouse | New | Space Heating | Natural Gas | Boiler | 70% | 20%
Commercial_Warehouse_New_Space Heating_Natural Gas_Unit Heater | Commercial | Warehouse | New | Space Heating | Natural Gas | Unit Heater | 70% | 20%
Commercial_Warehouse_New_Water Heating_Natural Gas_Water Heater | Commercial | Warehouse | New | Water Heating | Natural Gas | Water Heater | 70% | 20%
Commercial_Warehouse_New_Food Preparation_Natural Gas_Oven | Commercial | Warehouse | New | Food Preparation | Natural Gas | Oven | 70% | 20%
Commercial_Warehouse_New_Food Preparation_Natural Gas_Conveyor Oven | Commercial | Warehouse | New | Food Preparation | Natural Gas | Conveyor Oven | 70% | 20%
Commercial_Warehouse_New_Food Preparation_Natural Gas_Double Rack Oven | Commercial | Warehouse | New | Food Preparation | Natural Gas | Double Rack Oven | 70% | 20%
Commercial_Warehouse_New_Food Preparation_Natural Gas_Fryer | Commercial | Warehouse | New | Food Preparation | Natural Gas | Fryer | 70% | 20%
Commercial_Warehouse_New_Food Preparation_Natural Gas_Broiler | Commercial | Warehouse | New | Food Preparation | Natural Gas | Broiler | 70% | 20%
Commercial_Warehouse_New_Food Preparation_Natural Gas_Griddle | Commercial | Warehouse | New | Food Preparation | Natural Gas | Griddle | 70% | 20%
Commercial_Warehouse_New_Food Preparation_Natural Gas_Range | Commercial | Warehouse | New | Food Preparation | Natural Gas | Range | 70% | 20%
Commercial_Warehouse_New_Food Preparation_Natural Gas_Steamer | Commercial | Warehouse | New | Food Preparation | Natural Gas | Steamer | 70% | 20%
Commercial_Warehouse_New_Food Preparation_Natural Gas_Food Prep Other | Commercial | Warehouse | New | Food Preparation | Natural Gas | Food Prep Other | 70% | 20%
Commercial_Warehouse_New_Miscellaneous_Natural Gas_Pool Heater | Commercial | Warehouse | New | Miscellaneous | Natural Gas | Pool Heater | 70% | 20%
Commercial_Warehouse_New_Miscellaneous_Natural Gas_Miscellaneous | Commercial | Warehouse | New | Miscellaneous | Natural Gas | Miscellaneous | 70% | 20%
Commercial_Miscellaneous_Existing_Space Heating_Natural Gas_Furnace | Commercial | Miscellaneous | Existing | Space Heating | Natural Gas | Furnace | 70% | 20%
Commercial_Miscellaneous_Existing_Space Heating_Natural Gas_Boiler | Commercial | Miscellaneous | Existing | Space Heating | Natural Gas | Boiler | 70% | 20%
Commercial_Miscellaneous_Existing_Space Heating_Natural Gas_Unit Heater | Commercial | Miscellaneous | Existing | Space Heating | Natural Gas | Unit Heater | 70% | 20%
Commercial_Miscellaneous_Existing_Water Heating_Natural Gas_Water Heater | Commercial | Miscellaneous | Existing | Water Heating | Natural Gas | Water Heater | 70% | 20%
Commercial_Miscellaneous_Existing_Food Preparation_Natural Gas_Oven | Commercial | Miscellaneous | Existing | Food Preparation | Natural Gas | Oven | 70% | 20%
Commercial_Miscellaneous_Existing_Food Preparation_Natural Gas_Conveyor Oven | Commercial | Miscellaneous | Existing | Food Preparation | Natural Gas | Conveyor Oven | 70% | 20%
Commercial_Miscellaneous_Existing_Food Preparation_Natural Gas_Double Rack Oven | Commercial | Miscellaneous | Existing | Food Preparation | Natural Gas | Double Rack Oven | 70% | 20%
Commercial_Miscellaneous_Existing_Food Preparation_Natural Gas_Fryer | Commercial | Miscellaneous | Existing | Food Preparation | Natural Gas | Fryer | 70% | 20%
Commercial_Miscellaneous_Existing_Food Preparation_Natural Gas_Broiler | Commercial | Miscellaneous | Existing | Food Preparation | Natural Gas | Broiler | 70% | 20%
Commercial_Miscellaneous_Existing_Food Preparation_Natural Gas_Griddle | Commercial | Miscellaneous | Existing | Food Preparation | Natural Gas | Griddle | 70% | 20%
Commercial_Miscellaneous_Existing_Food Preparation_Natural Gas_Range | Commercial | Miscellaneous | Existing | Food Preparation | Natural Gas | Range | 70% | 20%
Commercial_Miscellaneous_Existing_Food Preparation_Natural Gas_Steamer | Commercial | Miscellaneous | Existing | Food Preparation | Natural Gas | Steamer | 70% | 20%
Commercial_Miscellaneous_Existing_Food Preparation_Natural Gas_Food Prep Other | Commercial | Miscellaneous | Existing | Food Preparation | Natural Gas | Food Prep Other | 70% | 20%
Commercial_Miscellaneous_Existing_Miscellaneous_Natural Gas_Pool Heater | Commercial | Miscellaneous | Existing | Miscellaneous | Natural Gas | Pool Heater | 70% | 20%
Commercial_Miscellaneous_Existing_Miscellaneous_Natural Gas_Miscellaneous | Commercial | Miscellaneous | Existing | Miscellaneous | Natural Gas | Miscellaneous | 70% | 20%
Commercial_Miscellaneous_New_Space Heating_Natural Gas_Furnace | Commercial | Miscellaneous | New | Space Heating | Natural Gas | Furnace | 70% | 20%
Commercial_Miscellaneous_New_Space Heating_Natural Gas_Boiler | Commercial | Miscellaneous | New | Space Heating | Natural Gas | Boiler | 70% | 20%
Commercial_Miscellaneous_New_Space Heating_Natural Gas_Unit Heater | Commercial | Miscellaneous | New | Space Heating | Natural Gas | Unit Heater | 70% | 20%
Commercial_Miscellaneous_New_Water Heating_Natural Gas_Water Heater | Commercial | Miscellaneous | New | Water Heating | Natural Gas | Water Heater | 70% | 20%
Commercial_Miscellaneous_New_Food Preparation_Natural Gas_Oven | Commercial | Miscellaneous | New | Food Preparation | Natural Gas | Oven | 70% | 20%
Commercial_Miscellaneous_New_Food Preparation_Natural Gas_Conveyor Oven | Commercial | Miscellaneous | New | Food Preparation | Natural Gas | Conveyor Oven | 70% | 20%
Commercial_Miscellaneous_New_Food Preparation_Natural Gas_Double Rack Oven | Commercial | Miscellaneous | New | Food Preparation | Natural Gas | Double Rack Oven | 70% | 20%
Commercial_Miscellaneous_New_Food Preparation_Natural Gas_Fryer | Commercial | Miscellaneous | New | Food Preparation | Natural Gas | Fryer | 70% | 20%
Commercial_Miscellaneous_New_Food Preparation_Natural Gas_Broiler | Commercial | Miscellaneous | New | Food Preparation | Natural Gas | Broiler | 70% | 20%
Commercial_Miscellaneous_New_Food Preparation_Natural Gas_Griddle | Commercial | Miscellaneous | New | Food Preparation | Natural Gas | Griddle | 70% | 20%
Commercial_Miscellaneous_New_Food Preparation_Natural Gas_Range | Commercial | Miscellaneous | New | Food Preparation | Natural Gas | Range | 70% | 20%
Commercial_Miscellaneous_New_Food Preparation_Natural Gas_Steamer | Commercial | Miscellaneous | New | Food Preparation | Natural Gas | Steamer | 70% | 20%
Commercial_Miscellaneous_New_Food Preparation_Natural Gas_Food Prep Other | Commercial | Miscellaneous | New | Food Preparation | Natural Gas | Food Prep Other | 70% | 20%
Commercial_Miscellaneous_New_Miscellaneous_Natural Gas_Pool Heater | Commercial | Miscellaneous | New | Miscellaneous | Natural Gas | Pool Heater | 70% | 20%
Commercial_Miscellaneous_New_Miscellaneous_Natural Gas_Miscellaneous | Commercial | Miscellaneous | New | Miscellaneous | Natural Gas | Miscellaneous | 70% | 20%

## Building Systems (hidden)
Key | Sector | Segment | Vintage | System | Label | Conversion Cost | Applicability | Base Year Saturation | Growth Rate | First Year On Market | Last Year On Market | Use Logit Model | Allow Purchase Share Growth | Allow Purchase Share Decline
___
Note on H1: Walter, Kenneth: From RASS survey - is gas available to your home (Q A6)

## System Data (hidden)
Key | Sector | Segment | Vintage | System | Label | Component | System Enduse | System Fuel | System Technology | Enduse Required
____

## Sys Program Costs (hidden)
Key | Sector | Segment | Vintage | System | Label | Incentive Rate | Administrative Adder
___

## System Potential Factors (hidden)
Key | Sector | Segment | System | Label | Type | 2016 | 2017 | 2018 | 2019 | 2020 | 2021 | 2022 | 2023 | 2024 | 2025 | 2026 | 2027 | 2028 | 2029 | 2030 | 2031 | 2032 | 2033 | 2034 | 2035 | 2036 | 2037 | 2038 | 2039 | 2040 | 2041 | 2042 | 2043 | 2044 | 2045 | 2046 | 2047 | 2048 | 2049 | 2050
___

## System Purchase Shares (hidden)
Key | Sector | Segment | Vintage | System | Label | Potential | 2016 | 2017 | 2018 | 2019 | 2020 | 2021 | 2022 | 2023 | 2024 | 2025 | 2026 | 2027 | 2028 | 2029 | 2030 | 2031 | 2032 | 2033 | 2034 | 2035 | 2036 | 2037 | 2038 | 2039 | 2040 | 2041 | 2042 | 2043 | 2044 | 2045 | 2046 | 2047 | 2048 | 2049 | 2050 | 2051 | 2052 | 2053 | 2054 | 2055 | 2056 | 2057 | 2058 | 2059 | 2060 | 2061 | 2062 | 2063 | 2064 | 2065 | 2066
____
Note on H1: kwalter: Must input base year shares

## Special Market Def
Market | End Use | Fuel | Technology
All | Space Heating | Natural Gas | *
All | Water Heating | Natural Gas | *
All | Food Preparation | Natural Gas | *
All | Miscellaneous | Natural Gas | *
Market | Space Heating | Natural Gas | *
Market | Water Heating | Natural Gas | *
Market | Food Preparation | Natural Gas | *
Market | Miscellaneous | Natural Gas | *
Method
1. Define special markets on this tab. Listing individual technologies is only necessary when not all are included
2. For each sector/segment/vintage:
2a. VBA parses each Special market line and builds an array of references to the baseline technologies that are appropriate
2b. VBA steps through the defined array and adds together all technologies in the list using the Engine tab as a worksheet tracking the running total.
3. VBA checks to see if this is a "Market" special market and overrides the Units with the market size if needed
4. Output to special markets tab

## Sys Costs (hidden)
Forecast
Base Year | 2019
Forecast End | 2040
Utility Economics
Utility Discount Rate | 3.4%
Participant Discount Rate | 8%
System Cost |  |  | System Vintage
Cost | 0 |  | Existing
Year
Year | 2019 | 2020 | 2021 | 2022 | 2023 | 2024 | 2025 | 2026 | 2027 | 2028 | 2029 | 2030 | 2031 | 2032 | 2033 | 2034 | 2035 | 2036 | 2037 | 2038 | 2039 | 2040 | 2041 | 2042 | 2043 | 2044 | 2045 | 2046 | 2047 | 2048 | 2049 | 2050 | 2051 | 2052 | 2053 | 2054 | 2055 | 2056 | 2057 | 2058 | 2059 | 2060 | 2061 | 2062 | 2063 | 2064 | 2065 | 2066 | 2067 | 2068 | 2069
Equipment Options - Component 1
Equipment | Label | Min. Lifetime | Max. Lifetime | On Market | Off Market | Available | On Date | Off Date
1 | [5 empty] | 0:00 | 0 | 0
2 | [5 empty] | 0:00 | 0 | 0
3 | [5 empty] | 0:00 | 0 | 0
4 | [5 empty] | 0:00 | 0 | 0
5 | [5 empty] | 0:00 | 0 | 0
6 | [5 empty] | 0:00 | 0 | 0
7 | [5 empty] | 0:00 | 0 | 0
8 | [5 empty] | 0:00 | 0 | 0
9 | [5 empty] | 0:00 | 0 | 0
10 | [5 empty] | 0:00 | 0 | 0
Purchase Shares - Component 1
Equipment | Year 0 | Year 1 | Year 2 | Year 3 | Year 4 | Year 5 | Year 6 | Year 7 | Year 8 | Year 9 | Year 10 | Year 11 | Year 12 | Year 13 | Year 14 | Year 15 | Year 16 | Year 17 | Year 18 | Year 19 | Year 20 | Year 21 | Year 22 | Year 23 | Year 24 | Year 25 | Year 26 | Year 27 | Year 28 | Year 29 | Year 30 | Year 31 | Year 32 | Year 33 | Year 34 | Year 35 | Year 36 | Year 37 | Year 38 | Year 39 | Year 40 | Year 41 | Year 42 | Year 43 | Year 44 | Year 45 | Year 46 | Year 47 | Year 48 | Year 49 | Year 50
1 | bar: Year 0 to Year 50
2 | bar: Year 0 to Year 50
3 | bar: Year 0 to Year 50
4 | bar: Year 0 to Year 50
5 | bar: Year 0 to Year 50
6 | bar: Year 0 to Year 50
7 | bar: Year 0 to Year 50
8 | bar: Year 0 to Year 50
9 | bar: Year 0 to Year 50
10 | bar: Year 0 to Year 50
Annualized Cost of Operation - Utility - Component 1
Equipment | Year 0 | Year 1 | Year 2 | Year 3 | Year 4 | Year 5 | Year 6 | Year 7 | Year 8 | Year 9 | Year 10 | Year 11 | Year 12 | Year 13 | Year 14 | Year 15 | Year 16 | Year 17 | Year 18 | Year 19 | Year 20 | Year 21 | Year 22 | Year 23 | Year 24 | Year 25 | Year 26 | Year 27 | Year 28 | Year 29 | Year 30 | Year 31 | Year 32 | Year 33 | Year 34 | Year 35 | Year 36 | Year 37 | Year 38 | Year 39 | Year 40 | Year 41 | Year 42 | Year 43 | Year 44 | Year 45 | Year 46 | Year 47 | Year 48 | Year 49 | Year 50
1 | 0 | 0 | 0 | 0 | 0 | 0 | 0 | 0 | 0 | 0 | 0 | 0 | 0 | 0 | 0 | 0 | 0 | 0 | 0 | 0 | 0 | 0 | 0 | 0 | 0 | 0 | 0 | 0 | 0 | 0 | 0 | 0 | 0 | 0 | 0 | 0 | 0 | 0 | 0 | 0 | 0 | 0 | 0 | 0 | 0 | 0 | 0 | 0 | 0 | 0 | 0
2 | 0 | 0 | 0 | 0 | 0 | 0 | 0 | 0 | 0 | 0 | 0 | 0 | 0 | 0 | 0 | 0 | 0 | 0 | 0 | 0 | 0 | 0 | 0 | 0 | 0 | 0 | 0 | 0 | 0 | 0 | 0 | 0 | 0 | 0 | 0 | 0 | 0 | 0 | 0 | 0 | 0 | 0 | 0 | 0 | 0 | 0 | 0 | 0 | 0 | 0 | 0
3 | 0 | 0 | 0 | 0 | 0 | 0 | 0 | 0 | 0 | 0 | 0 | 0 | 0 | 0 | 0 | 0 | 0 | 0 | 0 | 0 | 0 | 0 | 0 | 0 | 0 | 0 | 0 | 0 | 0 | 0 | 0 | 0 | 0 | 0 | 0 | 0 | 0 | 0 | 0 | 0 | 0 | 0 | 0 | 0 | 0 | 0 | 0 | 0 | 0 | 0 | 0
4 | 0 | 0 | 0 | 0 | 0 | 0 | 0 | 0 | 0 | 0 | 0 | 0 | 0 | 0 | 0 | 0 | 0 | 0 | 0 | 0 | 0 | 0 | 0 | 0 | 0 | 0 | 0 | 0 | 0 | 0 | 0 | 0 | 0 | 0 | 0 | 0 | 0 | 0 | 0 | 0 | 0 | 0 | 0 | 0 | 0 | 0 | 0 | 0 | 0 | 0 | 0
5 | 0 | 0 | 0 | 0 | 0 | 0 | 0 | 0 | 0 | 0 | 0 | 0 | 0 | 0 | 0 | 0 | 0 | 0 | 0 | 0 | 0 | 0 | 0 | 0 | 0 | 0 | 0 | 0 | 0 | 0 | 0 | 0 | 0 | 0 | 0 | 0 | 0 | 0 | 0 | 0 | 0 | 0 | 0 | 0 | 0 | 0 | 0 | 0 | 0 | 0 | 0
6 | 0 | 0 | 0 | 0 | 0 | 0 | 0 | 0 | 0 | 0 | 0 | 0 | 0 | 0 | 0 | 0 | 0 | 0 | 0 | 0 | 0 | 0 | 0 | 0 | 0 | 0 | 0 | 0 | 0 | 0 | 0 | 0 | 0 | 0 | 0 | 0 | 0 | 0 | 0 | 0 | 0 | 0 | 0 | 0 | 0 | 0 | 0 | 0 | 0 | 0 | 0
7 | 0 | 0 | 0 | 0 | 0 | 0 | 0 | 0 | 0 | 0 | 0 | 0 | 0 | 0 | 0 | 0 | 0 | 0 | 0 | 0 | 0 | 0 | 0 | 0 | 0 | 0 | 0 | 0 | 0 | 0 | 0 | 0 | 0 | 0 | 0 | 0 | 0 | 0 | 0 | 0 | 0 | 0 | 0 | 0 | 0 | 0 | 0 | 0 | 0 | 0 | 0
8 | 0 | 0 | 0 | 0 | 0 | 0 | 0 | 0 | 0 | 0 | 0 | 0 | 0 | 0 | 0 | 0 | 0 | 0 | 0 | 0 | 0 | 0 | 0 | 0 | 0 | 0 | 0 | 0 | 0 | 0 | 0 | 0 | 0 | 0 | 0 | 0 | 0 | 0 | 0 | 0 | 0 | 0 | 0 | 0 | 0 | 0 | 0 | 0 | 0 | 0 | 0
9 | 0 | 0 | 0 | 0 | 0 | 0 | 0 | 0 | 0 | 0 | 0 | 0 | 0 | 0 | 0 | 0 | 0 | 0 | 0 | 0 | 0 | 0 | 0 | 0 | 0 | 0 | 0 | 0 | 0 | 0 | 0 | 0 | 0 | 0 | 0 | 0 | 0 | 0 | 0 | 0 | 0 | 0 | 0 | 0 | 0 | 0 | 0 | 0 | 0 | 0 | 0
10 | 0 | 0 | 0 | 0 | 0 | 0 | 0 | 0 | 0 | 0 | 0 | 0 | 0 | 0 | 0 | 0 | 0 | 0 | 0 | 0 | 0 | 0 | 0 | 0 | 0 | 0 | 0 | 0 | 0 | 0 | 0 | 0 | 0 | 0 | 0 | 0 | 0 | 0 | 0 | 0 | 0 | 0 | 0 | 0 | 0 | 0 | 0 | 0 | 0 | 0 | 0
Annualized Sales from Operation - Utility - Component 1
Equipment | Year 0 | Year 1 | Year 2 | Year 3 | Year 4 | Year 5 | Year 6 | Year 7 | Year 8 | Year 9 | Year 10 | Year 11 | Year 12 | Year 13 | Year 14 | Year 15 | Year 16 | Year 17 | Year 18 | Year 19 | Year 20 | Year 21 | Year 22 | Year 23 | Year 24 | Year 25 | Year 26 | Year 27 | Year 28 | Year 29 | Year 30 | Year 31 | Year 32 | Year 33 | Year 34 | Year 35 | Year 36 | Year 37 | Year 38 | Year 39 | Year 40 | Year 41 | Year 42 | Year 43 | Year 44 | Year 45 | Year 46 | Year 47 | Year 48 | Year 49 | Year 50
1 | 0 | 0 | 0 | 0 | 0 | 0 | 0 | 0 | 0 | 0 | 0 | 0 | 0 | 0 | 0 | 0 | 0 | 0 | 0 | 0 | 0 | 0 | 0 | 0 | 0 | 0 | 0 | 0 | 0 | 0 | 0 | 0 | 0 | 0 | 0 | 0 | 0 | 0 | 0 | 0 | 0 | 0 | 0 | 0 | 0 | 0 | 0 | 0 | 0 | 0 | 0
2 | 0 | 0 | 0 | 0 | 0 | 0 | 0 | 0 | 0 | 0 | 0 | 0 | 0 | 0 | 0 | 0 | 0 | 0 | 0 | 0 | 0 | 0 | 0 | 0 | 0 | 0 | 0 | 0 | 0 | 0 | 0 | 0 | 0 | 0 | 0 | 0 | 0 | 0 | 0 | 0 | 0 | 0 | 0 | 0 | 0 | 0 | 0 | 0 | 0 | 0 | 0
3 | 0 | 0 | 0 | 0 | 0 | 0 | 0 | 0 | 0 | 0 | 0 | 0 | 0 | 0 | 0 | 0 | 0 | 0 | 0 | 0 | 0 | 0 | 0 | 0 | 0 | 0 | 0 | 0 | 0 | 0 | 0 | 0 | 0 | 0 | 0 | 0 | 0 | 0 | 0 | 0 | 0 | 0 | 0 | 0 | 0 | 0 | 0 | 0 | 0 | 0 | 0
4 | 0 | 0 | 0 | 0 | 0 | 0 | 0 | 0 | 0 | 0 | 0 | 0 | 0 | 0 | 0 | 0 | 0 | 0 | 0 | 0 | 0 | 0 | 0 | 0 | 0 | 0 | 0 | 0 | 0 | 0 | 0 | 0 | 0 | 0 | 0 | 0 | 0 | 0 | 0 | 0 | 0 | 0 | 0 | 0 | 0 | 0 | 0 | 0 | 0 | 0 | 0
5 | 0 | 0 | 0 | 0 | 0 | 0 | 0 | 0 | 0 | 0 | 0 | 0 | 0 | 0 | 0 | 0 | 0 | 0 | 0 | 0 | 0 | 0 | 0 | 0 | 0 | 0 | 0 | 0 | 0 | 0 | 0 | 0 | 0 | 0 | 0 | 0 | 0 | 0 | 0 | 0 | 0 | 0 | 0 | 0 | 0 | 0 | 0 | 0 | 0 | 0 | 0
6 | 0 | 0 | 0 | 0 | 0 | 0 | 0 | 0 | 0 | 0 | 0 | 0 | 0 | 0 | 0 | 0 | 0 | 0 | 0 | 0 | 0 | 0 | 0 | 0 | 0 | 0 | 0 | 0 | 0 | 0 | 0 | 0 | 0 | 0 | 0 | 0 | 0 | 0 | 0 | 0 | 0 | 0 | 0 | 0 | 0 | 0 | 0 | 0 | 0 | 0 | 0
7 | 0 | 0 | 0 | 0 | 0 | 0 | 0 | 0 | 0 | 0 | 0 | 0 | 0 | 0 | 0 | 0 | 0 | 0 | 0 | 0 | 0 | 0 | 0 | 0 | 0 | 0 | 0 | 0 | 0 | 0 | 0 | 0 | 0 | 0 | 0 | 0 | 0 | 0 | 0 | 0 | 0 | 0 | 0 | 0 | 0 | 0 | 0 | 0 | 0 | 0 | 0
8 | 0 | 0 | 0 | 0 | 0 | 0 | 0 | 0 | 0 | 0 | 0 | 0 | 0 | 0 | 0 | 0 | 0 | 0 | 0 | 0 | 0 | 0 | 0 | 0 | 0 | 0 | 0 | 0 | 0 | 0 | 0 | 0 | 0 | 0 | 0 | 0 | 0 | 0 | 0 | 0 | 0 | 0 | 0 | 0 | 0 | 0 | 0 | 0 | 0 | 0 | 0
9 | 0 | 0 | 0 | 0 | 0 | 0 | 0 | 0 | 0 | 0 | 0 | 0 | 0 | 0 | 0 | 0 | 0 | 0 | 0 | 0 | 0 | 0 | 0 | 0 | 0 | 0 | 0 | 0 | 0 | 0 | 0 | 0 | 0 | 0 | 0 | 0 | 0 | 0 | 0 | 0 | 0 | 0 | 0 | 0 | 0 | 0 | 0 | 0 | 0 | 0 | 0
10 | 0 | 0 | 0 | 0 | 0 | 0 | 0 | 0 | 0 | 0 | 0 | 0 | 0 | 0 | 0 | 0 | 0 | 0 | 0 | 0 | 0 | 0 | 0 | 0 | 0 | 0 | 0 | 0 | 0 | 0 | 0 | 0 | 0 | 0 | 0 | 0 | 0 | 0 | 0 | 0 | 0 | 0 | 0 | 0 | 0 | 0 | 0 | 0 | 0 | 0 | 0
Annualized Cost of Equipment - Utility - Component 1
Equipment | Year 0 | Year 1 | Year 2 | Year 3 | Year 4 | Year 5 | Year 6 | Year 7 | Year 8 | Year 9 | Year 10 | Year 11 | Year 12 | Year 13 | Year 14 | Year 15 | Year 16 | Year 17 | Year 18 | Year 19 | Year 20 | Year 21 | Year 22 | Year 23 | Year 24 | Year 25 | Year 26 | Year 27 | Year 28 | Year 29 | Year 30 | Year 31 | Year 32 | Year 33 | Year 34 | Year 35 | Year 36 | Year 37 | Year 38 | Year 39 | Year 40 | Year 41 | Year 42 | Year 43 | Year 44 | Year 45 | Year 46 | Year 47 | Year 48 | Year 49 | Year 50
1 | 0 | 0 | 0 | 0 | 0 | 0 | 0 | 0 | 0 | 0 | 0 | 0 | 0 | 0 | 0 | 0 | 0 | 0 | 0 | 0 | 0 | 0 | 0 | 0 | 0 | 0 | 0 | 0 | 0 | 0 | 0 | 0 | 0 | 0 | 0 | 0 | 0 | 0 | 0 | 0 | 0 | 0 | 0 | 0 | 0 | 0 | 0 | 0 | 0 | 0 | 0
2 | 0 | 0 | 0 | 0 | 0 | 0 | 0 | 0 | 0 | 0 | 0 | 0 | 0 | 0 | 0 | 0 | 0 | 0 | 0 | 0 | 0 | 0 | 0 | 0 | 0 | 0 | 0 | 0 | 0 | 0 | 0 | 0 | 0 | 0 | 0 | 0 | 0 | 0 | 0 | 0 | 0 | 0 | 0 | 0 | 0 | 0 | 0 | 0 | 0 | 0 | 0
3 | 0 | 0 | 0 | 0 | 0 | 0 | 0 | 0 | 0 | 0 | 0 | 0 | 0 | 0 | 0 | 0 | 0 | 0 | 0 | 0 | 0 | 0 | 0 | 0 | 0 | 0 | 0 | 0 | 0 | 0 | 0 | 0 | 0 | 0 | 0 | 0 | 0 | 0 | 0 | 0 | 0 | 0 | 0 | 0 | 0 | 0 | 0 | 0 | 0 | 0 | 0
4 | 0 | 0 | 0 | 0 | 0 | 0 | 0 | 0 | 0 | 0 | 0 | 0 | 0 | 0 | 0 | 0 | 0 | 0 | 0 | 0 | 0 | 0 | 0 | 0 | 0 | 0 | 0 | 0 | 0 | 0 | 0 | 0 | 0 | 0 | 0 | 0 | 0 | 0 | 0 | 0 | 0 | 0 | 0 | 0 | 0 | 0 | 0 | 0 | 0 | 0 | 0
5 | 0 | 0 | 0 | 0 | 0 | 0 | 0 | 0 | 0 | 0 | 0 | 0 | 0 | 0 | 0 | 0 | 0 | 0 | 0 | 0 | 0 | 0 | 0 | 0 | 0 | 0 | 0 | 0 | 0 | 0 | 0 | 0 | 0 | 0 | 0 | 0 | 0 | 0 | 0 | 0 | 0 | 0 | 0 | 0 | 0 | 0 | 0 | 0 | 0 | 0 | 0
6 | 0 | 0 | 0 | 0 | 0 | 0 | 0 | 0 | 0 | 0 | 0 | 0 | 0 | 0 | 0 | 0 | 0 | 0 | 0 | 0 | 0 | 0 | 0 | 0 | 0 | 0 | 0 | 0 | 0 | 0 | 0 | 0 | 0 | 0 | 0 | 0 | 0 | 0 | 0 | 0 | 0 | 0 | 0 | 0 | 0 | 0 | 0 | 0 | 0 | 0 | 0
7 | 0 | 0 | 0 | 0 | 0 | 0 | 0 | 0 | 0 | 0 | 0 | 0 | 0 | 0 | 0 | 0 | 0 | 0 | 0 | 0 | 0 | 0 | 0 | 0 | 0 | 0 | 0 | 0 | 0 | 0 | 0 | 0 | 0 | 0 | 0 | 0 | 0 | 0 | 0 | 0 | 0 | 0 | 0 | 0 | 0 | 0 | 0 | 0 | 0 | 0 | 0
8 | 0 | 0 | 0 | 0 | 0 | 0 | 0 | 0 | 0 | 0 | 0 | 0 | 0 | 0 | 0 | 0 | 0 | 0 | 0 | 0 | 0 | 0 | 0 | 0 | 0 | 0 | 0 | 0 | 0 | 0 | 0 | 0 | 0 | 0 | 0 | 0 | 0 | 0 | 0 | 0 | 0 | 0 | 0 | 0 | 0 | 0 | 0 | 0 | 0 | 0 | 0
9 | 0 | 0 | 0 | 0 | 0 | 0 | 0 | 0 | 0 | 0 | 0 | 0 | 0 | 0 | 0 | 0 | 0 | 0 | 0 | 0 | 0 | 0 | 0 | 0 | 0 | 0 | 0 | 0 | 0 | 0 | 0 | 0 | 0 | 0 | 0 | 0 | 0 | 0 | 0 | 0 | 0 | 0 | 0 | 0 | 0 | 0 | 0 | 0 | 0 | 0 | 0
10 | 0 | 0 | 0 | 0 | 0 | 0 | 0 | 0 | 0 | 0 | 0 | 0 | 0 | 0 | 0 | 0 | 0 | 0 | 0 | 0 | 0 | 0 | 0 | 0 | 0 | 0 | 0 | 0 | 0 | 0 | 0 | 0 | 0 | 0 | 0 | 0 | 0 | 0 | 0 | 0 | 0 | 0 | 0 | 0 | 0 | 0 | 0 | 0 | 0 | 0 | 0
Annualized Cost of Operation - Participant - Component 1
Equipment | Year 0 | Year 1 | Year 2 | Year 3 | Year 4 | Year 5 | Year 6 | Year 7 | Year 8 | Year 9 | Year 10 | Year 11 | Year 12 | Year 13 | Year 14 | Year 15 | Year 16 | Year 17 | Year 18 | Year 19 | Year 20 | Year 21 | Year 22 | Year 23 | Year 24 | Year 25 | Year 26 | Year 27 | Year 28 | Year 29 | Year 30 | Year 31 | Year 32 | Year 33 | Year 34 | Year 35 | Year 36 | Year 37 | Year 38 | Year 39 | Year 40 | Year 41 | Year 42 | Year 43 | Year 44 | Year 45 | Year 46 | Year 47 | Year 48 | Year 49 | Year 50
1 | 0 | 0 | 0 | 0 | 0 | 0 | 0 | 0 | 0 | 0 | 0 | 0 | 0 | 0 | 0 | 0 | 0 | 0 | 0 | 0 | 0 | 0 | 0 | 0 | 0 | 0 | 0 | 0 | 0 | 0 | 0 | 0 | 0 | 0 | 0 | 0 | 0 | 0 | 0 | 0 | 0 | 0 | 0 | 0 | 0 | 0 | 0 | 0 | 0 | 0 | 0
2 | 0 | 0 | 0 | 0 | 0 | 0 | 0 | 0 | 0 | 0 | 0 | 0 | 0 | 0 | 0 | 0 | 0 | 0 | 0 | 0 | 0 | 0 | 0 | 0 | 0 | 0 | 0 | 0 | 0 | 0 | 0 | 0 | 0 | 0 | 0 | 0 | 0 | 0 | 0 | 0 | 0 | 0 | 0 | 0 | 0 | 0 | 0 | 0 | 0 | 0 | 0
3 | 0 | 0 | 0 | 0 | 0 | 0 | 0 | 0 | 0 | 0 | 0 | 0 | 0 | 0 | 0 | 0 | 0 | 0 | 0 | 0 | 0 | 0 | 0 | 0 | 0 | 0 | 0 | 0 | 0 | 0 | 0 | 0 | 0 | 0 | 0 | 0 | 0 | 0 | 0 | 0 | 0 | 0 | 0 | 0 | 0 | 0 | 0 | 0 | 0 | 0 | 0
4 | 0 | 0 | 0 | 0 | 0 | 0 | 0 | 0 | 0 | 0 | 0 | 0 | 0 | 0 | 0 | 0 | 0 | 0 | 0 | 0 | 0 | 0 | 0 | 0 | 0 | 0 | 0 | 0 | 0 | 0 | 0 | 0 | 0 | 0 | 0 | 0 | 0 | 0 | 0 | 0 | 0 | 0 | 0 | 0 | 0 | 0 | 0 | 0 | 0 | 0 | 0
5 | 0 | 0 | 0 | 0 | 0 | 0 | 0 | 0 | 0 | 0 | 0 | 0 | 0 | 0 | 0 | 0 | 0 | 0 | 0 | 0 | 0 | 0 | 0 | 0 | 0 | 0 | 0 | 0 | 0 | 0 | 0 | 0 | 0 | 0 | 0 | 0 | 0 | 0 | 0 | 0 | 0 | 0 | 0 | 0 | 0 | 0 | 0 | 0 | 0 | 0 | 0
6 | 0 | 0 | 0 | 0 | 0 | 0 | 0 | 0 | 0 | 0 | 0 | 0 | 0 | 0 | 0 | 0 | 0 | 0 | 0 | 0 | 0 | 0 | 0 | 0 | 0 | 0 | 0 | 0 | 0 | 0 | 0 | 0 | 0 | 0 | 0 | 0 | 0 | 0 | 0 | 0 | 0 | 0 | 0 | 0 | 0 | 0 | 0 | 0 | 0 | 0 | 0
7 | 0 | 0 | 0 | 0 | 0 | 0 | 0 | 0 | 0 | 0 | 0 | 0 | 0 | 0 | 0 | 0 | 0 | 0 | 0 | 0 | 0 | 0 | 0 | 0 | 0 | 0 | 0 | 0 | 0 | 0 | 0 | 0 | 0 | 0 | 0 | 0 | 0 | 0 | 0 | 0 | 0 | 0 | 0 | 0 | 0 | 0 | 0 | 0 | 0 | 0 | 0
8 | 0 | 0 | 0 | 0 | 0 | 0 | 0 | 0 | 0 | 0 | 0 | 0 | 0 | 0 | 0 | 0 | 0 | 0 | 0 | 0 | 0 | 0 | 0 | 0 | 0 | 0 | 0 | 0 | 0 | 0 | 0 | 0 | 0 | 0 | 0 | 0 | 0 | 0 | 0 | 0 | 0 | 0 | 0 | 0 | 0 | 0 | 0 | 0 | 0 | 0 | 0
9 | 0 | 0 | 0 | 0 | 0 | 0 | 0 | 0 | 0 | 0 | 0 | 0 | 0 | 0 | 0 | 0 | 0 | 0 | 0 | 0 | 0 | 0 | 0 | 0 | 0 | 0 | 0 | 0 | 0 | 0 | 0 | 0 | 0 | 0 | 0 | 0 | 0 | 0 | 0 | 0 | 0 | 0 | 0 | 0 | 0 | 0 | 0 | 0 | 0 | 0 | 0
10 | 0 | 0 | 0 | 0 | 0 | 0 | 0 | 0 | 0 | 0 | 0 | 0 | 0 | 0 | 0 | 0 | 0 | 0 | 0 | 0 | 0 | 0 | 0 | 0 | 0 | 0 | 0 | 0 | 0 | 0 | 0 | 0 | 0 | 0 | 0 | 0 | 0 | 0 | 0 | 0 | 0 | 0 | 0 | 0 | 0 | 0 | 0 | 0 | 0 | 0 | 0
Annualized Cost of Equipment - Participant - Component 1
Equipment | Year 0 | Year 1 | Year 2 | Year 3 | Year 4 | Year 5 | Year 6 | Year 7 | Year 8 | Year 9 | Year 10 | Year 11 | Year 12 | Year 13 | Year 14 | Year 15 | Year 16 | Year 17 | Year 18 | Year 19 | Year 20 | Year 21 | Year 22 | Year 23 | Year 24 | Year 25 | Year 26 | Year 27 | Year 28 | Year 29 | Year 30 | Year 31 | Year 32 | Year 33 | Year 34 | Year 35 | Year 36 | Year 37 | Year 38 | Year 39 | Year 40 | Year 41 | Year 42 | Year 43 | Year 44 | Year 45 | Year 46 | Year 47 | Year 48 | Year 49 | Year 50
1 | 0 | 0 | 0 | 0 | 0 | 0 | 0 | 0 | 0 | 0 | 0 | 0 | 0 | 0 | 0 | 0 | 0 | 0 | 0 | 0 | 0 | 0 | 0 | 0 | 0 | 0 | 0 | 0 | 0 | 0 | 0 | 0 | 0 | 0 | 0 | 0 | 0 | 0 | 0 | 0 | 0 | 0 | 0 | 0 | 0 | 0 | 0 | 0 | 0 | 0 | 0
2 | 0 | 0 | 0 | 0 | 0 | 0 | 0 | 0 | 0 | 0 | 0 | 0 | 0 | 0 | 0 | 0 | 0 | 0 | 0 | 0 | 0 | 0 | 0 | 0 | 0 | 0 | 0 | 0 | 0 | 0 | 0 | 0 | 0 | 0 | 0 | 0 | 0 | 0 | 0 | 0 | 0 | 0 | 0 | 0 | 0 | 0 | 0 | 0 | 0 | 0 | 0
3 | 0 | 0 | 0 | 0 | 0 | 0 | 0 | 0 | 0 | 0 | 0 | 0 | 0 | 0 | 0 | 0 | 0 | 0 | 0 | 0 | 0 | 0 | 0 | 0 | 0 | 0 | 0 | 0 | 0 | 0 | 0 | 0 | 0 | 0 | 0 | 0 | 0 | 0 | 0 | 0 | 0 | 0 | 0 | 0 | 0 | 0 | 0 | 0 | 0 | 0 | 0
4 | 0 | 0 | 0 | 0 | 0 | 0 | 0 | 0 | 0 | 0 | 0 | 0 | 0 | 0 | 0 | 0 | 0 | 0 | 0 | 0 | 0 | 0 | 0 | 0 | 0 | 0 | 0 | 0 | 0 | 0 | 0 | 0 | 0 | 0 | 0 | 0 | 0 | 0 | 0 | 0 | 0 | 0 | 0 | 0 | 0 | 0 | 0 | 0 | 0 | 0 | 0
5 | 0 | 0 | 0 | 0 | 0 | 0 | 0 | 0 | 0 | 0 | 0 | 0 | 0 | 0 | 0 | 0 | 0 | 0 | 0 | 0 | 0 | 0 | 0 | 0 | 0 | 0 | 0 | 0 | 0 | 0 | 0 | 0 | 0 | 0 | 0 | 0 | 0 | 0 | 0 | 0 | 0 | 0 | 0 | 0 | 0 | 0 | 0 | 0 | 0 | 0 | 0
6 | 0 | 0 | 0 | 0 | 0 | 0 | 0 | 0 | 0 | 0 | 0 | 0 | 0 | 0 | 0 | 0 | 0 | 0 | 0 | 0 | 0 | 0 | 0 | 0 | 0 | 0 | 0 | 0 | 0 | 0 | 0 | 0 | 0 | 0 | 0 | 0 | 0 | 0 | 0 | 0 | 0 | 0 | 0 | 0 | 0 | 0 | 0 | 0 | 0 | 0 | 0
7 | 0 | 0 | 0 | 0 | 0 | 0 | 0 | 0 | 0 | 0 | 0 | 0 | 0 | 0 | 0 | 0 | 0 | 0 | 0 | 0 | 0 | 0 | 0 | 0 | 0 | 0 | 0 | 0 | 0 | 0 | 0 | 0 | 0 | 0 | 0 | 0 | 0 | 0 | 0 | 0 | 0 | 0 | 0 | 0 | 0 | 0 | 0 | 0 | 0 | 0 | 0
8 | 0 | 0 | 0 | 0 | 0 | 0 | 0 | 0 | 0 | 0 | 0 | 0 | 0 | 0 | 0 | 0 | 0 | 0 | 0 | 0 | 0 | 0 | 0 | 0 | 0 | 0 | 0 | 0 | 0 | 0 | 0 | 0 | 0 | 0 | 0 | 0 | 0 | 0 | 0 | 0 | 0 | 0 | 0 | 0 | 0 | 0 | 0 | 0 | 0 | 0 | 0
9 | 0 | 0 | 0 | 0 | 0 | 0 | 0 | 0 | 0 | 0 | 0 | 0 | 0 | 0 | 0 | 0 | 0 | 0 | 0 | 0 | 0 | 0 | 0 | 0 | 0 | 0 | 0 | 0 | 0 | 0 | 0 | 0 | 0 | 0 | 0 | 0 | 0 | 0 | 0 | 0 | 0 | 0 | 0 | 0 | 0 | 0 | 0 | 0 | 0 | 0 | 0
10 | 0 | 0 | 0 | 0 | 0 | 0 | 0 | 0 | 0 | 0 | 0 | 0 | 0 | 0 | 0 | 0 | 0 | 0 | 0 | 0 | 0 | 0 | 0 | 0 | 0 | 0 | 0 | 0 | 0 | 0 | 0 | 0 | 0 | 0 | 0 | 0 | 0 | 0 | 0 | 0 | 0 | 0 | 0 | 0 | 0 | 0 | 0 | 0 | 0 | 0 | 0
Annualized kBTUs - Component 1
Equipment | Year 0 | Year 1 | Year 2 | Year 3 | Year 4 | Year 5 | Year 6 | Year 7 | Year 8 | Year 9 | Year 10 | Year 11 | Year 12 | Year 13 | Year 14 | Year 15 | Year 16 | Year 17 | Year 18 | Year 19 | Year 20 | Year 21 | Year 22 | Year 23 | Year 24 | Year 25 | Year 26 | Year 27 | Year 28 | Year 29 | Year 30 | Year 31 | Year 32 | Year 33 | Year 34 | Year 35 | Year 36 | Year 37 | Year 38 | Year 39 | Year 40 | Year 41 | Year 42 | Year 43 | Year 44 | Year 45 | Year 46 | Year 47 | Year 48 | Year 49 | Year 50
1 | 0 | 0 | 0 | 0 | 0 | 0 | 0 | 0 | 0 | 0 | 0 | 0 | 0 | 0 | 0 | 0 | 0 | 0 | 0 | 0 | 0 | 0 | 0 | 0 | 0 | 0 | 0 | 0 | 0 | 0 | 0 | 0 | 0 | 0 | 0 | 0 | 0 | 0 | 0 | 0 | 0 | 0 | 0 | 0 | 0 | 0 | 0 | 0 | 0 | 0 | 0
2 | 0 | 0 | 0 | 0 | 0 | 0 | 0 | 0 | 0 | 0 | 0 | 0 | 0 | 0 | 0 | 0 | 0 | 0 | 0 | 0 | 0 | 0 | 0 | 0 | 0 | 0 | 0 | 0 | 0 | 0 | 0 | 0 | 0 | 0 | 0 | 0 | 0 | 0 | 0 | 0 | 0 | 0 | 0 | 0 | 0 | 0 | 0 | 0 | 0 | 0 | 0
3 | 0 | 0 | 0 | 0 | 0 | 0 | 0 | 0 | 0 | 0 | 0 | 0 | 0 | 0 | 0 | 0 | 0 | 0 | 0 | 0 | 0 | 0 | 0 | 0 | 0 | 0 | 0 | 0 | 0 | 0 | 0 | 0 | 0 | 0 | 0 | 0 | 0 | 0 | 0 | 0 | 0 | 0 | 0 | 0 | 0 | 0 | 0 | 0 | 0 | 0 | 0
4 | 0 | 0 | 0 | 0 | 0 | 0 | 0 | 0 | 0 | 0 | 0 | 0 | 0 | 0 | 0 | 0 | 0 | 0 | 0 | 0 | 0 | 0 | 0 | 0 | 0 | 0 | 0 | 0 | 0 | 0 | 0 | 0 | 0 | 0 | 0 | 0 | 0 | 0 | 0 | 0 | 0 | 0 | 0 | 0 | 0 | 0 | 0 | 0 | 0 | 0 | 0
5 | 0 | 0 | 0 | 0 | 0 | 0 | 0 | 0 | 0 | 0 | 0 | 0 | 0 | 0 | 0 | 0 | 0 | 0 | 0 | 0 | 0 | 0 | 0 | 0 | 0 | 0 | 0 | 0 | 0 | 0 | 0 | 0 | 0 | 0 | 0 | 0 | 0 | 0 | 0 | 0 | 0 | 0 | 0 | 0 | 0 | 0 | 0 | 0 | 0 | 0 | 0
6 | 0 | 0 | 0 | 0 | 0 | 0 | 0 | 0 | 0 | 0 | 0 | 0 | 0 | 0 | 0 | 0 | 0 | 0 | 0 | 0 | 0 | 0 | 0 | 0 | 0 | 0 | 0 | 0 | 0 | 0 | 0 | 0 | 0 | 0 | 0 | 0 | 0 | 0 | 0 | 0 | 0 | 0 | 0 | 0 | 0 | 0 | 0 | 0 | 0 | 0 | 0
7 | 0 | 0 | 0 | 0 | 0 | 0 | 0 | 0 | 0 | 0 | 0 | 0 | 0 | 0 | 0 | 0 | 0 | 0 | 0 | 0 | 0 | 0 | 0 | 0 | 0 | 0 | 0 | 0 | 0 | 0 | 0 | 0 | 0 | 0 | 0 | 0 | 0 | 0 | 0 | 0 | 0 | 0 | 0 | 0 | 0 | 0 | 0 | 0 | 0 | 0 | 0
8 | 0 | 0 | 0 | 0 | 0 | 0 | 0 | 0 | 0 | 0 | 0 | 0 | 0 | 0 | 0 | 0 | 0 | 0 | 0 | 0 | 0 | 0 | 0 | 0 | 0 | 0 | 0 | 0 | 0 | 0 | 0 | 0 | 0 | 0 | 0 | 0 | 0 | 0 | 0 | 0 | 0 | 0 | 0 | 0 | 0 | 0 | 0 | 0 | 0 | 0 | 0
9 | 0 | 0 | 0 | 0 | 0 | 0 | 0 | 0 | 0 | 0 | 0 | 0 | 0 | 0 | 0 | 0 | 0 | 0 | 0 | 0 | 0 | 0 | 0 | 0 | 0 | 0 | 0 | 0 | 0 | 0 | 0 | 0 | 0 | 0 | 0 | 0 | 0 | 0 | 0 | 0 | 0 | 0 | 0 | 0 | 0 | 0 | 0 | 0 | 0 | 0 | 0
10 | 0 | 0 | 0 | 0 | 0 | 0 | 0 | 0 | 0 | 0 | 0 | 0 | 0 | 0 | 0 | 0 | 0 | 0 | 0 | 0 | 0 | 0 | 0 | 0 | 0 | 0 | 0 | 0 | 0 | 0 | 0 | 0 | 0 | 0 | 0 | 0 | 0 | 0 | 0 | 0 | 0 | 0 | 0 | 0 | 0 | 0 | 0 | 0 | 0 | 0 | 0
On Market - Component 1
Equipment | Year 0 | Year 1 | Year 2 | Year 3 | Year 4 | Year 5 | Year 6 | Year 7 | Year 8 | Year 9 | Year 10 | Year 11 | Year 12 | Year 13 | Year 14 | Year 15 | Year 16 | Year 17 | Year 18 | Year 19 | Year 20 | Year 21 | Year 22 | Year 23 | Year 24 | Year 25 | Year 26 | Year 27 | Year 28 | Year 29 | Year 30 | Year 31 | Year 32 | Year 33 | Year 34 | Year 35 | Year 36 | Year 37 | Year 38 | Year 39 | Year 40 | Year 41 | Year 42 | Year 43 | Year 44 | Year 45 | Year 46 | Year 47 | Year 48 | Year 49 | Year 50
1 | 0 | 0 | 0 | 0 | 0 | 0 | 0 | 0 | 0 | 0 | 0 | 0 | 0 | 0 | 0 | 0 | 0 | 0 | 0 | 0 | 0 | 0 | 0 | 0 | 0 | 0 | 0 | 0 | 0 | 0 | 0 | 0 | 0 | 0 | 0 | 0 | 0 | 0 | 0 | 0 | 0 | 0 | 0 | 0 | 0 | 0 | 0 | 0 | 0 | 0 | 0
2 | 0 | 0 | 0 | 0 | 0 | 0 | 0 | 0 | 0 | 0 | 0 | 0 | 0 | 0 | 0 | 0 | 0 | 0 | 0 | 0 | 0 | 0 | 0 | 0 | 0 | 0 | 0 | 0 | 0 | 0 | 0 | 0 | 0 | 0 | 0 | 0 | 0 | 0 | 0 | 0 | 0 | 0 | 0 | 0 | 0 | 0 | 0 | 0 | 0 | 0 | 0
3 | 0 | 0 | 0 | 0 | 0 | 0 | 0 | 0 | 0 | 0 | 0 | 0 | 0 | 0 | 0 | 0 | 0 | 0 | 0 | 0 | 0 | 0 | 0 | 0 | 0 | 0 | 0 | 0 | 0 | 0 | 0 | 0 | 0 | 0 | 0 | 0 | 0 | 0 | 0 | 0 | 0 | 0 | 0 | 0 | 0 | 0 | 0 | 0 | 0 | 0 | 0
4 | 0 | 0 | 0 | 0 | 0 | 0 | 0 | 0 | 0 | 0 | 0 | 0 | 0 | 0 | 0 | 0 | 0 | 0 | 0 | 0 | 0 | 0 | 0 | 0 | 0 | 0 | 0 | 0 | 0 | 0 | 0 | 0 | 0 | 0 | 0 | 0 | 0 | 0 | 0 | 0 | 0 | 0 | 0 | 0 | 0 | 0 | 0 | 0 | 0 | 0 | 0
5 | 0 | 0 | 0 | 0 | 0 | 0 | 0 | 0 | 0 | 0 | 0 | 0 | 0 | 0 | 0 | 0 | 0 | 0 | 0 | 0 | 0 | 0 | 0 | 0 | 0 | 0 | 0 | 0 | 0 | 0 | 0 | 0 | 0 | 0 | 0 | 0 | 0 | 0 | 0 | 0 | 0 | 0 | 0 | 0 | 0 | 0 | 0 | 0 | 0 | 0 | 0
6 | 0 | 0 | 0 | 0 | 0 | 0 | 0 | 0 | 0 | 0 | 0 | 0 | 0 | 0 | 0 | 0 | 0 | 0 | 0 | 0 | 0 | 0 | 0 | 0 | 0 | 0 | 0 | 0 | 0 | 0 | 0 | 0 | 0 | 0 | 0 | 0 | 0 | 0 | 0 | 0 | 0 | 0 | 0 | 0 | 0 | 0 | 0 | 0 | 0 | 0 | 0
7 | 0 | 0 | 0 | 0 | 0 | 0 | 0 | 0 | 0 | 0 | 0 | 0 | 0 | 0 | 0 | 0 | 0 | 0 | 0 | 0 | 0 | 0 | 0 | 0 | 0 | 0 | 0 | 0 | 0 | 0 | 0 | 0 | 0 | 0 | 0 | 0 | 0 | 0 | 0 | 0 | 0 | 0 | 0 | 0 | 0 | 0 | 0 | 0 | 0 | 0 | 0
8 | 0 | 0 | 0 | 0 | 0 | 0 | 0 | 0 | 0 | 0 | 0 | 0 | 0 | 0 | 0 | 0 | 0 | 0 | 0 | 0 | 0 | 0 | 0 | 0 | 0 | 0 | 0 | 0 | 0 | 0 | 0 | 0 | 0 | 0 | 0 | 0 | 0 | 0 | 0 | 0 | 0 | 0 | 0 | 0 | 0 | 0 | 0 | 0 | 0 | 0 | 0
9 | 0 | 0 | 0 | 0 | 0 | 0 | 0 | 0 | 0 | 0 | 0 | 0 | 0 | 0 | 0 | 0 | 0 | 0 | 0 | 0 | 0 | 0 | 0 | 0 | 0 | 0 | 0 | 0 | 0 | 0 | 0 | 0 | 0 | 0 | 0 | 0 | 0 | 0 | 0 | 0 | 0 | 0 | 0 | 0 | 0 | 0 | 0 | 0 | 0 | 0 | 0
10 | 0 | 0 | 0 | 0 | 0 | 0 | 0 | 0 | 0 | 0 | 0 | 0 | 0 | 0 | 0 | 0 | 0 | 0 | 0 | 0 | 0 | 0 | 0 | 0 | 0 | 0 | 0 | 0 | 0 | 0 | 0 | 0 | 0 | 0 | 0 | 0 | 0 | 0 | 0 | 0 | 0 | 0 | 0 | 0 | 0 | 0 | 0 | 0 | 0 | 0 | 0
Technical kBTUs - Component 1
Value | Year 0 | Year 1 | Year 2 | Year 3 | Year 4 | Year 5 | Year 6 | Year 7 | Year 8 | Year 9 | Year 10 | Year 11 | Year 12 | Year 13 | Year 14 | Year 15 | Year 16 | Year 17 | Year 18 | Year 19 | Year 20 | Year 21 | Year 22 | Year 23 | Year 24 | Year 25 | Year 26 | Year 27 | Year 28 | Year 29 | Year 30 | Year 31 | Year 32 | Year 33 | Year 34 | Year 35 | Year 36 | Year 37 | Year 38 | Year 39 | Year 40 | Year 41 | Year 42 | Year 43 | Year 44 | Year 45 | Year 46 | Year 47 | Year 48 | Year 49 | Year 50
Annualized kBTUs | 0 | 0 | 0 | 0 | 0 | 0 | 0 | 0 | 0 | 0 | 0 | 0 | 0 | 0 | 0 | 0 | 0 | 0 | 0 | 0 | 0 | 0 | 0 | 0 | 0 | 0 | 0 | 0 | 0 | 0 | 0 | 0 | 0 | 0 | 0 | 0 | 0 | 0 | 0 | 0 | 0 | 0 | 0 | 0 | 0 | 0 | 0 | 0 | 0 | 0 | 0
Lifetimes - Component 1
Scenario | Year 0 | Year 1 | Year 2 | Year 3 | Year 4 | Year 5 | Year 6 | Year 7 | Year 8 | Year 9 | Year 10 | Year 11 | Year 12 | Year 13 | Year 14 | Year 15 | Year 16 | Year 17 | Year 18 | Year 19 | Year 20 | Year 21 | Year 22 | Year 23 | Year 24 | Year 25 | Year 26 | Year 27 | Year 28 | Year 29 | Year 30 | Year 31 | Year 32 | Year 33 | Year 34 | Year 35 | Year 36 | Year 37 | Year 38 | Year 39 | Year 40 | Year 41 | Year 42 | Year 43 | Year 44 | Year 45 | Year 46 | Year 47 | Year 48 | Year 49 | Year 50
NC - Min. Lifetime | 0 | 0 | 0 | 0 | 0 | 0 | 0 | 0 | 0 | 0 | 0 | 0 | 0 | 0 | 0 | 0 | 0 | 0 | 0 | 0 | 0 | 0 | 0 | 0 | 0 | 0 | 0 | 0 | 0 | 0 | 0 | 0 | 0 | 0 | 0 | 0 | 0 | 0 | 0 | 0 | 0 | 0 | 0 | 0 | 0 | 0 | 0 | 0 | 0 | 0 | 0
NC - Max. Lifetime | 0 | 0 | 0 | 0 | 0 | 0 | 0 | 0 | 0 | 0 | 0 | 0 | 0 | 0 | 0 | 0 | 0 | 0 | 0 | 0 | 0 | 0 | 0 | 0 | 0 | 0 | 0 | 0 | 0 | 0 | 0 | 0 | 0 | 0 | 0 | 0 | 0 | 0 | 0 | 0 | 0 | 0 | 0 | 0 | 0 | 0 | 0 | 0 | 0 | 0 | 0
Equipment Options - Component 2
Equipment | Year 0: Label; Year 1: Min. Lifetime; Year 2: Max. Lifetime; Year 3: On Market; Year 4: Off Market; Year 5: Available; Year 6: On Date; Year 7: Off Date
1 | Year 5: 0:00; Year 6: 0; Year 7: 0
2 | Year 5: 0:00; Year 6: 0; Year 7: 0
3 | Year 5: 0:00; Year 6: 0; Year 7: 0
4 | Year 5: 0:00; Year 6: 0; Year 7: 0
5 | Year 5: 0:00; Year 6: 0; Year 7: 0
6 | Year 5: 0:00; Year 6: 0; Year 7: 0
7 | Year 5: 0:00; Year 6: 0; Year 7: 0
8 | Year 5: 0:00; Year 6: 0; Year 7: 0
9 | Year 5: 0:00; Year 6: 0; Year 7: 0
10 | Year 5: 0:00; Year 6: 0; Year 7: 0
Purchase Shares - Component 2
Equipment | Year 0 | Year 1 | Year 2 | Year 3 | Year 4 | Year 5 | Year 6 | Year 7 | Year 8 | Year 9 | Year 10 | Year 11 | Year 12 | Year 13 | Year 14 | Year 15 | Year 16 | Year 17 | Year 18 | Year 19 | Year 20 | Year 21 | Year 22 | Year 23 | Year 24 | Year 25 | Year 26 | Year 27 | Year 28 | Year 29 | Year 30 | Year 31 | Year 32 | Year 33 | Year 34 | Year 35 | Year 36 | Year 37 | Year 38 | Year 39 | Year 40 | Year 41 | Year 42 | Year 43 | Year 44 | Year 45 | Year 46 | Year 47 | Year 48 | Year 49 | Year 50
1 | bar: Year 0 to Year 50
2 | bar: Year 0 to Year 50
3 | bar: Year 0 to Year 50
4 | bar: Year 0 to Year 50
5 | bar: Year 0 to Year 50
6 | bar: Year 0 to Year 50
7 | bar: Year 0 to Year 50
8 | bar: Year 0 to Year 50
9 | bar: Year 0 to Year 50
10 | bar: Year 0 to Year 50
Annualized Cost of Operation - Utility - Component 2
Equipment | Year 0 | Year 1 | Year 2 | Year 3 | Year 4 | Year 5 | Year 6 | Year 7 | Year 8 | Year 9 | Year 10 | Year 11 | Year 12 | Year 13 | Year 14 | Year 15 | Year 16 | Year 17 | Year 18 | Year 19 | Year 20 | Year 21 | Year 22 | Year 23 | Year 24 | Year 25 | Year 26 | Year 27 | Year 28 | Year 29 | Year 30 | Year 31 | Year 32 | Year 33 | Year 34 | Year 35 | Year 36 | Year 37 | Year 38 | Year 39 | Year 40 | Year 41 | Year 42 | Year 43 | Year 44 | Year 45 | Year 46 | Year 47 | Year 48 | Year 49 | Year 50
1 | 0 | 0 | 0 | 0 | 0 | 0 | 0 | 0 | 0 | 0 | 0 | 0 | 0 | 0 | 0 | 0 | 0 | 0 | 0 | 0 | 0 | 0 | 0 | 0 | 0 | 0 | 0 | 0 | 0 | 0 | 0 | 0 | 0 | 0 | 0 | 0 | 0 | 0 | 0 | 0 | 0 | 0 | 0 | 0 | 0 | 0 | 0 | 0 | 0 | 0 | 0
2 | 0 | 0 | 0 | 0 | 0 | 0 | 0 | 0 | 0 | 0 | 0 | 0 | 0 | 0 | 0 | 0 | 0 | 0 | 0 | 0 | 0 | 0 | 0 | 0 | 0 | 0 | 0 | 0 | 0 | 0 | 0 | 0 | 0 | 0 | 0 | 0 | 0 | 0 | 0 | 0 | 0 | 0 | 0 | 0 | 0 | 0 | 0 | 0 | 0 | 0 | 0
3 | 0 | 0 | 0 | 0 | 0 | 0 | 0 | 0 | 0 | 0 | 0 | 0 | 0 | 0 | 0 | 0 | 0 | 0 | 0 | 0 | 0 | 0 | 0 | 0 | 0 | 0 | 0 | 0 | 0 | 0 | 0 | 0 | 0 | 0 | 0 | 0 | 0 | 0 | 0 | 0 | 0 | 0 | 0 | 0 | 0 | 0 | 0 | 0 | 0 | 0 | 0
4 | 0 | 0 | 0 | 0 | 0 | 0 | 0 | 0 | 0 | 0 | 0 | 0 | 0 | 0 | 0 | 0 | 0 | 0 | 0 | 0 | 0 | 0 | 0 | 0 | 0 | 0 | 0 | 0 | 0 | 0 | 0 | 0 | 0 | 0 | 0 | 0 | 0 | 0 | 0 | 0 | 0 | 0 | 0 | 0 | 0 | 0 | 0 | 0 | 0 | 0 | 0
5 | 0 | 0 | 0 | 0 | 0 | 0 | 0 | 0 | 0 | 0 | 0 | 0 | 0 | 0 | 0 | 0 | 0 | 0 | 0 | 0 | 0 | 0 | 0 | 0 | 0 | 0 | 0 | 0 | 0 | 0 | 0 | 0 | 0 | 0 | 0 | 0 | 0 | 0 | 0 | 0 | 0 | 0 | 0 | 0 | 0 | 0 | 0 | 0 | 0 | 0 | 0
6 | 0 | 0 | 0 | 0 | 0 | 0 | 0 | 0 | 0 | 0 | 0 | 0 | 0 | 0 | 0 | 0 | 0 | 0 | 0 | 0 | 0 | 0 | 0 | 0 | 0 | 0 | 0 | 0 | 0 | 0 | 0 | 0 | 0 | 0 | 0 | 0 | 0 | 0 | 0 | 0 | 0 | 0 | 0 | 0 | 0 | 0 | 0 | 0 | 0 | 0 | 0
7 | 0 | 0 | 0 | 0 | 0 | 0 | 0 | 0 | 0 | 0 | 0 | 0 | 0 | 0 | 0 | 0 | 0 | 0 | 0 | 0 | 0 | 0 | 0 | 0 | 0 | 0 | 0 | 0 | 0 | 0 | 0 | 0 | 0 | 0 | 0 | 0 | 0 | 0 | 0 | 0 | 0 | 0 | 0 | 0 | 0 | 0 | 0 | 0 | 0 | 0 | 0
8 | 0 | 0 | 0 | 0 | 0 | 0 | 0 | 0 | 0 | 0 | 0 | 0 | 0 | 0 | 0 | 0 | 0 | 0 | 0 | 0 | 0 | 0 | 0 | 0 | 0 | 0 | 0 | 0 | 0 | 0 | 0 | 0 | 0 | 0 | 0 | 0 | 0 | 0 | 0 | 0 | 0 | 0 | 0 | 0 | 0 | 0 | 0 | 0 | 0 | 0 | 0
9 | 0 | 0 | 0 | 0 | 0 | 0 | 0 | 0 | 0 | 0 | 0 | 0 | 0 | 0 | 0 | 0 | 0 | 0 | 0 | 0 | 0 | 0 | 0 | 0 | 0 | 0 | 0 | 0 | 0 | 0 | 0 | 0 | 0 | 0 | 0 | 0 | 0 | 0 | 0 | 0 | 0 | 0 | 0 | 0 | 0 | 0 | 0 | 0 | 0 | 0 | 0
10 | 0 | 0 | 0 | 0 | 0 | 0 | 0 | 0 | 0 | 0 | 0 | 0 | 0 | 0 | 0 | 0 | 0 | 0 | 0 | 0 | 0 | 0 | 0 | 0 | 0 | 0 | 0 | 0 | 0 | 0 | 0 | 0 | 0 | 0 | 0 | 0 | 0 | 0 | 0 | 0 | 0 | 0 | 0 | 0 | 0 | 0 | 0 | 0 | 0 | 0 | 0
Annualized Sales from Operation - Utility - Component 2
Equipment | Year 0 | Year 1 | Year 2 | Year 3 | Year 4 | Year 5 | Year 6 | Year 7 | Year 8 | Year 9 | Year 10 | Year 11 | Year 12 | Year 13 | Year 14 | Year 15 | Year 16 | Year 17 | Year 18 | Year 19 | Year 20 | Year 21 | Year 22 | Year 23 | Year 24 | Year 25 | Year 26 | Year 27 | Year 28 | Year 29 | Year 30 | Year 31 | Year 32 | Year 33 | Year 34 | Year 35 | Year 36 | Year 37 | Year 38 | Year 39 | Year 40 | Year 41 | Year 42 | Year 43 | Year 44 | Year 45 | Year 46 | Year 47 | Year 48 | Year 49 | Year 50
1 | 0 | 0 | 0 | 0 | 0 | 0 | 0 | 0 | 0 | 0 | 0 | 0 | 0 | 0 | 0 | 0 | 0 | 0 | 0 | 0 | 0 | 0 | 0 | 0 | 0 | 0 | 0 | 0 | 0 | 0 | 0 | 0 | 0 | 0 | 0 | 0 | 0 | 0 | 0 | 0 | 0 | 0 | 0 | 0 | 0 | 0 | 0 | 0 | 0 | 0 | 0
2 | 0 | 0 | 0 | 0 | 0 | 0 | 0 | 0 | 0 | 0 | 0 | 0 | 0 | 0 | 0 | 0 | 0 | 0 | 0 | 0 | 0 | 0 | 0 | 0 | 0 | 0 | 0 | 0 | 0 | 0 | 0 | 0 | 0 | 0 | 0 | 0 | 0 | 0 | 0 | 0 | 0 | 0 | 0 | 0 | 0 | 0 | 0 | 0 | 0 | 0 | 0
3 | 0 | 0 | 0 | 0 | 0 | 0 | 0 | 0 | 0 | 0 | 0 | 0 | 0 | 0 | 0 | 0 | 0 | 0 | 0 | 0 | 0 | 0 | 0 | 0 | 0 | 0 | 0 | 0 | 0 | 0 | 0 | 0 | 0 | 0 | 0 | 0 | 0 | 0 | 0 | 0 | 0 | 0 | 0 | 0 | 0 | 0 | 0 | 0 | 0 | 0 | 0
4 | 0 | 0 | 0 | 0 | 0 | 0 | 0 | 0 | 0 | 0 | 0 | 0 | 0 | 0 | 0 | 0 | 0 | 0 | 0 | 0 | 0 | 0 | 0 | 0 | 0 | 0 | 0 | 0 | 0 | 0 | 0 | 0 | 0 | 0 | 0 | 0 | 0 | 0 | 0 | 0 | 0 | 0 | 0 | 0 | 0 | 0 | 0 | 0 | 0 | 0 | 0
5 | 0 | 0 | 0 | 0 | 0 | 0 | 0 | 0 | 0 | 0 | 0 | 0 | 0 | 0 | 0 | 0 | 0 | 0 | 0 | 0 | 0 | 0 | 0 | 0 | 0 | 0 | 0 | 0 | 0 | 0 | 0 | 0 | 0 | 0 | 0 | 0 | 0 | 0 | 0 | 0 | 0 | 0 | 0 | 0 | 0 | 0 | 0 | 0 | 0 | 0 | 0
6 | 0 | 0 | 0 | 0 | 0 | 0 | 0 | 0 | 0 | 0 | 0 | 0 | 0 | 0 | 0 | 0 | 0 | 0 | 0 | 0 | 0 | 0 | 0 | 0 | 0 | 0 | 0 | 0 | 0 | 0 | 0 | 0 | 0 | 0 | 0 | 0 | 0 | 0 | 0 | 0 | 0 | 0 | 0 | 0 | 0 | 0 | 0 | 0 | 0 | 0 | 0
7 | 0 | 0 | 0 | 0 | 0 | 0 | 0 | 0 | 0 | 0 | 0 | 0 | 0 | 0 | 0 | 0 | 0 | 0 | 0 | 0 | 0 | 0 | 0 | 0 | 0 | 0 | 0 | 0 | 0 | 0 | 0 | 0 | 0 | 0 | 0 | 0 | 0 | 0 | 0 | 0 | 0 | 0 | 0 | 0 | 0 | 0 | 0 | 0 | 0 | 0 | 0
8 | 0 | 0 | 0 | 0 | 0 | 0 | 0 | 0 | 0 | 0 | 0 | 0 | 0 | 0 | 0 | 0 | 0 | 0 | 0 | 0 | 0 | 0 | 0 | 0 | 0 | 0 | 0 | 0 | 0 | 0 | 0 | 0 | 0 | 0 | 0 | 0 | 0 | 0 | 0 | 0 | 0 | 0 | 0 | 0 | 0 | 0 | 0 | 0 | 0 | 0 | 0
9 | 0 | 0 | 0 | 0 | 0 | 0 | 0 | 0 | 0 | 0 | 0 | 0 | 0 | 0 | 0 | 0 | 0 | 0 | 0 | 0 | 0 | 0 | 0 | 0 | 0 | 0 | 0 | 0 | 0 | 0 | 0 | 0 | 0 | 0 | 0 | 0 | 0 | 0 | 0 | 0 | 0 | 0 | 0 | 0 | 0 | 0 | 0 | 0 | 0 | 0 | 0
10 | 0 | 0 | 0 | 0 | 0 | 0 | 0 | 0 | 0 | 0 | 0 | 0 | 0 | 0 | 0 | 0 | 0 | 0 | 0 | 0 | 0 | 0 | 0 | 0 | 0 | 0 | 0 | 0 | 0 | 0 | 0 | 0 | 0 | 0 | 0 | 0 | 0 | 0 | 0 | 0 | 0 | 0 | 0 | 0 | 0 | 0 | 0 | 0 | 0 | 0 | 0
Annualized Cost of Equipment - Utility - Component 2
Equipment | Year 0 | Year 1 | Year 2 | Year 3 | Year 4 | Year 5 | Year 6 | Year 7 | Year 8 | Year 9 | Year 10 | Year 11 | Year 12 | Year 13 | Year 14 | Year 15 | Year 16 | Year 17 | Year 18 | Year 19 | Year 20 | Year 21 | Year 22 | Year 23 | Year 24 | Year 25 | Year 26 | Year 27 | Year 28 | Year 29 | Year 30 | Year 31 | Year 32 | Year 33 | Year 34 | Year 35 | Year 36 | Year 37 | Year 38 | Year 39 | Year 40 | Year 41 | Year 42 | Year 43 | Year 44 | Year 45 | Year 46 | Year 47 | Year 48 | Year 49 | Year 50
1 | 0 | 0 | 0 | 0 | 0 | 0 | 0 | 0 | 0 | 0 | 0 | 0 | 0 | 0 | 0 | 0 | 0 | 0 | 0 | 0 | 0 | 0 | 0 | 0 | 0 | 0 | 0 | 0 | 0 | 0 | 0 | 0 | 0 | 0 | 0 | 0 | 0 | 0 | 0 | 0 | 0 | 0 | 0 | 0 | 0 | 0 | 0 | 0 | 0 | 0 | 0
2 | 0 | 0 | 0 | 0 | 0 | 0 | 0 | 0 | 0 | 0 | 0 | 0 | 0 | 0 | 0 | 0 | 0 | 0 | 0 | 0 | 0 | 0 | 0 | 0 | 0 | 0 | 0 | 0 | 0 | 0 | 0 | 0 | 0 | 0 | 0 | 0 | 0 | 0 | 0 | 0 | 0 | 0 | 0 | 0 | 0 | 0 | 0 | 0 | 0 | 0 | 0
3 | 0 | 0 | 0 | 0 | 0 | 0 | 0 | 0 | 0 | 0 | 0 | 0 | 0 | 0 | 0 | 0 | 0 | 0 | 0 | 0 | 0 | 0 | 0 | 0 | 0 | 0 | 0 | 0 | 0 | 0 | 0 | 0 | 0 | 0 | 0 | 0 | 0 | 0 | 0 | 0 | 0 | 0 | 0 | 0 | 0 | 0 | 0 | 0 | 0 | 0 | 0
4 | 0 | 0 | 0 | 0 | 0 | 0 | 0 | 0 | 0 | 0 | 0 | 0 | 0 | 0 | 0 | 0 | 0 | 0 | 0 | 0 | 0 | 0 | 0 | 0 | 0 | 0 | 0 | 0 | 0 | 0 | 0 | 0 | 0 | 0 | 0 | 0 | 0 | 0 | 0 | 0 | 0 | 0 | 0 | 0 | 0 | 0 | 0 | 0 | 0 | 0 | 0
5 | 0 | 0 | 0 | 0 | 0 | 0 | 0 | 0 | 0 | 0 | 0 | 0 | 0 | 0 | 0 | 0 | 0 | 0 | 0 | 0 | 0 | 0 | 0 | 0 | 0 | 0 | 0 | 0 | 0 | 0 | 0 | 0 | 0 | 0 | 0 | 0 | 0 | 0 | 0 | 0 | 0 | 0 | 0 | 0 | 0 | 0 | 0 | 0 | 0 | 0 | 0
6 | 0 | 0 | 0 | 0 | 0 | 0 | 0 | 0 | 0 | 0 | 0 | 0 | 0 | 0 | 0 | 0 | 0 | 0 | 0 | 0 | 0 | 0 | 0 | 0 | 0 | 0 | 0 | 0 | 0 | 0 | 0 | 0 | 0 | 0 | 0 | 0 | 0 | 0 | 0 | 0 | 0 | 0 | 0 | 0 | 0 | 0 | 0 | 0 | 0 | 0 | 0
7 | 0 | 0 | 0 | 0 | 0 | 0 | 0 | 0 | 0 | 0 | 0 | 0 | 0 | 0 | 0 | 0 | 0 | 0 | 0 | 0 | 0 | 0 | 0 | 0 | 0 | 0 | 0 | 0 | 0 | 0 | 0 | 0 | 0 | 0 | 0 | 0 | 0 | 0 | 0 | 0 | 0 | 0 | 0 | 0 | 0 | 0 | 0 | 0 | 0 | 0 | 0
8 | 0 | 0 | 0 | 0 | 0 | 0 | 0 | 0 | 0 | 0 | 0 | 0 | 0 | 0 | 0 | 0 | 0 | 0 | 0 | 0 | 0 | 0 | 0 | 0 | 0 | 0 | 0 | 0 | 0 | 0 | 0 | 0 | 0 | 0 | 0 | 0 | 0 | 0 | 0 | 0 | 0 | 0 | 0 | 0 | 0 | 0 | 0 | 0 | 0 | 0 | 0
9 | 0 | 0 | 0 | 0 | 0 | 0 | 0 | 0 | 0 | 0 | 0 | 0 | 0 | 0 | 0 | 0 | 0 | 0 | 0 | 0 | 0 | 0 | 0 | 0 | 0 | 0 | 0 | 0 | 0 | 0 | 0 | 0 | 0 | 0 | 0 | 0 | 0 | 0 | 0 | 0 | 0 | 0 | 0 | 0 | 0 | 0 | 0 | 0 | 0 | 0 | 0
10 | 0 | 0 | 0 | 0 | 0 | 0 | 0 | 0 | 0 | 0 | 0 | 0 | 0 | 0 | 0 | 0 | 0 | 0 | 0 | 0 | 0 | 0 | 0 | 0 | 0 | 0 | 0 | 0 | 0 | 0 | 0 | 0 | 0 | 0 | 0 | 0 | 0 | 0 | 0 | 0 | 0 | 0 | 0 | 0 | 0 | 0 | 0 | 0 | 0 | 0 | 0
Annualized Cost of Operation - Participant - Component 2
Equipment | Year 0 | Year 1 | Year 2 | Year 3 | Year 4 | Year 5 | Year 6 | Year 7 | Year 8 | Year 9 | Year 10 | Year 11 | Year 12 | Year 13 | Year 14 | Year 15 | Year 16 | Year 17 | Year 18 | Year 19 | Year 20 | Year 21 | Year 22 | Year 23 | Year 24 | Year 25 | Year 26 | Year 27 | Year 28 | Year 29 | Year 30 | Year 31 | Year 32 | Year 33 | Year 34 | Year 35 | Year 36 | Year 37 | Year 38 | Year 39 | Year 40 | Year 41 | Year 42 | Year 43 | Year 44 | Year 45 | Year 46 | Year 47 | Year 48 | Year 49 | Year 50
1 | 0 | 0 | 0 | 0 | 0 | 0 | 0 | 0 | 0 | 0 | 0 | 0 | 0 | 0 | 0 | 0 | 0 | 0 | 0 | 0 | 0 | 0 | 0 | 0 | 0 | 0 | 0 | 0 | 0 | 0 | 0 | 0 | 0 | 0 | 0 | 0 | 0 | 0 | 0 | 0 | 0 | 0 | 0 | 0 | 0 | 0 | 0 | 0 | 0 | 0 | 0
2 | 0 | 0 | 0 | 0 | 0 | 0 | 0 | 0 | 0 | 0 | 0 | 0 | 0 | 0 | 0 | 0 | 0 | 0 | 0 | 0 | 0 | 0 | 0 | 0 | 0 | 0 | 0 | 0 | 0 | 0 | 0 | 0 | 0 | 0 | 0 | 0 | 0 | 0 | 0 | 0 | 0 | 0 | 0 | 0 | 0 | 0 | 0 | 0 | 0 | 0 | 0
3 | 0 | 0 | 0 | 0 | 0 | 0 | 0 | 0 | 0 | 0 | 0 | 0 | 0 | 0 | 0 | 0 | 0 | 0 | 0 | 0 | 0 | 0 | 0 | 0 | 0 | 0 | 0 | 0 | 0 | 0 | 0 | 0 | 0 | 0 | 0 | 0 | 0 | 0 | 0 | 0 | 0 | 0 | 0 | 0 | 0 | 0 | 0 | 0 | 0 | 0 | 0
4 | 0 | 0 | 0 | 0 | 0 | 0 | 0 | 0 | 0 | 0 | 0 | 0 | 0 | 0 | 0 | 0 | 0 | 0 | 0 | 0 | 0 | 0 | 0 | 0 | 0 | 0 | 0 | 0 | 0 | 0 | 0 | 0 | 0 | 0 | 0 | 0 | 0 | 0 | 0 | 0 | 0 | 0 | 0 | 0 | 0 | 0 | 0 | 0 | 0 | 0 | 0
5 | 0 | 0 | 0 | 0 | 0 | 0 | 0 | 0 | 0 | 0 | 0 | 0 | 0 | 0 | 0 | 0 | 0 | 0 | 0 | 0 | 0 | 0 | 0 | 0 | 0 | 0 | 0 | 0 | 0 | 0 | 0 | 0 | 0 | 0 | 0 | 0 | 0 | 0 | 0 | 0 | 0 | 0 | 0 | 0 | 0 | 0 | 0 | 0 | 0 | 0 | 0
6 | 0 | 0 | 0 | 0 | 0 | 0 | 0 | 0 | 0 | 0 | 0 | 0 | 0 | 0 | 0 | 0 | 0 | 0 | 0 | 0 | 0 | 0 | 0 | 0 | 0 | 0 | 0 | 0 | 0 | 0 | 0 | 0 | 0 | 0 | 0 | 0 | 0 | 0 | 0 | 0 | 0 | 0 | 0 | 0 | 0 | 0 | 0 | 0 | 0 | 0 | 0
7 | 0 | 0 | 0 | 0 | 0 | 0 | 0 | 0 | 0 | 0 | 0 | 0 | 0 | 0 | 0 | 0 | 0 | 0 | 0 | 0 | 0 | 0 | 0 | 0 | 0 | 0 | 0 | 0 | 0 | 0 | 0 | 0 | 0 | 0 | 0 | 0 | 0 | 0 | 0 | 0 | 0 | 0 | 0 | 0 | 0 | 0 | 0 | 0 | 0 | 0 | 0
8 | 0 | 0 | 0 | 0 | 0 | 0 | 0 | 0 | 0 | 0 | 0 | 0 | 0 | 0 | 0 | 0 | 0 | 0 | 0 | 0 | 0 | 0 | 0 | 0 | 0 | 0 | 0 | 0 | 0 | 0 | 0 | 0 | 0 | 0 | 0 | 0 | 0 | 0 | 0 | 0 | 0 | 0 | 0 | 0 | 0 | 0 | 0 | 0 | 0 | 0 | 0
9 | 0 | 0 | 0 | 0 | 0 | 0 | 0 | 0 | 0 | 0 | 0 | 0 | 0 | 0 | 0 | 0 | 0 | 0 | 0 | 0 | 0 | 0 | 0 | 0 | 0 | 0 | 0 | 0 | 0 | 0 | 0 | 0 | 0 | 0 | 0 | 0 | 0 | 0 | 0 | 0 | 0 | 0 | 0 | 0 | 0 | 0 | 0 | 0 | 0 | 0 | 0
10 | 0 | 0 | 0 | 0 | 0 | 0 | 0 | 0 | 0 | 0 | 0 | 0 | 0 | 0 | 0 | 0 | 0 | 0 | 0 | 0 | 0 | 0 | 0 | 0 | 0 | 0 | 0 | 0 | 0 | 0 | 0 | 0 | 0 | 0 | 0 | 0 | 0 | 0 | 0 | 0 | 0 | 0 | 0 | 0 | 0 | 0 | 0 | 0 | 0 | 0 | 0
Annualized Cost of Equipment - Participant - Component 2
Equipment | Year 0 | Year 1 | Year 2 | Year 3 | Year 4 | Year 5 | Year 6 | Year 7 | Year 8 | Year 9 | Year 10 | Year 11 | Year 12 | Year 13 | Year 14 | Year 15 | Year 16 | Year 17 | Year 18 | Year 19 | Year 20 | Year 21 | Year 22 | Year 23 | Year 24 | Year 25 | Year 26 | Year 27 | Year 28 | Year 29 | Year 30 | Year 31 | Year 32 | Year 33 | Year 34 | Year 35 | Year 36 | Year 37 | Year 38 | Year 39 | Year 40 | Year 41 | Year 42 | Year 43 | Year 44 | Year 45 | Year 46 | Year 47 | Year 48 | Year 49 | Year 50
1 | 0 | 0 | 0 | 0 | 0 | 0 | 0 | 0 | 0 | 0 | 0 | 0 | 0 | 0 | 0 | 0 | 0 | 0 | 0 | 0 | 0 | 0 | 0 | 0 | 0 | 0 | 0 | 0 | 0 | 0 | 0 | 0 | 0 | 0 | 0 | 0 | 0 | 0 | 0 | 0 | 0 | 0 | 0 | 0 | 0 | 0 | 0 | 0 | 0 | 0 | 0
2 | 0 | 0 | 0 | 0 | 0 | 0 | 0 | 0 | 0 | 0 | 0 | 0 | 0 | 0 | 0 | 0 | 0 | 0 | 0 | 0 | 0 | 0 | 0 | 0 | 0 | 0 | 0 | 0 | 0 | 0 | 0 | 0 | 0 | 0 | 0 | 0 | 0 | 0 | 0 | 0 | 0 | 0 | 0 | 0 | 0 | 0 | 0 | 0 | 0 | 0 | 0
3 | 0 | 0 | 0 | 0 | 0 | 0 | 0 | 0 | 0 | 0 | 0 | 0 | 0 | 0 | 0 | 0 | 0 | 0 | 0 | 0 | 0 | 0 | 0 | 0 | 0 | 0 | 0 | 0 | 0 | 0 | 0 | 0 | 0 | 0 | 0 | 0 | 0 | 0 | 0 | 0 | 0 | 0 | 0 | 0 | 0 | 0 | 0 | 0 | 0 | 0 | 0
4 | 0 | 0 | 0 | 0 | 0 | 0 | 0 | 0 | 0 | 0 | 0 | 0 | 0 | 0 | 0 | 0 | 0 | 0 | 0 | 0 | 0 | 0 | 0 | 0 | 0 | 0 | 0 | 0 | 0 | 0 | 0 | 0 | 0 | 0 | 0 | 0 | 0 | 0 | 0 | 0 | 0 | 0 | 0 | 0 | 0 | 0 | 0 | 0 | 0 | 0 | 0
5 | 0 | 0 | 0 | 0 | 0 | 0 | 0 | 0 | 0 | 0 | 0 | 0 | 0 | 0 | 0 | 0 | 0 | 0 | 0 | 0 | 0 | 0 | 0 | 0 | 0 | 0 | 0 | 0 | 0 | 0 | 0 | 0 | 0 | 0 | 0 | 0 | 0 | 0 | 0 | 0 | 0 | 0 | 0 | 0 | 0 | 0 | 0 | 0 | 0 | 0 | 0
6 | 0 | 0 | 0 | 0 | 0 | 0 | 0 | 0 | 0 | 0 | 0 | 0 | 0 | 0 | 0 | 0 | 0 | 0 | 0 | 0 | 0 | 0 | 0 | 0 | 0 | 0 | 0 | 0 | 0 | 0 | 0 | 0 | 0 | 0 | 0 | 0 | 0 | 0 | 0 | 0 | 0 | 0 | 0 | 0 | 0 | 0 | 0 | 0 | 0 | 0 | 0
7 | 0 | 0 | 0 | 0 | 0 | 0 | 0 | 0 | 0 | 0 | 0 | 0 | 0 | 0 | 0 | 0 | 0 | 0 | 0 | 0 | 0 | 0 | 0 | 0 | 0 | 0 | 0 | 0 | 0 | 0 | 0 | 0 | 0 | 0 | 0 | 0 | 0 | 0 | 0 | 0 | 0 | 0 | 0 | 0 | 0 | 0 | 0 | 0 | 0 | 0 | 0
8 | 0 | 0 | 0 | 0 | 0 | 0 | 0 | 0 | 0 | 0 | 0 | 0 | 0 | 0 | 0 | 0 | 0 | 0 | 0 | 0 | 0 | 0 | 0 | 0 | 0 | 0 | 0 | 0 | 0 | 0 | 0 | 0 | 0 | 0 | 0 | 0 | 0 | 0 | 0 | 0 | 0 | 0 | 0 | 0 | 0 | 0 | 0 | 0 | 0 | 0 | 0
9 | 0 | 0 | 0 | 0 | 0 | 0 | 0 | 0 | 0 | 0 | 0 | 0 | 0 | 0 | 0 | 0 | 0 | 0 | 0 | 0 | 0 | 0 | 0 | 0 | 0 | 0 | 0 | 0 | 0 | 0 | 0 | 0 | 0 | 0 | 0 | 0 | 0 | 0 | 0 | 0 | 0 | 0 | 0 | 0 | 0 | 0 | 0 | 0 | 0 | 0 | 0
10 | 0 | 0 | 0 | 0 | 0 | 0 | 0 | 0 | 0 | 0 | 0 | 0 | 0 | 0 | 0 | 0 | 0 | 0 | 0 | 0 | 0 | 0 | 0 | 0 | 0 | 0 | 0 | 0 | 0 | 0 | 0 | 0 | 0 | 0 | 0 | 0 | 0 | 0 | 0 | 0 | 0 | 0 | 0 | 0 | 0 | 0 | 0 | 0 | 0 | 0 | 0
Annualized kBTUs - Component 2
Equipment | Year 0 | Year 1 | Year 2 | Year 3 | Year 4 | Year 5 | Year 6 | Year 7 | Year 8 | Year 9 | Year 10 | Year 11 | Year 12 | Year 13 | Year 14 | Year 15 | Year 16 | Year 17 | Year 18 | Year 19 | Year 20 | Year 21 | Year 22 | Year 23 | Year 24 | Year 25 | Year 26 | Year 27 | Year 28 | Year 29 | Year 30 | Year 31 | Year 32 | Year 33 | Year 34 | Year 35 | Year 36 | Year 37 | Year 38 | Year 39 | Year 40 | Year 41 | Year 42 | Year 43 | Year 44 | Year 45 | Year 46 | Year 47 | Year 48 | Year 49 | Year 50
1 | 0 | 0 | 0 | 0 | 0 | 0 | 0 | 0 | 0 | 0 | 0 | 0 | 0 | 0 | 0 | 0 | 0 | 0 | 0 | 0 | 0 | 0 | 0 | 0 | 0 | 0 | 0 | 0 | 0 | 0 | 0 | 0 | 0 | 0 | 0 | 0 | 0 | 0 | 0 | 0 | 0 | 0 | 0 | 0 | 0 | 0 | 0 | 0 | 0 | 0 | 0
2 | 0 | 0 | 0 | 0 | 0 | 0 | 0 | 0 | 0 | 0 | 0 | 0 | 0 | 0 | 0 | 0 | 0 | 0 | 0 | 0 | 0 | 0 | 0 | 0 | 0 | 0 | 0 | 0 | 0 | 0 | 0 | 0 | 0 | 0 | 0 | 0 | 0 | 0 | 0 | 0 | 0 | 0 | 0 | 0 | 0 | 0 | 0 | 0 | 0 | 0 | 0
3 | 0 | 0 | 0 | 0 | 0 | 0 | 0 | 0 | 0 | 0 | 0 | 0 | 0 | 0 | 0 | 0 | 0 | 0 | 0 | 0 | 0 | 0 | 0 | 0 | 0 | 0 | 0 | 0 | 0 | 0 | 0 | 0 | 0 | 0 | 0 | 0 | 0 | 0 | 0 | 0 | 0 | 0 | 0 | 0 | 0 | 0 | 0 | 0 | 0 | 0 | 0
4 | 0 | 0 | 0 | 0 | 0 | 0 | 0 | 0 | 0 | 0 | 0 | 0 | 0 | 0 | 0 | 0 | 0 | 0 | 0 | 0 | 0 | 0 | 0 | 0 | 0 | 0 | 0 | 0 | 0 | 0 | 0 | 0 | 0 | 0 | 0 | 0 | 0 | 0 | 0 | 0 | 0 | 0 | 0 | 0 | 0 | 0 | 0 | 0 | 0 | 0 | 0
5 | 0 | 0 | 0 | 0 | 0 | 0 | 0 | 0 | 0 | 0 | 0 | 0 | 0 | 0 | 0 | 0 | 0 | 0 | 0 | 0 | 0 | 0 | 0 | 0 | 0 | 0 | 0 | 0 | 0 | 0 | 0 | 0 | 0 | 0 | 0 | 0 | 0 | 0 | 0 | 0 | 0 | 0 | 0 | 0 | 0 | 0 | 0 | 0 | 0 | 0 | 0
6 | 0 | 0 | 0 | 0 | 0 | 0 | 0 | 0 | 0 | 0 | 0 | 0 | 0 | 0 | 0 | 0 | 0 | 0 | 0 | 0 | 0 | 0 | 0 | 0 | 0 | 0 | 0 | 0 | 0 | 0 | 0 | 0 | 0 | 0 | 0 | 0 | 0 | 0 | 0 | 0 | 0 | 0 | 0 | 0 | 0 | 0 | 0 | 0 | 0 | 0 | 0
7 | 0 | 0 | 0 | 0 | 0 | 0 | 0 | 0 | 0 | 0 | 0 | 0 | 0 | 0 | 0 | 0 | 0 | 0 | 0 | 0 | 0 | 0 | 0 | 0 | 0 | 0 | 0 | 0 | 0 | 0 | 0 | 0 | 0 | 0 | 0 | 0 | 0 | 0 | 0 | 0 | 0 | 0 | 0 | 0 | 0 | 0 | 0 | 0 | 0 | 0 | 0
8 | 0 | 0 | 0 | 0 | 0 | 0 | 0 | 0 | 0 | 0 | 0 | 0 | 0 | 0 | 0 | 0 | 0 | 0 | 0 | 0 | 0 | 0 | 0 | 0 | 0 | 0 | 0 | 0 | 0 | 0 | 0 | 0 | 0 | 0 | 0 | 0 | 0 | 0 | 0 | 0 | 0 | 0 | 0 | 0 | 0 | 0 | 0 | 0 | 0 | 0 | 0
9 | 0 | 0 | 0 | 0 | 0 | 0 | 0 | 0 | 0 | 0 | 0 | 0 | 0 | 0 | 0 | 0 | 0 | 0 | 0 | 0 | 0 | 0 | 0 | 0 | 0 | 0 | 0 | 0 | 0 | 0 | 0 | 0 | 0 | 0 | 0 | 0 | 0 | 0 | 0 | 0 | 0 | 0 | 0 | 0 | 0 | 0 | 0 | 0 | 0 | 0 | 0
10 | 0 | 0 | 0 | 0 | 0 | 0 | 0 | 0 | 0 | 0 | 0 | 0 | 0 | 0 | 0 | 0 | 0 | 0 | 0 | 0 | 0 | 0 | 0 | 0 | 0 | 0 | 0 | 0 | 0 | 0 | 0 | 0 | 0 | 0 | 0 | 0 | 0 | 0 | 0 | 0 | 0 | 0 | 0 | 0 | 0 | 0 | 0 | 0 | 0 | 0 | 0
On Market - Component 2
Equipment | Year 0 | Year 1 | Year 2 | Year 3 | Year 4 | Year 5 | Year 6 | Year 7 | Year 8 | Year 9 | Year 10 | Year 11 | Year 12 | Year 13 | Year 14 | Year 15 | Year 16 | Year 17 | Year 18 | Year 19 | Year 20 | Year 21 | Year 22 | Year 23 | Year 24 | Year 25 | Year 26 | Year 27 | Year 28 | Year 29 | Year 30 | Year 31 | Year 32 | Year 33 | Year 34 | Year 35 | Year 36 | Year 37 | Year 38 | Year 39 | Year 40 | Year 41 | Year 42 | Year 43 | Year 44 | Year 45 | Year 46 | Year 47 | Year 48 | Year 49 | Year 50
1 | 0 | 0 | 0 | 0 | 0 | 0 | 0 | 0 | 0 | 0 | 0 | 0 | 0 | 0 | 0 | 0 | 0 | 0 | 0 | 0 | 0 | 0 | 0 | 0 | 0 | 0 | 0 | 0 | 0 | 0 | 0 | 0 | 0 | 0 | 0 | 0 | 0 | 0 | 0 | 0 | 0 | 0 | 0 | 0 | 0 | 0 | 0 | 0 | 0 | 0 | 0
2 | 0 | 0 | 0 | 0 | 0 | 0 | 0 | 0 | 0 | 0 | 0 | 0 | 0 | 0 | 0 | 0 | 0 | 0 | 0 | 0 | 0 | 0 | 0 | 0 | 0 | 0 | 0 | 0 | 0 | 0 | 0 | 0 | 0 | 0 | 0 | 0 | 0 | 0 | 0 | 0 | 0 | 0 | 0 | 0 | 0 | 0 | 0 | 0 | 0 | 0 | 0
3 | 0 | 0 | 0 | 0 | 0 | 0 | 0 | 0 | 0 | 0 | 0 | 0 | 0 | 0 | 0 | 0 | 0 | 0 | 0 | 0 | 0 | 0 | 0 | 0 | 0 | 0 | 0 | 0 | 0 | 0 | 0 | 0 | 0 | 0 | 0 | 0 | 0 | 0 | 0 | 0 | 0 | 0 | 0 | 0 | 0 | 0 | 0 | 0 | 0 | 0 | 0
4 | 0 | 0 | 0 | 0 | 0 | 0 | 0 | 0 | 0 | 0 | 0 | 0 | 0 | 0 | 0 | 0 | 0 | 0 | 0 | 0 | 0 | 0 | 0 | 0 | 0 | 0 | 0 | 0 | 0 | 0 | 0 | 0 | 0 | 0 | 0 | 0 | 0 | 0 | 0 | 0 | 0 | 0 | 0 | 0 | 0 | 0 | 0 | 0 | 0 | 0 | 0
5 | 0 | 0 | 0 | 0 | 0 | 0 | 0 | 0 | 0 | 0 | 0 | 0 | 0 | 0 | 0 | 0 | 0 | 0 | 0 | 0 | 0 | 0 | 0 | 0 | 0 | 0 | 0 | 0 | 0 | 0 | 0 | 0 | 0 | 0 | 0 | 0 | 0 | 0 | 0 | 0 | 0 | 0 | 0 | 0 | 0 | 0 | 0 | 0 | 0 | 0 | 0
6 | 0 | 0 | 0 | 0 | 0 | 0 | 0 | 0 | 0 | 0 | 0 | 0 | 0 | 0 | 0 | 0 | 0 | 0 | 0 | 0 | 0 | 0 | 0 | 0 | 0 | 0 | 0 | 0 | 0 | 0 | 0 | 0 | 0 | 0 | 0 | 0 | 0 | 0 | 0 | 0 | 0 | 0 | 0 | 0 | 0 | 0 | 0 | 0 | 0 | 0 | 0
7 | 0 | 0 | 0 | 0 | 0 | 0 | 0 | 0 | 0 | 0 | 0 | 0 | 0 | 0 | 0 | 0 | 0 | 0 | 0 | 0 | 0 | 0 | 0 | 0 | 0 | 0 | 0 | 0 | 0 | 0 | 0 | 0 | 0 | 0 | 0 | 0 | 0 | 0 | 0 | 0 | 0 | 0 | 0 | 0 | 0 | 0 | 0 | 0 | 0 | 0 | 0
8 | 0 | 0 | 0 | 0 | 0 | 0 | 0 | 0 | 0 | 0 | 0 | 0 | 0 | 0 | 0 | 0 | 0 | 0 | 0 | 0 | 0 | 0 | 0 | 0 | 0 | 0 | 0 | 0 | 0 | 0 | 0 | 0 | 0 | 0 | 0 | 0 | 0 | 0 | 0 | 0 | 0 | 0 | 0 | 0 | 0 | 0 | 0 | 0 | 0 | 0 | 0
9 | 0 | 0 | 0 | 0 | 0 | 0 | 0 | 0 | 0 | 0 | 0 | 0 | 0 | 0 | 0 | 0 | 0 | 0 | 0 | 0 | 0 | 0 | 0 | 0 | 0 | 0 | 0 | 0 | 0 | 0 | 0 | 0 | 0 | 0 | 0 | 0 | 0 | 0 | 0 | 0 | 0 | 0 | 0 | 0 | 0 | 0 | 0 | 0 | 0 | 0 | 0
10 | 0 | 0 | 0 | 0 | 0 | 0 | 0 | 0 | 0 | 0 | 0 | 0 | 0 | 0 | 0 | 0 | 0 | 0 | 0 | 0 | 0 | 0 | 0 | 0 | 0 | 0 | 0 | 0 | 0 | 0 | 0 | 0 | 0 | 0 | 0 | 0 | 0 | 0 | 0 | 0 | 0 | 0 | 0 | 0 | 0 | 0 | 0 | 0 | 0 | 0 | 0
Technical kBTUs - Component 2
Value | Year 0 | Year 1 | Year 2 | Year 3 | Year 4 | Year 5 | Year 6 | Year 7 | Year 8 | Year 9 | Year 10 | Year 11 | Year 12 | Year 13 | Year 14 | Year 15 | Year 16 | Year 17 | Year 18 | Year 19 | Year 20 | Year 21 | Year 22 | Year 23 | Year 24 | Year 25 | Year 26 | Year 27 | Year 28 | Year 29 | Year 30 | Year 31 | Year 32 | Year 33 | Year 34 | Year 35 | Year 36 | Year 37 | Year 38 | Year 39 | Year 40 | Year 41 | Year 42 | Year 43 | Year 44 | Year 45 | Year 46 | Year 47 | Year 48 | Year 49 | Year 50
Annualized kBTUs | 0 | 0 | 0 | 0 | 0 | 0 | 0 | 0 | 0 | 0 | 0 | 0 | 0 | 0 | 0 | 0 | 0 | 0 | 0 | 0 | 0 | 0 | 0 | 0 | 0 | 0 | 0 | 0 | 0 | 0 | 0 | 0 | 0 | 0 | 0 | 0 | 0 | 0 | 0 | 0 | 0 | 0 | 0 | 0 | 0 | 0 | 0 | 0 | 0 | 0 | 0
Lifetimes - Component 2
Scenario | Year 0 | Year 1 | Year 2 | Year 3 | Year 4 | Year 5 | Year 6 | Year 7 | Year 8 | Year 9 | Year 10 | Year 11 | Year 12 | Year 13 | Year 14 | Year 15 | Year 16 | Year 17 | Year 18 | Year 19 | Year 20 | Year 21 | Year 22 | Year 23 | Year 24 | Year 25 | Year 26 | Year 27 | Year 28 | Year 29 | Year 30 | Year 31 | Year 32 | Year 33 | Year 34 | Year 35 | Year 36 | Year 37 | Year 38 | Year 39 | Year 40 | Year 41 | Year 42 | Year 43 | Year 44 | Year 45 | Year 46 | Year 47 | Year 48 | Year 49 | Year 50
NC - Min. Lifetime | 0 | 0 | 0 | 0 | 0 | 0 | 0 | 0 | 0 | 0 | 0 | 0 | 0 | 0 | 0 | 0 | 0 | 0 | 0 | 0 | 0 | 0 | 0 | 0 | 0 | 0 | 0 | 0 | 0 | 0 | 0 | 0 | 0 | 0 | 0 | 0 | 0 | 0 | 0 | 0 | 0 | 0 | 0 | 0 | 0 | 0 | 0 | 0 | 0 | 0 | 0
NC - Max. Lifetime | 0 | 0 | 0 | 0 | 0 | 0 | 0 | 0 | 0 | 0 | 0 | 0 | 0 | 0 | 0 | 0 | 0 | 0 | 0 | 0 | 0 | 0 | 0 | 0 | 0 | 0 | 0 | 0 | 0 | 0 | 0 | 0 | 0 | 0 | 0 | 0 | 0 | 0 | 0 | 0 | 0 | 0 | 0 | 0 | 0 | 0 | 0 | 0 | 0 | 0 | 0
Equipment Options - Component 3
Equipment | Year 0: Label; Year 1: Min. Lifetime; Year 2: Max. Lifetime; Year 3: On Market; Year 4: Off Market; Year 5: Available; Year 6: On Date; Year 7: Off Date
1 | Year 5: 0:00; Year 6: 0; Year 7: 0
2 | Year 5: 0:00; Year 6: 0; Year 7: 0
3 | Year 5: 0:00; Year 6: 0; Year 7: 0
4 | Year 5: 0:00; Year 6: 0; Year 7: 0
5 | Year 5: 0:00; Year 6: 0; Year 7: 0
6 | Year 5: 0:00; Year 6: 0; Year 7: 0
7 | Year 5: 0:00; Year 6: 0; Year 7: 0
8 | Year 5: 0:00; Year 6: 0; Year 7: 0
9 | Year 5: 0:00; Year 6: 0; Year 7: 0
10 | Year 5: 0:00; Year 6: 0; Year 7: 0
Purchase Shares - Component 3
Equipment | Year 0 | Year 1 | Year 2 | Year 3 | Year 4 | Year 5 | Year 6 | Year 7 | Year 8 | Year 9 | Year 10 | Year 11 | Year 12 | Year 13 | Year 14 | Year 15 | Year 16 | Year 17 | Year 18 | Year 19 | Year 20 | Year 21 | Year 22 | Year 23 | Year 24 | Year 25 | Year 26 | Year 27 | Year 28 | Year 29 | Year 30 | Year 31 | Year 32 | Year 33 | Year 34 | Year 35 | Year 36 | Year 37 | Year 38 | Year 39 | Year 40 | Year 41 | Year 42 | Year 43 | Year 44 | Year 45 | Year 46 | Year 47 | Year 48 | Year 49 | Year 50
1 | bar: Year 0 to Year 50
2 | bar: Year 0 to Year 50
3 | bar: Year 0 to Year 50
4 | bar: Year 0 to Year 50
5 | bar: Year 0 to Year 50
6 | bar: Year 0 to Year 50
7 | bar: Year 0 to Year 50
8 | bar: Year 0 to Year 50
9 | bar: Year 0 to Year 50
10 | bar: Year 0 to Year 50
Annualized Cost of Operation - Utility - Component 3
Equipment | Year 0 | Year 1 | Year 2 | Year 3 | Year 4 | Year 5 | Year 6 | Year 7 | Year 8 | Year 9 | Year 10 | Year 11 | Year 12 | Year 13 | Year 14 | Year 15 | Year 16 | Year 17 | Year 18 | Year 19 | Year 20 | Year 21 | Year 22 | Year 23 | Year 24 | Year 25 | Year 26 | Year 27 | Year 28 | Year 29 | Year 30 | Year 31 | Year 32 | Year 33 | Year 34 | Year 35 | Year 36 | Year 37 | Year 38 | Year 39 | Year 40 | Year 41 | Year 42 | Year 43 | Year 44 | Year 45 | Year 46 | Year 47 | Year 48 | Year 49 | Year 50
1 | 0 | 0 | 0 | 0 | 0 | 0 | 0 | 0 | 0 | 0 | 0 | 0 | 0 | 0 | 0 | 0 | 0 | 0 | 0 | 0 | 0 | 0 | 0 | 0 | 0 | 0 | 0 | 0 | 0 | 0 | 0 | 0 | 0 | 0 | 0 | 0 | 0 | 0 | 0 | 0 | 0 | 0 | 0 | 0 | 0 | 0 | 0 | 0 | 0 | 0 | 0
2 | 0 | 0 | 0 | 0 | 0 | 0 | 0 | 0 | 0 | 0 | 0 | 0 | 0 | 0 | 0 | 0 | 0 | 0 | 0 | 0 | 0 | 0 | 0 | 0 | 0 | 0 | 0 | 0 | 0 | 0 | 0 | 0 | 0 | 0 | 0 | 0 | 0 | 0 | 0 | 0 | 0 | 0 | 0 | 0 | 0 | 0 | 0 | 0 | 0 | 0 | 0
3 | 0 | 0 | 0 | 0 | 0 | 0 | 0 | 0 | 0 | 0 | 0 | 0 | 0 | 0 | 0 | 0 | 0 | 0 | 0 | 0 | 0 | 0 | 0 | 0 | 0 | 0 | 0 | 0 | 0 | 0 | 0 | 0 | 0 | 0 | 0 | 0 | 0 | 0 | 0 | 0 | 0 | 0 | 0 | 0 | 0 | 0 | 0 | 0 | 0 | 0 | 0
4 | 0 | 0 | 0 | 0 | 0 | 0 | 0 | 0 | 0 | 0 | 0 | 0 | 0 | 0 | 0 | 0 | 0 | 0 | 0 | 0 | 0 | 0 | 0 | 0 | 0 | 0 | 0 | 0 | 0 | 0 | 0 | 0 | 0 | 0 | 0 | 0 | 0 | 0 | 0 | 0 | 0 | 0 | 0 | 0 | 0 | 0 | 0 | 0 | 0 | 0 | 0
5 | 0 | 0 | 0 | 0 | 0 | 0 | 0 | 0 | 0 | 0 | 0 | 0 | 0 | 0 | 0 | 0 | 0 | 0 | 0 | 0 | 0 | 0 | 0 | 0 | 0 | 0 | 0 | 0 | 0 | 0 | 0 | 0 | 0 | 0 | 0 | 0 | 0 | 0 | 0 | 0 | 0 | 0 | 0 | 0 | 0 | 0 | 0 | 0 | 0 | 0 | 0
6 | 0 | 0 | 0 | 0 | 0 | 0 | 0 | 0 | 0 | 0 | 0 | 0 | 0 | 0 | 0 | 0 | 0 | 0 | 0 | 0 | 0 | 0 | 0 | 0 | 0 | 0 | 0 | 0 | 0 | 0 | 0 | 0 | 0 | 0 | 0 | 0 | 0 | 0 | 0 | 0 | 0 | 0 | 0 | 0 | 0 | 0 | 0 | 0 | 0 | 0 | 0
7 | 0 | 0 | 0 | 0 | 0 | 0 | 0 | 0 | 0 | 0 | 0 | 0 | 0 | 0 | 0 | 0 | 0 | 0 | 0 | 0 | 0 | 0 | 0 | 0 | 0 | 0 | 0 | 0 | 0 | 0 | 0 | 0 | 0 | 0 | 0 | 0 | 0 | 0 | 0 | 0 | 0 | 0 | 0 | 0 | 0 | 0 | 0 | 0 | 0 | 0 | 0
8 | 0 | 0 | 0 | 0 | 0 | 0 | 0 | 0 | 0 | 0 | 0 | 0 | 0 | 0 | 0 | 0 | 0 | 0 | 0 | 0 | 0 | 0 | 0 | 0 | 0 | 0 | 0 | 0 | 0 | 0 | 0 | 0 | 0 | 0 | 0 | 0 | 0 | 0 | 0 | 0 | 0 | 0 | 0 | 0 | 0 | 0 | 0 | 0 | 0 | 0 | 0
9 | 0 | 0 | 0 | 0 | 0 | 0 | 0 | 0 | 0 | 0 | 0 | 0 | 0 | 0 | 0 | 0 | 0 | 0 | 0 | 0 | 0 | 0 | 0 | 0 | 0 | 0 | 0 | 0 | 0 | 0 | 0 | 0 | 0 | 0 | 0 | 0 | 0 | 0 | 0 | 0 | 0 | 0 | 0 | 0 | 0 | 0 | 0 | 0 | 0 | 0 | 0
10 | 0 | 0 | 0 | 0 | 0 | 0 | 0 | 0 | 0 | 0 | 0 | 0 | 0 | 0 | 0 | 0 | 0 | 0 | 0 | 0 | 0 | 0 | 0 | 0 | 0 | 0 | 0 | 0 | 0 | 0 | 0 | 0 | 0 | 0 | 0 | 0 | 0 | 0 | 0 | 0 | 0 | 0 | 0 | 0 | 0 | 0 | 0 | 0 | 0 | 0 | 0
Annualized Sales from Operation - Utility - Component 3
Equipment | Year 0 | Year 1 | Year 2 | Year 3 | Year 4 | Year 5 | Year 6 | Year 7 | Year 8 | Year 9 | Year 10 | Year 11 | Year 12 | Year 13 | Year 14 | Year 15 | Year 16 | Year 17 | Year 18 | Year 19 | Year 20 | Year 21 | Year 22 | Year 23 | Year 24 | Year 25 | Year 26 | Year 27 | Year 28 | Year 29 | Year 30 | Year 31 | Year 32 | Year 33 | Year 34 | Year 35 | Year 36 | Year 37 | Year 38 | Year 39 | Year 40 | Year 41 | Year 42 | Year 43 | Year 44 | Year 45 | Year 46 | Year 47 | Year 48 | Year 49 | Year 50
1 | 0 | 0 | 0 | 0 | 0 | 0 | 0 | 0 | 0 | 0 | 0 | 0 | 0 | 0 | 0 | 0 | 0 | 0 | 0 | 0 | 0 | 0 | 0 | 0 | 0 | 0 | 0 | 0 | 0 | 0 | 0 | 0 | 0 | 0 | 0 | 0 | 0 | 0 | 0 | 0 | 0 | 0 | 0 | 0 | 0 | 0 | 0 | 0 | 0 | 0 | 0
2 | 0 | 0 | 0 | 0 | 0 | 0 | 0 | 0 | 0 | 0 | 0 | 0 | 0 | 0 | 0 | 0 | 0 | 0 | 0 | 0 | 0 | 0 | 0 | 0 | 0 | 0 | 0 | 0 | 0 | 0 | 0 | 0 | 0 | 0 | 0 | 0 | 0 | 0 | 0 | 0 | 0 | 0 | 0 | 0 | 0 | 0 | 0 | 0 | 0 | 0 | 0
3 | 0 | 0 | 0 | 0 | 0 | 0 | 0 | 0 | 0 | 0 | 0 | 0 | 0 | 0 | 0 | 0 | 0 | 0 | 0 | 0 | 0 | 0 | 0 | 0 | 0 | 0 | 0 | 0 | 0 | 0 | 0 | 0 | 0 | 0 | 0 | 0 | 0 | 0 | 0 | 0 | 0 | 0 | 0 | 0 | 0 | 0 | 0 | 0 | 0 | 0 | 0
4 | 0 | 0 | 0 | 0 | 0 | 0 | 0 | 0 | 0 | 0 | 0 | 0 | 0 | 0 | 0 | 0 | 0 | 0 | 0 | 0 | 0 | 0 | 0 | 0 | 0 | 0 | 0 | 0 | 0 | 0 | 0 | 0 | 0 | 0 | 0 | 0 | 0 | 0 | 0 | 0 | 0 | 0 | 0 | 0 | 0 | 0 | 0 | 0 | 0 | 0 | 0
5 | 0 | 0 | 0 | 0 | 0 | 0 | 0 | 0 | 0 | 0 | 0 | 0 | 0 | 0 | 0 | 0 | 0 | 0 | 0 | 0 | 0 | 0 | 0 | 0 | 0 | 0 | 0 | 0 | 0 | 0 | 0 | 0 | 0 | 0 | 0 | 0 | 0 | 0 | 0 | 0 | 0 | 0 | 0 | 0 | 0 | 0 | 0 | 0 | 0 | 0 | 0
6 | 0 | 0 | 0 | 0 | 0 | 0 | 0 | 0 | 0 | 0 | 0 | 0 | 0 | 0 | 0 | 0 | 0 | 0 | 0 | 0 | 0 | 0 | 0 | 0 | 0 | 0 | 0 | 0 | 0 | 0 | 0 | 0 | 0 | 0 | 0 | 0 | 0 | 0 | 0 | 0 | 0 | 0 | 0 | 0 | 0 | 0 | 0 | 0 | 0 | 0 | 0
7 | 0 | 0 | 0 | 0 | 0 | 0 | 0 | 0 | 0 | 0 | 0 | 0 | 0 | 0 | 0 | 0 | 0 | 0 | 0 | 0 | 0 | 0 | 0 | 0 | 0 | 0 | 0 | 0 | 0 | 0 | 0 | 0 | 0 | 0 | 0 | 0 | 0 | 0 | 0 | 0 | 0 | 0 | 0 | 0 | 0 | 0 | 0 | 0 | 0 | 0 | 0
8 | 0 | 0 | 0 | 0 | 0 | 0 | 0 | 0 | 0 | 0 | 0 | 0 | 0 | 0 | 0 | 0 | 0 | 0 | 0 | 0 | 0 | 0 | 0 | 0 | 0 | 0 | 0 | 0 | 0 | 0 | 0 | 0 | 0 | 0 | 0 | 0 | 0 | 0 | 0 | 0 | 0 | 0 | 0 | 0 | 0 | 0 | 0 | 0 | 0 | 0 | 0
9 | 0 | 0 | 0 | 0 | 0 | 0 | 0 | 0 | 0 | 0 | 0 | 0 | 0 | 0 | 0 | 0 | 0 | 0 | 0 | 0 | 0 | 0 | 0 | 0 | 0 | 0 | 0 | 0 | 0 | 0 | 0 | 0 | 0 | 0 | 0 | 0 | 0 | 0 | 0 | 0 | 0 | 0 | 0 | 0 | 0 | 0 | 0 | 0 | 0 | 0 | 0
10 | 0 | 0 | 0 | 0 | 0 | 0 | 0 | 0 | 0 | 0 | 0 | 0 | 0 | 0 | 0 | 0 | 0 | 0 | 0 | 0 | 0 | 0 | 0 | 0 | 0 | 0 | 0 | 0 | 0 | 0 | 0 | 0 | 0 | 0 | 0 | 0 | 0 | 0 | 0 | 0 | 0 | 0 | 0 | 0 | 0 | 0 | 0 | 0 | 0 | 0 | 0
Annualized Cost of Equipment - Utility - Component 3
Equipment | Year 0 | Year 1 | Year 2 | Year 3 | Year 4 | Year 5 | Year 6 | Year 7 | Year 8 | Year 9 | Year 10 | Year 11 | Year 12 | Year 13 | Year 14 | Year 15 | Year 16 | Year 17 | Year 18 | Year 19 | Year 20 | Year 21 | Year 22 | Year 23 | Year 24 | Year 25 | Year 26 | Year 27 | Year 28 | Year 29 | Year 30 | Year 31 | Year 32 | Year 33 | Year 34 | Year 35 | Year 36 | Year 37 | Year 38 | Year 39 | Year 40 | Year 41 | Year 42 | Year 43 | Year 44 | Year 45 | Year 46 | Year 47 | Year 48 | Year 49 | Year 50
1 | 0 | 0 | 0 | 0 | 0 | 0 | 0 | 0 | 0 | 0 | 0 | 0 | 0 | 0 | 0 | 0 | 0 | 0 | 0 | 0 | 0 | 0 | 0 | 0 | 0 | 0 | 0 | 0 | 0 | 0 | 0 | 0 | 0 | 0 | 0 | 0 | 0 | 0 | 0 | 0 | 0 | 0 | 0 | 0 | 0 | 0 | 0 | 0 | 0 | 0 | 0
2 | 0 | 0 | 0 | 0 | 0 | 0 | 0 | 0 | 0 | 0 | 0 | 0 | 0 | 0 | 0 | 0 | 0 | 0 | 0 | 0 | 0 | 0 | 0 | 0 | 0 | 0 | 0 | 0 | 0 | 0 | 0 | 0 | 0 | 0 | 0 | 0 | 0 | 0 | 0 | 0 | 0 | 0 | 0 | 0 | 0 | 0 | 0 | 0 | 0 | 0 | 0
3 | 0 | 0 | 0 | 0 | 0 | 0 | 0 | 0 | 0 | 0 | 0 | 0 | 0 | 0 | 0 | 0 | 0 | 0 | 0 | 0 | 0 | 0 | 0 | 0 | 0 | 0 | 0 | 0 | 0 | 0 | 0 | 0 | 0 | 0 | 0 | 0 | 0 | 0 | 0 | 0 | 0 | 0 | 0 | 0 | 0 | 0 | 0 | 0 | 0 | 0 | 0
4 | 0 | 0 | 0 | 0 | 0 | 0 | 0 | 0 | 0 | 0 | 0 | 0 | 0 | 0 | 0 | 0 | 0 | 0 | 0 | 0 | 0 | 0 | 0 | 0 | 0 | 0 | 0 | 0 | 0 | 0 | 0 | 0 | 0 | 0 | 0 | 0 | 0 | 0 | 0 | 0 | 0 | 0 | 0 | 0 | 0 | 0 | 0 | 0 | 0 | 0 | 0
5 | 0 | 0 | 0 | 0 | 0 | 0 | 0 | 0 | 0 | 0 | 0 | 0 | 0 | 0 | 0 | 0 | 0 | 0 | 0 | 0 | 0 | 0 | 0 | 0 | 0 | 0 | 0 | 0 | 0 | 0 | 0 | 0 | 0 | 0 | 0 | 0 | 0 | 0 | 0 | 0 | 0 | 0 | 0 | 0 | 0 | 0 | 0 | 0 | 0 | 0 | 0
6 | 0 | 0 | 0 | 0 | 0 | 0 | 0 | 0 | 0 | 0 | 0 | 0 | 0 | 0 | 0 | 0 | 0 | 0 | 0 | 0 | 0 | 0 | 0 | 0 | 0 | 0 | 0 | 0 | 0 | 0 | 0 | 0 | 0 | 0 | 0 | 0 | 0 | 0 | 0 | 0 | 0 | 0 | 0 | 0 | 0 | 0 | 0 | 0 | 0 | 0 | 0
7 | 0 | 0 | 0 | 0 | 0 | 0 | 0 | 0 | 0 | 0 | 0 | 0 | 0 | 0 | 0 | 0 | 0 | 0 | 0 | 0 | 0 | 0 | 0 | 0 | 0 | 0 | 0 | 0 | 0 | 0 | 0 | 0 | 0 | 0 | 0 | 0 | 0 | 0 | 0 | 0 | 0 | 0 | 0 | 0 | 0 | 0 | 0 | 0 | 0 | 0 | 0
8 | 0 | 0 | 0 | 0 | 0 | 0 | 0 | 0 | 0 | 0 | 0 | 0 | 0 | 0 | 0 | 0 | 0 | 0 | 0 | 0 | 0 | 0 | 0 | 0 | 0 | 0 | 0 | 0 | 0 | 0 | 0 | 0 | 0 | 0 | 0 | 0 | 0 | 0 | 0 | 0 | 0 | 0 | 0 | 0 | 0 | 0 | 0 | 0 | 0 | 0 | 0
9 | 0 | 0 | 0 | 0 | 0 | 0 | 0 | 0 | 0 | 0 | 0 | 0 | 0 | 0 | 0 | 0 | 0 | 0 | 0 | 0 | 0 | 0 | 0 | 0 | 0 | 0 | 0 | 0 | 0 | 0 | 0 | 0 | 0 | 0 | 0 | 0 | 0 | 0 | 0 | 0 | 0 | 0 | 0 | 0 | 0 | 0 | 0 | 0 | 0 | 0 | 0
10 | 0 | 0 | 0 | 0 | 0 | 0 | 0 | 0 | 0 | 0 | 0 | 0 | 0 | 0 | 0 | 0 | 0 | 0 | 0 | 0 | 0 | 0 | 0 | 0 | 0 | 0 | 0 | 0 | 0 | 0 | 0 | 0 | 0 | 0 | 0 | 0 | 0 | 0 | 0 | 0 | 0 | 0 | 0 | 0 | 0 | 0 | 0 | 0 | 0 | 0 | 0
Annualized Cost of Operation - Participant - Component 3
Equipment | Year 0 | Year 1 | Year 2 | Year 3 | Year 4 | Year 5 | Year 6 | Year 7 | Year 8 | Year 9 | Year 10 | Year 11 | Year 12 | Year 13 | Year 14 | Year 15 | Year 16 | Year 17 | Year 18 | Year 19 | Year 20 | Year 21 | Year 22 | Year 23 | Year 24 | Year 25 | Year 26 | Year 27 | Year 28 | Year 29 | Year 30 | Year 31 | Year 32 | Year 33 | Year 34 | Year 35 | Year 36 | Year 37 | Year 38 | Year 39 | Year 40 | Year 41 | Year 42 | Year 43 | Year 44 | Year 45 | Year 46 | Year 47 | Year 48 | Year 49 | Year 50
1 | 0 | 0 | 0 | 0 | 0 | 0 | 0 | 0 | 0 | 0 | 0 | 0 | 0 | 0 | 0 | 0 | 0 | 0 | 0 | 0 | 0 | 0 | 0 | 0 | 0 | 0 | 0 | 0 | 0 | 0 | 0 | 0 | 0 | 0 | 0 | 0 | 0 | 0 | 0 | 0 | 0 | 0 | 0 | 0 | 0 | 0 | 0 | 0 | 0 | 0 | 0
2 | 0 | 0 | 0 | 0 | 0 | 0 | 0 | 0 | 0 | 0 | 0 | 0 | 0 | 0 | 0 | 0 | 0 | 0 | 0 | 0 | 0 | 0 | 0 | 0 | 0 | 0 | 0 | 0 | 0 | 0 | 0 | 0 | 0 | 0 | 0 | 0 | 0 | 0 | 0 | 0 | 0 | 0 | 0 | 0 | 0 | 0 | 0 | 0 | 0 | 0 | 0
3 | 0 | 0 | 0 | 0 | 0 | 0 | 0 | 0 | 0 | 0 | 0 | 0 | 0 | 0 | 0 | 0 | 0 | 0 | 0 | 0 | 0 | 0 | 0 | 0 | 0 | 0 | 0 | 0 | 0 | 0 | 0 | 0 | 0 | 0 | 0 | 0 | 0 | 0 | 0 | 0 | 0 | 0 | 0 | 0 | 0 | 0 | 0 | 0 | 0 | 0 | 0
4 | 0 | 0 | 0 | 0 | 0 | 0 | 0 | 0 | 0 | 0 | 0 | 0 | 0 | 0 | 0 | 0 | 0 | 0 | 0 | 0 | 0 | 0 | 0 | 0 | 0 | 0 | 0 | 0 | 0 | 0 | 0 | 0 | 0 | 0 | 0 | 0 | 0 | 0 | 0 | 0 | 0 | 0 | 0 | 0 | 0 | 0 | 0 | 0 | 0 | 0 | 0
5 | 0 | 0 | 0 | 0 | 0 | 0 | 0 | 0 | 0 | 0 | 0 | 0 | 0 | 0 | 0 | 0 | 0 | 0 | 0 | 0 | 0 | 0 | 0 | 0 | 0 | 0 | 0 | 0 | 0 | 0 | 0 | 0 | 0 | 0 | 0 | 0 | 0 | 0 | 0 | 0 | 0 | 0 | 0 | 0 | 0 | 0 | 0 | 0 | 0 | 0 | 0
6 | 0 | 0 | 0 | 0 | 0 | 0 | 0 | 0 | 0 | 0 | 0 | 0 | 0 | 0 | 0 | 0 | 0 | 0 | 0 | 0 | 0 | 0 | 0 | 0 | 0 | 0 | 0 | 0 | 0 | 0 | 0 | 0 | 0 | 0 | 0 | 0 | 0 | 0 | 0 | 0 | 0 | 0 | 0 | 0 | 0 | 0 | 0 | 0 | 0 | 0 | 0
7 | 0 | 0 | 0 | 0 | 0 | 0 | 0 | 0 | 0 | 0 | 0 | 0 | 0 | 0 | 0 | 0 | 0 | 0 | 0 | 0 | 0 | 0 | 0 | 0 | 0 | 0 | 0 | 0 | 0 | 0 | 0 | 0 | 0 | 0 | 0 | 0 | 0 | 0 | 0 | 0 | 0 | 0 | 0 | 0 | 0 | 0 | 0 | 0 | 0 | 0 | 0
8 | 0 | 0 | 0 | 0 | 0 | 0 | 0 | 0 | 0 | 0 | 0 | 0 | 0 | 0 | 0 | 0 | 0 | 0 | 0 | 0 | 0 | 0 | 0 | 0 | 0 | 0 | 0 | 0 | 0 | 0 | 0 | 0 | 0 | 0 | 0 | 0 | 0 | 0 | 0 | 0 | 0 | 0 | 0 | 0 | 0 | 0 | 0 | 0 | 0 | 0 | 0
9 | 0 | 0 | 0 | 0 | 0 | 0 | 0 | 0 | 0 | 0 | 0 | 0 | 0 | 0 | 0 | 0 | 0 | 0 | 0 | 0 | 0 | 0 | 0 | 0 | 0 | 0 | 0 | 0 | 0 | 0 | 0 | 0 | 0 | 0 | 0 | 0 | 0 | 0 | 0 | 0 | 0 | 0 | 0 | 0 | 0 | 0 | 0 | 0 | 0 | 0 | 0
10 | 0 | 0 | 0 | 0 | 0 | 0 | 0 | 0 | 0 | 0 | 0 | 0 | 0 | 0 | 0 | 0 | 0 | 0 | 0 | 0 | 0 | 0 | 0 | 0 | 0 | 0 | 0 | 0 | 0 | 0 | 0 | 0 | 0 | 0 | 0 | 0 | 0 | 0 | 0 | 0 | 0 | 0 | 0 | 0 | 0 | 0 | 0 | 0 | 0 | 0 | 0
Annualized Cost of Equipment - Participant - Component 3
Equipment | Year 0 | Year 1 | Year 2 | Year 3 | Year 4 | Year 5 | Year 6 | Year 7 | Year 8 | Year 9 | Year 10 | Year 11 | Year 12 | Year 13 | Year 14 | Year 15 | Year 16 | Year 17 | Year 18 | Year 19 | Year 20 | Year 21 | Year 22 | Year 23 | Year 24 | Year 25 | Year 26 | Year 27 | Year 28 | Year 29 | Year 30 | Year 31 | Year 32 | Year 33 | Year 34 | Year 35 | Year 36 | Year 37 | Year 38 | Year 39 | Year 40 | Year 41 | Year 42 | Year 43 | Year 44 | Year 45 | Year 46 | Year 47 | Year 48 | Year 49 | Year 50
1 | 0 | 0 | 0 | 0 | 0 | 0 | 0 | 0 | 0 | 0 | 0 | 0 | 0 | 0 | 0 | 0 | 0 | 0 | 0 | 0 | 0 | 0 | 0 | 0 | 0 | 0 | 0 | 0 | 0 | 0 | 0 | 0 | 0 | 0 | 0 | 0 | 0 | 0 | 0 | 0 | 0 | 0 | 0 | 0 | 0 | 0 | 0 | 0 | 0 | 0 | 0
2 | 0 | 0 | 0 | 0 | 0 | 0 | 0 | 0 | 0 | 0 | 0 | 0 | 0 | 0 | 0 | 0 | 0 | 0 | 0 | 0 | 0 | 0 | 0 | 0 | 0 | 0 | 0 | 0 | 0 | 0 | 0 | 0 | 0 | 0 | 0 | 0 | 0 | 0 | 0 | 0 | 0 | 0 | 0 | 0 | 0 | 0 | 0 | 0 | 0 | 0 | 0
3 | 0 | 0 | 0 | 0 | 0 | 0 | 0 | 0 | 0 | 0 | 0 | 0 | 0 | 0 | 0 | 0 | 0 | 0 | 0 | 0 | 0 | 0 | 0 | 0 | 0 | 0 | 0 | 0 | 0 | 0 | 0 | 0 | 0 | 0 | 0 | 0 | 0 | 0 | 0 | 0 | 0 | 0 | 0 | 0 | 0 | 0 | 0 | 0 | 0 | 0 | 0
4 | 0 | 0 | 0 | 0 | 0 | 0 | 0 | 0 | 0 | 0 | 0 | 0 | 0 | 0 | 0 | 0 | 0 | 0 | 0 | 0 | 0 | 0 | 0 | 0 | 0 | 0 | 0 | 0 | 0 | 0 | 0 | 0 | 0 | 0 | 0 | 0 | 0 | 0 | 0 | 0 | 0 | 0 | 0 | 0 | 0 | 0 | 0 | 0 | 0 | 0 | 0
5 | 0 | 0 | 0 | 0 | 0 | 0 | 0 | 0 | 0 | 0 | 0 | 0 | 0 | 0 | 0 | 0 | 0 | 0 | 0 | 0 | 0 | 0 | 0 | 0 | 0 | 0 | 0 | 0 | 0 | 0 | 0 | 0 | 0 | 0 | 0 | 0 | 0 | 0 | 0 | 0 | 0 | 0 | 0 | 0 | 0 | 0 | 0 | 0 | 0 | 0 | 0
6 | 0 | 0 | 0 | 0 | 0 | 0 | 0 | 0 | 0 | 0 | 0 | 0 | 0 | 0 | 0 | 0 | 0 | 0 | 0 | 0 | 0 | 0 | 0 | 0 | 0 | 0 | 0 | 0 | 0 | 0 | 0 | 0 | 0 | 0 | 0 | 0 | 0 | 0 | 0 | 0 | 0 | 0 | 0 | 0 | 0 | 0 | 0 | 0 | 0 | 0 | 0
7 | 0 | 0 | 0 | 0 | 0 | 0 | 0 | 0 | 0 | 0 | 0 | 0 | 0 | 0 | 0 | 0 | 0 | 0 | 0 | 0 | 0 | 0 | 0 | 0 | 0 | 0 | 0 | 0 | 0 | 0 | 0 | 0 | 0 | 0 | 0 | 0 | 0 | 0 | 0 | 0 | 0 | 0 | 0 | 0 | 0 | 0 | 0 | 0 | 0 | 0 | 0
8 | 0 | 0 | 0 | 0 | 0 | 0 | 0 | 0 | 0 | 0 | 0 | 0 | 0 | 0 | 0 | 0 | 0 | 0 | 0 | 0 | 0 | 0 | 0 | 0 | 0 | 0 | 0 | 0 | 0 | 0 | 0 | 0 | 0 | 0 | 0 | 0 | 0 | 0 | 0 | 0 | 0 | 0 | 0 | 0 | 0 | 0 | 0 | 0 | 0 | 0 | 0
9 | 0 | 0 | 0 | 0 | 0 | 0 | 0 | 0 | 0 | 0 | 0 | 0 | 0 | 0 | 0 | 0 | 0 | 0 | 0 | 0 | 0 | 0 | 0 | 0 | 0 | 0 | 0 | 0 | 0 | 0 | 0 | 0 | 0 | 0 | 0 | 0 | 0 | 0 | 0 | 0 | 0 | 0 | 0 | 0 | 0 | 0 | 0 | 0 | 0 | 0 | 0
10 | 0 | 0 | 0 | 0 | 0 | 0 | 0 | 0 | 0 | 0 | 0 | 0 | 0 | 0 | 0 | 0 | 0 | 0 | 0 | 0 | 0 | 0 | 0 | 0 | 0 | 0 | 0 | 0 | 0 | 0 | 0 | 0 | 0 | 0 | 0 | 0 | 0 | 0 | 0 | 0 | 0 | 0 | 0 | 0 | 0 | 0 | 0 | 0 | 0 | 0 | 0
Annualized kBTUs - Component 3
Equipment | Year 0 | Year 1 | Year 2 | Year 3 | Year 4 | Year 5 | Year 6 | Year 7 | Year 8 | Year 9 | Year 10 | Year 11 | Year 12 | Year 13 | Year 14 | Year 15 | Year 16 | Year 17 | Year 18 | Year 19 | Year 20 | Year 21 | Year 22 | Year 23 | Year 24 | Year 25 | Year 26 | Year 27 | Year 28 | Year 29 | Year 30 | Year 31 | Year 32 | Year 33 | Year 34 | Year 35 | Year 36 | Year 37 | Year 38 | Year 39 | Year 40 | Year 41 | Year 42 | Year 43 | Year 44 | Year 45 | Year 46 | Year 47 | Year 48 | Year 49 | Year 50
1 | 0 | 0 | 0 | 0 | 0 | 0 | 0 | 0 | 0 | 0 | 0 | 0 | 0 | 0 | 0 | 0 | 0 | 0 | 0 | 0 | 0 | 0 | 0 | 0 | 0 | 0 | 0 | 0 | 0 | 0 | 0 | 0 | 0 | 0 | 0 | 0 | 0 | 0 | 0 | 0 | 0 | 0 | 0 | 0 | 0 | 0 | 0 | 0 | 0 | 0 | 0
2 | 0 | 0 | 0 | 0 | 0 | 0 | 0 | 0 | 0 | 0 | 0 | 0 | 0 | 0 | 0 | 0 | 0 | 0 | 0 | 0 | 0 | 0 | 0 | 0 | 0 | 0 | 0 | 0 | 0 | 0 | 0 | 0 | 0 | 0 | 0 | 0 | 0 | 0 | 0 | 0 | 0 | 0 | 0 | 0 | 0 | 0 | 0 | 0 | 0 | 0 | 0
3 | 0 | 0 | 0 | 0 | 0 | 0 | 0 | 0 | 0 | 0 | 0 | 0 | 0 | 0 | 0 | 0 | 0 | 0 | 0 | 0 | 0 | 0 | 0 | 0 | 0 | 0 | 0 | 0 | 0 | 0 | 0 | 0 | 0 | 0 | 0 | 0 | 0 | 0 | 0 | 0 | 0 | 0 | 0 | 0 | 0 | 0 | 0 | 0 | 0 | 0 | 0
4 | 0 | 0 | 0 | 0 | 0 | 0 | 0 | 0 | 0 | 0 | 0 | 0 | 0 | 0 | 0 | 0 | 0 | 0 | 0 | 0 | 0 | 0 | 0 | 0 | 0 | 0 | 0 | 0 | 0 | 0 | 0 | 0 | 0 | 0 | 0 | 0 | 0 | 0 | 0 | 0 | 0 | 0 | 0 | 0 | 0 | 0 | 0 | 0 | 0 | 0 | 0
5 | 0 | 0 | 0 | 0 | 0 | 0 | 0 | 0 | 0 | 0 | 0 | 0 | 0 | 0 | 0 | 0 | 0 | 0 | 0 | 0 | 0 | 0 | 0 | 0 | 0 | 0 | 0 | 0 | 0 | 0 | 0 | 0 | 0 | 0 | 0 | 0 | 0 | 0 | 0 | 0 | 0 | 0 | 0 | 0 | 0 | 0 | 0 | 0 | 0 | 0 | 0
6 | 0 | 0 | 0 | 0 | 0 | 0 | 0 | 0 | 0 | 0 | 0 | 0 | 0 | 0 | 0 | 0 | 0 | 0 | 0 | 0 | 0 | 0 | 0 | 0 | 0 | 0 | 0 | 0 | 0 | 0 | 0 | 0 | 0 | 0 | 0 | 0 | 0 | 0 | 0 | 0 | 0 | 0 | 0 | 0 | 0 | 0 | 0 | 0 | 0 | 0 | 0
7 | 0 | 0 | 0 | 0 | 0 | 0 | 0 | 0 | 0 | 0 | 0 | 0 | 0 | 0 | 0 | 0 | 0 | 0 | 0 | 0 | 0 | 0 | 0 | 0 | 0 | 0 | 0 | 0 | 0 | 0 | 0 | 0 | 0 | 0 | 0 | 0 | 0 | 0 | 0 | 0 | 0 | 0 | 0 | 0 | 0 | 0 | 0 | 0 | 0 | 0 | 0
8 | 0 | 0 | 0 | 0 | 0 | 0 | 0 | 0 | 0 | 0 | 0 | 0 | 0 | 0 | 0 | 0 | 0 | 0 | 0 | 0 | 0 | 0 | 0 | 0 | 0 | 0 | 0 | 0 | 0 | 0 | 0 | 0 | 0 | 0 | 0 | 0 | 0 | 0 | 0 | 0 | 0 | 0 | 0 | 0 | 0 | 0 | 0 | 0 | 0 | 0 | 0
9 | 0 | 0 | 0 | 0 | 0 | 0 | 0 | 0 | 0 | 0 | 0 | 0 | 0 | 0 | 0 | 0 | 0 | 0 | 0 | 0 | 0 | 0 | 0 | 0 | 0 | 0 | 0 | 0 | 0 | 0 | 0 | 0 | 0 | 0 | 0 | 0 | 0 | 0 | 0 | 0 | 0 | 0 | 0 | 0 | 0 | 0 | 0 | 0 | 0 | 0 | 0
10 | 0 | 0 | 0 | 0 | 0 | 0 | 0 | 0 | 0 | 0 | 0 | 0 | 0 | 0 | 0 | 0 | 0 | 0 | 0 | 0 | 0 | 0 | 0 | 0 | 0 | 0 | 0 | 0 | 0 | 0 | 0 | 0 | 0 | 0 | 0 | 0 | 0 | 0 | 0 | 0 | 0 | 0 | 0 | 0 | 0 | 0 | 0 | 0 | 0 | 0 | 0
On Market - Component 3
Equipment | Year 0 | Year 1 | Year 2 | Year 3 | Year 4 | Year 5 | Year 6 | Year 7 | Year 8 | Year 9 | Year 10 | Year 11 | Year 12 | Year 13 | Year 14 | Year 15 | Year 16 | Year 17 | Year 18 | Year 19 | Year 20 | Year 21 | Year 22 | Year 23 | Year 24 | Year 25 | Year 26 | Year 27 | Year 28 | Year 29 | Year 30 | Year 31 | Year 32 | Year 33 | Year 34 | Year 35 | Year 36 | Year 37 | Year 38 | Year 39 | Year 40 | Year 41 | Year 42 | Year 43 | Year 44 | Year 45 | Year 46 | Year 47 | Year 48 | Year 49 | Year 50
1 | 0 | 0 | 0 | 0 | 0 | 0 | 0 | 0 | 0 | 0 | 0 | 0 | 0 | 0 | 0 | 0 | 0 | 0 | 0 | 0 | 0 | 0 | 0 | 0 | 0 | 0 | 0 | 0 | 0 | 0 | 0 | 0 | 0 | 0 | 0 | 0 | 0 | 0 | 0 | 0 | 0 | 0 | 0 | 0 | 0 | 0 | 0 | 0 | 0 | 0 | 0
2 | 0 | 0 | 0 | 0 | 0 | 0 | 0 | 0 | 0 | 0 | 0 | 0 | 0 | 0 | 0 | 0 | 0 | 0 | 0 | 0 | 0 | 0 | 0 | 0 | 0 | 0 | 0 | 0 | 0 | 0 | 0 | 0 | 0 | 0 | 0 | 0 | 0 | 0 | 0 | 0 | 0 | 0 | 0 | 0 | 0 | 0 | 0 | 0 | 0 | 0 | 0
3 | 0 | 0 | 0 | 0 | 0 | 0 | 0 | 0 | 0 | 0 | 0 | 0 | 0 | 0 | 0 | 0 | 0 | 0 | 0 | 0 | 0 | 0 | 0 | 0 | 0 | 0 | 0 | 0 | 0 | 0 | 0 | 0 | 0 | 0 | 0 | 0 | 0 | 0 | 0 | 0 | 0 | 0 | 0 | 0 | 0 | 0 | 0 | 0 | 0 | 0 | 0
4 | 0 | 0 | 0 | 0 | 0 | 0 | 0 | 0 | 0 | 0 | 0 | 0 | 0 | 0 | 0 | 0 | 0 | 0 | 0 | 0 | 0 | 0 | 0 | 0 | 0 | 0 | 0 | 0 | 0 | 0 | 0 | 0 | 0 | 0 | 0 | 0 | 0 | 0 | 0 | 0 | 0 | 0 | 0 | 0 | 0 | 0 | 0 | 0 | 0 | 0 | 0
5 | 0 | 0 | 0 | 0 | 0 | 0 | 0 | 0 | 0 | 0 | 0 | 0 | 0 | 0 | 0 | 0 | 0 | 0 | 0 | 0 | 0 | 0 | 0 | 0 | 0 | 0 | 0 | 0 | 0 | 0 | 0 | 0 | 0 | 0 | 0 | 0 | 0 | 0 | 0 | 0 | 0 | 0 | 0 | 0 | 0 | 0 | 0 | 0 | 0 | 0 | 0
6 | 0 | 0 | 0 | 0 | 0 | 0 | 0 | 0 | 0 | 0 | 0 | 0 | 0 | 0 | 0 | 0 | 0 | 0 | 0 | 0 | 0 | 0 | 0 | 0 | 0 | 0 | 0 | 0 | 0 | 0 | 0 | 0 | 0 | 0 | 0 | 0 | 0 | 0 | 0 | 0 | 0 | 0 | 0 | 0 | 0 | 0 | 0 | 0 | 0 | 0 | 0
7 | 0 | 0 | 0 | 0 | 0 | 0 | 0 | 0 | 0 | 0 | 0 | 0 | 0 | 0 | 0 | 0 | 0 | 0 | 0 | 0 | 0 | 0 | 0 | 0 | 0 | 0 | 0 | 0 | 0 | 0 | 0 | 0 | 0 | 0 | 0 | 0 | 0 | 0 | 0 | 0 | 0 | 0 | 0 | 0 | 0 | 0 | 0 | 0 | 0 | 0 | 0
8 | 0 | 0 | 0 | 0 | 0 | 0 | 0 | 0 | 0 | 0 | 0 | 0 | 0 | 0 | 0 | 0 | 0 | 0 | 0 | 0 | 0 | 0 | 0 | 0 | 0 | 0 | 0 | 0 | 0 | 0 | 0 | 0 | 0 | 0 | 0 | 0 | 0 | 0 | 0 | 0 | 0 | 0 | 0 | 0 | 0 | 0 | 0 | 0 | 0 | 0 | 0
9 | 0 | 0 | 0 | 0 | 0 | 0 | 0 | 0 | 0 | 0 | 0 | 0 | 0 | 0 | 0 | 0 | 0 | 0 | 0 | 0 | 0 | 0 | 0 | 0 | 0 | 0 | 0 | 0 | 0 | 0 | 0 | 0 | 0 | 0 | 0 | 0 | 0 | 0 | 0 | 0 | 0 | 0 | 0 | 0 | 0 | 0 | 0 | 0 | 0 | 0 | 0
10 | 0 | 0 | 0 | 0 | 0 | 0 | 0 | 0 | 0 | 0 | 0 | 0 | 0 | 0 | 0 | 0 | 0 | 0 | 0 | 0 | 0 | 0 | 0 | 0 | 0 | 0 | 0 | 0 | 0 | 0 | 0 | 0 | 0 | 0 | 0 | 0 | 0 | 0 | 0 | 0 | 0 | 0 | 0 | 0 | 0 | 0 | 0 | 0 | 0 | 0 | 0
Technical kBTUs - Component 3
Value | Year 0 | Year 1 | Year 2 | Year 3 | Year 4 | Year 5 | Year 6 | Year 7 | Year 8 | Year 9 | Year 10 | Year 11 | Year 12 | Year 13 | Year 14 | Year 15 | Year 16 | Year 17 | Year 18 | Year 19 | Year 20 | Year 21 | Year 22 | Year 23 | Year 24 | Year 25 | Year 26 | Year 27 | Year 28 | Year 29 | Year 30 | Year 31 | Year 32 | Year 33 | Year 34 | Year 35 | Year 36 | Year 37 | Year 38 | Year 39 | Year 40 | Year 41 | Year 42 | Year 43 | Year 44 | Year 45 | Year 46 | Year 47 | Year 48 | Year 49 | Year 50
Annualized kBTUs | 0 | 0 | 0 | 0 | 0 | 0 | 0 | 0 | 0 | 0 | 0 | 0 | 0 | 0 | 0 | 0 | 0 | 0 | 0 | 0 | 0 | 0 | 0 | 0 | 0 | 0 | 0 | 0 | 0 | 0 | 0 | 0 | 0 | 0 | 0 | 0 | 0 | 0 | 0 | 0 | 0 | 0 | 0 | 0 | 0 | 0 | 0 | 0 | 0 | 0 | 0
Lifetimes - Component 3
Scenario | Year 0 | Year 1 | Year 2 | Year 3 | Year 4 | Year 5 | Year 6 | Year 7 | Year 8 | Year 9 | Year 10 | Year 11 | Year 12 | Year 13 | Year 14 | Year 15 | Year 16 | Year 17 | Year 18 | Year 19 | Year 20 | Year 21 | Year 22 | Year 23 | Year 24 | Year 25 | Year 26 | Year 27 | Year 28 | Year 29 | Year 30 | Year 31 | Year 32 | Year 33 | Year 34 | Year 35 | Year 36 | Year 37 | Year 38 | Year 39 | Year 40 | Year 41 | Year 42 | Year 43 | Year 44 | Year 45 | Year 46 | Year 47 | Year 48 | Year 49 | Year 50
NC - Min. Lifetime | 0 | 0 | 0 | 0 | 0 | 0 | 0 | 0 | 0 | 0 | 0 | 0 | 0 | 0 | 0 | 0 | 0 | 0 | 0 | 0 | 0 | 0 | 0 | 0 | 0 | 0 | 0 | 0 | 0 | 0 | 0 | 0 | 0 | 0 | 0 | 0 | 0 | 0 | 0 | 0 | 0 | 0 | 0 | 0 | 0 | 0 | 0 | 0 | 0 | 0 | 0
NC - Max. Lifetime | 0 | 0 | 0 | 0 | 0 | 0 | 0 | 0 | 0 | 0 | 0 | 0 | 0 | 0 | 0 | 0 | 0 | 0 | 0 | 0 | 0 | 0 | 0 | 0 | 0 | 0 | 0 | 0 | 0 | 0 | 0 | 0 | 0 | 0 | 0 | 0 | 0 | 0 | 0 | 0 | 0 | 0 | 0 | 0 | 0 | 0 | 0 | 0 | 0 | 0 | 0
Equipment Options - Component 4
Equipment | Year 0: Label; Year 1: Min. Lifetime; Year 2: Max. Lifetime; Year 3: On Market; Year 4: Off Market; Year 5: Available; Year 6: On Date; Year 7: Off Date
1 | Year 5: 0:00; Year 6: 0; Year 7: 0
2 | Year 5: 0:00; Year 6: 0; Year 7: 0
3 | Year 5: 0:00; Year 6: 0; Year 7: 0
4 | Year 5: 0:00; Year 6: 0; Year 7: 0
5 | Year 5: 0:00; Year 6: 0; Year 7: 0
6 | Year 5: 0:00; Year 6: 0; Year 7: 0
7 | Year 5: 0:00; Year 6: 0; Year 7: 0
8 | Year 5: 0:00; Year 6: 0; Year 7: 0
9 | Year 5: 0:00; Year 6: 0; Year 7: 0
10 | Year 5: 0:00; Year 6: 0; Year 7: 0
Purchase Shares - Component 4
Equipment | Year 0 | Year 1 | Year 2 | Year 3 | Year 4 | Year 5 | Year 6 | Year 7 | Year 8 | Year 9 | Year 10 | Year 11 | Year 12 | Year 13 | Year 14 | Year 15 | Year 16 | Year 17 | Year 18 | Year 19 | Year 20 | Year 21 | Year 22 | Year 23 | Year 24 | Year 25 | Year 26 | Year 27 | Year 28 | Year 29 | Year 30 | Year 31 | Year 32 | Year 33 | Year 34 | Year 35 | Year 36 | Year 37 | Year 38 | Year 39 | Year 40 | Year 41 | Year 42 | Year 43 | Year 44 | Year 45 | Year 46 | Year 47 | Year 48 | Year 49 | Year 50
1 | bar: Year 0 to Year 50
2 | bar: Year 0 to Year 50
3 | bar: Year 0 to Year 50
4 | bar: Year 0 to Year 50
5 | bar: Year 0 to Year 50
6 | bar: Year 0 to Year 50
7 | bar: Year 0 to Year 50
8 | bar: Year 0 to Year 50
9 | bar: Year 0 to Year 50
10 | bar: Year 0 to Year 50
Annualized Cost of Operation - Utility - Component 4
Equipment | Year 0 | Year 1 | Year 2 | Year 3 | Year 4 | Year 5 | Year 6 | Year 7 | Year 8 | Year 9 | Year 10 | Year 11 | Year 12 | Year 13 | Year 14 | Year 15 | Year 16 | Year 17 | Year 18 | Year 19 | Year 20 | Year 21 | Year 22 | Year 23 | Year 24 | Year 25 | Year 26 | Year 27 | Year 28 | Year 29 | Year 30 | Year 31 | Year 32 | Year 33 | Year 34 | Year 35 | Year 36 | Year 37 | Year 38 | Year 39 | Year 40 | Year 41 | Year 42 | Year 43 | Year 44 | Year 45 | Year 46 | Year 47 | Year 48 | Year 49 | Year 50
1 | 0 | 0 | 0 | 0 | 0 | 0 | 0 | 0 | 0 | 0 | 0 | 0 | 0 | 0 | 0 | 0 | 0 | 0 | 0 | 0 | 0 | 0 | 0 | 0 | 0 | 0 | 0 | 0 | 0 | 0 | 0 | 0 | 0 | 0 | 0 | 0 | 0 | 0 | 0 | 0 | 0 | 0 | 0 | 0 | 0 | 0 | 0 | 0 | 0 | 0 | 0
2 | 0 | 0 | 0 | 0 | 0 | 0 | 0 | 0 | 0 | 0 | 0 | 0 | 0 | 0 | 0 | 0 | 0 | 0 | 0 | 0 | 0 | 0 | 0 | 0 | 0 | 0 | 0 | 0 | 0 | 0 | 0 | 0 | 0 | 0 | 0 | 0 | 0 | 0 | 0 | 0 | 0 | 0 | 0 | 0 | 0 | 0 | 0 | 0 | 0 | 0 | 0
3 | 0 | 0 | 0 | 0 | 0 | 0 | 0 | 0 | 0 | 0 | 0 | 0 | 0 | 0 | 0 | 0 | 0 | 0 | 0 | 0 | 0 | 0 | 0 | 0 | 0 | 0 | 0 | 0 | 0 | 0 | 0 | 0 | 0 | 0 | 0 | 0 | 0 | 0 | 0 | 0 | 0 | 0 | 0 | 0 | 0 | 0 | 0 | 0 | 0 | 0 | 0
4 | 0 | 0 | 0 | 0 | 0 | 0 | 0 | 0 | 0 | 0 | 0 | 0 | 0 | 0 | 0 | 0 | 0 | 0 | 0 | 0 | 0 | 0 | 0 | 0 | 0 | 0 | 0 | 0 | 0 | 0 | 0 | 0 | 0 | 0 | 0 | 0 | 0 | 0 | 0 | 0 | 0 | 0 | 0 | 0 | 0 | 0 | 0 | 0 | 0 | 0 | 0
5 | 0 | 0 | 0 | 0 | 0 | 0 | 0 | 0 | 0 | 0 | 0 | 0 | 0 | 0 | 0 | 0 | 0 | 0 | 0 | 0 | 0 | 0 | 0 | 0 | 0 | 0 | 0 | 0 | 0 | 0 | 0 | 0 | 0 | 0 | 0 | 0 | 0 | 0 | 0 | 0 | 0 | 0 | 0 | 0 | 0 | 0 | 0 | 0 | 0 | 0 | 0
6 | 0 | 0 | 0 | 0 | 0 | 0 | 0 | 0 | 0 | 0 | 0 | 0 | 0 | 0 | 0 | 0 | 0 | 0 | 0 | 0 | 0 | 0 | 0 | 0 | 0 | 0 | 0 | 0 | 0 | 0 | 0 | 0 | 0 | 0 | 0 | 0 | 0 | 0 | 0 | 0 | 0 | 0 | 0 | 0 | 0 | 0 | 0 | 0 | 0 | 0 | 0
7 | 0 | 0 | 0 | 0 | 0 | 0 | 0 | 0 | 0 | 0 | 0 | 0 | 0 | 0 | 0 | 0 | 0 | 0 | 0 | 0 | 0 | 0 | 0 | 0 | 0 | 0 | 0 | 0 | 0 | 0 | 0 | 0 | 0 | 0 | 0 | 0 | 0 | 0 | 0 | 0 | 0 | 0 | 0 | 0 | 0 | 0 | 0 | 0 | 0 | 0 | 0
8 | 0 | 0 | 0 | 0 | 0 | 0 | 0 | 0 | 0 | 0 | 0 | 0 | 0 | 0 | 0 | 0 | 0 | 0 | 0 | 0 | 0 | 0 | 0 | 0 | 0 | 0 | 0 | 0 | 0 | 0 | 0 | 0 | 0 | 0 | 0 | 0 | 0 | 0 | 0 | 0 | 0 | 0 | 0 | 0 | 0 | 0 | 0 | 0 | 0 | 0 | 0
9 | 0 | 0 | 0 | 0 | 0 | 0 | 0 | 0 | 0 | 0 | 0 | 0 | 0 | 0 | 0 | 0 | 0 | 0 | 0 | 0 | 0 | 0 | 0 | 0 | 0 | 0 | 0 | 0 | 0 | 0 | 0 | 0 | 0 | 0 | 0 | 0 | 0 | 0 | 0 | 0 | 0 | 0 | 0 | 0 | 0 | 0 | 0 | 0 | 0 | 0 | 0
10 | 0 | 0 | 0 | 0 | 0 | 0 | 0 | 0 | 0 | 0 | 0 | 0 | 0 | 0 | 0 | 0 | 0 | 0 | 0 | 0 | 0 | 0 | 0 | 0 | 0 | 0 | 0 | 0 | 0 | 0 | 0 | 0 | 0 | 0 | 0 | 0 | 0 | 0 | 0 | 0 | 0 | 0 | 0 | 0 | 0 | 0 | 0 | 0 | 0 | 0 | 0
Annualized Sales from Operation - Utility - Component 4
Equipment | Year 0 | Year 1 | Year 2 | Year 3 | Year 4 | Year 5 | Year 6 | Year 7 | Year 8 | Year 9 | Year 10 | Year 11 | Year 12 | Year 13 | Year 14 | Year 15 | Year 16 | Year 17 | Year 18 | Year 19 | Year 20 | Year 21 | Year 22 | Year 23 | Year 24 | Year 25 | Year 26 | Year 27 | Year 28 | Year 29 | Year 30 | Year 31 | Year 32 | Year 33 | Year 34 | Year 35 | Year 36 | Year 37 | Year 38 | Year 39 | Year 40 | Year 41 | Year 42 | Year 43 | Year 44 | Year 45 | Year 46 | Year 47 | Year 48 | Year 49 | Year 50
1 | 0 | 0 | 0 | 0 | 0 | 0 | 0 | 0 | 0 | 0 | 0 | 0 | 0 | 0 | 0 | 0 | 0 | 0 | 0 | 0 | 0 | 0 | 0 | 0 | 0 | 0 | 0 | 0 | 0 | 0 | 0 | 0 | 0 | 0 | 0 | 0 | 0 | 0 | 0 | 0 | 0 | 0 | 0 | 0 | 0 | 0 | 0 | 0 | 0 | 0 | 0
2 | 0 | 0 | 0 | 0 | 0 | 0 | 0 | 0 | 0 | 0 | 0 | 0 | 0 | 0 | 0 | 0 | 0 | 0 | 0 | 0 | 0 | 0 | 0 | 0 | 0 | 0 | 0 | 0 | 0 | 0 | 0 | 0 | 0 | 0 | 0 | 0 | 0 | 0 | 0 | 0 | 0 | 0 | 0 | 0 | 0 | 0 | 0 | 0 | 0 | 0 | 0
3 | 0 | 0 | 0 | 0 | 0 | 0 | 0 | 0 | 0 | 0 | 0 | 0 | 0 | 0 | 0 | 0 | 0 | 0 | 0 | 0 | 0 | 0 | 0 | 0 | 0 | 0 | 0 | 0 | 0 | 0 | 0 | 0 | 0 | 0 | 0 | 0 | 0 | 0 | 0 | 0 | 0 | 0 | 0 | 0 | 0 | 0 | 0 | 0 | 0 | 0 | 0
4 | 0 | 0 | 0 | 0 | 0 | 0 | 0 | 0 | 0 | 0 | 0 | 0 | 0 | 0 | 0 | 0 | 0 | 0 | 0 | 0 | 0 | 0 | 0 | 0 | 0 | 0 | 0 | 0 | 0 | 0 | 0 | 0 | 0 | 0 | 0 | 0 | 0 | 0 | 0 | 0 | 0 | 0 | 0 | 0 | 0 | 0 | 0 | 0 | 0 | 0 | 0
5 | 0 | 0 | 0 | 0 | 0 | 0 | 0 | 0 | 0 | 0 | 0 | 0 | 0 | 0 | 0 | 0 | 0 | 0 | 0 | 0 | 0 | 0 | 0 | 0 | 0 | 0 | 0 | 0 | 0 | 0 | 0 | 0 | 0 | 0 | 0 | 0 | 0 | 0 | 0 | 0 | 0 | 0 | 0 | 0 | 0 | 0 | 0 | 0 | 0 | 0 | 0
6 | 0 | 0 | 0 | 0 | 0 | 0 | 0 | 0 | 0 | 0 | 0 | 0 | 0 | 0 | 0 | 0 | 0 | 0 | 0 | 0 | 0 | 0 | 0 | 0 | 0 | 0 | 0 | 0 | 0 | 0 | 0 | 0 | 0 | 0 | 0 | 0 | 0 | 0 | 0 | 0 | 0 | 0 | 0 | 0 | 0 | 0 | 0 | 0 | 0 | 0 | 0
7 | 0 | 0 | 0 | 0 | 0 | 0 | 0 | 0 | 0 | 0 | 0 | 0 | 0 | 0 | 0 | 0 | 0 | 0 | 0 | 0 | 0 | 0 | 0 | 0 | 0 | 0 | 0 | 0 | 0 | 0 | 0 | 0 | 0 | 0 | 0 | 0 | 0 | 0 | 0 | 0 | 0 | 0 | 0 | 0 | 0 | 0 | 0 | 0 | 0 | 0 | 0
8 | 0 | 0 | 0 | 0 | 0 | 0 | 0 | 0 | 0 | 0 | 0 | 0 | 0 | 0 | 0 | 0 | 0 | 0 | 0 | 0 | 0 | 0 | 0 | 0 | 0 | 0 | 0 | 0 | 0 | 0 | 0 | 0 | 0 | 0 | 0 | 0 | 0 | 0 | 0 | 0 | 0 | 0 | 0 | 0 | 0 | 0 | 0 | 0 | 0 | 0 | 0
9 | 0 | 0 | 0 | 0 | 0 | 0 | 0 | 0 | 0 | 0 | 0 | 0 | 0 | 0 | 0 | 0 | 0 | 0 | 0 | 0 | 0 | 0 | 0 | 0 | 0 | 0 | 0 | 0 | 0 | 0 | 0 | 0 | 0 | 0 | 0 | 0 | 0 | 0 | 0 | 0 | 0 | 0 | 0 | 0 | 0 | 0 | 0 | 0 | 0 | 0 | 0
10 | 0 | 0 | 0 | 0 | 0 | 0 | 0 | 0 | 0 | 0 | 0 | 0 | 0 | 0 | 0 | 0 | 0 | 0 | 0 | 0 | 0 | 0 | 0 | 0 | 0 | 0 | 0 | 0 | 0 | 0 | 0 | 0 | 0 | 0 | 0 | 0 | 0 | 0 | 0 | 0 | 0 | 0 | 0 | 0 | 0 | 0 | 0 | 0 | 0 | 0 | 0
Annualized Cost of Equipment - Utility - Component 4
Equipment | Year 0 | Year 1 | Year 2 | Year 3 | Year 4 | Year 5 | Year 6 | Year 7 | Year 8 | Year 9 | Year 10 | Year 11 | Year 12 | Year 13 | Year 14 | Year 15 | Year 16 | Year 17 | Year 18 | Year 19 | Year 20 | Year 21 | Year 22 | Year 23 | Year 24 | Year 25 | Year 26 | Year 27 | Year 28 | Year 29 | Year 30 | Year 31 | Year 32 | Year 33 | Year 34 | Year 35 | Year 36 | Year 37 | Year 38 | Year 39 | Year 40 | Year 41 | Year 42 | Year 43 | Year 44 | Year 45 | Year 46 | Year 47 | Year 48 | Year 49 | Year 50
1 | 0 | 0 | 0 | 0 | 0 | 0 | 0 | 0 | 0 | 0 | 0 | 0 | 0 | 0 | 0 | 0 | 0 | 0 | 0 | 0 | 0 | 0 | 0 | 0 | 0 | 0 | 0 | 0 | 0 | 0 | 0 | 0 | 0 | 0 | 0 | 0 | 0 | 0 | 0 | 0 | 0 | 0 | 0 | 0 | 0 | 0 | 0 | 0 | 0 | 0 | 0
2 | 0 | 0 | 0 | 0 | 0 | 0 | 0 | 0 | 0 | 0 | 0 | 0 | 0 | 0 | 0 | 0 | 0 | 0 | 0 | 0 | 0 | 0 | 0 | 0 | 0 | 0 | 0 | 0 | 0 | 0 | 0 | 0 | 0 | 0 | 0 | 0 | 0 | 0 | 0 | 0 | 0 | 0 | 0 | 0 | 0 | 0 | 0 | 0 | 0 | 0 | 0
3 | 0 | 0 | 0 | 0 | 0 | 0 | 0 | 0 | 0 | 0 | 0 | 0 | 0 | 0 | 0 | 0 | 0 | 0 | 0 | 0 | 0 | 0 | 0 | 0 | 0 | 0 | 0 | 0 | 0 | 0 | 0 | 0 | 0 | 0 | 0 | 0 | 0 | 0 | 0 | 0 | 0 | 0 | 0 | 0 | 0 | 0 | 0 | 0 | 0 | 0 | 0
4 | 0 | 0 | 0 | 0 | 0 | 0 | 0 | 0 | 0 | 0 | 0 | 0 | 0 | 0 | 0 | 0 | 0 | 0 | 0 | 0 | 0 | 0 | 0 | 0 | 0 | 0 | 0 | 0 | 0 | 0 | 0 | 0 | 0 | 0 | 0 | 0 | 0 | 0 | 0 | 0 | 0 | 0 | 0 | 0 | 0 | 0 | 0 | 0 | 0 | 0 | 0
5 | 0 | 0 | 0 | 0 | 0 | 0 | 0 | 0 | 0 | 0 | 0 | 0 | 0 | 0 | 0 | 0 | 0 | 0 | 0 | 0 | 0 | 0 | 0 | 0 | 0 | 0 | 0 | 0 | 0 | 0 | 0 | 0 | 0 | 0 | 0 | 0 | 0 | 0 | 0 | 0 | 0 | 0 | 0 | 0 | 0 | 0 | 0 | 0 | 0 | 0 | 0
6 | 0 | 0 | 0 | 0 | 0 | 0 | 0 | 0 | 0 | 0 | 0 | 0 | 0 | 0 | 0 | 0 | 0 | 0 | 0 | 0 | 0 | 0 | 0 | 0 | 0 | 0 | 0 | 0 | 0 | 0 | 0 | 0 | 0 | 0 | 0 | 0 | 0 | 0 | 0 | 0 | 0 | 0 | 0 | 0 | 0 | 0 | 0 | 0 | 0 | 0 | 0
7 | 0 | 0 | 0 | 0 | 0 | 0 | 0 | 0 | 0 | 0 | 0 | 0 | 0 | 0 | 0 | 0 | 0 | 0 | 0 | 0 | 0 | 0 | 0 | 0 | 0 | 0 | 0 | 0 | 0 | 0 | 0 | 0 | 0 | 0 | 0 | 0 | 0 | 0 | 0 | 0 | 0 | 0 | 0 | 0 | 0 | 0 | 0 | 0 | 0 | 0 | 0
8 | 0 | 0 | 0 | 0 | 0 | 0 | 0 | 0 | 0 | 0 | 0 | 0 | 0 | 0 | 0 | 0 | 0 | 0 | 0 | 0 | 0 | 0 | 0 | 0 | 0 | 0 | 0 | 0 | 0 | 0 | 0 | 0 | 0 | 0 | 0 | 0 | 0 | 0 | 0 | 0 | 0 | 0 | 0 | 0 | 0 | 0 | 0 | 0 | 0 | 0 | 0
9 | 0 | 0 | 0 | 0 | 0 | 0 | 0 | 0 | 0 | 0 | 0 | 0 | 0 | 0 | 0 | 0 | 0 | 0 | 0 | 0 | 0 | 0 | 0 | 0 | 0 | 0 | 0 | 0 | 0 | 0 | 0 | 0 | 0 | 0 | 0 | 0 | 0 | 0 | 0 | 0 | 0 | 0 | 0 | 0 | 0 | 0 | 0 | 0 | 0 | 0 | 0
10 | 0 | 0 | 0 | 0 | 0 | 0 | 0 | 0 | 0 | 0 | 0 | 0 | 0 | 0 | 0 | 0 | 0 | 0 | 0 | 0 | 0 | 0 | 0 | 0 | 0 | 0 | 0 | 0 | 0 | 0 | 0 | 0 | 0 | 0 | 0 | 0 | 0 | 0 | 0 | 0 | 0 | 0 | 0 | 0 | 0 | 0 | 0 | 0 | 0 | 0 | 0
Annualized Cost of Operation - Participant - Component 4
Equipment | Year 0 | Year 1 | Year 2 | Year 3 | Year 4 | Year 5 | Year 6 | Year 7 | Year 8 | Year 9 | Year 10 | Year 11 | Year 12 | Year 13 | Year 14 | Year 15 | Year 16 | Year 17 | Year 18 | Year 19 | Year 20 | Year 21 | Year 22 | Year 23 | Year 24 | Year 25 | Year 26 | Year 27 | Year 28 | Year 29 | Year 30 | Year 31 | Year 32 | Year 33 | Year 34 | Year 35 | Year 36 | Year 37 | Year 38 | Year 39 | Year 40 | Year 41 | Year 42 | Year 43 | Year 44 | Year 45 | Year 46 | Year 47 | Year 48 | Year 49 | Year 50
1 | 0 | 0 | 0 | 0 | 0 | 0 | 0 | 0 | 0 | 0 | 0 | 0 | 0 | 0 | 0 | 0 | 0 | 0 | 0 | 0 | 0 | 0 | 0 | 0 | 0 | 0 | 0 | 0 | 0 | 0 | 0 | 0 | 0 | 0 | 0 | 0 | 0 | 0 | 0 | 0 | 0 | 0 | 0 | 0 | 0 | 0 | 0 | 0 | 0 | 0 | 0
2 | 0 | 0 | 0 | 0 | 0 | 0 | 0 | 0 | 0 | 0 | 0 | 0 | 0 | 0 | 0 | 0 | 0 | 0 | 0 | 0 | 0 | 0 | 0 | 0 | 0 | 0 | 0 | 0 | 0 | 0 | 0 | 0 | 0 | 0 | 0 | 0 | 0 | 0 | 0 | 0 | 0 | 0 | 0 | 0 | 0 | 0 | 0 | 0 | 0 | 0 | 0
3 | 0 | 0 | 0 | 0 | 0 | 0 | 0 | 0 | 0 | 0 | 0 | 0 | 0 | 0 | 0 | 0 | 0 | 0 | 0 | 0 | 0 | 0 | 0 | 0 | 0 | 0 | 0 | 0 | 0 | 0 | 0 | 0 | 0 | 0 | 0 | 0 | 0 | 0 | 0 | 0 | 0 | 0 | 0 | 0 | 0 | 0 | 0 | 0 | 0 | 0 | 0
4 | 0 | 0 | 0 | 0 | 0 | 0 | 0 | 0 | 0 | 0 | 0 | 0 | 0 | 0 | 0 | 0 | 0 | 0 | 0 | 0 | 0 | 0 | 0 | 0 | 0 | 0 | 0 | 0 | 0 | 0 | 0 | 0 | 0 | 0 | 0 | 0 | 0 | 0 | 0 | 0 | 0 | 0 | 0 | 0 | 0 | 0 | 0 | 0 | 0 | 0 | 0
5 | 0 | 0 | 0 | 0 | 0 | 0 | 0 | 0 | 0 | 0 | 0 | 0 | 0 | 0 | 0 | 0 | 0 | 0 | 0 | 0 | 0 | 0 | 0 | 0 | 0 | 0 | 0 | 0 | 0 | 0 | 0 | 0 | 0 | 0 | 0 | 0 | 0 | 0 | 0 | 0 | 0 | 0 | 0 | 0 | 0 | 0 | 0 | 0 | 0 | 0 | 0
6 | 0 | 0 | 0 | 0 | 0 | 0 | 0 | 0 | 0 | 0 | 0 | 0 | 0 | 0 | 0 | 0 | 0 | 0 | 0 | 0 | 0 | 0 | 0 | 0 | 0 | 0 | 0 | 0 | 0 | 0 | 0 | 0 | 0 | 0 | 0 | 0 | 0 | 0 | 0 | 0 | 0 | 0 | 0 | 0 | 0 | 0 | 0 | 0 | 0 | 0 | 0
7 | 0 | 0 | 0 | 0 | 0 | 0 | 0 | 0 | 0 | 0 | 0 | 0 | 0 | 0 | 0 | 0 | 0 | 0 | 0 | 0 | 0 | 0 | 0 | 0 | 0 | 0 | 0 | 0 | 0 | 0 | 0 | 0 | 0 | 0 | 0 | 0 | 0 | 0 | 0 | 0 | 0 | 0 | 0 | 0 | 0 | 0 | 0 | 0 | 0 | 0 | 0
8 | 0 | 0 | 0 | 0 | 0 | 0 | 0 | 0 | 0 | 0 | 0 | 0 | 0 | 0 | 0 | 0 | 0 | 0 | 0 | 0 | 0 | 0 | 0 | 0 | 0 | 0 | 0 | 0 | 0 | 0 | 0 | 0 | 0 | 0 | 0 | 0 | 0 | 0 | 0 | 0 | 0 | 0 | 0 | 0 | 0 | 0 | 0 | 0 | 0 | 0 | 0
9 | 0 | 0 | 0 | 0 | 0 | 0 | 0 | 0 | 0 | 0 | 0 | 0 | 0 | 0 | 0 | 0 | 0 | 0 | 0 | 0 | 0 | 0 | 0 | 0 | 0 | 0 | 0 | 0 | 0 | 0 | 0 | 0 | 0 | 0 | 0 | 0 | 0 | 0 | 0 | 0 | 0 | 0 | 0 | 0 | 0 | 0 | 0 | 0 | 0 | 0 | 0
10 | 0 | 0 | 0 | 0 | 0 | 0 | 0 | 0 | 0 | 0 | 0 | 0 | 0 | 0 | 0 | 0 | 0 | 0 | 0 | 0 | 0 | 0 | 0 | 0 | 0 | 0 | 0 | 0 | 0 | 0 | 0 | 0 | 0 | 0 | 0 | 0 | 0 | 0 | 0 | 0 | 0 | 0 | 0 | 0 | 0 | 0 | 0 | 0 | 0 | 0 | 0
Annualized Cost of Equipment - Participant - Component 4
Equipment | Year 0 | Year 1 | Year 2 | Year 3 | Year 4 | Year 5 | Year 6 | Year 7 | Year 8 | Year 9 | Year 10 | Year 11 | Year 12 | Year 13 | Year 14 | Year 15 | Year 16 | Year 17 | Year 18 | Year 19 | Year 20 | Year 21 | Year 22 | Year 23 | Year 24 | Year 25 | Year 26 | Year 27 | Year 28 | Year 29 | Year 30 | Year 31 | Year 32 | Year 33 | Year 34 | Year 35 | Year 36 | Year 37 | Year 38 | Year 39 | Year 40 | Year 41 | Year 42 | Year 43 | Year 44 | Year 45 | Year 46 | Year 47 | Year 48 | Year 49 | Year 50
1 | 0 | 0 | 0 | 0 | 0 | 0 | 0 | 0 | 0 | 0 | 0 | 0 | 0 | 0 | 0 | 0 | 0 | 0 | 0 | 0 | 0 | 0 | 0 | 0 | 0 | 0 | 0 | 0 | 0 | 0 | 0 | 0 | 0 | 0 | 0 | 0 | 0 | 0 | 0 | 0 | 0 | 0 | 0 | 0 | 0 | 0 | 0 | 0 | 0 | 0 | 0
2 | 0 | 0 | 0 | 0 | 0 | 0 | 0 | 0 | 0 | 0 | 0 | 0 | 0 | 0 | 0 | 0 | 0 | 0 | 0 | 0 | 0 | 0 | 0 | 0 | 0 | 0 | 0 | 0 | 0 | 0 | 0 | 0 | 0 | 0 | 0 | 0 | 0 | 0 | 0 | 0 | 0 | 0 | 0 | 0 | 0 | 0 | 0 | 0 | 0 | 0 | 0
3 | 0 | 0 | 0 | 0 | 0 | 0 | 0 | 0 | 0 | 0 | 0 | 0 | 0 | 0 | 0 | 0 | 0 | 0 | 0 | 0 | 0 | 0 | 0 | 0 | 0 | 0 | 0 | 0 | 0 | 0 | 0 | 0 | 0 | 0 | 0 | 0 | 0 | 0 | 0 | 0 | 0 | 0 | 0 | 0 | 0 | 0 | 0 | 0 | 0 | 0 | 0
4 | 0 | 0 | 0 | 0 | 0 | 0 | 0 | 0 | 0 | 0 | 0 | 0 | 0 | 0 | 0 | 0 | 0 | 0 | 0 | 0 | 0 | 0 | 0 | 0 | 0 | 0 | 0 | 0 | 0 | 0 | 0 | 0 | 0 | 0 | 0 | 0 | 0 | 0 | 0 | 0 | 0 | 0 | 0 | 0 | 0 | 0 | 0 | 0 | 0 | 0 | 0
5 | 0 | 0 | 0 | 0 | 0 | 0 | 0 | 0 | 0 | 0 | 0 | 0 | 0 | 0 | 0 | 0 | 0 | 0 | 0 | 0 | 0 | 0 | 0 | 0 | 0 | 0 | 0 | 0 | 0 | 0 | 0 | 0 | 0 | 0 | 0 | 0 | 0 | 0 | 0 | 0 | 0 | 0 | 0 | 0 | 0 | 0 | 0 | 0 | 0 | 0 | 0
6 | 0 | 0 | 0 | 0 | 0 | 0 | 0 | 0 | 0 | 0 | 0 | 0 | 0 | 0 | 0 | 0 | 0 | 0 | 0 | 0 | 0 | 0 | 0 | 0 | 0 | 0 | 0 | 0 | 0 | 0 | 0 | 0 | 0 | 0 | 0 | 0 | 0 | 0 | 0 | 0 | 0 | 0 | 0 | 0 | 0 | 0 | 0 | 0 | 0 | 0 | 0
7 | 0 | 0 | 0 | 0 | 0 | 0 | 0 | 0 | 0 | 0 | 0 | 0 | 0 | 0 | 0 | 0 | 0 | 0 | 0 | 0 | 0 | 0 | 0 | 0 | 0 | 0 | 0 | 0 | 0 | 0 | 0 | 0 | 0 | 0 | 0 | 0 | 0 | 0 | 0 | 0 | 0 | 0 | 0 | 0 | 0 | 0 | 0 | 0 | 0 | 0 | 0
8 | 0 | 0 | 0 | 0 | 0 | 0 | 0 | 0 | 0 | 0 | 0 | 0 | 0 | 0 | 0 | 0 | 0 | 0 | 0 | 0 | 0 | 0 | 0 | 0 | 0 | 0 | 0 | 0 | 0 | 0 | 0 | 0 | 0 | 0 | 0 | 0 | 0 | 0 | 0 | 0 | 0 | 0 | 0 | 0 | 0 | 0 | 0 | 0 | 0 | 0 | 0
9 | 0 | 0 | 0 | 0 | 0 | 0 | 0 | 0 | 0 | 0 | 0 | 0 | 0 | 0 | 0 | 0 | 0 | 0 | 0 | 0 | 0 | 0 | 0 | 0 | 0 | 0 | 0 | 0 | 0 | 0 | 0 | 0 | 0 | 0 | 0 | 0 | 0 | 0 | 0 | 0 | 0 | 0 | 0 | 0 | 0 | 0 | 0 | 0 | 0 | 0 | 0
10 | 0 | 0 | 0 | 0 | 0 | 0 | 0 | 0 | 0 | 0 | 0 | 0 | 0 | 0 | 0 | 0 | 0 | 0 | 0 | 0 | 0 | 0 | 0 | 0 | 0 | 0 | 0 | 0 | 0 | 0 | 0 | 0 | 0 | 0 | 0 | 0 | 0 | 0 | 0 | 0 | 0 | 0 | 0 | 0 | 0 | 0 | 0 | 0 | 0 | 0 | 0
Annualized kBTUs - Component 4
Equipment | Year 0 | Year 1 | Year 2 | Year 3 | Year 4 | Year 5 | Year 6 | Year 7 | Year 8 | Year 9 | Year 10 | Year 11 | Year 12 | Year 13 | Year 14 | Year 15 | Year 16 | Year 17 | Year 18 | Year 19 | Year 20 | Year 21 | Year 22 | Year 23 | Year 24 | Year 25 | Year 26 | Year 27 | Year 28 | Year 29 | Year 30 | Year 31 | Year 32 | Year 33 | Year 34 | Year 35 | Year 36 | Year 37 | Year 38 | Year 39 | Year 40 | Year 41 | Year 42 | Year 43 | Year 44 | Year 45 | Year 46 | Year 47 | Year 48 | Year 49 | Year 50
1 | 0 | 0 | 0 | 0 | 0 | 0 | 0 | 0 | 0 | 0 | 0 | 0 | 0 | 0 | 0 | 0 | 0 | 0 | 0 | 0 | 0 | 0 | 0 | 0 | 0 | 0 | 0 | 0 | 0 | 0 | 0 | 0 | 0 | 0 | 0 | 0 | 0 | 0 | 0 | 0 | 0 | 0 | 0 | 0 | 0 | 0 | 0 | 0 | 0 | 0 | 0
2 | 0 | 0 | 0 | 0 | 0 | 0 | 0 | 0 | 0 | 0 | 0 | 0 | 0 | 0 | 0 | 0 | 0 | 0 | 0 | 0 | 0 | 0 | 0 | 0 | 0 | 0 | 0 | 0 | 0 | 0 | 0 | 0 | 0 | 0 | 0 | 0 | 0 | 0 | 0 | 0 | 0 | 0 | 0 | 0 | 0 | 0 | 0 | 0 | 0 | 0 | 0
3 | 0 | 0 | 0 | 0 | 0 | 0 | 0 | 0 | 0 | 0 | 0 | 0 | 0 | 0 | 0 | 0 | 0 | 0 | 0 | 0 | 0 | 0 | 0 | 0 | 0 | 0 | 0 | 0 | 0 | 0 | 0 | 0 | 0 | 0 | 0 | 0 | 0 | 0 | 0 | 0 | 0 | 0 | 0 | 0 | 0 | 0 | 0 | 0 | 0 | 0 | 0
4 | 0 | 0 | 0 | 0 | 0 | 0 | 0 | 0 | 0 | 0 | 0 | 0 | 0 | 0 | 0 | 0 | 0 | 0 | 0 | 0 | 0 | 0 | 0 | 0 | 0 | 0 | 0 | 0 | 0 | 0 | 0 | 0 | 0 | 0 | 0 | 0 | 0 | 0 | 0 | 0 | 0 | 0 | 0 | 0 | 0 | 0 | 0 | 0 | 0 | 0 | 0
5 | 0 | 0 | 0 | 0 | 0 | 0 | 0 | 0 | 0 | 0 | 0 | 0 | 0 | 0 | 0 | 0 | 0 | 0 | 0 | 0 | 0 | 0 | 0 | 0 | 0 | 0 | 0 | 0 | 0 | 0 | 0 | 0 | 0 | 0 | 0 | 0 | 0 | 0 | 0 | 0 | 0 | 0 | 0 | 0 | 0 | 0 | 0 | 0 | 0 | 0 | 0
6 | 0 | 0 | 0 | 0 | 0 | 0 | 0 | 0 | 0 | 0 | 0 | 0 | 0 | 0 | 0 | 0 | 0 | 0 | 0 | 0 | 0 | 0 | 0 | 0 | 0 | 0 | 0 | 0 | 0 | 0 | 0 | 0 | 0 | 0 | 0 | 0 | 0 | 0 | 0 | 0 | 0 | 0 | 0 | 0 | 0 | 0 | 0 | 0 | 0 | 0 | 0
7 | 0 | 0 | 0 | 0 | 0 | 0 | 0 | 0 | 0 | 0 | 0 | 0 | 0 | 0 | 0 | 0 | 0 | 0 | 0 | 0 | 0 | 0 | 0 | 0 | 0 | 0 | 0 | 0 | 0 | 0 | 0 | 0 | 0 | 0 | 0 | 0 | 0 | 0 | 0 | 0 | 0 | 0 | 0 | 0 | 0 | 0 | 0 | 0 | 0 | 0 | 0
8 | 0 | 0 | 0 | 0 | 0 | 0 | 0 | 0 | 0 | 0 | 0 | 0 | 0 | 0 | 0 | 0 | 0 | 0 | 0 | 0 | 0 | 0 | 0 | 0 | 0 | 0 | 0 | 0 | 0 | 0 | 0 | 0 | 0 | 0 | 0 | 0 | 0 | 0 | 0 | 0 | 0 | 0 | 0 | 0 | 0 | 0 | 0 | 0 | 0 | 0 | 0
9 | 0 | 0 | 0 | 0 | 0 | 0 | 0 | 0 | 0 | 0 | 0 | 0 | 0 | 0 | 0 | 0 | 0 | 0 | 0 | 0 | 0 | 0 | 0 | 0 | 0 | 0 | 0 | 0 | 0 | 0 | 0 | 0 | 0 | 0 | 0 | 0 | 0 | 0 | 0 | 0 | 0 | 0 | 0 | 0 | 0 | 0 | 0 | 0 | 0 | 0 | 0
10 | 0 | 0 | 0 | 0 | 0 | 0 | 0 | 0 | 0 | 0 | 0 | 0 | 0 | 0 | 0 | 0 | 0 | 0 | 0 | 0 | 0 | 0 | 0 | 0 | 0 | 0 | 0 | 0 | 0 | 0 | 0 | 0 | 0 | 0 | 0 | 0 | 0 | 0 | 0 | 0 | 0 | 0 | 0 | 0 | 0 | 0 | 0 | 0 | 0 | 0 | 0
On Market - Component 4
Equipment | Year 0 | Year 1 | Year 2 | Year 3 | Year 4 | Year 5 | Year 6 | Year 7 | Year 8 | Year 9 | Year 10 | Year 11 | Year 12 | Year 13 | Year 14 | Year 15 | Year 16 | Year 17 | Year 18 | Year 19 | Year 20 | Year 21 | Year 22 | Year 23 | Year 24 | Year 25 | Year 26 | Year 27 | Year 28 | Year 29 | Year 30 | Year 31 | Year 32 | Year 33 | Year 34 | Year 35 | Year 36 | Year 37 | Year 38 | Year 39 | Year 40 | Year 41 | Year 42 | Year 43 | Year 44 | Year 45 | Year 46 | Year 47 | Year 48 | Year 49 | Year 50
1 | 0 | 0 | 0 | 0 | 0 | 0 | 0 | 0 | 0 | 0 | 0 | 0 | 0 | 0 | 0 | 0 | 0 | 0 | 0 | 0 | 0 | 0 | 0 | 0 | 0 | 0 | 0 | 0 | 0 | 0 | 0 | 0 | 0 | 0 | 0 | 0 | 0 | 0 | 0 | 0 | 0 | 0 | 0 | 0 | 0 | 0 | 0 | 0 | 0 | 0 | 0
2 | 0 | 0 | 0 | 0 | 0 | 0 | 0 | 0 | 0 | 0 | 0 | 0 | 0 | 0 | 0 | 0 | 0 | 0 | 0 | 0 | 0 | 0 | 0 | 0 | 0 | 0 | 0 | 0 | 0 | 0 | 0 | 0 | 0 | 0 | 0 | 0 | 0 | 0 | 0 | 0 | 0 | 0 | 0 | 0 | 0 | 0 | 0 | 0 | 0 | 0 | 0
3 | 0 | 0 | 0 | 0 | 0 | 0 | 0 | 0 | 0 | 0 | 0 | 0 | 0 | 0 | 0 | 0 | 0 | 0 | 0 | 0 | 0 | 0 | 0 | 0 | 0 | 0 | 0 | 0 | 0 | 0 | 0 | 0 | 0 | 0 | 0 | 0 | 0 | 0 | 0 | 0 | 0 | 0 | 0 | 0 | 0 | 0 | 0 | 0 | 0 | 0 | 0
4 | 0 | 0 | 0 | 0 | 0 | 0 | 0 | 0 | 0 | 0 | 0 | 0 | 0 | 0 | 0 | 0 | 0 | 0 | 0 | 0 | 0 | 0 | 0 | 0 | 0 | 0 | 0 | 0 | 0 | 0 | 0 | 0 | 0 | 0 | 0 | 0 | 0 | 0 | 0 | 0 | 0 | 0 | 0 | 0 | 0 | 0 | 0 | 0 | 0 | 0 | 0
5 | 0 | 0 | 0 | 0 | 0 | 0 | 0 | 0 | 0 | 0 | 0 | 0 | 0 | 0 | 0 | 0 | 0 | 0 | 0 | 0 | 0 | 0 | 0 | 0 | 0 | 0 | 0 | 0 | 0 | 0 | 0 | 0 | 0 | 0 | 0 | 0 | 0 | 0 | 0 | 0 | 0 | 0 | 0 | 0 | 0 | 0 | 0 | 0 | 0 | 0 | 0
6 | 0 | 0 | 0 | 0 | 0 | 0 | 0 | 0 | 0 | 0 | 0 | 0 | 0 | 0 | 0 | 0 | 0 | 0 | 0 | 0 | 0 | 0 | 0 | 0 | 0 | 0 | 0 | 0 | 0 | 0 | 0 | 0 | 0 | 0 | 0 | 0 | 0 | 0 | 0 | 0 | 0 | 0 | 0 | 0 | 0 | 0 | 0 | 0 | 0 | 0 | 0
7 | 0 | 0 | 0 | 0 | 0 | 0 | 0 | 0 | 0 | 0 | 0 | 0 | 0 | 0 | 0 | 0 | 0 | 0 | 0 | 0 | 0 | 0 | 0 | 0 | 0 | 0 | 0 | 0 | 0 | 0 | 0 | 0 | 0 | 0 | 0 | 0 | 0 | 0 | 0 | 0 | 0 | 0 | 0 | 0 | 0 | 0 | 0 | 0 | 0 | 0 | 0
8 | 0 | 0 | 0 | 0 | 0 | 0 | 0 | 0 | 0 | 0 | 0 | 0 | 0 | 0 | 0 | 0 | 0 | 0 | 0 | 0 | 0 | 0 | 0 | 0 | 0 | 0 | 0 | 0 | 0 | 0 | 0 | 0 | 0 | 0 | 0 | 0 | 0 | 0 | 0 | 0 | 0 | 0 | 0 | 0 | 0 | 0 | 0 | 0 | 0 | 0 | 0
9 | 0 | 0 | 0 | 0 | 0 | 0 | 0 | 0 | 0 | 0 | 0 | 0 | 0 | 0 | 0 | 0 | 0 | 0 | 0 | 0 | 0 | 0 | 0 | 0 | 0 | 0 | 0 | 0 | 0 | 0 | 0 | 0 | 0 | 0 | 0 | 0 | 0 | 0 | 0 | 0 | 0 | 0 | 0 | 0 | 0 | 0 | 0 | 0 | 0 | 0 | 0
10 | 0 | 0 | 0 | 0 | 0 | 0 | 0 | 0 | 0 | 0 | 0 | 0 | 0 | 0 | 0 | 0 | 0 | 0 | 0 | 0 | 0 | 0 | 0 | 0 | 0 | 0 | 0 | 0 | 0 | 0 | 0 | 0 | 0 | 0 | 0 | 0 | 0 | 0 | 0 | 0 | 0 | 0 | 0 | 0 | 0 | 0 | 0 | 0 | 0 | 0 | 0
Technical kBTUs - Component 4
Value | Year 0 | Year 1 | Year 2 | Year 3 | Year 4 | Year 5 | Year 6 | Year 7 | Year 8 | Year 9 | Year 10 | Year 11 | Year 12 | Year 13 | Year 14 | Year 15 | Year 16 | Year 17 | Year 18 | Year 19 | Year 20 | Year 21 | Year 22 | Year 23 | Year 24 | Year 25 | Year 26 | Year 27 | Year 28 | Year 29 | Year 30 | Year 31 | Year 32 | Year 33 | Year 34 | Year 35 | Year 36 | Year 37 | Year 38 | Year 39 | Year 40 | Year 41 | Year 42 | Year 43 | Year 44 | Year 45 | Year 46 | Year 47 | Year 48 | Year 49 | Year 50
Annualized kBTUs | 0 | 0 | 0 | 0 | 0 | 0 | 0 | 0 | 0 | 0 | 0 | 0 | 0 | 0 | 0 | 0 | 0 | 0 | 0 | 0 | 0 | 0 | 0 | 0 | 0 | 0 | 0 | 0 | 0 | 0 | 0 | 0 | 0 | 0 | 0 | 0 | 0 | 0 | 0 | 0 | 0 | 0 | 0 | 0 | 0 | 0 | 0 | 0 | 0 | 0 | 0
Lifetimes - Component 4
Scenario | Year 0 | Year 1 | Year 2 | Year 3 | Year 4 | Year 5 | Year 6 | Year 7 | Year 8 | Year 9 | Year 10 | Year 11 | Year 12 | Year 13 | Year 14 | Year 15 | Year 16 | Year 17 | Year 18 | Year 19 | Year 20 | Year 21 | Year 22 | Year 23 | Year 24 | Year 25 | Year 26 | Year 27 | Year 28 | Year 29 | Year 30 | Year 31 | Year 32 | Year 33 | Year 34 | Year 35 | Year 36 | Year 37 | Year 38 | Year 39 | Year 40 | Year 41 | Year 42 | Year 43 | Year 44 | Year 45 | Year 46 | Year 47 | Year 48 | Year 49 | Year 50
NC - Min. Lifetime | 0 | 0 | 0 | 0 | 0 | 0 | 0 | 0 | 0 | 0 | 0 | 0 | 0 | 0 | 0 | 0 | 0 | 0 | 0 | 0 | 0 | 0 | 0 | 0 | 0 | 0 | 0 | 0 | 0 | 0 | 0 | 0 | 0 | 0 | 0 | 0 | 0 | 0 | 0 | 0 | 0 | 0 | 0 | 0 | 0 | 0 | 0 | 0 | 0 | 0 | 0
NC - Max. Lifetime | 0 | 0 | 0 | 0 | 0 | 0 | 0 | 0 | 0 | 0 | 0 | 0 | 0 | 0 | 0 | 0 | 0 | 0 | 0 | 0 | 0 | 0 | 0 | 0 | 0 | 0 | 0 | 0 | 0 | 0 | 0 | 0 | 0 | 0 | 0 | 0 | 0 | 0 | 0 | 0 | 0 | 0 | 0 | 0 | 0 | 0 | 0 | 0 | 0 | 0 | 0
Equipment Options - Component 5
Equipment | Year 0: Label; Year 1: Min. Lifetime; Year 2: Max. Lifetime; Year 3: On Market; Year 4: Off Market; Year 5: Available; Year 6: On Date; Year 7: Off Date
1 | Year 5: 0:00; Year 6: 0; Year 7: 0
2 | Year 5: 0:00; Year 6: 0; Year 7: 0
3 | Year 5: 0:00; Year 6: 0; Year 7: 0
4 | Year 5: 0:00; Year 6: 0; Year 7: 0
5 | Year 5: 0:00; Year 6: 0; Year 7: 0
6 | Year 5: 0:00; Year 6: 0; Year 7: 0
7 | Year 5: 0:00; Year 6: 0; Year 7: 0
8 | Year 5: 0:00; Year 6: 0; Year 7: 0
9 | Year 5: 0:00; Year 6: 0; Year 7: 0
10 | Year 5: 0:00; Year 6: 0; Year 7: 0
Purchase Shares - Component 5
Equipment | Year 0 | Year 1 | Year 2 | Year 3 | Year 4 | Year 5 | Year 6 | Year 7 | Year 8 | Year 9 | Year 10 | Year 11 | Year 12 | Year 13 | Year 14 | Year 15 | Year 16 | Year 17 | Year 18 | Year 19 | Year 20 | Year 21 | Year 22 | Year 23 | Year 24 | Year 25 | Year 26 | Year 27 | Year 28 | Year 29 | Year 30 | Year 31 | Year 32 | Year 33 | Year 34 | Year 35 | Year 36 | Year 37 | Year 38 | Year 39 | Year 40 | Year 41 | Year 42 | Year 43 | Year 44 | Year 45 | Year 46 | Year 47 | Year 48 | Year 49 | Year 50
1 | bar: Year 0 to Year 50
2 | bar: Year 0 to Year 50
3 | bar: Year 0 to Year 50
4 | bar: Year 0 to Year 50
5 | bar: Year 0 to Year 50
6 | bar: Year 0 to Year 50
7 | bar: Year 0 to Year 50
8 | bar: Year 0 to Year 50
9 | bar: Year 0 to Year 50
10 | bar: Year 0 to Year 50
Annualized Cost of Operation - Utility - Component 5
Equipment | Year 0 | Year 1 | Year 2 | Year 3 | Year 4 | Year 5 | Year 6 | Year 7 | Year 8 | Year 9 | Year 10 | Year 11 | Year 12 | Year 13 | Year 14 | Year 15 | Year 16 | Year 17 | Year 18 | Year 19 | Year 20 | Year 21 | Year 22 | Year 23 | Year 24 | Year 25 | Year 26 | Year 27 | Year 28 | Year 29 | Year 30 | Year 31 | Year 32 | Year 33 | Year 34 | Year 35 | Year 36 | Year 37 | Year 38 | Year 39 | Year 40 | Year 41 | Year 42 | Year 43 | Year 44 | Year 45 | Year 46 | Year 47 | Year 48 | Year 49 | Year 50
1 | 0 | 0 | 0 | 0 | 0 | 0 | 0 | 0 | 0 | 0 | 0 | 0 | 0 | 0 | 0 | 0 | 0 | 0 | 0 | 0 | 0 | 0 | 0 | 0 | 0 | 0 | 0 | 0 | 0 | 0 | 0 | 0 | 0 | 0 | 0 | 0 | 0 | 0 | 0 | 0 | 0 | 0 | 0 | 0 | 0 | 0 | 0 | 0 | 0 | 0 | 0
2 | 0 | 0 | 0 | 0 | 0 | 0 | 0 | 0 | 0 | 0 | 0 | 0 | 0 | 0 | 0 | 0 | 0 | 0 | 0 | 0 | 0 | 0 | 0 | 0 | 0 | 0 | 0 | 0 | 0 | 0 | 0 | 0 | 0 | 0 | 0 | 0 | 0 | 0 | 0 | 0 | 0 | 0 | 0 | 0 | 0 | 0 | 0 | 0 | 0 | 0 | 0
3 | 0 | 0 | 0 | 0 | 0 | 0 | 0 | 0 | 0 | 0 | 0 | 0 | 0 | 0 | 0 | 0 | 0 | 0 | 0 | 0 | 0 | 0 | 0 | 0 | 0 | 0 | 0 | 0 | 0 | 0 | 0 | 0 | 0 | 0 | 0 | 0 | 0 | 0 | 0 | 0 | 0 | 0 | 0 | 0 | 0 | 0 | 0 | 0 | 0 | 0 | 0
4 | 0 | 0 | 0 | 0 | 0 | 0 | 0 | 0 | 0 | 0 | 0 | 0 | 0 | 0 | 0 | 0 | 0 | 0 | 0 | 0 | 0 | 0 | 0 | 0 | 0 | 0 | 0 | 0 | 0 | 0 | 0 | 0 | 0 | 0 | 0 | 0 | 0 | 0 | 0 | 0 | 0 | 0 | 0 | 0 | 0 | 0 | 0 | 0 | 0 | 0 | 0
5 | 0 | 0 | 0 | 0 | 0 | 0 | 0 | 0 | 0 | 0 | 0 | 0 | 0 | 0 | 0 | 0 | 0 | 0 | 0 | 0 | 0 | 0 | 0 | 0 | 0 | 0 | 0 | 0 | 0 | 0 | 0 | 0 | 0 | 0 | 0 | 0 | 0 | 0 | 0 | 0 | 0 | 0 | 0 | 0 | 0 | 0 | 0 | 0 | 0 | 0 | 0
6 | 0 | 0 | 0 | 0 | 0 | 0 | 0 | 0 | 0 | 0 | 0 | 0 | 0 | 0 | 0 | 0 | 0 | 0 | 0 | 0 | 0 | 0 | 0 | 0 | 0 | 0 | 0 | 0 | 0 | 0 | 0 | 0 | 0 | 0 | 0 | 0 | 0 | 0 | 0 | 0 | 0 | 0 | 0 | 0 | 0 | 0 | 0 | 0 | 0 | 0 | 0
7 | 0 | 0 | 0 | 0 | 0 | 0 | 0 | 0 | 0 | 0 | 0 | 0 | 0 | 0 | 0 | 0 | 0 | 0 | 0 | 0 | 0 | 0 | 0 | 0 | 0 | 0 | 0 | 0 | 0 | 0 | 0 | 0 | 0 | 0 | 0 | 0 | 0 | 0 | 0 | 0 | 0 | 0 | 0 | 0 | 0 | 0 | 0 | 0 | 0 | 0 | 0
8 | 0 | 0 | 0 | 0 | 0 | 0 | 0 | 0 | 0 | 0 | 0 | 0 | 0 | 0 | 0 | 0 | 0 | 0 | 0 | 0 | 0 | 0 | 0 | 0 | 0 | 0 | 0 | 0 | 0 | 0 | 0 | 0 | 0 | 0 | 0 | 0 | 0 | 0 | 0 | 0 | 0 | 0 | 0 | 0 | 0 | 0 | 0 | 0 | 0 | 0 | 0
9 | 0 | 0 | 0 | 0 | 0 | 0 | 0 | 0 | 0 | 0 | 0 | 0 | 0 | 0 | 0 | 0 | 0 | 0 | 0 | 0 | 0 | 0 | 0 | 0 | 0 | 0 | 0 | 0 | 0 | 0 | 0 | 0 | 0 | 0 | 0 | 0 | 0 | 0 | 0 | 0 | 0 | 0 | 0 | 0 | 0 | 0 | 0 | 0 | 0 | 0 | 0
10 | 0 | 0 | 0 | 0 | 0 | 0 | 0 | 0 | 0 | 0 | 0 | 0 | 0 | 0 | 0 | 0 | 0 | 0 | 0 | 0 | 0 | 0 | 0 | 0 | 0 | 0 | 0 | 0 | 0 | 0 | 0 | 0 | 0 | 0 | 0 | 0 | 0 | 0 | 0 | 0 | 0 | 0 | 0 | 0 | 0 | 0 | 0 | 0 | 0 | 0 | 0
Annualized Sales from Operation - Utility - Component 5
Equipment | Year 0 | Year 1 | Year 2 | Year 3 | Year 4 | Year 5 | Year 6 | Year 7 | Year 8 | Year 9 | Year 10 | Year 11 | Year 12 | Year 13 | Year 14 | Year 15 | Year 16 | Year 17 | Year 18 | Year 19 | Year 20 | Year 21 | Year 22 | Year 23 | Year 24 | Year 25 | Year 26 | Year 27 | Year 28 | Year 29 | Year 30 | Year 31 | Year 32 | Year 33 | Year 34 | Year 35 | Year 36 | Year 37 | Year 38 | Year 39 | Year 40 | Year 41 | Year 42 | Year 43 | Year 44 | Year 45 | Year 46 | Year 47 | Year 48 | Year 49 | Year 50
1 | 0 | 0 | 0 | 0 | 0 | 0 | 0 | 0 | 0 | 0 | 0 | 0 | 0 | 0 | 0 | 0 | 0 | 0 | 0 | 0 | 0 | 0 | 0 | 0 | 0 | 0 | 0 | 0 | 0 | 0 | 0 | 0 | 0 | 0 | 0 | 0 | 0 | 0 | 0 | 0 | 0 | 0 | 0 | 0 | 0 | 0 | 0 | 0 | 0 | 0 | 0
2 | 0 | 0 | 0 | 0 | 0 | 0 | 0 | 0 | 0 | 0 | 0 | 0 | 0 | 0 | 0 | 0 | 0 | 0 | 0 | 0 | 0 | 0 | 0 | 0 | 0 | 0 | 0 | 0 | 0 | 0 | 0 | 0 | 0 | 0 | 0 | 0 | 0 | 0 | 0 | 0 | 0 | 0 | 0 | 0 | 0 | 0 | 0 | 0 | 0 | 0 | 0
3 | 0 | 0 | 0 | 0 | 0 | 0 | 0 | 0 | 0 | 0 | 0 | 0 | 0 | 0 | 0 | 0 | 0 | 0 | 0 | 0 | 0 | 0 | 0 | 0 | 0 | 0 | 0 | 0 | 0 | 0 | 0 | 0 | 0 | 0 | 0 | 0 | 0 | 0 | 0 | 0 | 0 | 0 | 0 | 0 | 0 | 0 | 0 | 0 | 0 | 0 | 0
4 | 0 | 0 | 0 | 0 | 0 | 0 | 0 | 0 | 0 | 0 | 0 | 0 | 0 | 0 | 0 | 0 | 0 | 0 | 0 | 0 | 0 | 0 | 0 | 0 | 0 | 0 | 0 | 0 | 0 | 0 | 0 | 0 | 0 | 0 | 0 | 0 | 0 | 0 | 0 | 0 | 0 | 0 | 0 | 0 | 0 | 0 | 0 | 0 | 0 | 0 | 0
5 | 0 | 0 | 0 | 0 | 0 | 0 | 0 | 0 | 0 | 0 | 0 | 0 | 0 | 0 | 0 | 0 | 0 | 0 | 0 | 0 | 0 | 0 | 0 | 0 | 0 | 0 | 0 | 0 | 0 | 0 | 0 | 0 | 0 | 0 | 0 | 0 | 0 | 0 | 0 | 0 | 0 | 0 | 0 | 0 | 0 | 0 | 0 | 0 | 0 | 0 | 0
6 | 0 | 0 | 0 | 0 | 0 | 0 | 0 | 0 | 0 | 0 | 0 | 0 | 0 | 0 | 0 | 0 | 0 | 0 | 0 | 0 | 0 | 0 | 0 | 0 | 0 | 0 | 0 | 0 | 0 | 0 | 0 | 0 | 0 | 0 | 0 | 0 | 0 | 0 | 0 | 0 | 0 | 0 | 0 | 0 | 0 | 0 | 0 | 0 | 0 | 0 | 0
7 | 0 | 0 | 0 | 0 | 0 | 0 | 0 | 0 | 0 | 0 | 0 | 0 | 0 | 0 | 0 | 0 | 0 | 0 | 0 | 0 | 0 | 0 | 0 | 0 | 0 | 0 | 0 | 0 | 0 | 0 | 0 | 0 | 0 | 0 | 0 | 0 | 0 | 0 | 0 | 0 | 0 | 0 | 0 | 0 | 0 | 0 | 0 | 0 | 0 | 0 | 0
8 | 0 | 0 | 0 | 0 | 0 | 0 | 0 | 0 | 0 | 0 | 0 | 0 | 0 | 0 | 0 | 0 | 0 | 0 | 0 | 0 | 0 | 0 | 0 | 0 | 0 | 0 | 0 | 0 | 0 | 0 | 0 | 0 | 0 | 0 | 0 | 0 | 0 | 0 | 0 | 0 | 0 | 0 | 0 | 0 | 0 | 0 | 0 | 0 | 0 | 0 | 0
9 | 0 | 0 | 0 | 0 | 0 | 0 | 0 | 0 | 0 | 0 | 0 | 0 | 0 | 0 | 0 | 0 | 0 | 0 | 0 | 0 | 0 | 0 | 0 | 0 | 0 | 0 | 0 | 0 | 0 | 0 | 0 | 0 | 0 | 0 | 0 | 0 | 0 | 0 | 0 | 0 | 0 | 0 | 0 | 0 | 0 | 0 | 0 | 0 | 0 | 0 | 0
10 | 0 | 0 | 0 | 0 | 0 | 0 | 0 | 0 | 0 | 0 | 0 | 0 | 0 | 0 | 0 | 0 | 0 | 0 | 0 | 0 | 0 | 0 | 0 | 0 | 0 | 0 | 0 | 0 | 0 | 0 | 0 | 0 | 0 | 0 | 0 | 0 | 0 | 0 | 0 | 0 | 0 | 0 | 0 | 0 | 0 | 0 | 0 | 0 | 0 | 0 | 0
Annualized Cost of Equipment - Utility - Component 5
Equipment | Year 0 | Year 1 | Year 2 | Year 3 | Year 4 | Year 5 | Year 6 | Year 7 | Year 8 | Year 9 | Year 10 | Year 11 | Year 12 | Year 13 | Year 14 | Year 15 | Year 16 | Year 17 | Year 18 | Year 19 | Year 20 | Year 21 | Year 22 | Year 23 | Year 24 | Year 25 | Year 26 | Year 27 | Year 28 | Year 29 | Year 30 | Year 31 | Year 32 | Year 33 | Year 34 | Year 35 | Year 36 | Year 37 | Year 38 | Year 39 | Year 40 | Year 41 | Year 42 | Year 43 | Year 44 | Year 45 | Year 46 | Year 47 | Year 48 | Year 49 | Year 50
1 | 0 | 0 | 0 | 0 | 0 | 0 | 0 | 0 | 0 | 0 | 0 | 0 | 0 | 0 | 0 | 0 | 0 | 0 | 0 | 0 | 0 | 0 | 0 | 0 | 0 | 0 | 0 | 0 | 0 | 0 | 0 | 0 | 0 | 0 | 0 | 0 | 0 | 0 | 0 | 0 | 0 | 0 | 0 | 0 | 0 | 0 | 0 | 0 | 0 | 0 | 0
2 | 0 | 0 | 0 | 0 | 0 | 0 | 0 | 0 | 0 | 0 | 0 | 0 | 0 | 0 | 0 | 0 | 0 | 0 | 0 | 0 | 0 | 0 | 0 | 0 | 0 | 0 | 0 | 0 | 0 | 0 | 0 | 0 | 0 | 0 | 0 | 0 | 0 | 0 | 0 | 0 | 0 | 0 | 0 | 0 | 0 | 0 | 0 | 0 | 0 | 0 | 0
3 | 0 | 0 | 0 | 0 | 0 | 0 | 0 | 0 | 0 | 0 | 0 | 0 | 0 | 0 | 0 | 0 | 0 | 0 | 0 | 0 | 0 | 0 | 0 | 0 | 0 | 0 | 0 | 0 | 0 | 0 | 0 | 0 | 0 | 0 | 0 | 0 | 0 | 0 | 0 | 0 | 0 | 0 | 0 | 0 | 0 | 0 | 0 | 0 | 0 | 0 | 0
4 | 0 | 0 | 0 | 0 | 0 | 0 | 0 | 0 | 0 | 0 | 0 | 0 | 0 | 0 | 0 | 0 | 0 | 0 | 0 | 0 | 0 | 0 | 0 | 0 | 0 | 0 | 0 | 0 | 0 | 0 | 0 | 0 | 0 | 0 | 0 | 0 | 0 | 0 | 0 | 0 | 0 | 0 | 0 | 0 | 0 | 0 | 0 | 0 | 0 | 0 | 0
5 | 0 | 0 | 0 | 0 | 0 | 0 | 0 | 0 | 0 | 0 | 0 | 0 | 0 | 0 | 0 | 0 | 0 | 0 | 0 | 0 | 0 | 0 | 0 | 0 | 0 | 0 | 0 | 0 | 0 | 0 | 0 | 0 | 0 | 0 | 0 | 0 | 0 | 0 | 0 | 0 | 0 | 0 | 0 | 0 | 0 | 0 | 0 | 0 | 0 | 0 | 0
6 | 0 | 0 | 0 | 0 | 0 | 0 | 0 | 0 | 0 | 0 | 0 | 0 | 0 | 0 | 0 | 0 | 0 | 0 | 0 | 0 | 0 | 0 | 0 | 0 | 0 | 0 | 0 | 0 | 0 | 0 | 0 | 0 | 0 | 0 | 0 | 0 | 0 | 0 | 0 | 0 | 0 | 0 | 0 | 0 | 0 | 0 | 0 | 0 | 0 | 0 | 0
7 | 0 | 0 | 0 | 0 | 0 | 0 | 0 | 0 | 0 | 0 | 0 | 0 | 0 | 0 | 0 | 0 | 0 | 0 | 0 | 0 | 0 | 0 | 0 | 0 | 0 | 0 | 0 | 0 | 0 | 0 | 0 | 0 | 0 | 0 | 0 | 0 | 0 | 0 | 0 | 0 | 0 | 0 | 0 | 0 | 0 | 0 | 0 | 0 | 0 | 0 | 0
8 | 0 | 0 | 0 | 0 | 0 | 0 | 0 | 0 | 0 | 0 | 0 | 0 | 0 | 0 | 0 | 0 | 0 | 0 | 0 | 0 | 0 | 0 | 0 | 0 | 0 | 0 | 0 | 0 | 0 | 0 | 0 | 0 | 0 | 0 | 0 | 0 | 0 | 0 | 0 | 0 | 0 | 0 | 0 | 0 | 0 | 0 | 0 | 0 | 0 | 0 | 0
9 | 0 | 0 | 0 | 0 | 0 | 0 | 0 | 0 | 0 | 0 | 0 | 0 | 0 | 0 | 0 | 0 | 0 | 0 | 0 | 0 | 0 | 0 | 0 | 0 | 0 | 0 | 0 | 0 | 0 | 0 | 0 | 0 | 0 | 0 | 0 | 0 | 0 | 0 | 0 | 0 | 0 | 0 | 0 | 0 | 0 | 0 | 0 | 0 | 0 | 0 | 0
10 | 0 | 0 | 0 | 0 | 0 | 0 | 0 | 0 | 0 | 0 | 0 | 0 | 0 | 0 | 0 | 0 | 0 | 0 | 0 | 0 | 0 | 0 | 0 | 0 | 0 | 0 | 0 | 0 | 0 | 0 | 0 | 0 | 0 | 0 | 0 | 0 | 0 | 0 | 0 | 0 | 0 | 0 | 0 | 0 | 0 | 0 | 0 | 0 | 0 | 0 | 0
Annualized Cost of Operation - Participant - Component 5
Equipment | Year 0 | Year 1 | Year 2 | Year 3 | Year 4 | Year 5 | Year 6 | Year 7 | Year 8 | Year 9 | Year 10 | Year 11 | Year 12 | Year 13 | Year 14 | Year 15 | Year 16 | Year 17 | Year 18 | Year 19 | Year 20 | Year 21 | Year 22 | Year 23 | Year 24 | Year 25 | Year 26 | Year 27 | Year 28 | Year 29 | Year 30 | Year 31 | Year 32 | Year 33 | Year 34 | Year 35 | Year 36 | Year 37 | Year 38 | Year 39 | Year 40 | Year 41 | Year 42 | Year 43 | Year 44 | Year 45 | Year 46 | Year 47 | Year 48 | Year 49 | Year 50
1 | 0 | 0 | 0 | 0 | 0 | 0 | 0 | 0 | 0 | 0 | 0 | 0 | 0 | 0 | 0 | 0 | 0 | 0 | 0 | 0 | 0 | 0 | 0 | 0 | 0 | 0 | 0 | 0 | 0 | 0 | 0 | 0 | 0 | 0 | 0 | 0 | 0 | 0 | 0 | 0 | 0 | 0 | 0 | 0 | 0 | 0 | 0 | 0 | 0 | 0 | 0
2 | 0 | 0 | 0 | 0 | 0 | 0 | 0 | 0 | 0 | 0 | 0 | 0 | 0 | 0 | 0 | 0 | 0 | 0 | 0 | 0 | 0 | 0 | 0 | 0 | 0 | 0 | 0 | 0 | 0 | 0 | 0 | 0 | 0 | 0 | 0 | 0 | 0 | 0 | 0 | 0 | 0 | 0 | 0 | 0 | 0 | 0 | 0 | 0 | 0 | 0 | 0
3 | 0 | 0 | 0 | 0 | 0 | 0 | 0 | 0 | 0 | 0 | 0 | 0 | 0 | 0 | 0 | 0 | 0 | 0 | 0 | 0 | 0 | 0 | 0 | 0 | 0 | 0 | 0 | 0 | 0 | 0 | 0 | 0 | 0 | 0 | 0 | 0 | 0 | 0 | 0 | 0 | 0 | 0 | 0 | 0 | 0 | 0 | 0 | 0 | 0 | 0 | 0
4 | 0 | 0 | 0 | 0 | 0 | 0 | 0 | 0 | 0 | 0 | 0 | 0 | 0 | 0 | 0 | 0 | 0 | 0 | 0 | 0 | 0 | 0 | 0 | 0 | 0 | 0 | 0 | 0 | 0 | 0 | 0 | 0 | 0 | 0 | 0 | 0 | 0 | 0 | 0 | 0 | 0 | 0 | 0 | 0 | 0 | 0 | 0 | 0 | 0 | 0 | 0
5 | 0 | 0 | 0 | 0 | 0 | 0 | 0 | 0 | 0 | 0 | 0 | 0 | 0 | 0 | 0 | 0 | 0 | 0 | 0 | 0 | 0 | 0 | 0 | 0 | 0 | 0 | 0 | 0 | 0 | 0 | 0 | 0 | 0 | 0 | 0 | 0 | 0 | 0 | 0 | 0 | 0 | 0 | 0 | 0 | 0 | 0 | 0 | 0 | 0 | 0 | 0
6 | 0 | 0 | 0 | 0 | 0 | 0 | 0 | 0 | 0 | 0 | 0 | 0 | 0 | 0 | 0 | 0 | 0 | 0 | 0 | 0 | 0 | 0 | 0 | 0 | 0 | 0 | 0 | 0 | 0 | 0 | 0 | 0 | 0 | 0 | 0 | 0 | 0 | 0 | 0 | 0 | 0 | 0 | 0 | 0 | 0 | 0 | 0 | 0 | 0 | 0 | 0
7 | 0 | 0 | 0 | 0 | 0 | 0 | 0 | 0 | 0 | 0 | 0 | 0 | 0 | 0 | 0 | 0 | 0 | 0 | 0 | 0 | 0 | 0 | 0 | 0 | 0 | 0 | 0 | 0 | 0 | 0 | 0 | 0 | 0 | 0 | 0 | 0 | 0 | 0 | 0 | 0 | 0 | 0 | 0 | 0 | 0 | 0 | 0 | 0 | 0 | 0 | 0
8 | 0 | 0 | 0 | 0 | 0 | 0 | 0 | 0 | 0 | 0 | 0 | 0 | 0 | 0 | 0 | 0 | 0 | 0 | 0 | 0 | 0 | 0 | 0 | 0 | 0 | 0 | 0 | 0 | 0 | 0 | 0 | 0 | 0 | 0 | 0 | 0 | 0 | 0 | 0 | 0 | 0 | 0 | 0 | 0 | 0 | 0 | 0 | 0 | 0 | 0 | 0
9 | 0 | 0 | 0 | 0 | 0 | 0 | 0 | 0 | 0 | 0 | 0 | 0 | 0 | 0 | 0 | 0 | 0 | 0 | 0 | 0 | 0 | 0 | 0 | 0 | 0 | 0 | 0 | 0 | 0 | 0 | 0 | 0 | 0 | 0 | 0 | 0 | 0 | 0 | 0 | 0 | 0 | 0 | 0 | 0 | 0 | 0 | 0 | 0 | 0 | 0 | 0
10 | 0 | 0 | 0 | 0 | 0 | 0 | 0 | 0 | 0 | 0 | 0 | 0 | 0 | 0 | 0 | 0 | 0 | 0 | 0 | 0 | 0 | 0 | 0 | 0 | 0 | 0 | 0 | 0 | 0 | 0 | 0 | 0 | 0 | 0 | 0 | 0 | 0 | 0 | 0 | 0 | 0 | 0 | 0 | 0 | 0 | 0 | 0 | 0 | 0 | 0 | 0
Annualized Cost of Equipment - Participant - Component 5
Equipment | Year 0 | Year 1 | Year 2 | Year 3 | Year 4 | Year 5 | Year 6 | Year 7 | Year 8 | Year 9 | Year 10 | Year 11 | Year 12 | Year 13 | Year 14 | Year 15 | Year 16 | Year 17 | Year 18 | Year 19 | Year 20 | Year 21 | Year 22 | Year 23 | Year 24 | Year 25 | Year 26 | Year 27 | Year 28 | Year 29 | Year 30 | Year 31 | Year 32 | Year 33 | Year 34 | Year 35 | Year 36 | Year 37 | Year 38 | Year 39 | Year 40 | Year 41 | Year 42 | Year 43 | Year 44 | Year 45 | Year 46 | Year 47 | Year 48 | Year 49 | Year 50
1 | 0 | 0 | 0 | 0 | 0 | 0 | 0 | 0 | 0 | 0 | 0 | 0 | 0 | 0 | 0 | 0 | 0 | 0 | 0 | 0 | 0 | 0 | 0 | 0 | 0 | 0 | 0 | 0 | 0 | 0 | 0 | 0 | 0 | 0 | 0 | 0 | 0 | 0 | 0 | 0 | 0 | 0 | 0 | 0 | 0 | 0 | 0 | 0 | 0 | 0 | 0
2 | 0 | 0 | 0 | 0 | 0 | 0 | 0 | 0 | 0 | 0 | 0 | 0 | 0 | 0 | 0 | 0 | 0 | 0 | 0 | 0 | 0 | 0 | 0 | 0 | 0 | 0 | 0 | 0 | 0 | 0 | 0 | 0 | 0 | 0 | 0 | 0 | 0 | 0 | 0 | 0 | 0 | 0 | 0 | 0 | 0 | 0 | 0 | 0 | 0 | 0 | 0
3 | 0 | 0 | 0 | 0 | 0 | 0 | 0 | 0 | 0 | 0 | 0 | 0 | 0 | 0 | 0 | 0 | 0 | 0 | 0 | 0 | 0 | 0 | 0 | 0 | 0 | 0 | 0 | 0 | 0 | 0 | 0 | 0 | 0 | 0 | 0 | 0 | 0 | 0 | 0 | 0 | 0 | 0 | 0 | 0 | 0 | 0 | 0 | 0 | 0 | 0 | 0
4 | 0 | 0 | 0 | 0 | 0 | 0 | 0 | 0 | 0 | 0 | 0 | 0 | 0 | 0 | 0 | 0 | 0 | 0 | 0 | 0 | 0 | 0 | 0 | 0 | 0 | 0 | 0 | 0 | 0 | 0 | 0 | 0 | 0 | 0 | 0 | 0 | 0 | 0 | 0 | 0 | 0 | 0 | 0 | 0 | 0 | 0 | 0 | 0 | 0 | 0 | 0
5 | 0 | 0 | 0 | 0 | 0 | 0 | 0 | 0 | 0 | 0 | 0 | 0 | 0 | 0 | 0 | 0 | 0 | 0 | 0 | 0 | 0 | 0 | 0 | 0 | 0 | 0 | 0 | 0 | 0 | 0 | 0 | 0 | 0 | 0 | 0 | 0 | 0 | 0 | 0 | 0 | 0 | 0 | 0 | 0 | 0 | 0 | 0 | 0 | 0 | 0 | 0
6 | 0 | 0 | 0 | 0 | 0 | 0 | 0 | 0 | 0 | 0 | 0 | 0 | 0 | 0 | 0 | 0 | 0 | 0 | 0 | 0 | 0 | 0 | 0 | 0 | 0 | 0 | 0 | 0 | 0 | 0 | 0 | 0 | 0 | 0 | 0 | 0 | 0 | 0 | 0 | 0 | 0 | 0 | 0 | 0 | 0 | 0 | 0 | 0 | 0 | 0 | 0
7 | 0 | 0 | 0 | 0 | 0 | 0 | 0 | 0 | 0 | 0 | 0 | 0 | 0 | 0 | 0 | 0 | 0 | 0 | 0 | 0 | 0 | 0 | 0 | 0 | 0 | 0 | 0 | 0 | 0 | 0 | 0 | 0 | 0 | 0 | 0 | 0 | 0 | 0 | 0 | 0 | 0 | 0 | 0 | 0 | 0 | 0 | 0 | 0 | 0 | 0 | 0
8 | 0 | 0 | 0 | 0 | 0 | 0 | 0 | 0 | 0 | 0 | 0 | 0 | 0 | 0 | 0 | 0 | 0 | 0 | 0 | 0 | 0 | 0 | 0 | 0 | 0 | 0 | 0 | 0 | 0 | 0 | 0 | 0 | 0 | 0 | 0 | 0 | 0 | 0 | 0 | 0 | 0 | 0 | 0 | 0 | 0 | 0 | 0 | 0 | 0 | 0 | 0
9 | 0 | 0 | 0 | 0 | 0 | 0 | 0 | 0 | 0 | 0 | 0 | 0 | 0 | 0 | 0 | 0 | 0 | 0 | 0 | 0 | 0 | 0 | 0 | 0 | 0 | 0 | 0 | 0 | 0 | 0 | 0 | 0 | 0 | 0 | 0 | 0 | 0 | 0 | 0 | 0 | 0 | 0 | 0 | 0 | 0 | 0 | 0 | 0 | 0 | 0 | 0
10 | 0 | 0 | 0 | 0 | 0 | 0 | 0 | 0 | 0 | 0 | 0 | 0 | 0 | 0 | 0 | 0 | 0 | 0 | 0 | 0 | 0 | 0 | 0 | 0 | 0 | 0 | 0 | 0 | 0 | 0 | 0 | 0 | 0 | 0 | 0 | 0 | 0 | 0 | 0 | 0 | 0 | 0 | 0 | 0 | 0 | 0 | 0 | 0 | 0 | 0 | 0
Annualized kBTUs - Component 5
Equipment | Year 0 | Year 1 | Year 2 | Year 3 | Year 4 | Year 5 | Year 6 | Year 7 | Year 8 | Year 9 | Year 10 | Year 11 | Year 12 | Year 13 | Year 14 | Year 15 | Year 16 | Year 17 | Year 18 | Year 19 | Year 20 | Year 21 | Year 22 | Year 23 | Year 24 | Year 25 | Year 26 | Year 27 | Year 28 | Year 29 | Year 30 | Year 31 | Year 32 | Year 33 | Year 34 | Year 35 | Year 36 | Year 37 | Year 38 | Year 39 | Year 40 | Year 41 | Year 42 | Year 43 | Year 44 | Year 45 | Year 46 | Year 47 | Year 48 | Year 49 | Year 50
1 | 0 | 0 | 0 | 0 | 0 | 0 | 0 | 0 | 0 | 0 | 0 | 0 | 0 | 0 | 0 | 0 | 0 | 0 | 0 | 0 | 0 | 0 | 0 | 0 | 0 | 0 | 0 | 0 | 0 | 0 | 0 | 0 | 0 | 0 | 0 | 0 | 0 | 0 | 0 | 0 | 0 | 0 | 0 | 0 | 0 | 0 | 0 | 0 | 0 | 0 | 0
2 | 0 | 0 | 0 | 0 | 0 | 0 | 0 | 0 | 0 | 0 | 0 | 0 | 0 | 0 | 0 | 0 | 0 | 0 | 0 | 0 | 0 | 0 | 0 | 0 | 0 | 0 | 0 | 0 | 0 | 0 | 0 | 0 | 0 | 0 | 0 | 0 | 0 | 0 | 0 | 0 | 0 | 0 | 0 | 0 | 0 | 0 | 0 | 0 | 0 | 0 | 0
3 | 0 | 0 | 0 | 0 | 0 | 0 | 0 | 0 | 0 | 0 | 0 | 0 | 0 | 0 | 0 | 0 | 0 | 0 | 0 | 0 | 0 | 0 | 0 | 0 | 0 | 0 | 0 | 0 | 0 | 0 | 0 | 0 | 0 | 0 | 0 | 0 | 0 | 0 | 0 | 0 | 0 | 0 | 0 | 0 | 0 | 0 | 0 | 0 | 0 | 0 | 0
4 | 0 | 0 | 0 | 0 | 0 | 0 | 0 | 0 | 0 | 0 | 0 | 0 | 0 | 0 | 0 | 0 | 0 | 0 | 0 | 0 | 0 | 0 | 0 | 0 | 0 | 0 | 0 | 0 | 0 | 0 | 0 | 0 | 0 | 0 | 0 | 0 | 0 | 0 | 0 | 0 | 0 | 0 | 0 | 0 | 0 | 0 | 0 | 0 | 0 | 0 | 0
5 | 0 | 0 | 0 | 0 | 0 | 0 | 0 | 0 | 0 | 0 | 0 | 0 | 0 | 0 | 0 | 0 | 0 | 0 | 0 | 0 | 0 | 0 | 0 | 0 | 0 | 0 | 0 | 0 | 0 | 0 | 0 | 0 | 0 | 0 | 0 | 0 | 0 | 0 | 0 | 0 | 0 | 0 | 0 | 0 | 0 | 0 | 0 | 0 | 0 | 0 | 0
6 | 0 | 0 | 0 | 0 | 0 | 0 | 0 | 0 | 0 | 0 | 0 | 0 | 0 | 0 | 0 | 0 | 0 | 0 | 0 | 0 | 0 | 0 | 0 | 0 | 0 | 0 | 0 | 0 | 0 | 0 | 0 | 0 | 0 | 0 | 0 | 0 | 0 | 0 | 0 | 0 | 0 | 0 | 0 | 0 | 0 | 0 | 0 | 0 | 0 | 0 | 0
7 | 0 | 0 | 0 | 0 | 0 | 0 | 0 | 0 | 0 | 0 | 0 | 0 | 0 | 0 | 0 | 0 | 0 | 0 | 0 | 0 | 0 | 0 | 0 | 0 | 0 | 0 | 0 | 0 | 0 | 0 | 0 | 0 | 0 | 0 | 0 | 0 | 0 | 0 | 0 | 0 | 0 | 0 | 0 | 0 | 0 | 0 | 0 | 0 | 0 | 0 | 0
8 | 0 | 0 | 0 | 0 | 0 | 0 | 0 | 0 | 0 | 0 | 0 | 0 | 0 | 0 | 0 | 0 | 0 | 0 | 0 | 0 | 0 | 0 | 0 | 0 | 0 | 0 | 0 | 0 | 0 | 0 | 0 | 0 | 0 | 0 | 0 | 0 | 0 | 0 | 0 | 0 | 0 | 0 | 0 | 0 | 0 | 0 | 0 | 0 | 0 | 0 | 0
9 | 0 | 0 | 0 | 0 | 0 | 0 | 0 | 0 | 0 | 0 | 0 | 0 | 0 | 0 | 0 | 0 | 0 | 0 | 0 | 0 | 0 | 0 | 0 | 0 | 0 | 0 | 0 | 0 | 0 | 0 | 0 | 0 | 0 | 0 | 0 | 0 | 0 | 0 | 0 | 0 | 0 | 0 | 0 | 0 | 0 | 0 | 0 | 0 | 0 | 0 | 0
10 | 0 | 0 | 0 | 0 | 0 | 0 | 0 | 0 | 0 | 0 | 0 | 0 | 0 | 0 | 0 | 0 | 0 | 0 | 0 | 0 | 0 | 0 | 0 | 0 | 0 | 0 | 0 | 0 | 0 | 0 | 0 | 0 | 0 | 0 | 0 | 0 | 0 | 0 | 0 | 0 | 0 | 0 | 0 | 0 | 0 | 0 | 0 | 0 | 0 | 0 | 0
On Market - Component 5
Equipment | Year 0 | Year 1 | Year 2 | Year 3 | Year 4 | Year 5 | Year 6 | Year 7 | Year 8 | Year 9 | Year 10 | Year 11 | Year 12 | Year 13 | Year 14 | Year 15 | Year 16 | Year 17 | Year 18 | Year 19 | Year 20 | Year 21 | Year 22 | Year 23 | Year 24 | Year 25 | Year 26 | Year 27 | Year 28 | Year 29 | Year 30 | Year 31 | Year 32 | Year 33 | Year 34 | Year 35 | Year 36 | Year 37 | Year 38 | Year 39 | Year 40 | Year 41 | Year 42 | Year 43 | Year 44 | Year 45 | Year 46 | Year 47 | Year 48 | Year 49 | Year 50
1 | 0 | 0 | 0 | 0 | 0 | 0 | 0 | 0 | 0 | 0 | 0 | 0 | 0 | 0 | 0 | 0 | 0 | 0 | 0 | 0 | 0 | 0 | 0 | 0 | 0 | 0 | 0 | 0 | 0 | 0 | 0 | 0 | 0 | 0 | 0 | 0 | 0 | 0 | 0 | 0 | 0 | 0 | 0 | 0 | 0 | 0 | 0 | 0 | 0 | 0 | 0
2 | 0 | 0 | 0 | 0 | 0 | 0 | 0 | 0 | 0 | 0 | 0 | 0 | 0 | 0 | 0 | 0 | 0 | 0 | 0 | 0 | 0 | 0 | 0 | 0 | 0 | 0 | 0 | 0 | 0 | 0 | 0 | 0 | 0 | 0 | 0 | 0 | 0 | 0 | 0 | 0 | 0 | 0 | 0 | 0 | 0 | 0 | 0 | 0 | 0 | 0 | 0
3 | 0 | 0 | 0 | 0 | 0 | 0 | 0 | 0 | 0 | 0 | 0 | 0 | 0 | 0 | 0 | 0 | 0 | 0 | 0 | 0 | 0 | 0 | 0 | 0 | 0 | 0 | 0 | 0 | 0 | 0 | 0 | 0 | 0 | 0 | 0 | 0 | 0 | 0 | 0 | 0 | 0 | 0 | 0 | 0 | 0 | 0 | 0 | 0 | 0 | 0 | 0
4 | 0 | 0 | 0 | 0 | 0 | 0 | 0 | 0 | 0 | 0 | 0 | 0 | 0 | 0 | 0 | 0 | 0 | 0 | 0 | 0 | 0 | 0 | 0 | 0 | 0 | 0 | 0 | 0 | 0 | 0 | 0 | 0 | 0 | 0 | 0 | 0 | 0 | 0 | 0 | 0 | 0 | 0 | 0 | 0 | 0 | 0 | 0 | 0 | 0 | 0 | 0
5 | 0 | 0 | 0 | 0 | 0 | 0 | 0 | 0 | 0 | 0 | 0 | 0 | 0 | 0 | 0 | 0 | 0 | 0 | 0 | 0 | 0 | 0 | 0 | 0 | 0 | 0 | 0 | 0 | 0 | 0 | 0 | 0 | 0 | 0 | 0 | 0 | 0 | 0 | 0 | 0 | 0 | 0 | 0 | 0 | 0 | 0 | 0 | 0 | 0 | 0 | 0
6 | 0 | 0 | 0 | 0 | 0 | 0 | 0 | 0 | 0 | 0 | 0 | 0 | 0 | 0 | 0 | 0 | 0 | 0 | 0 | 0 | 0 | 0 | 0 | 0 | 0 | 0 | 0 | 0 | 0 | 0 | 0 | 0 | 0 | 0 | 0 | 0 | 0 | 0 | 0 | 0 | 0 | 0 | 0 | 0 | 0 | 0 | 0 | 0 | 0 | 0 | 0
7 | 0 | 0 | 0 | 0 | 0 | 0 | 0 | 0 | 0 | 0 | 0 | 0 | 0 | 0 | 0 | 0 | 0 | 0 | 0 | 0 | 0 | 0 | 0 | 0 | 0 | 0 | 0 | 0 | 0 | 0 | 0 | 0 | 0 | 0 | 0 | 0 | 0 | 0 | 0 | 0 | 0 | 0 | 0 | 0 | 0 | 0 | 0 | 0 | 0 | 0 | 0
8 | 0 | 0 | 0 | 0 | 0 | 0 | 0 | 0 | 0 | 0 | 0 | 0 | 0 | 0 | 0 | 0 | 0 | 0 | 0 | 0 | 0 | 0 | 0 | 0 | 0 | 0 | 0 | 0 | 0 | 0 | 0 | 0 | 0 | 0 | 0 | 0 | 0 | 0 | 0 | 0 | 0 | 0 | 0 | 0 | 0 | 0 | 0 | 0 | 0 | 0 | 0
9 | 0 | 0 | 0 | 0 | 0 | 0 | 0 | 0 | 0 | 0 | 0 | 0 | 0 | 0 | 0 | 0 | 0 | 0 | 0 | 0 | 0 | 0 | 0 | 0 | 0 | 0 | 0 | 0 | 0 | 0 | 0 | 0 | 0 | 0 | 0 | 0 | 0 | 0 | 0 | 0 | 0 | 0 | 0 | 0 | 0 | 0 | 0 | 0 | 0 | 0 | 0
10 | 0 | 0 | 0 | 0 | 0 | 0 | 0 | 0 | 0 | 0 | 0 | 0 | 0 | 0 | 0 | 0 | 0 | 0 | 0 | 0 | 0 | 0 | 0 | 0 | 0 | 0 | 0 | 0 | 0 | 0 | 0 | 0 | 0 | 0 | 0 | 0 | 0 | 0 | 0 | 0 | 0 | 0 | 0 | 0 | 0 | 0 | 0 | 0 | 0 | 0 | 0
Technical kBTUs - Component 5
Value | Year 0 | Year 1 | Year 2 | Year 3 | Year 4 | Year 5 | Year 6 | Year 7 | Year 8 | Year 9 | Year 10 | Year 11 | Year 12 | Year 13 | Year 14 | Year 15 | Year 16 | Year 17 | Year 18 | Year 19 | Year 20 | Year 21 | Year 22 | Year 23 | Year 24 | Year 25 | Year 26 | Year 27 | Year 28 | Year 29 | Year 30 | Year 31 | Year 32 | Year 33 | Year 34 | Year 35 | Year 36 | Year 37 | Year 38 | Year 39 | Year 40 | Year 41 | Year 42 | Year 43 | Year 44 | Year 45 | Year 46 | Year 47 | Year 48 | Year 49 | Year 50
Annualized kBTUs | 0 | 0 | 0 | 0 | 0 | 0 | 0 | 0 | 0 | 0 | 0 | 0 | 0 | 0 | 0 | 0 | 0 | 0 | 0 | 0 | 0 | 0 | 0 | 0 | 0 | 0 | 0 | 0 | 0 | 0 | 0 | 0 | 0 | 0 | 0 | 0 | 0 | 0 | 0 | 0 | 0 | 0 | 0 | 0 | 0 | 0 | 0 | 0 | 0 | 0 | 0
Lifetimes - Component 5
Scenario | Year 0 | Year 1 | Year 2 | Year 3 | Year 4 | Year 5 | Year 6 | Year 7 | Year 8 | Year 9 | Year 10 | Year 11 | Year 12 | Year 13 | Year 14 | Year 15 | Year 16 | Year 17 | Year 18 | Year 19 | Year 20 | Year 21 | Year 22 | Year 23 | Year 24 | Year 25 | Year 26 | Year 27 | Year 28 | Year 29 | Year 30 | Year 31 | Year 32 | Year 33 | Year 34 | Year 35 | Year 36 | Year 37 | Year 38 | Year 39 | Year 40 | Year 41 | Year 42 | Year 43 | Year 44 | Year 45 | Year 46 | Year 47 | Year 48 | Year 49 | Year 50
NC - Min. Lifetime | 0 | 0 | 0 | 0 | 0 | 0 | 0 | 0 | 0 | 0 | 0 | 0 | 0 | 0 | 0 | 0 | 0 | 0 | 0 | 0 | 0 | 0 | 0 | 0 | 0 | 0 | 0 | 0 | 0 | 0 | 0 | 0 | 0 | 0 | 0 | 0 | 0 | 0 | 0 | 0 | 0 | 0 | 0 | 0 | 0 | 0 | 0 | 0 | 0 | 0 | 0
NC - Max. Lifetime | 0 | 0 | 0 | 0 | 0 | 0 | 0 | 0 | 0 | 0 | 0 | 0 | 0 | 0 | 0 | 0 | 0 | 0 | 0 | 0 | 0 | 0 | 0 | 0 | 0 | 0 | 0 | 0 | 0 | 0 | 0 | 0 | 0 | 0 | 0 | 0 | 0 | 0 | 0 | 0 | 0 | 0 | 0 | 0 | 0 | 0 | 0 | 0 | 0 | 0 | 0
New Construction Costs
Scenario | Year 0 | Year 1 | Year 2 | Year 3 | Year 4 | Year 5 | Year 6 | Year 7 | Year 8 | Year 9 | Year 10 | Year 11 | Year 12 | Year 13 | Year 14 | Year 15 | Year 16 | Year 17 | Year 18 | Year 19 | Year 20 | Year 21 | Year 22 | Year 23 | Year 24 | Year 25 | Year 26 | Year 27 | Year 28 | Year 29 | Year 30 | Year 31 | Year 32 | Year 33 | Year 34 | Year 35 | Year 36 | Year 37 | Year 38 | Year 39 | Year 40 | Year 41 | Year 42 | Year 43 | Year 44 | Year 45 | Year 46 | Year 47 | Year 48 | Year 49 | Year 50
Average Min. Lifetime - NC | 0 | 0 | 0 | 0 | 0 | 0 | 0 | 0 | 0 | 0 | 0 | 0 | 0 | 0 | 0 | 0 | 0 | 0 | 0 | 0 | 0 | 0 | 0 | 0 | 0 | 0 | 0 | 0 | 0 | 0 | 0 | 0 | 0 | 0 | 0 | 0 | 0 | 0 | 0 | 0 | 0 | 0 | 0 | 0 | 0 | 0 | 0 | 0 | 0 | 0 | 0
Average Max. Lifetime - NC | 0 | 0 | 0 | 0 | 0 | 0 | 0 | 0 | 0 | 0 | 0 | 0 | 0 | 0 | 0 | 0 | 0 | 0 | 0 | 0 | 0 | 0 | 0 | 0 | 0 | 0 | 0 | 0 | 0 | 0 | 0 | 0 | 0 | 0 | 0 | 0 | 0 | 0 | 0 | 0 | 0 | 0 | 0 | 0 | 0 | 0 | 0 | 0 | 0 | 0 | 0
Annualized Install Cost - Utility - NC | 0 | 0 | 0 | 0 | 0 | 0 | 0 | 0 | 0 | 0 | 0 | 0 | 0 | 0 | 0 | 0 | 0 | 0 | 0 | 0 | 0 | 0 | 0 | 0 | 0 | 0 | 0 | 0 | 0 | 0 | 0 | 0 | 0 | 0 | 0 | 0 | 0 | 0 | 0 | 0 | 0 | 0 | 0 | 0 | 0 | 0 | 0 | 0 | 0 | 0 | 0
Annualized Install Cost - Participant | 0 | 0 | 0 | 0 | 0 | 0 | 0 | 0 | 0 | 0 | 0 | 0 | 0 | 0 | 0 | 0 | 0 | 0 | 0 | 0 | 0 | 0 | 0 | 0 | 0 | 0 | 0 | 0 | 0 | 0 | 0 | 0 | 0 | 0 | 0 | 0 | 0 | 0 | 0 | 0 | 0 | 0 | 0 | 0 | 0 | 0 | 0 | 0 | 0 | 0 | 0
System Results
Value | Year 0 | Year 1 | Year 2 | Year 3 | Year 4 | Year 5 | Year 6 | Year 7 | Year 8 | Year 9 | Year 10 | Year 11 | Year 12 | Year 13 | Year 14 | Year 15 | Year 16 | Year 17 | Year 18 | Year 19 | Year 20 | Year 21 | Year 22 | Year 23 | Year 24 | Year 25 | Year 26 | Year 27 | Year 28 | Year 29 | Year 30 | Year 31 | Year 32 | Year 33 | Year 34 | Year 35 | Year 36 | Year 37 | Year 38 | Year 39 | Year 40 | Year 41 | Year 42 | Year 43 | Year 44 | Year 45 | Year 46 | Year 47 | Year 48 | Year 49 | Year 50
Utility - Cost of Operation | 0 | 0 | 0 | 0 | 0 | 0 | 0 | 0 | 0 | 0 | 0 | 0 | 0 | 0 | 0 | 0 | 0 | 0 | 0 | 0 | 0 | 0 | 0 | 0 | 0 | 0 | 0 | 0 | 0 | 0 | 0 | 0 | 0 | 0 | 0 | 0 | 0 | 0 | 0 | 0 | 0 | 0 | 0 | 0 | 0 | 0 | 0 | 0 | 0 | 0 | 0
Utility - Value of Sales | 0 | 0 | 0 | 0 | 0 | 0 | 0 | 0 | 0 | 0 | 0 | 0 | 0 | 0 | 0 | 0 | 0 | 0 | 0 | 0 | 0 | 0 | 0 | 0 | 0 | 0 | 0 | 0 | 0 | 0 | 0 | 0 | 0 | 0 | 0 | 0 | 0 | 0 | 0 | 0 | 0 | 0 | 0 | 0 | 0 | 0 | 0 | 0 | 0 | 0 | 0
Utility - Cost of Equipment | 0 | 0 | 0 | 0 | 0 | 0 | 0 | 0 | 0 | 0 | 0 | 0 | 0 | 0 | 0 | 0 | 0 | 0 | 0 | 0 | 0 | 0 | 0 | 0 | 0 | 0 | 0 | 0 | 0 | 0 | 0 | 0 | 0 | 0 | 0 | 0 | 0 | 0 | 0 | 0 | 0 | 0 | 0 | 0 | 0 | 0 | 0 | 0 | 0 | 0 | 0
Participant - Cost of Operation | 0 | 0 | 0 | 0 | 0 | 0 | 0 | 0 | 0 | 0 | 0 | 0 | 0 | 0 | 0 | 0 | 0 | 0 | 0 | 0 | 0 | 0 | 0 | 0 | 0 | 0 | 0 | 0 | 0 | 0 | 0 | 0 | 0 | 0 | 0 | 0 | 0 | 0 | 0 | 0 | 0 | 0 | 0 | 0 | 0 | 0 | 0 | 0 | 0 | 0 | 0
Participant - Cost of Equipment | 0 | 0 | 0 | 0 | 0 | 0 | 0 | 0 | 0 | 0 | 0 | 0 | 0 | 0 | 0 | 0 | 0 | 0 | 0 | 0 | 0 | 0 | 0 | 0 | 0 | 0 | 0 | 0 | 0 | 0 | 0 | 0 | 0 | 0 | 0 | 0 | 0 | 0 | 0 | 0 | 0 | 0 | 0 | 0 | 0 | 0 | 0 | 0 | 0 | 0 | 0
Annualized kBTUs | 0 | 0 | 0 | 0 | 0 | 0 | 0 | 0 | 0 | 0 | 0 | 0 | 0 | 0 | 0 | 0 | 0 | 0 | 0 | 0 | 0 | 0 | 0 | 0 | 0 | 0 | 0 | 0 | 0 | 0 | 0 | 0 | 0 | 0 | 0 | 0 | 0 | 0 | 0 | 0 | 0 | 0 | 0 | 0 | 0 | 0 | 0 | 0 | 0 | 0 | 0

## Sys Economics (hidden)
Forecast
Base Year | 2016
Forecast Start | 2017
Forecast End | 2057
Utility Economics
Test | TRC | 0
Incentive Rate | 70%
Admin Adder | 20%
Baseline Purchase Shares
Use Logit Model | 0%
Grow adoption | 100%
Allow decline | 100%
Achievable Case | Economic Potential
System Settings
System | Label | First Year On Market | Last Year On Market | Availability | Use Logit Model | Allow Growth | Allow decline | Available | On Date | Off Date
System 1 |  |  |  |  | 100% | 100% | 100% | FALSE | 0 | 0
System 2 |  |  |  |  | 100% | 100% | 100% | FALSE | 0 | 0
System 3 |  |  |  |  | 100% | 100% | 0% | FALSE | 0 | 0
System 4 |  |  |  |  | 100% | 0% | 100% | FALSE | 0 | 0
System 5 |  |  |  |  | 100% | 100% | 100% | FALSE | 0 | 0
Potential Factors - MAP
System | Year 0 | Year 1 | Year 2 | Year 3 | Year 4 | Year 5 | Year 6 | Year 7 | Year 8 | Year 9 | Year 10 | Year 11 | Year 12 | Year 13 | Year 14 | Year 15 | Year 16 | Year 17 | Year 18 | Year 19 | Year 20 | Year 21 | Year 22 | Year 23 | Year 24 | Year 25 | Year 26 | Year 27 | Year 28 | Year 29 | Year 30 | Year 31 | Year 32 | Year 33 | Year 34 | Year 35 | Year 36 | Year 37 | Year 38 | Year 39 | Year 40 | Year 41 | Year 42 | Year 43 | Year 44 | Year 45 | Year 46 | Year 47 | Year 48 | Year 49 | Year 50
System 1 | bar: Year 0 to Year 50
System 2 | bar: Year 0 to Year 50
System 3 | bar: Year 0 to Year 50
System 4 | bar: Year 0 to Year 50
System 5 | bar: Year 0 to Year 50
Potential Factors - RAP
System | Year 0 | Year 1 | Year 2 | Year 3 | Year 4 | Year 5 | Year 6 | Year 7 | Year 8 | Year 9 | Year 10 | Year 11 | Year 12 | Year 13 | Year 14 | Year 15 | Year 16 | Year 17 | Year 18 | Year 19 | Year 20 | Year 21 | Year 22 | Year 23 | Year 24 | Year 25 | Year 26 | Year 27 | Year 28 | Year 29 | Year 30 | Year 31 | Year 32 | Year 33 | Year 34 | Year 35 | Year 36 | Year 37 | Year 38 | Year 39 | Year 40 | Year 41 | Year 42 | Year 43 | Year 44 | Year 45 | Year 46 | Year 47 | Year 48 | Year 49 | Year 50
System 1 | bar: Year 0 to Year 50
System 2 | bar: Year 0 to Year 50
System 3 | bar: Year 0 to Year 50
System 4 | bar: Year 0 to Year 50
System 5 | bar: Year 0 to Year 50
System Purchase Shares
System | Year 0 | Year 1 | Year 2 | Year 3 | Year 4 | Year 5 | Year 6 | Year 7 | Year 8 | Year 9 | Year 10 | Year 11 | Year 12 | Year 13 | Year 14 | Year 15 | Year 16 | Year 17 | Year 18 | Year 19 | Year 20 | Year 21 | Year 22 | Year 23 | Year 24 | Year 25 | Year 26 | Year 27 | Year 28 | Year 29 | Year 30 | Year 31 | Year 32 | Year 33 | Year 34 | Year 35 | Year 36 | Year 37 | Year 38 | Year 39 | Year 40 | Year 41 | Year 42 | Year 43 | Year 44 | Year 45 | Year 46 | Year 47 | Year 48 | Year 49 | Year 50
System 1 | bar: Year 0 to Year 50
System 2 | bar: Year 0 to Year 50
System 3 | bar: Year 0 to Year 50
System 4 | bar: Year 0 to Year 50
System 5 | bar: Year 0 to Year 50
Total Shares | bar: Year 0 to Year 50
Availabl Shares | bar: Year 0 to Year 50
Utility - Cost of Operation
System | Year 0 | Year 1 | Year 2 | Year 3 | Year 4 | Year 5 | Year 6 | Year 7 | Year 8 | Year 9 | Year 10 | Year 11 | Year 12 | Year 13 | Year 14 | Year 15 | Year 16 | Year 17 | Year 18 | Year 19 | Year 20 | Year 21 | Year 22 | Year 23 | Year 24 | Year 25 | Year 26 | Year 27 | Year 28 | Year 29 | Year 30 | Year 31 | Year 32 | Year 33 | Year 34 | Year 35 | Year 36 | Year 37 | Year 38 | Year 39 | Year 40 | Year 41 | Year 42 | Year 43 | Year 44 | Year 45 | Year 46 | Year 47 | Year 48 | Year 49 | Year 50
System 1 | 0 | 0 | 0 | 0 | 0 | 0 | 0 | 0 | 0 | 0 | 0 | 0 | 0 | 0 | 0 | 0 | 0 | 0 | 0 | 0 | 0 | 0 | 0 | 0 | 0 | 0 | 0 | 0 | 0 | 0 | 0 | 0 | 0 | 0 | 0 | 0 | 0 | 0 | 0 | 0 | 0 | 0 | 0 | 0 | 0 | 0 | 0 | 0 | 0 | 0 | 0
System 2 | 0 | 0 | 0 | 0 | 0 | 0 | 0 | 0 | 0 | 0 | 0 | 0 | 0 | 0 | 0 | 0 | 0 | 0 | 0 | 0 | 0 | 0 | 0 | 0 | 0 | 0 | 0 | 0 | 0 | 0 | 0 | 0 | 0 | 0 | 0 | 0 | 0 | 0 | 0 | 0 | 0 | 0 | 0 | 0 | 0 | 0 | 0 | 0 | 0 | 0 | 0
System 3 | 0 | 0 | 0 | 0 | 0 | 0 | 0 | 0 | 0 | 0 | 0 | 0 | 0 | 0 | 0 | 0 | 0 | 0 | 0 | 0 | 0 | 0 | 0 | 0 | 0 | 0 | 0 | 0 | 0 | 0 | 0 | 0 | 0 | 0 | 0 | 0 | 0 | 0 | 0 | 0 | 0 | 0 | 0 | 0 | 0 | 0 | 0 | 0 | 0 | 0 | 0
System 4 | 0 | 0 | 0 | 0 | 0 | 0 | 0 | 0 | 0 | 0 | 0 | 0 | 0 | 0 | 0 | 0 | 0 | 0 | 0 | 0 | 0 | 0 | 0 | 0 | 0 | 0 | 0 | 0 | 0 | 0 | 0 | 0 | 0 | 0 | 0 | 0 | 0 | 0 | 0 | 0 | 0 | 0 | 0 | 0 | 0 | 0 | 0 | 0 | 0 | 0 | 0
System 5 | 0 | 0 | 0 | 0 | 0 | 0 | 0 | 0 | 0 | 0 | 0 | 0 | 0 | 0 | 0 | 0 | 0 | 0 | 0 | 0 | 0 | 0 | 0 | 0 | 0 | 0 | 0 | 0 | 0 | 0 | 0 | 0 | 0 | 0 | 0 | 0 | 0 | 0 | 0 | 0 | 0 | 0 | 0 | 0 | 0 | 0 | 0 | 0 | 0 | 0 | 0
Utility - Value of Sales
System | Year 0 | Year 1 | Year 2 | Year 3 | Year 4 | Year 5 | Year 6 | Year 7 | Year 8 | Year 9 | Year 10 | Year 11 | Year 12 | Year 13 | Year 14 | Year 15 | Year 16 | Year 17 | Year 18 | Year 19 | Year 20 | Year 21 | Year 22 | Year 23 | Year 24 | Year 25 | Year 26 | Year 27 | Year 28 | Year 29 | Year 30 | Year 31 | Year 32 | Year 33 | Year 34 | Year 35 | Year 36 | Year 37 | Year 38 | Year 39 | Year 40 | Year 41 | Year 42 | Year 43 | Year 44 | Year 45 | Year 46 | Year 47 | Year 48 | Year 49 | Year 50
System 1 | 285.0737 | 288.0839 | 291.1061 | 295.3949 | 300.2981 | 305.4808 | 310.3057 | 314.4884 | 317.3745 | 317.5544 | 317.5493 | 317.5444 | 317.6301 | 317.9068 | 318.5455 | 319.2997 | 320.249 | 321.2066 | 322.2227 | 323.26 | 324.2289 | 324.9882 | 325.7259 | 326.3733 | 326.8641 | 327.2309 | 327.5702 | 327.8924 | 328.2474 | 328.5857 | 328.9035 | 329.1594 | 329.3417 | 329.4351 | 329.4351 | 329.4351 | 329.4351 | 329.4351 | 329.4351 | 329.4351 | 329.4351 | 329.4351 | 301.4437 | 301.4437 | 301.4437 | 301.4437 | 301.4437 | 301.4437 | 301.4437 | 301.4437 | 301.4437
System 2 | 162.4337 | 163.4262 | 161.3613 | 164.2294 | 164.948 | 166.6262 | 167.6811 | 169.0459 | 170.1799 | 171.0848 | 171.7789 | 172.1354 | 172.2981 | 172.3613 | 172.4309 | 172.5915 | 172.85 | 173.1128 | 173.3101 | 173.4603 | 173.6454 | 173.8662 | 174.0481 | 174.2143 | 174.3924 | 174.591 | 174.8186 | 175.0349 | 175.2436 | 175.446 | 175.6261 | 175.7621 | 175.836 | 175.8655 | 175.8655 | 175.8655 | 175.8655 | 175.8655 | 175.8655 | 175.8655 | 175.8655 | 175.8655 | 1192.5882 | 1192.5882 | 1192.5882 | 1192.5882 | 1192.5882 | 1192.5882 | 1192.5882 | 1192.5882 | 1192.5882
System 3 | 262.2716 | 262.7875 | 267.3781 | 269.8297 | 272.1733 | 279.2292 | 284.0511 | 278.1302 | 280.8924 | 281.0362 | 281.0081 | 280.959 | 280.9821 | 281.1881 | 281.7508 | 282.4194 | 283.279 | 284.1505 | 285.0781 | 286.0204 | 286.8894 | 287.5571 | 288.1941 | 288.746 | 289.154 | 289.4392 | 289.7072 | 289.9597 | 290.2539 | 290.5313 | 290.7982 | 291.0072 | 291.1553 | 291.2324 | 291.2345 | 291.2367 | 291.2388 | 291.241 | 291.2431 | 291.2452 | 291.2474 | 291.2495 | 520.8081 | 520.8121 | 520.8161 | 520.8201 | 520.8241 | 520.8281 | 520.8321 | 520.8361 | 520.8402
System 4 | 154.3865 | 154.5419 | 153.9492 | 155.4019 | 155.2734 | 156.7433 | 157.9212 | 159.1495 | 160.1093 | 160.6245 | 161.0271 | 161.2799 | 161.4549 | 161.6075 | 161.8088 | 162.0664 | 162.3927 | 162.719 | 163.0212 | 163.3026 | 163.5867 | 163.8557 | 164.0975 | 164.3143 | 164.5093 | 164.6889 | 164.8704 | 165.0364 | 165.1987 | 165.3511 | 165.4882 | 165.5933 | 165.6576 | 165.687 | 165.6872 | 165.6874 | 165.6875 | 165.6877 | 165.6879 | 165.6881 | 165.6883 | 165.6884 | 193.7931 | 193.7939 | 193.7947 | 193.7956 | 193.7964 | 193.779 | 193.7413 | 193.6808 | 193.595
System 5 | 0 | 0 | 0 | 0 | 0 | 0 | 0 | 0 | 0 | 0 | 0 | 0 | 0 | 0 | 0 | 0 | 0 | 0 | 0 | 0 | 0 | 0 | 0 | 0 | 0 | 0 | 0 | 0 | 0 | 0 | 0 | 0 | 0 | 0 | 0 | 0 | 0 | 0 | 0 | 0 | 0 | 0 | 0 | 0 | 0 | 0 | 0 | 0 | 0 | 0 | 0
| 0 | 0 | 0 | 0 | 0 | 0 | 0 | 0 | 0 | 0 | 0 | 0 | 0 | 0 | 0 | 0 | 0 | 0 | 0 | 0 | 0 | 0 | 0 | 0 | 0 | 0 | 0 | 0 | 0 | 0 | 0 | 0 | 0 | 0 | 0 | 0 | 0 | 0 | 0 | 0 | 0 | 0
Utility - Cost of Equipment | 0 | 0 | 0 | 0 | 0 | 0 | 0 | 0 | 0 | 0 | 0 | 0 | 0 | 0 | 0 | 0 | 0 | 0 | 0 | 0 | 0 | 0 | 0 | 0 | 0 | 0 | 0 | 0 | 0 | 0 | 0 | 0 | 0 | 0 | 0 | 0 | 0 | 0 | 0 | 0 | 0 | 0
System | Year 0 | Year 1 | Year 2 | Year 3 | Year 4 | Year 5 | Year 6 | Year 7 | Year 8 | Year 9 | Year 10 | Year 11 | Year 12 | Year 13 | Year 14 | Year 15 | Year 16 | Year 17 | Year 18 | Year 19 | Year 20 | Year 21 | Year 22 | Year 23 | Year 24 | Year 25 | Year 26 | Year 27 | Year 28 | Year 29 | Year 30 | Year 31 | Year 32 | Year 33 | Year 34 | Year 35 | Year 36 | Year 37 | Year 38 | Year 39 | Year 40 | Year 41 | Year 42 | Year 43 | Year 44 | Year 45 | Year 46 | Year 47 | Year 48 | Year 49 | Year 50
System 1 | 0 | 0 | 0 | 0 | 0 | 0 | 0 | 0 | 0 | 0 | 0 | 0 | 0 | 0 | 0 | 0 | 0 | 0 | 0 | 0 | 0 | 0 | 0 | 0 | 0 | 0 | 0 | 0 | 0 | 0 | 0 | 0 | 0 | 0 | 0 | 0 | 0 | 0 | 0 | 0 | 0 | 0 | 0 | 0 | 0 | 0 | 0 | 0 | 0 | 0 | 0
System 2 | 0 | 0 | 0 | 0 | 0 | 0 | 0 | 0 | 0 | 0 | 0 | 0 | 0 | 0 | 0 | 0 | 0 | 0 | 0 | 0 | 0 | 0 | 0 | 0 | 0 | 0 | 0 | 0 | 0 | 0 | 0 | 0 | 0 | 0 | 0 | 0 | 0 | 0 | 0 | 0 | 0 | 0 | 0 | 0 | 0 | 0 | 0 | 0 | 0 | 0 | 0
System 3 | 0 | 0 | 0 | 0 | 0 | 0 | 0 | 0 | 0 | 0 | 0 | 0 | 0 | 0 | 0 | 0 | 0 | 0 | 0 | 0 | 0 | 0 | 0 | 0 | 0 | 0 | 0 | 0 | 0 | 0 | 0 | 0 | 0 | 0 | 0 | 0 | 0 | 0 | 0 | 0 | 0 | 0 | 0 | 0 | 0 | 0 | 0 | 0 | 0 | 0 | 0
System 4 | 0 | 0 | 0 | 0 | 0 | 0 | 0 | 0 | 0 | 0 | 0 | 0 | 0 | 0 | 0 | 0 | 0 | 0 | 0 | 0 | 0 | 0 | 0 | 0 | 0 | 0 | 0 | 0 | 0 | 0 | 0 | 0 | 0 | 0 | 0 | 0 | 0 | 0 | 0 | 0 | 0 | 0 | 0 | 0 | 0 | 0 | 0 | 0 | 0 | 0 | 0
System 5 | 0 | 0 | 0 | 0 | 0 | 0 | 0 | 0 | 0 | 0 | 0 | 0 | 0 | 0 | 0 | 0 | 0 | 0 | 0 | 0 | 0 | 0 | 0 | 0 | 0 | 0 | 0 | 0 | 0 | 0 | 0 | 0 | 0 | 0 | 0 | 0 | 0 | 0 | 0 | 0 | 0 | 0 | 0 | 0 | 0 | 0 | 0 | 0 | 0 | 0 | 0
Participant - Cost of Operation
System | Year 0 | Year 1 | Year 2 | Year 3 | Year 4 | Year 5 | Year 6 | Year 7 | Year 8 | Year 9 | Year 10 | Year 11 | Year 12 | Year 13 | Year 14 | Year 15 | Year 16 | Year 17 | Year 18 | Year 19 | Year 20 | Year 21 | Year 22 | Year 23 | Year 24 | Year 25 | Year 26 | Year 27 | Year 28 | Year 29 | Year 30 | Year 31 | Year 32 | Year 33 | Year 34 | Year 35 | Year 36 | Year 37 | Year 38 | Year 39 | Year 40 | Year 41 | Year 42 | Year 43 | Year 44 | Year 45 | Year 46 | Year 47 | Year 48 | Year 49 | Year 50
System 1 | 0 | 0 | 0 | 0 | 0 | 0 | 0 | 0 | 0 | 0 | 0 | 0 | 0 | 0 | 0 | 0 | 0 | 0 | 0 | 0 | 0 | 0 | 0 | 0 | 0 | 0 | 0 | 0 | 0 | 0 | 0 | 0 | 0 | 0 | 0 | 0 | 0 | 0 | 0 | 0 | 0 | 0 | 0 | 0 | 0 | 0 | 0 | 0 | 0 | 0 | 0
System 2 | 0 | 0 | 0 | 0 | 0 | 0 | 0 | 0 | 0 | 0 | 0 | 0 | 0 | 0 | 0 | 0 | 0 | 0 | 0 | 0 | 0 | 0 | 0 | 0 | 0 | 0 | 0 | 0 | 0 | 0 | 0 | 0 | 0 | 0 | 0 | 0 | 0 | 0 | 0 | 0 | 0 | 0 | 0 | 0 | 0 | 0 | 0 | 0 | 0 | 0 | 0
System 3 | 0 | 0 | 0 | 0 | 0 | 0 | 0 | 0 | 0 | 0 | 0 | 0 | 0 | 0 | 0 | 0 | 0 | 0 | 0 | 0 | 0 | 0 | 0 | 0 | 0 | 0 | 0 | 0 | 0 | 0 | 0 | 0 | 0 | 0 | 0 | 0 | 0 | 0 | 0 | 0 | 0 | 0 | 0 | 0 | 0 | 0 | 0 | 0 | 0 | 0 | 0
System 4 | 0 | 0 | 0 | 0 | 0 | 0 | 0 | 0 | 0 | 0 | 0 | 0 | 0 | 0 | 0 | 0 | 0 | 0 | 0 | 0 | 0 | 0 | 0 | 0 | 0 | 0 | 0 | 0 | 0 | 0 | 0 | 0 | 0 | 0 | 0 | 0 | 0 | 0 | 0 | 0 | 0 | 0 | 0 | 0 | 0 | 0 | 0 | 0 | 0 | 0 | 0
System 5 | 0 | 0 | 0 | 0 | 0 | 0 | 0 | 0 | 0 | 0 | 0 | 0 | 0 | 0 | 0 | 0 | 0 | 0 | 0 | 0 | 0 | 0 | 0 | 0 | 0 | 0 | 0 | 0 | 0 | 0 | 0 | 0 | 0 | 0 | 0 | 0 | 0 | 0 | 0 | 0 | 0 | 0 | 0 | 0 | 0 | 0 | 0 | 0 | 0 | 0 | 0
Participant - Cost of Equipment
System | Year 0 | Year 1 | Year 2 | Year 3 | Year 4 | Year 5 | Year 6 | Year 7 | Year 8 | Year 9 | Year 10 | Year 11 | Year 12 | Year 13 | Year 14 | Year 15 | Year 16 | Year 17 | Year 18 | Year 19 | Year 20 | Year 21 | Year 22 | Year 23 | Year 24 | Year 25 | Year 26 | Year 27 | Year 28 | Year 29 | Year 30 | Year 31 | Year 32 | Year 33 | Year 34 | Year 35 | Year 36 | Year 37 | Year 38 | Year 39 | Year 40 | Year 41 | Year 42 | Year 43 | Year 44 | Year 45 | Year 46 | Year 47 | Year 48 | Year 49 | Year 50
System 1 | 0 | 0 | 0 | 0 | 0 | 0 | 0 | 0 | 0 | 0 | 0 | 0 | 0 | 0 | 0 | 0 | 0 | 0 | 0 | 0 | 0 | 0 | 0 | 0 | 0 | 0 | 0 | 0 | 0 | 0 | 0 | 0 | 0 | 0 | 0 | 0 | 0 | 0 | 0 | 0 | 0 | 0 | 0 | 0 | 0 | 0 | 0 | 0 | 0 | 0 | 0
System 2 | 0 | 0 | 0 | 0 | 0 | 0 | 0 | 0 | 0 | 0 | 0 | 0 | 0 | 0 | 0 | 0 | 0 | 0 | 0 | 0 | 0 | 0 | 0 | 0 | 0 | 0 | 0 | 0 | 0 | 0 | 0 | 0 | 0 | 0 | 0 | 0 | 0 | 0 | 0 | 0 | 0 | 0 | 0 | 0 | 0 | 0 | 0 | 0 | 0 | 0 | 0
System 3 | 0 | 0 | 0 | 0 | 0 | 0 | 0 | 0 | 0 | 0 | 0 | 0 | 0 | 0 | 0 | 0 | 0 | 0 | 0 | 0 | 0 | 0 | 0 | 0 | 0 | 0 | 0 | 0 | 0 | 0 | 0 | 0 | 0 | 0 | 0 | 0 | 0 | 0 | 0 | 0 | 0 | 0 | 0 | 0 | 0 | 0 | 0 | 0 | 0 | 0 | 0
System 4 | 0 | 0 | 0 | 0 | 0 | 0 | 0 | 0 | 0 | 0 | 0 | 0 | 0 | 0 | 0 | 0 | 0 | 0 | 0 | 0 | 0 | 0 | 0 | 0 | 0 | 0 | 0 | 0 | 0 | 0 | 0 | 0 | 0 | 0 | 0 | 0 | 0 | 0 | 0 | 0 | 0 | 0 | 0 | 0 | 0 | 0 | 0 | 0 | 0 | 0 | 0
System 5 | 0 | 0 | 0 | 0 | 0 | 0 | 0 | 0 | 0 | 0 | 0 | 0 | 0 | 0 | 0 | 0 | 0 | 0 | 0 | 0 | 0 | 0 | 0 | 0 | 0 | 0 | 0 | 0 | 0 | 0 | 0 | 0 | 0 | 0 | 0 | 0 | 0 | 0 | 0 | 0 | 0 | 0 | 0 | 0 | 0 | 0 | 0 | 0 | 0 | 0 | 0
System - Annual kBTUs
System | Year 0 | Year 1 | Year 2 | Year 3 | Year 4 | Year 5 | Year 6 | Year 7 | Year 8 | Year 9 | Year 10 | Year 11 | Year 12 | Year 13 | Year 14 | Year 15 | Year 16 | Year 17 | Year 18 | Year 19 | Year 20 | Year 21 | Year 22 | Year 23 | Year 24 | Year 25 | Year 26 | Year 27 | Year 28 | Year 29 | Year 30 | Year 31 | Year 32 | Year 33 | Year 34 | Year 35 | Year 36 | Year 37 | Year 38 | Year 39 | Year 40 | Year 41 | Year 42 | Year 43 | Year 44 | Year 45 | Year 46 | Year 47 | Year 48 | Year 49 | Year 50
1 | 0 | 0 | 0 | 0 | 0 | 0 | 0 | 0 | 0 | 0 | 0 | 0 | 0 | 0 | 0 | 0 | 0 | 0 | 0 | 0 | 0 | 0 | 0 | 0 | 0 | 0 | 0 | 0 | 0 | 0 | 0 | 0 | 0 | 0 | 0 | 0 | 0 | 0 | 0 | 0 | 0 | 0 | 0 | 0 | 0 | 0 | 0 | 0 | 0 | 0 | 0
2 | 0 | 0 | 0 | 0 | 0 | 0 | 0 | 0 | 0 | 0 | 0 | 0 | 0 | 0 | 0 | 0 | 0 | 0 | 0 | 0 | 0 | 0 | 0 | 0 | 0 | 0 | 0 | 0 | 0 | 0 | 0 | 0 | 0 | 0 | 0 | 0 | 0 | 0 | 0 | 0 | 0 | 0 | 0 | 0 | 0 | 0 | 0 | 0 | 0 | 0 | 0
3 | 0 | 0 | 0 | 0 | 0 | 0 | 0 | 0 | 0 | 0 | 0 | 0 | 0 | 0 | 0 | 0 | 0 | 0 | 0 | 0 | 0 | 0 | 0 | 0 | 0 | 0 | 0 | 0 | 0 | 0 | 0 | 0 | 0 | 0 | 0 | 0 | 0 | 0 | 0 | 0 | 0 | 0 | 0 | 0 | 0 | 0 | 0 | 0 | 0 | 0 | 0
4 | 0 | 0 | 0 | 0 | 0 | 0 | 0 | 0 | 0 | 0 | 0 | 0 | 0 | 0 | 0 | 0 | 0 | 0 | 0 | 0 | 0 | 0 | 0 | 0 | 0 | 0 | 0 | 0 | 0 | 0 | 0 | 0 | 0 | 0 | 0 | 0 | 0 | 0 | 0 | 0 | 0 | 0 | 0 | 0 | 0 | 0 | 0 | 0 | 0 | 0 | 0
5 | 0 | 0 | 0 | 0 | 0 | 0 | 0 | 0 | 0 | 0 | 0 | 0 | 0 | 0 | 0 | 0 | 0 | 0 | 0 | 0 | 0 | 0 | 0 | 0 | 0 | 0 | 0 | 0 | 0 | 0 | 0 | 0 | 0 | 0 | 0 | 0 | 0 | 0 | 0 | 0 | 0 | 0 | 0 | 0 | 0 | 0 | 0 | 0 | 0 | 0 | 0
Year
| Year 0 | Year 1 | Year 2 | Year 3 | Year 4 | Year 5 | Year 6 | Year 7 | Year 8 | Year 9 | Year 10 | Year 11 | Year 12 | Year 13 | Year 14 | Year 15 | Year 16 | Year 17 | Year 18 | Year 19 | Year 20 | Year 21 | Year 22 | Year 23 | Year 24 | Year 25 | Year 26 | Year 27 | Year 28 | Year 29 | Year 30 | Year 31 | Year 32 | Year 33 | Year 34 | Year 35 | Year 36 | Year 37 | Year 38 | Year 39 | Year 40 | Year 41 | Year 42 | Year 43 | Year 44 | Year 45 | Year 46 | Year 47 | Year 48 | Year 49 | Year 50
Year | 2016 | 2017 | 2018 | 2019 | 2020 | 2021 | 2022 | 2023 | 2024 | 2025 | 2026 | 2027 | 2028 | 2029 | 2030 | 2031 | 2032 | 2033 | 2034 | 2035 | 2036 | 2037 | 2038 | 2039 | 2040 | 2041 | 2042 | 2043 | 2044 | 2045 | 2046 | 2047 | 2048 | 2049 | 2050 | 2051 | 2052 | 2053 | 2054 | 2055 | 2056 | 2057 | 2058 | 2059 | 2060 | 2061 | 2062 | 2063 | 2064 | 2065 | 2066
Index | 0 | 1 | 2 | 3 | 4 | 5 | 6 | 7 | 8 | 9 | 10 | 11 | 12 | 13 | 14 | 15 | 16 | 17 | 18 | 19 | 20 | 21 | 22 | 23 | 24 | 25 | 26 | 27 | 28 | 29 | 30 | 31 | 32 | 33 | 34 | 35 | 36 | 37 | 38 | 39 | 40 | 41 | 42 | 43 | 44 | 45 | 46 | 47 | 48 | 49 | 50
On Market
Equipment | Year 0 | Year 1 | Year 2 | Year 3 | Year 4 | Year 5 | Year 6 | Year 7 | Year 8 | Year 9 | Year 10 | Year 11 | Year 12 | Year 13 | Year 14 | Year 15 | Year 16 | Year 17 | Year 18 | Year 19 | Year 20 | Year 21 | Year 22 | Year 23 | Year 24 | Year 25 | Year 26 | Year 27 | Year 28 | Year 29 | Year 30 | Year 31 | Year 32 | Year 33 | Year 34 | Year 35 | Year 36 | Year 37 | Year 38 | Year 39 | Year 40 | Year 41 | Year 42 | Year 43 | Year 44 | Year 45 | Year 46 | Year 47 | Year 48 | Year 49 | Year 50
1 | FALSE | FALSE | FALSE | FALSE | FALSE | FALSE | FALSE | FALSE | FALSE | FALSE | FALSE | FALSE | FALSE | FALSE | FALSE | FALSE | FALSE | FALSE | FALSE | FALSE | FALSE | FALSE | FALSE | FALSE | FALSE | FALSE | FALSE | FALSE | FALSE | FALSE | FALSE | FALSE | FALSE | FALSE | FALSE | FALSE | FALSE | FALSE | FALSE | FALSE | FALSE | FALSE | FALSE | FALSE | FALSE | FALSE | FALSE | FALSE | FALSE | FALSE | FALSE
2 | FALSE | FALSE | FALSE | FALSE | FALSE | FALSE | FALSE | FALSE | FALSE | FALSE | FALSE | FALSE | FALSE | FALSE | FALSE | FALSE | FALSE | FALSE | FALSE | FALSE | FALSE | FALSE | FALSE | FALSE | FALSE | FALSE | FALSE | FALSE | FALSE | FALSE | FALSE | FALSE | FALSE | FALSE | FALSE | FALSE | FALSE | FALSE | FALSE | FALSE | FALSE | FALSE | FALSE | FALSE | FALSE | FALSE | FALSE | FALSE | FALSE | FALSE | FALSE
3 | FALSE | FALSE | FALSE | FALSE | FALSE | FALSE | FALSE | FALSE | FALSE | FALSE | FALSE | FALSE | FALSE | FALSE | FALSE | FALSE | FALSE | FALSE | FALSE | FALSE | FALSE | FALSE | FALSE | FALSE | FALSE | FALSE | FALSE | FALSE | FALSE | FALSE | FALSE | FALSE | FALSE | FALSE | FALSE | FALSE | FALSE | FALSE | FALSE | FALSE | FALSE | FALSE | FALSE | FALSE | FALSE | FALSE | FALSE | FALSE | FALSE | FALSE | FALSE
4 | FALSE | FALSE | FALSE | FALSE | FALSE | FALSE | FALSE | FALSE | FALSE | FALSE | FALSE | FALSE | FALSE | FALSE | FALSE | FALSE | FALSE | FALSE | FALSE | FALSE | FALSE | FALSE | FALSE | FALSE | FALSE | FALSE | FALSE | FALSE | FALSE | FALSE | FALSE | FALSE | FALSE | FALSE | FALSE | FALSE | FALSE | FALSE | FALSE | FALSE | FALSE | FALSE | FALSE | FALSE | FALSE | FALSE | FALSE | FALSE | FALSE | FALSE | FALSE
5 | FALSE | FALSE | FALSE | FALSE | FALSE | FALSE | FALSE | FALSE | FALSE | FALSE | FALSE | FALSE | FALSE | FALSE | FALSE | FALSE | FALSE | FALSE | FALSE | FALSE | FALSE | FALSE | FALSE | FALSE | FALSE | FALSE | FALSE | FALSE | FALSE | FALSE | FALSE | FALSE | FALSE | FALSE | FALSE | FALSE | FALSE | FALSE | FALSE | FALSE | FALSE | FALSE | FALSE | FALSE | FALSE | FALSE | FALSE | FALSE | FALSE | FALSE | FALSE
Base Unit | #N/A | #N/A | #N/A | #N/A | #N/A | #N/A | #N/A | #N/A | #N/A | #N/A | #N/A | #N/A | #N/A | #N/A | #N/A | #N/A | #N/A | #N/A | #N/A | #N/A | #N/A | #N/A | #N/A | #N/A | #N/A | #N/A | #N/A | #N/A | #N/A | #N/A | #N/A | #N/A | #N/A | #N/A | #N/A | #N/A | #N/A | #N/A | #N/A | #N/A | #N/A | #N/A | #N/A | #N/A | #N/A | #N/A | #N/A | #N/A | #N/A | #N/A | #N/A
Options Available | 0 | 0 | 0 | 0 | 0 | 0 | 0 | 0 | 0 | 0 | 0 | 0 | 0 | 0 | 0 | 0 | 0 | 0 | 0 | 0 | 0 | 0 | 0 | 0 | 0 | 0 | 0 | 0 | 0 | 0 | 0 | 0 | 0 | 0 | 0 | 0 | 0 | 0 | 0 | 0 | 0 | 0 | 0 | 0 | 0 | 0 | 0 | 0 | 0 | 0 | 0
Total Resource Cost Test
Equipment | Year 0 | Year 1 | Year 2 | Year 3 | Year 4 | Year 5 | Year 6 | Year 7 | Year 8 | Year 9 | Year 10 | Year 11 | Year 12 | Year 13 | Year 14 | Year 15 | Year 16 | Year 17 | Year 18 | Year 19 | Year 20 | Year 21 | Year 22 | Year 23 | Year 24 | Year 25 | Year 26 | Year 27 | Year 28 | Year 29 | Year 30 | Year 31 | Year 32 | Year 33 | Year 34 | Year 35 | Year 36 | Year 37 | Year 38 | Year 39 | Year 40 | Year 41 | Year 42 | Year 43 | Year 44 | Year 45 | Year 46 | Year 47 | Year 48 | Year 49 | Year 50
1 | 0 | 0 | 0 | 0 | 0 | 0 | 0 | 0 | 0 | 0 | 0 | 0 | 0 | 0 | 0 | 0 | 0 | 0 | 0 | 0 | 0 | 0 | 0 | 0 | 0 | 0 | 0 | 0 | 0 | 0 | 0 | 0 | 0 | 0 | 0 | 0 | 0 | 0 | 0 | 0 | 0 | 0 | 0 | 0 | 0 | 0 | 0 | 0 | 0 | 0 | 0
2 | 0 | 0 | 0 | 0 | 0 | 0 | 0 | 0 | 0 | 0 | 0 | 0 | 0 | 0 | 0 | 0 | 0 | 0 | 0 | 0 | 0 | 0 | 0 | 0 | 0 | 0 | 0 | 0 | 0 | 0 | 0 | 0 | 0 | 0 | 0 | 0 | 0 | 0 | 0 | 0 | 0 | 0 | 0 | 0 | 0 | 0 | 0 | 0 | 0 | 0 | 0
3 | 0 | 0 | 0 | 0 | 0 | 0 | 0 | 0 | 0 | 0 | 0 | 0 | 0 | 0 | 0 | 0 | 0 | 0 | 0 | 0 | 0 | 0 | 0 | 0 | 0 | 0 | 0 | 0 | 0 | 0 | 0 | 0 | 0 | 0 | 0 | 0 | 0 | 0 | 0 | 0 | 0 | 0 | 0 | 0 | 0 | 0 | 0 | 0 | 0 | 0 | 0
4 | 0 | 0 | 0 | 0 | 0 | 0 | 0 | 0 | 0 | 0 | 0 | 0 | 0 | 0 | 0 | 0 | 0 | 0 | 0 | 0 | 0 | 0 | 0 | 0 | 0 | 0 | 0 | 0 | 0 | 0 | 0 | 0 | 0 | 0 | 0 | 0 | 0 | 0 | 0 | 0 | 0 | 0 | 0 | 0 | 0 | 0 | 0 | 0 | 0 | 0 | 0
5 | 0 | 0 | 0 | 0 | 0 | 0 | 0 | 0 | 0 | 0 | 0 | 0 | 0 | 0 | 0 | 0 | 0 | 0 | 0 | 0 | 0 | 0 | 0 | 0 | 0 | 0 | 0 | 0 | 0 | 0 | 0 | 0 | 0 | 0 | 0 | 0 | 0 | 0 | 0 | 0 | 0 | 0 | 0 | 0 | 0 | 0 | 0 | 0 | 0 | 0 | 0
Economical | bar: Year 0 to Year 50
Economical kBTUs | 0 | 0 | 0 | 0 | 0 | 0 | 0 | 0 | 0 | 0 | 0 | 0 | 0 | 0 | 0 | 0 | 0 | 0 | 0 | 0 | 0 | 0 | 0 | 0 | 0 | 0 | 0 | 0 | 0 | 0 | 0 | 0 | 0 | 0 | 0 | 0 | 0 | 0 | 0 | 0 | 0 | 0 | 0 | 0 | 0 | 0 | 0 | 0 | 0 | 0 | 0
Program Administrator Cost Test
Equipment | Year 0 | Year 1 | Year 2 | Year 3 | Year 4 | Year 5 | Year 6 | Year 7 | Year 8 | Year 9 | Year 10 | Year 11 | Year 12 | Year 13 | Year 14 | Year 15 | Year 16 | Year 17 | Year 18 | Year 19 | Year 20 | Year 21 | Year 22 | Year 23 | Year 24 | Year 25 | Year 26 | Year 27 | Year 28 | Year 29 | Year 30 | Year 31 | Year 32 | Year 33 | Year 34 | Year 35 | Year 36 | Year 37 | Year 38 | Year 39 | Year 40 | Year 41 | Year 42 | Year 43 | Year 44 | Year 45 | Year 46 | Year 47 | Year 48 | Year 49 | Year 50
1 | 0 | 0 | 0 | 0 | 0 | 0 | 0 | 0 | 0 | 0 | 0 | 0 | 0 | 0 | 0 | 0 | 0 | 0 | 0 | 0 | 0 | 0 | 0 | 0 | 0 | 0 | 0 | 0 | 0 | 0 | 0 | 0 | 0 | 0 | 0 | 0 | 0 | 0 | 0 | 0 | 0 | 0 | 0 | 0 | 0 | 0 | 0 | 0 | 0 | 0 | 0
2 | 0 | 0 | 0 | 0 | 0 | 0 | 0 | 0 | 0 | 0 | 0 | 0 | 0 | 0 | 0 | 0 | 0 | 0 | 0 | 0 | 0 | 0 | 0 | 0 | 0 | 0 | 0 | 0 | 0 | 0 | 0 | 0 | 0 | 0 | 0 | 0 | 0 | 0 | 0 | 0 | 0 | 0 | 0 | 0 | 0 | 0 | 0 | 0 | 0 | 0 | 0
3 | 0 | 0 | 0 | 0 | 0 | 0 | 0 | 0 | 0 | 0 | 0 | 0 | 0 | 0 | 0 | 0 | 0 | 0 | 0 | 0 | 0 | 0 | 0 | 0 | 0 | 0 | 0 | 0 | 0 | 0 | 0 | 0 | 0 | 0 | 0 | 0 | 0 | 0 | 0 | 0 | 0 | 0 | 0 | 0 | 0 | 0 | 0 | 0 | 0 | 0 | 0
4 | 0 | 0 | 0 | 0 | 0 | 0 | 0 | 0 | 0 | 0 | 0 | 0 | 0 | 0 | 0 | 0 | 0 | 0 | 0 | 0 | 0 | 0 | 0 | 0 | 0 | 0 | 0 | 0 | 0 | 0 | 0 | 0 | 0 | 0 | 0 | 0 | 0 | 0 | 0 | 0 | 0 | 0 | 0 | 0 | 0 | 0 | 0 | 0 | 0 | 0 | 0
5 | 0 | 0 | 0 | 0 | 0 | 0 | 0 | 0 | 0 | 0 | 0 | 0 | 0 | 0 | 0 | 0 | 0 | 0 | 0 | 0 | 0 | 0 | 0 | 0 | 0 | 0 | 0 | 0 | 0 | 0 | 0 | 0 | 0 | 0 | 0 | 0 | 0 | 0 | 0 | 0 | 0 | 0 | 0 | 0 | 0 | 0 | 0 | 0 | 0 | 0 | 0
Economical | bar: Year 0 to Year 50
Economical kBTUs | 0 | 0 | 0 | 0 | 0 | 0 | 0 | 0 | 0 | 0 | 0 | 0 | 0 | 0 | 0 | 0 | 0 | 0 | 0 | 0 | 0 | 0 | 0 | 0 | 0 | 0 | 0 | 0 | 0 | 0 | 0 | 0 | 0 | 0 | 0 | 0 | 0 | 0 | 0 | 0 | 0 | 0 | 0 | 0 | 0 | 0 | 0 | 0 | 0 | 0 | 0
Participant Cost Test
Equipment | Year 0 | Year 1 | Year 2 | Year 3 | Year 4 | Year 5 | Year 6 | Year 7 | Year 8 | Year 9 | Year 10 | Year 11 | Year 12 | Year 13 | Year 14 | Year 15 | Year 16 | Year 17 | Year 18 | Year 19 | Year 20 | Year 21 | Year 22 | Year 23 | Year 24 | Year 25 | Year 26 | Year 27 | Year 28 | Year 29 | Year 30 | Year 31 | Year 32 | Year 33 | Year 34 | Year 35 | Year 36 | Year 37 | Year 38 | Year 39 | Year 40 | Year 41 | Year 42 | Year 43 | Year 44 | Year 45 | Year 46 | Year 47 | Year 48 | Year 49 | Year 50
1 | 0 | 0 | 0 | 0 | 0 | 0 | 0 | 0 | 0 | 0 | 0 | 0 | 0 | 0 | 0 | 0 | 0 | 0 | 0 | 0 | 0 | 0 | 0 | 0 | 0 | 0 | 0 | 0 | 0 | 0 | 0 | 0 | 0 | 0 | 0 | 0 | 0 | 0 | 0 | 0 | 0 | 0 | 0 | 0 | 0 | 0 | 0 | 0 | 0 | 0 | 0
2 | 0 | 0 | 0 | 0 | 0 | 0 | 0 | 0 | 0 | 0 | 0 | 0 | 0 | 0 | 0 | 0 | 0 | 0 | 0 | 0 | 0 | 0 | 0 | 0 | 0 | 0 | 0 | 0 | 0 | 0 | 0 | 0 | 0 | 0 | 0 | 0 | 0 | 0 | 0 | 0 | 0 | 0 | 0 | 0 | 0 | 0 | 0 | 0 | 0 | 0 | 0
3 | 0 | 0 | 0 | 0 | 0 | 0 | 0 | 0 | 0 | 0 | 0 | 0 | 0 | 0 | 0 | 0 | 0 | 0 | 0 | 0 | 0 | 0 | 0 | 0 | 0 | 0 | 0 | 0 | 0 | 0 | 0 | 0 | 0 | 0 | 0 | 0 | 0 | 0 | 0 | 0 | 0 | 0 | 0 | 0 | 0 | 0 | 0 | 0 | 0 | 0 | 0
4 | 0 | 0 | 0 | 0 | 0 | 0 | 0 | 0 | 0 | 0 | 0 | 0 | 0 | 0 | 0 | 0 | 0 | 0 | 0 | 0 | 0 | 0 | 0 | 0 | 0 | 0 | 0 | 0 | 0 | 0 | 0 | 0 | 0 | 0 | 0 | 0 | 0 | 0 | 0 | 0 | 0 | 0 | 0 | 0 | 0 | 0 | 0 | 0 | 0 | 0 | 0
5 | 0 | 0 | 0 | 0 | 0 | 0 | 0 | 0 | 0 | 0 | 0 | 0 | 0 | 0 | 0 | 0 | 0 | 0 | 0 | 0 | 0 | 0 | 0 | 0 | 0 | 0 | 0 | 0 | 0 | 0 | 0 | 0 | 0 | 0 | 0 | 0 | 0 | 0 | 0 | 0 | 0 | 0 | 0 | 0 | 0 | 0 | 0 | 0 | 0 | 0 | 0
Economical | bar: Year 0 to Year 50
Economical kBTUs | 0 | 0 | 0 | 0 | 0 | 0 | 0 | 0 | 0 | 0 | 0 | 0 | 0 | 0 | 0 | 0 | 0 | 0 | 0 | 0 | 0 | 0 | 0 | 0 | 0 | 0 | 0 | 0 | 0 | 0 | 0 | 0 | 0 | 0 | 0 | 0 | 0 | 0 | 0 | 0 | 0 | 0 | 0 | 0 | 0 | 0 | 0 | 0 | 0 | 0 | 0
Ratepayer Impact Measure Test
Equipment | Year 0 | Year 1 | Year 2 | Year 3 | Year 4 | Year 5 | Year 6 | Year 7 | Year 8 | Year 9 | Year 10 | Year 11 | Year 12 | Year 13 | Year 14 | Year 15 | Year 16 | Year 17 | Year 18 | Year 19 | Year 20 | Year 21 | Year 22 | Year 23 | Year 24 | Year 25 | Year 26 | Year 27 | Year 28 | Year 29 | Year 30 | Year 31 | Year 32 | Year 33 | Year 34 | Year 35 | Year 36 | Year 37 | Year 38 | Year 39 | Year 40 | Year 41 | Year 42 | Year 43 | Year 44 | Year 45 | Year 46 | Year 47 | Year 48 | Year 49 | Year 50
1 | -285.0737 | -288.0839 | -291.1061 | -295.3949 | -300.2981 | -305.4808 | -310.3057 | -314.4884 | -317.3745 | -317.5544 | -317.5493 | -317.5444 | -317.6301 | -317.9068 | -318.5455 | -319.2997 | -320.249 | -321.2066 | -322.2227 | -323.26 | -324.2289 | -324.9882 | -325.7259 | -326.3733 | -326.8641 | -327.2309 | -327.5702 | -327.8924 | -328.2474 | -328.5857 | -328.9035 | -329.1594 | -329.3417 | -329.4351 | -329.4351 | -329.4351 | -329.4351 | -329.4351 | -329.4351 | -329.4351 | -329.4351 | -329.4351 | -301.4437 | -301.4437 | -301.4437 | -301.4437 | -301.4437 | -301.4437 | -301.4437 | -301.4437 | -301.4437
2 | -162.4337 | -163.4262 | -161.3613 | -164.2294 | -164.948 | -166.6262 | -167.6811 | -169.0459 | -170.1799 | -171.0848 | -171.7789 | -172.1354 | -172.2981 | -172.3613 | -172.4309 | -172.5915 | -172.85 | -173.1128 | -173.3101 | -173.4603 | -173.6454 | -173.8662 | -174.0481 | -174.2143 | -174.3924 | -174.591 | -174.8186 | -175.0349 | -175.2436 | -175.446 | -175.6261 | -175.7621 | -175.836 | -175.8655 | -175.8655 | -175.8655 | -175.8655 | -175.8655 | -175.8655 | -175.8655 | -175.8655 | -175.8655 | -1192.5882 | -1192.5882 | -1192.5882 | -1192.5882 | -1192.5882 | -1192.5882 | -1192.5882 | -1192.5882 | -1192.5882
3 | -262.2716 | -262.7875 | -267.3781 | -269.8297 | -272.1733 | -279.2292 | -284.0511 | -278.1302 | -280.8924 | -281.0362 | -281.0081 | -280.959 | -280.9821 | -281.1881 | -281.7508 | -282.4194 | -283.279 | -284.1505 | -285.0781 | -286.0204 | -286.8894 | -287.5571 | -288.1941 | -288.746 | -289.154 | -289.4392 | -289.7072 | -289.9597 | -290.2539 | -290.5313 | -290.7982 | -291.0072 | -291.1553 | -291.2324 | -291.2345 | -291.2367 | -291.2388 | -291.241 | -291.2431 | -291.2452 | -291.2474 | -291.2495 | -520.8081 | -520.8121 | -520.8161 | -520.8201 | -520.8241 | -520.8281 | -520.8321 | -520.8361 | -520.8402
4 | -154.3865 | -154.5419 | -153.9492 | -155.4019 | -155.2734 | -156.7433 | -157.9212 | -159.1495 | -160.1093 | -160.6245 | -161.0271 | -161.2799 | -161.4549 | -161.6075 | -161.8088 | -162.0664 | -162.3927 | -162.719 | -163.0212 | -163.3026 | -163.5867 | -163.8557 | -164.0975 | -164.3143 | -164.5093 | -164.6889 | -164.8704 | -165.0364 | -165.1987 | -165.3511 | -165.4882 | -165.5933 | -165.6576 | -165.687 | -165.6872 | -165.6874 | -165.6875 | -165.6877 | -165.6879 | -165.6881 | -165.6883 | -165.6884 | -193.7931 | -193.7939 | -193.7947 | -193.7956 | -193.7964 | -193.779 | -193.7413 | -193.6808 | -193.595
5 | 0 | 0 | 0 | 0 | 0 | 0 | 0 | 0 | 0 | 0 | 0 | 0 | 0 | 0 | 0 | 0 | 0 | 0 | 0 | 0 | 0 | 0 | 0 | 0 | 0 | 0 | 0 | 0 | 0 | 0 | 0 | 0 | 0 | 0 | 0 | 0 | 0 | 0 | 0 | 0 | 0 | 0 | 0 | 0 | 0 | 0 | 0 | 0 | 0 | 0 | 0
Economical | 5 | 5 | 5 | 5 | 5 | 5 | 5 | 5 | 5 | 5 | 5 | 5 | 5 | 5 | 5 | 5 | 5 | 5 | 5 | 5 | 5 | 5 | 5 | 5 | 5 | 5 | 5 | 5 | 5 | 5 | 5 | 5 | 5 | 5 | 5 | 5 | 5 | 5 | 5 | 5 | 5 | 5 | 5 | 5 | 5 | 5 | 5 | 5 | 5 | 5 | 5
Economical kBTUs | 0 | 0 | 0 | 0 | 0 | 0 | 0 | 0 | 0 | 0 | 0 | 0 | 0 | 0 | 0 | 0 | 0 | 0 | 0 | 0 | 0 | 0 | 0 | 0 | 0 | 0 | 0 | 0 | 0 | 0 | 0 | 0 | 0 | 0 | 0 | 0 | 0 | 0 | 0 | 0 | 0 | 0 | 0 | 0 | 0 | 0 | 0 | 0 | 0 | 0 | 0
Technical Model Rank
System | Year 0 | Year 1 | Year 2 | Year 3 | Year 4 | Year 5 | Year 6 | Year 7 | Year 8 | Year 9 | Year 10 | Year 11 | Year 12 | Year 13 | Year 14 | Year 15 | Year 16 | Year 17 | Year 18 | Year 19 | Year 20 | Year 21 | Year 22 | Year 23 | Year 24 | Year 25 | Year 26 | Year 27 | Year 28 | Year 29 | Year 30 | Year 31 | Year 32 | Year 33 | Year 34 | Year 35 | Year 36 | Year 37 | Year 38 | Year 39 | Year 40 | Year 41 | Year 42 | Year 43 | Year 44 | Year 45 | Year 46 | Year 47 | Year 48 | Year 49 | Year 50
1 | 0 | 0 | 0 | 0 | 0 | 0 | 0 | 0 | 0 | 0 | 0 | 0 | 0 | 0 | 0 | 0 | 0 | 0 | 0 | 0 | 0 | 0 | 0 | 0 | 0 | 0 | 0 | 0 | 0 | 0 | 0 | 0 | 0 | 0 | 0 | 0 | 0 | 0 | 0 | 0 | 0 | 0 | 0 | 0 | 0 | 0 | 0 | 0 | 0 | 0 | 0
2 | 0 | 0 | 0 | 0 | 0 | 0 | 0 | 0 | 0 | 0 | 0 | 0 | 0 | 0 | 0 | 0 | 0 | 0 | 0 | 0 | 0 | 0 | 0 | 0 | 0 | 0 | 0 | 0 | 0 | 0 | 0 | 0 | 0 | 0 | 0 | 0 | 0 | 0 | 0 | 0 | 0 | 0 | 0 | 0 | 0 | 0 | 0 | 0 | 0 | 0 | 0
3 | 0 | 0 | 0 | 0 | 0 | 0 | 0 | 0 | 0 | 0 | 0 | 0 | 0 | 0 | 0 | 0 | 0 | 0 | 0 | 0 | 0 | 0 | 0 | 0 | 0 | 0 | 0 | 0 | 0 | 0 | 0 | 0 | 0 | 0 | 0 | 0 | 0 | 0 | 0 | 0 | 0 | 0 | 0 | 0 | 0 | 0 | 0 | 0 | 0 | 0 | 0
4 | 0 | 0 | 0 | 0 | 0 | 0 | 0 | 0 | 0 | 0 | 0 | 0 | 0 | 0 | 0 | 0 | 0 | 0 | 0 | 0 | 0 | 0 | 0 | 0 | 0 | 0 | 0 | 0 | 0 | 0 | 0 | 0 | 0 | 0 | 0 | 0 | 0 | 0 | 0 | 0 | 0 | 0 | 0 | 0 | 0 | 0 | 0 | 0 | 0 | 0 | 0
5 | 0 | 0 | 0 | 0 | 0 | 0 | 0 | 0 | 0 | 0 | 0 | 0 | 0 | 0 | 0 | 0 | 0 | 0 | 0 | 0 | 0 | 0 | 0 | 0 | 0 | 0 | 0 | 0 | 0 | 0 | 0 | 0 | 0 | 0 | 0 | 0 | 0 | 0 | 0 | 0 | 0 | 0 | 0 | 0 | 0 | 0 | 0 | 0 | 0 | 0 | 0
Economic Model Rank
System | Year 0 | Year 1 | Year 2 | Year 3 | Year 4 | Year 5 | Year 6 | Year 7 | Year 8 | Year 9 | Year 10 | Year 11 | Year 12 | Year 13 | Year 14 | Year 15 | Year 16 | Year 17 | Year 18 | Year 19 | Year 20 | Year 21 | Year 22 | Year 23 | Year 24 | Year 25 | Year 26 | Year 27 | Year 28 | Year 29 | Year 30 | Year 31 | Year 32 | Year 33 | Year 34 | Year 35 | Year 36 | Year 37 | Year 38 | Year 39 | Year 40 | Year 41 | Year 42 | Year 43 | Year 44 | Year 45 | Year 46 | Year 47 | Year 48 | Year 49 | Year 50
1 | 0 | 0 | 0 | 0 | 0 | 0 | 0 | 0 | 0 | 0 | 0 | 0 | 0 | 0 | 0 | 0 | 0 | 0 | 0 | 0 | 0 | 0 | 0 | 0 | 0 | 0 | 0 | 0 | 0 | 0 | 0 | 0 | 0 | 0 | 0 | 0 | 0 | 0 | 0 | 0 | 0 | 0 | 0 | 0 | 0 | 0 | 0 | 0 | 0 | 0 | 0
2 | 0 | 0 | 0 | 0 | 0 | 0 | 0 | 0 | 0 | 0 | 0 | 0 | 0 | 0 | 0 | 0 | 0 | 0 | 0 | 0 | 0 | 0 | 0 | 0 | 0 | 0 | 0 | 0 | 0 | 0 | 0 | 0 | 0 | 0 | 0 | 0 | 0 | 0 | 0 | 0 | 0 | 0 | 0 | 0 | 0 | 0 | 0 | 0 | 0 | 0 | 0
3 | 0 | 0 | 0 | 0 | 0 | 0 | 0 | 0 | 0 | 0 | 0 | 0 | 0 | 0 | 0 | 0 | 0 | 0 | 0 | 0 | 0 | 0 | 0 | 0 | 0 | 0 | 0 | 0 | 0 | 0 | 0 | 0 | 0 | 0 | 0 | 0 | 0 | 0 | 0 | 0 | 0 | 0 | 0 | 0 | 0 | 0 | 0 | 0 | 0 | 0 | 0
4 | 0 | 0 | 0 | 0 | 0 | 0 | 0 | 0 | 0 | 0 | 0 | 0 | 0 | 0 | 0 | 0 | 0 | 0 | 0 | 0 | 0 | 0 | 0 | 0 | 0 | 0 | 0 | 0 | 0 | 0 | 0 | 0 | 0 | 0 | 0 | 0 | 0 | 0 | 0 | 0 | 0 | 0 | 0 | 0 | 0 | 0 | 0 | 0 | 0 | 0 | 0
5 | 0 | 0 | 0 | 0 | 0 | 0 | 0 | 0 | 0 | 0 | 0 | 0 | 0 | 0 | 0 | 0 | 0 | 0 | 0 | 0 | 0 | 0 | 0 | 0 | 0 | 0 | 0 | 0 | 0 | 0 | 0 | 0 | 0 | 0 | 0 | 0 | 0 | 0 | 0 | 0 | 0 | 0 | 0 | 0 | 0 | 0 | 0 | 0 | 0 | 0 | 0
Major Unit
Scenario | Year 0 | Year 1 | Year 2 | Year 3 | Year 4 | Year 5 | Year 6 | Year 7 | Year 8 | Year 9 | Year 10 | Year 11 | Year 12 | Year 13 | Year 14 | Year 15 | Year 16 | Year 17 | Year 18 | Year 19 | Year 20 | Year 21 | Year 22 | Year 23 | Year 24 | Year 25 | Year 26 | Year 27 | Year 28 | Year 29 | Year 30 | Year 31 | Year 32 | Year 33 | Year 34 | Year 35 | Year 36 | Year 37 | Year 38 | Year 39 | Year 40 | Year 41 | Year 42 | Year 43 | Year 44 | Year 45 | Year 46 | Year 47 | Year 48 | Year 49 | Year 50
Economic | bar: Year 0 to Year 50
Economic kBTUs | 0 | 0 | 0 | 0 | 0 | 0 | 0 | 0 | 0 | 0 | 0 | 0 | 0 | 0 | 0 | 0 | 0 | 0 | 0 | 0 | 0 | 0 | 0 | 0 | 0 | 0 | 0 | 0 | 0 | 0 | 0 | 0 | 0 | 0 | 0 | 0 | 0 | 0 | 0 | 0 | 0 | 0 | 0 | 0 | 0 | 0 | 0 | 0 | 0 | 0 | 0
Technical | bar: Year 0 to Year 50
Savings against Economic Unit
Scenario | Year 0 | Year 1 | Year 2 | Year 3 | Year 4 | Year 5 | Year 6 | Year 7 | Year 8 | Year 9 | Year 10 | Year 11 | Year 12 | Year 13 | Year 14 | Year 15 | Year 16 | Year 17 | Year 18 | Year 19 | Year 20 | Year 21 | Year 22 | Year 23 | Year 24 | Year 25 | Year 26 | Year 27 | Year 28 | Year 29 | Year 30 | Year 31 | Year 32 | Year 33 | Year 34 | Year 35 | Year 36 | Year 37 | Year 38 | Year 39 | Year 40 | Year 41 | Year 42 | Year 43 | Year 44 | Year 45 | Year 46 | Year 47 | Year 48 | Year 49 | Year 50
1 | 0 | 0 | 0 | 0 | 0 | 0 | 0 | 0 | 0 | 0 | 0 | 0 | 0 | 0 | 0 | 0 | 0 | 0 | 0 | 0 | 0 | 0 | 0 | 0 | 0 | 0 | 0 | 0 | 0 | 0 | 0 | 0 | 0 | 0 | 0 | 0 | 0 | 0 | 0 | 0 | 0 | 0 | 0 | 0 | 0 | 0 | 0 | 0 | 0 | 0 | 0
2 | 0 | 0 | 0 | 0 | 0 | 0 | 0 | 0 | 0 | 0 | 0 | 0 | 0 | 0 | 0 | 0 | 0 | 0 | 0 | 0 | 0 | 0 | 0 | 0 | 0 | 0 | 0 | 0 | 0 | 0 | 0 | 0 | 0 | 0 | 0 | 0 | 0 | 0 | 0 | 0 | 0 | 0 | 0 | 0 | 0 | 0 | 0 | 0 | 0 | 0 | 0
3 | 0 | 0 | 0 | 0 | 0 | 0 | 0 | 0 | 0 | 0 | 0 | 0 | 0 | 0 | 0 | 0 | 0 | 0 | 0 | 0 | 0 | 0 | 0 | 0 | 0 | 0 | 0 | 0 | 0 | 0 | 0 | 0 | 0 | 0 | 0 | 0 | 0 | 0 | 0 | 0 | 0 | 0 | 0 | 0 | 0 | 0 | 0 | 0 | 0 | 0 | 0
4 | 0 | 0 | 0 | 0 | 0 | 0 | 0 | 0 | 0 | 0 | 0 | 0 | 0 | 0 | 0 | 0 | 0 | 0 | 0 | 0 | 0 | 0 | 0 | 0 | 0 | 0 | 0 | 0 | 0 | 0 | 0 | 0 | 0 | 0 | 0 | 0 | 0 | 0 | 0 | 0 | 0 | 0 | 0 | 0 | 0 | 0 | 0 | 0 | 0 | 0 | 0
5 | 0 | 0 | 0 | 0 | 0 | 0 | 0 | 0 | 0 | 0 | 0 | 0 | 0 | 0 | 0 | 0 | 0 | 0 | 0 | 0 | 0 | 0 | 0 | 0 | 0 | 0 | 0 | 0 | 0 | 0 | 0 | 0 | 0 | 0 | 0 | 0 | 0 | 0 | 0 | 0 | 0 | 0 | 0 | 0 | 0 | 0 | 0 | 0 | 0 | 0 | 0
Logit Model
System | Year 0: Actual Shares; Year 1: Annualized Cost; Year 2: Desirability Index; Year 3: Logit; Year 4: Uncalibrated Shares; Year 5: Coefficient; Year 6: Calibrated Desirability Index; Year 7: Calibrated Logit; Year 8: Coefficients available in base year; Year 9: Linear Interpolated Coefficients
1 | Year 0: 0%; Year 1: 0; Year 2: 0; Year 3: 0; Year 4: 0%; Year 5: 0; Year 6: 0; Year 7: 0; Year 8: 0; Year 9: 0
2 | Year 0: 0%; Year 1: 0; Year 2: 0; Year 3: 0; Year 4: 0%; Year 5: 0; Year 6: 0; Year 7: 0; Year 8: 0; Year 9: 0
3 | Year 0: 0%; Year 1: 0; Year 2: 0; Year 3: 0; Year 4: 0%; Year 5: 0; Year 6: 0; Year 7: 0; Year 8: 0; Year 9: 0
4 | Year 0: 0%; Year 1: 0; Year 2: 0; Year 3: 0; Year 4: 0%; Year 5: 0; Year 6: 0; Year 7: 0; Year 8: 0; Year 9: 0
5 | Year 0: 0%; Year 1: 0; Year 2: 0; Year 3: 0; Year 4: 0%; Year 5: 0; Year 6: 0; Year 7: 0; Year 8: 0; Year 9: 0
Nothing | Year 0: 100%; Year 1: 0; Year 2: 0; Year 3: 1; Year 4: #N/A; Year 5: #N/A; Year 6: #N/A; Year 7: #N/A; Year 8: #N/A; Year 9: 0
|  |  |  | 1 |  |  |  | #N/A
Calibrated Logit of Desirability Index
1 | 0 | 0 | 0 | 0 | 0 | 0 | 0 | 0 | 0 | 0 | 0 | 0 | 0 | 0 | 0 | 0 | 0 | 0 | 0 | 0 | 0 | 0 | 0 | 0 | 0 | 0 | 0 | 0 | 0 | 0 | 0 | 0 | 0 | 0 | 0 | 0 | 0 | 0 | 0 | 0 | 0 | 0 | 0 | 0 | 0 | 0 | 0 | 0 | 0 | 0 | 0
2 | 0 | 0 | 0 | 0 | 0 | 0 | 0 | 0 | 0 | 0 | 0 | 0 | 0 | 0 | 0 | 0 | 0 | 0 | 0 | 0 | 0 | 0 | 0 | 0 | 0 | 0 | 0 | 0 | 0 | 0 | 0 | 0 | 0 | 0 | 0 | 0 | 0 | 0 | 0 | 0 | 0 | 0 | 0 | 0 | 0 | 0 | 0 | 0 | 0 | 0 | 0
3 | 0 | 0 | 0 | 0 | 0 | 0 | 0 | 0 | 0 | 0 | 0 | 0 | 0 | 0 | 0 | 0 | 0 | 0 | 0 | 0 | 0 | 0 | 0 | 0 | 0 | 0 | 0 | 0 | 0 | 0 | 0 | 0 | 0 | 0 | 0 | 0 | 0 | 0 | 0 | 0 | 0 | 0 | 0 | 0 | 0 | 0 | 0 | 0 | 0 | 0 | 0
4 | 0 | 0 | 0 | 0 | 0 | 0 | 0 | 0 | 0 | 0 | 0 | 0 | 0 | 0 | 0 | 0 | 0 | 0 | 0 | 0 | 0 | 0 | 0 | 0 | 0 | 0 | 0 | 0 | 0 | 0 | 0 | 0 | 0 | 0 | 0 | 0 | 0 | 0 | 0 | 0 | 0 | 0 | 0 | 0 | 0 | 0 | 0 | 0 | 0 | 0 | 0
5 | 0 | 0 | 0 | 0 | 0 | 0 | 0 | 0 | 0 | 0 | 0 | 0 | 0 | 0 | 0 | 0 | 0 | 0 | 0 | 0 | 0 | 0 | 0 | 0 | 0 | 0 | 0 | 0 | 0 | 0 | 0 | 0 | 0 | 0 | 0 | 0 | 0 | 0 | 0 | 0 | 0 | 0 | 0 | 0 | 0 | 0 | 0 | 0 | 0 | 0 | 0
Nothing | 0 | 0 | 0 | 0 | 0 | 0 | 0 | 0 | 0 | 0 | 0 | 0 | 0 | 0 | 0 | 0 | 0 | 0 | 0 | 0 | 0 | 0 | 0 | 0 | 0 | 0 | 0 | 0 | 0 | 0 | 0 | 0 | 0 | 0 | 0 | 0 | 0 | 0 | 0 | 0 | 0 | 0 | 0 | 0 | 0 | 0 | 0 | 0 | 0 | 0 | 0
Total | 0 | 0 | 0 | 0 | 0 | 0 | 0 | 0 | 0 | 0 | 0 | 0 | 0 | 0 | 0 | 0 | 0 | 0 | 0 | 0 | 0 | 0 | 0 | 0 | 0 | 0 | 0 | 0 | 0 | 0 | 0 | 0 | 0 | 0 | 0 | 0 | 0 | 0 | 0 | 0 | 0 | 0 | 0 | 0 | 0 | 0 | 0 | 0 | 0 | 0 | 0
Linear Interpolated Purchase Shares
1 | bar: Year 0 to Year 50
2 | bar: Year 0 to Year 50
3 | bar: Year 0 to Year 50
4 | bar: Year 0 to Year 50
5 | bar: Year 0 to Year 50
Nothing | bar: Year 0 to Year 50
Baseline Forecast Purchase Shares
Equipment | Year 0 | Year 1 | Year 2 | Year 3 | Year 4 | Year 5 | Year 6 | Year 7 | Year 8 | Year 9 | Year 10 | Year 11 | Year 12 | Year 13 | Year 14 | Year 15 | Year 16 | Year 17 | Year 18 | Year 19 | Year 20 | Year 21 | Year 22 | Year 23 | Year 24 | Year 25 | Year 26 | Year 27 | Year 28 | Year 29 | Year 30 | Year 31 | Year 32 | Year 33 | Year 34 | Year 35 | Year 36 | Year 37 | Year 38 | Year 39 | Year 40 | Year 41 | Year 42 | Year 43 | Year 44 | Year 45 | Year 46 | Year 47 | Year 48 | Year 49 | Year 50
1 | bar: Year 0 to Year 50
2 | bar: Year 0 to Year 50
3 | bar: Year 0 to Year 50
4 | bar: Year 0 to Year 50
5 | bar: Year 0 to Year 50
Technical Potential Purchase Shares (Sorted)
Equipment | Year 0 | Year 1 | Year 2 | Year 3 | Year 4 | Year 5 | Year 6 | Year 7 | Year 8 | Year 9 | Year 10 | Year 11 | Year 12 | Year 13 | Year 14 | Year 15 | Year 16 | Year 17 | Year 18 | Year 19 | Year 20 | Year 21 | Year 22 | Year 23 | Year 24 | Year 25 | Year 26 | Year 27 | Year 28 | Year 29 | Year 30 | Year 31 | Year 32 | Year 33 | Year 34 | Year 35 | Year 36 | Year 37 | Year 38 | Year 39 | Year 40 | Year 41 | Year 42 | Year 43 | Year 44 | Year 45 | Year 46 | Year 47 | Year 48 | Year 49 | Year 50
1 | bar: Year 0 to Year 50
2 | bar: Year 0 to Year 50
3 | bar: Year 0 to Year 50
4 | bar: Year 0 to Year 50
5 | bar: Year 0 to Year 50
Economic Potential Purchase Shares (Sorted)
Equipment | Year 0 | Year 1 | Year 2 | Year 3 | Year 4 | Year 5 | Year 6 | Year 7 | Year 8 | Year 9 | Year 10 | Year 11 | Year 12 | Year 13 | Year 14 | Year 15 | Year 16 | Year 17 | Year 18 | Year 19 | Year 20 | Year 21 | Year 22 | Year 23 | Year 24 | Year 25 | Year 26 | Year 27 | Year 28 | Year 29 | Year 30 | Year 31 | Year 32 | Year 33 | Year 34 | Year 35 | Year 36 | Year 37 | Year 38 | Year 39 | Year 40 | Year 41 | Year 42 | Year 43 | Year 44 | Year 45 | Year 46 | Year 47 | Year 48 | Year 49 | Year 50
1 | bar: Year 0 to Year 50
2 | bar: Year 0 to Year 50
3 | bar: Year 0 to Year 50
4 | bar: Year 0 to Year 50
5 | bar: Year 0 to Year 50
Technical Potential Purchase Shares (Actual)
Equipment | Year 0 | Year 1 | Year 2 | Year 3 | Year 4 | Year 5 | Year 6 | Year 7 | Year 8 | Year 9 | Year 10 | Year 11 | Year 12 | Year 13 | Year 14 | Year 15 | Year 16 | Year 17 | Year 18 | Year 19 | Year 20 | Year 21 | Year 22 | Year 23 | Year 24 | Year 25 | Year 26 | Year 27 | Year 28 | Year 29 | Year 30 | Year 31 | Year 32 | Year 33 | Year 34 | Year 35 | Year 36 | Year 37 | Year 38 | Year 39 | Year 40 | Year 41 | Year 42 | Year 43 | Year 44 | Year 45 | Year 46 | Year 47 | Year 48 | Year 49 | Year 50
1 | bar: Year 0 to Year 50
2 | bar: Year 0 to Year 50
3 | bar: Year 0 to Year 50
4 | bar: Year 0 to Year 50
5 | bar: Year 0 to Year 50
Economic Potential Purchase Shares (Actual)
Equipment | Year 0 | Year 1 | Year 2 | Year 3 | Year 4 | Year 5 | Year 6 | Year 7 | Year 8 | Year 9 | Year 10 | Year 11 | Year 12 | Year 13 | Year 14 | Year 15 | Year 16 | Year 17 | Year 18 | Year 19 | Year 20 | Year 21 | Year 22 | Year 23 | Year 24 | Year 25 | Year 26 | Year 27 | Year 28 | Year 29 | Year 30 | Year 31 | Year 32 | Year 33 | Year 34 | Year 35 | Year 36 | Year 37 | Year 38 | Year 39 | Year 40 | Year 41 | Year 42 | Year 43 | Year 44 | Year 45 | Year 46 | Year 47 | Year 48 | Year 49 | Year 50
1 | bar: Year 0 to Year 50
2 | bar: Year 0 to Year 50
3 | bar: Year 0 to Year 50
4 | bar: Year 0 to Year 50
5 | bar: Year 0 to Year 50
Maximum Achievable Potential Purchase Shares
Equipment | Year 0 | Year 1 | Year 2 | Year 3 | Year 4 | Year 5 | Year 6 | Year 7 | Year 8 | Year 9 | Year 10 | Year 11 | Year 12 | Year 13 | Year 14 | Year 15 | Year 16 | Year 17 | Year 18 | Year 19 | Year 20 | Year 21 | Year 22 | Year 23 | Year 24 | Year 25 | Year 26 | Year 27 | Year 28 | Year 29 | Year 30 | Year 31 | Year 32 | Year 33 | Year 34 | Year 35 | Year 36 | Year 37 | Year 38 | Year 39 | Year 40 | Year 41 | Year 42 | Year 43 | Year 44 | Year 45 | Year 46 | Year 47 | Year 48 | Year 49 | Year 50
1 | bar: Year 0 to Year 50
2 | bar: Year 0 to Year 50
3 | bar: Year 0 to Year 50
4 | bar: Year 0 to Year 50
5 | bar: Year 0 to Year 50
Realistic Achievable Potential Purchase Shares
Equipment | Year 0 | Year 1 | Year 2 | Year 3 | Year 4 | Year 5 | Year 6 | Year 7 | Year 8 | Year 9 | Year 10 | Year 11 | Year 12 | Year 13 | Year 14 | Year 15 | Year 16 | Year 17 | Year 18 | Year 19 | Year 20 | Year 21 | Year 22 | Year 23 | Year 24 | Year 25 | Year 26 | Year 27 | Year 28 | Year 29 | Year 30 | Year 31 | Year 32 | Year 33 | Year 34 | Year 35 | Year 36 | Year 37 | Year 38 | Year 39 | Year 40 | Year 41 | Year 42 | Year 43 | Year 44 | Year 45 | Year 46 | Year 47 | Year 48 | Year 49 | Year 50
1 | bar: Year 0 to Year 50
2 | bar: Year 0 to Year 50
3 | bar: Year 0 to Year 50
4 | bar: Year 0 to Year 50
5 | bar: Year 0 to Year 50
Codes & Standards Forecast Purchase Shares
Equipment | Year 0 | Year 1 | Year 2 | Year 3 | Year 4 | Year 5 | Year 6 | Year 7 | Year 8 | Year 9 | Year 10 | Year 11 | Year 12 | Year 13 | Year 14 | Year 15 | Year 16 | Year 17 | Year 18 | Year 19 | Year 20 | Year 21 | Year 22 | Year 23 | Year 24 | Year 25 | Year 26 | Year 27 | Year 28 | Year 29 | Year 30 | Year 31 | Year 32 | Year 33 | Year 34 | Year 35 | Year 36 | Year 37 | Year 38 | Year 39 | Year 40 | Year 41 | Year 42 | Year 43 | Year 44 | Year 45 | Year 46 | Year 47 | Year 48 | Year 49 | Year 50
1 | bar: Year 0 to Year 50
2 | bar: Year 0 to Year 50
3 | bar: Year 0 to Year 50
4 | bar: Year 0 to Year 50
5 | bar: Year 0 to Year 50
Checks
Invalid Economic Test Chosen | Year 0: FALSE; Year 1: OK
Base Year Shares for Unavailable System | Year 0: FALSE; Year 1: OK
Baseline Forecast Purchase Shares - Raw (Not conserved)
Equipment | Year 0 | Year 1 | Year 2 | Year 3 | Year 4 | Year 5 | Year 6 | Year 7 | Year 8 | Year 9 | Year 10 | Year 11 | Year 12 | Year 13 | Year 14 | Year 15 | Year 16 | Year 17 | Year 18 | Year 19 | Year 20 | Year 21 | Year 22 | Year 23 | Year 24 | Year 25 | Year 26 | Year 27 | Year 28 | Year 29 | Year 30 | Year 31 | Year 32 | Year 33 | Year 34 | Year 35 | Year 36 | Year 37 | Year 38 | Year 39 | Year 40 | Year 41 | Year 42 | Year 43 | Year 44 | Year 45 | Year 46 | Year 47 | Year 48 | Year 49 | Year 50
1 | bar: Year 0 to Year 50
2 | bar: Year 0 to Year 50
3 | bar: Year 0 to Year 50
4 | bar: Year 0 to Year 50
5 | bar: Year 0 to Year 50

## Sys Forecast (hidden)
Market Units
| Year | Year 0 | Year 1 | Year 2 | Year 3 | Year 4 | Year 5 | Year 6 | Year 7 | Year 8 | Year 9 | Year 10 | Year 11 | Year 12 | Year 13 | Year 14 | Year 15 | Year 16 | Year 17 | Year 18 | Year 19 | Year 20 | Year 21 | Year 22 | Year 23 | Year 24 | Year 25 | Year 26 | Year 27 | Year 28 | Year 29 | Year 30 | Year 31 | Year 32 | Year 33 | Year 34 | Year 35 | Year 36 | Year 37 | Year 38 | Year 39 | Year 40 | Year 41 | Year 42 | Year 43 | Year 44 | Year 45 | Year 46 | Year 47 | Year 48 | Year 49 | Year 50
| Market Size | 0 | 0 | 0 | 0 | 0 | 0 | 0 | 0 | 0 | 0 | 0 | 0 | 0 | 0 | 0 | 0 | 0 | 0 | 0 | 0 | 0 | 0 | 0 | 0 | 0 | 0 | 0 | 0 | 0 | 0 | 0 | 0 | 0 | 0 | 0 | 0 | 0 | 0 | 0 | 0 | 0 | 0 | 0 | 0 | 0 | 0 | 0 | 0 | 0 | 0 | 0
S1 Purchase Shares | bar: Year 0 to Year 50
S2 Purchase Shares | bar: Year 0 to Year 50
S3 Purchase Shares | bar: Year 0 to Year 50
S4 Purchase Shares | bar: Year 0 to Year 50
S5 Purchase Shares | bar: Year 0 to Year 50
Base Year Systems
|  | Saturation | Base Stock
| S1 Base Saturation | Year 0: 0%; Year 1: #N/A
| S2 Base Saturation | Year 0: 0%; Year 1: #N/A
| S3 Base Saturation | Year 0: 0%; Year 1: #N/A
| S4 Base Saturation | Year 0: 0%; Year 1: #N/A
| S5 Base Saturation | Year 0: 0%; Year 1: #N/A
COMPONENT Stock
|  | Year 0 | Year 1 | Year 2 | Year 3 | Year 4 | Year 5 | Year 6 | Year 7 | Year 8 | Year 9 | Year 10 | Year 11 | Year 12 | Year 13 | Year 14 | Year 15 | Year 16 | Year 17 | Year 18 | Year 19 | Year 20 | Year 21 | Year 22 | Year 23 | Year 24 | Year 25 | Year 26 | Year 27 | Year 28 | Year 29 | Year 30 | Year 31 | Year 32 | Year 33 | Year 34 | Year 35 | Year 36 | Year 37 | Year 38 | Year 39 | Year 40 | Year 41 | Year 42 | Year 43 | Year 44 | Year 45 | Year 46 | Year 47 | Year 48 | Year 49 | Year 50
CompStock_S1C1 | System 1 - C1 | 0 | 0 | 0 | 601.6189 | 1939.1651 | 3238.5262 | 4528.4058 | 5638.3601 | 6700.0416 | 7899.6412 | 9241.3082 | 10619.1127 | 11966.2499 | 13311.8919 | 14635.643 | 15939.4297 | 17224.1241 | 18519.7491 | 19811.4889 | 21104.2083 | 22401.6956 | 23696.7482 | 24964.9165 | 26198.1823 | 27415.0935 | 28630.9476 | 29823.5283 | 30998.3566 | 32153.9333 | 33303.249 | 34449.3895 | 35592.4049 | 36732.3447 | 37869.2582 | 39003.1946 | 40134.2025 | 41262.3306 | 42387.6271 | 43510.1398 | 44629.9165 | 45747.0047 | 46861.4513 | 0 | 0 | 0 | 0 | 0 | 0 | 0 | 0 | 0
| System 1 - C2 | 0 | 0 | 0 | 34.8903 | 112.4598 | 187.8149 | 262.6201 | 326.9908 | 388.5619 | 458.1314 | 535.94 | 615.8443 | 693.9701 | 772.0092 | 848.7787 | 924.3905 | 998.895 | 1074.0334 | 1148.9465 | 1223.9164 | 1299.1628 | 1374.268 | 1447.8141 | 1519.336 | 1589.9095 | 1660.4217 | 1729.5842 | 1797.7171 | 1864.7336 | 1931.3869 | 1997.8561 | 2064.1441 | 2130.2537 | 2196.1878 | 2261.9493 | 2327.5409 | 2392.9655 | 2458.2259 | 2523.3248 | 2588.2651 | 2653.0494 | 2717.6806 | 0 | 0 | 0 | 0 | 0 | 0 | 0 | 0 | 0
| System 1 - C3 | 0 | 0 | 0 | 0 | 0 | 0 | 0 | 0 | 0 | 0 | 0 | 0 | 0 | 0 | 0 | 0 | 0 | 0 | 0 | 0 | 0 | 0 | 0 | 0 | 0 | 0 | 0 | 0 | 0 | 0 | 0 | 0 | 0 | 0 | 0 | 0 | 0 | 0 | 0 | 0 | 0 | 0 | 0 | 0 | 0 | 0 | 0 | 0 | 0 | 0 | 0
| System 1 - C4 | 0 | 0 | 0 | 0 | 0 | 0 | 0 | 0 | 0 | 0 | 0 | 0 | 0 | 0 | 0 | 0 | 0 | 0 | 0 | 0 | 0 | 0 | 0 | 0 | 0 | 0 | 0 | 0 | 0 | 0 | 0 | 0 | 0 | 0 | 0 | 0 | 0 | 0 | 0 | 0 | 0 | 0 | 0 | 0 | 0 | 0 | 0 | 0 | 0 | 0 | 0
| System 1 - C5 | 0 | 0 | 0 | 0 | 0 | 0 | 0 | 0 | 0 | 0 | 0 | 0 | 0 | 0 | 0 | 0 | 0 | 0 | 0 | 0 | 0 | 0 | 0 | 0 | 0 | 0 | 0 | 0 | 0 | 0 | 0 | 0 | 0 | 0 | 0 | 0 | 0 | 0 | 0 | 0 | 0 | 0 | 0 | 0 | 0 | 0 | 0 | 0 | 0 | 0 | 0
| System 2 - C1 | 0 | 0 | 0 | 63.8549 | 205.8199 | 343.7321 | 480.6379 | 598.4467 | 711.1319 | 838.4556 | 980.858 | 1127.096 | 1270.079 | 1412.9034 | 1553.4043 | 1691.7861 | 1828.1416 | 1965.6572 | 2102.7604 | 2239.9677 | 2377.6809 | 2515.1358 | 2649.7372 | 2780.6341 | 2909.7951 | 3038.844 | 3165.4226 | 3290.1171 | 3412.7682 | 3534.7548 | 3656.4043 | 3777.7222 | 3898.7136 | 4019.3838 | 4139.7381 | 4259.7815 | 4379.5192 | 4498.9564 | 4618.0982 | 4736.9495 | 4855.5155 | 4973.8011 | 0 | 0 | 0 | 0 | 0 | 0 | 0 | 0 | 0
| System 2 - C2 | 0 | 0 | 0 | 0 | 0 | 0 | 0 | 0 | 0 | 0 | 0 | 0 | 0 | 0 | 0 | 0 | 0 | 0 | 0 | 0 | 0 | 0 | 0 | 0 | 0 | 0 | 0 | 0 | 0 | 0 | 0 | 0 | 0 | 0 | 0 | 0 | 0 | 0 | 0 | 0 | 0 | 0 | 0 | 0 | 0 | 0 | 0 | 0 | 0 | 0 | 0
| System 2 - C3 | 0 | 0 | 0 | 0 | 0 | 0 | 0 | 0 | 0 | 0 | 0 | 0 | 0 | 0 | 0 | 0 | 0 | 0 | 0 | 0 | 0 | 0 | 0 | 0 | 0 | 0 | 0 | 0 | 0 | 0 | 0 | 0 | 0 | 0 | 0 | 0 | 0 | 0 | 0 | 0 | 0 | 0 | 0 | 0 | 0 | 0 | 0 | 0 | 0 | 0 | 0
| System 2 - C4 | 0 | 0 | 0 | 0 | 0 | 0 | 0 | 0 | 0 | 0 | 0 | 0 | 0 | 0 | 0 | 0 | 0 | 0 | 0 | 0 | 0 | 0 | 0 | 0 | 0 | 0 | 0 | 0 | 0 | 0 | 0 | 0 | 0 | 0 | 0 | 0 | 0 | 0 | 0 | 0 | 0 | 0 | 0 | 0 | 0 | 0 | 0 | 0 | 0 | 0 | 0
| System 2 - C5 | 0 | 0 | 0 | 0 | 0 | 0 | 0 | 0 | 0 | 0 | 0 | 0 | 0 | 0 | 0 | 0 | 0 | 0 | 0 | 0 | 0 | 0 | 0 | 0 | 0 | 0 | 0 | 0 | 0 | 0 | 0 | 0 | 0 | 0 | 0 | 0 | 0 | 0 | 0 | 0 | 0 | 0 | 0 | 0 | 0 | 0 | 0 | 0 | 0 | 0 | 0
| System 3 - C1 | 0 | 0 | 0 | 460.9096 | 1485.6245 | 2481.0852 | 3469.282 | 4319.6352 | 5133.0059 | 6052.0378 | 7079.9097 | 8135.4671 | 9167.5299 | 10198.4471 | 11212.5933 | 12211.4446 | 13195.6689 | 14188.2673 | 15177.8892 | 16168.2617 | 17162.2869 | 18154.4467 | 19126.0102 | 20070.8343 | 21003.1288 | 21934.6135 | 22848.2681 | 23748.3223 | 24633.6275 | 25514.1362 | 26392.2122 | 27267.894 | 28141.2196 | 29012.2267 | 29880.953 | 30747.4357 | 31611.7122 | 32473.8193 | 33333.7937 | 34191.672 | 35047.4906 | 35901.2855 | 0 | 0 | 0 | 0 | 0 | 0 | 0 | 0 | 0
| System 3 - C2 | 0 | 0 | 0 | 460.9096 | 1485.6245 | 2481.0852 | 3469.282 | 4319.6352 | 5133.0059 | 6052.0378 | 7079.9097 | 8135.4671 | 9167.5299 | 10198.4471 | 11212.5933 | 12211.4446 | 13195.6689 | 14188.2673 | 15177.8892 | 16168.2617 | 17162.2869 | 18154.4467 | 19126.0102 | 20070.8343 | 21003.1288 | 21934.6135 | 22848.2681 | 23748.3223 | 24633.6275 | 25514.1362 | 26392.2122 | 27267.894 | 28141.2196 | 29012.2267 | 29880.953 | 30747.4357 | 31611.7122 | 32473.8193 | 33333.7937 | 34191.672 | 35047.4906 | 35901.2855 | 0 | 0 | 0 | 0 | 0 | 0 | 0 | 0 | 0
| System 3 - C3 | 0 | 0 | 0 | 0 | 0 | 0 | 0 | 0 | 0 | 0 | 0 | 0 | 0 | 0 | 0 | 0 | 0 | 0 | 0 | 0 | 0 | 0 | 0 | 0 | 0 | 0 | 0 | 0 | 0 | 0 | 0 | 0 | 0 | 0 | 0 | 0 | 0 | 0 | 0 | 0 | 0 | 0 | 0 | 0 | 0 | 0 | 0 | 0 | 0 | 0 | 0
| System 3 - C4 | 0 | 0 | 0 | 0 | 0 | 0 | 0 | 0 | 0 | 0 | 0 | 0 | 0 | 0 | 0 | 0 | 0 | 0 | 0 | 0 | 0 | 0 | 0 | 0 | 0 | 0 | 0 | 0 | 0 | 0 | 0 | 0 | 0 | 0 | 0 | 0 | 0 | 0 | 0 | 0 | 0 | 0 | 0 | 0 | 0 | 0 | 0 | 0 | 0 | 0 | 0
| System 3 - C5 | 0 | 0 | 0 | 0 | 0 | 0 | 0 | 0 | 0 | 0 | 0 | 0 | 0 | 0 | 0 | 0 | 0 | 0 | 0 | 0 | 0 | 0 | 0 | 0 | 0 | 0 | 0 | 0 | 0 | 0 | 0 | 0 | 0 | 0 | 0 | 0 | 0 | 0 | 0 | 0 | 0 | 0 | 0 | 0 | 0 | 0 | 0 | 0 | 0 | 0 | 0
| System 4 - C1 | 0 | 0 | 0 | 14.3047 | 46.1075 | 77.0023 | 107.6717 | 134.0631 | 159.3066 | 187.8295 | 219.7302 | 252.4903 | 284.5211 | 316.5164 | 347.9911 | 378.9912 | 409.5374 | 440.3434 | 471.057 | 501.794 | 532.6443 | 563.4367 | 593.5899 | 622.9132 | 651.8477 | 680.757 | 709.1129 | 737.0468 | 764.5229 | 791.8501 | 819.1019 | 846.2793 | 873.3836 | 900.416 | 927.3775 | 954.2695 | 981.0929 | 1007.8491 | 1034.539 | 1061.1639 | 1087.7249 | 1114.223 | 0 | 0 | 0 | 0 | 0 | 0 | 0 | 0 | 0
| System 4 - C2 | 0 | 0 | 0 | 10.8239 | 34.8881 | 58.2653 | 81.472 | 101.4415 | 120.5425 | 142.1249 | 166.2632 | 191.0518 | 215.2885 | 239.4984 | 263.3144 | 286.7712 | 309.8846 | 333.1946 | 356.4347 | 379.6924 | 403.0359 | 426.3356 | 449.1516 | 471.3396 | 493.2335 | 515.1083 | 536.5644 | 557.7011 | 578.4914 | 599.1691 | 619.7897 | 640.354 | 660.863 | 681.3176 | 701.7186 | 722.0669 | 742.3634 | 762.609 | 782.8045 | 802.9507 | 823.0486 | 843.0989 | 0 | 0 | 0 | 0 | 0 | 0 | 0 | 0 | 0
| System 4 - C3 | 0 | 0 | 0 | 0 | 0 | 0 | 0 | 0 | 0 | 0 | 0 | 0 | 0 | 0 | 0 | 0 | 0 | 0 | 0 | 0 | 0 | 0 | 0 | 0 | 0 | 0 | 0 | 0 | 0 | 0 | 0 | 0 | 0 | 0 | 0 | 0 | 0 | 0 | 0 | 0 | 0 | 0 | 0 | 0 | 0 | 0 | 0 | 0 | 0 | 0 | 0
| System 4 - C4 | 0 | 0 | 0 | 0 | 0 | 0 | 0 | 0 | 0 | 0 | 0 | 0 | 0 | 0 | 0 | 0 | 0 | 0 | 0 | 0 | 0 | 0 | 0 | 0 | 0 | 0 | 0 | 0 | 0 | 0 | 0 | 0 | 0 | 0 | 0 | 0 | 0 | 0 | 0 | 0 | 0 | 0 | 0 | 0 | 0 | 0 | 0 | 0 | 0 | 0 | 0
| System 4 - C5 | 0 | 0 | 0 | 0 | 0 | 0 | 0 | 0 | 0 | 0 | 0 | 0 | 0 | 0 | 0 | 0 | 0 | 0 | 0 | 0 | 0 | 0 | 0 | 0 | 0 | 0 | 0 | 0 | 0 | 0 | 0 | 0 | 0 | 0 | 0 | 0 | 0 | 0 | 0 | 0 | 0 | 0 | 0 | 0 | 0 | 0 | 0 | 0 | 0 | 0 | 0
| System 5 - C1 | 0 | 0 | 0 | 0 | 0 | 0 | 0 | 0 | 0 | 0 | 0 | 0 | 0 | 0 | 0 | 0 | 0 | 0 | 0 | 0 | 0 | 0 | 0 | 0 | 0 | 0 | 0 | 0 | 0 | 0 | 0 | 0 | 0 | 0 | 0 | 0 | 0 | 0 | 0 | 0 | 0 | 0 | 0 | 0 | 0 | 0 | 0 | 0 | 0 | 0 | 0
| System 5 - C2 | 0 | 0 | 0 | 0 | 0 | 0 | 0 | 0 | 0 | 0 | 0 | 0 | 0 | 0 | 0 | 0 | 0 | 0 | 0 | 0 | 0 | 0 | 0 | 0 | 0 | 0 | 0 | 0 | 0 | 0 | 0 | 0 | 0 | 0 | 0 | 0 | 0 | 0 | 0 | 0 | 0 | 0 | 0 | 0 | 0 | 0 | 0 | 0 | 0 | 0 | 0
| System 5 - C3 | 0 | 0 | 0 | 0 | 0 | 0 | 0 | 0 | 0 | 0 | 0 | 0 | 0 | 0 | 0 | 0 | 0 | 0 | 0 | 0 | 0 | 0 | 0 | 0 | 0 | 0 | 0 | 0 | 0 | 0 | 0 | 0 | 0 | 0 | 0 | 0 | 0 | 0 | 0 | 0 | 0 | 0 | 0 | 0 | 0 | 0 | 0 | 0 | 0 | 0 | 0
| System 5 - C4 | 0 | 0 | 0 | 0 | 0 | 0 | 0 | 0 | 0 | 0 | 0 | 0 | 0 | 0 | 0 | 0 | 0 | 0 | 0 | 0 | 0 | 0 | 0 | 0 | 0 | 0 | 0 | 0 | 0 | 0 | 0 | 0 | 0 | 0 | 0 | 0 | 0 | 0 | 0 | 0 | 0 | 0 | 0 | 0 | 0 | 0 | 0 | 0 | 0 | 0 | 0
| System 5 - C5 | 0 | 0 | 0 | 0 | 0 | 0 | 0 | 0 | 0 | 0 | 0 | 0 | 0 | 0 | 0 | 0 | 0 | 0 | 0 | 0 | 0 | 0 | 0 | 0 | 0 | 0 | 0 | 0 | 0 | 0 | 0 | 0 | 0 | 0 | 0 | 0 | 0 | 0 | 0 | 0 | 0 | 0 | 0 | 0 | 0 | 0 | 0 | 0 | 0 | 0 | 0
COMPONENT Turnover
|  | Year 0 | Year 1 | Year 2 | Year 3 | Year 4 | Year 5 | Year 6 | Year 7 | Year 8 | Year 9 | Year 10 | Year 11 | Year 12 | Year 13 | Year 14 | Year 15 | Year 16 | Year 17 | Year 18 | Year 19 | Year 20 | Year 21 | Year 22 | Year 23 | Year 24 | Year 25 | Year 26 | Year 27 | Year 28 | Year 29 | Year 30 | Year 31 | Year 32 | Year 33 | Year 34 | Year 35 | Year 36 | Year 37 | Year 38 | Year 39 | Year 40 | Year 41 | Year 42 | Year 43 | Year 44 | Year 45 | Year 46 | Year 47 | Year 48 | Year 49 | Year 50
CompTurn_S1C1 | System 1 - C1 | 0 | 0 | 0 | 0 | 0 | 0 | 0 | 0 | 0 | 0 | 0 | 0 | 0 | 0 | 0 | 0 | 0 | 0 | 0 | 0 | 0 | 0 | 0 | 0 | 0 | 0 | 0 | 0 | 0 | 0 | 0 | 0 | 0 | 0 | 0 | 0 | 0 | 0 | 0 | 0 | 0 | 0 | 0 | 0 | 0 | 0 | 0 | 0 | 0 | 0 | 0
| System 1 - C2 | 0 | 0 | 0 | 0 | 0 | 0 | 0 | 0 | 0 | 0 | 0 | 0 | 0 | 0 | 0 | 0 | 0 | 0 | 0 | 0 | 0 | 0 | 0 | 0 | 0 | 0 | 0 | 0 | 0 | 0 | 0 | 0 | 0 | 0 | 0 | 0 | 0 | 0 | 0 | 0 | 0 | 0 | 0 | 0 | 0 | 0 | 0 | 0 | 0 | 0 | 0
| System 1 - C3 | 0 | 0 | 0 | 0 | 0 | 0 | 0 | 0 | 0 | 0 | 0 | 0 | 0 | 0 | 0 | 0 | 0 | 0 | 0 | 0 | 0 | 0 | 0 | 0 | 0 | 0 | 0 | 0 | 0 | 0 | 0 | 0 | 0 | 0 | 0 | 0 | 0 | 0 | 0 | 0 | 0 | 0 | 0 | 0 | 0 | 0 | 0 | 0 | 0 | 0 | 0
| System 1 - C4 | 0 | 0 | 0 | 0 | 0 | 0 | 0 | 0 | 0 | 0 | 0 | 0 | 0 | 0 | 0 | 0 | 0 | 0 | 0 | 0 | 0 | 0 | 0 | 0 | 0 | 0 | 0 | 0 | 0 | 0 | 0 | 0 | 0 | 0 | 0 | 0 | 0 | 0 | 0 | 0 | 0 | 0 | 0 | 0 | 0 | 0 | 0 | 0 | 0 | 0 | 0
| System 1 - C5 | 0 | 0 | 0 | 0 | 0 | 0 | 0 | 0 | 0 | 0 | 0 | 0 | 0 | 0 | 0 | 0 | 0 | 0 | 0 | 0 | 0 | 0 | 0 | 0 | 0 | 0 | 0 | 0 | 0 | 0 | 0 | 0 | 0 | 0 | 0 | 0 | 0 | 0 | 0 | 0 | 0 | 0 | 0 | 0 | 0 | 0 | 0 | 0 | 0 | 0 | 0
| System 2 - C1 | 0 | 0 | 0 | 0 | 0 | 0 | 0 | 0 | 0 | 0 | 0 | 0 | 0 | 0 | 0 | 0 | 0 | 0 | 0 | 0 | 0 | 0 | 0 | 0 | 0 | 0 | 0 | 0 | 0 | 0 | 0 | 0 | 0 | 0 | 0 | 0 | 0 | 0 | 0 | 0 | 0 | 0 | 0 | 0 | 0 | 0 | 0 | 0 | 0 | 0 | 0
| System 2 - C2 | 0 | 0 | 0 | 0 | 0 | 0 | 0 | 0 | 0 | 0 | 0 | 0 | 0 | 0 | 0 | 0 | 0 | 0 | 0 | 0 | 0 | 0 | 0 | 0 | 0 | 0 | 0 | 0 | 0 | 0 | 0 | 0 | 0 | 0 | 0 | 0 | 0 | 0 | 0 | 0 | 0 | 0 | 0 | 0 | 0 | 0 | 0 | 0 | 0 | 0 | 0
| System 2 - C3 | 0 | 0 | 0 | 0 | 0 | 0 | 0 | 0 | 0 | 0 | 0 | 0 | 0 | 0 | 0 | 0 | 0 | 0 | 0 | 0 | 0 | 0 | 0 | 0 | 0 | 0 | 0 | 0 | 0 | 0 | 0 | 0 | 0 | 0 | 0 | 0 | 0 | 0 | 0 | 0 | 0 | 0 | 0 | 0 | 0 | 0 | 0 | 0 | 0 | 0 | 0
| System 2 - C4 | 0 | 0 | 0 | 0 | 0 | 0 | 0 | 0 | 0 | 0 | 0 | 0 | 0 | 0 | 0 | 0 | 0 | 0 | 0 | 0 | 0 | 0 | 0 | 0 | 0 | 0 | 0 | 0 | 0 | 0 | 0 | 0 | 0 | 0 | 0 | 0 | 0 | 0 | 0 | 0 | 0 | 0 | 0 | 0 | 0 | 0 | 0 | 0 | 0 | 0 | 0
| System 2 - C5 | 0 | 0 | 0 | 0 | 0 | 0 | 0 | 0 | 0 | 0 | 0 | 0 | 0 | 0 | 0 | 0 | 0 | 0 | 0 | 0 | 0 | 0 | 0 | 0 | 0 | 0 | 0 | 0 | 0 | 0 | 0 | 0 | 0 | 0 | 0 | 0 | 0 | 0 | 0 | 0 | 0 | 0 | 0 | 0 | 0 | 0 | 0 | 0 | 0 | 0 | 0
| System 3 - C1 | 0 | 0 | 0 | 0 | 0 | 0 | 0 | 0 | 0 | 0 | 0 | 0 | 0 | 0 | 0 | 0 | 0 | 0 | 0 | 0 | 0 | 0 | 0 | 0 | 0 | 0 | 0 | 0 | 0 | 0 | 0 | 0 | 0 | 0 | 0 | 0 | 0 | 0 | 0 | 0 | 0 | 0 | 0 | 0 | 0 | 0 | 0 | 0 | 0 | 0 | 0
| System 3 - C2 | 0 | 0 | 0 | 0 | 0 | 0 | 0 | 0 | 0 | 0 | 0 | 0 | 0 | 0 | 0 | 0 | 0 | 0 | 0 | 0 | 0 | 0 | 0 | 0 | 0 | 0 | 0 | 0 | 0 | 0 | 0 | 0 | 0 | 0 | 0 | 0 | 0 | 0 | 0 | 0 | 0 | 0 | 0 | 0 | 0 | 0 | 0 | 0 | 0 | 0 | 0
| System 3 - C3 | 0 | 0 | 0 | 0 | 0 | 0 | 0 | 0 | 0 | 0 | 0 | 0 | 0 | 0 | 0 | 0 | 0 | 0 | 0 | 0 | 0 | 0 | 0 | 0 | 0 | 0 | 0 | 0 | 0 | 0 | 0 | 0 | 0 | 0 | 0 | 0 | 0 | 0 | 0 | 0 | 0 | 0 | 0 | 0 | 0 | 0 | 0 | 0 | 0 | 0 | 0
| System 3 - C4 | 0 | 0 | 0 | 0 | 0 | 0 | 0 | 0 | 0 | 0 | 0 | 0 | 0 | 0 | 0 | 0 | 0 | 0 | 0 | 0 | 0 | 0 | 0 | 0 | 0 | 0 | 0 | 0 | 0 | 0 | 0 | 0 | 0 | 0 | 0 | 0 | 0 | 0 | 0 | 0 | 0 | 0 | 0 | 0 | 0 | 0 | 0 | 0 | 0 | 0 | 0
| System 3 - C5 | 0 | 0 | 0 | 0 | 0 | 0 | 0 | 0 | 0 | 0 | 0 | 0 | 0 | 0 | 0 | 0 | 0 | 0 | 0 | 0 | 0 | 0 | 0 | 0 | 0 | 0 | 0 | 0 | 0 | 0 | 0 | 0 | 0 | 0 | 0 | 0 | 0 | 0 | 0 | 0 | 0 | 0 | 0 | 0 | 0 | 0 | 0 | 0 | 0 | 0 | 0
| System 4 - C1 | 0 | 0 | 0 | 0 | 0 | 0 | 0 | 0 | 0 | 0 | 0 | 0 | 0 | 0 | 0 | 0 | 0 | 0 | 0 | 0 | 0 | 0 | 0 | 0 | 0 | 0 | 0 | 0 | 0 | 0 | 0 | 0 | 0 | 0 | 0 | 0 | 0 | 0 | 0 | 0 | 0 | 0 | 0 | 0 | 0 | 0 | 0 | 0 | 0 | 0 | 0
| System 4 - C2 | 0 | 0 | 0 | 0 | 0 | 0 | 0 | 0 | 0 | 0 | 0 | 0 | 0 | 0 | 0 | 0 | 0 | 0 | 0 | 0 | 0 | 0 | 0 | 0 | 0 | 0 | 0 | 0 | 0 | 0 | 0 | 0 | 0 | 0 | 0 | 0 | 0 | 0 | 0 | 0 | 0 | 0 | 0 | 0 | 0 | 0 | 0 | 0 | 0 | 0 | 0
| System 4 - C3 | 0 | 0 | 0 | 0 | 0 | 0 | 0 | 0 | 0 | 0 | 0 | 0 | 0 | 0 | 0 | 0 | 0 | 0 | 0 | 0 | 0 | 0 | 0 | 0 | 0 | 0 | 0 | 0 | 0 | 0 | 0 | 0 | 0 | 0 | 0 | 0 | 0 | 0 | 0 | 0 | 0 | 0 | 0 | 0 | 0 | 0 | 0 | 0 | 0 | 0 | 0
| System 4 - C4 | 0 | 0 | 0 | 0 | 0 | 0 | 0 | 0 | 0 | 0 | 0 | 0 | 0 | 0 | 0 | 0 | 0 | 0 | 0 | 0 | 0 | 0 | 0 | 0 | 0 | 0 | 0 | 0 | 0 | 0 | 0 | 0 | 0 | 0 | 0 | 0 | 0 | 0 | 0 | 0 | 0 | 0 | 0 | 0 | 0 | 0 | 0 | 0 | 0 | 0 | 0
| System 4 - C5 | 0 | 0 | 0 | 0 | 0 | 0 | 0 | 0 | 0 | 0 | 0 | 0 | 0 | 0 | 0 | 0 | 0 | 0 | 0 | 0 | 0 | 0 | 0 | 0 | 0 | 0 | 0 | 0 | 0 | 0 | 0 | 0 | 0 | 0 | 0 | 0 | 0 | 0 | 0 | 0 | 0 | 0 | 0 | 0 | 0 | 0 | 0 | 0 | 0 | 0 | 0
| System 5 - C1 | 0 | 0 | 0 | 0 | 0 | 0 | 0 | 0 | 0 | 0 | 0 | 0 | 0 | 0 | 0 | 0 | 0 | 0 | 0 | 0 | 0 | 0 | 0 | 0 | 0 | 0 | 0 | 0 | 0 | 0 | 0 | 0 | 0 | 0 | 0 | 0 | 0 | 0 | 0 | 0 | 0 | 0 | 0 | 0 | 0 | 0 | 0 | 0 | 0 | 0 | 0
| System 5 - C2 | 0 | 0 | 0 | 0 | 0 | 0 | 0 | 0 | 0 | 0 | 0 | 0 | 0 | 0 | 0 | 0 | 0 | 0 | 0 | 0 | 0 | 0 | 0 | 0 | 0 | 0 | 0 | 0 | 0 | 0 | 0 | 0 | 0 | 0 | 0 | 0 | 0 | 0 | 0 | 0 | 0 | 0 | 0 | 0 | 0 | 0 | 0 | 0 | 0 | 0 | 0
| System 5 - C3 | 0 | 0 | 0 | 0 | 0 | 0 | 0 | 0 | 0 | 0 | 0 | 0 | 0 | 0 | 0 | 0 | 0 | 0 | 0 | 0 | 0 | 0 | 0 | 0 | 0 | 0 | 0 | 0 | 0 | 0 | 0 | 0 | 0 | 0 | 0 | 0 | 0 | 0 | 0 | 0 | 0 | 0 | 0 | 0 | 0 | 0 | 0 | 0 | 0 | 0 | 0
| System 5 - C4 | 0 | 0 | 0 | 0 | 0 | 0 | 0 | 0 | 0 | 0 | 0 | 0 | 0 | 0 | 0 | 0 | 0 | 0 | 0 | 0 | 0 | 0 | 0 | 0 | 0 | 0 | 0 | 0 | 0 | 0 | 0 | 0 | 0 | 0 | 0 | 0 | 0 | 0 | 0 | 0 | 0 | 0 | 0 | 0 | 0 | 0 | 0 | 0 | 0 | 0 | 0
| System 5 - C5 | 0 | 0 | 0 | 0 | 0 | 0 | 0 | 0 | 0 | 0 | 0 | 0 | 0 | 0 | 0 | 0 | 0 | 0 | 0 | 0 | 0 | 0 | 0 | 0 | 0 | 0 | 0 | 0 | 0 | 0 | 0 | 0 | 0 | 0 | 0 | 0 | 0 | 0 | 0 | 0 | 0 | 0 | 0 | 0 | 0 | 0 | 0 | 0 | 0 | 0 | 0
COMPONENT System-accessible Turnover
|  | Year 0 | Year 1 | Year 2 | Year 3 | Year 4 | Year 5 | Year 6 | Year 7 | Year 8 | Year 9 | Year 10 | Year 11 | Year 12 | Year 13 | Year 14 | Year 15 | Year 16 | Year 17 | Year 18 | Year 19 | Year 20 | Year 21 | Year 22 | Year 23 | Year 24 | Year 25 | Year 26 | Year 27 | Year 28 | Year 29 | Year 30 | Year 31 | Year 32 | Year 33 | Year 34 | Year 35 | Year 36 | Year 37 | Year 38 | Year 39 | Year 40 | Year 41 | Year 42 | Year 43 | Year 44 | Year 45 | Year 46 | Year 47 | Year 48 | Year 49 | Year 50
| System 1 - C1 | 0 | 0 | 0 | #N/A | #N/A | #N/A | #N/A | #N/A | #N/A | #N/A | #N/A | #N/A | #N/A | #N/A | #N/A | #N/A | #N/A | #N/A | #N/A | #N/A | #N/A | #N/A | #N/A | #N/A | #N/A | #N/A | #N/A | #N/A | #N/A | #N/A | #N/A | #N/A | #N/A | #N/A | #N/A | #N/A | #N/A | #N/A | #N/A | #N/A | #N/A | #N/A | 0 | 0 | 0 | 0 | 0 | 0 | 0 | 0 | 0
| System 1 - C2 | 0 | 0 | 0 | #N/A | #N/A | #N/A | #N/A | #N/A | #N/A | #N/A | #N/A | #N/A | #N/A | #N/A | #N/A | #N/A | #N/A | #N/A | #N/A | #N/A | #N/A | #N/A | #N/A | #N/A | #N/A | #N/A | #N/A | #N/A | #N/A | #N/A | #N/A | #N/A | #N/A | #N/A | #N/A | #N/A | #N/A | #N/A | #N/A | #N/A | #N/A | #N/A | 0 | 0 | 0 | 0 | 0 | 0 | 0 | 0 | 0
| System 1 - C3 | 0 | 0 | 0 | 0 | 0 | 0 | 0 | 0 | 0 | 0 | 0 | 0 | 0 | 0 | 0 | 0 | 0 | 0 | 0 | 0 | 0 | 0 | 0 | 0 | 0 | 0 | 0 | 0 | 0 | 0 | 0 | 0 | 0 | 0 | 0 | 0 | 0 | 0 | 0 | 0 | 0 | 0 | 0 | 0 | 0 | 0 | 0 | 0 | 0 | 0 | 0
| System 1 - C4 | 0 | 0 | 0 | 0 | 0 | 0 | 0 | 0 | 0 | 0 | 0 | 0 | 0 | 0 | 0 | 0 | 0 | 0 | 0 | 0 | 0 | 0 | 0 | 0 | 0 | 0 | 0 | 0 | 0 | 0 | 0 | 0 | 0 | 0 | 0 | 0 | 0 | 0 | 0 | 0 | 0 | 0 | 0 | 0 | 0 | 0 | 0 | 0 | 0 | 0 | 0
| System 1 - C5 | 0 | 0 | 0 | 0 | 0 | 0 | 0 | 0 | 0 | 0 | 0 | 0 | 0 | 0 | 0 | 0 | 0 | 0 | 0 | 0 | 0 | 0 | 0 | 0 | 0 | 0 | 0 | 0 | 0 | 0 | 0 | 0 | 0 | 0 | 0 | 0 | 0 | 0 | 0 | 0 | 0 | 0 | 0 | 0 | 0 | 0 | 0 | 0 | 0 | 0 | 0
| System 2 - C1 | 0 | 0 | 0 | #N/A | #N/A | #N/A | #N/A | #N/A | #N/A | #N/A | #N/A | #N/A | #N/A | #N/A | #N/A | #N/A | #N/A | #N/A | #N/A | #N/A | #N/A | #N/A | #N/A | #N/A | #N/A | #N/A | #N/A | #N/A | #N/A | #N/A | #N/A | #N/A | #N/A | #N/A | #N/A | #N/A | #N/A | #N/A | #N/A | #N/A | #N/A | #N/A | 0 | 0 | 0 | 0 | 0 | 0 | 0 | 0 | 0
| System 2 - C2 | 0 | 0 | 0 | 0 | 0 | 0 | 0 | 0 | 0 | 0 | 0 | 0 | 0 | 0 | 0 | 0 | 0 | 0 | 0 | 0 | 0 | 0 | 0 | 0 | 0 | 0 | 0 | 0 | 0 | 0 | 0 | 0 | 0 | 0 | 0 | 0 | 0 | 0 | 0 | 0 | 0 | 0 | 0 | 0 | 0 | 0 | 0 | 0 | 0 | 0 | 0
| System 2 - C3 | 0 | 0 | 0 | 0 | 0 | 0 | 0 | 0 | 0 | 0 | 0 | 0 | 0 | 0 | 0 | 0 | 0 | 0 | 0 | 0 | 0 | 0 | 0 | 0 | 0 | 0 | 0 | 0 | 0 | 0 | 0 | 0 | 0 | 0 | 0 | 0 | 0 | 0 | 0 | 0 | 0 | 0 | 0 | 0 | 0 | 0 | 0 | 0 | 0 | 0 | 0
| System 2 - C4 | 0 | 0 | 0 | 0 | 0 | 0 | 0 | 0 | 0 | 0 | 0 | 0 | 0 | 0 | 0 | 0 | 0 | 0 | 0 | 0 | 0 | 0 | 0 | 0 | 0 | 0 | 0 | 0 | 0 | 0 | 0 | 0 | 0 | 0 | 0 | 0 | 0 | 0 | 0 | 0 | 0 | 0 | 0 | 0 | 0 | 0 | 0 | 0 | 0 | 0 | 0
| System 2 - C5 | 0 | 0 | 0 | 0 | 0 | 0 | 0 | 0 | 0 | 0 | 0 | 0 | 0 | 0 | 0 | 0 | 0 | 0 | 0 | 0 | 0 | 0 | 0 | 0 | 0 | 0 | 0 | 0 | 0 | 0 | 0 | 0 | 0 | 0 | 0 | 0 | 0 | 0 | 0 | 0 | 0 | 0 | 0 | 0 | 0 | 0 | 0 | 0 | 0 | 0 | 0
| System 3 - C1 | 0 | 0 | 0 | #N/A | #N/A | #N/A | #N/A | #N/A | #N/A | #N/A | #N/A | #N/A | #N/A | #N/A | #N/A | #N/A | #N/A | #N/A | #N/A | #N/A | #N/A | #N/A | #N/A | #N/A | #N/A | #N/A | #N/A | #N/A | #N/A | #N/A | #N/A | #N/A | #N/A | #N/A | #N/A | #N/A | #N/A | #N/A | #N/A | #N/A | #N/A | #N/A | 0 | 0 | 0 | 0 | 0 | 0 | 0 | 0 | 0
| System 3 - C2 | 0 | 0 | 0 | #N/A | #N/A | #N/A | #N/A | #N/A | #N/A | #N/A | #N/A | #N/A | #N/A | #N/A | #N/A | #N/A | #N/A | #N/A | #N/A | #N/A | #N/A | #N/A | #N/A | #N/A | #N/A | #N/A | #N/A | #N/A | #N/A | #N/A | #N/A | #N/A | #N/A | #N/A | #N/A | #N/A | #N/A | #N/A | #N/A | #N/A | #N/A | #N/A | 0 | 0 | 0 | 0 | 0 | 0 | 0 | 0 | 0
| System 3 - C3 | 0 | 0 | 0 | 0 | 0 | 0 | 0 | 0 | 0 | 0 | 0 | 0 | 0 | 0 | 0 | 0 | 0 | 0 | 0 | 0 | 0 | 0 | 0 | 0 | 0 | 0 | 0 | 0 | 0 | 0 | 0 | 0 | 0 | 0 | 0 | 0 | 0 | 0 | 0 | 0 | 0 | 0 | 0 | 0 | 0 | 0 | 0 | 0 | 0 | 0 | 0
| System 3 - C4 | 0 | 0 | 0 | 0 | 0 | 0 | 0 | 0 | 0 | 0 | 0 | 0 | 0 | 0 | 0 | 0 | 0 | 0 | 0 | 0 | 0 | 0 | 0 | 0 | 0 | 0 | 0 | 0 | 0 | 0 | 0 | 0 | 0 | 0 | 0 | 0 | 0 | 0 | 0 | 0 | 0 | 0 | 0 | 0 | 0 | 0 | 0 | 0 | 0 | 0 | 0
| System 3 - C5 | 0 | 0 | 0 | 0 | 0 | 0 | 0 | 0 | 0 | 0 | 0 | 0 | 0 | 0 | 0 | 0 | 0 | 0 | 0 | 0 | 0 | 0 | 0 | 0 | 0 | 0 | 0 | 0 | 0 | 0 | 0 | 0 | 0 | 0 | 0 | 0 | 0 | 0 | 0 | 0 | 0 | 0 | 0 | 0 | 0 | 0 | 0 | 0 | 0 | 0 | 0
| System 4 - C1 | 0 | 0 | 0 | #N/A | #N/A | #N/A | #N/A | #N/A | #N/A | #N/A | #N/A | #N/A | #N/A | #N/A | #N/A | #N/A | #N/A | #N/A | #N/A | #N/A | #N/A | #N/A | #N/A | #N/A | #N/A | #N/A | #N/A | #N/A | #N/A | #N/A | #N/A | #N/A | #N/A | #N/A | #N/A | #N/A | #N/A | #N/A | #N/A | #N/A | #N/A | #N/A | 0 | 0 | 0 | 0 | 0 | 0 | 0 | 0 | 0
| System 4 - C2 | 0 | 0 | 0 | #N/A | #N/A | #N/A | #N/A | #N/A | #N/A | #N/A | #N/A | #N/A | #N/A | #N/A | #N/A | #N/A | #N/A | #N/A | #N/A | #N/A | #N/A | #N/A | #N/A | #N/A | #N/A | #N/A | #N/A | #N/A | #N/A | #N/A | #N/A | #N/A | #N/A | #N/A | #N/A | #N/A | #N/A | #N/A | #N/A | #N/A | #N/A | #N/A | 0 | 0 | 0 | 0 | 0 | 0 | 0 | 0 | 0
| System 4 - C3 | 0 | 0 | 0 | 0 | 0 | 0 | 0 | 0 | 0 | 0 | 0 | 0 | 0 | 0 | 0 | 0 | 0 | 0 | 0 | 0 | 0 | 0 | 0 | 0 | 0 | 0 | 0 | 0 | 0 | 0 | 0 | 0 | 0 | 0 | 0 | 0 | 0 | 0 | 0 | 0 | 0 | 0 | 0 | 0 | 0 | 0 | 0 | 0 | 0 | 0 | 0
| System 4 - C4 | 0 | 0 | 0 | 0 | 0 | 0 | 0 | 0 | 0 | 0 | 0 | 0 | 0 | 0 | 0 | 0 | 0 | 0 | 0 | 0 | 0 | 0 | 0 | 0 | 0 | 0 | 0 | 0 | 0 | 0 | 0 | 0 | 0 | 0 | 0 | 0 | 0 | 0 | 0 | 0 | 0 | 0 | 0 | 0 | 0 | 0 | 0 | 0 | 0 | 0 | 0
| System 4 - C5 | 0 | 0 | 0 | 0 | 0 | 0 | 0 | 0 | 0 | 0 | 0 | 0 | 0 | 0 | 0 | 0 | 0 | 0 | 0 | 0 | 0 | 0 | 0 | 0 | 0 | 0 | 0 | 0 | 0 | 0 | 0 | 0 | 0 | 0 | 0 | 0 | 0 | 0 | 0 | 0 | 0 | 0 | 0 | 0 | 0 | 0 | 0 | 0 | 0 | 0 | 0
| System 5 - C1 | 0 | 0 | 0 | 0 | 0 | 0 | 0 | 0 | 0 | 0 | 0 | 0 | 0 | 0 | 0 | 0 | 0 | 0 | 0 | 0 | 0 | 0 | 0 | 0 | 0 | 0 | 0 | 0 | 0 | 0 | 0 | 0 | 0 | 0 | 0 | 0 | 0 | 0 | 0 | 0 | 0 | 0 | 0 | 0 | 0 | 0 | 0 | 0 | 0 | 0 | 0
| System 5 - C2 | 0 | 0 | 0 | 0 | 0 | 0 | 0 | 0 | 0 | 0 | 0 | 0 | 0 | 0 | 0 | 0 | 0 | 0 | 0 | 0 | 0 | 0 | 0 | 0 | 0 | 0 | 0 | 0 | 0 | 0 | 0 | 0 | 0 | 0 | 0 | 0 | 0 | 0 | 0 | 0 | 0 | 0 | 0 | 0 | 0 | 0 | 0 | 0 | 0 | 0 | 0
| System 5 - C3 | 0 | 0 | 0 | 0 | 0 | 0 | 0 | 0 | 0 | 0 | 0 | 0 | 0 | 0 | 0 | 0 | 0 | 0 | 0 | 0 | 0 | 0 | 0 | 0 | 0 | 0 | 0 | 0 | 0 | 0 | 0 | 0 | 0 | 0 | 0 | 0 | 0 | 0 | 0 | 0 | 0 | 0 | 0 | 0 | 0 | 0 | 0 | 0 | 0 | 0 | 0
| System 5 - C4 | 0 | 0 | 0 | 0 | 0 | 0 | 0 | 0 | 0 | 0 | 0 | 0 | 0 | 0 | 0 | 0 | 0 | 0 | 0 | 0 | 0 | 0 | 0 | 0 | 0 | 0 | 0 | 0 | 0 | 0 | 0 | 0 | 0 | 0 | 0 | 0 | 0 | 0 | 0 | 0 | 0 | 0 | 0 | 0 | 0 | 0 | 0 | 0 | 0 | 0 | 0
| System 5 - C5 | 0 | 0 | 0 | 0 | 0 | 0 | 0 | 0 | 0 | 0 | 0 | 0 | 0 | 0 | 0 | 0 | 0 | 0 | 0 | 0 | 0 | 0 | 0 | 0 | 0 | 0 | 0 | 0 | 0 | 0 | 0 | 0 | 0 | 0 | 0 | 0 | 0 | 0 | 0 | 0 | 0 | 0 | 0 | 0 | 0 | 0 | 0 | 0 | 0 | 0 | 0
SYSTEM Turnover (Units Out)
|  | Year 0 | Year 1 | Year 2 | Year 3 | Year 4 | Year 5 | Year 6 | Year 7 | Year 8 | Year 9 | Year 10 | Year 11 | Year 12 | Year 13 | Year 14 | Year 15 | Year 16 | Year 17 | Year 18 | Year 19 | Year 20 | Year 21 | Year 22 | Year 23 | Year 24 | Year 25 | Year 26 | Year 27 | Year 28 | Year 29 | Year 30 | Year 31 | Year 32 | Year 33 | Year 34 | Year 35 | Year 36 | Year 37 | Year 38 | Year 39 | Year 40 | Year 41 | Year 42 | Year 43 | Year 44 | Year 45 | Year 46 | Year 47 | Year 48 | Year 49 | Year 50
OutUnits_Sys1 | System 1 | 0 | 0 | 0 | #N/A | #N/A | #N/A | #N/A | #N/A | #N/A | #N/A | #N/A | #N/A | #N/A | #N/A | #N/A | #N/A | #N/A | #N/A | #N/A | #N/A | #N/A | #N/A | #N/A | #N/A | #N/A | #N/A | #N/A | #N/A | #N/A | #N/A | #N/A | #N/A | #N/A | #N/A | #N/A | #N/A | #N/A | #N/A | #N/A | #N/A | #N/A | #N/A | 0 | 0 | 0 | 0 | 0 | 0 | 0 | 0 | 0
| System 2 | 0 | 0 | 0 | #N/A | #N/A | #N/A | #N/A | #N/A | #N/A | #N/A | #N/A | #N/A | #N/A | #N/A | #N/A | #N/A | #N/A | #N/A | #N/A | #N/A | #N/A | #N/A | #N/A | #N/A | #N/A | #N/A | #N/A | #N/A | #N/A | #N/A | #N/A | #N/A | #N/A | #N/A | #N/A | #N/A | #N/A | #N/A | #N/A | #N/A | #N/A | #N/A | 0 | 0 | 0 | 0 | 0 | 0 | 0 | 0 | 0
| System 3 | 0 | 0 | 0 | #N/A | #N/A | #N/A | #N/A | #N/A | #N/A | #N/A | #N/A | #N/A | #N/A | #N/A | #N/A | #N/A | #N/A | #N/A | #N/A | #N/A | #N/A | #N/A | #N/A | #N/A | #N/A | #N/A | #N/A | #N/A | #N/A | #N/A | #N/A | #N/A | #N/A | #N/A | #N/A | #N/A | #N/A | #N/A | #N/A | #N/A | #N/A | #N/A | 0 | 0 | 0 | 0 | 0 | 0 | 0 | 0 | 0
| System 4 | 0 | 0 | 0 | #N/A | #N/A | #N/A | #N/A | #N/A | #N/A | #N/A | #N/A | #N/A | #N/A | #N/A | #N/A | #N/A | #N/A | #N/A | #N/A | #N/A | #N/A | #N/A | #N/A | #N/A | #N/A | #N/A | #N/A | #N/A | #N/A | #N/A | #N/A | #N/A | #N/A | #N/A | #N/A | #N/A | #N/A | #N/A | #N/A | #N/A | #N/A | #N/A | 0 | 0 | 0 | 0 | 0 | 0 | 0 | 0 | 0
| System 5 | 0 | 0 | 0 | 0 | 0 | 0 | 0 | 0 | 0 | 0 | 0 | 0 | 0 | 0 | 0 | 0 | 0 | 0 | 0 | 0 | 0 | 0 | 0 | 0 | 0 | 0 | 0 | 0 | 0 | 0 | 0 | 0 | 0 | 0 | 0 | 0 | 0 | 0 | 0 | 0 | 0 | 0 | 0 | 0 | 0 | 0 | 0 | 0 | 0 | 0 | 0
| Total: | 0 | 0 | 0 | #N/A | #N/A | #N/A | #N/A | #N/A | #N/A | #N/A | #N/A | #N/A | #N/A | #N/A | #N/A | #N/A | #N/A | #N/A | #N/A | #N/A | #N/A | #N/A | #N/A | #N/A | #N/A | #N/A | #N/A | #N/A | #N/A | #N/A | #N/A | #N/A | #N/A | #N/A | #N/A | #N/A | #N/A | #N/A | #N/A | #N/A | #N/A | #N/A | 0 | 0 | 0 | 0 | 0 | 0 | 0 | 0 | 0
Purchases (Units IN)
|  | Year 0 | Year 1 | Year 2 | Year 3 | Year 4 | Year 5 | Year 6 | Year 7 | Year 8 | Year 9 | Year 10 | Year 11 | Year 12 | Year 13 | Year 14 | Year 15 | Year 16 | Year 17 | Year 18 | Year 19 | Year 20 | Year 21 | Year 22 | Year 23 | Year 24 | Year 25 | Year 26 | Year 27 | Year 28 | Year 29 | Year 30 | Year 31 | Year 32 | Year 33 | Year 34 | Year 35 | Year 36 | Year 37 | Year 38 | Year 39 | Year 40 | Year 41 | Year 42 | Year 43 | Year 44 | Year 45 | Year 46 | Year 47 | Year 48 | Year 49 | Year 50
InUnits_Sys1 | System 1 | 0 | 0 | 0 | #N/A | #N/A | #N/A | #N/A | #N/A | #N/A | #N/A | #N/A | #N/A | #N/A | #N/A | #N/A | #N/A | #N/A | #N/A | #N/A | #N/A | #N/A | #N/A | #N/A | #N/A | #N/A | #N/A | #N/A | #N/A | #N/A | #N/A | #N/A | #N/A | #N/A | #N/A | #N/A | #N/A | #N/A | #N/A | #N/A | #N/A | #N/A | #N/A | 0 | 0 | 0 | 0 | 0 | 0 | 0 | 0 | 0
| System 2 | 0 | 0 | 0 | #N/A | #N/A | #N/A | #N/A | #N/A | #N/A | #N/A | #N/A | #N/A | #N/A | #N/A | #N/A | #N/A | #N/A | #N/A | #N/A | #N/A | #N/A | #N/A | #N/A | #N/A | #N/A | #N/A | #N/A | #N/A | #N/A | #N/A | #N/A | #N/A | #N/A | #N/A | #N/A | #N/A | #N/A | #N/A | #N/A | #N/A | #N/A | #N/A | 0 | 0 | 0 | 0 | 0 | 0 | 0 | 0 | 0
| System 3 | 0 | 0 | 0 | #N/A | #N/A | #N/A | #N/A | #N/A | #N/A | #N/A | #N/A | #N/A | #N/A | #N/A | #N/A | #N/A | #N/A | #N/A | #N/A | #N/A | #N/A | #N/A | #N/A | #N/A | #N/A | #N/A | #N/A | #N/A | #N/A | #N/A | #N/A | #N/A | #N/A | #N/A | #N/A | #N/A | #N/A | #N/A | #N/A | #N/A | #N/A | #N/A | 0 | 0 | 0 | 0 | 0 | 0 | 0 | 0 | 0
| System 4 | 0 | 0 | 0 | #N/A | #N/A | #N/A | #N/A | #N/A | #N/A | #N/A | #N/A | #N/A | #N/A | #N/A | #N/A | #N/A | #N/A | #N/A | #N/A | #N/A | #N/A | #N/A | #N/A | #N/A | #N/A | #N/A | #N/A | #N/A | #N/A | #N/A | #N/A | #N/A | #N/A | #N/A | #N/A | #N/A | #N/A | #N/A | #N/A | #N/A | #N/A | #N/A | 0 | 0 | 0 | 0 | 0 | 0 | 0 | 0 | 0
| System 5 | 0 | 0 | 0 | #N/A | #N/A | #N/A | #N/A | #N/A | #N/A | #N/A | #N/A | #N/A | #N/A | #N/A | #N/A | #N/A | #N/A | #N/A | #N/A | #N/A | #N/A | #N/A | #N/A | #N/A | #N/A | #N/A | #N/A | #N/A | #N/A | #N/A | #N/A | #N/A | #N/A | #N/A | #N/A | #N/A | #N/A | #N/A | #N/A | #N/A | #N/A | #N/A | 0 | 0 | 0 | 0 | 0 | 0 | 0 | 0 | 0
| Total: | 0 | 0 | 0 | #N/A | #N/A | #N/A | #N/A | #N/A | #N/A | #N/A | #N/A | #N/A | #N/A | #N/A | #N/A | #N/A | #N/A | #N/A | #N/A | #N/A | #N/A | #N/A | #N/A | #N/A | #N/A | #N/A | #N/A | #N/A | #N/A | #N/A | #N/A | #N/A | #N/A | #N/A | #N/A | #N/A | #N/A | #N/A | #N/A | #N/A | #N/A | #N/A | 0 | 0 | 0 | 0 | 0 | 0 | 0 | 0 | 0
System Total Stock
| Year | Year 0 | Year 1 | Year 2 | Year 3 | Year 4 | Year 5 | Year 6 | Year 7 | Year 8 | Year 9 | Year 10 | Year 11 | Year 12 | Year 13 | Year 14 | Year 15 | Year 16 | Year 17 | Year 18 | Year 19 | Year 20 | Year 21 | Year 22 | Year 23 | Year 24 | Year 25 | Year 26 | Year 27 | Year 28 | Year 29 | Year 30 | Year 31 | Year 32 | Year 33 | Year 34 | Year 35 | Year 36 | Year 37 | Year 38 | Year 39 | Year 40 | Year 41 | Year 42 | Year 43 | Year 44 | Year 45 | Year 46 | Year 47 | Year 48 | Year 49 | Year 50
SysStock_S1 | System 1 | 0 | 0 | 0 | 0 | 0 | 0 | 0 | 0 | 0 | 0 | 0 | 0 | 0 | 0 | 0 | 0 | 0 | 0 | 0 | 0 | 0 | 0 | 0 | 0 | 0 | 0 | 0 | 0 | 0 | 0 | 0 | 0 | 0 | 0 | 0 | 0 | 0 | 0 | 0 | 0 | 0 | 0 | 0 | 0 | 0 | 0 | 0 | 0 | 0 | 0 | 0
| System 2 | 0 | 0 | 0 | 0 | 0 | 0 | 0 | 0 | 0 | 0 | 0 | 0 | 0 | 0 | 0 | 0 | 0 | 0 | 0 | 0 | 0 | 0 | 0 | 0 | 0 | 0 | 0 | 0 | 0 | 0 | 0 | 0 | 0 | 0 | 0 | 0 | 0 | 0 | 0 | 0 | 0 | 0 | 0 | 0 | 0 | 0 | 0 | 0 | 0 | 0 | 0
| System 3 | 0 | 0 | 0 | 0 | 0 | 0 | 0 | 0 | 0 | 0 | 0 | 0 | 0 | 0 | 0 | 0 | 0 | 0 | 0 | 0 | 0 | 0 | 0 | 0 | 0 | 0 | 0 | 0 | 0 | 0 | 0 | 0 | 0 | 0 | 0 | 0 | 0 | 0 | 0 | 0 | 0 | 0 | 0 | 0 | 0 | 0 | 0 | 0 | 0 | 0 | 0
| System 4 | 0 | 0 | 0 | 0 | 0 | 0 | 0 | 0 | 0 | 0 | 0 | 0 | 0 | 0 | 0 | 0 | 0 | 0 | 0 | 0 | 0 | 0 | 0 | 0 | 0 | 0 | 0 | 0 | 0 | 0 | 0 | 0 | 0 | 0 | 0 | 0 | 0 | 0 | 0 | 0 | 0 | 0 | 0 | 0 | 0 | 0 | 0 | 0 | 0 | 0 | 0
| System 5 | 0 | 0 | 0 | 0 | 0 | 0 | 0 | 0 | 0 | 0 | 0 | 0 | 0 | 0 | 0 | 0 | 0 | 0 | 0 | 0 | 0 | 0 | 0 | 0 | 0 | 0 | 0 | 0 | 0 | 0 | 0 | 0 | 0 | 0 | 0 | 0 | 0 | 0 | 0 | 0 | 0 | 0 | 0 | 0 | 0 | 0 | 0 | 0 | 0 | 0 | 0
|  | 0 | 0 | 0 | 0 | 0 | 0 | 0 | 0 | 0 | 0 | 0 | 0 | 0 | 0 | 0 | 0 | 0 | 0 | 0 | 0 | 0 | 0 | 0 | 0 | 0 | 0 | 0 | 0 | 0 | 0 | 0 | 0 | 0 | 0 | 0 | 0 | 0 | 0 | 0 | 0 | 0 | 0 | 0 | 0 | 0 | 0 | 0 | 0 | 0 | 0 | 0

## System Results (hidden)
| System |  |  | Forecast Variables
| Technology |  |  | Base Year | 2016
| Vintage |  |  | Forecast Start | 2017
System Level Forecast Result
|  | 2016 | 2017 | 2018 | 2019 | 2020 | 2021 | 2022 | 2023 | 2024 | 2025 | 2026 | 2027 | 2028 | 2029 | 2030 | 2031 | 2032 | 2033 | 2034 | 2035 | 2036 | 2037 | 2038 | 2039 | 2040 | 2041 | 2042 | 2043 | 2044 | 2045 | 2046 | 2047 | 2048 | 2049 | 2050 | 2051 | 2052 | 2053 | 2054 | 2055 | 2056 | 2057 | 2058 | 2059 | 2060 | 2061 | 2062 | 2063 | 2064 | 2065 | 2066
|  | Year 0 | Year 1 | Year 2 | Year 3 | Year 4 | Year 5 | Year 6 | Year 7 | Year 8 | Year 9 | Year 10 | Year 11 | Year 12 | Year 13 | Year 14 | Year 15 | Year 16 | Year 17 | Year 18 | Year 19 | Year 20 | Year 21 | Year 22 | Year 23 | Year 24 | Year 25 | Year 26 | Year 27 | Year 28 | Year 29 | Year 30 | Year 31 | Year 32 | Year 33 | Year 34 | Year 35 | Year 36 | Year 37 | Year 38 | Year 39 | Year 40 | Year 41 | Year 42 | Year 43 | Year 44 | Year 45 | Year 46 | Year 47 | Year 48 | Year 49 | Year 50
sys_forecast | Total System Stock | 0 | 0 | 0 | 1.6257 | 7.1747 | 9.2662 | 10.8151 | 11.895 | 12.7799 | 13.058 | 12.4042 | 11.4153 | 10.4955 | 9.7376 | 9.1388 | 8.5473 | 7.8657 | 7.1181 | 6.3433 | 5.0137 | 3.1481 | 1.4893 | 0 | 0 | 0 | 0 | 0 | 0 | 0 | 0 | 0 | 0 | 0 | 0 | 0 | 0 | 0 | 0 | 0 | 0 | 0 | 0 | 0 | 0 | 0 | 0 | 0 | 0 | 0 | 0 | 0
| Units OUT (Incremental) | 0 | 0 | 0 | 63.8549 | 141.9651 | 42.7867 | 25.4329 | 15.6514 | 12.0236 | 12.0062 | 12.3639 | 11.5866 | 10.4946 | 9.685 | 8.8852 | 8.3135 | 7.9287 | 7.742 | 7.5154 | 7.9359 | 8.3696 | 7.9682 | 7.5813 | 7.1014 | 6.8455 | 6.8867 | 6.9598 | 6.9282 | 6.8252 | 6.7338 | 6.6265 | 6.551 | 6.5075 | 6.49 | 6.4593 | 6.5255 | 6.5844 | 6.4953 | 6.4109 | 6.3125 | 6.2576 | 6.2678 | 0 | 0 | 0 | 0 | 0 | 0 | 0 | 0 | 0
| Units IN (Incremental) | 0 | 0 | 0 | 65.4805 | 147.5141 | 44.8783 | 26.9817 | 16.7314 | 12.9085 | 12.2842 | 11.7102 | 10.5977 | 9.5749 | 8.9271 | 8.2864 | 7.7219 | 7.2471 | 6.9944 | 6.7406 | 6.6063 | 6.504 | 6.3095 | 6.0687 | 5.8194 | 5.6556 | 5.5713 | 5.875 | 6.2283 | 6.0119 | 5.8581 | 5.6164 | 5.4768 | 5.4594 | 5.4461 | 5.4121 | 5.4034 | 5.3986 | 5.357 | 5.302 | 5.2408 | 5.2067 | 5.1794 | 0 | 0 | 0 | 0 | 0 | 0 | 0 | 0 | 0
Component Technology Processing
E0 Data
UEC_EUI_Data | Existing Unit Usage | 2016 Year 0: 0
| New Unit Usage | 2016 Year 0: 13033.8338
| Peak Factor (S) | 2016 Year 0: 0
| Peak Factor (W) | 2016 Year 0: 0
Tech Data
| Equipment | 2016 Year 0: Label; 2017 Year 1: Base Year Usage; 2018 Year 2: Base Year Summer Peak; 2019 Year 3: Base Year Winter Peak
TechData | E1 | 2016 Year 0: Standard - UEF 0.563; 2017 Year 1: 13920.234; 2018 Year 2: 0; 2019 Year 3: 0
| E2 | 2016 Year 0: ENERGY STAR (3.2) - UEF 0.64; 2017 Year 1: 12267.2063; 2018 Year 2: 0; 2019 Year 3: 0
| E3 | 2016 Year 0: UEF 0.81 (Condensing); 2017 Year 1: 9692.6074; 2018 Year 2: 0; 2019 Year 3: 0
| E4 | 2016 Year 0: UEF 0.87 (Instantaneous); 2017 Year 1: 9024.1517; 2018 Year 2: 0; 2019 Year 3: 0
| E5 | 2016 Year 0: UEF 0.92 (Instantaneous Condensing); 2017 Year 1: 8533.7087; 2018 Year 2: 0; 2019 Year 3: 0
| E6 | 2017 Year 1: 0; 2018 Year 2: 0; 2019 Year 3: 0
| E7 | 2017 Year 1: 0; 2018 Year 2: 0; 2019 Year 3: 0
| E8 | 2017 Year 1: 0; 2018 Year 2: 0; 2019 Year 3: 0
| E9 | 2017 Year 1: 0; 2018 Year 2: 0; 2019 Year 3: 0
| E10 | 2017 Year 1: 0; 2018 Year 2: 0; 2019 Year 3: 0
| Utilization Factors | Year 0 | Year 1 | Year 2 | Year 3 | Year 4 | Year 5 | Year 6 | Year 7 | Year 8 | Year 9 | Year 10 | Year 11 | Year 12 | Year 13 | Year 14 | Year 15 | Year 16 | Year 17 | Year 18 | Year 19 | Year 20 | Year 21 | Year 22 | Year 23 | Year 24 | Year 25 | Year 26 | Year 27 | Year 28 | Year 29 | Year 30 | Year 31 | Year 32 | Year 33 | Year 34 | Year 35 | Year 36 | Year 37 | Year 38 | Year 39 | Year 40 | Year 41 | Year 42 | Year 43 | Year 44 | Year 45 | Year 46 | Year 47 | Year 48 | Year 49 | Year 50
key_util | Utilization | 1 | 1 | 1 | 1 | 1 | 1 | 1 | 1 | 1 | 1 | 1 | 1 | 1 | 1 | 1 | 1 | 1 | 1 | 1 | 1 | 1 | 1 | 1 | 1 | 1 | 1 | 1 | 1 | 1 | 1 | 1 | 1 | 1 | 1 | 1 | 1 | 1 | 1 | 1 | 1 | 1 | 1 | 1.0938 | 1.0939 | 1.0939 | 1.0939 | 1.0939 | 1.0939 | 1.0939 | 1.0939 | 1.0939
Original Forecast Results
| Year | Year 0 | Year 1 | Year 2 | Year 3 | Year 4 | Year 5 | Year 6 | Year 7 | Year 8 | Year 9 | Year 10 | Year 11 | Year 12 | Year 13 | Year 14 | Year 15 | Year 16 | Year 17 | Year 18 | Year 19 | Year 20 | Year 21 | Year 22 | Year 23 | Year 24 | Year 25 | Year 26 | Year 27 | Year 28 | Year 29 | Year 30 | Year 31 | Year 32 | Year 33 | Year 34 | Year 35 | Year 36 | Year 37 | Year 38 | Year 39 | Year 40 | Year 41 | Year 42 | Year 43 | Year 44 | Year 45 | Year 46 | Year 47 | Year 48 | Year 49 | Year 50
orig_results | Units | 0 | 0 | 0 | 63.8549 | 205.8199 | 343.7321 | 480.6379 | 598.4467 | 711.1319 | 838.4556 | 980.858 | 1127.096 | 1270.079 | 1412.9034 | 1553.4043 | 1691.7861 | 1828.1416 | 1965.6572 | 2102.7604 | 2239.9677 | 2377.6809 | 2515.1358 | 2649.7372 | 2780.6341 | 2909.7951 | 3038.844 | 3165.4226 | 3290.1171 | 3412.7682 | 3534.7548 | 3656.4043 | 3777.7222 | 3898.7136 | 4019.3838 | 4139.7381 | 4259.7815 | 4379.5192 | 4498.9564 | 4618.0982 | 4736.9495 | 4855.5155 | 4973.8011 | 0 | 0 | 0 | 0 | 0 | 0 | 0 | 0 | 0
| Usage | 0 | 0 | 0 | 0.83224 | 2.6825 | 4.4798 | 6.264 | 7.7992 | 9.2676 | 10.9268 | 12.7823 | 14.6878 | 16.5509 | 18.4118 | 20.2425 | 22.0456 | 23.8223 | 25.614 | 27.4004 | 29.1881 | 30.9823 | 32.7731 | 34.5268 | 36.2322 | 37.915 | 39.5964 | 41.2455 | 42.8701 | 44.468 | 46.0573 | 47.6421 | 49.2226 | 50.7989 | 52.371 | 53.939 | 55.5029 | 57.0629 | 58.6189 | 60.1712 | 61.7196 | 63.2644 | 64.8055 | 0 | 0 | 0 | 0 | 0 | 0 | 0 | 0 | 0
| Peak Demand (S) | 0 | 0 | 0 | 0 | 0 | 0 | 0 | 0 | 0 | 0 | 0 | 0 | 0 | 0 | 0 | 0 | 0 | 0 | 0 | 0 | 0 | 0 | 0 | 0 | 0 | 0 | 0 | 0 | 0 | 0 | 0 | 0 | 0 | 0 | 0 | 0 | 0 | 0 | 0 | 0 | 0 | 0 | 0 | 0 | 0 | 0 | 0 | 0 | 0 | 0 | 0
| Peak Demand (W) | 0 | 0 | 0 | 0 | 0 | 0 | 0 | 0 | 0 | 0 | 0 | 0 | 0 | 0 | 0 | 0 | 0 | 0 | 0 | 0 | 0 | 0 | 0 | 0 | 0 | 0 | 0 | 0 | 0 | 0 | 0 | 0 | 0 | 0 | 0 | 0 | 0 | 0 | 0 | 0 | 0 | 0 | 0 | 0 | 0 | 0 | 0 | 0 | 0 | 0 | 0
| Turnover | 0 | 0 | 0 | 63.8549 | 141.9651 | 137.9122 | 136.9058 | 117.8088 | 112.6852 | 133.7091 | 162.3459 | 177.9783 | 185.2399 | 192.6364 | 196.6002 | 202.2422 | 210.0644 | 221.6515 | 231.3495 | 261.3308 | 293.5963 | 296.702 | 298.6145 | 294.681 | 298.0938 | 313.819 | 331.2179 | 343.4456 | 351.6673 | 359.8904 | 366.8163 | 375.1203 | 384.9901 | 396.2497 | 406.5859 | 423.0494 | 439.25 | 445.4849 | 451.6838 | 456.5298 | 464.2062 | 476.6014 | 0 | 0 | 0 | 0 | 0 | 0 | 0 | 0 | 0
| Avg. Replacement Usage | 13033.8338 | 13033.4863 | 13034.307 | 13033.2644 | 13033.0321 | 13032.4441 | 13032.0855 | 13031.6122 | 13031.2201 | 13030.9077 | 13030.6679 | 13030.5464 | 13030.4932 | 13030.4756 | 13030.4565 | 13030.4056 | 13030.3202 | 13030.2329 | 13030.1687 | 13030.1213 | 13030.0622 | 13029.9907 | 13029.9331 | 13029.8811 | 13029.8252 | 13029.7621 | 13029.6886 | 13029.6184 | 13029.5501 | 13029.4832 | 13029.4229 | 13029.3771 | 13029.352 | 13029.3419 | 13029.3419 | 13029.3419 | 13029.3419 | 13029.3419 | 13029.3419 | 13029.3419 | 13029.3419 | 13029.3419 | 0 | 0 | 0 | 0 | 0 | 0 | 0 | 0 | 0
| Avg. Replacement Demand (S) | 0 | 0 | 0 | 0 | 0 | 0 | 0 | 0 | 0 | 0 | 0 | 0 | 0 | 0 | 0 | 0 | 0 | 0 | 0 | 0 | 0 | 0 | 0 | 0 | 0 | 0 | 0 | 0 | 0 | 0 | 0 | 0 | 0 | 0 | 0 | 0 | 0 | 0 | 0 | 0 | 0 | 0 | 0 | 0 | 0 | 0 | 0 | 0 | 0 | 0 | 0
| Avg. Replacement Demand (W) | 0 | 0 | 0 | 0 | 0 | 0 | 0 | 0 | 0 | 0 | 0 | 0 | 0 | 0 | 0 | 0 | 0 | 0 | 0 | 0 | 0 | 0 | 0 | 0 | 0 | 0 | 0 | 0 | 0 | 0 | 0 | 0 | 0 | 0 | 0 | 0 | 0 | 0 | 0 | 0 | 0 | 0 | 0 | 0 | 0 | 0 | 0 | 0 | 0 | 0 | 0
Original Forecast Purchases
| Year | Year 0 | Year 1 | Year 2 | Year 3 | Year 4 | Year 5 | Year 6 | Year 7 | Year 8 | Year 9 | Year 10 | Year 11 | Year 12 | Year 13 | Year 14 | Year 15 | Year 16 | Year 17 | Year 18 | Year 19 | Year 20 | Year 21 | Year 22 | Year 23 | Year 24 | Year 25 | Year 26 | Year 27 | Year 28 | Year 29 | Year 30 | Year 31 | Year 32 | Year 33 | Year 34 | Year 35 | Year 36 | Year 37 | Year 38 | Year 39 | Year 40 | Year 41 | Year 42 | Year 43 | Year 44 | Year 45 | Year 46 | Year 47 | Year 48 | Year 49 | Year 50
orig_purch | E1 | 0 | 0 | 0 | 29.5921 | 65.7705 | 63.8438 | 63.3482 | 54.4781 | 52.082 | 61.7738 | 74.9805 | 82.1874 | 85.5347 | 88.948 | 90.776 | 93.3748 | 96.9754 | 102.3128 | 106.7804 | 120.6109 | 135.4918 | 136.9122 | 137.7843 | 135.9601 | 137.5246 | 144.7674 | 152.7789 | 158.4045 | 162.1821 | 165.9598 | 169.1402 | 172.9588 | 177.5037 | 182.6927 | 187.4582 | 195.0488 | 202.5181 | 205.3927 | 208.2508 | 210.4851 | 214.0243 | 219.7392 | 0 | 0 | 0 | 0 | 0 | 0 | 0 | 0 | 0
| E2 | 0 | 0 | 0 | 34.2628 | 76.1945 | 74.0683 | 73.5576 | 63.3307 | 60.6032 | 71.9353 | 87.3654 | 95.791 | 99.7052 | 103.6884 | 105.8243 | 108.8674 | 113.089 | 119.3386 | 124.5691 | 140.7199 | 158.1045 | 159.7898 | 160.8302 | 158.7209 | 160.5692 | 169.0516 | 178.439 | 185.0411 | 189.4853 | 193.9306 | 197.676 | 202.1615 | 207.4864 | 213.5571 | 219.1277 | 228.0006 | 236.7319 | 240.0921 | 243.433 | 246.0447 | 250.1819 | 256.8623 | 0 | 0 | 0 | 0 | 0 | 0 | 0 | 0 | 0
| E3 | 0 | 0 | 0 | 0 | 0 | 0 | 0 | 0 | 0 | 0 | 0 | 0 | 0 | 0 | 0 | 0 | 0 | 0 | 0 | 0 | 0 | 0 | 0 | 0 | 0 | 0 | 0 | 0 | 0 | 0 | 0 | 0 | 0 | 0 | 0 | 0 | 0 | 0 | 0 | 0 | 0 | 0 | 0 | 0 | 0 | 0 | 0 | 0 | 0 | 0 | 0
| E4 | 0 | 0 | 0 | 0 | 0 | 0 | 0 | 0 | 0 | 0 | 0 | 0 | 0 | 0 | 0 | 0 | 0 | 0 | 0 | 0 | 0 | 0 | 0 | 0 | 0 | 0 | 0 | 0 | 0 | 0 | 0 | 0 | 0 | 0 | 0 | 0 | 0 | 0 | 0 | 0 | 0 | 0 | 0 | 0 | 0 | 0 | 0 | 0 | 0 | 0 | 0
| E5 | 0 | 0 | 0 | 0 | 0 | 0 | 0 | 0 | 0 | 0 | 0 | 0 | 0 | 0 | 0 | 0 | 0 | 0 | 0 | 0 | 0 | 0 | 0 | 0 | 0 | 0 | 0 | 0 | 0 | 0 | 0 | 0 | 0 | 0 | 0 | 0 | 0 | 0 | 0 | 0 | 0 | 0 | 0 | 0 | 0 | 0 | 0 | 0 | 0 | 0 | 0
| E6 | 0 | 0 | 0 | 0 | 0 | 0 | 0 | 0 | 0 | 0 | 0 | 0 | 0 | 0 | 0 | 0 | 0 | 0 | 0 | 0 | 0 | 0 | 0 | 0 | 0 | 0 | 0 | 0 | 0 | 0 | 0 | 0 | 0 | 0 | 0 | 0 | 0 | 0 | 0 | 0 | 0 | 0 | 0 | 0 | 0 | 0 | 0 | 0 | 0 | 0 | 0
| E7 | 0 | 0 | 0 | 0 | 0 | 0 | 0 | 0 | 0 | 0 | 0 | 0 | 0 | 0 | 0 | 0 | 0 | 0 | 0 | 0 | 0 | 0 | 0 | 0 | 0 | 0 | 0 | 0 | 0 | 0 | 0 | 0 | 0 | 0 | 0 | 0 | 0 | 0 | 0 | 0 | 0 | 0 | 0 | 0 | 0 | 0 | 0 | 0 | 0 | 0 | 0
| E8 | 0 | 0 | 0 | 0 | 0 | 0 | 0 | 0 | 0 | 0 | 0 | 0 | 0 | 0 | 0 | 0 | 0 | 0 | 0 | 0 | 0 | 0 | 0 | 0 | 0 | 0 | 0 | 0 | 0 | 0 | 0 | 0 | 0 | 0 | 0 | 0 | 0 | 0 | 0 | 0 | 0 | 0 | 0 | 0 | 0 | 0 | 0 | 0 | 0 | 0 | 0
| E9 | 0 | 0 | 0 | 0 | 0 | 0 | 0 | 0 | 0 | 0 | 0 | 0 | 0 | 0 | 0 | 0 | 0 | 0 | 0 | 0 | 0 | 0 | 0 | 0 | 0 | 0 | 0 | 0 | 0 | 0 | 0 | 0 | 0 | 0 | 0 | 0 | 0 | 0 | 0 | 0 | 0 | 0 | 0 | 0 | 0 | 0 | 0 | 0 | 0 | 0 | 0
| E10 | 0 | 0 | 0 | 0 | 0 | 0 | 0 | 0 | 0 | 0 | 0 | 0 | 0 | 0 | 0 | 0 | 0 | 0 | 0 | 0 | 0 | 0 | 0 | 0 | 0 | 0 | 0 | 0 | 0 | 0 | 0 | 0 | 0 | 0 | 0 | 0 | 0 | 0 | 0 | 0 | 0 | 0 | 0 | 0 | 0 | 0 | 0 | 0 | 0 | 0 | 0
Original Forecast Stock
| Year | Year 0 | Year 1 | Year 2 | Year 3 | Year 4 | Year 5 | Year 6 | Year 7 | Year 8 | Year 9 | Year 10 | Year 11 | Year 12 | Year 13 | Year 14 | Year 15 | Year 16 | Year 17 | Year 18 | Year 19 | Year 20 | Year 21 | Year 22 | Year 23 | Year 24 | Year 25 | Year 26 | Year 27 | Year 28 | Year 29 | Year 30 | Year 31 | Year 32 | Year 33 | Year 34 | Year 35 | Year 36 | Year 37 | Year 38 | Year 39 | Year 40 | Year 41 | Year 42 | Year 43 | Year 44 | Year 45 | Year 46 | Year 47 | Year 48 | Year 49 | Year 50
orig_stock | E1 | 0 | 0 | 0 | 29.5921 | 95.3626 | 159.2064 | 222.5547 | 277.0327 | 329.1148 | 387.9294 | 453.6696 | 521.1562 | 587.1255 | 653.0167 | 717.8334 | 781.6676 | 844.5583 | 907.9762 | 971.1977 | 1034.4245 | 1097.8398 | 1161.1503 | 1223.151 | 1283.4581 | 1342.9689 | 1402.4214 | 1460.7234 | 1518.1458 | 1574.6152 | 1630.7664 | 1686.7527 | 1742.5808 | 1798.2591 | 1853.7935 | 1909.189 | 1964.4452 | 2019.5663 | 2074.56 | 2129.4277 | 2184.1711 | 2238.7912 | 2293.2888 | 0 | 0 | 0 | 0 | 0 | 0 | 0 | 0 | 0
| E2 | 0 | 0 | 0 | 34.2628 | 110.4573 | 184.5257 | 258.0832 | 321.414 | 382.0171 | 450.5262 | 527.1884 | 605.9398 | 682.9536 | 759.8867 | 835.5708 | 910.1186 | 983.5833 | 1057.681 | 1131.5628 | 1205.5432 | 1279.8412 | 1353.9855 | 1426.5862 | 1497.176 | 1566.8262 | 1636.4226 | 1704.6993 | 1771.9713 | 1838.153 | 1903.9884 | 1969.6516 | 2035.1413 | 2100.4545 | 2165.5904 | 2230.5491 | 2295.3363 | 2359.9529 | 2424.3964 | 2488.6705 | 2552.7784 | 2616.7244 | 2680.5124 | 0 | 0 | 0 | 0 | 0 | 0 | 0 | 0 | 0
| E3 | 0 | 0 | 0 | 0 | 0 | 0 | 0 | 0 | 0 | 0 | 0 | 0 | 0 | 0 | 0 | 0 | 0 | 0 | 0 | 0 | 0 | 0 | 0 | 0 | 0 | 0 | 0 | 0 | 0 | 0 | 0 | 0 | 0 | 0 | 0 | 0 | 0 | 0 | 0 | 0 | 0 | 0 | 0 | 0 | 0 | 0 | 0 | 0 | 0 | 0 | 0
| E4 | 0 | 0 | 0 | 0 | 0 | 0 | 0 | 0 | 0 | 0 | 0 | 0 | 0 | 0 | 0 | 0 | 0 | 0 | 0 | 0 | 0 | 0 | 0 | 0 | 0 | 0 | 0 | 0 | 0 | 0 | 0 | 0 | 0 | 0 | 0 | 0 | 0 | 0 | 0 | 0 | 0 | 0 | 0 | 0 | 0 | 0 | 0 | 0 | 0 | 0 | 0
| E5 | 0 | 0 | 0 | 0 | 0 | 0 | 0 | 0 | 0 | 0 | 0 | 0 | 0 | 0 | 0 | 0 | 0 | 0 | 0 | 0 | 0 | 0 | 0 | 0 | 0 | 0 | 0 | 0 | 0 | 0 | 0 | 0 | 0 | 0 | 0 | 0 | 0 | 0 | 0 | 0 | 0 | 0 | 0 | 0 | 0 | 0 | 0 | 0 | 0 | 0 | 0
| E6 | 0 | 0 | 0 | 0 | 0 | 0 | 0 | 0 | 0 | 0 | 0 | 0 | 0 | 0 | 0 | 0 | 0 | 0 | 0 | 0 | 0 | 0 | 0 | 0 | 0 | 0 | 0 | 0 | 0 | 0 | 0 | 0 | 0 | 0 | 0 | 0 | 0 | 0 | 0 | 0 | 0 | 0 | 0 | 0 | 0 | 0 | 0 | 0 | 0 | 0 | 0
| E7 | 0 | 0 | 0 | 0 | 0 | 0 | 0 | 0 | 0 | 0 | 0 | 0 | 0 | 0 | 0 | 0 | 0 | 0 | 0 | 0 | 0 | 0 | 0 | 0 | 0 | 0 | 0 | 0 | 0 | 0 | 0 | 0 | 0 | 0 | 0 | 0 | 0 | 0 | 0 | 0 | 0 | 0 | 0 | 0 | 0 | 0 | 0 | 0 | 0 | 0 | 0
| E8 | 0 | 0 | 0 | 0 | 0 | 0 | 0 | 0 | 0 | 0 | 0 | 0 | 0 | 0 | 0 | 0 | 0 | 0 | 0 | 0 | 0 | 0 | 0 | 0 | 0 | 0 | 0 | 0 | 0 | 0 | 0 | 0 | 0 | 0 | 0 | 0 | 0 | 0 | 0 | 0 | 0 | 0 | 0 | 0 | 0 | 0 | 0 | 0 | 0 | 0 | 0
| E9 | 0 | 0 | 0 | 0 | 0 | 0 | 0 | 0 | 0 | 0 | 0 | 0 | 0 | 0 | 0 | 0 | 0 | 0 | 0 | 0 | 0 | 0 | 0 | 0 | 0 | 0 | 0 | 0 | 0 | 0 | 0 | 0 | 0 | 0 | 0 | 0 | 0 | 0 | 0 | 0 | 0 | 0 | 0 | 0 | 0 | 0 | 0 | 0 | 0 | 0 | 0
| E10 | 0 | 0 | 0 | 0 | 0 | 0 | 0 | 0 | 0 | 0 | 0 | 0 | 0 | 0 | 0 | 0 | 0 | 0 | 0 | 0 | 0 | 0 | 0 | 0 | 0 | 0 | 0 | 0 | 0 | 0 | 0 | 0 | 0 | 0 | 0 | 0 | 0 | 0 | 0 | 0 | 0 | 0 | 0 | 0 | 0 | 0 | 0 | 0 | 0 | 0 | 0
| Vintage | 0 | 0 | 0 | 0 | 0 | 0 | 0 | 0 | 0 | 0 | 0 | 0 | 0 | 0 | 0 | 0 | 0 | 0 | 0 | 0 | 0 | 0 | 0 | 0 | 0 | 0 | 0 | 0 | 0 | 0 | 0 | 0 | 0 | 0 | 0 | 0 | 0 | 0 | 0 | 0 | 0 | 0 | 0 | 0 | 0 | 0 | 0 | 0 | 0 | 0 | 0
| Net stock iimpact (Incr.)* | 0 | 0 | 0 | 1.6257 | 5.549 | 2.0915 | 1.5488 | 1.08 | 0.88491 | 0.27804 | -0.65374 | -0.98891 | -0.91978 | -0.75795 | -0.59874 | -0.59154 | -0.68158 | -0.74759 | -0.77485 | -1.3296 | -1.8656 | -1.6588 | -1.5126 | -1.282 | -1.1899 | -1.3154 | -1.0849 | -0.6999 | -0.81332 | -0.87568 | -1.01 | -1.0742 | -1.0481 | -1.0438 | -1.0472 | -1.1221 | -1.1859 | -1.1384 | -1.1089 | -1.0716 | -1.0508 | -1.0884 | 0 | 0 | 0 | 0 | 0 | 0 | 0 | 0 | 0
| Net stock iimpact (cum.) | 0 | 0 | 0 | 67.1062 | 154.6888 | 149.2699 | 149.2697 | 130.7838 | 126.35 | 147.0451 | 174.0964 | 188.4047 | 194.8157 | 201.616 | 205.1404 | 210.198 | 217.2485 | 228.022 | 236.9179 | 265.0149 | 294.8788 | 296.5326 | 297.0786 | 292.0936 | 294.4087 | 308.693 | 325.2376 | 337.1504 | 344.4454 | 351.7304 | 357.5118 | 364.6775 | 373.5253 | 383.7454 | 393.031 | 408.2976 | 423.2485 | 428.3925 | 433.512 | 437.3236 | 443.97 | 455.2394 | 0 | 0 | 0 | 0 | 0 | 0 | 0 | 0 | 0
Modified Results
| Year | Year 0 | Year 1 | Year 2 | Year 3 | Year 4 | Year 5 | Year 6 | Year 7 | Year 8 | Year 9 | Year 10 | Year 11 | Year 12 | Year 13 | Year 14 | Year 15 | Year 16 | Year 17 | Year 18 | Year 19 | Year 20 | Year 21 | Year 22 | Year 23 | Year 24 | Year 25 | Year 26 | Year 27 | Year 28 | Year 29 | Year 30 | Year 31 | Year 32 | Year 33 | Year 34 | Year 35 | Year 36 | Year 37 | Year 38 | Year 39 | Year 40 | Year 41 | Year 42 | Year 43 | Year 44 | Year 45 | Year 46 | Year 47 | Year 48 | Year 49 | Year 50
mod_results | Units | 0 | 0 | 0 | 130.9611 | 360.5087 | 493.002 | 629.9076 | 729.2305 | 837.482 | 985.5007 | 1154.9544 | 1315.5008 | 1464.8947 | 1614.5194 | 1758.5446 | 1901.9841 | 2045.3901 | 2193.6792 | 2339.6784 | 2504.9826 | 2672.5598 | 2811.6684 | 2946.8158 | 3072.7277 | 3204.2039 | 3347.537 | 3490.6602 | 3627.2674 | 3757.2136 | 3886.4851 | 4013.9162 | 4142.3996 | 4272.2389 | 4403.1292 | 4532.7691 | 4668.0791 | 4802.7677 | 4927.3489 | 5051.6102 | 5174.2732 | 5299.4855 | 5429.0405 | 0 | 0 | 0 | 0 | 0 | 0 | 0 | 0 | 0
| Usage | 0 | 0 | 0 | 1.7069 | 4.6987 | 6.4254 | 8.2095 | 9.5038 | 10.9144 | 12.8433 | 15.0514 | 17.1434 | 19.09 | 21.0397 | 22.9163 | 24.7853 | 26.6539 | 28.586 | 30.4884 | 32.6422 | 34.8257 | 36.6381 | 38.3989 | 40.0393 | 41.7523 | 43.6199 | 45.4847 | 47.2645 | 48.9575 | 50.6417 | 52.3019 | 53.9758 | 55.6674 | 57.3727 | 59.0617 | 60.8247 | 62.5795 | 64.2026 | 65.8216 | 67.4197 | 69.0511 | 70.7391 | 0 | 0 | 0 | 0 | 0 | 0 | 0 | 0 | 0
| Peak Demand (S) | 0 | 0 | 0 | 0 | 0 | 0 | 0 | 0 | 0 | 0 | 0 | 0 | 0 | 0 | 0 | 0 | 0 | 0 | 0 | 0 | 0 | 0 | 0 | 0 | 0 | 0 | 0 | 0 | 0 | 0 | 0 | 0 | 0 | 0 | 0 | 0 | 0 | 0 | 0 | 0 | 0 | 0 | 0 | 0 | 0 | 0 | 0 | 0 | 0 | 0 | 0
| Peak Demand (W) | 0 | 0 | 0 | 0 | 0 | 0 | 0 | 0 | 0 | 0 | 0 | 0 | 0 | 0 | 0 | 0 | 0 | 0 | 0 | 0 | 0 | 0 | 0 | 0 | 0 | 0 | 0 | 0 | 0 | 0 | 0 | 0 | 0 | 0 | 0 | 0 | 0 | 0 | 0 | 0 | 0 | 0 | 0 | 0 | 0 | 0 | 0 | 0 | 0 | 0 | 0
| Turnover | 0 | 0 | 0 | 65.4805 | 147.5141 | 140.0037 | 138.4546 | 118.8888 | 113.5701 | 133.9872 | 161.6921 | 176.9894 | 184.3201 | 191.8784 | 196.0015 | 201.6507 | 209.3828 | 220.9039 | 230.5746 | 260.0012 | 291.7307 | 295.0432 | 297.1019 | 293.3989 | 296.9039 | 312.5036 | 330.133 | 342.7457 | 350.854 | 359.0147 | 365.8062 | 374.0461 | 383.942 | 395.2059 | 405.5387 | 421.9273 | 438.0641 | 444.3465 | 450.5749 | 455.4581 | 463.1553 | 475.5131 | 0 | 0 | 0 | 0 | 0 | 0 | 0 | 0 | 0
| Avg. Replacement Usage | 13033.8338 | 0 | 0 | 13033.2644 | 13033.0321 | 13032.4441 | 13032.0855 | 13031.6122 | 13031.2201 | 13030.9077 | 13030.6679 | 13030.5464 | 13030.4932 | 13030.4756 | 13030.4565 | 13030.4056 | 13030.3202 | 13030.2329 | 13030.1687 | 13030.1213 | 13030.0622 | 13029.9907 | 13029.9331 | 13029.8811 | 13029.8252 | 13029.7621 | 13029.6886 | 13029.6184 | 13029.5501 | 13029.4832 | 13029.4229 | 13029.3771 | 13029.352 | 13029.3419 | 13029.3419 | 13029.3419 | 13029.3419 | 13029.3419 | 13029.3419 | 13029.3419 | 13029.3419 | 13029.3419 | 0 | 0 | 0 | 0 | 0 | 0 | 0 | 0 | 0
| Avg. Replacement Demand (S) | 0 | 0 | 0 | 0 | 0 | 0 | 0 | 0 | 0 | 0 | 0 | 0 | 0 | 0 | 0 | 0 | 0 | 0 | 0 | 0 | 0 | 0 | 0 | 0 | 0 | 0 | 0 | 0 | 0 | 0 | 0 | 0 | 0 | 0 | 0 | 0 | 0 | 0 | 0 | 0 | 0 | 0 | 0 | 0 | 0 | 0 | 0 | 0 | 0 | 0 | 0
| Avg. Replacement Demand (W) | 0 | 0 | 0 | 0 | 0 | 0 | 0 | 0 | 0 | 0 | 0 | 0 | 0 | 0 | 0 | 0 | 0 | 0 | 0 | 0 | 0 | 0 | 0 | 0 | 0 | 0 | 0 | 0 | 0 | 0 | 0 | 0 | 0 | 0 | 0 | 0 | 0 | 0 | 0 | 0 | 0 | 0 | 0 | 0 | 0 | 0 | 0 | 0 | 0 | 0 | 0
Modified Purchases
| Year | Year 0 | Year 1 | Year 2 | Year 3 | Year 4 | Year 5 | Year 6 | Year 7 | Year 8 | Year 9 | Year 10 | Year 11 | Year 12 | Year 13 | Year 14 | Year 15 | Year 16 | Year 17 | Year 18 | Year 19 | Year 20 | Year 21 | Year 22 | Year 23 | Year 24 | Year 25 | Year 26 | Year 27 | Year 28 | Year 29 | Year 30 | Year 31 | Year 32 | Year 33 | Year 34 | Year 35 | Year 36 | Year 37 | Year 38 | Year 39 | Year 40 | Year 41 | Year 42 | Year 43 | Year 44 | Year 45 | Year 46 | Year 47 | Year 48 | Year 49 | Year 50
mod_purch | E1 | 0 | 0 | 0 | 30.3455 | 68.3413 | 64.8121 | 64.0649 | 54.9775 | 52.491 | 61.9023 | 74.6786 | 81.7307 | 85.11 | 88.598 | 90.4995 | 93.1017 | 96.6608 | 101.9678 | 106.4228 | 119.9973 | 134.6308 | 136.1468 | 137.0864 | 135.3686 | 136.9757 | 144.1606 | 152.2785 | 158.0817 | 161.807 | 165.556 | 168.6745 | 172.4635 | 177.0205 | 182.2114 | 186.9754 | 194.5314 | 201.9714 | 204.8679 | 207.7395 | 209.991 | 213.5398 | 219.2374 | 0 | 0 | 0 | 0 | 0 | 0 | 0 | 0 | 0
| E2 | 0 | 0 | 0 | 35.1351 | 79.1728 | 75.1916 | 74.3897 | 63.9113 | 61.0791 | 72.0849 | 87.0136 | 95.2587 | 99.2102 | 103.2805 | 105.502 | 108.549 | 112.722 | 118.9361 | 124.1519 | 140.0039 | 157.0999 | 158.8965 | 160.0155 | 158.0304 | 159.9283 | 168.343 | 177.8545 | 184.664 | 189.047 | 193.4587 | 197.1317 | 201.5825 | 206.9215 | 212.9945 | 218.5633 | 227.3959 | 236.0928 | 239.4786 | 242.8354 | 245.4672 | 249.6155 | 256.2757 | 0 | 0 | 0 | 0 | 0 | 0 | 0 | 0 | 0
| E3 | 0 | 0 | 0 | 0 | 0 | 0 | 0 | 0 | 0 | 0 | 0 | 0 | 0 | 0 | 0 | 0 | 0 | 0 | 0 | 0 | 0 | 0 | 0 | 0 | 0 | 0 | 0 | 0 | 0 | 0 | 0 | 0 | 0 | 0 | 0 | 0 | 0 | 0 | 0 | 0 | 0 | 0 | 0 | 0 | 0 | 0 | 0 | 0 | 0 | 0 | 0
| E4 | 0 | 0 | 0 | 0 | 0 | 0 | 0 | 0 | 0 | 0 | 0 | 0 | 0 | 0 | 0 | 0 | 0 | 0 | 0 | 0 | 0 | 0 | 0 | 0 | 0 | 0 | 0 | 0 | 0 | 0 | 0 | 0 | 0 | 0 | 0 | 0 | 0 | 0 | 0 | 0 | 0 | 0 | 0 | 0 | 0 | 0 | 0 | 0 | 0 | 0 | 0
| E5 | 0 | 0 | 0 | 0 | 0 | 0 | 0 | 0 | 0 | 0 | 0 | 0 | 0 | 0 | 0 | 0 | 0 | 0 | 0 | 0 | 0 | 0 | 0 | 0 | 0 | 0 | 0 | 0 | 0 | 0 | 0 | 0 | 0 | 0 | 0 | 0 | 0 | 0 | 0 | 0 | 0 | 0 | 0 | 0 | 0 | 0 | 0 | 0 | 0 | 0 | 0
| E6 | 0 | 0 | 0 | 0 | 0 | 0 | 0 | 0 | 0 | 0 | 0 | 0 | 0 | 0 | 0 | 0 | 0 | 0 | 0 | 0 | 0 | 0 | 0 | 0 | 0 | 0 | 0 | 0 | 0 | 0 | 0 | 0 | 0 | 0 | 0 | 0 | 0 | 0 | 0 | 0 | 0 | 0 | 0 | 0 | 0 | 0 | 0 | 0 | 0 | 0 | 0
| E7 | 0 | 0 | 0 | 0 | 0 | 0 | 0 | 0 | 0 | 0 | 0 | 0 | 0 | 0 | 0 | 0 | 0 | 0 | 0 | 0 | 0 | 0 | 0 | 0 | 0 | 0 | 0 | 0 | 0 | 0 | 0 | 0 | 0 | 0 | 0 | 0 | 0 | 0 | 0 | 0 | 0 | 0 | 0 | 0 | 0 | 0 | 0 | 0 | 0 | 0 | 0
| E8 | 0 | 0 | 0 | 0 | 0 | 0 | 0 | 0 | 0 | 0 | 0 | 0 | 0 | 0 | 0 | 0 | 0 | 0 | 0 | 0 | 0 | 0 | 0 | 0 | 0 | 0 | 0 | 0 | 0 | 0 | 0 | 0 | 0 | 0 | 0 | 0 | 0 | 0 | 0 | 0 | 0 | 0 | 0 | 0 | 0 | 0 | 0 | 0 | 0 | 0 | 0
| E9 | 0 | 0 | 0 | 0 | 0 | 0 | 0 | 0 | 0 | 0 | 0 | 0 | 0 | 0 | 0 | 0 | 0 | 0 | 0 | 0 | 0 | 0 | 0 | 0 | 0 | 0 | 0 | 0 | 0 | 0 | 0 | 0 | 0 | 0 | 0 | 0 | 0 | 0 | 0 | 0 | 0 | 0 | 0 | 0 | 0 | 0 | 0 | 0 | 0 | 0 | 0
| E10 | 0 | 0 | 0 | 0 | 0 | 0 | 0 | 0 | 0 | 0 | 0 | 0 | 0 | 0 | 0 | 0 | 0 | 0 | 0 | 0 | 0 | 0 | 0 | 0 | 0 | 0 | 0 | 0 | 0 | 0 | 0 | 0 | 0 | 0 | 0 | 0 | 0 | 0 | 0 | 0 | 0 | 0 | 0 | 0 | 0 | 0 | 0 | 0 | 0 | 0 | 0
Modified Stock
| Year | Year 0 | Year 1 | Year 2 | Year 3 | Year 4 | Year 5 | Year 6 | Year 7 | Year 8 | Year 9 | Year 10 | Year 11 | Year 12 | Year 13 | Year 14 | Year 15 | Year 16 | Year 17 | Year 18 | Year 19 | Year 20 | Year 21 | Year 22 | Year 23 | Year 24 | Year 25 | Year 26 | Year 27 | Year 28 | Year 29 | Year 30 | Year 31 | Year 32 | Year 33 | Year 34 | Year 35 | Year 36 | Year 37 | Year 38 | Year 39 | Year 40 | Year 41 | Year 42 | Year 43 | Year 44 | Year 45 | Year 46 | Year 47 | Year 48 | Year 49 | Year 50
mod_stock | E1 | 0 | 0 | 0 | 30.3455 | 98.6868 | 163.4989 | 227.5638 | 282.5412 | 335.0323 | 393.9753 | 459.4136 | 526.4436 | 591.9881 | 657.5294 | 722.0696 | 785.6306 | 848.2067 | 911.2795 | 974.1434 | 1036.7565 | 1099.3109 | 1161.8559 | 1223.1587 | 1282.8744 | 1341.8362 | 1400.6819 | 1458.4835 | 1515.5831 | 1571.6773 | 1627.4247 | 1682.9454 | 1738.2782 | 1793.4732 | 1848.5263 | 1903.439 | 1958.178 | 2012.7523 | 2067.2212 | 2121.5776 | 2175.8269 | 2229.9624 | 2283.9583 | 0 | 0 | 0 | 0 | 0 | 0 | 0 | 0 | 0
| E2 | 0 | 0 | 0 | 35.1351 | 114.3078 | 189.4995 | 263.8892 | 327.8005 | 388.8796 | 457.5382 | 533.8487 | 612.0678 | 688.5865 | 765.1116 | 840.4735 | 914.7028 | 987.8006 | 1061.4958 | 1134.9604 | 1208.2248 | 1281.5182 | 1354.7692 | 1426.5552 | 1496.4544 | 1565.4637 | 1634.3515 | 1702.0438 | 1768.9387 | 1834.6822 | 1900.0457 | 1965.1646 | 2030.0754 | 2094.8237 | 2159.397 | 2223.7913 | 2287.9738 | 2351.9514 | 2415.7813 | 2479.4578 | 2542.9881 | 2606.3677 | 2669.5692 | 0 | 0 | 0 | 0 | 0 | 0 | 0 | 0 | 0
| E3 | 0 | 0 | 0 | 0 | 0 | 0 | 0 | 0 | 0 | 0 | 0 | 0 | 0 | 0 | 0 | 0 | 0 | 0 | 0 | 0 | 0 | 0 | 0 | 0 | 0 | 0 | 0 | 0 | 0 | 0 | 0 | 0 | 0 | 0 | 0 | 0 | 0 | 0 | 0 | 0 | 0 | 0 | 0 | 0 | 0 | 0 | 0 | 0 | 0 | 0 | 0
| E4 | 0 | 0 | 0 | 0 | 0 | 0 | 0 | 0 | 0 | 0 | 0 | 0 | 0 | 0 | 0 | 0 | 0 | 0 | 0 | 0 | 0 | 0 | 0 | 0 | 0 | 0 | 0 | 0 | 0 | 0 | 0 | 0 | 0 | 0 | 0 | 0 | 0 | 0 | 0 | 0 | 0 | 0 | 0 | 0 | 0 | 0 | 0 | 0 | 0 | 0 | 0
| E5 | 0 | 0 | 0 | 0 | 0 | 0 | 0 | 0 | 0 | 0 | 0 | 0 | 0 | 0 | 0 | 0 | 0 | 0 | 0 | 0 | 0 | 0 | 0 | 0 | 0 | 0 | 0 | 0 | 0 | 0 | 0 | 0 | 0 | 0 | 0 | 0 | 0 | 0 | 0 | 0 | 0 | 0 | 0 | 0 | 0 | 0 | 0 | 0 | 0 | 0 | 0
| E6 | 0 | 0 | 0 | 0 | 0 | 0 | 0 | 0 | 0 | 0 | 0 | 0 | 0 | 0 | 0 | 0 | 0 | 0 | 0 | 0 | 0 | 0 | 0 | 0 | 0 | 0 | 0 | 0 | 0 | 0 | 0 | 0 | 0 | 0 | 0 | 0 | 0 | 0 | 0 | 0 | 0 | 0 | 0 | 0 | 0 | 0 | 0 | 0 | 0 | 0 | 0
| E7 | 0 | 0 | 0 | 0 | 0 | 0 | 0 | 0 | 0 | 0 | 0 | 0 | 0 | 0 | 0 | 0 | 0 | 0 | 0 | 0 | 0 | 0 | 0 | 0 | 0 | 0 | 0 | 0 | 0 | 0 | 0 | 0 | 0 | 0 | 0 | 0 | 0 | 0 | 0 | 0 | 0 | 0 | 0 | 0 | 0 | 0 | 0 | 0 | 0 | 0 | 0
| E8 | 0 | 0 | 0 | 0 | 0 | 0 | 0 | 0 | 0 | 0 | 0 | 0 | 0 | 0 | 0 | 0 | 0 | 0 | 0 | 0 | 0 | 0 | 0 | 0 | 0 | 0 | 0 | 0 | 0 | 0 | 0 | 0 | 0 | 0 | 0 | 0 | 0 | 0 | 0 | 0 | 0 | 0 | 0 | 0 | 0 | 0 | 0 | 0 | 0 | 0 | 0
| E9 | 0 | 0 | 0 | 0 | 0 | 0 | 0 | 0 | 0 | 0 | 0 | 0 | 0 | 0 | 0 | 0 | 0 | 0 | 0 | 0 | 0 | 0 | 0 | 0 | 0 | 0 | 0 | 0 | 0 | 0 | 0 | 0 | 0 | 0 | 0 | 0 | 0 | 0 | 0 | 0 | 0 | 0 | 0 | 0 | 0 | 0 | 0 | 0 | 0 | 0 | 0
| E10 | 0 | 0 | 0 | 0 | 0 | 0 | 0 | 0 | 0 | 0 | 0 | 0 | 0 | 0 | 0 | 0 | 0 | 0 | 0 | 0 | 0 | 0 | 0 | 0 | 0 | 0 | 0 | 0 | 0 | 0 | 0 | 0 | 0 | 0 | 0 | 0 | 0 | 0 | 0 | 0 | 0 | 0 | 0 | 0 | 0 | 0 | 0 | 0 | 0 | 0 | 0
| Vintage | 0 | 0 | 0 | 65.4805 | 147.5141 | 140.0037 | 138.4546 | 118.8888 | 113.5701 | 133.9872 | 161.6921 | 176.9894 | 184.3201 | 191.8784 | 196.0015 | 201.6507 | 209.3828 | 220.9039 | 230.5746 | 260.0012 | 291.7307 | 295.0432 | 297.1019 | 293.3989 | 296.9039 | 312.5036 | 330.133 | 342.7457 | 350.854 | 359.0147 | 365.8062 | 374.0461 | 383.942 | 395.2059 | 405.5387 | 421.9273 | 438.0641 | 444.3465 | 450.5749 | 455.4581 | 463.1553 | 475.5131 | 0 | 0 | 0 | 0 | 0 | 0 | 0 | 0 | 0
Note on B75: Walter, Kenneth:

## System Cache (hidden)
Setup |  |  |  |  | Market Size | Building Systems | BC Ratio Factors |  | Potential Factors |  |  |  | System Data | [14 empty] | System Purchase Shares | [5 empty] | System Costs | [5 empty] | System Stock
Key | Sector | Segment | Vintage | System | Market Size-Row | Building Systems-Row | Incentive Rate-Row | Admin Adder-Row | Potential Factors-MAP-Key | Potential Factors-MAP-Row | Potential Factors-RAP-Key | Potential Factors-RAP-Row | System Data-C1-Row | System Data-C1-Tech-Key | System Data-C1-Tech-Row | System Data-C2-Row | System Data-C2-Tech-Key | System Data-C2-Tech-Row | System Data-C3-Row | System Data-C3-Tech-Key | System Data-C3-Tech-Row | System Data-C4-Row | System Data-C4-Tech-Key | System Data-C4-Tech-Row | System Data-C5-Row | System Data-C5-Tech-Key | System Data-C5-Tech-Row | System Purchase Shares-Baseline Forecast-Row | System Purchase Shares-Codes & Standards Forecast-Row | System Purchase Shares-Realistic Achievable Potential-Row | System Purchase Shares-Maximum Achievable Potential-Row | System Purchase Shares-Economic Potential-Row | System Purchase Shares-Technical Potential-Row | System Costs-F1-Row | System Costs-F2-Row | System Costs-F3-Row | System Costs-F4-Row | System Costs-F5-Row | System Costs-F6-Row | System Stock-BLF-Row | System Stock-CSF-Row | System Stock-RAP-Row | System Stock-MAP-Row | System Stock-EP-Row | System Stock-TP-Row
Residential_Single Family_Existing_S1 | Residential | Single Family | Existing | S1 | #N/A | 0 | #N/A | #N/A | Residential_Single Family_S1_MAP | #N/A | Residential_Single Family_S1_RAP | #N/A | 2 | #N/A | 0 | 3 | #N/A | 0 | 4 | #N/A | 0 | 5 | #N/A | 0 | 6 | #N/A | 0 | #N/A | #N/A | #N/A | #N/A | #N/A | #N/A | 2 | 3 | 4 | 5 | 6 | 7 | 2 | #N/A | #N/A | #N/A | #N/A | #N/A

## Technology Costs
Key | Field | Sector | Segment | Vintage | End Use | Fuel | Technology | Equipment | Label | 2019 | 2020 | 2021 | 2022 | 2023 | 2024 | 2025 | 2026 | 2027 | 2028 | 2029 | 2030 | 2031 | 2032 | 2033 | 2034 | 2035 | 2036 | 2037 | 2038 | 2039 | 2040 | 2041 | 2042 | 2043 | 2044 | 2045 | 2046 | 2047 | 2048 | 2049 | 2050 | 2051 | 2052 | 2053 | 2054 | 2055 | 2056 | 2057 | 2058 | 2059 | 2060
F1_Commercial_Office_Existing_Space Heating_Natural Gas_Furnace_E1 | F1 | Commercial | Office | Existing | Space Heating | Natural Gas | Furnace | E1 | RVT - Cost of Equipment | 0.1829 | 0.18307 | 0.18324 | 0.18351 | 0.18389 | 0.18446 | 0.18487 | 0.18518 | 0.18552 | 0.18584 | 0.18606 | 0.1862 | 0.18632 | 0.18643 | 0.18657 | 0.18663 | 0.18673 | 0.18693 | 0.18713 | 0.18737 | 0.18765 | 0.18788 | 0.18807 | 0.1882 | 0.1883 | 0.18832 | 0.18827 | 0.18817 | 0.18809 | 0.18805 | 0.18808 | 0.18809 | 0.18809 | 0 | 0 | 0 | 0 | 0 | 0 | 0 | 0 | 0
F1_Commercial_Office_Existing_Space Heating_Natural Gas_Furnace_E2 | F1 | Commercial | Office | Existing | Space Heating | Natural Gas | Furnace | E2 | RVT - Cost of Equipment | 0.16247 | 0.16261 | 0.16277 | 0.16301 | 0.16334 | 0.16385 | 0.16421 | 0.16449 | 0.1648 | 0.16508 | 0.16528 | 0.1654 | 0.1655 | 0.1656 | 0.16573 | 0.16578 | 0.16587 | 0.16604 | 0.16622 | 0.16643 | 0.16668 | 0.16689 | 0.16705 | 0.16718 | 0.16726 | 0.16728 | 0.16724 | 0.16715 | 0.16708 | 0.16704 | 0.16707 | 0.16708 | 0.16708 | 0 | 0 | 0 | 0 | 0 | 0 | 0 | 0 | 0
F1_Commercial_Office_Existing_Space Heating_Natural Gas_Furnace_E3 | F1 | Commercial | Office | Existing | Space Heating | Natural Gas | Furnace | E3 | RVT - Cost of Equipment | 0.15242 | 0.15255 | 0.1527 | 0.15292 | 0.15324 | 0.15372 | 0.15405 | 0.15431 | 0.1546 | 0.15487 | 0.15505 | 0.15517 | 0.15527 | 0.15536 | 0.15548 | 0.15553 | 0.15561 | 0.15577 | 0.15594 | 0.15614 | 0.15637 | 0.15657 | 0.15672 | 0.15684 | 0.15691 | 0.15694 | 0.1569 | 0.15681 | 0.15674 | 0.15671 | 0.15674 | 0.15674 | 0.15674 | 0 | 0 | 0 | 0 | 0 | 0 | 0 | 0 | 0
F1_Commercial_Office_Existing_Space Heating_Natural Gas_Furnace_E4 | F1 | Commercial | Office | Existing | Space Heating | Natural Gas | Furnace | E4 | RVT - Cost of Equipment | 0.11174 | 0.11184 | 0.11194 | 0.11211 | 0.11236 | 0.11277 | 0.11303 | 0.11322 | 0.11344 | 0.11365 | 0.11379 | 0.11388 | 0.11396 | 0.11405 | 0.11417 | 0.11422 | 0.11432 | 0.11448 | 0.11465 | 0.11484 | 0.11506 | 0.11525 | 0.1154 | 0.11551 | 0.11558 | 0.1156 | 0.11556 | 0.11548 | 0.11542 | 0.11539 | 0.11541 | 0.11542 | 0.11542 | 0 | 0 | 0 | 0 | 0 | 0 | 0 | 0 | 0
F1_Commercial_Office_Existing_Space Heating_Natural Gas_Furnace_E5 | F1 | Commercial | Office | Existing | Space Heating | Natural Gas | Furnace | E5 | RVT - Cost of Equipment | 0 | 0 | 0 | 0 | 0 | 0 | 0 | 0 | 0 | 0 | 0 | 0 | 0 | 0 | 0 | 0 | 0 | 0 | 0 | 0 | 0 | 0 | 0 | 0 | 0 | 0 | 0 | 0 | 0 | 0 | 0 | 0 | 0 | 0 | 0 | 0 | 0 | 0 | 0 | 0 | 0 | 0
F1_Commercial_Office_Existing_Space Heating_Natural Gas_Furnace_E6 | F1 | Commercial | Office | Existing | Space Heating | Natural Gas | Furnace | E6 | RVT - Cost of Equipment | 0 | 0 | 0 | 0 | 0 | 0 | 0 | 0 | 0 | 0 | 0 | 0 | 0 | 0 | 0 | 0 | 0 | 0 | 0 | 0 | 0 | 0 | 0 | 0 | 0 | 0 | 0 | 0 | 0 | 0 | 0 | 0 | 0 | 0 | 0 | 0 | 0 | 0 | 0 | 0 | 0 | 0
F1_Commercial_Office_Existing_Space Heating_Natural Gas_Furnace_E7 | F1 | Commercial | Office | Existing | Space Heating | Natural Gas | Furnace | E7 | RVT - Cost of Equipment | 0 | 0 | 0 | 0 | 0 | 0 | 0 | 0 | 0 | 0 | 0 | 0 | 0 | 0 | 0 | 0 | 0 | 0 | 0 | 0 | 0 | 0 | 0 | 0 | 0 | 0 | 0 | 0 | 0 | 0 | 0 | 0 | 0 | 0 | 0 | 0 | 0 | 0 | 0 | 0 | 0 | 0
F1_Commercial_Office_Existing_Space Heating_Natural Gas_Furnace_E8 | F1 | Commercial | Office | Existing | Space Heating | Natural Gas | Furnace | E8 | RVT - Cost of Equipment | 0 | 0 | 0 | 0 | 0 | 0 | 0 | 0 | 0 | 0 | 0 | 0 | 0 | 0 | 0 | 0 | 0 | 0 | 0 | 0 | 0 | 0 | 0 | 0 | 0 | 0 | 0 | 0 | 0 | 0 | 0 | 0 | 0 | 0 | 0 | 0 | 0 | 0 | 0 | 0 | 0 | 0
F1_Commercial_Office_Existing_Space Heating_Natural Gas_Furnace_E9 | F1 | Commercial | Office | Existing | Space Heating | Natural Gas | Furnace | E9 | RVT - Cost of Equipment | 0 | 0 | 0 | 0 | 0 | 0 | 0 | 0 | 0 | 0 | 0 | 0 | 0 | 0 | 0 | 0 | 0 | 0 | 0 | 0 | 0 | 0 | 0 | 0 | 0 | 0 | 0 | 0 | 0 | 0 | 0 | 0 | 0 | 0 | 0 | 0 | 0 | 0 | 0 | 0 | 0 | 0
F1_Commercial_Office_Existing_Space Heating_Natural Gas_Furnace_E10 | F1 | Commercial | Office | Existing | Space Heating | Natural Gas | Furnace | E10 | RVT - Cost of Equipment | 0 | 0 | 0 | 0 | 0 | 0 | 0 | 0 | 0 | 0 | 0 | 0 | 0 | 0 | 0 | 0 | 0 | 0 | 0 | 0 | 0 | 0 | 0 | 0 | 0 | 0 | 0 | 0 | 0 | 0 | 0 | 0 | 0 | 0 | 0 | 0 | 0 | 0 | 0 | 0 | 0 | 0
F2_Commercial_Office_Existing_Space Heating_Natural Gas_Furnace_E1 | F2 | Commercial | Office | Existing | Space Heating | Natural Gas | Furnace | E1 | RVT - Cost of Operation | 0.21913 | 0.21932 | 0.21954 | 0.21986 | 0.22031 | 0.221 | 0.22148 | 0.22185 | 0.22227 | 0.22265 | 0.22292 | 0.22308 | 0.22322 | 0.22336 | 0.22353 | 0.2236 | 0.22372 | 0.22395 | 0.22419 | 0.22448 | 0.22481 | 0.22509 | 0.22531 | 0.22548 | 0.22559 | 0.22562 | 0.22556 | 0.22544 | 0.22535 | 0.2253 | 0.22534 | 0.22535 | 0.22535 | 0 | 0 | 0 | 0 | 0 | 0 | 0 | 0 | 0
F2_Commercial_Office_Existing_Space Heating_Natural Gas_Furnace_E2 | F2 | Commercial | Office | Existing | Space Heating | Natural Gas | Furnace | E2 | RVT - Cost of Operation | 0.19465 | 0.19482 | 0.19501 | 0.19529 | 0.19569 | 0.19631 | 0.19674 | 0.19707 | 0.19744 | 0.19778 | 0.19801 | 0.19816 | 0.19829 | 0.1984 | 0.19855 | 0.19862 | 0.19873 | 0.19893 | 0.19915 | 0.1994 | 0.1997 | 0.19995 | 0.20014 | 0.20029 | 0.20039 | 0.20042 | 0.20036 | 0.20026 | 0.20017 | 0.20013 | 0.20016 | 0.20017 | 0.20017 | 0 | 0 | 0 | 0 | 0 | 0 | 0 | 0 | 0
F2_Commercial_Office_Existing_Space Heating_Natural Gas_Furnace_E3 | F2 | Commercial | Office | Existing | Space Heating | Natural Gas | Furnace | E3 | RVT - Cost of Operation | 0.18261 | 0.18277 | 0.18295 | 0.18321 | 0.18359 | 0.18416 | 0.18457 | 0.18488 | 0.18522 | 0.18554 | 0.18576 | 0.1859 | 0.18602 | 0.18613 | 0.18627 | 0.18633 | 0.18643 | 0.18663 | 0.18683 | 0.18707 | 0.18734 | 0.18758 | 0.18776 | 0.1879 | 0.18799 | 0.18802 | 0.18797 | 0.18787 | 0.18779 | 0.18775 | 0.18778 | 0.18779 | 0.18779 | 0 | 0 | 0 | 0 | 0 | 0 | 0 | 0 | 0
F2_Commercial_Office_Existing_Space Heating_Natural Gas_Furnace_E4 | F2 | Commercial | Office | Existing | Space Heating | Natural Gas | Furnace | E4 | RVT - Cost of Operation | 0.13388 | 0.13399 | 0.13412 | 0.13432 | 0.13462 | 0.1351 | 0.13541 | 0.13564 | 0.13591 | 0.13616 | 0.13633 | 0.13643 | 0.13654 | 0.13664 | 0.13678 | 0.13685 | 0.13696 | 0.13715 | 0.13735 | 0.13758 | 0.13785 | 0.13807 | 0.13825 | 0.13839 | 0.13847 | 0.1385 | 0.13845 | 0.13836 | 0.13828 | 0.13824 | 0.13827 | 0.13828 | 0.13828 | 0 | 0 | 0 | 0 | 0 | 0 | 0 | 0 | 0
F2_Commercial_Office_Existing_Space Heating_Natural Gas_Furnace_E5 | F2 | Commercial | Office | Existing | Space Heating | Natural Gas | Furnace | E5 | RVT - Cost of Operation | 0 | 0 | 0 | 0 | 0 | 0 | 0 | 0 | 0 | 0 | 0 | 0 | 0 | 0 | 0 | 0 | 0 | 0 | 0 | 0 | 0 | 0 | 0 | 0 | 0 | 0 | 0 | 0 | 0 | 0 | 0 | 0 | 0 | 0 | 0 | 0 | 0 | 0 | 0 | 0 | 0 | 0
F2_Commercial_Office_Existing_Space Heating_Natural Gas_Furnace_E6 | F2 | Commercial | Office | Existing | Space Heating | Natural Gas | Furnace | E6 | RVT - Cost of Operation | 0 | 0 | 0 | 0 | 0 | 0 | 0 | 0 | 0 | 0 | 0 | 0 | 0 | 0 | 0 | 0 | 0 | 0 | 0 | 0 | 0 | 0 | 0 | 0 | 0 | 0 | 0 | 0 | 0 | 0 | 0 | 0 | 0 | 0 | 0 | 0 | 0 | 0 | 0 | 0 | 0 | 0
F2_Commercial_Office_Existing_Space Heating_Natural Gas_Furnace_E7 | F2 | Commercial | Office | Existing | Space Heating | Natural Gas | Furnace | E7 | RVT - Cost of Operation | 0 | 0 | 0 | 0 | 0 | 0 | 0 | 0 | 0 | 0 | 0 | 0 | 0 | 0 | 0 | 0 | 0 | 0 | 0 | 0 | 0 | 0 | 0 | 0 | 0 | 0 | 0 | 0 | 0 | 0 | 0 | 0 | 0 | 0 | 0 | 0 | 0 | 0 | 0 | 0 | 0 | 0
F2_Commercial_Office_Existing_Space Heating_Natural Gas_Furnace_E8 | F2 | Commercial | Office | Existing | Space Heating | Natural Gas | Furnace | E8 | RVT - Cost of Operation | 0 | 0 | 0 | 0 | 0 | 0 | 0 | 0 | 0 | 0 | 0 | 0 | 0 | 0 | 0 | 0 | 0 | 0 | 0 | 0 | 0 | 0 | 0 | 0 | 0 | 0 | 0 | 0 | 0 | 0 | 0 | 0 | 0 | 0 | 0 | 0 | 0 | 0 | 0 | 0 | 0 | 0
F2_Commercial_Office_Existing_Space Heating_Natural Gas_Furnace_E9 | F2 | Commercial | Office | Existing | Space Heating | Natural Gas | Furnace | E9 | RVT - Cost of Operation | 0 | 0 | 0 | 0 | 0 | 0 | 0 | 0 | 0 | 0 | 0 | 0 | 0 | 0 | 0 | 0 | 0 | 0 | 0 | 0 | 0 | 0 | 0 | 0 | 0 | 0 | 0 | 0 | 0 | 0 | 0 | 0 | 0 | 0 | 0 | 0 | 0 | 0 | 0 | 0 | 0 | 0
F2_Commercial_Office_Existing_Space Heating_Natural Gas_Furnace_E10 | F2 | Commercial | Office | Existing | Space Heating | Natural Gas | Furnace | E10 | RVT - Cost of Operation | 0 | 0 | 0 | 0 | 0 | 0 | 0 | 0 | 0 | 0 | 0 | 0 | 0 | 0 | 0 | 0 | 0 | 0 | 0 | 0 | 0 | 0 | 0 | 0 | 0 | 0 | 0 | 0 | 0 | 0 | 0 | 0 | 0 | 0 | 0 | 0 | 0 | 0 | 0 | 0 | 0 | 0
F3_Commercial_Office_Existing_Space Heating_Natural Gas_Furnace_E1 | F3 | Commercial | Office | Existing | Space Heating | Natural Gas | Furnace | E1 | System - kBTUs of Consumption | 0.028613 | 0.028613 | 0.028613 | 0.028613 | 0.028613 | 0.028613 | 0.028613 | 0.028613 | 0.028613 | 0.028613 | 0.028613 | 0.028613 | 0.028613 | 0.028613 | 0.028613 | 0.028613 | 0.028613 | 0.028613 | 0.028613 | 0.028613 | 0.028613 | 0.028613 | 0.028613 | 0.028613 | 0.028613 | 0.028613 | 0.028613 | 0.028613 | 0.028613 | 0.028613 | 0.028613 | 0.028613 | 0.028613 | 0 | 0 | 0 | 0 | 0 | 0 | 0 | 0 | 0
F3_Commercial_Office_Existing_Space Heating_Natural Gas_Furnace_E2 | F3 | Commercial | Office | Existing | Space Heating | Natural Gas | Furnace | E2 | System - kBTUs of Consumption | 0.034964 | 0.034964 | 0.034964 | 0.034964 | 0.034964 | 0.034964 | 0.034964 | 0.034964 | 0.034964 | 0.034964 | 0.034964 | 0.034964 | 0.034964 | 0.034964 | 0.034964 | 0.034964 | 0.034964 | 0.034964 | 0.034964 | 0.034964 | 0.034964 | 0.034964 | 0.034964 | 0.034964 | 0.034964 | 0.034964 | 0.034964 | 0.034964 | 0.034964 | 0.034964 | 0.034964 | 0.034964 | 0.034964 | 0 | 0 | 0 | 0 | 0 | 0 | 0 | 0 | 0
F3_Commercial_Office_Existing_Space Heating_Natural Gas_Furnace_E3 | F3 | Commercial | Office | Existing | Space Heating | Natural Gas | Furnace | E3 | System - kBTUs of Consumption | 0.041314 | 0.041314 | 0.041314 | 0.041314 | 0.041314 | 0.041314 | 0.041314 | 0.041314 | 0.041314 | 0.041314 | 0.041314 | 0.041314 | 0.041314 | 0.041314 | 0.041314 | 0.041314 | 0.041314 | 0.041314 | 0.041314 | 0.041314 | 0.041314 | 0.041314 | 0.041314 | 0.041314 | 0.041314 | 0.041314 | 0.041314 | 0.041314 | 0.041314 | 0.041314 | 0.041314 | 0.041314 | 0.041314 | 0 | 0 | 0 | 0 | 0 | 0 | 0 | 0 | 0
F3_Commercial_Office_Existing_Space Heating_Natural Gas_Furnace_E4 | F3 | Commercial | Office | Existing | Space Heating | Natural Gas | Furnace | E4 | System - kBTUs of Consumption | 0.83471 | 0.83471 | 0.83471 | 0.83471 | 0.83471 | 0.83471 | 0.83471 | 0.83471 | 0.83471 | 0.83471 | 0.83471 | 0.83471 | 0.83471 | 0.83471 | 0.83471 | 0.83471 | 0.83471 | 0.83471 | 0.83471 | 0.83471 | 0.83471 | 0.83471 | 0.83471 | 0.83471 | 0.83471 | 0.83471 | 0.83471 | 0.83471 | 0.83471 | 0.83471 | 0.83471 | 0.83471 | 0.83471 | 0 | 0 | 0 | 0 | 0 | 0 | 0 | 0 | 0
F3_Commercial_Office_Existing_Space Heating_Natural Gas_Furnace_E5 | F3 | Commercial | Office | Existing | Space Heating | Natural Gas | Furnace | E5 | System - kBTUs of Consumption | 0 | 0 | 0 | 0 | 0 | 0 | 0 | 0 | 0 | 0 | 0 | 0 | 0 | 0 | 0 | 0 | 0 | 0 | 0 | 0 | 0 | 0 | 0 | 0 | 0 | 0 | 0 | 0 | 0 | 0 | 0 | 0 | 0 | 0 | 0 | 0 | 0 | 0 | 0 | 0 | 0 | 0
F3_Commercial_Office_Existing_Space Heating_Natural Gas_Furnace_E6 | F3 | Commercial | Office | Existing | Space Heating | Natural Gas | Furnace | E6 | System - kBTUs of Consumption | 0 | 0 | 0 | 0 | 0 | 0 | 0 | 0 | 0 | 0 | 0 | 0 | 0 | 0 | 0 | 0 | 0 | 0 | 0 | 0 | 0 | 0 | 0 | 0 | 0 | 0 | 0 | 0 | 0 | 0 | 0 | 0 | 0 | 0 | 0 | 0 | 0 | 0 | 0 | 0 | 0 | 0
F3_Commercial_Office_Existing_Space Heating_Natural Gas_Furnace_E7 | F3 | Commercial | Office | Existing | Space Heating | Natural Gas | Furnace | E7 | System - kBTUs of Consumption | 0 | 0 | 0 | 0 | 0 | 0 | 0 | 0 | 0 | 0 | 0 | 0 | 0 | 0 | 0 | 0 | 0 | 0 | 0 | 0 | 0 | 0 | 0 | 0 | 0 | 0 | 0 | 0 | 0 | 0 | 0 | 0 | 0 | 0 | 0 | 0 | 0 | 0 | 0 | 0 | 0 | 0
F3_Commercial_Office_Existing_Space Heating_Natural Gas_Furnace_E8 | F3 | Commercial | Office | Existing | Space Heating | Natural Gas | Furnace | E8 | System - kBTUs of Consumption | 0 | 0 | 0 | 0 | 0 | 0 | 0 | 0 | 0 | 0 | 0 | 0 | 0 | 0 | 0 | 0 | 0 | 0 | 0 | 0 | 0 | 0 | 0 | 0 | 0 | 0 | 0 | 0 | 0 | 0 | 0 | 0 | 0 | 0 | 0 | 0 | 0 | 0 | 0 | 0 | 0 | 0
F3_Commercial_Office_Existing_Space Heating_Natural Gas_Furnace_E9 | F3 | Commercial | Office | Existing | Space Heating | Natural Gas | Furnace | E9 | System - kBTUs of Consumption | 0 | 0 | 0 | 0 | 0 | 0 | 0 | 0 | 0 | 0 | 0 | 0 | 0 | 0 | 0 | 0 | 0 | 0 | 0 | 0 | 0 | 0 | 0 | 0 | 0 | 0 | 0 | 0 | 0 | 0 | 0 | 0 | 0 | 0 | 0 | 0 | 0 | 0 | 0 | 0 | 0 | 0
F3_Commercial_Office_Existing_Space Heating_Natural Gas_Furnace_E10 | F3 | Commercial | Office | Existing | Space Heating | Natural Gas | Furnace | E10 | System - kBTUs of Consumption | 0 | 0 | 0 | 0 | 0 | 0 | 0 | 0 | 0 | 0 | 0 | 0 | 0 | 0 | 0 | 0 | 0 | 0 | 0 | 0 | 0 | 0 | 0 | 0 | 0 | 0 | 0 | 0 | 0 | 0 | 0 | 0 | 0 | 0 | 0 | 0 | 0 | 0 | 0 | 0 | 0 | 0
F4_Commercial_Office_Existing_Space Heating_Natural Gas_Furnace_E1 | F4 | Commercial | Office | Existing | Space Heating | Natural Gas | Furnace | E1 | Utility - Cost of Equipment | 0.21913 | 0.21932 | 0.21954 | 0.21986 | 0.22031 | 0.221 | 0.22148 | 0.22185 | 0.22227 | 0.22265 | 0.22292 | 0.22308 | 0.22322 | 0.22336 | 0.22353 | 0.2236 | 0.22372 | 0.22395 | 0.22419 | 0.22448 | 0.22481 | 0.22509 | 0.22531 | 0.22548 | 0.22559 | 0.22562 | 0.22556 | 0.22544 | 0.22535 | 0.2253 | 0.22534 | 0.22535 | 0.22535 | 0 | 0 | 0 | 0 | 0 | 0 | 0 | 0 | 0
F4_Commercial_Office_Existing_Space Heating_Natural Gas_Furnace_E2 | F4 | Commercial | Office | Existing | Space Heating | Natural Gas | Furnace | E2 | Utility - Cost of Equipment | 0.19465 | 0.19482 | 0.19501 | 0.19529 | 0.19569 | 0.19631 | 0.19674 | 0.19707 | 0.19744 | 0.19778 | 0.19801 | 0.19816 | 0.19829 | 0.1984 | 0.19855 | 0.19862 | 0.19873 | 0.19893 | 0.19915 | 0.1994 | 0.1997 | 0.19995 | 0.20014 | 0.20029 | 0.20039 | 0.20042 | 0.20036 | 0.20026 | 0.20017 | 0.20013 | 0.20016 | 0.20017 | 0.20017 | 0 | 0 | 0 | 0 | 0 | 0 | 0 | 0 | 0
F4_Commercial_Office_Existing_Space Heating_Natural Gas_Furnace_E3 | F4 | Commercial | Office | Existing | Space Heating | Natural Gas | Furnace | E3 | Utility - Cost of Equipment | 0.18261 | 0.18277 | 0.18295 | 0.18321 | 0.18359 | 0.18416 | 0.18457 | 0.18488 | 0.18522 | 0.18554 | 0.18576 | 0.1859 | 0.18602 | 0.18613 | 0.18627 | 0.18633 | 0.18643 | 0.18663 | 0.18683 | 0.18707 | 0.18734 | 0.18758 | 0.18776 | 0.1879 | 0.18799 | 0.18802 | 0.18797 | 0.18787 | 0.18779 | 0.18775 | 0.18778 | 0.18779 | 0.18779 | 0 | 0 | 0 | 0 | 0 | 0 | 0 | 0 | 0
F4_Commercial_Office_Existing_Space Heating_Natural Gas_Furnace_E4 | F4 | Commercial | Office | Existing | Space Heating | Natural Gas | Furnace | E4 | Utility - Cost of Equipment | 0.13388 | 0.13399 | 0.13412 | 0.13432 | 0.13462 | 0.1351 | 0.13541 | 0.13564 | 0.13591 | 0.13616 | 0.13633 | 0.13643 | 0.13654 | 0.13664 | 0.13678 | 0.13685 | 0.13696 | 0.13715 | 0.13735 | 0.13758 | 0.13785 | 0.13807 | 0.13825 | 0.13839 | 0.13847 | 0.1385 | 0.13845 | 0.13836 | 0.13828 | 0.13824 | 0.13827 | 0.13828 | 0.13828 | 0 | 0 | 0 | 0 | 0 | 0 | 0 | 0 | 0
F4_Commercial_Office_Existing_Space Heating_Natural Gas_Furnace_E5 | F4 | Commercial | Office | Existing | Space Heating | Natural Gas | Furnace | E5 | Utility - Cost of Equipment | 0 | 0 | 0 | 0 | 0 | 0 | 0 | 0 | 0 | 0 | 0 | 0 | 0 | 0 | 0 | 0 | 0 | 0 | 0 | 0 | 0 | 0 | 0 | 0 | 0 | 0 | 0 | 0 | 0 | 0 | 0 | 0 | 0 | 0 | 0 | 0 | 0 | 0 | 0 | 0 | 0 | 0
F4_Commercial_Office_Existing_Space Heating_Natural Gas_Furnace_E6 | F4 | Commercial | Office | Existing | Space Heating | Natural Gas | Furnace | E6 | Utility - Cost of Equipment | 0 | 0 | 0 | 0 | 0 | 0 | 0 | 0 | 0 | 0 | 0 | 0 | 0 | 0 | 0 | 0 | 0 | 0 | 0 | 0 | 0 | 0 | 0 | 0 | 0 | 0 | 0 | 0 | 0 | 0 | 0 | 0 | 0 | 0 | 0 | 0 | 0 | 0 | 0 | 0 | 0 | 0
F4_Commercial_Office_Existing_Space Heating_Natural Gas_Furnace_E7 | F4 | Commercial | Office | Existing | Space Heating | Natural Gas | Furnace | E7 | Utility - Cost of Equipment | 0 | 0 | 0 | 0 | 0 | 0 | 0 | 0 | 0 | 0 | 0 | 0 | 0 | 0 | 0 | 0 | 0 | 0 | 0 | 0 | 0 | 0 | 0 | 0 | 0 | 0 | 0 | 0 | 0 | 0 | 0 | 0 | 0 | 0 | 0 | 0 | 0 | 0 | 0 | 0 | 0 | 0
F4_Commercial_Office_Existing_Space Heating_Natural Gas_Furnace_E8 | F4 | Commercial | Office | Existing | Space Heating | Natural Gas | Furnace | E8 | Utility - Cost of Equipment | 0 | 0 | 0 | 0 | 0 | 0 | 0 | 0 | 0 | 0 | 0 | 0 | 0 | 0 | 0 | 0 | 0 | 0 | 0 | 0 | 0 | 0 | 0 | 0 | 0 | 0 | 0 | 0 | 0 | 0 | 0 | 0 | 0 | 0 | 0 | 0 | 0 | 0 | 0 | 0 | 0 | 0
F4_Commercial_Office_Existing_Space Heating_Natural Gas_Furnace_E9 | F4 | Commercial | Office | Existing | Space Heating | Natural Gas | Furnace | E9 | Utility - Cost of Equipment | 0 | 0 | 0 | 0 | 0 | 0 | 0 | 0 | 0 | 0 | 0 | 0 | 0 | 0 | 0 | 0 | 0 | 0 | 0 | 0 | 0 | 0 | 0 | 0 | 0 | 0 | 0 | 0 | 0 | 0 | 0 | 0 | 0 | 0 | 0 | 0 | 0 | 0 | 0 | 0 | 0 | 0
F4_Commercial_Office_Existing_Space Heating_Natural Gas_Furnace_E10 | F4 | Commercial | Office | Existing | Space Heating | Natural Gas | Furnace | E10 | Utility - Cost of Equipment | 0 | 0 | 0 | 0 | 0 | 0 | 0 | 0 | 0 | 0 | 0 | 0 | 0 | 0 | 0 | 0 | 0 | 0 | 0 | 0 | 0 | 0 | 0 | 0 | 0 | 0 | 0 | 0 | 0 | 0 | 0 | 0 | 0 | 0 | 0 | 0 | 0 | 0 | 0 | 0 | 0 | 0
F5_Commercial_Office_Existing_Space Heating_Natural Gas_Furnace_E1 | F5 | Commercial | Office | Existing | Space Heating | Natural Gas | Furnace | E1 | Utility - Cost of Operation | 0.028613 | 0.028613 | 0.028613 | 0.028613 | 0.028613 | 0.028613 | 0.028613 | 0.028613 | 0.028613 | 0.028613 | 0.028613 | 0.028613 | 0.028613 | 0.028613 | 0.028613 | 0.028613 | 0.028613 | 0.028613 | 0.028613 | 0.028613 | 0.028613 | 0.028613 | 0.028613 | 0.028613 | 0.028613 | 0.028613 | 0.028613 | 0.028613 | 0.028613 | 0.028613 | 0.028613 | 0.028613 | 0.028613 | 0 | 0 | 0 | 0 | 0 | 0 | 0 | 0 | 0
F5_Commercial_Office_Existing_Space Heating_Natural Gas_Furnace_E2 | F5 | Commercial | Office | Existing | Space Heating | Natural Gas | Furnace | E2 | Utility - Cost of Operation | 0.034964 | 0.034964 | 0.034964 | 0.034964 | 0.034964 | 0.034964 | 0.034964 | 0.034964 | 0.034964 | 0.034964 | 0.034964 | 0.034964 | 0.034964 | 0.034964 | 0.034964 | 0.034964 | 0.034964 | 0.034964 | 0.034964 | 0.034964 | 0.034964 | 0.034964 | 0.034964 | 0.034964 | 0.034964 | 0.034964 | 0.034964 | 0.034964 | 0.034964 | 0.034964 | 0.034964 | 0.034964 | 0.034964 | 0 | 0 | 0 | 0 | 0 | 0 | 0 | 0 | 0
F5_Commercial_Office_Existing_Space Heating_Natural Gas_Furnace_E3 | F5 | Commercial | Office | Existing | Space Heating | Natural Gas | Furnace | E3 | Utility - Cost of Operation | 0.041314 | 0.041314 | 0.041314 | 0.041314 | 0.041314 | 0.041314 | 0.041314 | 0.041314 | 0.041314 | 0.041314 | 0.041314 | 0.041314 | 0.041314 | 0.041314 | 0.041314 | 0.041314 | 0.041314 | 0.041314 | 0.041314 | 0.041314 | 0.041314 | 0.041314 | 0.041314 | 0.041314 | 0.041314 | 0.041314 | 0.041314 | 0.041314 | 0.041314 | 0.041314 | 0.041314 | 0.041314 | 0.041314 | 0 | 0 | 0 | 0 | 0 | 0 | 0 | 0 | 0
F5_Commercial_Office_Existing_Space Heating_Natural Gas_Furnace_E4 | F5 | Commercial | Office | Existing | Space Heating | Natural Gas | Furnace | E4 | Utility - Cost of Operation | 0.83471 | 0.83471 | 0.83471 | 0.83471 | 0.83471 | 0.83471 | 0.83471 | 0.83471 | 0.83471 | 0.83471 | 0.83471 | 0.83471 | 0.83471 | 0.83471 | 0.83471 | 0.83471 | 0.83471 | 0.83471 | 0.83471 | 0.83471 | 0.83471 | 0.83471 | 0.83471 | 0.83471 | 0.83471 | 0.83471 | 0.83471 | 0.83471 | 0.83471 | 0.83471 | 0.83471 | 0.83471 | 0.83471 | 0 | 0 | 0 | 0 | 0 | 0 | 0 | 0 | 0
F5_Commercial_Office_Existing_Space Heating_Natural Gas_Furnace_E5 | F5 | Commercial | Office | Existing | Space Heating | Natural Gas | Furnace | E5 | Utility - Cost of Operation | 0 | 0 | 0 | 0 | 0 | 0 | 0 | 0 | 0 | 0 | 0 | 0 | 0 | 0 | 0 | 0 | 0 | 0 | 0 | 0 | 0 | 0 | 0 | 0 | 0 | 0 | 0 | 0 | 0 | 0 | 0 | 0 | 0 | 0 | 0 | 0 | 0 | 0 | 0 | 0 | 0 | 0
F5_Commercial_Office_Existing_Space Heating_Natural Gas_Furnace_E6 | F5 | Commercial | Office | Existing | Space Heating | Natural Gas | Furnace | E6 | Utility - Cost of Operation | 0 | 0 | 0 | 0 | 0 | 0 | 0 | 0 | 0 | 0 | 0 | 0 | 0 | 0 | 0 | 0 | 0 | 0 | 0 | 0 | 0 | 0 | 0 | 0 | 0 | 0 | 0 | 0 | 0 | 0 | 0 | 0 | 0 | 0 | 0 | 0 | 0 | 0 | 0 | 0 | 0 | 0
F5_Commercial_Office_Existing_Space Heating_Natural Gas_Furnace_E7 | F5 | Commercial | Office | Existing | Space Heating | Natural Gas | Furnace | E7 | Utility - Cost of Operation | 0 | 0 | 0 | 0 | 0 | 0 | 0 | 0 | 0 | 0 | 0 | 0 | 0 | 0 | 0 | 0 | 0 | 0 | 0 | 0 | 0 | 0 | 0 | 0 | 0 | 0 | 0 | 0 | 0 | 0 | 0 | 0 | 0 | 0 | 0 | 0 | 0 | 0 | 0 | 0 | 0 | 0
F5_Commercial_Office_Existing_Space Heating_Natural Gas_Furnace_E8 | F5 | Commercial | Office | Existing | Space Heating | Natural Gas | Furnace | E8 | Utility - Cost of Operation | 0 | 0 | 0 | 0 | 0 | 0 | 0 | 0 | 0 | 0 | 0 | 0 | 0 | 0 | 0 | 0 | 0 | 0 | 0 | 0 | 0 | 0 | 0 | 0 | 0 | 0 | 0 | 0 | 0 | 0 | 0 | 0 | 0 | 0 | 0 | 0 | 0 | 0 | 0 | 0 | 0 | 0
F5_Commercial_Office_Existing_Space Heating_Natural Gas_Furnace_E9 | F5 | Commercial | Office | Existing | Space Heating | Natural Gas | Furnace | E9 | Utility - Cost of Operation | 0 | 0 | 0 | 0 | 0 | 0 | 0 | 0 | 0 | 0 | 0 | 0 | 0 | 0 | 0 | 0 | 0 | 0 | 0 | 0 | 0 | 0 | 0 | 0 | 0 | 0 | 0 | 0 | 0 | 0 | 0 | 0 | 0 | 0 | 0 | 0 | 0 | 0 | 0 | 0 | 0 | 0
F5_Commercial_Office_Existing_Space Heating_Natural Gas_Furnace_E10 | F5 | Commercial | Office | Existing | Space Heating | Natural Gas | Furnace | E10 | Utility - Cost of Operation | 0 | 0 | 0 | 0 | 0 | 0 | 0 | 0 | 0 | 0 | 0 | 0 | 0 | 0 | 0 | 0 | 0 | 0 | 0 | 0 | 0 | 0 | 0 | 0 | 0 | 0 | 0 | 0 | 0 | 0 | 0 | 0 | 0 | 0 | 0 | 0 | 0 | 0 | 0 | 0 | 0 | 0
F6_Commercial_Office_Existing_Space Heating_Natural Gas_Furnace_E1 | F6 | Commercial | Office | Existing | Space Heating | Natural Gas | Furnace | E1 | Utility - Value of Sales | 0.09637 | 0.095854 | 0.095314 | 0.094775 | 0.094237 | 0.093703 | 0.093175 | 0.092653 | 0.092141 | 0.09164 | 0.091151 | 0.090676 | 0.090218 | 0.089778 | 0.089358 | 0.088959 | 0.088584 | 0.088232 | 0.087904 | 0.087599 | 0.087318 | 0.08706 | 0.086826 | 0.086615 | 0.086427 | 0.086263 | 0.086122 | 0.086005 | 0.085911 | 0.085841 | 0.085794 | 0.085771 | 0.085771 | 0 | 0 | 0 | 0 | 0 | 0 | 0 | 0 | 0
F6_Commercial_Office_Existing_Space Heating_Natural Gas_Furnace_E2 | F6 | Commercial | Office | Existing | Space Heating | Natural Gas | Furnace | E2 | Utility - Value of Sales | 0.085603 | 0.085145 | 0.084666 | 0.084186 | 0.083709 | 0.083234 | 0.082765 | 0.082302 | 0.081847 | 0.081401 | 0.080967 | 0.080546 | 0.080139 | 0.079748 | 0.079374 | 0.07902 | 0.078687 | 0.078375 | 0.078083 | 0.077812 | 0.077563 | 0.077334 | 0.077125 | 0.076938 | 0.076771 | 0.076625 | 0.076501 | 0.076396 | 0.076313 | 0.076251 | 0.076209 | 0.076188 | 0.076188 | 0 | 0 | 0 | 0 | 0 | 0 | 0 | 0 | 0
F6_Commercial_Office_Existing_Space Heating_Natural Gas_Furnace_E3 | F6 | Commercial | Office | Existing | Space Heating | Natural Gas | Furnace | E3 | Utility - Value of Sales | 0.080308 | 0.079878 | 0.079429 | 0.078979 | 0.078531 | 0.078086 | 0.077646 | 0.077211 | 0.076784 | 0.076366 | 0.075959 | 0.075564 | 0.075182 | 0.074815 | 0.074465 | 0.074133 | 0.07382 | 0.073527 | 0.073253 | 0.072999 | 0.072765 | 0.07255 | 0.072355 | 0.072179 | 0.072023 | 0.071886 | 0.071769 | 0.071671 | 0.071593 | 0.071534 | 0.071495 | 0.071476 | 0.071476 | 0 | 0 | 0 | 0 | 0 | 0 | 0 | 0 | 0
F6_Commercial_Office_Existing_Space Heating_Natural Gas_Furnace_E4 | F6 | Commercial | Office | Existing | Space Heating | Natural Gas | Furnace | E4 | Utility - Value of Sales | 0.060615 | 0.060305 | 0.059973 | 0.059641 | 0.059309 | 0.058977 | 0.058645 | 0.058313 | 0.057981 | 0.057649 | 0.057317 | 0.056985 | 0.056653 | 0.056324 | 0.055998 | 0.055678 | 0.055366 | 0.055065 | 0.054775 | 0.054499 | 0.05424 | 0.053999 | 0.053777 | 0.053578 | 0.053401 | 0.053247 | 0.053114 | 0.053003 | 0.052915 | 0.052848 | 0.052804 | 0.052782 | 0.052782 | 0 | 0 | 0 | 0 | 0 | 0 | 0 | 0 | 0
F6_Commercial_Office_Existing_Space Heating_Natural Gas_Furnace_E5 | F6 | Commercial | Office | Existing | Space Heating | Natural Gas | Furnace | E5 | Utility - Value of Sales | 0 | 0 | 0 | 0 | 0 | 0 | 0 | 0 | 0 | 0 | 0 | 0 | 0 | 0 | 0 | 0 | 0 | 0 | 0 | 0 | 0 | 0 | 0 | 0 | 0 | 0 | 0 | 0 | 0 | 0 | 0 | 0 | 0 | 0 | 0 | 0 | 0 | 0 | 0 | 0 | 0 | 0
F6_Commercial_Office_Existing_Space Heating_Natural Gas_Furnace_E6 | F6 | Commercial | Office | Existing | Space Heating | Natural Gas | Furnace | E6 | Utility - Value of Sales | 0 | 0 | 0 | 0 | 0 | 0 | 0 | 0 | 0 | 0 | 0 | 0 | 0 | 0 | 0 | 0 | 0 | 0 | 0 | 0 | 0 | 0 | 0 | 0 | 0 | 0 | 0 | 0 | 0 | 0 | 0 | 0 | 0 | 0 | 0 | 0 | 0 | 0 | 0 | 0 | 0 | 0
F6_Commercial_Office_Existing_Space Heating_Natural Gas_Furnace_E7 | F6 | Commercial | Office | Existing | Space Heating | Natural Gas | Furnace | E7 | Utility - Value of Sales | 0 | 0 | 0 | 0 | 0 | 0 | 0 | 0 | 0 | 0 | 0 | 0 | 0 | 0 | 0 | 0 | 0 | 0 | 0 | 0 | 0 | 0 | 0 | 0 | 0 | 0 | 0 | 0 | 0 | 0 | 0 | 0 | 0 | 0 | 0 | 0 | 0 | 0 | 0 | 0 | 0 | 0
F6_Commercial_Office_Existing_Space Heating_Natural Gas_Furnace_E8 | F6 | Commercial | Office | Existing | Space Heating | Natural Gas | Furnace | E8 | Utility - Value of Sales | 0 | 0 | 0 | 0 | 0 | 0 | 0 | 0 | 0 | 0 | 0 | 0 | 0 | 0 | 0 | 0 | 0 | 0 | 0 | 0 | 0 | 0 | 0 | 0 | 0 | 0 | 0 | 0 | 0 | 0 | 0 | 0 | 0 | 0 | 0 | 0 | 0 | 0 | 0 | 0 | 0 | 0
F6_Commercial_Office_Existing_Space Heating_Natural Gas_Furnace_E9 | F6 | Commercial | Office | Existing | Space Heating | Natural Gas | Furnace | E9 | Utility - Value of Sales | 0 | 0 | 0 | 0 | 0 | 0 | 0 | 0 | 0 | 0 | 0 | 0 | 0 | 0 | 0 | 0 | 0 | 0 | 0 | 0 | 0 | 0 | 0 | 0 | 0 | 0 | 0 | 0 | 0 | 0 | 0 | 0 | 0 | 0 | 0 | 0 | 0 | 0 | 0 | 0 | 0 | 0
F6_Commercial_Office_Existing_Space Heating_Natural Gas_Furnace_E10 | F6 | Commercial | Office | Existing | Space Heating | Natural Gas | Furnace | E10 | Utility - Value of Sales | 0 | 0 | 0 | 0 | 0 | 0 | 0 | 0 | 0 | 0 | 0 | 0 | 0 | 0 | 0 | 0 | 0 | 0 | 0 | 0 | 0 | 0 | 0 | 0 | 0 | 0 | 0 | 0 | 0 | 0 | 0 | 0 | 0 | 0 | 0 | 0 | 0 | 0 | 0 | 0 | 0 | 0
F1_Commercial_Office_Existing_Space Heating_Natural Gas_Boiler_E1 | F1 | Commercial | Office | Existing | Space Heating | Natural Gas | Boiler | E1 | RVT - Cost of Equipment | 0.97799 | 0.97893 | 0.97995 | 0.98142 | 0.98344 | 0.98645 | 0.98855 | 0.99016 | 0.9919 | 0.99349 | 0.99458 | 0.99525 | 0.99587 | 0.99644 | 0.99717 | 0.99746 | 0.99798 | 0.99896 | 1 | 1.0012 | 1.0026 | 1.0038 | 1.0048 | 1.0055 | 1.0059 | 1.0061 | 1.0058 | 1.0053 | 1.0049 | 1.0047 | 1.0048 | 1.0049 | 1.0049 | 0 | 0 | 0 | 0 | 0 | 0 | 0 | 0 | 0
F1_Commercial_Office_Existing_Space Heating_Natural Gas_Boiler_E2 | F1 | Commercial | Office | Existing | Space Heating | Natural Gas | Boiler | E2 | RVT - Cost of Equipment | 0.92046 | 0.92134 | 0.92231 | 0.92369 | 0.92559 | 0.92842 | 0.9304 | 0.93191 | 0.93355 | 0.93505 | 0.93607 | 0.93671 | 0.93729 | 0.93782 | 0.93851 | 0.93879 | 0.93928 | 0.9402 | 0.94117 | 0.94231 | 0.94365 | 0.94478 | 0.94566 | 0.94632 | 0.94676 | 0.94689 | 0.94666 | 0.94617 | 0.94579 | 0.9456 | 0.94574 | 0.94579 | 0.94579 | 0 | 0 | 0 | 0 | 0 | 0 | 0 | 0 | 0
F1_Commercial_Office_Existing_Space Heating_Natural Gas_Boiler_E3 | F1 | Commercial | Office | Existing | Space Heating | Natural Gas | Boiler | E3 | RVT - Cost of Equipment | 0.80659 | 0.80736 | 0.80821 | 0.80942 | 0.81109 | 0.81357 | 0.8153 | 0.81662 | 0.81806 | 0.81937 | 0.82027 | 0.82083 | 0.82134 | 0.8218 | 0.82241 | 0.82265 | 0.82308 | 0.82389 | 0.82474 | 0.82574 | 0.82691 | 0.8279 | 0.82867 | 0.82925 | 0.82964 | 0.82975 | 0.82954 | 0.82912 | 0.82878 | 0.82862 | 0.82874 | 0.82879 | 0.82879 | 0 | 0 | 0 | 0 | 0 | 0 | 0 | 0 | 0
F1_Commercial_Office_Existing_Space Heating_Natural Gas_Boiler_E4 | F1 | Commercial | Office | Existing | Space Heating | Natural Gas | Boiler | E4 | RVT - Cost of Equipment | 0.59518 | 0.5957 | 0.59625 | 0.59714 | 0.59847 | 0.60063 | 0.60202 | 0.60304 | 0.60423 | 0.60534 | 0.60609 | 0.60655 | 0.60701 | 0.60747 | 0.6081 | 0.6084 | 0.60889 | 0.60975 | 0.61064 | 0.61166 | 0.61285 | 0.61385 | 0.61464 | 0.61523 | 0.61563 | 0.61574 | 0.61553 | 0.6151 | 0.61476 | 0.61459 | 0.61471 | 0.61476 | 0.61476 | 0 | 0 | 0 | 0 | 0 | 0 | 0 | 0 | 0
F1_Commercial_Office_Existing_Space Heating_Natural Gas_Boiler_E5 | F1 | Commercial | Office | Existing | Space Heating | Natural Gas | Boiler | E5 | RVT - Cost of Equipment | 0 | 0 | 0 | 0 | 0 | 0 | 0 | 0 | 0 | 0 | 0 | 0 | 0 | 0 | 0 | 0 | 0 | 0 | 0 | 0 | 0 | 0 | 0 | 0 | 0 | 0 | 0 | 0 | 0 | 0 | 0 | 0 | 0 | 0 | 0 | 0 | 0 | 0 | 0 | 0 | 0 | 0
F1_Commercial_Office_Existing_Space Heating_Natural Gas_Boiler_E6 | F1 | Commercial | Office | Existing | Space Heating | Natural Gas | Boiler | E6 | RVT - Cost of Equipment | 0 | 0 | 0 | 0 | 0 | 0 | 0 | 0 | 0 | 0 | 0 | 0 | 0 | 0 | 0 | 0 | 0 | 0 | 0 | 0 | 0 | 0 | 0 | 0 | 0 | 0 | 0 | 0 | 0 | 0 | 0 | 0 | 0 | 0 | 0 | 0 | 0 | 0 | 0 | 0 | 0 | 0
F1_Commercial_Office_Existing_Space Heating_Natural Gas_Boiler_E7 | F1 | Commercial | Office | Existing | Space Heating | Natural Gas | Boiler | E7 | RVT - Cost of Equipment | 0 | 0 | 0 | 0 | 0 | 0 | 0 | 0 | 0 | 0 | 0 | 0 | 0 | 0 | 0 | 0 | 0 | 0 | 0 | 0 | 0 | 0 | 0 | 0 | 0 | 0 | 0 | 0 | 0 | 0 | 0 | 0 | 0 | 0 | 0 | 0 | 0 | 0 | 0 | 0 | 0 | 0
F1_Commercial_Office_Existing_Space Heating_Natural Gas_Boiler_E8 | F1 | Commercial | Office | Existing | Space Heating | Natural Gas | Boiler | E8 | RVT - Cost of Equipment | 0 | 0 | 0 | 0 | 0 | 0 | 0 | 0 | 0 | 0 | 0 | 0 | 0 | 0 | 0 | 0 | 0 | 0 | 0 | 0 | 0 | 0 | 0 | 0 | 0 | 0 | 0 | 0 | 0 | 0 | 0 | 0 | 0 | 0 | 0 | 0 | 0 | 0 | 0 | 0 | 0 | 0
F1_Commercial_Office_Existing_Space Heating_Natural Gas_Boiler_E9 | F1 | Commercial | Office | Existing | Space Heating | Natural Gas | Boiler | E9 | RVT - Cost of Equipment | 0 | 0 | 0 | 0 | 0 | 0 | 0 | 0 | 0 | 0 | 0 | 0 | 0 | 0 | 0 | 0 | 0 | 0 | 0 | 0 | 0 | 0 | 0 | 0 | 0 | 0 | 0 | 0 | 0 | 0 | 0 | 0 | 0 | 0 | 0 | 0 | 0 | 0 | 0 | 0 | 0 | 0
F1_Commercial_Office_Existing_Space Heating_Natural Gas_Boiler_E10 | F1 | Commercial | Office | Existing | Space Heating | Natural Gas | Boiler | E10 | RVT - Cost of Equipment | 0 | 0 | 0 | 0 | 0 | 0 | 0 | 0 | 0 | 0 | 0 | 0 | 0 | 0 | 0 | 0 | 0 | 0 | 0 | 0 | 0 | 0 | 0 | 0 | 0 | 0 | 0 | 0 | 0 | 0 | 0 | 0 | 0 | 0 | 0 | 0 | 0 | 0 | 0 | 0 | 0 | 0
F2_Commercial_Office_Existing_Space Heating_Natural Gas_Boiler_E1 | F2 | Commercial | Office | Existing | Space Heating | Natural Gas | Boiler | E1 | RVT - Cost of Operation | 1.1717 | 1.1728 | 1.174 | 1.1758 | 1.1782 | 1.1818 | 1.1843 | 1.1863 | 1.1884 | 1.1903 | 1.1916 | 1.1924 | 1.1931 | 1.1938 | 1.1947 | 1.195 | 1.1956 | 1.1968 | 1.1981 | 1.1995 | 1.2012 | 1.2026 | 1.2038 | 1.2046 | 1.2052 | 1.2053 | 1.205 | 1.2044 | 1.2039 | 1.2037 | 1.2039 | 1.2039 | 1.2039 | 0 | 0 | 0 | 0 | 0 | 0 | 0 | 0 | 0
F2_Commercial_Office_Existing_Space Heating_Natural Gas_Boiler_E2 | F2 | Commercial | Office | Existing | Space Heating | Natural Gas | Boiler | E2 | RVT - Cost of Operation | 1.1028 | 1.1038 | 1.105 | 1.1066 | 1.1089 | 1.1123 | 1.1147 | 1.1165 | 1.1185 | 1.1203 | 1.1215 | 1.1222 | 1.1229 | 1.1236 | 1.1244 | 1.1247 | 1.1253 | 1.1264 | 1.1276 | 1.1289 | 1.1306 | 1.1319 | 1.133 | 1.1338 | 1.1343 | 1.1344 | 1.1342 | 1.1336 | 1.1331 | 1.1329 | 1.1331 | 1.1331 | 1.1331 | 0 | 0 | 0 | 0 | 0 | 0 | 0 | 0 | 0
F2_Commercial_Office_Existing_Space Heating_Natural Gas_Boiler_E3 | F2 | Commercial | Office | Existing | Space Heating | Natural Gas | Boiler | E3 | RVT - Cost of Operation | 0.96635 | 0.96727 | 0.96829 | 0.96974 | 0.97173 | 0.9747 | 0.97678 | 0.97837 | 0.98009 | 0.98166 | 0.98274 | 0.9834 | 0.98401 | 0.98457 | 0.9853 | 0.98559 | 0.9861 | 0.98707 | 0.98809 | 0.98929 | 0.9907 | 0.99188 | 0.9928 | 0.9935 | 0.99396 | 0.9941 | 0.99385 | 0.99334 | 0.99294 | 0.99274 | 0.99289 | 0.99294 | 0.99294 | 0 | 0 | 0 | 0 | 0 | 0 | 0 | 0 | 0
F2_Commercial_Office_Existing_Space Heating_Natural Gas_Boiler_E4 | F2 | Commercial | Office | Existing | Space Heating | Natural Gas | Boiler | E4 | RVT - Cost of Operation | 0.71307 | 0.71369 | 0.71435 | 0.71541 | 0.71701 | 0.71959 | 0.72127 | 0.72248 | 0.7239 | 0.72524 | 0.72613 | 0.72668 | 0.72723 | 0.72778 | 0.72855 | 0.7289 | 0.72948 | 0.73052 | 0.73159 | 0.73281 | 0.73424 | 0.73543 | 0.73638 | 0.73709 | 0.73756 | 0.7377 | 0.73745 | 0.73693 | 0.73652 | 0.73632 | 0.73646 | 0.73652 | 0.73652 | 0 | 0 | 0 | 0 | 0 | 0 | 0 | 0 | 0
F2_Commercial_Office_Existing_Space Heating_Natural Gas_Boiler_E5 | F2 | Commercial | Office | Existing | Space Heating | Natural Gas | Boiler | E5 | RVT - Cost of Operation | 0 | 0 | 0 | 0 | 0 | 0 | 0 | 0 | 0 | 0 | 0 | 0 | 0 | 0 | 0 | 0 | 0 | 0 | 0 | 0 | 0 | 0 | 0 | 0 | 0 | 0 | 0 | 0 | 0 | 0 | 0 | 0 | 0 | 0 | 0 | 0 | 0 | 0 | 0 | 0 | 0 | 0
F2_Commercial_Office_Existing_Space Heating_Natural Gas_Boiler_E6 | F2 | Commercial | Office | Existing | Space Heating | Natural Gas | Boiler | E6 | RVT - Cost of Operation | 0 | 0 | 0 | 0 | 0 | 0 | 0 | 0 | 0 | 0 | 0 | 0 | 0 | 0 | 0 | 0 | 0 | 0 | 0 | 0 | 0 | 0 | 0 | 0 | 0 | 0 | 0 | 0 | 0 | 0 | 0 | 0 | 0 | 0 | 0 | 0 | 0 | 0 | 0 | 0 | 0 | 0
F2_Commercial_Office_Existing_Space Heating_Natural Gas_Boiler_E7 | F2 | Commercial | Office | Existing | Space Heating | Natural Gas | Boiler | E7 | RVT - Cost of Operation | 0 | 0 | 0 | 0 | 0 | 0 | 0 | 0 | 0 | 0 | 0 | 0 | 0 | 0 | 0 | 0 | 0 | 0 | 0 | 0 | 0 | 0 | 0 | 0 | 0 | 0 | 0 | 0 | 0 | 0 | 0 | 0 | 0 | 0 | 0 | 0 | 0 | 0 | 0 | 0 | 0 | 0
F2_Commercial_Office_Existing_Space Heating_Natural Gas_Boiler_E8 | F2 | Commercial | Office | Existing | Space Heating | Natural Gas | Boiler | E8 | RVT - Cost of Operation | 0 | 0 | 0 | 0 | 0 | 0 | 0 | 0 | 0 | 0 | 0 | 0 | 0 | 0 | 0 | 0 | 0 | 0 | 0 | 0 | 0 | 0 | 0 | 0 | 0 | 0 | 0 | 0 | 0 | 0 | 0 | 0 | 0 | 0 | 0 | 0 | 0 | 0 | 0 | 0 | 0 | 0
F2_Commercial_Office_Existing_Space Heating_Natural Gas_Boiler_E9 | F2 | Commercial | Office | Existing | Space Heating | Natural Gas | Boiler | E9 | RVT - Cost of Operation | 0 | 0 | 0 | 0 | 0 | 0 | 0 | 0 | 0 | 0 | 0 | 0 | 0 | 0 | 0 | 0 | 0 | 0 | 0 | 0 | 0 | 0 | 0 | 0 | 0 | 0 | 0 | 0 | 0 | 0 | 0 | 0 | 0 | 0 | 0 | 0 | 0 | 0 | 0 | 0 | 0 | 0
F2_Commercial_Office_Existing_Space Heating_Natural Gas_Boiler_E10 | F2 | Commercial | Office | Existing | Space Heating | Natural Gas | Boiler | E10 | RVT - Cost of Operation | 0 | 0 | 0 | 0 | 0 | 0 | 0 | 0 | 0 | 0 | 0 | 0 | 0 | 0 | 0 | 0 | 0 | 0 | 0 | 0 | 0 | 0 | 0 | 0 | 0 | 0 | 0 | 0 | 0 | 0 | 0 | 0 | 0 | 0 | 0 | 0 | 0 | 0 | 0 | 0 | 0 | 0
F3_Commercial_Office_Existing_Space Heating_Natural Gas_Boiler_E1 | F3 | Commercial | Office | Existing | Space Heating | Natural Gas | Boiler | E1 | System - kBTUs of Consumption | 0.15597 | 0.15597 | 0.15597 | 0.15597 | 0.15597 | 0.15597 | 0.15597 | 0.15597 | 0.15597 | 0.15597 | 0.15597 | 0.15597 | 0.15597 | 0.15597 | 0.15597 | 0.15597 | 0.15597 | 0.15597 | 0.15597 | 0.15597 | 0.15597 | 0.15597 | 0.15597 | 0.15597 | 0.15597 | 0.15597 | 0.15597 | 0.15597 | 0.15597 | 0.15597 | 0.15597 | 0.15597 | 0.15597 | 0 | 0 | 0 | 0 | 0 | 0 | 0 | 0 | 0
F3_Commercial_Office_Existing_Space Heating_Natural Gas_Boiler_E2 | F3 | Commercial | Office | Existing | Space Heating | Natural Gas | Boiler | E2 | System - kBTUs of Consumption | 0.17609 | 0.17609 | 0.17609 | 0.17609 | 0.17609 | 0.17609 | 0.17609 | 0.17609 | 0.17609 | 0.17609 | 0.17609 | 0.17609 | 0.17609 | 0.17609 | 0.17609 | 0.17609 | 0.17609 | 0.17609 | 0.17609 | 0.17609 | 0.17609 | 0.17609 | 0.17609 | 0.17609 | 0.17609 | 0.17609 | 0.17609 | 0.17609 | 0.17609 | 0.17609 | 0.17609 | 0.17609 | 0.17609 | 0 | 0 | 0 | 0 | 0 | 0 | 0 | 0 | 0
F3_Commercial_Office_Existing_Space Heating_Natural Gas_Boiler_E3 | F3 | Commercial | Office | Existing | Space Heating | Natural Gas | Boiler | E3 | System - kBTUs of Consumption | 0.21649 | 0.21649 | 0.21649 | 0.21649 | 0.21649 | 0.21649 | 0.21649 | 0.21649 | 0.21649 | 0.21649 | 0.21649 | 0.21649 | 0.21649 | 0.21649 | 0.21649 | 0.21649 | 0.21649 | 0.21649 | 0.21649 | 0.21649 | 0.21649 | 0.21649 | 0.21649 | 0.21649 | 0.21649 | 0.21649 | 0.21649 | 0.21649 | 0.21649 | 0.21649 | 0.21649 | 0.21649 | 0.21649 | 0 | 0 | 0 | 0 | 0 | 0 | 0 | 0 | 0
F3_Commercial_Office_Existing_Space Heating_Natural Gas_Boiler_E4 | F3 | Commercial | Office | Existing | Space Heating | Natural Gas | Boiler | E4 | System - kBTUs of Consumption | 0.83051 | 0.83051 | 0.83051 | 0.83051 | 0.83051 | 0.83051 | 0.83051 | 0.83051 | 0.83051 | 0.83051 | 0.83051 | 0.83051 | 0.83051 | 0.83051 | 0.83051 | 0.83051 | 0.83051 | 0.83051 | 0.83051 | 0.83051 | 0.83051 | 0.83051 | 0.83051 | 0.83051 | 0.83051 | 0.83051 | 0.83051 | 0.83051 | 0.83051 | 0.83051 | 0.83051 | 0.83051 | 0.83051 | 0 | 0 | 0 | 0 | 0 | 0 | 0 | 0 | 0
F3_Commercial_Office_Existing_Space Heating_Natural Gas_Boiler_E5 | F3 | Commercial | Office | Existing | Space Heating | Natural Gas | Boiler | E5 | System - kBTUs of Consumption | 0 | 0 | 0 | 0 | 0 | 0 | 0 | 0 | 0 | 0 | 0 | 0 | 0 | 0 | 0 | 0 | 0 | 0 | 0 | 0 | 0 | 0 | 0 | 0 | 0 | 0 | 0 | 0 | 0 | 0 | 0 | 0 | 0 | 0 | 0 | 0 | 0 | 0 | 0 | 0 | 0 | 0
F3_Commercial_Office_Existing_Space Heating_Natural Gas_Boiler_E6 | F3 | Commercial | Office | Existing | Space Heating | Natural Gas | Boiler | E6 | System - kBTUs of Consumption | 0 | 0 | 0 | 0 | 0 | 0 | 0 | 0 | 0 | 0 | 0 | 0 | 0 | 0 | 0 | 0 | 0 | 0 | 0 | 0 | 0 | 0 | 0 | 0 | 0 | 0 | 0 | 0 | 0 | 0 | 0 | 0 | 0 | 0 | 0 | 0 | 0 | 0 | 0 | 0 | 0 | 0
F3_Commercial_Office_Existing_Space Heating_Natural Gas_Boiler_E7 | F3 | Commercial | Office | Existing | Space Heating | Natural Gas | Boiler | E7 | System - kBTUs of Consumption | 0 | 0 | 0 | 0 | 0 | 0 | 0 | 0 | 0 | 0 | 0 | 0 | 0 | 0 | 0 | 0 | 0 | 0 | 0 | 0 | 0 | 0 | 0 | 0 | 0 | 0 | 0 | 0 | 0 | 0 | 0 | 0 | 0 | 0 | 0 | 0 | 0 | 0 | 0 | 0 | 0 | 0
F3_Commercial_Office_Existing_Space Heating_Natural Gas_Boiler_E8 | F3 | Commercial | Office | Existing | Space Heating | Natural Gas | Boiler | E8 | System - kBTUs of Consumption | 0 | 0 | 0 | 0 | 0 | 0 | 0 | 0 | 0 | 0 | 0 | 0 | 0 | 0 | 0 | 0 | 0 | 0 | 0 | 0 | 0 | 0 | 0 | 0 | 0 | 0 | 0 | 0 | 0 | 0 | 0 | 0 | 0 | 0 | 0 | 0 | 0 | 0 | 0 | 0 | 0 | 0
F3_Commercial_Office_Existing_Space Heating_Natural Gas_Boiler_E9 | F3 | Commercial | Office | Existing | Space Heating | Natural Gas | Boiler | E9 | System - kBTUs of Consumption | 0 | 0 | 0 | 0 | 0 | 0 | 0 | 0 | 0 | 0 | 0 | 0 | 0 | 0 | 0 | 0 | 0 | 0 | 0 | 0 | 0 | 0 | 0 | 0 | 0 | 0 | 0 | 0 | 0 | 0 | 0 | 0 | 0 | 0 | 0 | 0 | 0 | 0 | 0 | 0 | 0 | 0
F3_Commercial_Office_Existing_Space Heating_Natural Gas_Boiler_E10 | F3 | Commercial | Office | Existing | Space Heating | Natural Gas | Boiler | E10 | System - kBTUs of Consumption | 0 | 0 | 0 | 0 | 0 | 0 | 0 | 0 | 0 | 0 | 0 | 0 | 0 | 0 | 0 | 0 | 0 | 0 | 0 | 0 | 0 | 0 | 0 | 0 | 0 | 0 | 0 | 0 | 0 | 0 | 0 | 0 | 0 | 0 | 0 | 0 | 0 | 0 | 0 | 0 | 0 | 0
F4_Commercial_Office_Existing_Space Heating_Natural Gas_Boiler_E1 | F4 | Commercial | Office | Existing | Space Heating | Natural Gas | Boiler | E1 | Utility - Cost of Equipment | 1.1717 | 1.1728 | 1.174 | 1.1758 | 1.1782 | 1.1818 | 1.1843 | 1.1863 | 1.1884 | 1.1903 | 1.1916 | 1.1924 | 1.1931 | 1.1938 | 1.1947 | 1.195 | 1.1956 | 1.1968 | 1.1981 | 1.1995 | 1.2012 | 1.2026 | 1.2038 | 1.2046 | 1.2052 | 1.2053 | 1.205 | 1.2044 | 1.2039 | 1.2037 | 1.2039 | 1.2039 | 1.2039 | 0 | 0 | 0 | 0 | 0 | 0 | 0 | 0 | 0
F4_Commercial_Office_Existing_Space Heating_Natural Gas_Boiler_E2 | F4 | Commercial | Office | Existing | Space Heating | Natural Gas | Boiler | E2 | Utility - Cost of Equipment | 1.1028 | 1.1038 | 1.105 | 1.1066 | 1.1089 | 1.1123 | 1.1147 | 1.1165 | 1.1185 | 1.1203 | 1.1215 | 1.1222 | 1.1229 | 1.1236 | 1.1244 | 1.1247 | 1.1253 | 1.1264 | 1.1276 | 1.1289 | 1.1306 | 1.1319 | 1.133 | 1.1338 | 1.1343 | 1.1344 | 1.1342 | 1.1336 | 1.1331 | 1.1329 | 1.1331 | 1.1331 | 1.1331 | 0 | 0 | 0 | 0 | 0 | 0 | 0 | 0 | 0
F4_Commercial_Office_Existing_Space Heating_Natural Gas_Boiler_E3 | F4 | Commercial | Office | Existing | Space Heating | Natural Gas | Boiler | E3 | Utility - Cost of Equipment | 0.96635 | 0.96727 | 0.96829 | 0.96974 | 0.97173 | 0.9747 | 0.97678 | 0.97837 | 0.98009 | 0.98166 | 0.98274 | 0.9834 | 0.98401 | 0.98457 | 0.9853 | 0.98559 | 0.9861 | 0.98707 | 0.98809 | 0.98929 | 0.9907 | 0.99188 | 0.9928 | 0.9935 | 0.99396 | 0.9941 | 0.99385 | 0.99334 | 0.99294 | 0.99274 | 0.99289 | 0.99294 | 0.99294 | 0 | 0 | 0 | 0 | 0 | 0 | 0 | 0 | 0
F4_Commercial_Office_Existing_Space Heating_Natural Gas_Boiler_E4 | F4 | Commercial | Office | Existing | Space Heating | Natural Gas | Boiler | E4 | Utility - Cost of Equipment | 0.71307 | 0.71369 | 0.71435 | 0.71541 | 0.71701 | 0.71959 | 0.72127 | 0.72248 | 0.7239 | 0.72524 | 0.72613 | 0.72668 | 0.72723 | 0.72778 | 0.72855 | 0.7289 | 0.72948 | 0.73052 | 0.73159 | 0.73281 | 0.73424 | 0.73543 | 0.73638 | 0.73709 | 0.73756 | 0.7377 | 0.73745 | 0.73693 | 0.73652 | 0.73632 | 0.73646 | 0.73652 | 0.73652 | 0 | 0 | 0 | 0 | 0 | 0 | 0 | 0 | 0
F4_Commercial_Office_Existing_Space Heating_Natural Gas_Boiler_E5 | F4 | Commercial | Office | Existing | Space Heating | Natural Gas | Boiler | E5 | Utility - Cost of Equipment | 0 | 0 | 0 | 0 | 0 | 0 | 0 | 0 | 0 | 0 | 0 | 0 | 0 | 0 | 0 | 0 | 0 | 0 | 0 | 0 | 0 | 0 | 0 | 0 | 0 | 0 | 0 | 0 | 0 | 0 | 0 | 0 | 0 | 0 | 0 | 0 | 0 | 0 | 0 | 0 | 0 | 0
F4_Commercial_Office_Existing_Space Heating_Natural Gas_Boiler_E6 | F4 | Commercial | Office | Existing | Space Heating | Natural Gas | Boiler | E6 | Utility - Cost of Equipment | 0 | 0 | 0 | 0 | 0 | 0 | 0 | 0 | 0 | 0 | 0 | 0 | 0 | 0 | 0 | 0 | 0 | 0 | 0 | 0 | 0 | 0 | 0 | 0 | 0 | 0 | 0 | 0 | 0 | 0 | 0 | 0 | 0 | 0 | 0 | 0 | 0 | 0 | 0 | 0 | 0 | 0
F4_Commercial_Office_Existing_Space Heating_Natural Gas_Boiler_E7 | F4 | Commercial | Office | Existing | Space Heating | Natural Gas | Boiler | E7 | Utility - Cost of Equipment | 0 | 0 | 0 | 0 | 0 | 0 | 0 | 0 | 0 | 0 | 0 | 0 | 0 | 0 | 0 | 0 | 0 | 0 | 0 | 0 | 0 | 0 | 0 | 0 | 0 | 0 | 0 | 0 | 0 | 0 | 0 | 0 | 0 | 0 | 0 | 0 | 0 | 0 | 0 | 0 | 0 | 0
F4_Commercial_Office_Existing_Space Heating_Natural Gas_Boiler_E8 | F4 | Commercial | Office | Existing | Space Heating | Natural Gas | Boiler | E8 | Utility - Cost of Equipment | 0 | 0 | 0 | 0 | 0 | 0 | 0 | 0 | 0 | 0 | 0 | 0 | 0 | 0 | 0 | 0 | 0 | 0 | 0 | 0 | 0 | 0 | 0 | 0 | 0 | 0 | 0 | 0 | 0 | 0 | 0 | 0 | 0 | 0 | 0 | 0 | 0 | 0 | 0 | 0 | 0 | 0
F4_Commercial_Office_Existing_Space Heating_Natural Gas_Boiler_E9 | F4 | Commercial | Office | Existing | Space Heating | Natural Gas | Boiler | E9 | Utility - Cost of Equipment | 0 | 0 | 0 | 0 | 0 | 0 | 0 | 0 | 0 | 0 | 0 | 0 | 0 | 0 | 0 | 0 | 0 | 0 | 0 | 0 | 0 | 0 | 0 | 0 | 0 | 0 | 0 | 0 | 0 | 0 | 0 | 0 | 0 | 0 | 0 | 0 | 0 | 0 | 0 | 0 | 0 | 0
F4_Commercial_Office_Existing_Space Heating_Natural Gas_Boiler_E10 | F4 | Commercial | Office | Existing | Space Heating | Natural Gas | Boiler | E10 | Utility - Cost of Equipment | 0 | 0 | 0 | 0 | 0 | 0 | 0 | 0 | 0 | 0 | 0 | 0 | 0 | 0 | 0 | 0 | 0 | 0 | 0 | 0 | 0 | 0 | 0 | 0 | 0 | 0 | 0 | 0 | 0 | 0 | 0 | 0 | 0 | 0 | 0 | 0 | 0 | 0 | 0 | 0 | 0 | 0
F5_Commercial_Office_Existing_Space Heating_Natural Gas_Boiler_E1 | F5 | Commercial | Office | Existing | Space Heating | Natural Gas | Boiler | E1 | Utility - Cost of Operation | 0.15597 | 0.15597 | 0.15597 | 0.15597 | 0.15597 | 0.15597 | 0.15597 | 0.15597 | 0.15597 | 0.15597 | 0.15597 | 0.15597 | 0.15597 | 0.15597 | 0.15597 | 0.15597 | 0.15597 | 0.15597 | 0.15597 | 0.15597 | 0.15597 | 0.15597 | 0.15597 | 0.15597 | 0.15597 | 0.15597 | 0.15597 | 0.15597 | 0.15597 | 0.15597 | 0.15597 | 0.15597 | 0.15597 | 0 | 0 | 0 | 0 | 0 | 0 | 0 | 0 | 0
F5_Commercial_Office_Existing_Space Heating_Natural Gas_Boiler_E2 | F5 | Commercial | Office | Existing | Space Heating | Natural Gas | Boiler | E2 | Utility - Cost of Operation | 0.17609 | 0.17609 | 0.17609 | 0.17609 | 0.17609 | 0.17609 | 0.17609 | 0.17609 | 0.17609 | 0.17609 | 0.17609 | 0.17609 | 0.17609 | 0.17609 | 0.17609 | 0.17609 | 0.17609 | 0.17609 | 0.17609 | 0.17609 | 0.17609 | 0.17609 | 0.17609 | 0.17609 | 0.17609 | 0.17609 | 0.17609 | 0.17609 | 0.17609 | 0.17609 | 0.17609 | 0.17609 | 0.17609 | 0 | 0 | 0 | 0 | 0 | 0 | 0 | 0 | 0
F5_Commercial_Office_Existing_Space Heating_Natural Gas_Boiler_E3 | F5 | Commercial | Office | Existing | Space Heating | Natural Gas | Boiler | E3 | Utility - Cost of Operation | 0.21649 | 0.21649 | 0.21649 | 0.21649 | 0.21649 | 0.21649 | 0.21649 | 0.21649 | 0.21649 | 0.21649 | 0.21649 | 0.21649 | 0.21649 | 0.21649 | 0.21649 | 0.21649 | 0.21649 | 0.21649 | 0.21649 | 0.21649 | 0.21649 | 0.21649 | 0.21649 | 0.21649 | 0.21649 | 0.21649 | 0.21649 | 0.21649 | 0.21649 | 0.21649 | 0.21649 | 0.21649 | 0.21649 | 0 | 0 | 0 | 0 | 0 | 0 | 0 | 0 | 0
F5_Commercial_Office_Existing_Space Heating_Natural Gas_Boiler_E4 | F5 | Commercial | Office | Existing | Space Heating | Natural Gas | Boiler | E4 | Utility - Cost of Operation | 0.83051 | 0.83051 | 0.83051 | 0.83051 | 0.83051 | 0.83051 | 0.83051 | 0.83051 | 0.83051 | 0.83051 | 0.83051 | 0.83051 | 0.83051 | 0.83051 | 0.83051 | 0.83051 | 0.83051 | 0.83051 | 0.83051 | 0.83051 | 0.83051 | 0.83051 | 0.83051 | 0.83051 | 0.83051 | 0.83051 | 0.83051 | 0.83051 | 0.83051 | 0.83051 | 0.83051 | 0.83051 | 0.83051 | 0 | 0 | 0 | 0 | 0 | 0 | 0 | 0 | 0
F5_Commercial_Office_Existing_Space Heating_Natural Gas_Boiler_E5 | F5 | Commercial | Office | Existing | Space Heating | Natural Gas | Boiler | E5 | Utility - Cost of Operation | 0 | 0 | 0 | 0 | 0 | 0 | 0 | 0 | 0 | 0 | 0 | 0 | 0 | 0 | 0 | 0 | 0 | 0 | 0 | 0 | 0 | 0 | 0 | 0 | 0 | 0 | 0 | 0 | 0 | 0 | 0 | 0 | 0 | 0 | 0 | 0 | 0 | 0 | 0 | 0 | 0 | 0
F5_Commercial_Office_Existing_Space Heating_Natural Gas_Boiler_E6 | F5 | Commercial | Office | Existing | Space Heating | Natural Gas | Boiler | E6 | Utility - Cost of Operation | 0 | 0 | 0 | 0 | 0 | 0 | 0 | 0 | 0 | 0 | 0 | 0 | 0 | 0 | 0 | 0 | 0 | 0 | 0 | 0 | 0 | 0 | 0 | 0 | 0 | 0 | 0 | 0 | 0 | 0 | 0 | 0 | 0 | 0 | 0 | 0 | 0 | 0 | 0 | 0 | 0 | 0
F5_Commercial_Office_Existing_Space Heating_Natural Gas_Boiler_E7 | F5 | Commercial | Office | Existing | Space Heating | Natural Gas | Boiler | E7 | Utility - Cost of Operation | 0 | 0 | 0 | 0 | 0 | 0 | 0 | 0 | 0 | 0 | 0 | 0 | 0 | 0 | 0 | 0 | 0 | 0 | 0 | 0 | 0 | 0 | 0 | 0 | 0 | 0 | 0 | 0 | 0 | 0 | 0 | 0 | 0 | 0 | 0 | 0 | 0 | 0 | 0 | 0 | 0 | 0
F5_Commercial_Office_Existing_Space Heating_Natural Gas_Boiler_E8 | F5 | Commercial | Office | Existing | Space Heating | Natural Gas | Boiler | E8 | Utility - Cost of Operation | 0 | 0 | 0 | 0 | 0 | 0 | 0 | 0 | 0 | 0 | 0 | 0 | 0 | 0 | 0 | 0 | 0 | 0 | 0 | 0 | 0 | 0 | 0 | 0 | 0 | 0 | 0 | 0 | 0 | 0 | 0 | 0 | 0 | 0 | 0 | 0 | 0 | 0 | 0 | 0 | 0 | 0
F5_Commercial_Office_Existing_Space Heating_Natural Gas_Boiler_E9 | F5 | Commercial | Office | Existing | Space Heating | Natural Gas | Boiler | E9 | Utility - Cost of Operation | 0 | 0 | 0 | 0 | 0 | 0 | 0 | 0 | 0 | 0 | 0 | 0 | 0 | 0 | 0 | 0 | 0 | 0 | 0 | 0 | 0 | 0 | 0 | 0 | 0 | 0 | 0 | 0 | 0 | 0 | 0 | 0 | 0 | 0 | 0 | 0 | 0 | 0 | 0 | 0 | 0 | 0
F5_Commercial_Office_Existing_Space Heating_Natural Gas_Boiler_E10 | F5 | Commercial | Office | Existing | Space Heating | Natural Gas | Boiler | E10 | Utility - Cost of Operation | 0 | 0 | 0 | 0 | 0 | 0 | 0 | 0 | 0 | 0 | 0 | 0 | 0 | 0 | 0 | 0 | 0 | 0 | 0 | 0 | 0 | 0 | 0 | 0 | 0 | 0 | 0 | 0 | 0 | 0 | 0 | 0 | 0 | 0 | 0 | 0 | 0 | 0 | 0 | 0 | 0 | 0
F6_Commercial_Office_Existing_Space Heating_Natural Gas_Boiler_E1 | F6 | Commercial | Office | Existing | Space Heating | Natural Gas | Boiler | E1 | Utility - Value of Sales | 0.51074 | 0.50798 | 0.5051 | 0.50224 | 0.4994 | 0.49659 | 0.49382 | 0.4911 | 0.48845 | 0.48587 | 0.48337 | 0.48097 | 0.47867 | 0.47649 | 0.47442 | 0.47247 | 0.47063 | 0.46891 | 0.4673 | 0.4658 | 0.46443 | 0.46316 | 0.46201 | 0.46098 | 0.46006 | 0.45926 | 0.45857 | 0.45799 | 0.45753 | 0.45719 | 0.45696 | 0.45684 | 0.45684 | 0 | 0 | 0 | 0 | 0 | 0 | 0 | 0 | 0
F6_Commercial_Office_Existing_Space Heating_Natural Gas_Boiler_E2 | F6 | Commercial | Office | Existing | Space Heating | Natural Gas | Boiler | E2 | Utility - Value of Sales | 0.48069 | 0.4781 | 0.47539 | 0.4727 | 0.47002 | 0.46738 | 0.46477 | 0.46222 | 0.45972 | 0.45729 | 0.45494 | 0.45268 | 0.45052 | 0.44846 | 0.44651 | 0.44468 | 0.44295 | 0.44132 | 0.43981 | 0.4384 | 0.43711 | 0.43592 | 0.43484 | 0.43386 | 0.433 | 0.43224 | 0.43159 | 0.43105 | 0.43062 | 0.4303 | 0.43008 | 0.42997 | 0.42997 | 0 | 0 | 0 | 0 | 0 | 0 | 0 | 0 | 0
F6_Commercial_Office_Existing_Space Heating_Natural Gas_Boiler_E3 | F6 | Commercial | Office | Existing | Space Heating | Natural Gas | Boiler | E3 | Utility - Value of Sales | 0.42123 | 0.41895 | 0.41658 | 0.41422 | 0.41188 | 0.40956 | 0.40727 | 0.40503 | 0.40285 | 0.40072 | 0.39866 | 0.39668 | 0.39478 | 0.39298 | 0.39128 | 0.38966 | 0.38815 | 0.38673 | 0.3854 | 0.38417 | 0.38303 | 0.38199 | 0.38104 | 0.38019 | 0.37943 | 0.37877 | 0.3782 | 0.37773 | 0.37735 | 0.37706 | 0.37687 | 0.37678 | 0.37678 | 0 | 0 | 0 | 0 | 0 | 0 | 0 | 0 | 0
F6_Commercial_Office_Existing_Space Heating_Natural Gas_Boiler_E4 | F6 | Commercial | Office | Existing | Space Heating | Natural Gas | Boiler | E4 | Utility - Value of Sales | 0.32286 | 0.32121 | 0.31944 | 0.31767 | 0.3159 | 0.31413 | 0.31236 | 0.3106 | 0.30883 | 0.30706 | 0.30529 | 0.30352 | 0.30176 | 0.3 | 0.29826 | 0.29656 | 0.2949 | 0.29329 | 0.29175 | 0.29028 | 0.2889 | 0.28762 | 0.28644 | 0.28538 | 0.28443 | 0.28361 | 0.2829 | 0.28231 | 0.28184 | 0.28149 | 0.28125 | 0.28113 | 0.28113 | 0 | 0 | 0 | 0 | 0 | 0 | 0 | 0 | 0
F6_Commercial_Office_Existing_Space Heating_Natural Gas_Boiler_E5 | F6 | Commercial | Office | Existing | Space Heating | Natural Gas | Boiler | E5 | Utility - Value of Sales | 0 | 0 | 0 | 0 | 0 | 0 | 0 | 0 | 0 | 0 | 0 | 0 | 0 | 0 | 0 | 0 | 0 | 0 | 0 | 0 | 0 | 0 | 0 | 0 | 0 | 0 | 0 | 0 | 0 | 0 | 0 | 0 | 0 | 0 | 0 | 0 | 0 | 0 | 0 | 0 | 0 | 0
F6_Commercial_Office_Existing_Space Heating_Natural Gas_Boiler_E6 | F6 | Commercial | Office | Existing | Space Heating | Natural Gas | Boiler | E6 | Utility - Value of Sales | 0 | 0 | 0 | 0 | 0 | 0 | 0 | 0 | 0 | 0 | 0 | 0 | 0 | 0 | 0 | 0 | 0 | 0 | 0 | 0 | 0 | 0 | 0 | 0 | 0 | 0 | 0 | 0 | 0 | 0 | 0 | 0 | 0 | 0 | 0 | 0 | 0 | 0 | 0 | 0 | 0 | 0
F6_Commercial_Office_Existing_Space Heating_Natural Gas_Boiler_E7 | F6 | Commercial | Office | Existing | Space Heating | Natural Gas | Boiler | E7 | Utility - Value of Sales | 0 | 0 | 0 | 0 | 0 | 0 | 0 | 0 | 0 | 0 | 0 | 0 | 0 | 0 | 0 | 0 | 0 | 0 | 0 | 0 | 0 | 0 | 0 | 0 | 0 | 0 | 0 | 0 | 0 | 0 | 0 | 0 | 0 | 0 | 0 | 0 | 0 | 0 | 0 | 0 | 0 | 0
F6_Commercial_Office_Existing_Space Heating_Natural Gas_Boiler_E8 | F6 | Commercial | Office | Existing | Space Heating | Natural Gas | Boiler | E8 | Utility - Value of Sales | 0 | 0 | 0 | 0 | 0 | 0 | 0 | 0 | 0 | 0 | 0 | 0 | 0 | 0 | 0 | 0 | 0 | 0 | 0 | 0 | 0 | 0 | 0 | 0 | 0 | 0 | 0 | 0 | 0 | 0 | 0 | 0 | 0 | 0 | 0 | 0 | 0 | 0 | 0 | 0 | 0 | 0
F6_Commercial_Office_Existing_Space Heating_Natural Gas_Boiler_E9 | F6 | Commercial | Office | Existing | Space Heating | Natural Gas | Boiler | E9 | Utility - Value of Sales | 0 | 0 | 0 | 0 | 0 | 0 | 0 | 0 | 0 | 0 | 0 | 0 | 0 | 0 | 0 | 0 | 0 | 0 | 0 | 0 | 0 | 0 | 0 | 0 | 0 | 0 | 0 | 0 | 0 | 0 | 0 | 0 | 0 | 0 | 0 | 0 | 0 | 0 | 0 | 0 | 0 | 0
F6_Commercial_Office_Existing_Space Heating_Natural Gas_Boiler_E10 | F6 | Commercial | Office | Existing | Space Heating | Natural Gas | Boiler | E10 | Utility - Value of Sales | 0 | 0 | 0 | 0 | 0 | 0 | 0 | 0 | 0 | 0 | 0 | 0 | 0 | 0 | 0 | 0 | 0 | 0 | 0 | 0 | 0 | 0 | 0 | 0 | 0 | 0 | 0 | 0 | 0 | 0 | 0 | 0 | 0 | 0 | 0 | 0 | 0 | 0 | 0 | 0 | 0 | 0
F1_Commercial_Office_Existing_Space Heating_Natural Gas_Unit Heater_E1 | F1 | Commercial | Office | Existing | Space Heating | Natural Gas | Unit Heater | E1 | RVT - Cost of Equipment | 0.10425 | 0.10437 | 0.1045 | 0.10469 | 0.10497 | 0.1054 | 0.10566 | 0.10581 | 0.106 | 0.10616 | 0.10626 | 0.1063 | 0.10637 | 0.10645 | 0.10658 | 0.10666 | 0.10677 | 0.10696 | 0.10715 | 0.10736 | 0.1076 | 0.1078 | 0.10796 | 0.10808 | 0.10817 | 0.10819 | 0.10815 | 0.10806 | 0.10799 | 0.10795 | 0.10798 | 0.10799 | 0.10799 | 0 | 0 | 0 | 0 | 0 | 0 | 0 | 0 | 0
F1_Commercial_Office_Existing_Space Heating_Natural Gas_Unit Heater_E2 | F1 | Commercial | Office | Existing | Space Heating | Natural Gas | Unit Heater | E2 | RVT - Cost of Equipment | 0.099288 | 0.0994 | 0.099524 | 0.099709 | 0.099972 | 0.10039 | 0.10063 | 0.10078 | 0.10095 | 0.10111 | 0.1012 | 0.10124 | 0.1013 | 0.10138 | 0.10151 | 0.10158 | 0.10169 | 0.10187 | 0.10205 | 0.10225 | 0.10248 | 0.10267 | 0.10282 | 0.10294 | 0.10302 | 0.10304 | 0.103 | 0.10291 | 0.10285 | 0.10281 | 0.10284 | 0.10285 | 0.10285 | 0 | 0 | 0 | 0 | 0 | 0 | 0 | 0 | 0
F1_Commercial_Office_Existing_Space Heating_Natural Gas_Unit Heater_E3 | F1 | Commercial | Office | Existing | Space Heating | Natural Gas | Unit Heater | E3 | RVT - Cost of Equipment | 0.088494 | 0.088572 | 0.088653 | 0.088781 | 0.088976 | 0.089287 | 0.089486 | 0.089632 | 0.089806 | 0.089974 | 0.090091 | 0.090166 | 0.09024 | 0.090314 | 0.090413 | 0.090459 | 0.090531 | 0.090657 | 0.090786 | 0.090935 | 0.091112 | 0.091261 | 0.091377 | 0.091465 | 0.091524 | 0.09154 | 0.091509 | 0.091445 | 0.091395 | 0.09137 | 0.091388 | 0.091395 | 0.091395 | 0 | 0 | 0 | 0 | 0 | 0 | 0 | 0 | 0
F1_Commercial_Office_Existing_Space Heating_Natural Gas_Unit Heater_E4 | F1 | Commercial | Office | Existing | Space Heating | Natural Gas | Unit Heater | E4 | RVT - Cost of Equipment | 0 | 0 | 0 | 0 | 0 | 0 | 0 | 0 | 0 | 0 | 0 | 0 | 0 | 0 | 0 | 0 | 0 | 0 | 0 | 0 | 0 | 0 | 0 | 0 | 0 | 0 | 0 | 0 | 0 | 0 | 0 | 0 | 0 | 0 | 0 | 0 | 0 | 0 | 0 | 0 | 0 | 0
F1_Commercial_Office_Existing_Space Heating_Natural Gas_Unit Heater_E5 | F1 | Commercial | Office | Existing | Space Heating | Natural Gas | Unit Heater | E5 | RVT - Cost of Equipment | 0 | 0 | 0 | 0 | 0 | 0 | 0 | 0 | 0 | 0 | 0 | 0 | 0 | 0 | 0 | 0 | 0 | 0 | 0 | 0 | 0 | 0 | 0 | 0 | 0 | 0 | 0 | 0 | 0 | 0 | 0 | 0 | 0 | 0 | 0 | 0 | 0 | 0 | 0 | 0 | 0 | 0
F1_Commercial_Office_Existing_Space Heating_Natural Gas_Unit Heater_E6 | F1 | Commercial | Office | Existing | Space Heating | Natural Gas | Unit Heater | E6 | RVT - Cost of Equipment | 0 | 0 | 0 | 0 | 0 | 0 | 0 | 0 | 0 | 0 | 0 | 0 | 0 | 0 | 0 | 0 | 0 | 0 | 0 | 0 | 0 | 0 | 0 | 0 | 0 | 0 | 0 | 0 | 0 | 0 | 0 | 0 | 0 | 0 | 0 | 0 | 0 | 0 | 0 | 0 | 0 | 0
F1_Commercial_Office_Existing_Space Heating_Natural Gas_Unit Heater_E7 | F1 | Commercial | Office | Existing | Space Heating | Natural Gas | Unit Heater | E7 | RVT - Cost of Equipment | 0 | 0 | 0 | 0 | 0 | 0 | 0 | 0 | 0 | 0 | 0 | 0 | 0 | 0 | 0 | 0 | 0 | 0 | 0 | 0 | 0 | 0 | 0 | 0 | 0 | 0 | 0 | 0 | 0 | 0 | 0 | 0 | 0 | 0 | 0 | 0 | 0 | 0 | 0 | 0 | 0 | 0
F1_Commercial_Office_Existing_Space Heating_Natural Gas_Unit Heater_E8 | F1 | Commercial | Office | Existing | Space Heating | Natural Gas | Unit Heater | E8 | RVT - Cost of Equipment | 0 | 0 | 0 | 0 | 0 | 0 | 0 | 0 | 0 | 0 | 0 | 0 | 0 | 0 | 0 | 0 | 0 | 0 | 0 | 0 | 0 | 0 | 0 | 0 | 0 | 0 | 0 | 0 | 0 | 0 | 0 | 0 | 0 | 0 | 0 | 0 | 0 | 0 | 0 | 0 | 0 | 0
F1_Commercial_Office_Existing_Space Heating_Natural Gas_Unit Heater_E9 | F1 | Commercial | Office | Existing | Space Heating | Natural Gas | Unit Heater | E9 | RVT - Cost of Equipment | 0 | 0 | 0 | 0 | 0 | 0 | 0 | 0 | 0 | 0 | 0 | 0 | 0 | 0 | 0 | 0 | 0 | 0 | 0 | 0 | 0 | 0 | 0 | 0 | 0 | 0 | 0 | 0 | 0 | 0 | 0 | 0 | 0 | 0 | 0 | 0 | 0 | 0 | 0 | 0 | 0 | 0
F1_Commercial_Office_Existing_Space Heating_Natural Gas_Unit Heater_E10 | F1 | Commercial | Office | Existing | Space Heating | Natural Gas | Unit Heater | E10 | RVT - Cost of Equipment | 0 | 0 | 0 | 0 | 0 | 0 | 0 | 0 | 0 | 0 | 0 | 0 | 0 | 0 | 0 | 0 | 0 | 0 | 0 | 0 | 0 | 0 | 0 | 0 | 0 | 0 | 0 | 0 | 0 | 0 | 0 | 0 | 0 | 0 | 0 | 0 | 0 | 0 | 0 | 0 | 0 | 0
F2_Commercial_Office_Existing_Space Heating_Natural Gas_Unit Heater_E1 | F2 | Commercial | Office | Existing | Space Heating | Natural Gas | Unit Heater | E1 | RVT - Cost of Operation | 0.1249 | 0.12504 | 0.12519 | 0.12543 | 0.12576 | 0.12628 | 0.12658 | 0.12677 | 0.12699 | 0.12719 | 0.1273 | 0.12736 | 0.12743 | 0.12753 | 0.1277 | 0.12778 | 0.12792 | 0.12815 | 0.12837 | 0.12862 | 0.12891 | 0.12915 | 0.12935 | 0.12949 | 0.12959 | 0.12962 | 0.12957 | 0.12946 | 0.12938 | 0.12933 | 0.12936 | 0.12938 | 0.12938 | 0 | 0 | 0 | 0 | 0 | 0 | 0 | 0 | 0
F2_Commercial_Office_Existing_Space Heating_Natural Gas_Unit Heater_E2 | F2 | Commercial | Office | Existing | Space Heating | Natural Gas | Unit Heater | E2 | RVT - Cost of Operation | 0.11895 | 0.11909 | 0.11924 | 0.11946 | 0.11977 | 0.12027 | 0.12056 | 0.12074 | 0.12095 | 0.12114 | 0.12124 | 0.1213 | 0.12137 | 0.12146 | 0.12162 | 0.1217 | 0.12183 | 0.12205 | 0.12226 | 0.1225 | 0.12277 | 0.12301 | 0.12319 | 0.12333 | 0.12342 | 0.12345 | 0.1234 | 0.1233 | 0.12322 | 0.12318 | 0.12321 | 0.12322 | 0.12322 | 0 | 0 | 0 | 0 | 0 | 0 | 0 | 0 | 0
F2_Commercial_Office_Existing_Space Heating_Natural Gas_Unit Heater_E3 | F2 | Commercial | Office | Existing | Space Heating | Natural Gas | Unit Heater | E3 | RVT - Cost of Operation | 0.10602 | 0.10612 | 0.10621 | 0.10637 | 0.1066 | 0.10697 | 0.10721 | 0.10738 | 0.10759 | 0.10779 | 0.10794 | 0.10802 | 0.10811 | 0.1082 | 0.10832 | 0.10838 | 0.10846 | 0.10861 | 0.10877 | 0.10895 | 0.10916 | 0.10934 | 0.10948 | 0.10958 | 0.10965 | 0.10967 | 0.10963 | 0.10956 | 0.1095 | 0.10947 | 0.10949 | 0.1095 | 0.1095 | 0 | 0 | 0 | 0 | 0 | 0 | 0 | 0 | 0
F2_Commercial_Office_Existing_Space Heating_Natural Gas_Unit Heater_E4 | F2 | Commercial | Office | Existing | Space Heating | Natural Gas | Unit Heater | E4 | RVT - Cost of Operation | 0 | 0 | 0 | 0 | 0 | 0 | 0 | 0 | 0 | 0 | 0 | 0 | 0 | 0 | 0 | 0 | 0 | 0 | 0 | 0 | 0 | 0 | 0 | 0 | 0 | 0 | 0 | 0 | 0 | 0 | 0 | 0 | 0 | 0 | 0 | 0 | 0 | 0 | 0 | 0 | 0 | 0
F2_Commercial_Office_Existing_Space Heating_Natural Gas_Unit Heater_E5 | F2 | Commercial | Office | Existing | Space Heating | Natural Gas | Unit Heater | E5 | RVT - Cost of Operation | 0 | 0 | 0 | 0 | 0 | 0 | 0 | 0 | 0 | 0 | 0 | 0 | 0 | 0 | 0 | 0 | 0 | 0 | 0 | 0 | 0 | 0 | 0 | 0 | 0 | 0 | 0 | 0 | 0 | 0 | 0 | 0 | 0 | 0 | 0 | 0 | 0 | 0 | 0 | 0 | 0 | 0
F2_Commercial_Office_Existing_Space Heating_Natural Gas_Unit Heater_E6 | F2 | Commercial | Office | Existing | Space Heating | Natural Gas | Unit Heater | E6 | RVT - Cost of Operation | 0 | 0 | 0 | 0 | 0 | 0 | 0 | 0 | 0 | 0 | 0 | 0 | 0 | 0 | 0 | 0 | 0 | 0 | 0 | 0 | 0 | 0 | 0 | 0 | 0 | 0 | 0 | 0 | 0 | 0 | 0 | 0 | 0 | 0 | 0 | 0 | 0 | 0 | 0 | 0 | 0 | 0
F2_Commercial_Office_Existing_Space Heating_Natural Gas_Unit Heater_E7 | F2 | Commercial | Office | Existing | Space Heating | Natural Gas | Unit Heater | E7 | RVT - Cost of Operation | 0 | 0 | 0 | 0 | 0 | 0 | 0 | 0 | 0 | 0 | 0 | 0 | 0 | 0 | 0 | 0 | 0 | 0 | 0 | 0 | 0 | 0 | 0 | 0 | 0 | 0 | 0 | 0 | 0 | 0 | 0 | 0 | 0 | 0 | 0 | 0 | 0 | 0 | 0 | 0 | 0 | 0
F2_Commercial_Office_Existing_Space Heating_Natural Gas_Unit Heater_E8 | F2 | Commercial | Office | Existing | Space Heating | Natural Gas | Unit Heater | E8 | RVT - Cost of Operation | 0 | 0 | 0 | 0 | 0 | 0 | 0 | 0 | 0 | 0 | 0 | 0 | 0 | 0 | 0 | 0 | 0 | 0 | 0 | 0 | 0 | 0 | 0 | 0 | 0 | 0 | 0 | 0 | 0 | 0 | 0 | 0 | 0 | 0 | 0 | 0 | 0 | 0 | 0 | 0 | 0 | 0
F2_Commercial_Office_Existing_Space Heating_Natural Gas_Unit Heater_E9 | F2 | Commercial | Office | Existing | Space Heating | Natural Gas | Unit Heater | E9 | RVT - Cost of Operation | 0 | 0 | 0 | 0 | 0 | 0 | 0 | 0 | 0 | 0 | 0 | 0 | 0 | 0 | 0 | 0 | 0 | 0 | 0 | 0 | 0 | 0 | 0 | 0 | 0 | 0 | 0 | 0 | 0 | 0 | 0 | 0 | 0 | 0 | 0 | 0 | 0 | 0 | 0 | 0 | 0 | 0
F2_Commercial_Office_Existing_Space Heating_Natural Gas_Unit Heater_E10 | F2 | Commercial | Office | Existing | Space Heating | Natural Gas | Unit Heater | E10 | RVT - Cost of Operation | 0 | 0 | 0 | 0 | 0 | 0 | 0 | 0 | 0 | 0 | 0 | 0 | 0 | 0 | 0 | 0 | 0 | 0 | 0 | 0 | 0 | 0 | 0 | 0 | 0 | 0 | 0 | 0 | 0 | 0 | 0 | 0 | 0 | 0 | 0 | 0 | 0 | 0 | 0 | 0 | 0 | 0
F3_Commercial_Office_Existing_Space Heating_Natural Gas_Unit Heater_E1 | F3 | Commercial | Office | Existing | Space Heating | Natural Gas | Unit Heater | E1 | System - kBTUs of Consumption | 0.0048056 | 0.0048056 | 0.0048056 | 0.0048056 | 0.0048056 | 0.0048056 | 0.0048056 | 0.0048056 | 0.0048056 | 0.0048056 | 0.0048056 | 0.0048056 | 0.0048056 | 0.0048056 | 0.0048056 | 0.0048056 | 0.0048056 | 0.0048056 | 0.0048056 | 0.0048056 | 0.0048056 | 0.0048056 | 0.0048056 | 0.0048056 | 0.0048056 | 0.0048056 | 0.0048056 | 0.0048056 | 0.0048056 | 0.0048056 | 0.0048056 | 0.0048056 | 0.0048056 | 0 | 0 | 0 | 0 | 0 | 0 | 0 | 0 | 0
F3_Commercial_Office_Existing_Space Heating_Natural Gas_Unit Heater_E2 | F3 | Commercial | Office | Existing | Space Heating | Natural Gas | Unit Heater | E2 | System - kBTUs of Consumption | 0.0076938 | 0.0076938 | 0.0076938 | 0.0076938 | 0.0076938 | 0.0076938 | 0.0076938 | 0.0076938 | 0.0076938 | 0.0076938 | 0.0076938 | 0.0076938 | 0.0076938 | 0.0076938 | 0.0076938 | 0.0076938 | 0.0076938 | 0.0076938 | 0.0076938 | 0.0076938 | 0.0076938 | 0.0076938 | 0.0076938 | 0.0076938 | 0.0076938 | 0.0076938 | 0.0076938 | 0.0076938 | 0.0076938 | 0.0076938 | 0.0076938 | 0.0076938 | 0.0076938 | 0 | 0 | 0 | 0 | 0 | 0 | 0 | 0 | 0
F3_Commercial_Office_Existing_Space Heating_Natural Gas_Unit Heater_E3 | F3 | Commercial | Office | Existing | Space Heating | Natural Gas | Unit Heater | E3 | System - kBTUs of Consumption | 0.0057123 | 0.0057123 | 0.0057123 | 0.0057123 | 0.0057123 | 0.0057123 | 0.0057123 | 0.0057123 | 0.0057123 | 0.0057123 | 0.0057123 | 0.0057123 | 0.0057123 | 0.0057123 | 0.0057123 | 0.0057123 | 0.0057123 | 0.0057123 | 0.0057123 | 0.0057123 | 0.0057123 | 0.0057123 | 0.0057123 | 0.0057123 | 0.0057123 | 0.0057123 | 0.0057123 | 0.0057123 | 0.0057123 | 0.0057123 | 0.0057123 | 0.0057123 | 0.0057123 | 0 | 0 | 0 | 0 | 0 | 0 | 0 | 0 | 0
F3_Commercial_Office_Existing_Space Heating_Natural Gas_Unit Heater_E4 | F3 | Commercial | Office | Existing | Space Heating | Natural Gas | Unit Heater | E4 | System - kBTUs of Consumption | 0 | 0 | 0 | 0 | 0 | 0 | 0 | 0 | 0 | 0 | 0 | 0 | 0 | 0 | 0 | 0 | 0 | 0 | 0 | 0 | 0 | 0 | 0 | 0 | 0 | 0 | 0 | 0 | 0 | 0 | 0 | 0 | 0 | 0 | 0 | 0 | 0 | 0 | 0 | 0 | 0 | 0
F3_Commercial_Office_Existing_Space Heating_Natural Gas_Unit Heater_E5 | F3 | Commercial | Office | Existing | Space Heating | Natural Gas | Unit Heater | E5 | System - kBTUs of Consumption | 0 | 0 | 0 | 0 | 0 | 0 | 0 | 0 | 0 | 0 | 0 | 0 | 0 | 0 | 0 | 0 | 0 | 0 | 0 | 0 | 0 | 0 | 0 | 0 | 0 | 0 | 0 | 0 | 0 | 0 | 0 | 0 | 0 | 0 | 0 | 0 | 0 | 0 | 0 | 0 | 0 | 0
F3_Commercial_Office_Existing_Space Heating_Natural Gas_Unit Heater_E6 | F3 | Commercial | Office | Existing | Space Heating | Natural Gas | Unit Heater | E6 | System - kBTUs of Consumption | 0 | 0 | 0 | 0 | 0 | 0 | 0 | 0 | 0 | 0 | 0 | 0 | 0 | 0 | 0 | 0 | 0 | 0 | 0 | 0 | 0 | 0 | 0 | 0 | 0 | 0 | 0 | 0 | 0 | 0 | 0 | 0 | 0 | 0 | 0 | 0 | 0 | 0 | 0 | 0 | 0 | 0
F3_Commercial_Office_Existing_Space Heating_Natural Gas_Unit Heater_E7 | F3 | Commercial | Office | Existing | Space Heating | Natural Gas | Unit Heater | E7 | System - kBTUs of Consumption | 0 | 0 | 0 | 0 | 0 | 0 | 0 | 0 | 0 | 0 | 0 | 0 | 0 | 0 | 0 | 0 | 0 | 0 | 0 | 0 | 0 | 0 | 0 | 0 | 0 | 0 | 0 | 0 | 0 | 0 | 0 | 0 | 0 | 0 | 0 | 0 | 0 | 0 | 0 | 0 | 0 | 0
F3_Commercial_Office_Existing_Space Heating_Natural Gas_Unit Heater_E8 | F3 | Commercial | Office | Existing | Space Heating | Natural Gas | Unit Heater | E8 | System - kBTUs of Consumption | 0 | 0 | 0 | 0 | 0 | 0 | 0 | 0 | 0 | 0 | 0 | 0 | 0 | 0 | 0 | 0 | 0 | 0 | 0 | 0 | 0 | 0 | 0 | 0 | 0 | 0 | 0 | 0 | 0 | 0 | 0 | 0 | 0 | 0 | 0 | 0 | 0 | 0 | 0 | 0 | 0 | 0
F3_Commercial_Office_Existing_Space Heating_Natural Gas_Unit Heater_E9 | F3 | Commercial | Office | Existing | Space Heating | Natural Gas | Unit Heater | E9 | System - kBTUs of Consumption | 0 | 0 | 0 | 0 | 0 | 0 | 0 | 0 | 0 | 0 | 0 | 0 | 0 | 0 | 0 | 0 | 0 | 0 | 0 | 0 | 0 | 0 | 0 | 0 | 0 | 0 | 0 | 0 | 0 | 0 | 0 | 0 | 0 | 0 | 0 | 0 | 0 | 0 | 0 | 0 | 0 | 0
F3_Commercial_Office_Existing_Space Heating_Natural Gas_Unit Heater_E10 | F3 | Commercial | Office | Existing | Space Heating | Natural Gas | Unit Heater | E10 | System - kBTUs of Consumption | 0 | 0 | 0 | 0 | 0 | 0 | 0 | 0 | 0 | 0 | 0 | 0 | 0 | 0 | 0 | 0 | 0 | 0 | 0 | 0 | 0 | 0 | 0 | 0 | 0 | 0 | 0 | 0 | 0 | 0 | 0 | 0 | 0 | 0 | 0 | 0 | 0 | 0 | 0 | 0 | 0 | 0
F4_Commercial_Office_Existing_Space Heating_Natural Gas_Unit Heater_E1 | F4 | Commercial | Office | Existing | Space Heating | Natural Gas | Unit Heater | E1 | Utility - Cost of Equipment | 0.1249 | 0.12504 | 0.12519 | 0.12543 | 0.12576 | 0.12628 | 0.12658 | 0.12677 | 0.12699 | 0.12719 | 0.1273 | 0.12736 | 0.12743 | 0.12753 | 0.1277 | 0.12778 | 0.12792 | 0.12815 | 0.12837 | 0.12862 | 0.12891 | 0.12915 | 0.12935 | 0.12949 | 0.12959 | 0.12962 | 0.12957 | 0.12946 | 0.12938 | 0.12933 | 0.12936 | 0.12938 | 0.12938 | 0 | 0 | 0 | 0 | 0 | 0 | 0 | 0 | 0
F4_Commercial_Office_Existing_Space Heating_Natural Gas_Unit Heater_E2 | F4 | Commercial | Office | Existing | Space Heating | Natural Gas | Unit Heater | E2 | Utility - Cost of Equipment | 0.11895 | 0.11909 | 0.11924 | 0.11946 | 0.11977 | 0.12027 | 0.12056 | 0.12074 | 0.12095 | 0.12114 | 0.12124 | 0.1213 | 0.12137 | 0.12146 | 0.12162 | 0.1217 | 0.12183 | 0.12205 | 0.12226 | 0.1225 | 0.12277 | 0.12301 | 0.12319 | 0.12333 | 0.12342 | 0.12345 | 0.1234 | 0.1233 | 0.12322 | 0.12318 | 0.12321 | 0.12322 | 0.12322 | 0 | 0 | 0 | 0 | 0 | 0 | 0 | 0 | 0
F4_Commercial_Office_Existing_Space Heating_Natural Gas_Unit Heater_E3 | F4 | Commercial | Office | Existing | Space Heating | Natural Gas | Unit Heater | E3 | Utility - Cost of Equipment | 0.10602 | 0.10612 | 0.10621 | 0.10637 | 0.1066 | 0.10697 | 0.10721 | 0.10738 | 0.10759 | 0.10779 | 0.10794 | 0.10802 | 0.10811 | 0.1082 | 0.10832 | 0.10838 | 0.10846 | 0.10861 | 0.10877 | 0.10895 | 0.10916 | 0.10934 | 0.10948 | 0.10958 | 0.10965 | 0.10967 | 0.10963 | 0.10956 | 0.1095 | 0.10947 | 0.10949 | 0.1095 | 0.1095 | 0 | 0 | 0 | 0 | 0 | 0 | 0 | 0 | 0
F4_Commercial_Office_Existing_Space Heating_Natural Gas_Unit Heater_E4 | F4 | Commercial | Office | Existing | Space Heating | Natural Gas | Unit Heater | E4 | Utility - Cost of Equipment | 0 | 0 | 0 | 0 | 0 | 0 | 0 | 0 | 0 | 0 | 0 | 0 | 0 | 0 | 0 | 0 | 0 | 0 | 0 | 0 | 0 | 0 | 0 | 0 | 0 | 0 | 0 | 0 | 0 | 0 | 0 | 0 | 0 | 0 | 0 | 0 | 0 | 0 | 0 | 0 | 0 | 0
F4_Commercial_Office_Existing_Space Heating_Natural Gas_Unit Heater_E5 | F4 | Commercial | Office | Existing | Space Heating | Natural Gas | Unit Heater | E5 | Utility - Cost of Equipment | 0 | 0 | 0 | 0 | 0 | 0 | 0 | 0 | 0 | 0 | 0 | 0 | 0 | 0 | 0 | 0 | 0 | 0 | 0 | 0 | 0 | 0 | 0 | 0 | 0 | 0 | 0 | 0 | 0 | 0 | 0 | 0 | 0 | 0 | 0 | 0 | 0 | 0 | 0 | 0 | 0 | 0
F4_Commercial_Office_Existing_Space Heating_Natural Gas_Unit Heater_E6 | F4 | Commercial | Office | Existing | Space Heating | Natural Gas | Unit Heater | E6 | Utility - Cost of Equipment | 0 | 0 | 0 | 0 | 0 | 0 | 0 | 0 | 0 | 0 | 0 | 0 | 0 | 0 | 0 | 0 | 0 | 0 | 0 | 0 | 0 | 0 | 0 | 0 | 0 | 0 | 0 | 0 | 0 | 0 | 0 | 0 | 0 | 0 | 0 | 0 | 0 | 0 | 0 | 0 | 0 | 0
F4_Commercial_Office_Existing_Space Heating_Natural Gas_Unit Heater_E7 | F4 | Commercial | Office | Existing | Space Heating | Natural Gas | Unit Heater | E7 | Utility - Cost of Equipment | 0 | 0 | 0 | 0 | 0 | 0 | 0 | 0 | 0 | 0 | 0 | 0 | 0 | 0 | 0 | 0 | 0 | 0 | 0 | 0 | 0 | 0 | 0 | 0 | 0 | 0 | 0 | 0 | 0 | 0 | 0 | 0 | 0 | 0 | 0 | 0 | 0 | 0 | 0 | 0 | 0 | 0
F4_Commercial_Office_Existing_Space Heating_Natural Gas_Unit Heater_E8 | F4 | Commercial | Office | Existing | Space Heating | Natural Gas | Unit Heater | E8 | Utility - Cost of Equipment | 0 | 0 | 0 | 0 | 0 | 0 | 0 | 0 | 0 | 0 | 0 | 0 | 0 | 0 | 0 | 0 | 0 | 0 | 0 | 0 | 0 | 0 | 0 | 0 | 0 | 0 | 0 | 0 | 0 | 0 | 0 | 0 | 0 | 0 | 0 | 0 | 0 | 0 | 0 | 0 | 0 | 0
F4_Commercial_Office_Existing_Space Heating_Natural Gas_Unit Heater_E9 | F4 | Commercial | Office | Existing | Space Heating | Natural Gas | Unit Heater | E9 | Utility - Cost of Equipment | 0 | 0 | 0 | 0 | 0 | 0 | 0 | 0 | 0 | 0 | 0 | 0 | 0 | 0 | 0 | 0 | 0 | 0 | 0 | 0 | 0 | 0 | 0 | 0 | 0 | 0 | 0 | 0 | 0 | 0 | 0 | 0 | 0 | 0 | 0 | 0 | 0 | 0 | 0 | 0 | 0 | 0
F4_Commercial_Office_Existing_Space Heating_Natural Gas_Unit Heater_E10 | F4 | Commercial | Office | Existing | Space Heating | Natural Gas | Unit Heater | E10 | Utility - Cost of Equipment | 0 | 0 | 0 | 0 | 0 | 0 | 0 | 0 | 0 | 0 | 0 | 0 | 0 | 0 | 0 | 0 | 0 | 0 | 0 | 0 | 0 | 0 | 0 | 0 | 0 | 0 | 0 | 0 | 0 | 0 | 0 | 0 | 0 | 0 | 0 | 0 | 0 | 0 | 0 | 0 | 0 | 0
F5_Commercial_Office_Existing_Space Heating_Natural Gas_Unit Heater_E1 | F5 | Commercial | Office | Existing | Space Heating | Natural Gas | Unit Heater | E1 | Utility - Cost of Operation | 0.0048056 | 0.0048056 | 0.0048056 | 0.0048056 | 0.0048056 | 0.0048056 | 0.0048056 | 0.0048056 | 0.0048056 | 0.0048056 | 0.0048056 | 0.0048056 | 0.0048056 | 0.0048056 | 0.0048056 | 0.0048056 | 0.0048056 | 0.0048056 | 0.0048056 | 0.0048056 | 0.0048056 | 0.0048056 | 0.0048056 | 0.0048056 | 0.0048056 | 0.0048056 | 0.0048056 | 0.0048056 | 0.0048056 | 0.0048056 | 0.0048056 | 0.0048056 | 0.0048056 | 0 | 0 | 0 | 0 | 0 | 0 | 0 | 0 | 0
F5_Commercial_Office_Existing_Space Heating_Natural Gas_Unit Heater_E2 | F5 | Commercial | Office | Existing | Space Heating | Natural Gas | Unit Heater | E2 | Utility - Cost of Operation | 0.0076938 | 0.0076938 | 0.0076938 | 0.0076938 | 0.0076938 | 0.0076938 | 0.0076938 | 0.0076938 | 0.0076938 | 0.0076938 | 0.0076938 | 0.0076938 | 0.0076938 | 0.0076938 | 0.0076938 | 0.0076938 | 0.0076938 | 0.0076938 | 0.0076938 | 0.0076938 | 0.0076938 | 0.0076938 | 0.0076938 | 0.0076938 | 0.0076938 | 0.0076938 | 0.0076938 | 0.0076938 | 0.0076938 | 0.0076938 | 0.0076938 | 0.0076938 | 0.0076938 | 0 | 0 | 0 | 0 | 0 | 0 | 0 | 0 | 0
F5_Commercial_Office_Existing_Space Heating_Natural Gas_Unit Heater_E3 | F5 | Commercial | Office | Existing | Space Heating | Natural Gas | Unit Heater | E3 | Utility - Cost of Operation | 0.0057123 | 0.0057123 | 0.0057123 | 0.0057123 | 0.0057123 | 0.0057123 | 0.0057123 | 0.0057123 | 0.0057123 | 0.0057123 | 0.0057123 | 0.0057123 | 0.0057123 | 0.0057123 | 0.0057123 | 0.0057123 | 0.0057123 | 0.0057123 | 0.0057123 | 0.0057123 | 0.0057123 | 0.0057123 | 0.0057123 | 0.0057123 | 0.0057123 | 0.0057123 | 0.0057123 | 0.0057123 | 0.0057123 | 0.0057123 | 0.0057123 | 0.0057123 | 0.0057123 | 0 | 0 | 0 | 0 | 0 | 0 | 0 | 0 | 0
F5_Commercial_Office_Existing_Space Heating_Natural Gas_Unit Heater_E4 | F5 | Commercial | Office | Existing | Space Heating | Natural Gas | Unit Heater | E4 | Utility - Cost of Operation | 0 | 0 | 0 | 0 | 0 | 0 | 0 | 0 | 0 | 0 | 0 | 0 | 0 | 0 | 0 | 0 | 0 | 0 | 0 | 0 | 0 | 0 | 0 | 0 | 0 | 0 | 0 | 0 | 0 | 0 | 0 | 0 | 0 | 0 | 0 | 0 | 0 | 0 | 0 | 0 | 0 | 0
F5_Commercial_Office_Existing_Space Heating_Natural Gas_Unit Heater_E5 | F5 | Commercial | Office | Existing | Space Heating | Natural Gas | Unit Heater | E5 | Utility - Cost of Operation | 0 | 0 | 0 | 0 | 0 | 0 | 0 | 0 | 0 | 0 | 0 | 0 | 0 | 0 | 0 | 0 | 0 | 0 | 0 | 0 | 0 | 0 | 0 | 0 | 0 | 0 | 0 | 0 | 0 | 0 | 0 | 0 | 0 | 0 | 0 | 0 | 0 | 0 | 0 | 0 | 0 | 0
F5_Commercial_Office_Existing_Space Heating_Natural Gas_Unit Heater_E6 | F5 | Commercial | Office | Existing | Space Heating | Natural Gas | Unit Heater | E6 | Utility - Cost of Operation | 0 | 0 | 0 | 0 | 0 | 0 | 0 | 0 | 0 | 0 | 0 | 0 | 0 | 0 | 0 | 0 | 0 | 0 | 0 | 0 | 0 | 0 | 0 | 0 | 0 | 0 | 0 | 0 | 0 | 0 | 0 | 0 | 0 | 0 | 0 | 0 | 0 | 0 | 0 | 0 | 0 | 0
F5_Commercial_Office_Existing_Space Heating_Natural Gas_Unit Heater_E7 | F5 | Commercial | Office | Existing | Space Heating | Natural Gas | Unit Heater | E7 | Utility - Cost of Operation | 0 | 0 | 0 | 0 | 0 | 0 | 0 | 0 | 0 | 0 | 0 | 0 | 0 | 0 | 0 | 0 | 0 | 0 | 0 | 0 | 0 | 0 | 0 | 0 | 0 | 0 | 0 | 0 | 0 | 0 | 0 | 0 | 0 | 0 | 0 | 0 | 0 | 0 | 0 | 0 | 0 | 0
F5_Commercial_Office_Existing_Space Heating_Natural Gas_Unit Heater_E8 | F5 | Commercial | Office | Existing | Space Heating | Natural Gas | Unit Heater | E8 | Utility - Cost of Operation | 0 | 0 | 0 | 0 | 0 | 0 | 0 | 0 | 0 | 0 | 0 | 0 | 0 | 0 | 0 | 0 | 0 | 0 | 0 | 0 | 0 | 0 | 0 | 0 | 0 | 0 | 0 | 0 | 0 | 0 | 0 | 0 | 0 | 0 | 0 | 0 | 0 | 0 | 0 | 0 | 0 | 0
F5_Commercial_Office_Existing_Space Heating_Natural Gas_Unit Heater_E9 | F5 | Commercial | Office | Existing | Space Heating | Natural Gas | Unit Heater | E9 | Utility - Cost of Operation | 0 | 0 | 0 | 0 | 0 | 0 | 0 | 0 | 0 | 0 | 0 | 0 | 0 | 0 | 0 | 0 | 0 | 0 | 0 | 0 | 0 | 0 | 0 | 0 | 0 | 0 | 0 | 0 | 0 | 0 | 0 | 0 | 0 | 0 | 0 | 0 | 0 | 0 | 0 | 0 | 0 | 0
F5_Commercial_Office_Existing_Space Heating_Natural Gas_Unit Heater_E10 | F5 | Commercial | Office | Existing | Space Heating | Natural Gas | Unit Heater | E10 | Utility - Cost of Operation | 0 | 0 | 0 | 0 | 0 | 0 | 0 | 0 | 0 | 0 | 0 | 0 | 0 | 0 | 0 | 0 | 0 | 0 | 0 | 0 | 0 | 0 | 0 | 0 | 0 | 0 | 0 | 0 | 0 | 0 | 0 | 0 | 0 | 0 | 0 | 0 | 0 | 0 | 0 | 0 | 0 | 0
F6_Commercial_Office_Existing_Space Heating_Natural Gas_Unit Heater_E1 | F6 | Commercial | Office | Existing | Space Heating | Natural Gas | Unit Heater | E1 | Utility - Value of Sales | 0.056798 | 0.056515 | 0.056207 | 0.055899 | 0.05559 | 0.055282 | 0.054974 | 0.054666 | 0.054358 | 0.05405 | 0.053741 | 0.053433 | 0.053125 | 0.052817 | 0.052509 | 0.052201 | 0.051893 | 0.051585 | 0.051277 | 0.050974 | 0.050681 | 0.050404 | 0.050148 | 0.049917 | 0.049711 | 0.049532 | 0.049378 | 0.049249 | 0.049147 | 0.04907 | 0.049018 | 0.048993 | 0.048993 | 0 | 0 | 0 | 0 | 0 | 0 | 0 | 0 | 0
F6_Commercial_Office_Existing_Space Heating_Natural Gas_Unit Heater_E2 | F6 | Commercial | Office | Existing | Space Heating | Natural Gas | Unit Heater | E2 | Utility - Value of Sales | 0.054094 | 0.053825 | 0.053532 | 0.053238 | 0.052945 | 0.052651 | 0.052357 | 0.052064 | 0.05177 | 0.051477 | 0.051183 | 0.05089 | 0.050597 | 0.050303 | 0.05001 | 0.049716 | 0.049423 | 0.04913 | 0.048836 | 0.048548 | 0.048269 | 0.048005 | 0.047761 | 0.047541 | 0.047345 | 0.047174 | 0.047027 | 0.046905 | 0.046807 | 0.046734 | 0.046685 | 0.046661 | 0.046661 | 0 | 0 | 0 | 0 | 0 | 0 | 0 | 0 | 0
F6_Commercial_Office_Existing_Space Heating_Natural Gas_Unit Heater_E3 | F6 | Commercial | Office | Existing | Space Heating | Natural Gas | Unit Heater | E3 | Utility - Value of Sales | 0.047853 | 0.047609 | 0.047347 | 0.047085 | 0.046823 | 0.046561 | 0.046299 | 0.046037 | 0.045775 | 0.045513 | 0.045251 | 0.044989 | 0.044727 | 0.044465 | 0.044206 | 0.04395 | 0.043699 | 0.043457 | 0.043224 | 0.043003 | 0.042796 | 0.042604 | 0.042429 | 0.042272 | 0.042132 | 0.04201 | 0.041905 | 0.041818 | 0.041748 | 0.041696 | 0.041661 | 0.041644 | 0.041644 | 0 | 0 | 0 | 0 | 0 | 0 | 0 | 0 | 0
F6_Commercial_Office_Existing_Space Heating_Natural Gas_Unit Heater_E4 | F6 | Commercial | Office | Existing | Space Heating | Natural Gas | Unit Heater | E4 | Utility - Value of Sales | 0 | 0 | 0 | 0 | 0 | 0 | 0 | 0 | 0 | 0 | 0 | 0 | 0 | 0 | 0 | 0 | 0 | 0 | 0 | 0 | 0 | 0 | 0 | 0 | 0 | 0 | 0 | 0 | 0 | 0 | 0 | 0 | 0 | 0 | 0 | 0 | 0 | 0 | 0 | 0 | 0 | 0
F6_Commercial_Office_Existing_Space Heating_Natural Gas_Unit Heater_E5 | F6 | Commercial | Office | Existing | Space Heating | Natural Gas | Unit Heater | E5 | Utility - Value of Sales | 0 | 0 | 0 | 0 | 0 | 0 | 0 | 0 | 0 | 0 | 0 | 0 | 0 | 0 | 0 | 0 | 0 | 0 | 0 | 0 | 0 | 0 | 0 | 0 | 0 | 0 | 0 | 0 | 0 | 0 | 0 | 0 | 0 | 0 | 0 | 0 | 0 | 0 | 0 | 0 | 0 | 0
F6_Commercial_Office_Existing_Space Heating_Natural Gas_Unit Heater_E6 | F6 | Commercial | Office | Existing | Space Heating | Natural Gas | Unit Heater | E6 | Utility - Value of Sales | 0 | 0 | 0 | 0 | 0 | 0 | 0 | 0 | 0 | 0 | 0 | 0 | 0 | 0 | 0 | 0 | 0 | 0 | 0 | 0 | 0 | 0 | 0 | 0 | 0 | 0 | 0 | 0 | 0 | 0 | 0 | 0 | 0 | 0 | 0 | 0 | 0 | 0 | 0 | 0 | 0 | 0
F6_Commercial_Office_Existing_Space Heating_Natural Gas_Unit Heater_E7 | F6 | Commercial | Office | Existing | Space Heating | Natural Gas | Unit Heater | E7 | Utility - Value of Sales | 0 | 0 | 0 | 0 | 0 | 0 | 0 | 0 | 0 | 0 | 0 | 0 | 0 | 0 | 0 | 0 | 0 | 0 | 0 | 0 | 0 | 0 | 0 | 0 | 0 | 0 | 0 | 0 | 0 | 0 | 0 | 0 | 0 | 0 | 0 | 0 | 0 | 0 | 0 | 0 | 0 | 0
F6_Commercial_Office_Existing_Space Heating_Natural Gas_Unit Heater_E8 | F6 | Commercial | Office | Existing | Space Heating | Natural Gas | Unit Heater | E8 | Utility - Value of Sales | 0 | 0 | 0 | 0 | 0 | 0 | 0 | 0 | 0 | 0 | 0 | 0 | 0 | 0 | 0 | 0 | 0 | 0 | 0 | 0 | 0 | 0 | 0 | 0 | 0 | 0 | 0 | 0 | 0 | 0 | 0 | 0 | 0 | 0 | 0 | 0 | 0 | 0 | 0 | 0 | 0 | 0
F6_Commercial_Office_Existing_Space Heating_Natural Gas_Unit Heater_E9 | F6 | Commercial | Office | Existing | Space Heating | Natural Gas | Unit Heater | E9 | Utility - Value of Sales | 0 | 0 | 0 | 0 | 0 | 0 | 0 | 0 | 0 | 0 | 0 | 0 | 0 | 0 | 0 | 0 | 0 | 0 | 0 | 0 | 0 | 0 | 0 | 0 | 0 | 0 | 0 | 0 | 0 | 0 | 0 | 0 | 0 | 0 | 0 | 0 | 0 | 0 | 0 | 0 | 0 | 0
F6_Commercial_Office_Existing_Space Heating_Natural Gas_Unit Heater_E10 | F6 | Commercial | Office | Existing | Space Heating | Natural Gas | Unit Heater | E10 | Utility - Value of Sales | 0 | 0 | 0 | 0 | 0 | 0 | 0 | 0 | 0 | 0 | 0 | 0 | 0 | 0 | 0 | 0 | 0 | 0 | 0 | 0 | 0 | 0 | 0 | 0 | 0 | 0 | 0 | 0 | 0 | 0 | 0 | 0 | 0 | 0 | 0 | 0 | 0 | 0 | 0 | 0 | 0 | 0
F1_Commercial_Office_Existing_Water Heating_Natural Gas_Water Heater_E1 | F1 | Commercial | Office | Existing | Water Heating | Natural Gas | Water Heater | E1 | RVT - Cost of Equipment | 0.16487 | 0.16637 | 0.16817 | 0.17025 | 0.17267 | 0.17555 | 0.17787 | 0.18006 | 0.18221 | 0.18438 | 0.18637 | 0.18811 | 0.18986 | 0.1917 | 0.19383 | 0.19595 | 0.19828 | 0.20086 | 0.20358 | 0.20639 | 0.20927 | 0.21196 | 0.21444 | 0.21669 | 0.21868 | 0.22037 | 0.22156 | 0.22244 | 0.22319 | 0.22383 | 0.22447 | 0.22476 | 0.22476 | 0 | 0 | 0 | 0 | 0 | 0 | 0 | 0 | 0
F1_Commercial_Office_Existing_Water Heating_Natural Gas_Water Heater_E2 | F1 | Commercial | Office | Existing | Water Heating | Natural Gas | Water Heater | E2 | RVT - Cost of Equipment | 0.16283 | 0.16432 | 0.16609 | 0.16815 | 0.17054 | 0.17338 | 0.17567 | 0.17783 | 0.17997 | 0.18211 | 0.18406 | 0.18578 | 0.18751 | 0.18934 | 0.19144 | 0.19353 | 0.19584 | 0.19838 | 0.20107 | 0.20385 | 0.20668 | 0.20935 | 0.21179 | 0.21401 | 0.21598 | 0.21765 | 0.21883 | 0.21969 | 0.22044 | 0.22107 | 0.2217 | 0.22198 | 0.22198 | 0 | 0 | 0 | 0 | 0 | 0 | 0 | 0 | 0
F1_Commercial_Office_Existing_Water Heating_Natural Gas_Water Heater_E3 | F1 | Commercial | Office | Existing | Water Heating | Natural Gas | Water Heater | E3 | RVT - Cost of Equipment | 0.14988 | 0.15125 | 0.15288 | 0.15477 | 0.15698 | 0.15959 | 0.1617 | 0.16369 | 0.16565 | 0.16762 | 0.16942 | 0.17101 | 0.1726 | 0.17428 | 0.17621 | 0.17814 | 0.18026 | 0.1826 | 0.18507 | 0.18763 | 0.19024 | 0.19269 | 0.19494 | 0.19699 | 0.1988 | 0.20034 | 0.20142 | 0.20222 | 0.2029 | 0.20349 | 0.20407 | 0.20433 | 0.20433 | 0 | 0 | 0 | 0 | 0 | 0 | 0 | 0 | 0
F1_Commercial_Office_Existing_Water Heating_Natural Gas_Water Heater_E4 | F1 | Commercial | Office | Existing | Water Heating | Natural Gas | Water Heater | E4 | RVT - Cost of Equipment | 0.14031 | 0.1416 | 0.14312 | 0.14489 | 0.14696 | 0.1494 | 0.15138 | 0.15324 | 0.15508 | 0.15692 | 0.15861 | 0.16009 | 0.16158 | 0.16315 | 0.16497 | 0.16677 | 0.16875 | 0.17094 | 0.17326 | 0.17565 | 0.1781 | 0.1804 | 0.1825 | 0.18442 | 0.18611 | 0.18755 | 0.18856 | 0.18931 | 0.18995 | 0.1905 | 0.19104 | 0.19128 | 0.19128 | 0 | 0 | 0 | 0 | 0 | 0 | 0 | 0 | 0
F1_Commercial_Office_Existing_Water Heating_Natural Gas_Water Heater_E5 | F1 | Commercial | Office | Existing | Water Heating | Natural Gas | Water Heater | E5 | RVT - Cost of Equipment | 0.13739 | 0.13865 | 0.14014 | 0.14187 | 0.1439 | 0.14629 | 0.14823 | 0.15005 | 0.15185 | 0.15365 | 0.1553 | 0.15675 | 0.15821 | 0.15975 | 0.16153 | 0.16329 | 0.16524 | 0.16738 | 0.16965 | 0.17199 | 0.17439 | 0.17664 | 0.1787 | 0.18057 | 0.18223 | 0.18364 | 0.18463 | 0.18536 | 0.18599 | 0.18653 | 0.18706 | 0.1873 | 0.1873 | 0 | 0 | 0 | 0 | 0 | 0 | 0 | 0 | 0
F1_Commercial_Office_Existing_Water Heating_Natural Gas_Water Heater_E6 | F1 | Commercial | Office | Existing | Water Heating | Natural Gas | Water Heater | E6 | RVT - Cost of Equipment | 0.13459 | 0.13582 | 0.13728 | 0.13898 | 0.14096 | 0.1433 | 0.1452 | 0.14698 | 0.14875 | 0.15052 | 0.15214 | 0.15356 | 0.15498 | 0.15649 | 0.15823 | 0.15996 | 0.16186 | 0.16396 | 0.16619 | 0.16848 | 0.17083 | 0.17303 | 0.17505 | 0.17689 | 0.17851 | 0.17989 | 0.18087 | 0.18158 | 0.1822 | 0.18272 | 0.18324 | 0.18348 | 0.18348 | 0 | 0 | 0 | 0 | 0 | 0 | 0 | 0 | 0
F1_Commercial_Office_Existing_Water Heating_Natural Gas_Water Heater_E7 | F1 | Commercial | Office | Existing | Water Heating | Natural Gas | Water Heater | E7 | RVT - Cost of Equipment | 0.12638 | 0.12762 | 0.12899 | 0.13048 | 0.13217 | 0.13414 | 0.13579 | 0.13737 | 0.139 | 0.1407 | 0.14232 | 0.14383 | 0.14536 | 0.14693 | 0.14863 | 0.15027 | 0.15201 | 0.15385 | 0.15573 | 0.15764 | 0.15956 | 0.16134 | 0.16295 | 0.16437 | 0.1656 | 0.16665 | 0.16738 | 0.16793 | 0.16839 | 0.16879 | 0.16918 | 0.16936 | 0.16936 | 0 | 0 | 0 | 0 | 0 | 0 | 0 | 0 | 0
F1_Commercial_Office_Existing_Water Heating_Natural Gas_Water Heater_E8 | F1 | Commercial | Office | Existing | Water Heating | Natural Gas | Water Heater | E8 | RVT - Cost of Equipment | 0 | 0 | 0 | 0 | 0 | 0 | 0 | 0 | 0 | 0 | 0 | 0 | 0 | 0 | 0 | 0 | 0 | 0 | 0 | 0 | 0 | 0 | 0 | 0 | 0 | 0 | 0 | 0 | 0 | 0 | 0 | 0 | 0 | 0 | 0 | 0 | 0 | 0 | 0 | 0 | 0 | 0
F1_Commercial_Office_Existing_Water Heating_Natural Gas_Water Heater_E9 | F1 | Commercial | Office | Existing | Water Heating | Natural Gas | Water Heater | E9 | RVT - Cost of Equipment | 0 | 0 | 0 | 0 | 0 | 0 | 0 | 0 | 0 | 0 | 0 | 0 | 0 | 0 | 0 | 0 | 0 | 0 | 0 | 0 | 0 | 0 | 0 | 0 | 0 | 0 | 0 | 0 | 0 | 0 | 0 | 0 | 0 | 0 | 0 | 0 | 0 | 0 | 0 | 0 | 0 | 0
F1_Commercial_Office_Existing_Water Heating_Natural Gas_Water Heater_E10 | F1 | Commercial | Office | Existing | Water Heating | Natural Gas | Water Heater | E10 | RVT - Cost of Equipment | 0 | 0 | 0 | 0 | 0 | 0 | 0 | 0 | 0 | 0 | 0 | 0 | 0 | 0 | 0 | 0 | 0 | 0 | 0 | 0 | 0 | 0 | 0 | 0 | 0 | 0 | 0 | 0 | 0 | 0 | 0 | 0 | 0 | 0 | 0 | 0 | 0 | 0 | 0 | 0 | 0 | 0
F2_Commercial_Office_Existing_Water Heating_Natural Gas_Water Heater_E1 | F2 | Commercial | Office | Existing | Water Heating | Natural Gas | Water Heater | E1 | RVT - Cost of Operation | 0.19752 | 0.19933 | 0.20147 | 0.20397 | 0.20688 | 0.21032 | 0.2131 | 0.21572 | 0.21831 | 0.2209 | 0.22328 | 0.22536 | 0.22746 | 0.22967 | 0.23223 | 0.23476 | 0.23756 | 0.24064 | 0.2439 | 0.24727 | 0.25072 | 0.25395 | 0.25691 | 0.25961 | 0.26199 | 0.26402 | 0.26544 | 0.26649 | 0.2674 | 0.26817 | 0.26893 | 0.26928 | 0.26928 | 0 | 0 | 0 | 0 | 0 | 0 | 0 | 0 | 0
F2_Commercial_Office_Existing_Water Heating_Natural Gas_Water Heater_E2 | F2 | Commercial | Office | Existing | Water Heating | Natural Gas | Water Heater | E2 | RVT - Cost of Operation | 0.19508 | 0.19687 | 0.19899 | 0.20145 | 0.20432 | 0.20772 | 0.21047 | 0.21306 | 0.21561 | 0.21818 | 0.22052 | 0.22258 | 0.22465 | 0.22684 | 0.22936 | 0.23186 | 0.23462 | 0.23767 | 0.24089 | 0.24422 | 0.24762 | 0.25081 | 0.25374 | 0.2564 | 0.25876 | 0.26076 | 0.26217 | 0.2632 | 0.2641 | 0.26486 | 0.26561 | 0.26595 | 0.26595 | 0 | 0 | 0 | 0 | 0 | 0 | 0 | 0 | 0
F2_Commercial_Office_Existing_Water Heating_Natural Gas_Water Heater_E3 | F2 | Commercial | Office | Existing | Water Heating | Natural Gas | Water Heater | E3 | RVT - Cost of Operation | 0.17957 | 0.18121 | 0.18316 | 0.18542 | 0.18807 | 0.1912 | 0.19373 | 0.19611 | 0.19846 | 0.20082 | 0.20298 | 0.20488 | 0.20678 | 0.20879 | 0.21111 | 0.21342 | 0.21596 | 0.21876 | 0.22173 | 0.22479 | 0.22792 | 0.23086 | 0.23355 | 0.23601 | 0.23817 | 0.24002 | 0.24131 | 0.24227 | 0.24309 | 0.24379 | 0.24448 | 0.2448 | 0.2448 | 0 | 0 | 0 | 0 | 0 | 0 | 0 | 0 | 0
F2_Commercial_Office_Existing_Water Heating_Natural Gas_Water Heater_E4 | F2 | Commercial | Office | Existing | Water Heating | Natural Gas | Water Heater | E4 | RVT - Cost of Operation | 0.1681 | 0.16964 | 0.17147 | 0.17359 | 0.17606 | 0.17899 | 0.18136 | 0.18359 | 0.18579 | 0.188 | 0.19002 | 0.1918 | 0.19358 | 0.19547 | 0.19764 | 0.1998 | 0.20218 | 0.2048 | 0.20758 | 0.21045 | 0.21338 | 0.21613 | 0.21865 | 0.22094 | 0.22297 | 0.2247 | 0.22591 | 0.2268 | 0.22757 | 0.22823 | 0.22888 | 0.22917 | 0.22917 | 0 | 0 | 0 | 0 | 0 | 0 | 0 | 0 | 0
F2_Commercial_Office_Existing_Water Heating_Natural Gas_Water Heater_E5 | F2 | Commercial | Office | Existing | Water Heating | Natural Gas | Water Heater | E5 | RVT - Cost of Operation | 0.1646 | 0.16611 | 0.1679 | 0.16997 | 0.1724 | 0.17526 | 0.17758 | 0.17977 | 0.18192 | 0.18409 | 0.18607 | 0.1878 | 0.18955 | 0.19139 | 0.19352 | 0.19563 | 0.19796 | 0.20053 | 0.20325 | 0.20606 | 0.20893 | 0.21162 | 0.21409 | 0.21634 | 0.21832 | 0.22002 | 0.2212 | 0.22208 | 0.22283 | 0.22347 | 0.22411 | 0.2244 | 0.2244 | 0 | 0 | 0 | 0 | 0 | 0 | 0 | 0 | 0
F2_Commercial_Office_Existing_Water Heating_Natural Gas_Water Heater_E6 | F2 | Commercial | Office | Existing | Water Heating | Natural Gas | Water Heater | E6 | RVT - Cost of Operation | 0.16124 | 0.16272 | 0.16447 | 0.1665 | 0.16888 | 0.17169 | 0.17396 | 0.1761 | 0.17821 | 0.18033 | 0.18227 | 0.18397 | 0.18568 | 0.18749 | 0.18957 | 0.19164 | 0.19392 | 0.19644 | 0.19911 | 0.20186 | 0.20467 | 0.2073 | 0.20972 | 0.21192 | 0.21387 | 0.21553 | 0.21669 | 0.21755 | 0.21828 | 0.21891 | 0.21954 | 0.21982 | 0.21982 | 0 | 0 | 0 | 0 | 0 | 0 | 0 | 0 | 0
F2_Commercial_Office_Existing_Water Heating_Natural Gas_Water Heater_E7 | F2 | Commercial | Office | Existing | Water Heating | Natural Gas | Water Heater | E7 | RVT - Cost of Operation | 0.15142 | 0.1529 | 0.15454 | 0.15633 | 0.15835 | 0.16071 | 0.16268 | 0.16458 | 0.16654 | 0.16856 | 0.17051 | 0.17232 | 0.17415 | 0.17603 | 0.17807 | 0.18003 | 0.18212 | 0.18432 | 0.18658 | 0.18887 | 0.19116 | 0.1933 | 0.19522 | 0.19692 | 0.1984 | 0.19965 | 0.20054 | 0.20119 | 0.20175 | 0.20222 | 0.20269 | 0.20291 | 0.20291 | 0 | 0 | 0 | 0 | 0 | 0 | 0 | 0 | 0
F2_Commercial_Office_Existing_Water Heating_Natural Gas_Water Heater_E8 | F2 | Commercial | Office | Existing | Water Heating | Natural Gas | Water Heater | E8 | RVT - Cost of Operation | 0 | 0 | 0 | 0 | 0 | 0 | 0 | 0 | 0 | 0 | 0 | 0 | 0 | 0 | 0 | 0 | 0 | 0 | 0 | 0 | 0 | 0 | 0 | 0 | 0 | 0 | 0 | 0 | 0 | 0 | 0 | 0 | 0 | 0 | 0 | 0 | 0 | 0 | 0 | 0 | 0 | 0
F2_Commercial_Office_Existing_Water Heating_Natural Gas_Water Heater_E9 | F2 | Commercial | Office | Existing | Water Heating | Natural Gas | Water Heater | E9 | RVT - Cost of Operation | 0 | 0 | 0 | 0 | 0 | 0 | 0 | 0 | 0 | 0 | 0 | 0 | 0 | 0 | 0 | 0 | 0 | 0 | 0 | 0 | 0 | 0 | 0 | 0 | 0 | 0 | 0 | 0 | 0 | 0 | 0 | 0 | 0 | 0 | 0 | 0 | 0 | 0 | 0 | 0 | 0 | 0
F2_Commercial_Office_Existing_Water Heating_Natural Gas_Water Heater_E10 | F2 | Commercial | Office | Existing | Water Heating | Natural Gas | Water Heater | E10 | RVT - Cost of Operation | 0 | 0 | 0 | 0 | 0 | 0 | 0 | 0 | 0 | 0 | 0 | 0 | 0 | 0 | 0 | 0 | 0 | 0 | 0 | 0 | 0 | 0 | 0 | 0 | 0 | 0 | 0 | 0 | 0 | 0 | 0 | 0 | 0 | 0 | 0 | 0 | 0 | 0 | 0 | 0 | 0 | 0
F3_Commercial_Office_Existing_Water Heating_Natural Gas_Water Heater_E1 | F3 | Commercial | Office | Existing | Water Heating | Natural Gas | Water Heater | E1 | System - kBTUs of Consumption | 0.021592 | 0.021592 | 0.021592 | 0.021592 | 0.021592 | 0.021592 | 0.021592 | 0.021592 | 0.021592 | 0.021592 | 0.021592 | 0.021592 | 0.021592 | 0.021592 | 0.021592 | 0.021592 | 0.021592 | 0.021592 | 0.021592 | 0.021592 | 0.021592 | 0.021592 | 0.021592 | 0.021592 | 0.021592 | 0.021592 | 0.021592 | 0.021592 | 0.021592 | 0.021592 | 0.021592 | 0.021592 | 0.021592 | 0 | 0 | 0 | 0 | 0 | 0 | 0 | 0 | 0
F3_Commercial_Office_Existing_Water Heating_Natural Gas_Water Heater_E2 | F3 | Commercial | Office | Existing | Water Heating | Natural Gas | Water Heater | E2 | System - kBTUs of Consumption | 0.021587 | 0.021587 | 0.021587 | 0.021587 | 0.021587 | 0.021587 | 0.021587 | 0.021587 | 0.021587 | 0.021587 | 0.021587 | 0.021587 | 0.021587 | 0.021587 | 0.021587 | 0.021587 | 0.021587 | 0.021587 | 0.021587 | 0.021587 | 0.021587 | 0.021587 | 0.021587 | 0.021587 | 0.021587 | 0.021587 | 0.021587 | 0.021587 | 0.021587 | 0.021587 | 0.021587 | 0.021587 | 0.021587 | 0 | 0 | 0 | 0 | 0 | 0 | 0 | 0 | 0
F3_Commercial_Office_Existing_Water Heating_Natural Gas_Water Heater_E3 | F3 | Commercial | Office | Existing | Water Heating | Natural Gas | Water Heater | E3 | System - kBTUs of Consumption | 0.021945 | 0.021945 | 0.021945 | 0.021945 | 0.021945 | 0.021945 | 0.021945 | 0.021945 | 0.021945 | 0.021945 | 0.021945 | 0.021945 | 0.021945 | 0.021945 | 0.021945 | 0.021945 | 0.021945 | 0.021945 | 0.021945 | 0.021945 | 0.021945 | 0.021945 | 0.021945 | 0.021945 | 0.021945 | 0.021945 | 0.021945 | 0.021945 | 0.021945 | 0.021945 | 0.021945 | 0.021945 | 0.021945 | 0 | 0 | 0 | 0 | 0 | 0 | 0 | 0 | 0
F3_Commercial_Office_Existing_Water Heating_Natural Gas_Water Heater_E4 | F3 | Commercial | Office | Existing | Water Heating | Natural Gas | Water Heater | E4 | System - kBTUs of Consumption | 0.022303 | 0.022303 | 0.022303 | 0.022303 | 0.022303 | 0.022303 | 0.022303 | 0.022303 | 0.022303 | 0.022303 | 0.022303 | 0.022303 | 0.022303 | 0.022303 | 0.022303 | 0.022303 | 0.022303 | 0.022303 | 0.022303 | 0.022303 | 0.022303 | 0.022303 | 0.022303 | 0.022303 | 0.022303 | 0.022303 | 0.022303 | 0.022303 | 0.022303 | 0.022303 | 0.022303 | 0.022303 | 0.022303 | 0 | 0 | 0 | 0 | 0 | 0 | 0 | 0 | 0
F3_Commercial_Office_Existing_Water Heating_Natural Gas_Water Heater_E5 | F3 | Commercial | Office | Existing | Water Heating | Natural Gas | Water Heater | E5 | System - kBTUs of Consumption | 0.022778 | 0.022778 | 0.022778 | 0.022778 | 0.022778 | 0.022778 | 0.022778 | 0.022778 | 0.022778 | 0.022778 | 0.022778 | 0.022778 | 0.022778 | 0.022778 | 0.022778 | 0.022778 | 0.022778 | 0.022778 | 0.022778 | 0.022778 | 0.022778 | 0.022778 | 0.022778 | 0.022778 | 0.022778 | 0.022778 | 0.022778 | 0.022778 | 0.022778 | 0.022778 | 0.022778 | 0.022778 | 0.022778 | 0 | 0 | 0 | 0 | 0 | 0 | 0 | 0 | 0
F3_Commercial_Office_Existing_Water Heating_Natural Gas_Water Heater_E6 | F3 | Commercial | Office | Existing | Water Heating | Natural Gas | Water Heater | E6 | System - kBTUs of Consumption | 0.019243 | 0.019243 | 0.019243 | 0.019243 | 0.019243 | 0.019243 | 0.019243 | 0.019243 | 0.019243 | 0.019243 | 0.019243 | 0.019243 | 0.019243 | 0.019243 | 0.019243 | 0.019243 | 0.019243 | 0.019243 | 0.019243 | 0.019243 | 0.019243 | 0.019243 | 0.019243 | 0.019243 | 0.019243 | 0.019243 | 0.019243 | 0.019243 | 0.019243 | 0.019243 | 0.019243 | 0.019243 | 0.019243 | 0 | 0 | 0 | 0 | 0 | 0 | 0 | 0 | 0
F3_Commercial_Office_Existing_Water Heating_Natural Gas_Water Heater_E7 | F3 | Commercial | Office | Existing | Water Heating | Natural Gas | Water Heater | E7 | System - kBTUs of Consumption | 0.024297 | 0.024297 | 0.024297 | 0.024297 | 0.024297 | 0.024297 | 0.024297 | 0.024297 | 0.024297 | 0.024297 | 0.024297 | 0.024297 | 0.024297 | 0.024297 | 0.024297 | 0.024297 | 0.024297 | 0.024297 | 0.024297 | 0.024297 | 0.024297 | 0.024297 | 0.024297 | 0.024297 | 0.024297 | 0.024297 | 0.024297 | 0.024297 | 0.024297 | 0.024297 | 0.024297 | 0.024297 | 0.024297 | 0 | 0 | 0 | 0 | 0 | 0 | 0 | 0 | 0
F3_Commercial_Office_Existing_Water Heating_Natural Gas_Water Heater_E8 | F3 | Commercial | Office | Existing | Water Heating | Natural Gas | Water Heater | E8 | System - kBTUs of Consumption | 0 | 0 | 0 | 0 | 0 | 0 | 0 | 0 | 0 | 0 | 0 | 0 | 0 | 0 | 0 | 0 | 0 | 0 | 0 | 0 | 0 | 0 | 0 | 0 | 0 | 0 | 0 | 0 | 0 | 0 | 0 | 0 | 0 | 0 | 0 | 0 | 0 | 0 | 0 | 0 | 0 | 0
F3_Commercial_Office_Existing_Water Heating_Natural Gas_Water Heater_E9 | F3 | Commercial | Office | Existing | Water Heating | Natural Gas | Water Heater | E9 | System - kBTUs of Consumption | 0 | 0 | 0 | 0 | 0 | 0 | 0 | 0 | 0 | 0 | 0 | 0 | 0 | 0 | 0 | 0 | 0 | 0 | 0 | 0 | 0 | 0 | 0 | 0 | 0 | 0 | 0 | 0 | 0 | 0 | 0 | 0 | 0 | 0 | 0 | 0 | 0 | 0 | 0 | 0 | 0 | 0
F3_Commercial_Office_Existing_Water Heating_Natural Gas_Water Heater_E10 | F3 | Commercial | Office | Existing | Water Heating | Natural Gas | Water Heater | E10 | System - kBTUs of Consumption | 0 | 0 | 0 | 0 | 0 | 0 | 0 | 0 | 0 | 0 | 0 | 0 | 0 | 0 | 0 | 0 | 0 | 0 | 0 | 0 | 0 | 0 | 0 | 0 | 0 | 0 | 0 | 0 | 0 | 0 | 0 | 0 | 0 | 0 | 0 | 0 | 0 | 0 | 0 | 0 | 0 | 0
F4_Commercial_Office_Existing_Water Heating_Natural Gas_Water Heater_E1 | F4 | Commercial | Office | Existing | Water Heating | Natural Gas | Water Heater | E1 | Utility - Cost of Equipment | 0.19752 | 0.19933 | 0.20147 | 0.20397 | 0.20688 | 0.21032 | 0.2131 | 0.21572 | 0.21831 | 0.2209 | 0.22328 | 0.22536 | 0.22746 | 0.22967 | 0.23223 | 0.23476 | 0.23756 | 0.24064 | 0.2439 | 0.24727 | 0.25072 | 0.25395 | 0.25691 | 0.25961 | 0.26199 | 0.26402 | 0.26544 | 0.26649 | 0.2674 | 0.26817 | 0.26893 | 0.26928 | 0.26928 | 0 | 0 | 0 | 0 | 0 | 0 | 0 | 0 | 0
F4_Commercial_Office_Existing_Water Heating_Natural Gas_Water Heater_E2 | F4 | Commercial | Office | Existing | Water Heating | Natural Gas | Water Heater | E2 | Utility - Cost of Equipment | 0.19508 | 0.19687 | 0.19899 | 0.20145 | 0.20432 | 0.20772 | 0.21047 | 0.21306 | 0.21561 | 0.21818 | 0.22052 | 0.22258 | 0.22465 | 0.22684 | 0.22936 | 0.23186 | 0.23462 | 0.23767 | 0.24089 | 0.24422 | 0.24762 | 0.25081 | 0.25374 | 0.2564 | 0.25876 | 0.26076 | 0.26217 | 0.2632 | 0.2641 | 0.26486 | 0.26561 | 0.26595 | 0.26595 | 0 | 0 | 0 | 0 | 0 | 0 | 0 | 0 | 0
F4_Commercial_Office_Existing_Water Heating_Natural Gas_Water Heater_E3 | F4 | Commercial | Office | Existing | Water Heating | Natural Gas | Water Heater | E3 | Utility - Cost of Equipment | 0.17957 | 0.18121 | 0.18316 | 0.18542 | 0.18807 | 0.1912 | 0.19373 | 0.19611 | 0.19846 | 0.20082 | 0.20298 | 0.20488 | 0.20678 | 0.20879 | 0.21111 | 0.21342 | 0.21596 | 0.21876 | 0.22173 | 0.22479 | 0.22792 | 0.23086 | 0.23355 | 0.23601 | 0.23817 | 0.24002 | 0.24131 | 0.24227 | 0.24309 | 0.24379 | 0.24448 | 0.2448 | 0.2448 | 0 | 0 | 0 | 0 | 0 | 0 | 0 | 0 | 0
F4_Commercial_Office_Existing_Water Heating_Natural Gas_Water Heater_E4 | F4 | Commercial | Office | Existing | Water Heating | Natural Gas | Water Heater | E4 | Utility - Cost of Equipment | 0.1681 | 0.16964 | 0.17147 | 0.17359 | 0.17606 | 0.17899 | 0.18136 | 0.18359 | 0.18579 | 0.188 | 0.19002 | 0.1918 | 0.19358 | 0.19547 | 0.19764 | 0.1998 | 0.20218 | 0.2048 | 0.20758 | 0.21045 | 0.21338 | 0.21613 | 0.21865 | 0.22094 | 0.22297 | 0.2247 | 0.22591 | 0.2268 | 0.22757 | 0.22823 | 0.22888 | 0.22917 | 0.22917 | 0 | 0 | 0 | 0 | 0 | 0 | 0 | 0 | 0
F4_Commercial_Office_Existing_Water Heating_Natural Gas_Water Heater_E5 | F4 | Commercial | Office | Existing | Water Heating | Natural Gas | Water Heater | E5 | Utility - Cost of Equipment | 0.1646 | 0.16611 | 0.1679 | 0.16997 | 0.1724 | 0.17526 | 0.17758 | 0.17977 | 0.18192 | 0.18409 | 0.18607 | 0.1878 | 0.18955 | 0.19139 | 0.19352 | 0.19563 | 0.19796 | 0.20053 | 0.20325 | 0.20606 | 0.20893 | 0.21162 | 0.21409 | 0.21634 | 0.21832 | 0.22002 | 0.2212 | 0.22208 | 0.22283 | 0.22347 | 0.22411 | 0.2244 | 0.2244 | 0 | 0 | 0 | 0 | 0 | 0 | 0 | 0 | 0
F4_Commercial_Office_Existing_Water Heating_Natural Gas_Water Heater_E6 | F4 | Commercial | Office | Existing | Water Heating | Natural Gas | Water Heater | E6 | Utility - Cost of Equipment | 0.16124 | 0.16272 | 0.16447 | 0.1665 | 0.16888 | 0.17169 | 0.17396 | 0.1761 | 0.17821 | 0.18033 | 0.18227 | 0.18397 | 0.18568 | 0.18749 | 0.18957 | 0.19164 | 0.19392 | 0.19644 | 0.19911 | 0.20186 | 0.20467 | 0.2073 | 0.20972 | 0.21192 | 0.21387 | 0.21553 | 0.21669 | 0.21755 | 0.21828 | 0.21891 | 0.21954 | 0.21982 | 0.21982 | 0 | 0 | 0 | 0 | 0 | 0 | 0 | 0 | 0
F4_Commercial_Office_Existing_Water Heating_Natural Gas_Water Heater_E7 | F4 | Commercial | Office | Existing | Water Heating | Natural Gas | Water Heater | E7 | Utility - Cost of Equipment | 0.15142 | 0.1529 | 0.15454 | 0.15633 | 0.15835 | 0.16071 | 0.16268 | 0.16458 | 0.16654 | 0.16856 | 0.17051 | 0.17232 | 0.17415 | 0.17603 | 0.17807 | 0.18003 | 0.18212 | 0.18432 | 0.18658 | 0.18887 | 0.19116 | 0.1933 | 0.19522 | 0.19692 | 0.1984 | 0.19965 | 0.20054 | 0.20119 | 0.20175 | 0.20222 | 0.20269 | 0.20291 | 0.20291 | 0 | 0 | 0 | 0 | 0 | 0 | 0 | 0 | 0
F4_Commercial_Office_Existing_Water Heating_Natural Gas_Water Heater_E8 | F4 | Commercial | Office | Existing | Water Heating | Natural Gas | Water Heater | E8 | Utility - Cost of Equipment | 0 | 0 | 0 | 0 | 0 | 0 | 0 | 0 | 0 | 0 | 0 | 0 | 0 | 0 | 0 | 0 | 0 | 0 | 0 | 0 | 0 | 0 | 0 | 0 | 0 | 0 | 0 | 0 | 0 | 0 | 0 | 0 | 0 | 0 | 0 | 0 | 0 | 0 | 0 | 0 | 0 | 0
F4_Commercial_Office_Existing_Water Heating_Natural Gas_Water Heater_E9 | F4 | Commercial | Office | Existing | Water Heating | Natural Gas | Water Heater | E9 | Utility - Cost of Equipment | 0 | 0 | 0 | 0 | 0 | 0 | 0 | 0 | 0 | 0 | 0 | 0 | 0 | 0 | 0 | 0 | 0 | 0 | 0 | 0 | 0 | 0 | 0 | 0 | 0 | 0 | 0 | 0 | 0 | 0 | 0 | 0 | 0 | 0 | 0 | 0 | 0 | 0 | 0 | 0 | 0 | 0
F4_Commercial_Office_Existing_Water Heating_Natural Gas_Water Heater_E10 | F4 | Commercial | Office | Existing | Water Heating | Natural Gas | Water Heater | E10 | Utility - Cost of Equipment | 0 | 0 | 0 | 0 | 0 | 0 | 0 | 0 | 0 | 0 | 0 | 0 | 0 | 0 | 0 | 0 | 0 | 0 | 0 | 0 | 0 | 0 | 0 | 0 | 0 | 0 | 0 | 0 | 0 | 0 | 0 | 0 | 0 | 0 | 0 | 0 | 0 | 0 | 0 | 0 | 0 | 0
F5_Commercial_Office_Existing_Water Heating_Natural Gas_Water Heater_E1 | F5 | Commercial | Office | Existing | Water Heating | Natural Gas | Water Heater | E1 | Utility - Cost of Operation | 0.021592 | 0.021592 | 0.021592 | 0.021592 | 0.021592 | 0.021592 | 0.021592 | 0.021592 | 0.021592 | 0.021592 | 0.021592 | 0.021592 | 0.021592 | 0.021592 | 0.021592 | 0.021592 | 0.021592 | 0.021592 | 0.021592 | 0.021592 | 0.021592 | 0.021592 | 0.021592 | 0.021592 | 0.021592 | 0.021592 | 0.021592 | 0.021592 | 0.021592 | 0.021592 | 0.021592 | 0.021592 | 0.021592 | 0 | 0 | 0 | 0 | 0 | 0 | 0 | 0 | 0
F5_Commercial_Office_Existing_Water Heating_Natural Gas_Water Heater_E2 | F5 | Commercial | Office | Existing | Water Heating | Natural Gas | Water Heater | E2 | Utility - Cost of Operation | 0.021587 | 0.021587 | 0.021587 | 0.021587 | 0.021587 | 0.021587 | 0.021587 | 0.021587 | 0.021587 | 0.021587 | 0.021587 | 0.021587 | 0.021587 | 0.021587 | 0.021587 | 0.021587 | 0.021587 | 0.021587 | 0.021587 | 0.021587 | 0.021587 | 0.021587 | 0.021587 | 0.021587 | 0.021587 | 0.021587 | 0.021587 | 0.021587 | 0.021587 | 0.021587 | 0.021587 | 0.021587 | 0.021587 | 0 | 0 | 0 | 0 | 0 | 0 | 0 | 0 | 0
F5_Commercial_Office_Existing_Water Heating_Natural Gas_Water Heater_E3 | F5 | Commercial | Office | Existing | Water Heating | Natural Gas | Water Heater | E3 | Utility - Cost of Operation | 0.021945 | 0.021945 | 0.021945 | 0.021945 | 0.021945 | 0.021945 | 0.021945 | 0.021945 | 0.021945 | 0.021945 | 0.021945 | 0.021945 | 0.021945 | 0.021945 | 0.021945 | 0.021945 | 0.021945 | 0.021945 | 0.021945 | 0.021945 | 0.021945 | 0.021945 | 0.021945 | 0.021945 | 0.021945 | 0.021945 | 0.021945 | 0.021945 | 0.021945 | 0.021945 | 0.021945 | 0.021945 | 0.021945 | 0 | 0 | 0 | 0 | 0 | 0 | 0 | 0 | 0
F5_Commercial_Office_Existing_Water Heating_Natural Gas_Water Heater_E4 | F5 | Commercial | Office | Existing | Water Heating | Natural Gas | Water Heater | E4 | Utility - Cost of Operation | 0.022303 | 0.022303 | 0.022303 | 0.022303 | 0.022303 | 0.022303 | 0.022303 | 0.022303 | 0.022303 | 0.022303 | 0.022303 | 0.022303 | 0.022303 | 0.022303 | 0.022303 | 0.022303 | 0.022303 | 0.022303 | 0.022303 | 0.022303 | 0.022303 | 0.022303 | 0.022303 | 0.022303 | 0.022303 | 0.022303 | 0.022303 | 0.022303 | 0.022303 | 0.022303 | 0.022303 | 0.022303 | 0.022303 | 0 | 0 | 0 | 0 | 0 | 0 | 0 | 0 | 0
F5_Commercial_Office_Existing_Water Heating_Natural Gas_Water Heater_E5 | F5 | Commercial | Office | Existing | Water Heating | Natural Gas | Water Heater | E5 | Utility - Cost of Operation | 0.022778 | 0.022778 | 0.022778 | 0.022778 | 0.022778 | 0.022778 | 0.022778 | 0.022778 | 0.022778 | 0.022778 | 0.022778 | 0.022778 | 0.022778 | 0.022778 | 0.022778 | 0.022778 | 0.022778 | 0.022778 | 0.022778 | 0.022778 | 0.022778 | 0.022778 | 0.022778 | 0.022778 | 0.022778 | 0.022778 | 0.022778 | 0.022778 | 0.022778 | 0.022778 | 0.022778 | 0.022778 | 0.022778 | 0 | 0 | 0 | 0 | 0 | 0 | 0 | 0 | 0
F5_Commercial_Office_Existing_Water Heating_Natural Gas_Water Heater_E6 | F5 | Commercial | Office | Existing | Water Heating | Natural Gas | Water Heater | E6 | Utility - Cost of Operation | 0.019243 | 0.019243 | 0.019243 | 0.019243 | 0.019243 | 0.019243 | 0.019243 | 0.019243 | 0.019243 | 0.019243 | 0.019243 | 0.019243 | 0.019243 | 0.019243 | 0.019243 | 0.019243 | 0.019243 | 0.019243 | 0.019243 | 0.019243 | 0.019243 | 0.019243 | 0.019243 | 0.019243 | 0.019243 | 0.019243 | 0.019243 | 0.019243 | 0.019243 | 0.019243 | 0.019243 | 0.019243 | 0.019243 | 0 | 0 | 0 | 0 | 0 | 0 | 0 | 0 | 0
F5_Commercial_Office_Existing_Water Heating_Natural Gas_Water Heater_E7 | F5 | Commercial | Office | Existing | Water Heating | Natural Gas | Water Heater | E7 | Utility - Cost of Operation | 0.024297 | 0.024297 | 0.024297 | 0.024297 | 0.024297 | 0.024297 | 0.024297 | 0.024297 | 0.024297 | 0.024297 | 0.024297 | 0.024297 | 0.024297 | 0.024297 | 0.024297 | 0.024297 | 0.024297 | 0.024297 | 0.024297 | 0.024297 | 0.024297 | 0.024297 | 0.024297 | 0.024297 | 0.024297 | 0.024297 | 0.024297 | 0.024297 | 0.024297 | 0.024297 | 0.024297 | 0.024297 | 0.024297 | 0 | 0 | 0 | 0 | 0 | 0 | 0 | 0 | 0
F5_Commercial_Office_Existing_Water Heating_Natural Gas_Water Heater_E8 | F5 | Commercial | Office | Existing | Water Heating | Natural Gas | Water Heater | E8 | Utility - Cost of Operation | 0 | 0 | 0 | 0 | 0 | 0 | 0 | 0 | 0 | 0 | 0 | 0 | 0 | 0 | 0 | 0 | 0 | 0 | 0 | 0 | 0 | 0 | 0 | 0 | 0 | 0 | 0 | 0 | 0 | 0 | 0 | 0 | 0 | 0 | 0 | 0 | 0 | 0 | 0 | 0 | 0 | 0
F5_Commercial_Office_Existing_Water Heating_Natural Gas_Water Heater_E9 | F5 | Commercial | Office | Existing | Water Heating | Natural Gas | Water Heater | E9 | Utility - Cost of Operation | 0 | 0 | 0 | 0 | 0 | 0 | 0 | 0 | 0 | 0 | 0 | 0 | 0 | 0 | 0 | 0 | 0 | 0 | 0 | 0 | 0 | 0 | 0 | 0 | 0 | 0 | 0 | 0 | 0 | 0 | 0 | 0 | 0 | 0 | 0 | 0 | 0 | 0 | 0 | 0 | 0 | 0
F5_Commercial_Office_Existing_Water Heating_Natural Gas_Water Heater_E10 | F5 | Commercial | Office | Existing | Water Heating | Natural Gas | Water Heater | E10 | Utility - Cost of Operation | 0 | 0 | 0 | 0 | 0 | 0 | 0 | 0 | 0 | 0 | 0 | 0 | 0 | 0 | 0 | 0 | 0 | 0 | 0 | 0 | 0 | 0 | 0 | 0 | 0 | 0 | 0 | 0 | 0 | 0 | 0 | 0 | 0 | 0 | 0 | 0 | 0 | 0 | 0 | 0 | 0 | 0
F6_Commercial_Office_Existing_Water Heating_Natural Gas_Water Heater_E1 | F6 | Commercial | Office | Existing | Water Heating | Natural Gas | Water Heater | E1 | Utility - Value of Sales | 0.15322 | 0.15322 | 0.15322 | 0.15322 | 0.15322 | 0.15322 | 0.15322 | 0.15322 | 0.15322 | 0.15322 | 0.15322 | 0.15322 | 0.15322 | 0.15322 | 0.15322 | 0.15322 | 0.15322 | 0.15322 | 0.15322 | 0.15322 | 0.15322 | 0.15322 | 0.15322 | 0.15322 | 0.15322 | 0.15322 | 0.15322 | 0.15322 | 0.15322 | 0.15322 | 0.15322 | 0.15322 | 0.15322 | 0 | 0 | 0 | 0 | 0 | 0 | 0 | 0 | 0
F6_Commercial_Office_Existing_Water Heating_Natural Gas_Water Heater_E2 | F6 | Commercial | Office | Existing | Water Heating | Natural Gas | Water Heater | E2 | Utility - Value of Sales | 0.15132 | 0.15132 | 0.15132 | 0.15132 | 0.15132 | 0.15132 | 0.15132 | 0.15132 | 0.15132 | 0.15132 | 0.15132 | 0.15132 | 0.15132 | 0.15132 | 0.15132 | 0.15132 | 0.15132 | 0.15132 | 0.15132 | 0.15132 | 0.15132 | 0.15132 | 0.15132 | 0.15132 | 0.15132 | 0.15132 | 0.15132 | 0.15132 | 0.15132 | 0.15132 | 0.15132 | 0.15132 | 0.15132 | 0 | 0 | 0 | 0 | 0 | 0 | 0 | 0 | 0
F6_Commercial_Office_Existing_Water Heating_Natural Gas_Water Heater_E3 | F6 | Commercial | Office | Existing | Water Heating | Natural Gas | Water Heater | E3 | Utility - Value of Sales | 0.13929 | 0.13929 | 0.13929 | 0.13929 | 0.13929 | 0.13929 | 0.13929 | 0.13929 | 0.13929 | 0.13929 | 0.13929 | 0.13929 | 0.13929 | 0.13929 | 0.13929 | 0.13929 | 0.13929 | 0.13929 | 0.13929 | 0.13929 | 0.13929 | 0.13929 | 0.13929 | 0.13929 | 0.13929 | 0.13929 | 0.13929 | 0.13929 | 0.13929 | 0.13929 | 0.13929 | 0.13929 | 0.13929 | 0 | 0 | 0 | 0 | 0 | 0 | 0 | 0 | 0
F6_Commercial_Office_Existing_Water Heating_Natural Gas_Water Heater_E4 | F6 | Commercial | Office | Existing | Water Heating | Natural Gas | Water Heater | E4 | Utility - Value of Sales | 0.1304 | 0.1304 | 0.1304 | 0.1304 | 0.1304 | 0.1304 | 0.1304 | 0.1304 | 0.1304 | 0.1304 | 0.1304 | 0.1304 | 0.1304 | 0.1304 | 0.1304 | 0.1304 | 0.1304 | 0.1304 | 0.1304 | 0.1304 | 0.1304 | 0.1304 | 0.1304 | 0.1304 | 0.1304 | 0.1304 | 0.1304 | 0.1304 | 0.1304 | 0.1304 | 0.1304 | 0.1304 | 0.1304 | 0 | 0 | 0 | 0 | 0 | 0 | 0 | 0 | 0
F6_Commercial_Office_Existing_Water Heating_Natural Gas_Water Heater_E5 | F6 | Commercial | Office | Existing | Water Heating | Natural Gas | Water Heater | E5 | Utility - Value of Sales | 0.12768 | 0.12768 | 0.12768 | 0.12768 | 0.12768 | 0.12768 | 0.12768 | 0.12768 | 0.12768 | 0.12768 | 0.12768 | 0.12768 | 0.12768 | 0.12768 | 0.12768 | 0.12768 | 0.12768 | 0.12768 | 0.12768 | 0.12768 | 0.12768 | 0.12768 | 0.12768 | 0.12768 | 0.12768 | 0.12768 | 0.12768 | 0.12768 | 0.12768 | 0.12768 | 0.12768 | 0.12768 | 0.12768 | 0 | 0 | 0 | 0 | 0 | 0 | 0 | 0 | 0
F6_Commercial_Office_Existing_Water Heating_Natural Gas_Water Heater_E6 | F6 | Commercial | Office | Existing | Water Heating | Natural Gas | Water Heater | E6 | Utility - Value of Sales | 0.12507 | 0.12507 | 0.12507 | 0.12507 | 0.12507 | 0.12507 | 0.12507 | 0.12507 | 0.12507 | 0.12507 | 0.12507 | 0.12507 | 0.12507 | 0.12507 | 0.12507 | 0.12507 | 0.12507 | 0.12507 | 0.12507 | 0.12507 | 0.12507 | 0.12507 | 0.12507 | 0.12507 | 0.12507 | 0.12507 | 0.12507 | 0.12507 | 0.12507 | 0.12507 | 0.12507 | 0.12507 | 0.12507 | 0 | 0 | 0 | 0 | 0 | 0 | 0 | 0 | 0
F6_Commercial_Office_Existing_Water Heating_Natural Gas_Water Heater_E7 | F6 | Commercial | Office | Existing | Water Heating | Natural Gas | Water Heater | E7 | Utility - Value of Sales | 0.11563 | 0.11563 | 0.11563 | 0.11563 | 0.11563 | 0.11563 | 0.11563 | 0.11563 | 0.11563 | 0.11563 | 0.11563 | 0.11563 | 0.11563 | 0.11563 | 0.11563 | 0.11563 | 0.11563 | 0.11563 | 0.11563 | 0.11563 | 0.11563 | 0.11563 | 0.11563 | 0.11563 | 0.11563 | 0.11563 | 0.11563 | 0.11563 | 0.11563 | 0.11563 | 0.11563 | 0.11563 | 0.11563 | 0 | 0 | 0 | 0 | 0 | 0 | 0 | 0 | 0
F6_Commercial_Office_Existing_Water Heating_Natural Gas_Water Heater_E8 | F6 | Commercial | Office | Existing | Water Heating | Natural Gas | Water Heater | E8 | Utility - Value of Sales | 0 | 0 | 0 | 0 | 0 | 0 | 0 | 0 | 0 | 0 | 0 | 0 | 0 | 0 | 0 | 0 | 0 | 0 | 0 | 0 | 0 | 0 | 0 | 0 | 0 | 0 | 0 | 0 | 0 | 0 | 0 | 0 | 0 | 0 | 0 | 0 | 0 | 0 | 0 | 0 | 0 | 0
F6_Commercial_Office_Existing_Water Heating_Natural Gas_Water Heater_E9 | F6 | Commercial | Office | Existing | Water Heating | Natural Gas | Water Heater | E9 | Utility - Value of Sales | 0 | 0 | 0 | 0 | 0 | 0 | 0 | 0 | 0 | 0 | 0 | 0 | 0 | 0 | 0 | 0 | 0 | 0 | 0 | 0 | 0 | 0 | 0 | 0 | 0 | 0 | 0 | 0 | 0 | 0 | 0 | 0 | 0 | 0 | 0 | 0 | 0 | 0 | 0 | 0 | 0 | 0
F6_Commercial_Office_Existing_Water Heating_Natural Gas_Water Heater_E10 | F6 | Commercial | Office | Existing | Water Heating | Natural Gas | Water Heater | E10 | Utility - Value of Sales | 0 | 0 | 0 | 0 | 0 | 0 | 0 | 0 | 0 | 0 | 0 | 0 | 0 | 0 | 0 | 0 | 0 | 0 | 0 | 0 | 0 | 0 | 0 | 0 | 0 | 0 | 0 | 0 | 0 | 0 | 0 | 0 | 0 | 0 | 0 | 0 | 0 | 0 | 0 | 0 | 0 | 0
F1_Commercial_Office_Existing_Food Preparation_Natural Gas_Oven_E1 | F1 | Commercial | Office | Existing | Food Preparation | Natural Gas | Oven | E1 | RVT - Cost of Equipment | 0.16984 | 0.17113 | 0.17258 | 0.17417 | 0.17598 | 0.17808 | 0.17978 | 0.18142 | 0.18307 | 0.1848 | 0.18645 | 0.18796 | 0.18951 | 0.19113 | 0.19293 | 0.19468 | 0.19654 | 0.1985 | 0.20055 | 0.20264 | 0.20474 | 0.20671 | 0.20849 | 0.21006 | 0.21142 | 0.21259 | 0.2134 | 0.214 | 0.21453 | 0.21497 | 0.21541 | 0.21561 | 0.21561 | 0 | 0 | 0 | 0 | 0 | 0 | 0 | 0 | 0
F1_Commercial_Office_Existing_Food Preparation_Natural Gas_Oven_E2 | F1 | Commercial | Office | Existing | Food Preparation | Natural Gas | Oven | E2 | RVT - Cost of Equipment | 0.14756 | 0.14869 | 0.14994 | 0.15133 | 0.1529 | 0.15473 | 0.1562 | 0.15762 | 0.15906 | 0.16056 | 0.162 | 0.16331 | 0.16465 | 0.16607 | 0.16762 | 0.16915 | 0.17076 | 0.17247 | 0.17425 | 0.17607 | 0.17789 | 0.1796 | 0.18115 | 0.18251 | 0.18369 | 0.18471 | 0.18541 | 0.18594 | 0.18639 | 0.18678 | 0.18716 | 0.18733 | 0.18733 | 0 | 0 | 0 | 0 | 0 | 0 | 0 | 0 | 0
F1_Commercial_Office_Existing_Food Preparation_Natural Gas_Oven_E3 | F1 | Commercial | Office | Existing | Food Preparation | Natural Gas | Oven | E3 | RVT - Cost of Equipment | 0 | 0 | 0 | 0 | 0 | 0 | 0 | 0 | 0 | 0 | 0 | 0 | 0 | 0 | 0 | 0 | 0 | 0 | 0 | 0 | 0 | 0 | 0 | 0 | 0 | 0 | 0 | 0 | 0 | 0 | 0 | 0 | 0 | 0 | 0 | 0 | 0 | 0 | 0 | 0 | 0 | 0
F1_Commercial_Office_Existing_Food Preparation_Natural Gas_Oven_E4 | F1 | Commercial | Office | Existing | Food Preparation | Natural Gas | Oven | E4 | RVT - Cost of Equipment | 0 | 0 | 0 | 0 | 0 | 0 | 0 | 0 | 0 | 0 | 0 | 0 | 0 | 0 | 0 | 0 | 0 | 0 | 0 | 0 | 0 | 0 | 0 | 0 | 0 | 0 | 0 | 0 | 0 | 0 | 0 | 0 | 0 | 0 | 0 | 0 | 0 | 0 | 0 | 0 | 0 | 0
F1_Commercial_Office_Existing_Food Preparation_Natural Gas_Oven_E5 | F1 | Commercial | Office | Existing | Food Preparation | Natural Gas | Oven | E5 | RVT - Cost of Equipment | 0 | 0 | 0 | 0 | 0 | 0 | 0 | 0 | 0 | 0 | 0 | 0 | 0 | 0 | 0 | 0 | 0 | 0 | 0 | 0 | 0 | 0 | 0 | 0 | 0 | 0 | 0 | 0 | 0 | 0 | 0 | 0 | 0 | 0 | 0 | 0 | 0 | 0 | 0 | 0 | 0 | 0
F1_Commercial_Office_Existing_Food Preparation_Natural Gas_Oven_E6 | F1 | Commercial | Office | Existing | Food Preparation | Natural Gas | Oven | E6 | RVT - Cost of Equipment | 0 | 0 | 0 | 0 | 0 | 0 | 0 | 0 | 0 | 0 | 0 | 0 | 0 | 0 | 0 | 0 | 0 | 0 | 0 | 0 | 0 | 0 | 0 | 0 | 0 | 0 | 0 | 0 | 0 | 0 | 0 | 0 | 0 | 0 | 0 | 0 | 0 | 0 | 0 | 0 | 0 | 0
F1_Commercial_Office_Existing_Food Preparation_Natural Gas_Oven_E7 | F1 | Commercial | Office | Existing | Food Preparation | Natural Gas | Oven | E7 | RVT - Cost of Equipment | 0 | 0 | 0 | 0 | 0 | 0 | 0 | 0 | 0 | 0 | 0 | 0 | 0 | 0 | 0 | 0 | 0 | 0 | 0 | 0 | 0 | 0 | 0 | 0 | 0 | 0 | 0 | 0 | 0 | 0 | 0 | 0 | 0 | 0 | 0 | 0 | 0 | 0 | 0 | 0 | 0 | 0
F1_Commercial_Office_Existing_Food Preparation_Natural Gas_Oven_E8 | F1 | Commercial | Office | Existing | Food Preparation | Natural Gas | Oven | E8 | RVT - Cost of Equipment | 0 | 0 | 0 | 0 | 0 | 0 | 0 | 0 | 0 | 0 | 0 | 0 | 0 | 0 | 0 | 0 | 0 | 0 | 0 | 0 | 0 | 0 | 0 | 0 | 0 | 0 | 0 | 0 | 0 | 0 | 0 | 0 | 0 | 0 | 0 | 0 | 0 | 0 | 0 | 0 | 0 | 0
F1_Commercial_Office_Existing_Food Preparation_Natural Gas_Oven_E9 | F1 | Commercial | Office | Existing | Food Preparation | Natural Gas | Oven | E9 | RVT - Cost of Equipment | 0 | 0 | 0 | 0 | 0 | 0 | 0 | 0 | 0 | 0 | 0 | 0 | 0 | 0 | 0 | 0 | 0 | 0 | 0 | 0 | 0 | 0 | 0 | 0 | 0 | 0 | 0 | 0 | 0 | 0 | 0 | 0 | 0 | 0 | 0 | 0 | 0 | 0 | 0 | 0 | 0 | 0
F1_Commercial_Office_Existing_Food Preparation_Natural Gas_Oven_E10 | F1 | Commercial | Office | Existing | Food Preparation | Natural Gas | Oven | E10 | RVT - Cost of Equipment | 0 | 0 | 0 | 0 | 0 | 0 | 0 | 0 | 0 | 0 | 0 | 0 | 0 | 0 | 0 | 0 | 0 | 0 | 0 | 0 | 0 | 0 | 0 | 0 | 0 | 0 | 0 | 0 | 0 | 0 | 0 | 0 | 0 | 0 | 0 | 0 | 0 | 0 | 0 | 0 | 0 | 0
F2_Commercial_Office_Existing_Food Preparation_Natural Gas_Oven_E1 | F2 | Commercial | Office | Existing | Food Preparation | Natural Gas | Oven | E1 | RVT - Cost of Operation | 0.20347 | 0.20503 | 0.20676 | 0.20866 | 0.21084 | 0.21335 | 0.21539 | 0.21735 | 0.21933 | 0.2214 | 0.22338 | 0.22519 | 0.22704 | 0.22899 | 0.23114 | 0.23324 | 0.23547 | 0.23782 | 0.24027 | 0.24278 | 0.2453 | 0.24766 | 0.24979 | 0.25167 | 0.2533 | 0.2547 | 0.25567 | 0.25639 | 0.25702 | 0.25755 | 0.25808 | 0.25831 | 0.25831 | 0 | 0 | 0 | 0 | 0 | 0 | 0 | 0 | 0
F2_Commercial_Office_Existing_Food Preparation_Natural Gas_Oven_E2 | F2 | Commercial | Office | Existing | Food Preparation | Natural Gas | Oven | E2 | RVT - Cost of Operation | 0.17679 | 0.17814 | 0.17964 | 0.1813 | 0.18319 | 0.18537 | 0.18714 | 0.18884 | 0.19057 | 0.19237 | 0.19408 | 0.19566 | 0.19727 | 0.19896 | 0.20082 | 0.20265 | 0.20459 | 0.20663 | 0.20876 | 0.21094 | 0.21313 | 0.21518 | 0.21703 | 0.21866 | 0.22008 | 0.22129 | 0.22214 | 0.22277 | 0.22331 | 0.22377 | 0.22423 | 0.22444 | 0.22444 | 0 | 0 | 0 | 0 | 0 | 0 | 0 | 0 | 0
F2_Commercial_Office_Existing_Food Preparation_Natural Gas_Oven_E3 | F2 | Commercial | Office | Existing | Food Preparation | Natural Gas | Oven | E3 | RVT - Cost of Operation | 0 | 0 | 0 | 0 | 0 | 0 | 0 | 0 | 0 | 0 | 0 | 0 | 0 | 0 | 0 | 0 | 0 | 0 | 0 | 0 | 0 | 0 | 0 | 0 | 0 | 0 | 0 | 0 | 0 | 0 | 0 | 0 | 0 | 0 | 0 | 0 | 0 | 0 | 0 | 0 | 0 | 0
F2_Commercial_Office_Existing_Food Preparation_Natural Gas_Oven_E4 | F2 | Commercial | Office | Existing | Food Preparation | Natural Gas | Oven | E4 | RVT - Cost of Operation | 0 | 0 | 0 | 0 | 0 | 0 | 0 | 0 | 0 | 0 | 0 | 0 | 0 | 0 | 0 | 0 | 0 | 0 | 0 | 0 | 0 | 0 | 0 | 0 | 0 | 0 | 0 | 0 | 0 | 0 | 0 | 0 | 0 | 0 | 0 | 0 | 0 | 0 | 0 | 0 | 0 | 0
F2_Commercial_Office_Existing_Food Preparation_Natural Gas_Oven_E5 | F2 | Commercial | Office | Existing | Food Preparation | Natural Gas | Oven | E5 | RVT - Cost of Operation | 0 | 0 | 0 | 0 | 0 | 0 | 0 | 0 | 0 | 0 | 0 | 0 | 0 | 0 | 0 | 0 | 0 | 0 | 0 | 0 | 0 | 0 | 0 | 0 | 0 | 0 | 0 | 0 | 0 | 0 | 0 | 0 | 0 | 0 | 0 | 0 | 0 | 0 | 0 | 0 | 0 | 0
F2_Commercial_Office_Existing_Food Preparation_Natural Gas_Oven_E6 | F2 | Commercial | Office | Existing | Food Preparation | Natural Gas | Oven | E6 | RVT - Cost of Operation | 0 | 0 | 0 | 0 | 0 | 0 | 0 | 0 | 0 | 0 | 0 | 0 | 0 | 0 | 0 | 0 | 0 | 0 | 0 | 0 | 0 | 0 | 0 | 0 | 0 | 0 | 0 | 0 | 0 | 0 | 0 | 0 | 0 | 0 | 0 | 0 | 0 | 0 | 0 | 0 | 0 | 0
F2_Commercial_Office_Existing_Food Preparation_Natural Gas_Oven_E7 | F2 | Commercial | Office | Existing | Food Preparation | Natural Gas | Oven | E7 | RVT - Cost of Operation | 0 | 0 | 0 | 0 | 0 | 0 | 0 | 0 | 0 | 0 | 0 | 0 | 0 | 0 | 0 | 0 | 0 | 0 | 0 | 0 | 0 | 0 | 0 | 0 | 0 | 0 | 0 | 0 | 0 | 0 | 0 | 0 | 0 | 0 | 0 | 0 | 0 | 0 | 0 | 0 | 0 | 0
F2_Commercial_Office_Existing_Food Preparation_Natural Gas_Oven_E8 | F2 | Commercial | Office | Existing | Food Preparation | Natural Gas | Oven | E8 | RVT - Cost of Operation | 0 | 0 | 0 | 0 | 0 | 0 | 0 | 0 | 0 | 0 | 0 | 0 | 0 | 0 | 0 | 0 | 0 | 0 | 0 | 0 | 0 | 0 | 0 | 0 | 0 | 0 | 0 | 0 | 0 | 0 | 0 | 0 | 0 | 0 | 0 | 0 | 0 | 0 | 0 | 0 | 0 | 0
F2_Commercial_Office_Existing_Food Preparation_Natural Gas_Oven_E9 | F2 | Commercial | Office | Existing | Food Preparation | Natural Gas | Oven | E9 | RVT - Cost of Operation | 0 | 0 | 0 | 0 | 0 | 0 | 0 | 0 | 0 | 0 | 0 | 0 | 0 | 0 | 0 | 0 | 0 | 0 | 0 | 0 | 0 | 0 | 0 | 0 | 0 | 0 | 0 | 0 | 0 | 0 | 0 | 0 | 0 | 0 | 0 | 0 | 0 | 0 | 0 | 0 | 0 | 0
F2_Commercial_Office_Existing_Food Preparation_Natural Gas_Oven_E10 | F2 | Commercial | Office | Existing | Food Preparation | Natural Gas | Oven | E10 | RVT - Cost of Operation | 0 | 0 | 0 | 0 | 0 | 0 | 0 | 0 | 0 | 0 | 0 | 0 | 0 | 0 | 0 | 0 | 0 | 0 | 0 | 0 | 0 | 0 | 0 | 0 | 0 | 0 | 0 | 0 | 0 | 0 | 0 | 0 | 0 | 0 | 0 | 0 | 0 | 0 | 0 | 0 | 0 | 0
F3_Commercial_Office_Existing_Food Preparation_Natural Gas_Oven_E1 | F3 | Commercial | Office | Existing | Food Preparation | Natural Gas | Oven | E1 | System - kBTUs of Consumption | 0.13062 | 0.13062 | 0.13062 | 0.13062 | 0.13062 | 0.13062 | 0.13062 | 0.13062 | 0.13062 | 0.13062 | 0.13062 | 0.13062 | 0.13062 | 0.13062 | 0.13062 | 0.13062 | 0.13062 | 0.13062 | 0.13062 | 0.13062 | 0.13062 | 0.13062 | 0.13062 | 0.13062 | 0.13062 | 0.13062 | 0.13062 | 0.13062 | 0.13062 | 0.13062 | 0.13062 | 0.13062 | 0.13062 | 0 | 0 | 0 | 0 | 0 | 0 | 0 | 0 | 0
F3_Commercial_Office_Existing_Food Preparation_Natural Gas_Oven_E2 | F3 | Commercial | Office | Existing | Food Preparation | Natural Gas | Oven | E2 | System - kBTUs of Consumption | 0.1376 | 0.1376 | 0.1376 | 0.1376 | 0.1376 | 0.1376 | 0.1376 | 0.1376 | 0.1376 | 0.1376 | 0.1376 | 0.1376 | 0.1376 | 0.1376 | 0.1376 | 0.1376 | 0.1376 | 0.1376 | 0.1376 | 0.1376 | 0.1376 | 0.1376 | 0.1376 | 0.1376 | 0.1376 | 0.1376 | 0.1376 | 0.1376 | 0.1376 | 0.1376 | 0.1376 | 0.1376 | 0.1376 | 0 | 0 | 0 | 0 | 0 | 0 | 0 | 0 | 0
F3_Commercial_Office_Existing_Food Preparation_Natural Gas_Oven_E3 | F3 | Commercial | Office | Existing | Food Preparation | Natural Gas | Oven | E3 | System - kBTUs of Consumption | 0 | 0 | 0 | 0 | 0 | 0 | 0 | 0 | 0 | 0 | 0 | 0 | 0 | 0 | 0 | 0 | 0 | 0 | 0 | 0 | 0 | 0 | 0 | 0 | 0 | 0 | 0 | 0 | 0 | 0 | 0 | 0 | 0 | 0 | 0 | 0 | 0 | 0 | 0 | 0 | 0 | 0
F3_Commercial_Office_Existing_Food Preparation_Natural Gas_Oven_E4 | F3 | Commercial | Office | Existing | Food Preparation | Natural Gas | Oven | E4 | System - kBTUs of Consumption | 0 | 0 | 0 | 0 | 0 | 0 | 0 | 0 | 0 | 0 | 0 | 0 | 0 | 0 | 0 | 0 | 0 | 0 | 0 | 0 | 0 | 0 | 0 | 0 | 0 | 0 | 0 | 0 | 0 | 0 | 0 | 0 | 0 | 0 | 0 | 0 | 0 | 0 | 0 | 0 | 0 | 0
F3_Commercial_Office_Existing_Food Preparation_Natural Gas_Oven_E5 | F3 | Commercial | Office | Existing | Food Preparation | Natural Gas | Oven | E5 | System - kBTUs of Consumption | 0 | 0 | 0 | 0 | 0 | 0 | 0 | 0 | 0 | 0 | 0 | 0 | 0 | 0 | 0 | 0 | 0 | 0 | 0 | 0 | 0 | 0 | 0 | 0 | 0 | 0 | 0 | 0 | 0 | 0 | 0 | 0 | 0 | 0 | 0 | 0 | 0 | 0 | 0 | 0 | 0 | 0
F3_Commercial_Office_Existing_Food Preparation_Natural Gas_Oven_E6 | F3 | Commercial | Office | Existing | Food Preparation | Natural Gas | Oven | E6 | System - kBTUs of Consumption | 0 | 0 | 0 | 0 | 0 | 0 | 0 | 0 | 0 | 0 | 0 | 0 | 0 | 0 | 0 | 0 | 0 | 0 | 0 | 0 | 0 | 0 | 0 | 0 | 0 | 0 | 0 | 0 | 0 | 0 | 0 | 0 | 0 | 0 | 0 | 0 | 0 | 0 | 0 | 0 | 0 | 0
F3_Commercial_Office_Existing_Food Preparation_Natural Gas_Oven_E7 | F3 | Commercial | Office | Existing | Food Preparation | Natural Gas | Oven | E7 | System - kBTUs of Consumption | 0 | 0 | 0 | 0 | 0 | 0 | 0 | 0 | 0 | 0 | 0 | 0 | 0 | 0 | 0 | 0 | 0 | 0 | 0 | 0 | 0 | 0 | 0 | 0 | 0 | 0 | 0 | 0 | 0 | 0 | 0 | 0 | 0 | 0 | 0 | 0 | 0 | 0 | 0 | 0 | 0 | 0
F3_Commercial_Office_Existing_Food Preparation_Natural Gas_Oven_E8 | F3 | Commercial | Office | Existing | Food Preparation | Natural Gas | Oven | E8 | System - kBTUs of Consumption | 0 | 0 | 0 | 0 | 0 | 0 | 0 | 0 | 0 | 0 | 0 | 0 | 0 | 0 | 0 | 0 | 0 | 0 | 0 | 0 | 0 | 0 | 0 | 0 | 0 | 0 | 0 | 0 | 0 | 0 | 0 | 0 | 0 | 0 | 0 | 0 | 0 | 0 | 0 | 0 | 0 | 0
F3_Commercial_Office_Existing_Food Preparation_Natural Gas_Oven_E9 | F3 | Commercial | Office | Existing | Food Preparation | Natural Gas | Oven | E9 | System - kBTUs of Consumption | 0 | 0 | 0 | 0 | 0 | 0 | 0 | 0 | 0 | 0 | 0 | 0 | 0 | 0 | 0 | 0 | 0 | 0 | 0 | 0 | 0 | 0 | 0 | 0 | 0 | 0 | 0 | 0 | 0 | 0 | 0 | 0 | 0 | 0 | 0 | 0 | 0 | 0 | 0 | 0 | 0 | 0
F3_Commercial_Office_Existing_Food Preparation_Natural Gas_Oven_E10 | F3 | Commercial | Office | Existing | Food Preparation | Natural Gas | Oven | E10 | System - kBTUs of Consumption | 0 | 0 | 0 | 0 | 0 | 0 | 0 | 0 | 0 | 0 | 0 | 0 | 0 | 0 | 0 | 0 | 0 | 0 | 0 | 0 | 0 | 0 | 0 | 0 | 0 | 0 | 0 | 0 | 0 | 0 | 0 | 0 | 0 | 0 | 0 | 0 | 0 | 0 | 0 | 0 | 0 | 0
F4_Commercial_Office_Existing_Food Preparation_Natural Gas_Oven_E1 | F4 | Commercial | Office | Existing | Food Preparation | Natural Gas | Oven | E1 | Utility - Cost of Equipment | 0.20347 | 0.20503 | 0.20676 | 0.20866 | 0.21084 | 0.21335 | 0.21539 | 0.21735 | 0.21933 | 0.2214 | 0.22338 | 0.22519 | 0.22704 | 0.22899 | 0.23114 | 0.23324 | 0.23547 | 0.23782 | 0.24027 | 0.24278 | 0.2453 | 0.24766 | 0.24979 | 0.25167 | 0.2533 | 0.2547 | 0.25567 | 0.25639 | 0.25702 | 0.25755 | 0.25808 | 0.25831 | 0.25831 | 0 | 0 | 0 | 0 | 0 | 0 | 0 | 0 | 0
F4_Commercial_Office_Existing_Food Preparation_Natural Gas_Oven_E2 | F4 | Commercial | Office | Existing | Food Preparation | Natural Gas | Oven | E2 | Utility - Cost of Equipment | 0.17679 | 0.17814 | 0.17964 | 0.1813 | 0.18319 | 0.18537 | 0.18714 | 0.18884 | 0.19057 | 0.19237 | 0.19408 | 0.19566 | 0.19727 | 0.19896 | 0.20082 | 0.20265 | 0.20459 | 0.20663 | 0.20876 | 0.21094 | 0.21313 | 0.21518 | 0.21703 | 0.21866 | 0.22008 | 0.22129 | 0.22214 | 0.22277 | 0.22331 | 0.22377 | 0.22423 | 0.22444 | 0.22444 | 0 | 0 | 0 | 0 | 0 | 0 | 0 | 0 | 0
F4_Commercial_Office_Existing_Food Preparation_Natural Gas_Oven_E3 | F4 | Commercial | Office | Existing | Food Preparation | Natural Gas | Oven | E3 | Utility - Cost of Equipment | 0 | 0 | 0 | 0 | 0 | 0 | 0 | 0 | 0 | 0 | 0 | 0 | 0 | 0 | 0 | 0 | 0 | 0 | 0 | 0 | 0 | 0 | 0 | 0 | 0 | 0 | 0 | 0 | 0 | 0 | 0 | 0 | 0 | 0 | 0 | 0 | 0 | 0 | 0 | 0 | 0 | 0
F4_Commercial_Office_Existing_Food Preparation_Natural Gas_Oven_E4 | F4 | Commercial | Office | Existing | Food Preparation | Natural Gas | Oven | E4 | Utility - Cost of Equipment | 0 | 0 | 0 | 0 | 0 | 0 | 0 | 0 | 0 | 0 | 0 | 0 | 0 | 0 | 0 | 0 | 0 | 0 | 0 | 0 | 0 | 0 | 0 | 0 | 0 | 0 | 0 | 0 | 0 | 0 | 0 | 0 | 0 | 0 | 0 | 0 | 0 | 0 | 0 | 0 | 0 | 0
F4_Commercial_Office_Existing_Food Preparation_Natural Gas_Oven_E5 | F4 | Commercial | Office | Existing | Food Preparation | Natural Gas | Oven | E5 | Utility - Cost of Equipment | 0 | 0 | 0 | 0 | 0 | 0 | 0 | 0 | 0 | 0 | 0 | 0 | 0 | 0 | 0 | 0 | 0 | 0 | 0 | 0 | 0 | 0 | 0 | 0 | 0 | 0 | 0 | 0 | 0 | 0 | 0 | 0 | 0 | 0 | 0 | 0 | 0 | 0 | 0 | 0 | 0 | 0
F4_Commercial_Office_Existing_Food Preparation_Natural Gas_Oven_E6 | F4 | Commercial | Office | Existing | Food Preparation | Natural Gas | Oven | E6 | Utility - Cost of Equipment | 0 | 0 | 0 | 0 | 0 | 0 | 0 | 0 | 0 | 0 | 0 | 0 | 0 | 0 | 0 | 0 | 0 | 0 | 0 | 0 | 0 | 0 | 0 | 0 | 0 | 0 | 0 | 0 | 0 | 0 | 0 | 0 | 0 | 0 | 0 | 0 | 0 | 0 | 0 | 0 | 0 | 0
F4_Commercial_Office_Existing_Food Preparation_Natural Gas_Oven_E7 | F4 | Commercial | Office | Existing | Food Preparation | Natural Gas | Oven | E7 | Utility - Cost of Equipment | 0 | 0 | 0 | 0 | 0 | 0 | 0 | 0 | 0 | 0 | 0 | 0 | 0 | 0 | 0 | 0 | 0 | 0 | 0 | 0 | 0 | 0 | 0 | 0 | 0 | 0 | 0 | 0 | 0 | 0 | 0 | 0 | 0 | 0 | 0 | 0 | 0 | 0 | 0 | 0 | 0 | 0
F4_Commercial_Office_Existing_Food Preparation_Natural Gas_Oven_E8 | F4 | Commercial | Office | Existing | Food Preparation | Natural Gas | Oven | E8 | Utility - Cost of Equipment | 0 | 0 | 0 | 0 | 0 | 0 | 0 | 0 | 0 | 0 | 0 | 0 | 0 | 0 | 0 | 0 | 0 | 0 | 0 | 0 | 0 | 0 | 0 | 0 | 0 | 0 | 0 | 0 | 0 | 0 | 0 | 0 | 0 | 0 | 0 | 0 | 0 | 0 | 0 | 0 | 0 | 0
F4_Commercial_Office_Existing_Food Preparation_Natural Gas_Oven_E9 | F4 | Commercial | Office | Existing | Food Preparation | Natural Gas | Oven | E9 | Utility - Cost of Equipment | 0 | 0 | 0 | 0 | 0 | 0 | 0 | 0 | 0 | 0 | 0 | 0 | 0 | 0 | 0 | 0 | 0 | 0 | 0 | 0 | 0 | 0 | 0 | 0 | 0 | 0 | 0 | 0 | 0 | 0 | 0 | 0 | 0 | 0 | 0 | 0 | 0 | 0 | 0 | 0 | 0 | 0
F4_Commercial_Office_Existing_Food Preparation_Natural Gas_Oven_E10 | F4 | Commercial | Office | Existing | Food Preparation | Natural Gas | Oven | E10 | Utility - Cost of Equipment | 0 | 0 | 0 | 0 | 0 | 0 | 0 | 0 | 0 | 0 | 0 | 0 | 0 | 0 | 0 | 0 | 0 | 0 | 0 | 0 | 0 | 0 | 0 | 0 | 0 | 0 | 0 | 0 | 0 | 0 | 0 | 0 | 0 | 0 | 0 | 0 | 0 | 0 | 0 | 0 | 0 | 0
F5_Commercial_Office_Existing_Food Preparation_Natural Gas_Oven_E1 | F5 | Commercial | Office | Existing | Food Preparation | Natural Gas | Oven | E1 | Utility - Cost of Operation | 0.13062 | 0.13062 | 0.13062 | 0.13062 | 0.13062 | 0.13062 | 0.13062 | 0.13062 | 0.13062 | 0.13062 | 0.13062 | 0.13062 | 0.13062 | 0.13062 | 0.13062 | 0.13062 | 0.13062 | 0.13062 | 0.13062 | 0.13062 | 0.13062 | 0.13062 | 0.13062 | 0.13062 | 0.13062 | 0.13062 | 0.13062 | 0.13062 | 0.13062 | 0.13062 | 0.13062 | 0.13062 | 0.13062 | 0 | 0 | 0 | 0 | 0 | 0 | 0 | 0 | 0
F5_Commercial_Office_Existing_Food Preparation_Natural Gas_Oven_E2 | F5 | Commercial | Office | Existing | Food Preparation | Natural Gas | Oven | E2 | Utility - Cost of Operation | 0.1376 | 0.1376 | 0.1376 | 0.1376 | 0.1376 | 0.1376 | 0.1376 | 0.1376 | 0.1376 | 0.1376 | 0.1376 | 0.1376 | 0.1376 | 0.1376 | 0.1376 | 0.1376 | 0.1376 | 0.1376 | 0.1376 | 0.1376 | 0.1376 | 0.1376 | 0.1376 | 0.1376 | 0.1376 | 0.1376 | 0.1376 | 0.1376 | 0.1376 | 0.1376 | 0.1376 | 0.1376 | 0.1376 | 0 | 0 | 0 | 0 | 0 | 0 | 0 | 0 | 0
F5_Commercial_Office_Existing_Food Preparation_Natural Gas_Oven_E3 | F5 | Commercial | Office | Existing | Food Preparation | Natural Gas | Oven | E3 | Utility - Cost of Operation | 0 | 0 | 0 | 0 | 0 | 0 | 0 | 0 | 0 | 0 | 0 | 0 | 0 | 0 | 0 | 0 | 0 | 0 | 0 | 0 | 0 | 0 | 0 | 0 | 0 | 0 | 0 | 0 | 0 | 0 | 0 | 0 | 0 | 0 | 0 | 0 | 0 | 0 | 0 | 0 | 0 | 0
F5_Commercial_Office_Existing_Food Preparation_Natural Gas_Oven_E4 | F5 | Commercial | Office | Existing | Food Preparation | Natural Gas | Oven | E4 | Utility - Cost of Operation | 0 | 0 | 0 | 0 | 0 | 0 | 0 | 0 | 0 | 0 | 0 | 0 | 0 | 0 | 0 | 0 | 0 | 0 | 0 | 0 | 0 | 0 | 0 | 0 | 0 | 0 | 0 | 0 | 0 | 0 | 0 | 0 | 0 | 0 | 0 | 0 | 0 | 0 | 0 | 0 | 0 | 0
F5_Commercial_Office_Existing_Food Preparation_Natural Gas_Oven_E5 | F5 | Commercial | Office | Existing | Food Preparation | Natural Gas | Oven | E5 | Utility - Cost of Operation | 0 | 0 | 0 | 0 | 0 | 0 | 0 | 0 | 0 | 0 | 0 | 0 | 0 | 0 | 0 | 0 | 0 | 0 | 0 | 0 | 0 | 0 | 0 | 0 | 0 | 0 | 0 | 0 | 0 | 0 | 0 | 0 | 0 | 0 | 0 | 0 | 0 | 0 | 0 | 0 | 0 | 0
F5_Commercial_Office_Existing_Food Preparation_Natural Gas_Oven_E6 | F5 | Commercial | Office | Existing | Food Preparation | Natural Gas | Oven | E6 | Utility - Cost of Operation | 0 | 0 | 0 | 0 | 0 | 0 | 0 | 0 | 0 | 0 | 0 | 0 | 0 | 0 | 0 | 0 | 0 | 0 | 0 | 0 | 0 | 0 | 0 | 0 | 0 | 0 | 0 | 0 | 0 | 0 | 0 | 0 | 0 | 0 | 0 | 0 | 0 | 0 | 0 | 0 | 0 | 0
F5_Commercial_Office_Existing_Food Preparation_Natural Gas_Oven_E7 | F5 | Commercial | Office | Existing | Food Preparation | Natural Gas | Oven | E7 | Utility - Cost of Operation | 0 | 0 | 0 | 0 | 0 | 0 | 0 | 0 | 0 | 0 | 0 | 0 | 0 | 0 | 0 | 0 | 0 | 0 | 0 | 0 | 0 | 0 | 0 | 0 | 0 | 0 | 0 | 0 | 0 | 0 | 0 | 0 | 0 | 0 | 0 | 0 | 0 | 0 | 0 | 0 | 0 | 0
F5_Commercial_Office_Existing_Food Preparation_Natural Gas_Oven_E8 | F5 | Commercial | Office | Existing | Food Preparation | Natural Gas | Oven | E8 | Utility - Cost of Operation | 0 | 0 | 0 | 0 | 0 | 0 | 0 | 0 | 0 | 0 | 0 | 0 | 0 | 0 | 0 | 0 | 0 | 0 | 0 | 0 | 0 | 0 | 0 | 0 | 0 | 0 | 0 | 0 | 0 | 0 | 0 | 0 | 0 | 0 | 0 | 0 | 0 | 0 | 0 | 0 | 0 | 0
F5_Commercial_Office_Existing_Food Preparation_Natural Gas_Oven_E9 | F5 | Commercial | Office | Existing | Food Preparation | Natural Gas | Oven | E9 | Utility - Cost of Operation | 0 | 0 | 0 | 0 | 0 | 0 | 0 | 0 | 0 | 0 | 0 | 0 | 0 | 0 | 0 | 0 | 0 | 0 | 0 | 0 | 0 | 0 | 0 | 0 | 0 | 0 | 0 | 0 | 0 | 0 | 0 | 0 | 0 | 0 | 0 | 0 | 0 | 0 | 0 | 0 | 0 | 0
F5_Commercial_Office_Existing_Food Preparation_Natural Gas_Oven_E10 | F5 | Commercial | Office | Existing | Food Preparation | Natural Gas | Oven | E10 | Utility - Cost of Operation | 0 | 0 | 0 | 0 | 0 | 0 | 0 | 0 | 0 | 0 | 0 | 0 | 0 | 0 | 0 | 0 | 0 | 0 | 0 | 0 | 0 | 0 | 0 | 0 | 0 | 0 | 0 | 0 | 0 | 0 | 0 | 0 | 0 | 0 | 0 | 0 | 0 | 0 | 0 | 0 | 0 | 0
F6_Commercial_Office_Existing_Food Preparation_Natural Gas_Oven_E1 | F6 | Commercial | Office | Existing | Food Preparation | Natural Gas | Oven | E1 | Utility - Value of Sales | 0.12051 | 0.12051 | 0.12051 | 0.12051 | 0.12051 | 0.12051 | 0.12051 | 0.12051 | 0.12051 | 0.12051 | 0.12051 | 0.12051 | 0.12051 | 0.12051 | 0.12051 | 0.12051 | 0.12051 | 0.12051 | 0.12051 | 0.12051 | 0.12051 | 0.12051 | 0.12051 | 0.12051 | 0.12051 | 0.12051 | 0.12051 | 0.12051 | 0.12051 | 0.12051 | 0.12051 | 0.12051 | 0.12051 | 0 | 0 | 0 | 0 | 0 | 0 | 0 | 0 | 0
F6_Commercial_Office_Existing_Food Preparation_Natural Gas_Oven_E2 | F6 | Commercial | Office | Existing | Food Preparation | Natural Gas | Oven | E2 | Utility - Value of Sales | 0.1047 | 0.1047 | 0.1047 | 0.1047 | 0.1047 | 0.1047 | 0.1047 | 0.1047 | 0.1047 | 0.1047 | 0.1047 | 0.1047 | 0.1047 | 0.1047 | 0.1047 | 0.1047 | 0.1047 | 0.1047 | 0.1047 | 0.1047 | 0.1047 | 0.1047 | 0.1047 | 0.1047 | 0.1047 | 0.1047 | 0.1047 | 0.1047 | 0.1047 | 0.1047 | 0.1047 | 0.1047 | 0.1047 | 0 | 0 | 0 | 0 | 0 | 0 | 0 | 0 | 0
F6_Commercial_Office_Existing_Food Preparation_Natural Gas_Oven_E3 | F6 | Commercial | Office | Existing | Food Preparation | Natural Gas | Oven | E3 | Utility - Value of Sales | 0 | 0 | 0 | 0 | 0 | 0 | 0 | 0 | 0 | 0 | 0 | 0 | 0 | 0 | 0 | 0 | 0 | 0 | 0 | 0 | 0 | 0 | 0 | 0 | 0 | 0 | 0 | 0 | 0 | 0 | 0 | 0 | 0 | 0 | 0 | 0 | 0 | 0 | 0 | 0 | 0 | 0
F6_Commercial_Office_Existing_Food Preparation_Natural Gas_Oven_E4 | F6 | Commercial | Office | Existing | Food Preparation | Natural Gas | Oven | E4 | Utility - Value of Sales | 0 | 0 | 0 | 0 | 0 | 0 | 0 | 0 | 0 | 0 | 0 | 0 | 0 | 0 | 0 | 0 | 0 | 0 | 0 | 0 | 0 | 0 | 0 | 0 | 0 | 0 | 0 | 0 | 0 | 0 | 0 | 0 | 0 | 0 | 0 | 0 | 0 | 0 | 0 | 0 | 0 | 0
F6_Commercial_Office_Existing_Food Preparation_Natural Gas_Oven_E5 | F6 | Commercial | Office | Existing | Food Preparation | Natural Gas | Oven | E5 | Utility - Value of Sales | 0 | 0 | 0 | 0 | 0 | 0 | 0 | 0 | 0 | 0 | 0 | 0 | 0 | 0 | 0 | 0 | 0 | 0 | 0 | 0 | 0 | 0 | 0 | 0 | 0 | 0 | 0 | 0 | 0 | 0 | 0 | 0 | 0 | 0 | 0 | 0 | 0 | 0 | 0 | 0 | 0 | 0
F6_Commercial_Office_Existing_Food Preparation_Natural Gas_Oven_E6 | F6 | Commercial | Office | Existing | Food Preparation | Natural Gas | Oven | E6 | Utility - Value of Sales | 0 | 0 | 0 | 0 | 0 | 0 | 0 | 0 | 0 | 0 | 0 | 0 | 0 | 0 | 0 | 0 | 0 | 0 | 0 | 0 | 0 | 0 | 0 | 0 | 0 | 0 | 0 | 0 | 0 | 0 | 0 | 0 | 0 | 0 | 0 | 0 | 0 | 0 | 0 | 0 | 0 | 0
F6_Commercial_Office_Existing_Food Preparation_Natural Gas_Oven_E7 | F6 | Commercial | Office | Existing | Food Preparation | Natural Gas | Oven | E7 | Utility - Value of Sales | 0 | 0 | 0 | 0 | 0 | 0 | 0 | 0 | 0 | 0 | 0 | 0 | 0 | 0 | 0 | 0 | 0 | 0 | 0 | 0 | 0 | 0 | 0 | 0 | 0 | 0 | 0 | 0 | 0 | 0 | 0 | 0 | 0 | 0 | 0 | 0 | 0 | 0 | 0 | 0 | 0 | 0
F6_Commercial_Office_Existing_Food Preparation_Natural Gas_Oven_E8 | F6 | Commercial | Office | Existing | Food Preparation | Natural Gas | Oven | E8 | Utility - Value of Sales | 0 | 0 | 0 | 0 | 0 | 0 | 0 | 0 | 0 | 0 | 0 | 0 | 0 | 0 | 0 | 0 | 0 | 0 | 0 | 0 | 0 | 0 | 0 | 0 | 0 | 0 | 0 | 0 | 0 | 0 | 0 | 0 | 0 | 0 | 0 | 0 | 0 | 0 | 0 | 0 | 0 | 0
F6_Commercial_Office_Existing_Food Preparation_Natural Gas_Oven_E9 | F6 | Commercial | Office | Existing | Food Preparation | Natural Gas | Oven | E9 | Utility - Value of Sales | 0 | 0 | 0 | 0 | 0 | 0 | 0 | 0 | 0 | 0 | 0 | 0 | 0 | 0 | 0 | 0 | 0 | 0 | 0 | 0 | 0 | 0 | 0 | 0 | 0 | 0 | 0 | 0 | 0 | 0 | 0 | 0 | 0 | 0 | 0 | 0 | 0 | 0 | 0 | 0 | 0 | 0
F6_Commercial_Office_Existing_Food Preparation_Natural Gas_Oven_E10 | F6 | Commercial | Office | Existing | Food Preparation | Natural Gas | Oven | E10 | Utility - Value of Sales | 0 | 0 | 0 | 0 | 0 | 0 | 0 | 0 | 0 | 0 | 0 | 0 | 0 | 0 | 0 | 0 | 0 | 0 | 0 | 0 | 0 | 0 | 0 | 0 | 0 | 0 | 0 | 0 | 0 | 0 | 0 | 0 | 0 | 0 | 0 | 0 | 0 | 0 | 0 | 0 | 0 | 0
F1_Commercial_Office_Existing_Food Preparation_Natural Gas_Conveyor Oven_E1 | F1 | Commercial | Office | Existing | Food Preparation | Natural Gas | Conveyor Oven | E1 | RVT - Cost of Equipment | 0.31871 | 0.32103 | 0.32356 | 0.32632 | 0.32949 | 0.33316 | 0.33639 | 0.33965 | 0.34303 | 0.34654 | 0.34991 | 0.35303 | 0.35608 | 0.35913 | 0.36232 | 0.36535 | 0.36847 | 0.37167 | 0.3749 | 0.37809 | 0.38124 | 0.38411 | 0.38667 | 0.38893 | 0.39089 | 0.39257 | 0.39374 | 0.39461 | 0.39536 | 0.39601 | 0.39664 | 0.39692 | 0.39692 | 0 | 0 | 0 | 0 | 0 | 0 | 0 | 0 | 0
F1_Commercial_Office_Existing_Food Preparation_Natural Gas_Conveyor Oven_E2 | F1 | Commercial | Office | Existing | Food Preparation | Natural Gas | Conveyor Oven | E2 | RVT - Cost of Equipment | 0.24227 | 0.24404 | 0.24595 | 0.24806 | 0.25046 | 0.25325 | 0.25571 | 0.25819 | 0.26075 | 0.26342 | 0.26599 | 0.26836 | 0.27068 | 0.273 | 0.27542 | 0.27772 | 0.2801 | 0.28253 | 0.28498 | 0.28741 | 0.2898 | 0.29198 | 0.29393 | 0.29565 | 0.29714 | 0.29842 | 0.2993 | 0.29997 | 0.30054 | 0.30103 | 0.30151 | 0.30172 | 0.30172 | 0 | 0 | 0 | 0 | 0 | 0 | 0 | 0 | 0
F1_Commercial_Office_Existing_Food Preparation_Natural Gas_Conveyor Oven_E3 | F1 | Commercial | Office | Existing | Food Preparation | Natural Gas | Conveyor Oven | E3 | RVT - Cost of Equipment | 0 | 0 | 0 | 0 | 0 | 0 | 0 | 0 | 0 | 0 | 0 | 0 | 0 | 0 | 0 | 0 | 0 | 0 | 0 | 0 | 0 | 0 | 0 | 0 | 0 | 0 | 0 | 0 | 0 | 0 | 0 | 0 | 0 | 0 | 0 | 0 | 0 | 0 | 0 | 0 | 0 | 0
F1_Commercial_Office_Existing_Food Preparation_Natural Gas_Conveyor Oven_E4 | F1 | Commercial | Office | Existing | Food Preparation | Natural Gas | Conveyor Oven | E4 | RVT - Cost of Equipment | 0 | 0 | 0 | 0 | 0 | 0 | 0 | 0 | 0 | 0 | 0 | 0 | 0 | 0 | 0 | 0 | 0 | 0 | 0 | 0 | 0 | 0 | 0 | 0 | 0 | 0 | 0 | 0 | 0 | 0 | 0 | 0 | 0 | 0 | 0 | 0 | 0 | 0 | 0 | 0 | 0 | 0
F1_Commercial_Office_Existing_Food Preparation_Natural Gas_Conveyor Oven_E5 | F1 | Commercial | Office | Existing | Food Preparation | Natural Gas | Conveyor Oven | E5 | RVT - Cost of Equipment | 0 | 0 | 0 | 0 | 0 | 0 | 0 | 0 | 0 | 0 | 0 | 0 | 0 | 0 | 0 | 0 | 0 | 0 | 0 | 0 | 0 | 0 | 0 | 0 | 0 | 0 | 0 | 0 | 0 | 0 | 0 | 0 | 0 | 0 | 0 | 0 | 0 | 0 | 0 | 0 | 0 | 0
F1_Commercial_Office_Existing_Food Preparation_Natural Gas_Conveyor Oven_E6 | F1 | Commercial | Office | Existing | Food Preparation | Natural Gas | Conveyor Oven | E6 | RVT - Cost of Equipment | 0 | 0 | 0 | 0 | 0 | 0 | 0 | 0 | 0 | 0 | 0 | 0 | 0 | 0 | 0 | 0 | 0 | 0 | 0 | 0 | 0 | 0 | 0 | 0 | 0 | 0 | 0 | 0 | 0 | 0 | 0 | 0 | 0 | 0 | 0 | 0 | 0 | 0 | 0 | 0 | 0 | 0
F1_Commercial_Office_Existing_Food Preparation_Natural Gas_Conveyor Oven_E7 | F1 | Commercial | Office | Existing | Food Preparation | Natural Gas | Conveyor Oven | E7 | RVT - Cost of Equipment | 0 | 0 | 0 | 0 | 0 | 0 | 0 | 0 | 0 | 0 | 0 | 0 | 0 | 0 | 0 | 0 | 0 | 0 | 0 | 0 | 0 | 0 | 0 | 0 | 0 | 0 | 0 | 0 | 0 | 0 | 0 | 0 | 0 | 0 | 0 | 0 | 0 | 0 | 0 | 0 | 0 | 0
F1_Commercial_Office_Existing_Food Preparation_Natural Gas_Conveyor Oven_E8 | F1 | Commercial | Office | Existing | Food Preparation | Natural Gas | Conveyor Oven | E8 | RVT - Cost of Equipment | 0 | 0 | 0 | 0 | 0 | 0 | 0 | 0 | 0 | 0 | 0 | 0 | 0 | 0 | 0 | 0 | 0 | 0 | 0 | 0 | 0 | 0 | 0 | 0 | 0 | 0 | 0 | 0 | 0 | 0 | 0 | 0 | 0 | 0 | 0 | 0 | 0 | 0 | 0 | 0 | 0 | 0
F1_Commercial_Office_Existing_Food Preparation_Natural Gas_Conveyor Oven_E9 | F1 | Commercial | Office | Existing | Food Preparation | Natural Gas | Conveyor Oven | E9 | RVT - Cost of Equipment | 0 | 0 | 0 | 0 | 0 | 0 | 0 | 0 | 0 | 0 | 0 | 0 | 0 | 0 | 0 | 0 | 0 | 0 | 0 | 0 | 0 | 0 | 0 | 0 | 0 | 0 | 0 | 0 | 0 | 0 | 0 | 0 | 0 | 0 | 0 | 0 | 0 | 0 | 0 | 0 | 0 | 0
F1_Commercial_Office_Existing_Food Preparation_Natural Gas_Conveyor Oven_E10 | F1 | Commercial | Office | Existing | Food Preparation | Natural Gas | Conveyor Oven | E10 | RVT - Cost of Equipment | 0 | 0 | 0 | 0 | 0 | 0 | 0 | 0 | 0 | 0 | 0 | 0 | 0 | 0 | 0 | 0 | 0 | 0 | 0 | 0 | 0 | 0 | 0 | 0 | 0 | 0 | 0 | 0 | 0 | 0 | 0 | 0 | 0 | 0 | 0 | 0 | 0 | 0 | 0 | 0 | 0 | 0
F2_Commercial_Office_Existing_Food Preparation_Natural Gas_Conveyor Oven_E1 | F2 | Commercial | Office | Existing | Food Preparation | Natural Gas | Conveyor Oven | E1 | RVT - Cost of Operation | 0.38184 | 0.38462 | 0.38764 | 0.39096 | 0.39475 | 0.39915 | 0.40302 | 0.40692 | 0.41097 | 0.41517 | 0.41922 | 0.42295 | 0.42661 | 0.43026 | 0.43408 | 0.43771 | 0.44145 | 0.44529 | 0.44915 | 0.45298 | 0.45675 | 0.46019 | 0.46326 | 0.46597 | 0.46831 | 0.47033 | 0.47173 | 0.47277 | 0.47367 | 0.47444 | 0.4752 | 0.47554 | 0.47554 | 0 | 0 | 0 | 0 | 0 | 0 | 0 | 0 | 0
F2_Commercial_Office_Existing_Food Preparation_Natural Gas_Conveyor Oven_E2 | F2 | Commercial | Office | Existing | Food Preparation | Natural Gas | Conveyor Oven | E2 | RVT - Cost of Operation | 0.29026 | 0.29237 | 0.29467 | 0.29719 | 0.30007 | 0.30341 | 0.30636 | 0.30932 | 0.3124 | 0.3156 | 0.31867 | 0.32151 | 0.32429 | 0.32707 | 0.32997 | 0.33273 | 0.33557 | 0.33849 | 0.34142 | 0.34434 | 0.3472 | 0.34981 | 0.35215 | 0.35421 | 0.35599 | 0.35752 | 0.35859 | 0.35938 | 0.36006 | 0.36065 | 0.36123 | 0.36148 | 0.36148 | 0 | 0 | 0 | 0 | 0 | 0 | 0 | 0 | 0
F2_Commercial_Office_Existing_Food Preparation_Natural Gas_Conveyor Oven_E3 | F2 | Commercial | Office | Existing | Food Preparation | Natural Gas | Conveyor Oven | E3 | RVT - Cost of Operation | 0 | 0 | 0 | 0 | 0 | 0 | 0 | 0 | 0 | 0 | 0 | 0 | 0 | 0 | 0 | 0 | 0 | 0 | 0 | 0 | 0 | 0 | 0 | 0 | 0 | 0 | 0 | 0 | 0 | 0 | 0 | 0 | 0 | 0 | 0 | 0 | 0 | 0 | 0 | 0 | 0 | 0
F2_Commercial_Office_Existing_Food Preparation_Natural Gas_Conveyor Oven_E4 | F2 | Commercial | Office | Existing | Food Preparation | Natural Gas | Conveyor Oven | E4 | RVT - Cost of Operation | 0 | 0 | 0 | 0 | 0 | 0 | 0 | 0 | 0 | 0 | 0 | 0 | 0 | 0 | 0 | 0 | 0 | 0 | 0 | 0 | 0 | 0 | 0 | 0 | 0 | 0 | 0 | 0 | 0 | 0 | 0 | 0 | 0 | 0 | 0 | 0 | 0 | 0 | 0 | 0 | 0 | 0
F2_Commercial_Office_Existing_Food Preparation_Natural Gas_Conveyor Oven_E5 | F2 | Commercial | Office | Existing | Food Preparation | Natural Gas | Conveyor Oven | E5 | RVT - Cost of Operation | 0 | 0 | 0 | 0 | 0 | 0 | 0 | 0 | 0 | 0 | 0 | 0 | 0 | 0 | 0 | 0 | 0 | 0 | 0 | 0 | 0 | 0 | 0 | 0 | 0 | 0 | 0 | 0 | 0 | 0 | 0 | 0 | 0 | 0 | 0 | 0 | 0 | 0 | 0 | 0 | 0 | 0
F2_Commercial_Office_Existing_Food Preparation_Natural Gas_Conveyor Oven_E6 | F2 | Commercial | Office | Existing | Food Preparation | Natural Gas | Conveyor Oven | E6 | RVT - Cost of Operation | 0 | 0 | 0 | 0 | 0 | 0 | 0 | 0 | 0 | 0 | 0 | 0 | 0 | 0 | 0 | 0 | 0 | 0 | 0 | 0 | 0 | 0 | 0 | 0 | 0 | 0 | 0 | 0 | 0 | 0 | 0 | 0 | 0 | 0 | 0 | 0 | 0 | 0 | 0 | 0 | 0 | 0
F2_Commercial_Office_Existing_Food Preparation_Natural Gas_Conveyor Oven_E7 | F2 | Commercial | Office | Existing | Food Preparation | Natural Gas | Conveyor Oven | E7 | RVT - Cost of Operation | 0 | 0 | 0 | 0 | 0 | 0 | 0 | 0 | 0 | 0 | 0 | 0 | 0 | 0 | 0 | 0 | 0 | 0 | 0 | 0 | 0 | 0 | 0 | 0 | 0 | 0 | 0 | 0 | 0 | 0 | 0 | 0 | 0 | 0 | 0 | 0 | 0 | 0 | 0 | 0 | 0 | 0
F2_Commercial_Office_Existing_Food Preparation_Natural Gas_Conveyor Oven_E8 | F2 | Commercial | Office | Existing | Food Preparation | Natural Gas | Conveyor Oven | E8 | RVT - Cost of Operation | 0 | 0 | 0 | 0 | 0 | 0 | 0 | 0 | 0 | 0 | 0 | 0 | 0 | 0 | 0 | 0 | 0 | 0 | 0 | 0 | 0 | 0 | 0 | 0 | 0 | 0 | 0 | 0 | 0 | 0 | 0 | 0 | 0 | 0 | 0 | 0 | 0 | 0 | 0 | 0 | 0 | 0
F2_Commercial_Office_Existing_Food Preparation_Natural Gas_Conveyor Oven_E9 | F2 | Commercial | Office | Existing | Food Preparation | Natural Gas | Conveyor Oven | E9 | RVT - Cost of Operation | 0 | 0 | 0 | 0 | 0 | 0 | 0 | 0 | 0 | 0 | 0 | 0 | 0 | 0 | 0 | 0 | 0 | 0 | 0 | 0 | 0 | 0 | 0 | 0 | 0 | 0 | 0 | 0 | 0 | 0 | 0 | 0 | 0 | 0 | 0 | 0 | 0 | 0 | 0 | 0 | 0 | 0
F2_Commercial_Office_Existing_Food Preparation_Natural Gas_Conveyor Oven_E10 | F2 | Commercial | Office | Existing | Food Preparation | Natural Gas | Conveyor Oven | E10 | RVT - Cost of Operation | 0 | 0 | 0 | 0 | 0 | 0 | 0 | 0 | 0 | 0 | 0 | 0 | 0 | 0 | 0 | 0 | 0 | 0 | 0 | 0 | 0 | 0 | 0 | 0 | 0 | 0 | 0 | 0 | 0 | 0 | 0 | 0 | 0 | 0 | 0 | 0 | 0 | 0 | 0 | 0 | 0 | 0
F3_Commercial_Office_Existing_Food Preparation_Natural Gas_Conveyor Oven_E1 | F3 | Commercial | Office | Existing | Food Preparation | Natural Gas | Conveyor Oven | E1 | System - kBTUs of Consumption | 0.071821 | 0.071821 | 0.071821 | 0.071821 | 0.071821 | 0.071821 | 0.071821 | 0.071821 | 0.071821 | 0.071821 | 0.071821 | 0.071821 | 0.071821 | 0.071821 | 0.071821 | 0.071821 | 0.071821 | 0.071821 | 0.071821 | 0.071821 | 0.071821 | 0.071821 | 0.071821 | 0.071821 | 0.071821 | 0.071821 | 0.071821 | 0.071821 | 0.071821 | 0.071821 | 0.071821 | 0.071821 | 0.071821 | 0 | 0 | 0 | 0 | 0 | 0 | 0 | 0 | 0
F3_Commercial_Office_Existing_Food Preparation_Natural Gas_Conveyor Oven_E2 | F3 | Commercial | Office | Existing | Food Preparation | Natural Gas | Conveyor Oven | E2 | System - kBTUs of Consumption | 0.087559 | 0.087559 | 0.087559 | 0.087559 | 0.087559 | 0.087559 | 0.087559 | 0.087559 | 0.087559 | 0.087559 | 0.087559 | 0.087559 | 0.087559 | 0.087559 | 0.087559 | 0.087559 | 0.087559 | 0.087559 | 0.087559 | 0.087559 | 0.087559 | 0.087559 | 0.087559 | 0.087559 | 0.087559 | 0.087559 | 0.087559 | 0.087559 | 0.087559 | 0.087559 | 0.087559 | 0.087559 | 0.087559 | 0 | 0 | 0 | 0 | 0 | 0 | 0 | 0 | 0
F3_Commercial_Office_Existing_Food Preparation_Natural Gas_Conveyor Oven_E3 | F3 | Commercial | Office | Existing | Food Preparation | Natural Gas | Conveyor Oven | E3 | System - kBTUs of Consumption | 0 | 0 | 0 | 0 | 0 | 0 | 0 | 0 | 0 | 0 | 0 | 0 | 0 | 0 | 0 | 0 | 0 | 0 | 0 | 0 | 0 | 0 | 0 | 0 | 0 | 0 | 0 | 0 | 0 | 0 | 0 | 0 | 0 | 0 | 0 | 0 | 0 | 0 | 0 | 0 | 0 | 0
F3_Commercial_Office_Existing_Food Preparation_Natural Gas_Conveyor Oven_E4 | F3 | Commercial | Office | Existing | Food Preparation | Natural Gas | Conveyor Oven | E4 | System - kBTUs of Consumption | 0 | 0 | 0 | 0 | 0 | 0 | 0 | 0 | 0 | 0 | 0 | 0 | 0 | 0 | 0 | 0 | 0 | 0 | 0 | 0 | 0 | 0 | 0 | 0 | 0 | 0 | 0 | 0 | 0 | 0 | 0 | 0 | 0 | 0 | 0 | 0 | 0 | 0 | 0 | 0 | 0 | 0
F3_Commercial_Office_Existing_Food Preparation_Natural Gas_Conveyor Oven_E5 | F3 | Commercial | Office | Existing | Food Preparation | Natural Gas | Conveyor Oven | E5 | System - kBTUs of Consumption | 0 | 0 | 0 | 0 | 0 | 0 | 0 | 0 | 0 | 0 | 0 | 0 | 0 | 0 | 0 | 0 | 0 | 0 | 0 | 0 | 0 | 0 | 0 | 0 | 0 | 0 | 0 | 0 | 0 | 0 | 0 | 0 | 0 | 0 | 0 | 0 | 0 | 0 | 0 | 0 | 0 | 0
F3_Commercial_Office_Existing_Food Preparation_Natural Gas_Conveyor Oven_E6 | F3 | Commercial | Office | Existing | Food Preparation | Natural Gas | Conveyor Oven | E6 | System - kBTUs of Consumption | 0 | 0 | 0 | 0 | 0 | 0 | 0 | 0 | 0 | 0 | 0 | 0 | 0 | 0 | 0 | 0 | 0 | 0 | 0 | 0 | 0 | 0 | 0 | 0 | 0 | 0 | 0 | 0 | 0 | 0 | 0 | 0 | 0 | 0 | 0 | 0 | 0 | 0 | 0 | 0 | 0 | 0
F3_Commercial_Office_Existing_Food Preparation_Natural Gas_Conveyor Oven_E7 | F3 | Commercial | Office | Existing | Food Preparation | Natural Gas | Conveyor Oven | E7 | System - kBTUs of Consumption | 0 | 0 | 0 | 0 | 0 | 0 | 0 | 0 | 0 | 0 | 0 | 0 | 0 | 0 | 0 | 0 | 0 | 0 | 0 | 0 | 0 | 0 | 0 | 0 | 0 | 0 | 0 | 0 | 0 | 0 | 0 | 0 | 0 | 0 | 0 | 0 | 0 | 0 | 0 | 0 | 0 | 0
F3_Commercial_Office_Existing_Food Preparation_Natural Gas_Conveyor Oven_E8 | F3 | Commercial | Office | Existing | Food Preparation | Natural Gas | Conveyor Oven | E8 | System - kBTUs of Consumption | 0 | 0 | 0 | 0 | 0 | 0 | 0 | 0 | 0 | 0 | 0 | 0 | 0 | 0 | 0 | 0 | 0 | 0 | 0 | 0 | 0 | 0 | 0 | 0 | 0 | 0 | 0 | 0 | 0 | 0 | 0 | 0 | 0 | 0 | 0 | 0 | 0 | 0 | 0 | 0 | 0 | 0
F3_Commercial_Office_Existing_Food Preparation_Natural Gas_Conveyor Oven_E9 | F3 | Commercial | Office | Existing | Food Preparation | Natural Gas | Conveyor Oven | E9 | System - kBTUs of Consumption | 0 | 0 | 0 | 0 | 0 | 0 | 0 | 0 | 0 | 0 | 0 | 0 | 0 | 0 | 0 | 0 | 0 | 0 | 0 | 0 | 0 | 0 | 0 | 0 | 0 | 0 | 0 | 0 | 0 | 0 | 0 | 0 | 0 | 0 | 0 | 0 | 0 | 0 | 0 | 0 | 0 | 0
F3_Commercial_Office_Existing_Food Preparation_Natural Gas_Conveyor Oven_E10 | F3 | Commercial | Office | Existing | Food Preparation | Natural Gas | Conveyor Oven | E10 | System - kBTUs of Consumption | 0 | 0 | 0 | 0 | 0 | 0 | 0 | 0 | 0 | 0 | 0 | 0 | 0 | 0 | 0 | 0 | 0 | 0 | 0 | 0 | 0 | 0 | 0 | 0 | 0 | 0 | 0 | 0 | 0 | 0 | 0 | 0 | 0 | 0 | 0 | 0 | 0 | 0 | 0 | 0 | 0 | 0
F4_Commercial_Office_Existing_Food Preparation_Natural Gas_Conveyor Oven_E1 | F4 | Commercial | Office | Existing | Food Preparation | Natural Gas | Conveyor Oven | E1 | Utility - Cost of Equipment | 0.38184 | 0.38462 | 0.38764 | 0.39096 | 0.39475 | 0.39915 | 0.40302 | 0.40692 | 0.41097 | 0.41517 | 0.41922 | 0.42295 | 0.42661 | 0.43026 | 0.43408 | 0.43771 | 0.44145 | 0.44529 | 0.44915 | 0.45298 | 0.45675 | 0.46019 | 0.46326 | 0.46597 | 0.46831 | 0.47033 | 0.47173 | 0.47277 | 0.47367 | 0.47444 | 0.4752 | 0.47554 | 0.47554 | 0 | 0 | 0 | 0 | 0 | 0 | 0 | 0 | 0
F4_Commercial_Office_Existing_Food Preparation_Natural Gas_Conveyor Oven_E2 | F4 | Commercial | Office | Existing | Food Preparation | Natural Gas | Conveyor Oven | E2 | Utility - Cost of Equipment | 0.29026 | 0.29237 | 0.29467 | 0.29719 | 0.30007 | 0.30341 | 0.30636 | 0.30932 | 0.3124 | 0.3156 | 0.31867 | 0.32151 | 0.32429 | 0.32707 | 0.32997 | 0.33273 | 0.33557 | 0.33849 | 0.34142 | 0.34434 | 0.3472 | 0.34981 | 0.35215 | 0.35421 | 0.35599 | 0.35752 | 0.35859 | 0.35938 | 0.36006 | 0.36065 | 0.36123 | 0.36148 | 0.36148 | 0 | 0 | 0 | 0 | 0 | 0 | 0 | 0 | 0
F4_Commercial_Office_Existing_Food Preparation_Natural Gas_Conveyor Oven_E3 | F4 | Commercial | Office | Existing | Food Preparation | Natural Gas | Conveyor Oven | E3 | Utility - Cost of Equipment | 0 | 0 | 0 | 0 | 0 | 0 | 0 | 0 | 0 | 0 | 0 | 0 | 0 | 0 | 0 | 0 | 0 | 0 | 0 | 0 | 0 | 0 | 0 | 0 | 0 | 0 | 0 | 0 | 0 | 0 | 0 | 0 | 0 | 0 | 0 | 0 | 0 | 0 | 0 | 0 | 0 | 0
F4_Commercial_Office_Existing_Food Preparation_Natural Gas_Conveyor Oven_E4 | F4 | Commercial | Office | Existing | Food Preparation | Natural Gas | Conveyor Oven | E4 | Utility - Cost of Equipment | 0 | 0 | 0 | 0 | 0 | 0 | 0 | 0 | 0 | 0 | 0 | 0 | 0 | 0 | 0 | 0 | 0 | 0 | 0 | 0 | 0 | 0 | 0 | 0 | 0 | 0 | 0 | 0 | 0 | 0 | 0 | 0 | 0 | 0 | 0 | 0 | 0 | 0 | 0 | 0 | 0 | 0
F4_Commercial_Office_Existing_Food Preparation_Natural Gas_Conveyor Oven_E5 | F4 | Commercial | Office | Existing | Food Preparation | Natural Gas | Conveyor Oven | E5 | Utility - Cost of Equipment | 0 | 0 | 0 | 0 | 0 | 0 | 0 | 0 | 0 | 0 | 0 | 0 | 0 | 0 | 0 | 0 | 0 | 0 | 0 | 0 | 0 | 0 | 0 | 0 | 0 | 0 | 0 | 0 | 0 | 0 | 0 | 0 | 0 | 0 | 0 | 0 | 0 | 0 | 0 | 0 | 0 | 0
F4_Commercial_Office_Existing_Food Preparation_Natural Gas_Conveyor Oven_E6 | F4 | Commercial | Office | Existing | Food Preparation | Natural Gas | Conveyor Oven | E6 | Utility - Cost of Equipment | 0 | 0 | 0 | 0 | 0 | 0 | 0 | 0 | 0 | 0 | 0 | 0 | 0 | 0 | 0 | 0 | 0 | 0 | 0 | 0 | 0 | 0 | 0 | 0 | 0 | 0 | 0 | 0 | 0 | 0 | 0 | 0 | 0 | 0 | 0 | 0 | 0 | 0 | 0 | 0 | 0 | 0
F4_Commercial_Office_Existing_Food Preparation_Natural Gas_Conveyor Oven_E7 | F4 | Commercial | Office | Existing | Food Preparation | Natural Gas | Conveyor Oven | E7 | Utility - Cost of Equipment | 0 | 0 | 0 | 0 | 0 | 0 | 0 | 0 | 0 | 0 | 0 | 0 | 0 | 0 | 0 | 0 | 0 | 0 | 0 | 0 | 0 | 0 | 0 | 0 | 0 | 0 | 0 | 0 | 0 | 0 | 0 | 0 | 0 | 0 | 0 | 0 | 0 | 0 | 0 | 0 | 0 | 0
F4_Commercial_Office_Existing_Food Preparation_Natural Gas_Conveyor Oven_E8 | F4 | Commercial | Office | Existing | Food Preparation | Natural Gas | Conveyor Oven | E8 | Utility - Cost of Equipment | 0 | 0 | 0 | 0 | 0 | 0 | 0 | 0 | 0 | 0 | 0 | 0 | 0 | 0 | 0 | 0 | 0 | 0 | 0 | 0 | 0 | 0 | 0 | 0 | 0 | 0 | 0 | 0 | 0 | 0 | 0 | 0 | 0 | 0 | 0 | 0 | 0 | 0 | 0 | 0 | 0 | 0
F4_Commercial_Office_Existing_Food Preparation_Natural Gas_Conveyor Oven_E9 | F4 | Commercial | Office | Existing | Food Preparation | Natural Gas | Conveyor Oven | E9 | Utility - Cost of Equipment | 0 | 0 | 0 | 0 | 0 | 0 | 0 | 0 | 0 | 0 | 0 | 0 | 0 | 0 | 0 | 0 | 0 | 0 | 0 | 0 | 0 | 0 | 0 | 0 | 0 | 0 | 0 | 0 | 0 | 0 | 0 | 0 | 0 | 0 | 0 | 0 | 0 | 0 | 0 | 0 | 0 | 0
F4_Commercial_Office_Existing_Food Preparation_Natural Gas_Conveyor Oven_E10 | F4 | Commercial | Office | Existing | Food Preparation | Natural Gas | Conveyor Oven | E10 | Utility - Cost of Equipment | 0 | 0 | 0 | 0 | 0 | 0 | 0 | 0 | 0 | 0 | 0 | 0 | 0 | 0 | 0 | 0 | 0 | 0 | 0 | 0 | 0 | 0 | 0 | 0 | 0 | 0 | 0 | 0 | 0 | 0 | 0 | 0 | 0 | 0 | 0 | 0 | 0 | 0 | 0 | 0 | 0 | 0
F5_Commercial_Office_Existing_Food Preparation_Natural Gas_Conveyor Oven_E1 | F5 | Commercial | Office | Existing | Food Preparation | Natural Gas | Conveyor Oven | E1 | Utility - Cost of Operation | 0.071821 | 0.071821 | 0.071821 | 0.071821 | 0.071821 | 0.071821 | 0.071821 | 0.071821 | 0.071821 | 0.071821 | 0.071821 | 0.071821 | 0.071821 | 0.071821 | 0.071821 | 0.071821 | 0.071821 | 0.071821 | 0.071821 | 0.071821 | 0.071821 | 0.071821 | 0.071821 | 0.071821 | 0.071821 | 0.071821 | 0.071821 | 0.071821 | 0.071821 | 0.071821 | 0.071821 | 0.071821 | 0.071821 | 0 | 0 | 0 | 0 | 0 | 0 | 0 | 0 | 0
F5_Commercial_Office_Existing_Food Preparation_Natural Gas_Conveyor Oven_E2 | F5 | Commercial | Office | Existing | Food Preparation | Natural Gas | Conveyor Oven | E2 | Utility - Cost of Operation | 0.087559 | 0.087559 | 0.087559 | 0.087559 | 0.087559 | 0.087559 | 0.087559 | 0.087559 | 0.087559 | 0.087559 | 0.087559 | 0.087559 | 0.087559 | 0.087559 | 0.087559 | 0.087559 | 0.087559 | 0.087559 | 0.087559 | 0.087559 | 0.087559 | 0.087559 | 0.087559 | 0.087559 | 0.087559 | 0.087559 | 0.087559 | 0.087559 | 0.087559 | 0.087559 | 0.087559 | 0.087559 | 0.087559 | 0 | 0 | 0 | 0 | 0 | 0 | 0 | 0 | 0
F5_Commercial_Office_Existing_Food Preparation_Natural Gas_Conveyor Oven_E3 | F5 | Commercial | Office | Existing | Food Preparation | Natural Gas | Conveyor Oven | E3 | Utility - Cost of Operation | 0 | 0 | 0 | 0 | 0 | 0 | 0 | 0 | 0 | 0 | 0 | 0 | 0 | 0 | 0 | 0 | 0 | 0 | 0 | 0 | 0 | 0 | 0 | 0 | 0 | 0 | 0 | 0 | 0 | 0 | 0 | 0 | 0 | 0 | 0 | 0 | 0 | 0 | 0 | 0 | 0 | 0
F5_Commercial_Office_Existing_Food Preparation_Natural Gas_Conveyor Oven_E4 | F5 | Commercial | Office | Existing | Food Preparation | Natural Gas | Conveyor Oven | E4 | Utility - Cost of Operation | 0 | 0 | 0 | 0 | 0 | 0 | 0 | 0 | 0 | 0 | 0 | 0 | 0 | 0 | 0 | 0 | 0 | 0 | 0 | 0 | 0 | 0 | 0 | 0 | 0 | 0 | 0 | 0 | 0 | 0 | 0 | 0 | 0 | 0 | 0 | 0 | 0 | 0 | 0 | 0 | 0 | 0
F5_Commercial_Office_Existing_Food Preparation_Natural Gas_Conveyor Oven_E5 | F5 | Commercial | Office | Existing | Food Preparation | Natural Gas | Conveyor Oven | E5 | Utility - Cost of Operation | 0 | 0 | 0 | 0 | 0 | 0 | 0 | 0 | 0 | 0 | 0 | 0 | 0 | 0 | 0 | 0 | 0 | 0 | 0 | 0 | 0 | 0 | 0 | 0 | 0 | 0 | 0 | 0 | 0 | 0 | 0 | 0 | 0 | 0 | 0 | 0 | 0 | 0 | 0 | 0 | 0 | 0
F5_Commercial_Office_Existing_Food Preparation_Natural Gas_Conveyor Oven_E6 | F5 | Commercial | Office | Existing | Food Preparation | Natural Gas | Conveyor Oven | E6 | Utility - Cost of Operation | 0 | 0 | 0 | 0 | 0 | 0 | 0 | 0 | 0 | 0 | 0 | 0 | 0 | 0 | 0 | 0 | 0 | 0 | 0 | 0 | 0 | 0 | 0 | 0 | 0 | 0 | 0 | 0 | 0 | 0 | 0 | 0 | 0 | 0 | 0 | 0 | 0 | 0 | 0 | 0 | 0 | 0
F5_Commercial_Office_Existing_Food Preparation_Natural Gas_Conveyor Oven_E7 | F5 | Commercial | Office | Existing | Food Preparation | Natural Gas | Conveyor Oven | E7 | Utility - Cost of Operation | 0 | 0 | 0 | 0 | 0 | 0 | 0 | 0 | 0 | 0 | 0 | 0 | 0 | 0 | 0 | 0 | 0 | 0 | 0 | 0 | 0 | 0 | 0 | 0 | 0 | 0 | 0 | 0 | 0 | 0 | 0 | 0 | 0 | 0 | 0 | 0 | 0 | 0 | 0 | 0 | 0 | 0
F5_Commercial_Office_Existing_Food Preparation_Natural Gas_Conveyor Oven_E8 | F5 | Commercial | Office | Existing | Food Preparation | Natural Gas | Conveyor Oven | E8 | Utility - Cost of Operation | 0 | 0 | 0 | 0 | 0 | 0 | 0 | 0 | 0 | 0 | 0 | 0 | 0 | 0 | 0 | 0 | 0 | 0 | 0 | 0 | 0 | 0 | 0 | 0 | 0 | 0 | 0 | 0 | 0 | 0 | 0 | 0 | 0 | 0 | 0 | 0 | 0 | 0 | 0 | 0 | 0 | 0
F5_Commercial_Office_Existing_Food Preparation_Natural Gas_Conveyor Oven_E9 | F5 | Commercial | Office | Existing | Food Preparation | Natural Gas | Conveyor Oven | E9 | Utility - Cost of Operation | 0 | 0 | 0 | 0 | 0 | 0 | 0 | 0 | 0 | 0 | 0 | 0 | 0 | 0 | 0 | 0 | 0 | 0 | 0 | 0 | 0 | 0 | 0 | 0 | 0 | 0 | 0 | 0 | 0 | 0 | 0 | 0 | 0 | 0 | 0 | 0 | 0 | 0 | 0 | 0 | 0 | 0
F5_Commercial_Office_Existing_Food Preparation_Natural Gas_Conveyor Oven_E10 | F5 | Commercial | Office | Existing | Food Preparation | Natural Gas | Conveyor Oven | E10 | Utility - Cost of Operation | 0 | 0 | 0 | 0 | 0 | 0 | 0 | 0 | 0 | 0 | 0 | 0 | 0 | 0 | 0 | 0 | 0 | 0 | 0 | 0 | 0 | 0 | 0 | 0 | 0 | 0 | 0 | 0 | 0 | 0 | 0 | 0 | 0 | 0 | 0 | 0 | 0 | 0 | 0 | 0 | 0 | 0
F6_Commercial_Office_Existing_Food Preparation_Natural Gas_Conveyor Oven_E1 | F6 | Commercial | Office | Existing | Food Preparation | Natural Gas | Conveyor Oven | E1 | Utility - Value of Sales | 0.2216 | 0.2216 | 0.2216 | 0.2216 | 0.2216 | 0.2216 | 0.2216 | 0.2216 | 0.2216 | 0.2216 | 0.2216 | 0.2216 | 0.2216 | 0.2216 | 0.2216 | 0.2216 | 0.2216 | 0.2216 | 0.2216 | 0.2216 | 0.2216 | 0.2216 | 0.2216 | 0.2216 | 0.2216 | 0.2216 | 0.2216 | 0.2216 | 0.2216 | 0.2216 | 0.2216 | 0.2216 | 0.2216 | 0 | 0 | 0 | 0 | 0 | 0 | 0 | 0 | 0
F6_Commercial_Office_Existing_Food Preparation_Natural Gas_Conveyor Oven_E2 | F6 | Commercial | Office | Existing | Food Preparation | Natural Gas | Conveyor Oven | E2 | Utility - Value of Sales | 0.16845 | 0.16845 | 0.16845 | 0.16845 | 0.16845 | 0.16845 | 0.16845 | 0.16845 | 0.16845 | 0.16845 | 0.16845 | 0.16845 | 0.16845 | 0.16845 | 0.16845 | 0.16845 | 0.16845 | 0.16845 | 0.16845 | 0.16845 | 0.16845 | 0.16845 | 0.16845 | 0.16845 | 0.16845 | 0.16845 | 0.16845 | 0.16845 | 0.16845 | 0.16845 | 0.16845 | 0.16845 | 0.16845 | 0 | 0 | 0 | 0 | 0 | 0 | 0 | 0 | 0
F6_Commercial_Office_Existing_Food Preparation_Natural Gas_Conveyor Oven_E3 | F6 | Commercial | Office | Existing | Food Preparation | Natural Gas | Conveyor Oven | E3 | Utility - Value of Sales | 0 | 0 | 0 | 0 | 0 | 0 | 0 | 0 | 0 | 0 | 0 | 0 | 0 | 0 | 0 | 0 | 0 | 0 | 0 | 0 | 0 | 0 | 0 | 0 | 0 | 0 | 0 | 0 | 0 | 0 | 0 | 0 | 0 | 0 | 0 | 0 | 0 | 0 | 0 | 0 | 0 | 0
F6_Commercial_Office_Existing_Food Preparation_Natural Gas_Conveyor Oven_E4 | F6 | Commercial | Office | Existing | Food Preparation | Natural Gas | Conveyor Oven | E4 | Utility - Value of Sales | 0 | 0 | 0 | 0 | 0 | 0 | 0 | 0 | 0 | 0 | 0 | 0 | 0 | 0 | 0 | 0 | 0 | 0 | 0 | 0 | 0 | 0 | 0 | 0 | 0 | 0 | 0 | 0 | 0 | 0 | 0 | 0 | 0 | 0 | 0 | 0 | 0 | 0 | 0 | 0 | 0 | 0
F6_Commercial_Office_Existing_Food Preparation_Natural Gas_Conveyor Oven_E5 | F6 | Commercial | Office | Existing | Food Preparation | Natural Gas | Conveyor Oven | E5 | Utility - Value of Sales | 0 | 0 | 0 | 0 | 0 | 0 | 0 | 0 | 0 | 0 | 0 | 0 | 0 | 0 | 0 | 0 | 0 | 0 | 0 | 0 | 0 | 0 | 0 | 0 | 0 | 0 | 0 | 0 | 0 | 0 | 0 | 0 | 0 | 0 | 0 | 0 | 0 | 0 | 0 | 0 | 0 | 0
F6_Commercial_Office_Existing_Food Preparation_Natural Gas_Conveyor Oven_E6 | F6 | Commercial | Office | Existing | Food Preparation | Natural Gas | Conveyor Oven | E6 | Utility - Value of Sales | 0 | 0 | 0 | 0 | 0 | 0 | 0 | 0 | 0 | 0 | 0 | 0 | 0 | 0 | 0 | 0 | 0 | 0 | 0 | 0 | 0 | 0 | 0 | 0 | 0 | 0 | 0 | 0 | 0 | 0 | 0 | 0 | 0 | 0 | 0 | 0 | 0 | 0 | 0 | 0 | 0 | 0
F6_Commercial_Office_Existing_Food Preparation_Natural Gas_Conveyor Oven_E7 | F6 | Commercial | Office | Existing | Food Preparation | Natural Gas | Conveyor Oven | E7 | Utility - Value of Sales | 0 | 0 | 0 | 0 | 0 | 0 | 0 | 0 | 0 | 0 | 0 | 0 | 0 | 0 | 0 | 0 | 0 | 0 | 0 | 0 | 0 | 0 | 0 | 0 | 0 | 0 | 0 | 0 | 0 | 0 | 0 | 0 | 0 | 0 | 0 | 0 | 0 | 0 | 0 | 0 | 0 | 0
F6_Commercial_Office_Existing_Food Preparation_Natural Gas_Conveyor Oven_E8 | F6 | Commercial | Office | Existing | Food Preparation | Natural Gas | Conveyor Oven | E8 | Utility - Value of Sales | 0 | 0 | 0 | 0 | 0 | 0 | 0 | 0 | 0 | 0 | 0 | 0 | 0 | 0 | 0 | 0 | 0 | 0 | 0 | 0 | 0 | 0 | 0 | 0 | 0 | 0 | 0 | 0 | 0 | 0 | 0 | 0 | 0 | 0 | 0 | 0 | 0 | 0 | 0 | 0 | 0 | 0
F6_Commercial_Office_Existing_Food Preparation_Natural Gas_Conveyor Oven_E9 | F6 | Commercial | Office | Existing | Food Preparation | Natural Gas | Conveyor Oven | E9 | Utility - Value of Sales | 0 | 0 | 0 | 0 | 0 | 0 | 0 | 0 | 0 | 0 | 0 | 0 | 0 | 0 | 0 | 0 | 0 | 0 | 0 | 0 | 0 | 0 | 0 | 0 | 0 | 0 | 0 | 0 | 0 | 0 | 0 | 0 | 0 | 0 | 0 | 0 | 0 | 0 | 0 | 0 | 0 | 0
F6_Commercial_Office_Existing_Food Preparation_Natural Gas_Conveyor Oven_E10 | F6 | Commercial | Office | Existing | Food Preparation | Natural Gas | Conveyor Oven | E10 | Utility - Value of Sales | 0 | 0 | 0 | 0 | 0 | 0 | 0 | 0 | 0 | 0 | 0 | 0 | 0 | 0 | 0 | 0 | 0 | 0 | 0 | 0 | 0 | 0 | 0 | 0 | 0 | 0 | 0 | 0 | 0 | 0 | 0 | 0 | 0 | 0 | 0 | 0 | 0 | 0 | 0 | 0 | 0 | 0
F1_Commercial_Office_Existing_Food Preparation_Natural Gas_Double Rack Oven_E1 | F1 | Commercial | Office | Existing | Food Preparation | Natural Gas | Double Rack Oven | E1 | RVT - Cost of Equipment | 0.55658 | 0.56082 | 0.56556 | 0.57078 | 0.57672 | 0.5836 | 0.58917 | 0.59453 | 0.59996 | 0.60562 | 0.61102 | 0.61598 | 0.62105 | 0.62637 | 0.63225 | 0.638 | 0.64409 | 0.65053 | 0.65724 | 0.66409 | 0.67098 | 0.67743 | 0.68326 | 0.68841 | 0.69287 | 0.69669 | 0.69935 | 0.70133 | 0.70304 | 0.7045 | 0.70595 | 0.70659 | 0.70659 | 0 | 0 | 0 | 0 | 0 | 0 | 0 | 0 | 0
F1_Commercial_Office_Existing_Food Preparation_Natural Gas_Double Rack Oven_E2 | F1 | Commercial | Office | Existing | Food Preparation | Natural Gas | Double Rack Oven | E2 | RVT - Cost of Equipment | 0.30359 | 0.3059 | 0.30849 | 0.31133 | 0.31458 | 0.31833 | 0.32137 | 0.32429 | 0.32725 | 0.33034 | 0.33328 | 0.33599 | 0.33875 | 0.34166 | 0.34486 | 0.348 | 0.35132 | 0.35483 | 0.35849 | 0.36223 | 0.36599 | 0.36951 | 0.37269 | 0.3755 | 0.37793 | 0.38002 | 0.38146 | 0.38254 | 0.38348 | 0.38427 | 0.38506 | 0.38541 | 0.38541 | 0 | 0 | 0 | 0 | 0 | 0 | 0 | 0 | 0
F1_Commercial_Office_Existing_Food Preparation_Natural Gas_Double Rack Oven_E3 | F1 | Commercial | Office | Existing | Food Preparation | Natural Gas | Double Rack Oven | E3 | RVT - Cost of Equipment | 0 | 0 | 0 | 0 | 0 | 0 | 0 | 0 | 0 | 0 | 0 | 0 | 0 | 0 | 0 | 0 | 0 | 0 | 0 | 0 | 0 | 0 | 0 | 0 | 0 | 0 | 0 | 0 | 0 | 0 | 0 | 0 | 0 | 0 | 0 | 0 | 0 | 0 | 0 | 0 | 0 | 0
F1_Commercial_Office_Existing_Food Preparation_Natural Gas_Double Rack Oven_E4 | F1 | Commercial | Office | Existing | Food Preparation | Natural Gas | Double Rack Oven | E4 | RVT - Cost of Equipment | 0 | 0 | 0 | 0 | 0 | 0 | 0 | 0 | 0 | 0 | 0 | 0 | 0 | 0 | 0 | 0 | 0 | 0 | 0 | 0 | 0 | 0 | 0 | 0 | 0 | 0 | 0 | 0 | 0 | 0 | 0 | 0 | 0 | 0 | 0 | 0 | 0 | 0 | 0 | 0 | 0 | 0
F1_Commercial_Office_Existing_Food Preparation_Natural Gas_Double Rack Oven_E5 | F1 | Commercial | Office | Existing | Food Preparation | Natural Gas | Double Rack Oven | E5 | RVT - Cost of Equipment | 0 | 0 | 0 | 0 | 0 | 0 | 0 | 0 | 0 | 0 | 0 | 0 | 0 | 0 | 0 | 0 | 0 | 0 | 0 | 0 | 0 | 0 | 0 | 0 | 0 | 0 | 0 | 0 | 0 | 0 | 0 | 0 | 0 | 0 | 0 | 0 | 0 | 0 | 0 | 0 | 0 | 0
F1_Commercial_Office_Existing_Food Preparation_Natural Gas_Double Rack Oven_E6 | F1 | Commercial | Office | Existing | Food Preparation | Natural Gas | Double Rack Oven | E6 | RVT - Cost of Equipment | 0 | 0 | 0 | 0 | 0 | 0 | 0 | 0 | 0 | 0 | 0 | 0 | 0 | 0 | 0 | 0 | 0 | 0 | 0 | 0 | 0 | 0 | 0 | 0 | 0 | 0 | 0 | 0 | 0 | 0 | 0 | 0 | 0 | 0 | 0 | 0 | 0 | 0 | 0 | 0 | 0 | 0
F1_Commercial_Office_Existing_Food Preparation_Natural Gas_Double Rack Oven_E7 | F1 | Commercial | Office | Existing | Food Preparation | Natural Gas | Double Rack Oven | E7 | RVT - Cost of Equipment | 0 | 0 | 0 | 0 | 0 | 0 | 0 | 0 | 0 | 0 | 0 | 0 | 0 | 0 | 0 | 0 | 0 | 0 | 0 | 0 | 0 | 0 | 0 | 0 | 0 | 0 | 0 | 0 | 0 | 0 | 0 | 0 | 0 | 0 | 0 | 0 | 0 | 0 | 0 | 0 | 0 | 0
F1_Commercial_Office_Existing_Food Preparation_Natural Gas_Double Rack Oven_E8 | F1 | Commercial | Office | Existing | Food Preparation | Natural Gas | Double Rack Oven | E8 | RVT - Cost of Equipment | 0 | 0 | 0 | 0 | 0 | 0 | 0 | 0 | 0 | 0 | 0 | 0 | 0 | 0 | 0 | 0 | 0 | 0 | 0 | 0 | 0 | 0 | 0 | 0 | 0 | 0 | 0 | 0 | 0 | 0 | 0 | 0 | 0 | 0 | 0 | 0 | 0 | 0 | 0 | 0 | 0 | 0
F1_Commercial_Office_Existing_Food Preparation_Natural Gas_Double Rack Oven_E9 | F1 | Commercial | Office | Existing | Food Preparation | Natural Gas | Double Rack Oven | E9 | RVT - Cost of Equipment | 0 | 0 | 0 | 0 | 0 | 0 | 0 | 0 | 0 | 0 | 0 | 0 | 0 | 0 | 0 | 0 | 0 | 0 | 0 | 0 | 0 | 0 | 0 | 0 | 0 | 0 | 0 | 0 | 0 | 0 | 0 | 0 | 0 | 0 | 0 | 0 | 0 | 0 | 0 | 0 | 0 | 0
F1_Commercial_Office_Existing_Food Preparation_Natural Gas_Double Rack Oven_E10 | F1 | Commercial | Office | Existing | Food Preparation | Natural Gas | Double Rack Oven | E10 | RVT - Cost of Equipment | 0 | 0 | 0 | 0 | 0 | 0 | 0 | 0 | 0 | 0 | 0 | 0 | 0 | 0 | 0 | 0 | 0 | 0 | 0 | 0 | 0 | 0 | 0 | 0 | 0 | 0 | 0 | 0 | 0 | 0 | 0 | 0 | 0 | 0 | 0 | 0 | 0 | 0 | 0 | 0 | 0 | 0
F2_Commercial_Office_Existing_Food Preparation_Natural Gas_Double Rack Oven_E1 | F2 | Commercial | Office | Existing | Food Preparation | Natural Gas | Double Rack Oven | E1 | RVT - Cost of Operation | 0.66682 | 0.6719 | 0.67758 | 0.68383 | 0.69095 | 0.69919 | 0.70587 | 0.71229 | 0.71879 | 0.72558 | 0.73204 | 0.73798 | 0.74406 | 0.75043 | 0.75748 | 0.76436 | 0.77167 | 0.77937 | 0.78741 | 0.79562 | 0.80388 | 0.81161 | 0.81859 | 0.82476 | 0.8301 | 0.83469 | 0.83787 | 0.84023 | 0.84229 | 0.84404 | 0.84577 | 0.84654 | 0.84654 | 0 | 0 | 0 | 0 | 0 | 0 | 0 | 0 | 0
F2_Commercial_Office_Existing_Food Preparation_Natural Gas_Double Rack Oven_E2 | F2 | Commercial | Office | Existing | Food Preparation | Natural Gas | Double Rack Oven | E2 | RVT - Cost of Operation | 0.36372 | 0.36649 | 0.36959 | 0.373 | 0.37688 | 0.38138 | 0.38502 | 0.38852 | 0.39207 | 0.39577 | 0.3993 | 0.40254 | 0.40585 | 0.40933 | 0.41317 | 0.41692 | 0.42091 | 0.42511 | 0.4295 | 0.43398 | 0.43848 | 0.4427 | 0.44651 | 0.44987 | 0.45278 | 0.45528 | 0.45702 | 0.45831 | 0.45943 | 0.46038 | 0.46133 | 0.46175 | 0.46175 | 0 | 0 | 0 | 0 | 0 | 0 | 0 | 0 | 0
F2_Commercial_Office_Existing_Food Preparation_Natural Gas_Double Rack Oven_E3 | F2 | Commercial | Office | Existing | Food Preparation | Natural Gas | Double Rack Oven | E3 | RVT - Cost of Operation | 0 | 0 | 0 | 0 | 0 | 0 | 0 | 0 | 0 | 0 | 0 | 0 | 0 | 0 | 0 | 0 | 0 | 0 | 0 | 0 | 0 | 0 | 0 | 0 | 0 | 0 | 0 | 0 | 0 | 0 | 0 | 0 | 0 | 0 | 0 | 0 | 0 | 0 | 0 | 0 | 0 | 0
F2_Commercial_Office_Existing_Food Preparation_Natural Gas_Double Rack Oven_E4 | F2 | Commercial | Office | Existing | Food Preparation | Natural Gas | Double Rack Oven | E4 | RVT - Cost of Operation | 0 | 0 | 0 | 0 | 0 | 0 | 0 | 0 | 0 | 0 | 0 | 0 | 0 | 0 | 0 | 0 | 0 | 0 | 0 | 0 | 0 | 0 | 0 | 0 | 0 | 0 | 0 | 0 | 0 | 0 | 0 | 0 | 0 | 0 | 0 | 0 | 0 | 0 | 0 | 0 | 0 | 0
F2_Commercial_Office_Existing_Food Preparation_Natural Gas_Double Rack Oven_E5 | F2 | Commercial | Office | Existing | Food Preparation | Natural Gas | Double Rack Oven | E5 | RVT - Cost of Operation | 0 | 0 | 0 | 0 | 0 | 0 | 0 | 0 | 0 | 0 | 0 | 0 | 0 | 0 | 0 | 0 | 0 | 0 | 0 | 0 | 0 | 0 | 0 | 0 | 0 | 0 | 0 | 0 | 0 | 0 | 0 | 0 | 0 | 0 | 0 | 0 | 0 | 0 | 0 | 0 | 0 | 0
F2_Commercial_Office_Existing_Food Preparation_Natural Gas_Double Rack Oven_E6 | F2 | Commercial | Office | Existing | Food Preparation | Natural Gas | Double Rack Oven | E6 | RVT - Cost of Operation | 0 | 0 | 0 | 0 | 0 | 0 | 0 | 0 | 0 | 0 | 0 | 0 | 0 | 0 | 0 | 0 | 0 | 0 | 0 | 0 | 0 | 0 | 0 | 0 | 0 | 0 | 0 | 0 | 0 | 0 | 0 | 0 | 0 | 0 | 0 | 0 | 0 | 0 | 0 | 0 | 0 | 0
F2_Commercial_Office_Existing_Food Preparation_Natural Gas_Double Rack Oven_E7 | F2 | Commercial | Office | Existing | Food Preparation | Natural Gas | Double Rack Oven | E7 | RVT - Cost of Operation | 0 | 0 | 0 | 0 | 0 | 0 | 0 | 0 | 0 | 0 | 0 | 0 | 0 | 0 | 0 | 0 | 0 | 0 | 0 | 0 | 0 | 0 | 0 | 0 | 0 | 0 | 0 | 0 | 0 | 0 | 0 | 0 | 0 | 0 | 0 | 0 | 0 | 0 | 0 | 0 | 0 | 0
F2_Commercial_Office_Existing_Food Preparation_Natural Gas_Double Rack Oven_E8 | F2 | Commercial | Office | Existing | Food Preparation | Natural Gas | Double Rack Oven | E8 | RVT - Cost of Operation | 0 | 0 | 0 | 0 | 0 | 0 | 0 | 0 | 0 | 0 | 0 | 0 | 0 | 0 | 0 | 0 | 0 | 0 | 0 | 0 | 0 | 0 | 0 | 0 | 0 | 0 | 0 | 0 | 0 | 0 | 0 | 0 | 0 | 0 | 0 | 0 | 0 | 0 | 0 | 0 | 0 | 0
F2_Commercial_Office_Existing_Food Preparation_Natural Gas_Double Rack Oven_E9 | F2 | Commercial | Office | Existing | Food Preparation | Natural Gas | Double Rack Oven | E9 | RVT - Cost of Operation | 0 | 0 | 0 | 0 | 0 | 0 | 0 | 0 | 0 | 0 | 0 | 0 | 0 | 0 | 0 | 0 | 0 | 0 | 0 | 0 | 0 | 0 | 0 | 0 | 0 | 0 | 0 | 0 | 0 | 0 | 0 | 0 | 0 | 0 | 0 | 0 | 0 | 0 | 0 | 0 | 0 | 0
F2_Commercial_Office_Existing_Food Preparation_Natural Gas_Double Rack Oven_E10 | F2 | Commercial | Office | Existing | Food Preparation | Natural Gas | Double Rack Oven | E10 | RVT - Cost of Operation | 0 | 0 | 0 | 0 | 0 | 0 | 0 | 0 | 0 | 0 | 0 | 0 | 0 | 0 | 0 | 0 | 0 | 0 | 0 | 0 | 0 | 0 | 0 | 0 | 0 | 0 | 0 | 0 | 0 | 0 | 0 | 0 | 0 | 0 | 0 | 0 | 0 | 0 | 0 | 0 | 0 | 0
F3_Commercial_Office_Existing_Food Preparation_Natural Gas_Double Rack Oven_E1 | F3 | Commercial | Office | Existing | Food Preparation | Natural Gas | Double Rack Oven | E1 | System - kBTUs of Consumption | 0.13484 | 0.13484 | 0.13484 | 0.13484 | 0.13484 | 0.13484 | 0.13484 | 0.13484 | 0.13484 | 0.13484 | 0.13484 | 0.13484 | 0.13484 | 0.13484 | 0.13484 | 0.13484 | 0.13484 | 0.13484 | 0.13484 | 0.13484 | 0.13484 | 0.13484 | 0.13484 | 0.13484 | 0.13484 | 0.13484 | 0.13484 | 0.13484 | 0.13484 | 0.13484 | 0.13484 | 0.13484 | 0.13484 | 0 | 0 | 0 | 0 | 0 | 0 | 0 | 0 | 0
F3_Commercial_Office_Existing_Food Preparation_Natural Gas_Double Rack Oven_E2 | F3 | Commercial | Office | Existing | Food Preparation | Natural Gas | Double Rack Oven | E2 | System - kBTUs of Consumption | 0.17932 | 0.17932 | 0.17932 | 0.17932 | 0.17932 | 0.17932 | 0.17932 | 0.17932 | 0.17932 | 0.17932 | 0.17932 | 0.17932 | 0.17932 | 0.17932 | 0.17932 | 0.17932 | 0.17932 | 0.17932 | 0.17932 | 0.17932 | 0.17932 | 0.17932 | 0.17932 | 0.17932 | 0.17932 | 0.17932 | 0.17932 | 0.17932 | 0.17932 | 0.17932 | 0.17932 | 0.17932 | 0.17932 | 0 | 0 | 0 | 0 | 0 | 0 | 0 | 0 | 0
F3_Commercial_Office_Existing_Food Preparation_Natural Gas_Double Rack Oven_E3 | F3 | Commercial | Office | Existing | Food Preparation | Natural Gas | Double Rack Oven | E3 | System - kBTUs of Consumption | 0 | 0 | 0 | 0 | 0 | 0 | 0 | 0 | 0 | 0 | 0 | 0 | 0 | 0 | 0 | 0 | 0 | 0 | 0 | 0 | 0 | 0 | 0 | 0 | 0 | 0 | 0 | 0 | 0 | 0 | 0 | 0 | 0 | 0 | 0 | 0 | 0 | 0 | 0 | 0 | 0 | 0
F3_Commercial_Office_Existing_Food Preparation_Natural Gas_Double Rack Oven_E4 | F3 | Commercial | Office | Existing | Food Preparation | Natural Gas | Double Rack Oven | E4 | System - kBTUs of Consumption | 0 | 0 | 0 | 0 | 0 | 0 | 0 | 0 | 0 | 0 | 0 | 0 | 0 | 0 | 0 | 0 | 0 | 0 | 0 | 0 | 0 | 0 | 0 | 0 | 0 | 0 | 0 | 0 | 0 | 0 | 0 | 0 | 0 | 0 | 0 | 0 | 0 | 0 | 0 | 0 | 0 | 0
F3_Commercial_Office_Existing_Food Preparation_Natural Gas_Double Rack Oven_E5 | F3 | Commercial | Office | Existing | Food Preparation | Natural Gas | Double Rack Oven | E5 | System - kBTUs of Consumption | 0 | 0 | 0 | 0 | 0 | 0 | 0 | 0 | 0 | 0 | 0 | 0 | 0 | 0 | 0 | 0 | 0 | 0 | 0 | 0 | 0 | 0 | 0 | 0 | 0 | 0 | 0 | 0 | 0 | 0 | 0 | 0 | 0 | 0 | 0 | 0 | 0 | 0 | 0 | 0 | 0 | 0
F3_Commercial_Office_Existing_Food Preparation_Natural Gas_Double Rack Oven_E6 | F3 | Commercial | Office | Existing | Food Preparation | Natural Gas | Double Rack Oven | E6 | System - kBTUs of Consumption | 0 | 0 | 0 | 0 | 0 | 0 | 0 | 0 | 0 | 0 | 0 | 0 | 0 | 0 | 0 | 0 | 0 | 0 | 0 | 0 | 0 | 0 | 0 | 0 | 0 | 0 | 0 | 0 | 0 | 0 | 0 | 0 | 0 | 0 | 0 | 0 | 0 | 0 | 0 | 0 | 0 | 0
F3_Commercial_Office_Existing_Food Preparation_Natural Gas_Double Rack Oven_E7 | F3 | Commercial | Office | Existing | Food Preparation | Natural Gas | Double Rack Oven | E7 | System - kBTUs of Consumption | 0 | 0 | 0 | 0 | 0 | 0 | 0 | 0 | 0 | 0 | 0 | 0 | 0 | 0 | 0 | 0 | 0 | 0 | 0 | 0 | 0 | 0 | 0 | 0 | 0 | 0 | 0 | 0 | 0 | 0 | 0 | 0 | 0 | 0 | 0 | 0 | 0 | 0 | 0 | 0 | 0 | 0
F3_Commercial_Office_Existing_Food Preparation_Natural Gas_Double Rack Oven_E8 | F3 | Commercial | Office | Existing | Food Preparation | Natural Gas | Double Rack Oven | E8 | System - kBTUs of Consumption | 0 | 0 | 0 | 0 | 0 | 0 | 0 | 0 | 0 | 0 | 0 | 0 | 0 | 0 | 0 | 0 | 0 | 0 | 0 | 0 | 0 | 0 | 0 | 0 | 0 | 0 | 0 | 0 | 0 | 0 | 0 | 0 | 0 | 0 | 0 | 0 | 0 | 0 | 0 | 0 | 0 | 0
F3_Commercial_Office_Existing_Food Preparation_Natural Gas_Double Rack Oven_E9 | F3 | Commercial | Office | Existing | Food Preparation | Natural Gas | Double Rack Oven | E9 | System - kBTUs of Consumption | 0 | 0 | 0 | 0 | 0 | 0 | 0 | 0 | 0 | 0 | 0 | 0 | 0 | 0 | 0 | 0 | 0 | 0 | 0 | 0 | 0 | 0 | 0 | 0 | 0 | 0 | 0 | 0 | 0 | 0 | 0 | 0 | 0 | 0 | 0 | 0 | 0 | 0 | 0 | 0 | 0 | 0
F3_Commercial_Office_Existing_Food Preparation_Natural Gas_Double Rack Oven_E10 | F3 | Commercial | Office | Existing | Food Preparation | Natural Gas | Double Rack Oven | E10 | System - kBTUs of Consumption | 0 | 0 | 0 | 0 | 0 | 0 | 0 | 0 | 0 | 0 | 0 | 0 | 0 | 0 | 0 | 0 | 0 | 0 | 0 | 0 | 0 | 0 | 0 | 0 | 0 | 0 | 0 | 0 | 0 | 0 | 0 | 0 | 0 | 0 | 0 | 0 | 0 | 0 | 0 | 0 | 0 | 0
F4_Commercial_Office_Existing_Food Preparation_Natural Gas_Double Rack Oven_E1 | F4 | Commercial | Office | Existing | Food Preparation | Natural Gas | Double Rack Oven | E1 | Utility - Cost of Equipment | 0.66682 | 0.6719 | 0.67758 | 0.68383 | 0.69095 | 0.69919 | 0.70587 | 0.71229 | 0.71879 | 0.72558 | 0.73204 | 0.73798 | 0.74406 | 0.75043 | 0.75748 | 0.76436 | 0.77167 | 0.77937 | 0.78741 | 0.79562 | 0.80388 | 0.81161 | 0.81859 | 0.82476 | 0.8301 | 0.83469 | 0.83787 | 0.84023 | 0.84229 | 0.84404 | 0.84577 | 0.84654 | 0.84654 | 0 | 0 | 0 | 0 | 0 | 0 | 0 | 0 | 0
F4_Commercial_Office_Existing_Food Preparation_Natural Gas_Double Rack Oven_E2 | F4 | Commercial | Office | Existing | Food Preparation | Natural Gas | Double Rack Oven | E2 | Utility - Cost of Equipment | 0.36372 | 0.36649 | 0.36959 | 0.373 | 0.37688 | 0.38138 | 0.38502 | 0.38852 | 0.39207 | 0.39577 | 0.3993 | 0.40254 | 0.40585 | 0.40933 | 0.41317 | 0.41692 | 0.42091 | 0.42511 | 0.4295 | 0.43398 | 0.43848 | 0.4427 | 0.44651 | 0.44987 | 0.45278 | 0.45528 | 0.45702 | 0.45831 | 0.45943 | 0.46038 | 0.46133 | 0.46175 | 0.46175 | 0 | 0 | 0 | 0 | 0 | 0 | 0 | 0 | 0
F4_Commercial_Office_Existing_Food Preparation_Natural Gas_Double Rack Oven_E3 | F4 | Commercial | Office | Existing | Food Preparation | Natural Gas | Double Rack Oven | E3 | Utility - Cost of Equipment | 0 | 0 | 0 | 0 | 0 | 0 | 0 | 0 | 0 | 0 | 0 | 0 | 0 | 0 | 0 | 0 | 0 | 0 | 0 | 0 | 0 | 0 | 0 | 0 | 0 | 0 | 0 | 0 | 0 | 0 | 0 | 0 | 0 | 0 | 0 | 0 | 0 | 0 | 0 | 0 | 0 | 0
F4_Commercial_Office_Existing_Food Preparation_Natural Gas_Double Rack Oven_E4 | F4 | Commercial | Office | Existing | Food Preparation | Natural Gas | Double Rack Oven | E4 | Utility - Cost of Equipment | 0 | 0 | 0 | 0 | 0 | 0 | 0 | 0 | 0 | 0 | 0 | 0 | 0 | 0 | 0 | 0 | 0 | 0 | 0 | 0 | 0 | 0 | 0 | 0 | 0 | 0 | 0 | 0 | 0 | 0 | 0 | 0 | 0 | 0 | 0 | 0 | 0 | 0 | 0 | 0 | 0 | 0
F4_Commercial_Office_Existing_Food Preparation_Natural Gas_Double Rack Oven_E5 | F4 | Commercial | Office | Existing | Food Preparation | Natural Gas | Double Rack Oven | E5 | Utility - Cost of Equipment | 0 | 0 | 0 | 0 | 0 | 0 | 0 | 0 | 0 | 0 | 0 | 0 | 0 | 0 | 0 | 0 | 0 | 0 | 0 | 0 | 0 | 0 | 0 | 0 | 0 | 0 | 0 | 0 | 0 | 0 | 0 | 0 | 0 | 0 | 0 | 0 | 0 | 0 | 0 | 0 | 0 | 0
F4_Commercial_Office_Existing_Food Preparation_Natural Gas_Double Rack Oven_E6 | F4 | Commercial | Office | Existing | Food Preparation | Natural Gas | Double Rack Oven | E6 | Utility - Cost of Equipment | 0 | 0 | 0 | 0 | 0 | 0 | 0 | 0 | 0 | 0 | 0 | 0 | 0 | 0 | 0 | 0 | 0 | 0 | 0 | 0 | 0 | 0 | 0 | 0 | 0 | 0 | 0 | 0 | 0 | 0 | 0 | 0 | 0 | 0 | 0 | 0 | 0 | 0 | 0 | 0 | 0 | 0
F4_Commercial_Office_Existing_Food Preparation_Natural Gas_Double Rack Oven_E7 | F4 | Commercial | Office | Existing | Food Preparation | Natural Gas | Double Rack Oven | E7 | Utility - Cost of Equipment | 0 | 0 | 0 | 0 | 0 | 0 | 0 | 0 | 0 | 0 | 0 | 0 | 0 | 0 | 0 | 0 | 0 | 0 | 0 | 0 | 0 | 0 | 0 | 0 | 0 | 0 | 0 | 0 | 0 | 0 | 0 | 0 | 0 | 0 | 0 | 0 | 0 | 0 | 0 | 0 | 0 | 0
F4_Commercial_Office_Existing_Food Preparation_Natural Gas_Double Rack Oven_E8 | F4 | Commercial | Office | Existing | Food Preparation | Natural Gas | Double Rack Oven | E8 | Utility - Cost of Equipment | 0 | 0 | 0 | 0 | 0 | 0 | 0 | 0 | 0 | 0 | 0 | 0 | 0 | 0 | 0 | 0 | 0 | 0 | 0 | 0 | 0 | 0 | 0 | 0 | 0 | 0 | 0 | 0 | 0 | 0 | 0 | 0 | 0 | 0 | 0 | 0 | 0 | 0 | 0 | 0 | 0 | 0
F4_Commercial_Office_Existing_Food Preparation_Natural Gas_Double Rack Oven_E9 | F4 | Commercial | Office | Existing | Food Preparation | Natural Gas | Double Rack Oven | E9 | Utility - Cost of Equipment | 0 | 0 | 0 | 0 | 0 | 0 | 0 | 0 | 0 | 0 | 0 | 0 | 0 | 0 | 0 | 0 | 0 | 0 | 0 | 0 | 0 | 0 | 0 | 0 | 0 | 0 | 0 | 0 | 0 | 0 | 0 | 0 | 0 | 0 | 0 | 0 | 0 | 0 | 0 | 0 | 0 | 0
F4_Commercial_Office_Existing_Food Preparation_Natural Gas_Double Rack Oven_E10 | F4 | Commercial | Office | Existing | Food Preparation | Natural Gas | Double Rack Oven | E10 | Utility - Cost of Equipment | 0 | 0 | 0 | 0 | 0 | 0 | 0 | 0 | 0 | 0 | 0 | 0 | 0 | 0 | 0 | 0 | 0 | 0 | 0 | 0 | 0 | 0 | 0 | 0 | 0 | 0 | 0 | 0 | 0 | 0 | 0 | 0 | 0 | 0 | 0 | 0 | 0 | 0 | 0 | 0 | 0 | 0
F5_Commercial_Office_Existing_Food Preparation_Natural Gas_Double Rack Oven_E1 | F5 | Commercial | Office | Existing | Food Preparation | Natural Gas | Double Rack Oven | E1 | Utility - Cost of Operation | 0.13484 | 0.13484 | 0.13484 | 0.13484 | 0.13484 | 0.13484 | 0.13484 | 0.13484 | 0.13484 | 0.13484 | 0.13484 | 0.13484 | 0.13484 | 0.13484 | 0.13484 | 0.13484 | 0.13484 | 0.13484 | 0.13484 | 0.13484 | 0.13484 | 0.13484 | 0.13484 | 0.13484 | 0.13484 | 0.13484 | 0.13484 | 0.13484 | 0.13484 | 0.13484 | 0.13484 | 0.13484 | 0.13484 | 0 | 0 | 0 | 0 | 0 | 0 | 0 | 0 | 0
F5_Commercial_Office_Existing_Food Preparation_Natural Gas_Double Rack Oven_E2 | F5 | Commercial | Office | Existing | Food Preparation | Natural Gas | Double Rack Oven | E2 | Utility - Cost of Operation | 0.17932 | 0.17932 | 0.17932 | 0.17932 | 0.17932 | 0.17932 | 0.17932 | 0.17932 | 0.17932 | 0.17932 | 0.17932 | 0.17932 | 0.17932 | 0.17932 | 0.17932 | 0.17932 | 0.17932 | 0.17932 | 0.17932 | 0.17932 | 0.17932 | 0.17932 | 0.17932 | 0.17932 | 0.17932 | 0.17932 | 0.17932 | 0.17932 | 0.17932 | 0.17932 | 0.17932 | 0.17932 | 0.17932 | 0 | 0 | 0 | 0 | 0 | 0 | 0 | 0 | 0
F5_Commercial_Office_Existing_Food Preparation_Natural Gas_Double Rack Oven_E3 | F5 | Commercial | Office | Existing | Food Preparation | Natural Gas | Double Rack Oven | E3 | Utility - Cost of Operation | 0 | 0 | 0 | 0 | 0 | 0 | 0 | 0 | 0 | 0 | 0 | 0 | 0 | 0 | 0 | 0 | 0 | 0 | 0 | 0 | 0 | 0 | 0 | 0 | 0 | 0 | 0 | 0 | 0 | 0 | 0 | 0 | 0 | 0 | 0 | 0 | 0 | 0 | 0 | 0 | 0 | 0
F5_Commercial_Office_Existing_Food Preparation_Natural Gas_Double Rack Oven_E4 | F5 | Commercial | Office | Existing | Food Preparation | Natural Gas | Double Rack Oven | E4 | Utility - Cost of Operation | 0 | 0 | 0 | 0 | 0 | 0 | 0 | 0 | 0 | 0 | 0 | 0 | 0 | 0 | 0 | 0 | 0 | 0 | 0 | 0 | 0 | 0 | 0 | 0 | 0 | 0 | 0 | 0 | 0 | 0 | 0 | 0 | 0 | 0 | 0 | 0 | 0 | 0 | 0 | 0 | 0 | 0
F5_Commercial_Office_Existing_Food Preparation_Natural Gas_Double Rack Oven_E5 | F5 | Commercial | Office | Existing | Food Preparation | Natural Gas | Double Rack Oven | E5 | Utility - Cost of Operation | 0 | 0 | 0 | 0 | 0 | 0 | 0 | 0 | 0 | 0 | 0 | 0 | 0 | 0 | 0 | 0 | 0 | 0 | 0 | 0 | 0 | 0 | 0 | 0 | 0 | 0 | 0 | 0 | 0 | 0 | 0 | 0 | 0 | 0 | 0 | 0 | 0 | 0 | 0 | 0 | 0 | 0
F5_Commercial_Office_Existing_Food Preparation_Natural Gas_Double Rack Oven_E6 | F5 | Commercial | Office | Existing | Food Preparation | Natural Gas | Double Rack Oven | E6 | Utility - Cost of Operation | 0 | 0 | 0 | 0 | 0 | 0 | 0 | 0 | 0 | 0 | 0 | 0 | 0 | 0 | 0 | 0 | 0 | 0 | 0 | 0 | 0 | 0 | 0 | 0 | 0 | 0 | 0 | 0 | 0 | 0 | 0 | 0 | 0 | 0 | 0 | 0 | 0 | 0 | 0 | 0 | 0 | 0
F5_Commercial_Office_Existing_Food Preparation_Natural Gas_Double Rack Oven_E7 | F5 | Commercial | Office | Existing | Food Preparation | Natural Gas | Double Rack Oven | E7 | Utility - Cost of Operation | 0 | 0 | 0 | 0 | 0 | 0 | 0 | 0 | 0 | 0 | 0 | 0 | 0 | 0 | 0 | 0 | 0 | 0 | 0 | 0 | 0 | 0 | 0 | 0 | 0 | 0 | 0 | 0 | 0 | 0 | 0 | 0 | 0 | 0 | 0 | 0 | 0 | 0 | 0 | 0 | 0 | 0
F5_Commercial_Office_Existing_Food Preparation_Natural Gas_Double Rack Oven_E8 | F5 | Commercial | Office | Existing | Food Preparation | Natural Gas | Double Rack Oven | E8 | Utility - Cost of Operation | 0 | 0 | 0 | 0 | 0 | 0 | 0 | 0 | 0 | 0 | 0 | 0 | 0 | 0 | 0 | 0 | 0 | 0 | 0 | 0 | 0 | 0 | 0 | 0 | 0 | 0 | 0 | 0 | 0 | 0 | 0 | 0 | 0 | 0 | 0 | 0 | 0 | 0 | 0 | 0 | 0 | 0
F5_Commercial_Office_Existing_Food Preparation_Natural Gas_Double Rack Oven_E9 | F5 | Commercial | Office | Existing | Food Preparation | Natural Gas | Double Rack Oven | E9 | Utility - Cost of Operation | 0 | 0 | 0 | 0 | 0 | 0 | 0 | 0 | 0 | 0 | 0 | 0 | 0 | 0 | 0 | 0 | 0 | 0 | 0 | 0 | 0 | 0 | 0 | 0 | 0 | 0 | 0 | 0 | 0 | 0 | 0 | 0 | 0 | 0 | 0 | 0 | 0 | 0 | 0 | 0 | 0 | 0
F5_Commercial_Office_Existing_Food Preparation_Natural Gas_Double Rack Oven_E10 | F5 | Commercial | Office | Existing | Food Preparation | Natural Gas | Double Rack Oven | E10 | Utility - Cost of Operation | 0 | 0 | 0 | 0 | 0 | 0 | 0 | 0 | 0 | 0 | 0 | 0 | 0 | 0 | 0 | 0 | 0 | 0 | 0 | 0 | 0 | 0 | 0 | 0 | 0 | 0 | 0 | 0 | 0 | 0 | 0 | 0 | 0 | 0 | 0 | 0 | 0 | 0 | 0 | 0 | 0 | 0
F6_Commercial_Office_Existing_Food Preparation_Natural Gas_Double Rack Oven_E1 | F6 | Commercial | Office | Existing | Food Preparation | Natural Gas | Double Rack Oven | E1 | Utility - Value of Sales | 0.39493 | 0.39493 | 0.39493 | 0.39493 | 0.39493 | 0.39493 | 0.39493 | 0.39493 | 0.39493 | 0.39493 | 0.39493 | 0.39493 | 0.39493 | 0.39493 | 0.39493 | 0.39493 | 0.39493 | 0.39493 | 0.39493 | 0.39493 | 0.39493 | 0.39493 | 0.39493 | 0.39493 | 0.39493 | 0.39493 | 0.39493 | 0.39493 | 0.39493 | 0.39493 | 0.39493 | 0.39493 | 0.39493 | 0 | 0 | 0 | 0 | 0 | 0 | 0 | 0 | 0
F6_Commercial_Office_Existing_Food Preparation_Natural Gas_Double Rack Oven_E2 | F6 | Commercial | Office | Existing | Food Preparation | Natural Gas | Double Rack Oven | E2 | Utility - Value of Sales | 0.21541 | 0.21541 | 0.21541 | 0.21541 | 0.21541 | 0.21541 | 0.21541 | 0.21541 | 0.21541 | 0.21541 | 0.21541 | 0.21541 | 0.21541 | 0.21541 | 0.21541 | 0.21541 | 0.21541 | 0.21541 | 0.21541 | 0.21541 | 0.21541 | 0.21541 | 0.21541 | 0.21541 | 0.21541 | 0.21541 | 0.21541 | 0.21541 | 0.21541 | 0.21541 | 0.21541 | 0.21541 | 0.21541 | 0 | 0 | 0 | 0 | 0 | 0 | 0 | 0 | 0
F6_Commercial_Office_Existing_Food Preparation_Natural Gas_Double Rack Oven_E3 | F6 | Commercial | Office | Existing | Food Preparation | Natural Gas | Double Rack Oven | E3 | Utility - Value of Sales | 0 | 0 | 0 | 0 | 0 | 0 | 0 | 0 | 0 | 0 | 0 | 0 | 0 | 0 | 0 | 0 | 0 | 0 | 0 | 0 | 0 | 0 | 0 | 0 | 0 | 0 | 0 | 0 | 0 | 0 | 0 | 0 | 0 | 0 | 0 | 0 | 0 | 0 | 0 | 0 | 0 | 0
F6_Commercial_Office_Existing_Food Preparation_Natural Gas_Double Rack Oven_E4 | F6 | Commercial | Office | Existing | Food Preparation | Natural Gas | Double Rack Oven | E4 | Utility - Value of Sales | 0 | 0 | 0 | 0 | 0 | 0 | 0 | 0 | 0 | 0 | 0 | 0 | 0 | 0 | 0 | 0 | 0 | 0 | 0 | 0 | 0 | 0 | 0 | 0 | 0 | 0 | 0 | 0 | 0 | 0 | 0 | 0 | 0 | 0 | 0 | 0 | 0 | 0 | 0 | 0 | 0 | 0
F6_Commercial_Office_Existing_Food Preparation_Natural Gas_Double Rack Oven_E5 | F6 | Commercial | Office | Existing | Food Preparation | Natural Gas | Double Rack Oven | E5 | Utility - Value of Sales | 0 | 0 | 0 | 0 | 0 | 0 | 0 | 0 | 0 | 0 | 0 | 0 | 0 | 0 | 0 | 0 | 0 | 0 | 0 | 0 | 0 | 0 | 0 | 0 | 0 | 0 | 0 | 0 | 0 | 0 | 0 | 0 | 0 | 0 | 0 | 0 | 0 | 0 | 0 | 0 | 0 | 0
F6_Commercial_Office_Existing_Food Preparation_Natural Gas_Double Rack Oven_E6 | F6 | Commercial | Office | Existing | Food Preparation | Natural Gas | Double Rack Oven | E6 | Utility - Value of Sales | 0 | 0 | 0 | 0 | 0 | 0 | 0 | 0 | 0 | 0 | 0 | 0 | 0 | 0 | 0 | 0 | 0 | 0 | 0 | 0 | 0 | 0 | 0 | 0 | 0 | 0 | 0 | 0 | 0 | 0 | 0 | 0 | 0 | 0 | 0 | 0 | 0 | 0 | 0 | 0 | 0 | 0
F6_Commercial_Office_Existing_Food Preparation_Natural Gas_Double Rack Oven_E7 | F6 | Commercial | Office | Existing | Food Preparation | Natural Gas | Double Rack Oven | E7 | Utility - Value of Sales | 0 | 0 | 0 | 0 | 0 | 0 | 0 | 0 | 0 | 0 | 0 | 0 | 0 | 0 | 0 | 0 | 0 | 0 | 0 | 0 | 0 | 0 | 0 | 0 | 0 | 0 | 0 | 0 | 0 | 0 | 0 | 0 | 0 | 0 | 0 | 0 | 0 | 0 | 0 | 0 | 0 | 0
F6_Commercial_Office_Existing_Food Preparation_Natural Gas_Double Rack Oven_E8 | F6 | Commercial | Office | Existing | Food Preparation | Natural Gas | Double Rack Oven | E8 | Utility - Value of Sales | 0 | 0 | 0 | 0 | 0 | 0 | 0 | 0 | 0 | 0 | 0 | 0 | 0 | 0 | 0 | 0 | 0 | 0 | 0 | 0 | 0 | 0 | 0 | 0 | 0 | 0 | 0 | 0 | 0 | 0 | 0 | 0 | 0 | 0 | 0 | 0 | 0 | 0 | 0 | 0 | 0 | 0
F6_Commercial_Office_Existing_Food Preparation_Natural Gas_Double Rack Oven_E9 | F6 | Commercial | Office | Existing | Food Preparation | Natural Gas | Double Rack Oven | E9 | Utility - Value of Sales | 0 | 0 | 0 | 0 | 0 | 0 | 0 | 0 | 0 | 0 | 0 | 0 | 0 | 0 | 0 | 0 | 0 | 0 | 0 | 0 | 0 | 0 | 0 | 0 | 0 | 0 | 0 | 0 | 0 | 0 | 0 | 0 | 0 | 0 | 0 | 0 | 0 | 0 | 0 | 0 | 0 | 0
F6_Commercial_Office_Existing_Food Preparation_Natural Gas_Double Rack Oven_E10 | F6 | Commercial | Office | Existing | Food Preparation | Natural Gas | Double Rack Oven | E10 | Utility - Value of Sales | 0 | 0 | 0 | 0 | 0 | 0 | 0 | 0 | 0 | 0 | 0 | 0 | 0 | 0 | 0 | 0 | 0 | 0 | 0 | 0 | 0 | 0 | 0 | 0 | 0 | 0 | 0 | 0 | 0 | 0 | 0 | 0 | 0 | 0 | 0 | 0 | 0 | 0 | 0 | 0 | 0 | 0
F1_Commercial_Office_Existing_Food Preparation_Natural Gas_Fryer_E1 | F1 | Commercial | Office | Existing | Food Preparation | Natural Gas | Fryer | E1 | RVT - Cost of Equipment | 0.27439 | 0.27524 | 0.27681 | 0 | 0 | 0 | 0 | 0 | 0 | 0 | 0 | 0 | 0 | 0 | 0 | 0 | 0 | 0 | 0 | 0 | 0 | 0 | 0 | 0 | 0 | 0 | 0 | 0 | 0 | 0 | 0 | 0 | 0 | 0 | 0 | 0 | 0 | 0 | 0 | 0 | 0 | 0
F1_Commercial_Office_Existing_Food Preparation_Natural Gas_Fryer_E2 | F1 | Commercial | Office | Existing | Food Preparation | Natural Gas | Fryer | E2 | RVT - Cost of Equipment | 0.16817 | 0.1687 | 0.16966 | 0.17098 | 0.17289 | 0.17551 | 0.1776 | 0.17966 | 0.18177 | 0.18392 | 0.18576 | 0.18714 | 0.18831 | 0.18937 | 0.19061 | 0.19173 | 0.19312 | 0.19488 | 0.19698 | 0.19941 | 0.20212 | 0.20478 | 0.20731 | 0.20958 | 0.21159 | 0.21342 | 0.21473 | 0.21581 | 0.21682 | 0.21768 | 0.21853 | 0.2189 | 0.2189 | 0 | 0 | 0 | 0 | 0 | 0 | 0 | 0 | 0
F1_Commercial_Office_Existing_Food Preparation_Natural Gas_Fryer_E3 | F1 | Commercial | Office | Existing | Food Preparation | Natural Gas | Fryer | E3 | RVT - Cost of Equipment | 0 | 0 | 0 | 0 | 0 | 0 | 0 | 0 | 0 | 0 | 0 | 0 | 0 | 0 | 0 | 0 | 0 | 0 | 0 | 0 | 0 | 0 | 0 | 0 | 0 | 0 | 0 | 0 | 0 | 0 | 0 | 0 | 0 | 0 | 0 | 0 | 0 | 0 | 0 | 0 | 0 | 0
F1_Commercial_Office_Existing_Food Preparation_Natural Gas_Fryer_E4 | F1 | Commercial | Office | Existing | Food Preparation | Natural Gas | Fryer | E4 | RVT - Cost of Equipment | 0 | 0 | 0 | 0 | 0 | 0 | 0 | 0 | 0 | 0 | 0 | 0 | 0 | 0 | 0 | 0 | 0 | 0 | 0 | 0 | 0 | 0 | 0 | 0 | 0 | 0 | 0 | 0 | 0 | 0 | 0 | 0 | 0 | 0 | 0 | 0 | 0 | 0 | 0 | 0 | 0 | 0
F1_Commercial_Office_Existing_Food Preparation_Natural Gas_Fryer_E5 | F1 | Commercial | Office | Existing | Food Preparation | Natural Gas | Fryer | E5 | RVT - Cost of Equipment | 0 | 0 | 0 | 0 | 0 | 0 | 0 | 0 | 0 | 0 | 0 | 0 | 0 | 0 | 0 | 0 | 0 | 0 | 0 | 0 | 0 | 0 | 0 | 0 | 0 | 0 | 0 | 0 | 0 | 0 | 0 | 0 | 0 | 0 | 0 | 0 | 0 | 0 | 0 | 0 | 0 | 0
F1_Commercial_Office_Existing_Food Preparation_Natural Gas_Fryer_E6 | F1 | Commercial | Office | Existing | Food Preparation | Natural Gas | Fryer | E6 | RVT - Cost of Equipment | 0 | 0 | 0 | 0 | 0 | 0 | 0 | 0 | 0 | 0 | 0 | 0 | 0 | 0 | 0 | 0 | 0 | 0 | 0 | 0 | 0 | 0 | 0 | 0 | 0 | 0 | 0 | 0 | 0 | 0 | 0 | 0 | 0 | 0 | 0 | 0 | 0 | 0 | 0 | 0 | 0 | 0
F1_Commercial_Office_Existing_Food Preparation_Natural Gas_Fryer_E7 | F1 | Commercial | Office | Existing | Food Preparation | Natural Gas | Fryer | E7 | RVT - Cost of Equipment | 0 | 0 | 0 | 0 | 0 | 0 | 0 | 0 | 0 | 0 | 0 | 0 | 0 | 0 | 0 | 0 | 0 | 0 | 0 | 0 | 0 | 0 | 0 | 0 | 0 | 0 | 0 | 0 | 0 | 0 | 0 | 0 | 0 | 0 | 0 | 0 | 0 | 0 | 0 | 0 | 0 | 0
F1_Commercial_Office_Existing_Food Preparation_Natural Gas_Fryer_E8 | F1 | Commercial | Office | Existing | Food Preparation | Natural Gas | Fryer | E8 | RVT - Cost of Equipment | 0 | 0 | 0 | 0 | 0 | 0 | 0 | 0 | 0 | 0 | 0 | 0 | 0 | 0 | 0 | 0 | 0 | 0 | 0 | 0 | 0 | 0 | 0 | 0 | 0 | 0 | 0 | 0 | 0 | 0 | 0 | 0 | 0 | 0 | 0 | 0 | 0 | 0 | 0 | 0 | 0 | 0
F1_Commercial_Office_Existing_Food Preparation_Natural Gas_Fryer_E9 | F1 | Commercial | Office | Existing | Food Preparation | Natural Gas | Fryer | E9 | RVT - Cost of Equipment | 0 | 0 | 0 | 0 | 0 | 0 | 0 | 0 | 0 | 0 | 0 | 0 | 0 | 0 | 0 | 0 | 0 | 0 | 0 | 0 | 0 | 0 | 0 | 0 | 0 | 0 | 0 | 0 | 0 | 0 | 0 | 0 | 0 | 0 | 0 | 0 | 0 | 0 | 0 | 0 | 0 | 0
F1_Commercial_Office_Existing_Food Preparation_Natural Gas_Fryer_E10 | F1 | Commercial | Office | Existing | Food Preparation | Natural Gas | Fryer | E10 | RVT - Cost of Equipment | 0 | 0 | 0 | 0 | 0 | 0 | 0 | 0 | 0 | 0 | 0 | 0 | 0 | 0 | 0 | 0 | 0 | 0 | 0 | 0 | 0 | 0 | 0 | 0 | 0 | 0 | 0 | 0 | 0 | 0 | 0 | 0 | 0 | 0 | 0 | 0 | 0 | 0 | 0 | 0 | 0 | 0
F2_Commercial_Office_Existing_Food Preparation_Natural Gas_Fryer_E1 | F2 | Commercial | Office | Existing | Food Preparation | Natural Gas | Fryer | E1 | RVT - Cost of Operation | 0.32874 | 0.32976 | 0.33164 | 0 | 0 | 0 | 0 | 0 | 0 | 0 | 0 | 0 | 0 | 0 | 0 | 0 | 0 | 0 | 0 | 0 | 0 | 0 | 0 | 0 | 0 | 0 | 0 | 0 | 0 | 0 | 0 | 0 | 0 | 0 | 0 | 0 | 0 | 0 | 0 | 0 | 0 | 0
F2_Commercial_Office_Existing_Food Preparation_Natural Gas_Fryer_E2 | F2 | Commercial | Office | Existing | Food Preparation | Natural Gas | Fryer | E2 | RVT - Cost of Operation | 0.20148 | 0.20211 | 0.20326 | 0.20485 | 0.20713 | 0.21028 | 0.21278 | 0.21524 | 0.21777 | 0.22035 | 0.22255 | 0.22421 | 0.22561 | 0.22688 | 0.22836 | 0.2297 | 0.23137 | 0.23348 | 0.236 | 0.2389 | 0.24215 | 0.24534 | 0.24837 | 0.25109 | 0.2535 | 0.25569 | 0.25726 | 0.25856 | 0.25976 | 0.26079 | 0.26181 | 0.26226 | 0.26226 | 0 | 0 | 0 | 0 | 0 | 0 | 0 | 0 | 0
F2_Commercial_Office_Existing_Food Preparation_Natural Gas_Fryer_E3 | F2 | Commercial | Office | Existing | Food Preparation | Natural Gas | Fryer | E3 | RVT - Cost of Operation | 0 | 0 | 0 | 0 | 0 | 0 | 0 | 0 | 0 | 0 | 0 | 0 | 0 | 0 | 0 | 0 | 0 | 0 | 0 | 0 | 0 | 0 | 0 | 0 | 0 | 0 | 0 | 0 | 0 | 0 | 0 | 0 | 0 | 0 | 0 | 0 | 0 | 0 | 0 | 0 | 0 | 0
F2_Commercial_Office_Existing_Food Preparation_Natural Gas_Fryer_E4 | F2 | Commercial | Office | Existing | Food Preparation | Natural Gas | Fryer | E4 | RVT - Cost of Operation | 0 | 0 | 0 | 0 | 0 | 0 | 0 | 0 | 0 | 0 | 0 | 0 | 0 | 0 | 0 | 0 | 0 | 0 | 0 | 0 | 0 | 0 | 0 | 0 | 0 | 0 | 0 | 0 | 0 | 0 | 0 | 0 | 0 | 0 | 0 | 0 | 0 | 0 | 0 | 0 | 0 | 0
F2_Commercial_Office_Existing_Food Preparation_Natural Gas_Fryer_E5 | F2 | Commercial | Office | Existing | Food Preparation | Natural Gas | Fryer | E5 | RVT - Cost of Operation | 0 | 0 | 0 | 0 | 0 | 0 | 0 | 0 | 0 | 0 | 0 | 0 | 0 | 0 | 0 | 0 | 0 | 0 | 0 | 0 | 0 | 0 | 0 | 0 | 0 | 0 | 0 | 0 | 0 | 0 | 0 | 0 | 0 | 0 | 0 | 0 | 0 | 0 | 0 | 0 | 0 | 0
F2_Commercial_Office_Existing_Food Preparation_Natural Gas_Fryer_E6 | F2 | Commercial | Office | Existing | Food Preparation | Natural Gas | Fryer | E6 | RVT - Cost of Operation | 0 | 0 | 0 | 0 | 0 | 0 | 0 | 0 | 0 | 0 | 0 | 0 | 0 | 0 | 0 | 0 | 0 | 0 | 0 | 0 | 0 | 0 | 0 | 0 | 0 | 0 | 0 | 0 | 0 | 0 | 0 | 0 | 0 | 0 | 0 | 0 | 0 | 0 | 0 | 0 | 0 | 0
F2_Commercial_Office_Existing_Food Preparation_Natural Gas_Fryer_E7 | F2 | Commercial | Office | Existing | Food Preparation | Natural Gas | Fryer | E7 | RVT - Cost of Operation | 0 | 0 | 0 | 0 | 0 | 0 | 0 | 0 | 0 | 0 | 0 | 0 | 0 | 0 | 0 | 0 | 0 | 0 | 0 | 0 | 0 | 0 | 0 | 0 | 0 | 0 | 0 | 0 | 0 | 0 | 0 | 0 | 0 | 0 | 0 | 0 | 0 | 0 | 0 | 0 | 0 | 0
F2_Commercial_Office_Existing_Food Preparation_Natural Gas_Fryer_E8 | F2 | Commercial | Office | Existing | Food Preparation | Natural Gas | Fryer | E8 | RVT - Cost of Operation | 0 | 0 | 0 | 0 | 0 | 0 | 0 | 0 | 0 | 0 | 0 | 0 | 0 | 0 | 0 | 0 | 0 | 0 | 0 | 0 | 0 | 0 | 0 | 0 | 0 | 0 | 0 | 0 | 0 | 0 | 0 | 0 | 0 | 0 | 0 | 0 | 0 | 0 | 0 | 0 | 0 | 0
F2_Commercial_Office_Existing_Food Preparation_Natural Gas_Fryer_E9 | F2 | Commercial | Office | Existing | Food Preparation | Natural Gas | Fryer | E9 | RVT - Cost of Operation | 0 | 0 | 0 | 0 | 0 | 0 | 0 | 0 | 0 | 0 | 0 | 0 | 0 | 0 | 0 | 0 | 0 | 0 | 0 | 0 | 0 | 0 | 0 | 0 | 0 | 0 | 0 | 0 | 0 | 0 | 0 | 0 | 0 | 0 | 0 | 0 | 0 | 0 | 0 | 0 | 0 | 0
F2_Commercial_Office_Existing_Food Preparation_Natural Gas_Fryer_E10 | F2 | Commercial | Office | Existing | Food Preparation | Natural Gas | Fryer | E10 | RVT - Cost of Operation | 0 | 0 | 0 | 0 | 0 | 0 | 0 | 0 | 0 | 0 | 0 | 0 | 0 | 0 | 0 | 0 | 0 | 0 | 0 | 0 | 0 | 0 | 0 | 0 | 0 | 0 | 0 | 0 | 0 | 0 | 0 | 0 | 0 | 0 | 0 | 0 | 0 | 0 | 0 | 0 | 0 | 0
F3_Commercial_Office_Existing_Food Preparation_Natural Gas_Fryer_E1 | F3 | Commercial | Office | Existing | Food Preparation | Natural Gas | Fryer | E1 | System - kBTUs of Consumption | 0.13094 | 0.13094 | 0.13094 | 0 | 0 | 0 | 0 | 0 | 0 | 0 | 0 | 0 | 0 | 0 | 0 | 0 | 0 | 0 | 0 | 0 | 0 | 0 | 0 | 0 | 0 | 0 | 0 | 0 | 0 | 0 | 0 | 0 | 0 | 0 | 0 | 0 | 0 | 0 | 0 | 0 | 0 | 0
F3_Commercial_Office_Existing_Food Preparation_Natural Gas_Fryer_E2 | F3 | Commercial | Office | Existing | Food Preparation | Natural Gas | Fryer | E2 | System - kBTUs of Consumption | 0.16459 | 0.16459 | 0.16459 | 0.16459 | 0.16459 | 0.16459 | 0.16459 | 0.16459 | 0.16459 | 0.16459 | 0.16459 | 0.16459 | 0.16459 | 0.16459 | 0.16459 | 0.16459 | 0.16459 | 0.16459 | 0.16459 | 0.16459 | 0.16459 | 0.16459 | 0.16459 | 0.16459 | 0.16459 | 0.16459 | 0.16459 | 0.16459 | 0.16459 | 0.16459 | 0.16459 | 0.16459 | 0.16459 | 0 | 0 | 0 | 0 | 0 | 0 | 0 | 0 | 0
F3_Commercial_Office_Existing_Food Preparation_Natural Gas_Fryer_E3 | F3 | Commercial | Office | Existing | Food Preparation | Natural Gas | Fryer | E3 | System - kBTUs of Consumption | 0 | 0 | 0 | 0 | 0 | 0 | 0 | 0 | 0 | 0 | 0 | 0 | 0 | 0 | 0 | 0 | 0 | 0 | 0 | 0 | 0 | 0 | 0 | 0 | 0 | 0 | 0 | 0 | 0 | 0 | 0 | 0 | 0 | 0 | 0 | 0 | 0 | 0 | 0 | 0 | 0 | 0
F3_Commercial_Office_Existing_Food Preparation_Natural Gas_Fryer_E4 | F3 | Commercial | Office | Existing | Food Preparation | Natural Gas | Fryer | E4 | System - kBTUs of Consumption | 0 | 0 | 0 | 0 | 0 | 0 | 0 | 0 | 0 | 0 | 0 | 0 | 0 | 0 | 0 | 0 | 0 | 0 | 0 | 0 | 0 | 0 | 0 | 0 | 0 | 0 | 0 | 0 | 0 | 0 | 0 | 0 | 0 | 0 | 0 | 0 | 0 | 0 | 0 | 0 | 0 | 0
F3_Commercial_Office_Existing_Food Preparation_Natural Gas_Fryer_E5 | F3 | Commercial | Office | Existing | Food Preparation | Natural Gas | Fryer | E5 | System - kBTUs of Consumption | 0 | 0 | 0 | 0 | 0 | 0 | 0 | 0 | 0 | 0 | 0 | 0 | 0 | 0 | 0 | 0 | 0 | 0 | 0 | 0 | 0 | 0 | 0 | 0 | 0 | 0 | 0 | 0 | 0 | 0 | 0 | 0 | 0 | 0 | 0 | 0 | 0 | 0 | 0 | 0 | 0 | 0
F3_Commercial_Office_Existing_Food Preparation_Natural Gas_Fryer_E6 | F3 | Commercial | Office | Existing | Food Preparation | Natural Gas | Fryer | E6 | System - kBTUs of Consumption | 0 | 0 | 0 | 0 | 0 | 0 | 0 | 0 | 0 | 0 | 0 | 0 | 0 | 0 | 0 | 0 | 0 | 0 | 0 | 0 | 0 | 0 | 0 | 0 | 0 | 0 | 0 | 0 | 0 | 0 | 0 | 0 | 0 | 0 | 0 | 0 | 0 | 0 | 0 | 0 | 0 | 0
F3_Commercial_Office_Existing_Food Preparation_Natural Gas_Fryer_E7 | F3 | Commercial | Office | Existing | Food Preparation | Natural Gas | Fryer | E7 | System - kBTUs of Consumption | 0 | 0 | 0 | 0 | 0 | 0 | 0 | 0 | 0 | 0 | 0 | 0 | 0 | 0 | 0 | 0 | 0 | 0 | 0 | 0 | 0 | 0 | 0 | 0 | 0 | 0 | 0 | 0 | 0 | 0 | 0 | 0 | 0 | 0 | 0 | 0 | 0 | 0 | 0 | 0 | 0 | 0
F3_Commercial_Office_Existing_Food Preparation_Natural Gas_Fryer_E8 | F3 | Commercial | Office | Existing | Food Preparation | Natural Gas | Fryer | E8 | System - kBTUs of Consumption | 0 | 0 | 0 | 0 | 0 | 0 | 0 | 0 | 0 | 0 | 0 | 0 | 0 | 0 | 0 | 0 | 0 | 0 | 0 | 0 | 0 | 0 | 0 | 0 | 0 | 0 | 0 | 0 | 0 | 0 | 0 | 0 | 0 | 0 | 0 | 0 | 0 | 0 | 0 | 0 | 0 | 0
F3_Commercial_Office_Existing_Food Preparation_Natural Gas_Fryer_E9 | F3 | Commercial | Office | Existing | Food Preparation | Natural Gas | Fryer | E9 | System - kBTUs of Consumption | 0 | 0 | 0 | 0 | 0 | 0 | 0 | 0 | 0 | 0 | 0 | 0 | 0 | 0 | 0 | 0 | 0 | 0 | 0 | 0 | 0 | 0 | 0 | 0 | 0 | 0 | 0 | 0 | 0 | 0 | 0 | 0 | 0 | 0 | 0 | 0 | 0 | 0 | 0 | 0 | 0 | 0
F3_Commercial_Office_Existing_Food Preparation_Natural Gas_Fryer_E10 | F3 | Commercial | Office | Existing | Food Preparation | Natural Gas | Fryer | E10 | System - kBTUs of Consumption | 0 | 0 | 0 | 0 | 0 | 0 | 0 | 0 | 0 | 0 | 0 | 0 | 0 | 0 | 0 | 0 | 0 | 0 | 0 | 0 | 0 | 0 | 0 | 0 | 0 | 0 | 0 | 0 | 0 | 0 | 0 | 0 | 0 | 0 | 0 | 0 | 0 | 0 | 0 | 0 | 0 | 0
F4_Commercial_Office_Existing_Food Preparation_Natural Gas_Fryer_E1 | F4 | Commercial | Office | Existing | Food Preparation | Natural Gas | Fryer | E1 | Utility - Cost of Equipment | 0.32874 | 0.32976 | 0.33164 | 0 | 0 | 0 | 0 | 0 | 0 | 0 | 0 | 0 | 0 | 0 | 0 | 0 | 0 | 0 | 0 | 0 | 0 | 0 | 0 | 0 | 0 | 0 | 0 | 0 | 0 | 0 | 0 | 0 | 0 | 0 | 0 | 0 | 0 | 0 | 0 | 0 | 0 | 0
F4_Commercial_Office_Existing_Food Preparation_Natural Gas_Fryer_E2 | F4 | Commercial | Office | Existing | Food Preparation | Natural Gas | Fryer | E2 | Utility - Cost of Equipment | 0.20148 | 0.20211 | 0.20326 | 0.20485 | 0.20713 | 0.21028 | 0.21278 | 0.21524 | 0.21777 | 0.22035 | 0.22255 | 0.22421 | 0.22561 | 0.22688 | 0.22836 | 0.2297 | 0.23137 | 0.23348 | 0.236 | 0.2389 | 0.24215 | 0.24534 | 0.24837 | 0.25109 | 0.2535 | 0.25569 | 0.25726 | 0.25856 | 0.25976 | 0.26079 | 0.26181 | 0.26226 | 0.26226 | 0 | 0 | 0 | 0 | 0 | 0 | 0 | 0 | 0
F4_Commercial_Office_Existing_Food Preparation_Natural Gas_Fryer_E3 | F4 | Commercial | Office | Existing | Food Preparation | Natural Gas | Fryer | E3 | Utility - Cost of Equipment | 0 | 0 | 0 | 0 | 0 | 0 | 0 | 0 | 0 | 0 | 0 | 0 | 0 | 0 | 0 | 0 | 0 | 0 | 0 | 0 | 0 | 0 | 0 | 0 | 0 | 0 | 0 | 0 | 0 | 0 | 0 | 0 | 0 | 0 | 0 | 0 | 0 | 0 | 0 | 0 | 0 | 0
F4_Commercial_Office_Existing_Food Preparation_Natural Gas_Fryer_E4 | F4 | Commercial | Office | Existing | Food Preparation | Natural Gas | Fryer | E4 | Utility - Cost of Equipment | 0 | 0 | 0 | 0 | 0 | 0 | 0 | 0 | 0 | 0 | 0 | 0 | 0 | 0 | 0 | 0 | 0 | 0 | 0 | 0 | 0 | 0 | 0 | 0 | 0 | 0 | 0 | 0 | 0 | 0 | 0 | 0 | 0 | 0 | 0 | 0 | 0 | 0 | 0 | 0 | 0 | 0
F4_Commercial_Office_Existing_Food Preparation_Natural Gas_Fryer_E5 | F4 | Commercial | Office | Existing | Food Preparation | Natural Gas | Fryer | E5 | Utility - Cost of Equipment | 0 | 0 | 0 | 0 | 0 | 0 | 0 | 0 | 0 | 0 | 0 | 0 | 0 | 0 | 0 | 0 | 0 | 0 | 0 | 0 | 0 | 0 | 0 | 0 | 0 | 0 | 0 | 0 | 0 | 0 | 0 | 0 | 0 | 0 | 0 | 0 | 0 | 0 | 0 | 0 | 0 | 0
F4_Commercial_Office_Existing_Food Preparation_Natural Gas_Fryer_E6 | F4 | Commercial | Office | Existing | Food Preparation | Natural Gas | Fryer | E6 | Utility - Cost of Equipment | 0 | 0 | 0 | 0 | 0 | 0 | 0 | 0 | 0 | 0 | 0 | 0 | 0 | 0 | 0 | 0 | 0 | 0 | 0 | 0 | 0 | 0 | 0 | 0 | 0 | 0 | 0 | 0 | 0 | 0 | 0 | 0 | 0 | 0 | 0 | 0 | 0 | 0 | 0 | 0 | 0 | 0
F4_Commercial_Office_Existing_Food Preparation_Natural Gas_Fryer_E7 | F4 | Commercial | Office | Existing | Food Preparation | Natural Gas | Fryer | E7 | Utility - Cost of Equipment | 0 | 0 | 0 | 0 | 0 | 0 | 0 | 0 | 0 | 0 | 0 | 0 | 0 | 0 | 0 | 0 | 0 | 0 | 0 | 0 | 0 | 0 | 0 | 0 | 0 | 0 | 0 | 0 | 0 | 0 | 0 | 0 | 0 | 0 | 0 | 0 | 0 | 0 | 0 | 0 | 0 | 0
F4_Commercial_Office_Existing_Food Preparation_Natural Gas_Fryer_E8 | F4 | Commercial | Office | Existing | Food Preparation | Natural Gas | Fryer | E8 | Utility - Cost of Equipment | 0 | 0 | 0 | 0 | 0 | 0 | 0 | 0 | 0 | 0 | 0 | 0 | 0 | 0 | 0 | 0 | 0 | 0 | 0 | 0 | 0 | 0 | 0 | 0 | 0 | 0 | 0 | 0 | 0 | 0 | 0 | 0 | 0 | 0 | 0 | 0 | 0 | 0 | 0 | 0 | 0 | 0
F4_Commercial_Office_Existing_Food Preparation_Natural Gas_Fryer_E9 | F4 | Commercial | Office | Existing | Food Preparation | Natural Gas | Fryer | E9 | Utility - Cost of Equipment | 0 | 0 | 0 | 0 | 0 | 0 | 0 | 0 | 0 | 0 | 0 | 0 | 0 | 0 | 0 | 0 | 0 | 0 | 0 | 0 | 0 | 0 | 0 | 0 | 0 | 0 | 0 | 0 | 0 | 0 | 0 | 0 | 0 | 0 | 0 | 0 | 0 | 0 | 0 | 0 | 0 | 0
F4_Commercial_Office_Existing_Food Preparation_Natural Gas_Fryer_E10 | F4 | Commercial | Office | Existing | Food Preparation | Natural Gas | Fryer | E10 | Utility - Cost of Equipment | 0 | 0 | 0 | 0 | 0 | 0 | 0 | 0 | 0 | 0 | 0 | 0 | 0 | 0 | 0 | 0 | 0 | 0 | 0 | 0 | 0 | 0 | 0 | 0 | 0 | 0 | 0 | 0 | 0 | 0 | 0 | 0 | 0 | 0 | 0 | 0 | 0 | 0 | 0 | 0 | 0 | 0
F5_Commercial_Office_Existing_Food Preparation_Natural Gas_Fryer_E1 | F5 | Commercial | Office | Existing | Food Preparation | Natural Gas | Fryer | E1 | Utility - Cost of Operation | 0.13094 | 0.13094 | 0.13094 | 0 | 0 | 0 | 0 | 0 | 0 | 0 | 0 | 0 | 0 | 0 | 0 | 0 | 0 | 0 | 0 | 0 | 0 | 0 | 0 | 0 | 0 | 0 | 0 | 0 | 0 | 0 | 0 | 0 | 0 | 0 | 0 | 0 | 0 | 0 | 0 | 0 | 0 | 0
F5_Commercial_Office_Existing_Food Preparation_Natural Gas_Fryer_E2 | F5 | Commercial | Office | Existing | Food Preparation | Natural Gas | Fryer | E2 | Utility - Cost of Operation | 0.16459 | 0.16459 | 0.16459 | 0.16459 | 0.16459 | 0.16459 | 0.16459 | 0.16459 | 0.16459 | 0.16459 | 0.16459 | 0.16459 | 0.16459 | 0.16459 | 0.16459 | 0.16459 | 0.16459 | 0.16459 | 0.16459 | 0.16459 | 0.16459 | 0.16459 | 0.16459 | 0.16459 | 0.16459 | 0.16459 | 0.16459 | 0.16459 | 0.16459 | 0.16459 | 0.16459 | 0.16459 | 0.16459 | 0 | 0 | 0 | 0 | 0 | 0 | 0 | 0 | 0
F5_Commercial_Office_Existing_Food Preparation_Natural Gas_Fryer_E3 | F5 | Commercial | Office | Existing | Food Preparation | Natural Gas | Fryer | E3 | Utility - Cost of Operation | 0 | 0 | 0 | 0 | 0 | 0 | 0 | 0 | 0 | 0 | 0 | 0 | 0 | 0 | 0 | 0 | 0 | 0 | 0 | 0 | 0 | 0 | 0 | 0 | 0 | 0 | 0 | 0 | 0 | 0 | 0 | 0 | 0 | 0 | 0 | 0 | 0 | 0 | 0 | 0 | 0 | 0
F5_Commercial_Office_Existing_Food Preparation_Natural Gas_Fryer_E4 | F5 | Commercial | Office | Existing | Food Preparation | Natural Gas | Fryer | E4 | Utility - Cost of Operation | 0 | 0 | 0 | 0 | 0 | 0 | 0 | 0 | 0 | 0 | 0 | 0 | 0 | 0 | 0 | 0 | 0 | 0 | 0 | 0 | 0 | 0 | 0 | 0 | 0 | 0 | 0 | 0 | 0 | 0 | 0 | 0 | 0 | 0 | 0 | 0 | 0 | 0 | 0 | 0 | 0 | 0
F5_Commercial_Office_Existing_Food Preparation_Natural Gas_Fryer_E5 | F5 | Commercial | Office | Existing | Food Preparation | Natural Gas | Fryer | E5 | Utility - Cost of Operation | 0 | 0 | 0 | 0 | 0 | 0 | 0 | 0 | 0 | 0 | 0 | 0 | 0 | 0 | 0 | 0 | 0 | 0 | 0 | 0 | 0 | 0 | 0 | 0 | 0 | 0 | 0 | 0 | 0 | 0 | 0 | 0 | 0 | 0 | 0 | 0 | 0 | 0 | 0 | 0 | 0 | 0
F5_Commercial_Office_Existing_Food Preparation_Natural Gas_Fryer_E6 | F5 | Commercial | Office | Existing | Food Preparation | Natural Gas | Fryer | E6 | Utility - Cost of Operation | 0 | 0 | 0 | 0 | 0 | 0 | 0 | 0 | 0 | 0 | 0 | 0 | 0 | 0 | 0 | 0 | 0 | 0 | 0 | 0 | 0 | 0 | 0 | 0 | 0 | 0 | 0 | 0 | 0 | 0 | 0 | 0 | 0 | 0 | 0 | 0 | 0 | 0 | 0 | 0 | 0 | 0
F5_Commercial_Office_Existing_Food Preparation_Natural Gas_Fryer_E7 | F5 | Commercial | Office | Existing | Food Preparation | Natural Gas | Fryer | E7 | Utility - Cost of Operation | 0 | 0 | 0 | 0 | 0 | 0 | 0 | 0 | 0 | 0 | 0 | 0 | 0 | 0 | 0 | 0 | 0 | 0 | 0 | 0 | 0 | 0 | 0 | 0 | 0 | 0 | 0 | 0 | 0 | 0 | 0 | 0 | 0 | 0 | 0 | 0 | 0 | 0 | 0 | 0 | 0 | 0
F5_Commercial_Office_Existing_Food Preparation_Natural Gas_Fryer_E8 | F5 | Commercial | Office | Existing | Food Preparation | Natural Gas | Fryer | E8 | Utility - Cost of Operation | 0 | 0 | 0 | 0 | 0 | 0 | 0 | 0 | 0 | 0 | 0 | 0 | 0 | 0 | 0 | 0 | 0 | 0 | 0 | 0 | 0 | 0 | 0 | 0 | 0 | 0 | 0 | 0 | 0 | 0 | 0 | 0 | 0 | 0 | 0 | 0 | 0 | 0 | 0 | 0 | 0 | 0
F5_Commercial_Office_Existing_Food Preparation_Natural Gas_Fryer_E9 | F5 | Commercial | Office | Existing | Food Preparation | Natural Gas | Fryer | E9 | Utility - Cost of Operation | 0 | 0 | 0 | 0 | 0 | 0 | 0 | 0 | 0 | 0 | 0 | 0 | 0 | 0 | 0 | 0 | 0 | 0 | 0 | 0 | 0 | 0 | 0 | 0 | 0 | 0 | 0 | 0 | 0 | 0 | 0 | 0 | 0 | 0 | 0 | 0 | 0 | 0 | 0 | 0 | 0 | 0
F5_Commercial_Office_Existing_Food Preparation_Natural Gas_Fryer_E10 | F5 | Commercial | Office | Existing | Food Preparation | Natural Gas | Fryer | E10 | Utility - Cost of Operation | 0 | 0 | 0 | 0 | 0 | 0 | 0 | 0 | 0 | 0 | 0 | 0 | 0 | 0 | 0 | 0 | 0 | 0 | 0 | 0 | 0 | 0 | 0 | 0 | 0 | 0 | 0 | 0 | 0 | 0 | 0 | 0 | 0 | 0 | 0 | 0 | 0 | 0 | 0 | 0 | 0 | 0
F6_Commercial_Office_Existing_Food Preparation_Natural Gas_Fryer_E1 | F6 | Commercial | Office | Existing | Food Preparation | Natural Gas | Fryer | E1 | Utility - Value of Sales | 0.19998 | 0.19998 | 0.19998 | 0 | 0 | 0 | 0 | 0 | 0 | 0 | 0 | 0 | 0 | 0 | 0 | 0 | 0 | 0 | 0 | 0 | 0 | 0 | 0 | 0 | 0 | 0 | 0 | 0 | 0 | 0 | 0 | 0 | 0 | 0 | 0 | 0 | 0 | 0 | 0 | 0 | 0 | 0
F6_Commercial_Office_Existing_Food Preparation_Natural Gas_Fryer_E2 | F6 | Commercial | Office | Existing | Food Preparation | Natural Gas | Fryer | E2 | Utility - Value of Sales | 0.12257 | 0.12257 | 0.12257 | 0.12257 | 0.12257 | 0.12257 | 0.12257 | 0.12257 | 0.12257 | 0.12257 | 0.12257 | 0.12257 | 0.12257 | 0.12257 | 0.12257 | 0.12257 | 0.12257 | 0.12257 | 0.12257 | 0.12257 | 0.12257 | 0.12257 | 0.12257 | 0.12257 | 0.12257 | 0.12257 | 0.12257 | 0.12257 | 0.12257 | 0.12257 | 0.12257 | 0.12257 | 0.12257 | 0 | 0 | 0 | 0 | 0 | 0 | 0 | 0 | 0
F6_Commercial_Office_Existing_Food Preparation_Natural Gas_Fryer_E3 | F6 | Commercial | Office | Existing | Food Preparation | Natural Gas | Fryer | E3 | Utility - Value of Sales | 0 | 0 | 0 | 0 | 0 | 0 | 0 | 0 | 0 | 0 | 0 | 0 | 0 | 0 | 0 | 0 | 0 | 0 | 0 | 0 | 0 | 0 | 0 | 0 | 0 | 0 | 0 | 0 | 0 | 0 | 0 | 0 | 0 | 0 | 0 | 0 | 0 | 0 | 0 | 0 | 0 | 0
F6_Commercial_Office_Existing_Food Preparation_Natural Gas_Fryer_E4 | F6 | Commercial | Office | Existing | Food Preparation | Natural Gas | Fryer | E4 | Utility - Value of Sales | 0 | 0 | 0 | 0 | 0 | 0 | 0 | 0 | 0 | 0 | 0 | 0 | 0 | 0 | 0 | 0 | 0 | 0 | 0 | 0 | 0 | 0 | 0 | 0 | 0 | 0 | 0 | 0 | 0 | 0 | 0 | 0 | 0 | 0 | 0 | 0 | 0 | 0 | 0 | 0 | 0 | 0
F6_Commercial_Office_Existing_Food Preparation_Natural Gas_Fryer_E5 | F6 | Commercial | Office | Existing | Food Preparation | Natural Gas | Fryer | E5 | Utility - Value of Sales | 0 | 0 | 0 | 0 | 0 | 0 | 0 | 0 | 0 | 0 | 0 | 0 | 0 | 0 | 0 | 0 | 0 | 0 | 0 | 0 | 0 | 0 | 0 | 0 | 0 | 0 | 0 | 0 | 0 | 0 | 0 | 0 | 0 | 0 | 0 | 0 | 0 | 0 | 0 | 0 | 0 | 0
F6_Commercial_Office_Existing_Food Preparation_Natural Gas_Fryer_E6 | F6 | Commercial | Office | Existing | Food Preparation | Natural Gas | Fryer | E6 | Utility - Value of Sales | 0 | 0 | 0 | 0 | 0 | 0 | 0 | 0 | 0 | 0 | 0 | 0 | 0 | 0 | 0 | 0 | 0 | 0 | 0 | 0 | 0 | 0 | 0 | 0 | 0 | 0 | 0 | 0 | 0 | 0 | 0 | 0 | 0 | 0 | 0 | 0 | 0 | 0 | 0 | 0 | 0 | 0
F6_Commercial_Office_Existing_Food Preparation_Natural Gas_Fryer_E7 | F6 | Commercial | Office | Existing | Food Preparation | Natural Gas | Fryer | E7 | Utility - Value of Sales | 0 | 0 | 0 | 0 | 0 | 0 | 0 | 0 | 0 | 0 | 0 | 0 | 0 | 0 | 0 | 0 | 0 | 0 | 0 | 0 | 0 | 0 | 0 | 0 | 0 | 0 | 0 | 0 | 0 | 0 | 0 | 0 | 0 | 0 | 0 | 0 | 0 | 0 | 0 | 0 | 0 | 0
F6_Commercial_Office_Existing_Food Preparation_Natural Gas_Fryer_E8 | F6 | Commercial | Office | Existing | Food Preparation | Natural Gas | Fryer | E8 | Utility - Value of Sales | 0 | 0 | 0 | 0 | 0 | 0 | 0 | 0 | 0 | 0 | 0 | 0 | 0 | 0 | 0 | 0 | 0 | 0 | 0 | 0 | 0 | 0 | 0 | 0 | 0 | 0 | 0 | 0 | 0 | 0 | 0 | 0 | 0 | 0 | 0 | 0 | 0 | 0 | 0 | 0 | 0 | 0
F6_Commercial_Office_Existing_Food Preparation_Natural Gas_Fryer_E9 | F6 | Commercial | Office | Existing | Food Preparation | Natural Gas | Fryer | E9 | Utility - Value of Sales | 0 | 0 | 0 | 0 | 0 | 0 | 0 | 0 | 0 | 0 | 0 | 0 | 0 | 0 | 0 | 0 | 0 | 0 | 0 | 0 | 0 | 0 | 0 | 0 | 0 | 0 | 0 | 0 | 0 | 0 | 0 | 0 | 0 | 0 | 0 | 0 | 0 | 0 | 0 | 0 | 0 | 0
F6_Commercial_Office_Existing_Food Preparation_Natural Gas_Fryer_E10 | F6 | Commercial | Office | Existing | Food Preparation | Natural Gas | Fryer | E10 | Utility - Value of Sales | 0 | 0 | 0 | 0 | 0 | 0 | 0 | 0 | 0 | 0 | 0 | 0 | 0 | 0 | 0 | 0 | 0 | 0 | 0 | 0 | 0 | 0 | 0 | 0 | 0 | 0 | 0 | 0 | 0 | 0 | 0 | 0 | 0 | 0 | 0 | 0 | 0 | 0 | 0 | 0 | 0 | 0
F1_Commercial_Office_Existing_Food Preparation_Natural Gas_Broiler_E1 | F1 | Commercial | Office | Existing | Food Preparation | Natural Gas | Broiler | E1 | RVT - Cost of Equipment | 0.30732 | 0.30966 | 0.31228 | 0.31516 | 0.31844 | 0.32224 | 0.32532 | 0.32827 | 0.33127 | 0.3344 | 0.33738 | 0.34012 | 0.34291 | 0.34585 | 0.3491 | 0.35227 | 0.35564 | 0.35919 | 0.3629 | 0.36668 | 0.37048 | 0.37405 | 0.37727 | 0.38011 | 0.38257 | 0.38468 | 0.38615 | 0.38724 | 0.38819 | 0.38899 | 0.38979 | 0.39015 | 0.39015 | 0 | 0 | 0 | 0 | 0 | 0 | 0 | 0 | 0
F1_Commercial_Office_Existing_Food Preparation_Natural Gas_Broiler_E2 | F1 | Commercial | Office | Existing | Food Preparation | Natural Gas | Broiler | E2 | RVT - Cost of Equipment | 0.19756 | 0.19907 | 0.20075 | 0.2026 | 0.20471 | 0.20715 | 0.20913 | 0.21103 | 0.21296 | 0.21497 | 0.21689 | 0.21865 | 0.22045 | 0.22233 | 0.22442 | 0.22646 | 0.22862 | 0.23091 | 0.23329 | 0.23572 | 0.23817 | 0.24046 | 0.24253 | 0.24436 | 0.24594 | 0.2473 | 0.24824 | 0.24894 | 0.24955 | 0.25007 | 0.25058 | 0.25081 | 0.25081 | 0 | 0 | 0 | 0 | 0 | 0 | 0 | 0 | 0
F1_Commercial_Office_Existing_Food Preparation_Natural Gas_Broiler_E3 | F1 | Commercial | Office | Existing | Food Preparation | Natural Gas | Broiler | E3 | RVT - Cost of Equipment | 0 | 0 | 0 | 0 | 0 | 0 | 0 | 0 | 0 | 0 | 0 | 0 | 0 | 0 | 0 | 0 | 0 | 0 | 0 | 0 | 0 | 0 | 0 | 0 | 0 | 0 | 0 | 0 | 0 | 0 | 0 | 0 | 0 | 0 | 0 | 0 | 0 | 0 | 0 | 0 | 0 | 0
F1_Commercial_Office_Existing_Food Preparation_Natural Gas_Broiler_E4 | F1 | Commercial | Office | Existing | Food Preparation | Natural Gas | Broiler | E4 | RVT - Cost of Equipment | 0 | 0 | 0 | 0 | 0 | 0 | 0 | 0 | 0 | 0 | 0 | 0 | 0 | 0 | 0 | 0 | 0 | 0 | 0 | 0 | 0 | 0 | 0 | 0 | 0 | 0 | 0 | 0 | 0 | 0 | 0 | 0 | 0 | 0 | 0 | 0 | 0 | 0 | 0 | 0 | 0 | 0
F1_Commercial_Office_Existing_Food Preparation_Natural Gas_Broiler_E5 | F1 | Commercial | Office | Existing | Food Preparation | Natural Gas | Broiler | E5 | RVT - Cost of Equipment | 0 | 0 | 0 | 0 | 0 | 0 | 0 | 0 | 0 | 0 | 0 | 0 | 0 | 0 | 0 | 0 | 0 | 0 | 0 | 0 | 0 | 0 | 0 | 0 | 0 | 0 | 0 | 0 | 0 | 0 | 0 | 0 | 0 | 0 | 0 | 0 | 0 | 0 | 0 | 0 | 0 | 0
F1_Commercial_Office_Existing_Food Preparation_Natural Gas_Broiler_E6 | F1 | Commercial | Office | Existing | Food Preparation | Natural Gas | Broiler | E6 | RVT - Cost of Equipment | 0 | 0 | 0 | 0 | 0 | 0 | 0 | 0 | 0 | 0 | 0 | 0 | 0 | 0 | 0 | 0 | 0 | 0 | 0 | 0 | 0 | 0 | 0 | 0 | 0 | 0 | 0 | 0 | 0 | 0 | 0 | 0 | 0 | 0 | 0 | 0 | 0 | 0 | 0 | 0 | 0 | 0
F1_Commercial_Office_Existing_Food Preparation_Natural Gas_Broiler_E7 | F1 | Commercial | Office | Existing | Food Preparation | Natural Gas | Broiler | E7 | RVT - Cost of Equipment | 0 | 0 | 0 | 0 | 0 | 0 | 0 | 0 | 0 | 0 | 0 | 0 | 0 | 0 | 0 | 0 | 0 | 0 | 0 | 0 | 0 | 0 | 0 | 0 | 0 | 0 | 0 | 0 | 0 | 0 | 0 | 0 | 0 | 0 | 0 | 0 | 0 | 0 | 0 | 0 | 0 | 0
F1_Commercial_Office_Existing_Food Preparation_Natural Gas_Broiler_E8 | F1 | Commercial | Office | Existing | Food Preparation | Natural Gas | Broiler | E8 | RVT - Cost of Equipment | 0 | 0 | 0 | 0 | 0 | 0 | 0 | 0 | 0 | 0 | 0 | 0 | 0 | 0 | 0 | 0 | 0 | 0 | 0 | 0 | 0 | 0 | 0 | 0 | 0 | 0 | 0 | 0 | 0 | 0 | 0 | 0 | 0 | 0 | 0 | 0 | 0 | 0 | 0 | 0 | 0 | 0
F1_Commercial_Office_Existing_Food Preparation_Natural Gas_Broiler_E9 | F1 | Commercial | Office | Existing | Food Preparation | Natural Gas | Broiler | E9 | RVT - Cost of Equipment | 0 | 0 | 0 | 0 | 0 | 0 | 0 | 0 | 0 | 0 | 0 | 0 | 0 | 0 | 0 | 0 | 0 | 0 | 0 | 0 | 0 | 0 | 0 | 0 | 0 | 0 | 0 | 0 | 0 | 0 | 0 | 0 | 0 | 0 | 0 | 0 | 0 | 0 | 0 | 0 | 0 | 0
F1_Commercial_Office_Existing_Food Preparation_Natural Gas_Broiler_E10 | F1 | Commercial | Office | Existing | Food Preparation | Natural Gas | Broiler | E10 | RVT - Cost of Equipment | 0 | 0 | 0 | 0 | 0 | 0 | 0 | 0 | 0 | 0 | 0 | 0 | 0 | 0 | 0 | 0 | 0 | 0 | 0 | 0 | 0 | 0 | 0 | 0 | 0 | 0 | 0 | 0 | 0 | 0 | 0 | 0 | 0 | 0 | 0 | 0 | 0 | 0 | 0 | 0 | 0 | 0
F2_Commercial_Office_Existing_Food Preparation_Natural Gas_Broiler_E1 | F2 | Commercial | Office | Existing | Food Preparation | Natural Gas | Broiler | E1 | RVT - Cost of Operation | 0.36819 | 0.37099 | 0.37413 | 0.37758 | 0.38151 | 0.38606 | 0.38975 | 0.39329 | 0.39689 | 0.40063 | 0.4042 | 0.40748 | 0.41083 | 0.41436 | 0.41824 | 0.42205 | 0.42608 | 0.43033 | 0.43477 | 0.43931 | 0.44386 | 0.44813 | 0.45199 | 0.4554 | 0.45834 | 0.46088 | 0.46263 | 0.46394 | 0.46507 | 0.46604 | 0.467 | 0.46742 | 0.46742 | 0 | 0 | 0 | 0 | 0 | 0 | 0 | 0 | 0
F2_Commercial_Office_Existing_Food Preparation_Natural Gas_Broiler_E2 | F2 | Commercial | Office | Existing | Food Preparation | Natural Gas | Broiler | E2 | RVT - Cost of Operation | 0.23669 | 0.2385 | 0.24051 | 0.24273 | 0.24526 | 0.24818 | 0.25055 | 0.25283 | 0.25514 | 0.25755 | 0.25984 | 0.26195 | 0.26411 | 0.26637 | 0.26887 | 0.27131 | 0.27391 | 0.27664 | 0.2795 | 0.28241 | 0.28534 | 0.28809 | 0.29056 | 0.29275 | 0.29465 | 0.29628 | 0.29741 | 0.29825 | 0.29898 | 0.2996 | 0.30021 | 0.30048 | 0.30048 | 0 | 0 | 0 | 0 | 0 | 0 | 0 | 0 | 0
F2_Commercial_Office_Existing_Food Preparation_Natural Gas_Broiler_E3 | F2 | Commercial | Office | Existing | Food Preparation | Natural Gas | Broiler | E3 | RVT - Cost of Operation | 0 | 0 | 0 | 0 | 0 | 0 | 0 | 0 | 0 | 0 | 0 | 0 | 0 | 0 | 0 | 0 | 0 | 0 | 0 | 0 | 0 | 0 | 0 | 0 | 0 | 0 | 0 | 0 | 0 | 0 | 0 | 0 | 0 | 0 | 0 | 0 | 0 | 0 | 0 | 0 | 0 | 0
F2_Commercial_Office_Existing_Food Preparation_Natural Gas_Broiler_E4 | F2 | Commercial | Office | Existing | Food Preparation | Natural Gas | Broiler | E4 | RVT - Cost of Operation | 0 | 0 | 0 | 0 | 0 | 0 | 0 | 0 | 0 | 0 | 0 | 0 | 0 | 0 | 0 | 0 | 0 | 0 | 0 | 0 | 0 | 0 | 0 | 0 | 0 | 0 | 0 | 0 | 0 | 0 | 0 | 0 | 0 | 0 | 0 | 0 | 0 | 0 | 0 | 0 | 0 | 0
F2_Commercial_Office_Existing_Food Preparation_Natural Gas_Broiler_E5 | F2 | Commercial | Office | Existing | Food Preparation | Natural Gas | Broiler | E5 | RVT - Cost of Operation | 0 | 0 | 0 | 0 | 0 | 0 | 0 | 0 | 0 | 0 | 0 | 0 | 0 | 0 | 0 | 0 | 0 | 0 | 0 | 0 | 0 | 0 | 0 | 0 | 0 | 0 | 0 | 0 | 0 | 0 | 0 | 0 | 0 | 0 | 0 | 0 | 0 | 0 | 0 | 0 | 0 | 0
F2_Commercial_Office_Existing_Food Preparation_Natural Gas_Broiler_E6 | F2 | Commercial | Office | Existing | Food Preparation | Natural Gas | Broiler | E6 | RVT - Cost of Operation | 0 | 0 | 0 | 0 | 0 | 0 | 0 | 0 | 0 | 0 | 0 | 0 | 0 | 0 | 0 | 0 | 0 | 0 | 0 | 0 | 0 | 0 | 0 | 0 | 0 | 0 | 0 | 0 | 0 | 0 | 0 | 0 | 0 | 0 | 0 | 0 | 0 | 0 | 0 | 0 | 0 | 0
F2_Commercial_Office_Existing_Food Preparation_Natural Gas_Broiler_E7 | F2 | Commercial | Office | Existing | Food Preparation | Natural Gas | Broiler | E7 | RVT - Cost of Operation | 0 | 0 | 0 | 0 | 0 | 0 | 0 | 0 | 0 | 0 | 0 | 0 | 0 | 0 | 0 | 0 | 0 | 0 | 0 | 0 | 0 | 0 | 0 | 0 | 0 | 0 | 0 | 0 | 0 | 0 | 0 | 0 | 0 | 0 | 0 | 0 | 0 | 0 | 0 | 0 | 0 | 0
F2_Commercial_Office_Existing_Food Preparation_Natural Gas_Broiler_E8 | F2 | Commercial | Office | Existing | Food Preparation | Natural Gas | Broiler | E8 | RVT - Cost of Operation | 0 | 0 | 0 | 0 | 0 | 0 | 0 | 0 | 0 | 0 | 0 | 0 | 0 | 0 | 0 | 0 | 0 | 0 | 0 | 0 | 0 | 0 | 0 | 0 | 0 | 0 | 0 | 0 | 0 | 0 | 0 | 0 | 0 | 0 | 0 | 0 | 0 | 0 | 0 | 0 | 0 | 0
F2_Commercial_Office_Existing_Food Preparation_Natural Gas_Broiler_E9 | F2 | Commercial | Office | Existing | Food Preparation | Natural Gas | Broiler | E9 | RVT - Cost of Operation | 0 | 0 | 0 | 0 | 0 | 0 | 0 | 0 | 0 | 0 | 0 | 0 | 0 | 0 | 0 | 0 | 0 | 0 | 0 | 0 | 0 | 0 | 0 | 0 | 0 | 0 | 0 | 0 | 0 | 0 | 0 | 0 | 0 | 0 | 0 | 0 | 0 | 0 | 0 | 0 | 0 | 0
F2_Commercial_Office_Existing_Food Preparation_Natural Gas_Broiler_E10 | F2 | Commercial | Office | Existing | Food Preparation | Natural Gas | Broiler | E10 | RVT - Cost of Operation | 0 | 0 | 0 | 0 | 0 | 0 | 0 | 0 | 0 | 0 | 0 | 0 | 0 | 0 | 0 | 0 | 0 | 0 | 0 | 0 | 0 | 0 | 0 | 0 | 0 | 0 | 0 | 0 | 0 | 0 | 0 | 0 | 0 | 0 | 0 | 0 | 0 | 0 | 0 | 0 | 0 | 0
F3_Commercial_Office_Existing_Food Preparation_Natural Gas_Broiler_E1 | F3 | Commercial | Office | Existing | Food Preparation | Natural Gas | Broiler | E1 | System - kBTUs of Consumption | 0.10214 | 0.10214 | 0.10214 | 0.10214 | 0.10214 | 0.10214 | 0.10214 | 0.10214 | 0.10214 | 0.10214 | 0.10214 | 0.10214 | 0.10214 | 0.10214 | 0.10214 | 0.10214 | 0.10214 | 0.10214 | 0.10214 | 0.10214 | 0.10214 | 0.10214 | 0.10214 | 0.10214 | 0.10214 | 0.10214 | 0.10214 | 0.10214 | 0.10214 | 0.10214 | 0.10214 | 0.10214 | 0.10214 | 0 | 0 | 0 | 0 | 0 | 0 | 0 | 0 | 0
F3_Commercial_Office_Existing_Food Preparation_Natural Gas_Broiler_E2 | F3 | Commercial | Office | Existing | Food Preparation | Natural Gas | Broiler | E2 | System - kBTUs of Consumption | 0.143 | 0.143 | 0.143 | 0.143 | 0.143 | 0.143 | 0.143 | 0.143 | 0.143 | 0.143 | 0.143 | 0.143 | 0.143 | 0.143 | 0.143 | 0.143 | 0.143 | 0.143 | 0.143 | 0.143 | 0.143 | 0.143 | 0.143 | 0.143 | 0.143 | 0.143 | 0.143 | 0.143 | 0.143 | 0.143 | 0.143 | 0.143 | 0.143 | 0 | 0 | 0 | 0 | 0 | 0 | 0 | 0 | 0
F3_Commercial_Office_Existing_Food Preparation_Natural Gas_Broiler_E3 | F3 | Commercial | Office | Existing | Food Preparation | Natural Gas | Broiler | E3 | System - kBTUs of Consumption | 0 | 0 | 0 | 0 | 0 | 0 | 0 | 0 | 0 | 0 | 0 | 0 | 0 | 0 | 0 | 0 | 0 | 0 | 0 | 0 | 0 | 0 | 0 | 0 | 0 | 0 | 0 | 0 | 0 | 0 | 0 | 0 | 0 | 0 | 0 | 0 | 0 | 0 | 0 | 0 | 0 | 0
F3_Commercial_Office_Existing_Food Preparation_Natural Gas_Broiler_E4 | F3 | Commercial | Office | Existing | Food Preparation | Natural Gas | Broiler | E4 | System - kBTUs of Consumption | 0 | 0 | 0 | 0 | 0 | 0 | 0 | 0 | 0 | 0 | 0 | 0 | 0 | 0 | 0 | 0 | 0 | 0 | 0 | 0 | 0 | 0 | 0 | 0 | 0 | 0 | 0 | 0 | 0 | 0 | 0 | 0 | 0 | 0 | 0 | 0 | 0 | 0 | 0 | 0 | 0 | 0
F3_Commercial_Office_Existing_Food Preparation_Natural Gas_Broiler_E5 | F3 | Commercial | Office | Existing | Food Preparation | Natural Gas | Broiler | E5 | System - kBTUs of Consumption | 0 | 0 | 0 | 0 | 0 | 0 | 0 | 0 | 0 | 0 | 0 | 0 | 0 | 0 | 0 | 0 | 0 | 0 | 0 | 0 | 0 | 0 | 0 | 0 | 0 | 0 | 0 | 0 | 0 | 0 | 0 | 0 | 0 | 0 | 0 | 0 | 0 | 0 | 0 | 0 | 0 | 0
F3_Commercial_Office_Existing_Food Preparation_Natural Gas_Broiler_E6 | F3 | Commercial | Office | Existing | Food Preparation | Natural Gas | Broiler | E6 | System - kBTUs of Consumption | 0 | 0 | 0 | 0 | 0 | 0 | 0 | 0 | 0 | 0 | 0 | 0 | 0 | 0 | 0 | 0 | 0 | 0 | 0 | 0 | 0 | 0 | 0 | 0 | 0 | 0 | 0 | 0 | 0 | 0 | 0 | 0 | 0 | 0 | 0 | 0 | 0 | 0 | 0 | 0 | 0 | 0
F3_Commercial_Office_Existing_Food Preparation_Natural Gas_Broiler_E7 | F3 | Commercial | Office | Existing | Food Preparation | Natural Gas | Broiler | E7 | System - kBTUs of Consumption | 0 | 0 | 0 | 0 | 0 | 0 | 0 | 0 | 0 | 0 | 0 | 0 | 0 | 0 | 0 | 0 | 0 | 0 | 0 | 0 | 0 | 0 | 0 | 0 | 0 | 0 | 0 | 0 | 0 | 0 | 0 | 0 | 0 | 0 | 0 | 0 | 0 | 0 | 0 | 0 | 0 | 0
F3_Commercial_Office_Existing_Food Preparation_Natural Gas_Broiler_E8 | F3 | Commercial | Office | Existing | Food Preparation | Natural Gas | Broiler | E8 | System - kBTUs of Consumption | 0 | 0 | 0 | 0 | 0 | 0 | 0 | 0 | 0 | 0 | 0 | 0 | 0 | 0 | 0 | 0 | 0 | 0 | 0 | 0 | 0 | 0 | 0 | 0 | 0 | 0 | 0 | 0 | 0 | 0 | 0 | 0 | 0 | 0 | 0 | 0 | 0 | 0 | 0 | 0 | 0 | 0
F3_Commercial_Office_Existing_Food Preparation_Natural Gas_Broiler_E9 | F3 | Commercial | Office | Existing | Food Preparation | Natural Gas | Broiler | E9 | System - kBTUs of Consumption | 0 | 0 | 0 | 0 | 0 | 0 | 0 | 0 | 0 | 0 | 0 | 0 | 0 | 0 | 0 | 0 | 0 | 0 | 0 | 0 | 0 | 0 | 0 | 0 | 0 | 0 | 0 | 0 | 0 | 0 | 0 | 0 | 0 | 0 | 0 | 0 | 0 | 0 | 0 | 0 | 0 | 0
F3_Commercial_Office_Existing_Food Preparation_Natural Gas_Broiler_E10 | F3 | Commercial | Office | Existing | Food Preparation | Natural Gas | Broiler | E10 | System - kBTUs of Consumption | 0 | 0 | 0 | 0 | 0 | 0 | 0 | 0 | 0 | 0 | 0 | 0 | 0 | 0 | 0 | 0 | 0 | 0 | 0 | 0 | 0 | 0 | 0 | 0 | 0 | 0 | 0 | 0 | 0 | 0 | 0 | 0 | 0 | 0 | 0 | 0 | 0 | 0 | 0 | 0 | 0 | 0
F4_Commercial_Office_Existing_Food Preparation_Natural Gas_Broiler_E1 | F4 | Commercial | Office | Existing | Food Preparation | Natural Gas | Broiler | E1 | Utility - Cost of Equipment | 0.36819 | 0.37099 | 0.37413 | 0.37758 | 0.38151 | 0.38606 | 0.38975 | 0.39329 | 0.39689 | 0.40063 | 0.4042 | 0.40748 | 0.41083 | 0.41436 | 0.41824 | 0.42205 | 0.42608 | 0.43033 | 0.43477 | 0.43931 | 0.44386 | 0.44813 | 0.45199 | 0.4554 | 0.45834 | 0.46088 | 0.46263 | 0.46394 | 0.46507 | 0.46604 | 0.467 | 0.46742 | 0.46742 | 0 | 0 | 0 | 0 | 0 | 0 | 0 | 0 | 0
F4_Commercial_Office_Existing_Food Preparation_Natural Gas_Broiler_E2 | F4 | Commercial | Office | Existing | Food Preparation | Natural Gas | Broiler | E2 | Utility - Cost of Equipment | 0.23669 | 0.2385 | 0.24051 | 0.24273 | 0.24526 | 0.24818 | 0.25055 | 0.25283 | 0.25514 | 0.25755 | 0.25984 | 0.26195 | 0.26411 | 0.26637 | 0.26887 | 0.27131 | 0.27391 | 0.27664 | 0.2795 | 0.28241 | 0.28534 | 0.28809 | 0.29056 | 0.29275 | 0.29465 | 0.29628 | 0.29741 | 0.29825 | 0.29898 | 0.2996 | 0.30021 | 0.30048 | 0.30048 | 0 | 0 | 0 | 0 | 0 | 0 | 0 | 0 | 0
F4_Commercial_Office_Existing_Food Preparation_Natural Gas_Broiler_E3 | F4 | Commercial | Office | Existing | Food Preparation | Natural Gas | Broiler | E3 | Utility - Cost of Equipment | 0 | 0 | 0 | 0 | 0 | 0 | 0 | 0 | 0 | 0 | 0 | 0 | 0 | 0 | 0 | 0 | 0 | 0 | 0 | 0 | 0 | 0 | 0 | 0 | 0 | 0 | 0 | 0 | 0 | 0 | 0 | 0 | 0 | 0 | 0 | 0 | 0 | 0 | 0 | 0 | 0 | 0
F4_Commercial_Office_Existing_Food Preparation_Natural Gas_Broiler_E4 | F4 | Commercial | Office | Existing | Food Preparation | Natural Gas | Broiler | E4 | Utility - Cost of Equipment | 0 | 0 | 0 | 0 | 0 | 0 | 0 | 0 | 0 | 0 | 0 | 0 | 0 | 0 | 0 | 0 | 0 | 0 | 0 | 0 | 0 | 0 | 0 | 0 | 0 | 0 | 0 | 0 | 0 | 0 | 0 | 0 | 0 | 0 | 0 | 0 | 0 | 0 | 0 | 0 | 0 | 0
F4_Commercial_Office_Existing_Food Preparation_Natural Gas_Broiler_E5 | F4 | Commercial | Office | Existing | Food Preparation | Natural Gas | Broiler | E5 | Utility - Cost of Equipment | 0 | 0 | 0 | 0 | 0 | 0 | 0 | 0 | 0 | 0 | 0 | 0 | 0 | 0 | 0 | 0 | 0 | 0 | 0 | 0 | 0 | 0 | 0 | 0 | 0 | 0 | 0 | 0 | 0 | 0 | 0 | 0 | 0 | 0 | 0 | 0 | 0 | 0 | 0 | 0 | 0 | 0
F4_Commercial_Office_Existing_Food Preparation_Natural Gas_Broiler_E6 | F4 | Commercial | Office | Existing | Food Preparation | Natural Gas | Broiler | E6 | Utility - Cost of Equipment | 0 | 0 | 0 | 0 | 0 | 0 | 0 | 0 | 0 | 0 | 0 | 0 | 0 | 0 | 0 | 0 | 0 | 0 | 0 | 0 | 0 | 0 | 0 | 0 | 0 | 0 | 0 | 0 | 0 | 0 | 0 | 0 | 0 | 0 | 0 | 0 | 0 | 0 | 0 | 0 | 0 | 0
F4_Commercial_Office_Existing_Food Preparation_Natural Gas_Broiler_E7 | F4 | Commercial | Office | Existing | Food Preparation | Natural Gas | Broiler | E7 | Utility - Cost of Equipment | 0 | 0 | 0 | 0 | 0 | 0 | 0 | 0 | 0 | 0 | 0 | 0 | 0 | 0 | 0 | 0 | 0 | 0 | 0 | 0 | 0 | 0 | 0 | 0 | 0 | 0 | 0 | 0 | 0 | 0 | 0 | 0 | 0 | 0 | 0 | 0 | 0 | 0 | 0 | 0 | 0 | 0
F4_Commercial_Office_Existing_Food Preparation_Natural Gas_Broiler_E8 | F4 | Commercial | Office | Existing | Food Preparation | Natural Gas | Broiler | E8 | Utility - Cost of Equipment | 0 | 0 | 0 | 0 | 0 | 0 | 0 | 0 | 0 | 0 | 0 | 0 | 0 | 0 | 0 | 0 | 0 | 0 | 0 | 0 | 0 | 0 | 0 | 0 | 0 | 0 | 0 | 0 | 0 | 0 | 0 | 0 | 0 | 0 | 0 | 0 | 0 | 0 | 0 | 0 | 0 | 0
F4_Commercial_Office_Existing_Food Preparation_Natural Gas_Broiler_E9 | F4 | Commercial | Office | Existing | Food Preparation | Natural Gas | Broiler | E9 | Utility - Cost of Equipment | 0 | 0 | 0 | 0 | 0 | 0 | 0 | 0 | 0 | 0 | 0 | 0 | 0 | 0 | 0 | 0 | 0 | 0 | 0 | 0 | 0 | 0 | 0 | 0 | 0 | 0 | 0 | 0 | 0 | 0 | 0 | 0 | 0 | 0 | 0 | 0 | 0 | 0 | 0 | 0 | 0 | 0
F4_Commercial_Office_Existing_Food Preparation_Natural Gas_Broiler_E10 | F4 | Commercial | Office | Existing | Food Preparation | Natural Gas | Broiler | E10 | Utility - Cost of Equipment | 0 | 0 | 0 | 0 | 0 | 0 | 0 | 0 | 0 | 0 | 0 | 0 | 0 | 0 | 0 | 0 | 0 | 0 | 0 | 0 | 0 | 0 | 0 | 0 | 0 | 0 | 0 | 0 | 0 | 0 | 0 | 0 | 0 | 0 | 0 | 0 | 0 | 0 | 0 | 0 | 0 | 0
F5_Commercial_Office_Existing_Food Preparation_Natural Gas_Broiler_E1 | F5 | Commercial | Office | Existing | Food Preparation | Natural Gas | Broiler | E1 | Utility - Cost of Operation | 0.10214 | 0.10214 | 0.10214 | 0.10214 | 0.10214 | 0.10214 | 0.10214 | 0.10214 | 0.10214 | 0.10214 | 0.10214 | 0.10214 | 0.10214 | 0.10214 | 0.10214 | 0.10214 | 0.10214 | 0.10214 | 0.10214 | 0.10214 | 0.10214 | 0.10214 | 0.10214 | 0.10214 | 0.10214 | 0.10214 | 0.10214 | 0.10214 | 0.10214 | 0.10214 | 0.10214 | 0.10214 | 0.10214 | 0 | 0 | 0 | 0 | 0 | 0 | 0 | 0 | 0
F5_Commercial_Office_Existing_Food Preparation_Natural Gas_Broiler_E2 | F5 | Commercial | Office | Existing | Food Preparation | Natural Gas | Broiler | E2 | Utility - Cost of Operation | 0.143 | 0.143 | 0.143 | 0.143 | 0.143 | 0.143 | 0.143 | 0.143 | 0.143 | 0.143 | 0.143 | 0.143 | 0.143 | 0.143 | 0.143 | 0.143 | 0.143 | 0.143 | 0.143 | 0.143 | 0.143 | 0.143 | 0.143 | 0.143 | 0.143 | 0.143 | 0.143 | 0.143 | 0.143 | 0.143 | 0.143 | 0.143 | 0.143 | 0 | 0 | 0 | 0 | 0 | 0 | 0 | 0 | 0
F5_Commercial_Office_Existing_Food Preparation_Natural Gas_Broiler_E3 | F5 | Commercial | Office | Existing | Food Preparation | Natural Gas | Broiler | E3 | Utility - Cost of Operation | 0 | 0 | 0 | 0 | 0 | 0 | 0 | 0 | 0 | 0 | 0 | 0 | 0 | 0 | 0 | 0 | 0 | 0 | 0 | 0 | 0 | 0 | 0 | 0 | 0 | 0 | 0 | 0 | 0 | 0 | 0 | 0 | 0 | 0 | 0 | 0 | 0 | 0 | 0 | 0 | 0 | 0
F5_Commercial_Office_Existing_Food Preparation_Natural Gas_Broiler_E4 | F5 | Commercial | Office | Existing | Food Preparation | Natural Gas | Broiler | E4 | Utility - Cost of Operation | 0 | 0 | 0 | 0 | 0 | 0 | 0 | 0 | 0 | 0 | 0 | 0 | 0 | 0 | 0 | 0 | 0 | 0 | 0 | 0 | 0 | 0 | 0 | 0 | 0 | 0 | 0 | 0 | 0 | 0 | 0 | 0 | 0 | 0 | 0 | 0 | 0 | 0 | 0 | 0 | 0 | 0
F5_Commercial_Office_Existing_Food Preparation_Natural Gas_Broiler_E5 | F5 | Commercial | Office | Existing | Food Preparation | Natural Gas | Broiler | E5 | Utility - Cost of Operation | 0 | 0 | 0 | 0 | 0 | 0 | 0 | 0 | 0 | 0 | 0 | 0 | 0 | 0 | 0 | 0 | 0 | 0 | 0 | 0 | 0 | 0 | 0 | 0 | 0 | 0 | 0 | 0 | 0 | 0 | 0 | 0 | 0 | 0 | 0 | 0 | 0 | 0 | 0 | 0 | 0 | 0
F5_Commercial_Office_Existing_Food Preparation_Natural Gas_Broiler_E6 | F5 | Commercial | Office | Existing | Food Preparation | Natural Gas | Broiler | E6 | Utility - Cost of Operation | 0 | 0 | 0 | 0 | 0 | 0 | 0 | 0 | 0 | 0 | 0 | 0 | 0 | 0 | 0 | 0 | 0 | 0 | 0 | 0 | 0 | 0 | 0 | 0 | 0 | 0 | 0 | 0 | 0 | 0 | 0 | 0 | 0 | 0 | 0 | 0 | 0 | 0 | 0 | 0 | 0 | 0
F5_Commercial_Office_Existing_Food Preparation_Natural Gas_Broiler_E7 | F5 | Commercial | Office | Existing | Food Preparation | Natural Gas | Broiler | E7 | Utility - Cost of Operation | 0 | 0 | 0 | 0 | 0 | 0 | 0 | 0 | 0 | 0 | 0 | 0 | 0 | 0 | 0 | 0 | 0 | 0 | 0 | 0 | 0 | 0 | 0 | 0 | 0 | 0 | 0 | 0 | 0 | 0 | 0 | 0 | 0 | 0 | 0 | 0 | 0 | 0 | 0 | 0 | 0 | 0
F5_Commercial_Office_Existing_Food Preparation_Natural Gas_Broiler_E8 | F5 | Commercial | Office | Existing | Food Preparation | Natural Gas | Broiler | E8 | Utility - Cost of Operation | 0 | 0 | 0 | 0 | 0 | 0 | 0 | 0 | 0 | 0 | 0 | 0 | 0 | 0 | 0 | 0 | 0 | 0 | 0 | 0 | 0 | 0 | 0 | 0 | 0 | 0 | 0 | 0 | 0 | 0 | 0 | 0 | 0 | 0 | 0 | 0 | 0 | 0 | 0 | 0 | 0 | 0
F5_Commercial_Office_Existing_Food Preparation_Natural Gas_Broiler_E9 | F5 | Commercial | Office | Existing | Food Preparation | Natural Gas | Broiler | E9 | Utility - Cost of Operation | 0 | 0 | 0 | 0 | 0 | 0 | 0 | 0 | 0 | 0 | 0 | 0 | 0 | 0 | 0 | 0 | 0 | 0 | 0 | 0 | 0 | 0 | 0 | 0 | 0 | 0 | 0 | 0 | 0 | 0 | 0 | 0 | 0 | 0 | 0 | 0 | 0 | 0 | 0 | 0 | 0 | 0
F5_Commercial_Office_Existing_Food Preparation_Natural Gas_Broiler_E10 | F5 | Commercial | Office | Existing | Food Preparation | Natural Gas | Broiler | E10 | Utility - Cost of Operation | 0 | 0 | 0 | 0 | 0 | 0 | 0 | 0 | 0 | 0 | 0 | 0 | 0 | 0 | 0 | 0 | 0 | 0 | 0 | 0 | 0 | 0 | 0 | 0 | 0 | 0 | 0 | 0 | 0 | 0 | 0 | 0 | 0 | 0 | 0 | 0 | 0 | 0 | 0 | 0 | 0 | 0
F6_Commercial_Office_Existing_Food Preparation_Natural Gas_Broiler_E1 | F6 | Commercial | Office | Existing | Food Preparation | Natural Gas | Broiler | E1 | Utility - Value of Sales | 0.21806 | 0.21806 | 0.21806 | 0.21806 | 0.21806 | 0.21806 | 0.21806 | 0.21806 | 0.21806 | 0.21806 | 0.21806 | 0.21806 | 0.21806 | 0.21806 | 0.21806 | 0.21806 | 0.21806 | 0.21806 | 0.21806 | 0.21806 | 0.21806 | 0.21806 | 0.21806 | 0.21806 | 0.21806 | 0.21806 | 0.21806 | 0.21806 | 0.21806 | 0.21806 | 0.21806 | 0.21806 | 0.21806 | 0 | 0 | 0 | 0 | 0 | 0 | 0 | 0 | 0
F6_Commercial_Office_Existing_Food Preparation_Natural Gas_Broiler_E2 | F6 | Commercial | Office | Existing | Food Preparation | Natural Gas | Broiler | E2 | Utility - Value of Sales | 0.14018 | 0.14018 | 0.14018 | 0.14018 | 0.14018 | 0.14018 | 0.14018 | 0.14018 | 0.14018 | 0.14018 | 0.14018 | 0.14018 | 0.14018 | 0.14018 | 0.14018 | 0.14018 | 0.14018 | 0.14018 | 0.14018 | 0.14018 | 0.14018 | 0.14018 | 0.14018 | 0.14018 | 0.14018 | 0.14018 | 0.14018 | 0.14018 | 0.14018 | 0.14018 | 0.14018 | 0.14018 | 0.14018 | 0 | 0 | 0 | 0 | 0 | 0 | 0 | 0 | 0
F6_Commercial_Office_Existing_Food Preparation_Natural Gas_Broiler_E3 | F6 | Commercial | Office | Existing | Food Preparation | Natural Gas | Broiler | E3 | Utility - Value of Sales | 0 | 0 | 0 | 0 | 0 | 0 | 0 | 0 | 0 | 0 | 0 | 0 | 0 | 0 | 0 | 0 | 0 | 0 | 0 | 0 | 0 | 0 | 0 | 0 | 0 | 0 | 0 | 0 | 0 | 0 | 0 | 0 | 0 | 0 | 0 | 0 | 0 | 0 | 0 | 0 | 0 | 0
F6_Commercial_Office_Existing_Food Preparation_Natural Gas_Broiler_E4 | F6 | Commercial | Office | Existing | Food Preparation | Natural Gas | Broiler | E4 | Utility - Value of Sales | 0 | 0 | 0 | 0 | 0 | 0 | 0 | 0 | 0 | 0 | 0 | 0 | 0 | 0 | 0 | 0 | 0 | 0 | 0 | 0 | 0 | 0 | 0 | 0 | 0 | 0 | 0 | 0 | 0 | 0 | 0 | 0 | 0 | 0 | 0 | 0 | 0 | 0 | 0 | 0 | 0 | 0
F6_Commercial_Office_Existing_Food Preparation_Natural Gas_Broiler_E5 | F6 | Commercial | Office | Existing | Food Preparation | Natural Gas | Broiler | E5 | Utility - Value of Sales | 0 | 0 | 0 | 0 | 0 | 0 | 0 | 0 | 0 | 0 | 0 | 0 | 0 | 0 | 0 | 0 | 0 | 0 | 0 | 0 | 0 | 0 | 0 | 0 | 0 | 0 | 0 | 0 | 0 | 0 | 0 | 0 | 0 | 0 | 0 | 0 | 0 | 0 | 0 | 0 | 0 | 0
F6_Commercial_Office_Existing_Food Preparation_Natural Gas_Broiler_E6 | F6 | Commercial | Office | Existing | Food Preparation | Natural Gas | Broiler | E6 | Utility - Value of Sales | 0 | 0 | 0 | 0 | 0 | 0 | 0 | 0 | 0 | 0 | 0 | 0 | 0 | 0 | 0 | 0 | 0 | 0 | 0 | 0 | 0 | 0 | 0 | 0 | 0 | 0 | 0 | 0 | 0 | 0 | 0 | 0 | 0 | 0 | 0 | 0 | 0 | 0 | 0 | 0 | 0 | 0
F6_Commercial_Office_Existing_Food Preparation_Natural Gas_Broiler_E7 | F6 | Commercial | Office | Existing | Food Preparation | Natural Gas | Broiler | E7 | Utility - Value of Sales | 0 | 0 | 0 | 0 | 0 | 0 | 0 | 0 | 0 | 0 | 0 | 0 | 0 | 0 | 0 | 0 | 0 | 0 | 0 | 0 | 0 | 0 | 0 | 0 | 0 | 0 | 0 | 0 | 0 | 0 | 0 | 0 | 0 | 0 | 0 | 0 | 0 | 0 | 0 | 0 | 0 | 0
F6_Commercial_Office_Existing_Food Preparation_Natural Gas_Broiler_E8 | F6 | Commercial | Office | Existing | Food Preparation | Natural Gas | Broiler | E8 | Utility - Value of Sales | 0 | 0 | 0 | 0 | 0 | 0 | 0 | 0 | 0 | 0 | 0 | 0 | 0 | 0 | 0 | 0 | 0 | 0 | 0 | 0 | 0 | 0 | 0 | 0 | 0 | 0 | 0 | 0 | 0 | 0 | 0 | 0 | 0 | 0 | 0 | 0 | 0 | 0 | 0 | 0 | 0 | 0
F6_Commercial_Office_Existing_Food Preparation_Natural Gas_Broiler_E9 | F6 | Commercial | Office | Existing | Food Preparation | Natural Gas | Broiler | E9 | Utility - Value of Sales | 0 | 0 | 0 | 0 | 0 | 0 | 0 | 0 | 0 | 0 | 0 | 0 | 0 | 0 | 0 | 0 | 0 | 0 | 0 | 0 | 0 | 0 | 0 | 0 | 0 | 0 | 0 | 0 | 0 | 0 | 0 | 0 | 0 | 0 | 0 | 0 | 0 | 0 | 0 | 0 | 0 | 0
F6_Commercial_Office_Existing_Food Preparation_Natural Gas_Broiler_E10 | F6 | Commercial | Office | Existing | Food Preparation | Natural Gas | Broiler | E10 | Utility - Value of Sales | 0 | 0 | 0 | 0 | 0 | 0 | 0 | 0 | 0 | 0 | 0 | 0 | 0 | 0 | 0 | 0 | 0 | 0 | 0 | 0 | 0 | 0 | 0 | 0 | 0 | 0 | 0 | 0 | 0 | 0 | 0 | 0 | 0 | 0 | 0 | 0 | 0 | 0 | 0 | 0 | 0 | 0
F1_Commercial_Office_Existing_Food Preparation_Natural Gas_Griddle_E1 | F1 | Commercial | Office | Existing | Food Preparation | Natural Gas | Griddle | E1 | RVT - Cost of Equipment | 0.18965 | 0.19109 | 0.19271 | 0.19448 | 0.19651 | 0.19885 | 0.20075 | 0.20258 | 0.20443 | 0.20635 | 0.20819 | 0.20988 | 0.21161 | 0.21342 | 0.21543 | 0.21739 | 0.21946 | 0.22166 | 0.22394 | 0.22628 | 0.22862 | 0.23082 | 0.23281 | 0.23456 | 0.23608 | 0.23739 | 0.23829 | 0.23896 | 0.23955 | 0.24005 | 0.24054 | 0.24076 | 0.24076 | 0 | 0 | 0 | 0 | 0 | 0 | 0 | 0 | 0
F1_Commercial_Office_Existing_Food Preparation_Natural Gas_Griddle_E2 | F1 | Commercial | Office | Existing | Food Preparation | Natural Gas | Griddle | E2 | RVT - Cost of Equipment | 0.17381 | 0.17514 | 0.17662 | 0.17825 | 0.1801 | 0.18225 | 0.18399 | 0.18566 | 0.18736 | 0.18913 | 0.19081 | 0.19236 | 0.19395 | 0.19561 | 0.19744 | 0.19924 | 0.20114 | 0.20315 | 0.20525 | 0.20739 | 0.20954 | 0.21155 | 0.21337 | 0.21498 | 0.21637 | 0.21757 | 0.2184 | 0.21901 | 0.21955 | 0.22001 | 0.22046 | 0.22066 | 0.22066 | 0 | 0 | 0 | 0 | 0 | 0 | 0 | 0 | 0
F1_Commercial_Office_Existing_Food Preparation_Natural Gas_Griddle_E3 | F1 | Commercial | Office | Existing | Food Preparation | Natural Gas | Griddle | E3 | RVT - Cost of Equipment | 0 | 0 | 0 | 0 | 0 | 0 | 0 | 0 | 0 | 0 | 0 | 0 | 0 | 0 | 0 | 0 | 0 | 0 | 0 | 0 | 0 | 0 | 0 | 0 | 0 | 0 | 0 | 0 | 0 | 0 | 0 | 0 | 0 | 0 | 0 | 0 | 0 | 0 | 0 | 0 | 0 | 0
F1_Commercial_Office_Existing_Food Preparation_Natural Gas_Griddle_E4 | F1 | Commercial | Office | Existing | Food Preparation | Natural Gas | Griddle | E4 | RVT - Cost of Equipment | 0 | 0 | 0 | 0 | 0 | 0 | 0 | 0 | 0 | 0 | 0 | 0 | 0 | 0 | 0 | 0 | 0 | 0 | 0 | 0 | 0 | 0 | 0 | 0 | 0 | 0 | 0 | 0 | 0 | 0 | 0 | 0 | 0 | 0 | 0 | 0 | 0 | 0 | 0 | 0 | 0 | 0
F1_Commercial_Office_Existing_Food Preparation_Natural Gas_Griddle_E5 | F1 | Commercial | Office | Existing | Food Preparation | Natural Gas | Griddle | E5 | RVT - Cost of Equipment | 0 | 0 | 0 | 0 | 0 | 0 | 0 | 0 | 0 | 0 | 0 | 0 | 0 | 0 | 0 | 0 | 0 | 0 | 0 | 0 | 0 | 0 | 0 | 0 | 0 | 0 | 0 | 0 | 0 | 0 | 0 | 0 | 0 | 0 | 0 | 0 | 0 | 0 | 0 | 0 | 0 | 0
F1_Commercial_Office_Existing_Food Preparation_Natural Gas_Griddle_E6 | F1 | Commercial | Office | Existing | Food Preparation | Natural Gas | Griddle | E6 | RVT - Cost of Equipment | 0 | 0 | 0 | 0 | 0 | 0 | 0 | 0 | 0 | 0 | 0 | 0 | 0 | 0 | 0 | 0 | 0 | 0 | 0 | 0 | 0 | 0 | 0 | 0 | 0 | 0 | 0 | 0 | 0 | 0 | 0 | 0 | 0 | 0 | 0 | 0 | 0 | 0 | 0 | 0 | 0 | 0
F1_Commercial_Office_Existing_Food Preparation_Natural Gas_Griddle_E7 | F1 | Commercial | Office | Existing | Food Preparation | Natural Gas | Griddle | E7 | RVT - Cost of Equipment | 0 | 0 | 0 | 0 | 0 | 0 | 0 | 0 | 0 | 0 | 0 | 0 | 0 | 0 | 0 | 0 | 0 | 0 | 0 | 0 | 0 | 0 | 0 | 0 | 0 | 0 | 0 | 0 | 0 | 0 | 0 | 0 | 0 | 0 | 0 | 0 | 0 | 0 | 0 | 0 | 0 | 0
F1_Commercial_Office_Existing_Food Preparation_Natural Gas_Griddle_E8 | F1 | Commercial | Office | Existing | Food Preparation | Natural Gas | Griddle | E8 | RVT - Cost of Equipment | 0 | 0 | 0 | 0 | 0 | 0 | 0 | 0 | 0 | 0 | 0 | 0 | 0 | 0 | 0 | 0 | 0 | 0 | 0 | 0 | 0 | 0 | 0 | 0 | 0 | 0 | 0 | 0 | 0 | 0 | 0 | 0 | 0 | 0 | 0 | 0 | 0 | 0 | 0 | 0 | 0 | 0
F1_Commercial_Office_Existing_Food Preparation_Natural Gas_Griddle_E9 | F1 | Commercial | Office | Existing | Food Preparation | Natural Gas | Griddle | E9 | RVT - Cost of Equipment | 0 | 0 | 0 | 0 | 0 | 0 | 0 | 0 | 0 | 0 | 0 | 0 | 0 | 0 | 0 | 0 | 0 | 0 | 0 | 0 | 0 | 0 | 0 | 0 | 0 | 0 | 0 | 0 | 0 | 0 | 0 | 0 | 0 | 0 | 0 | 0 | 0 | 0 | 0 | 0 | 0 | 0
F1_Commercial_Office_Existing_Food Preparation_Natural Gas_Griddle_E10 | F1 | Commercial | Office | Existing | Food Preparation | Natural Gas | Griddle | E10 | RVT - Cost of Equipment | 0 | 0 | 0 | 0 | 0 | 0 | 0 | 0 | 0 | 0 | 0 | 0 | 0 | 0 | 0 | 0 | 0 | 0 | 0 | 0 | 0 | 0 | 0 | 0 | 0 | 0 | 0 | 0 | 0 | 0 | 0 | 0 | 0 | 0 | 0 | 0 | 0 | 0 | 0 | 0 | 0 | 0
F2_Commercial_Office_Existing_Food Preparation_Natural Gas_Griddle_E1 | F2 | Commercial | Office | Existing | Food Preparation | Natural Gas | Griddle | E1 | RVT - Cost of Operation | 0.22721 | 0.22894 | 0.23087 | 0.233 | 0.23543 | 0.23824 | 0.24051 | 0.2427 | 0.24492 | 0.24723 | 0.24943 | 0.25145 | 0.25352 | 0.2557 | 0.2581 | 0.26044 | 0.26293 | 0.26556 | 0.2683 | 0.27109 | 0.27391 | 0.27654 | 0.27892 | 0.28102 | 0.28284 | 0.2844 | 0.28549 | 0.28629 | 0.28699 | 0.28759 | 0.28818 | 0.28844 | 0.28844 | 0 | 0 | 0 | 0 | 0 | 0 | 0 | 0 | 0
F2_Commercial_Office_Existing_Food Preparation_Natural Gas_Griddle_E2 | F2 | Commercial | Office | Existing | Food Preparation | Natural Gas | Griddle | E2 | RVT - Cost of Operation | 0.20824 | 0.20983 | 0.2116 | 0.21355 | 0.21577 | 0.21835 | 0.22043 | 0.22244 | 0.22447 | 0.22659 | 0.22861 | 0.23046 | 0.23236 | 0.23435 | 0.23655 | 0.2387 | 0.24098 | 0.24339 | 0.2459 | 0.24846 | 0.25104 | 0.25346 | 0.25564 | 0.25756 | 0.25923 | 0.26066 | 0.26165 | 0.26239 | 0.26303 | 0.26358 | 0.26412 | 0.26436 | 0.26436 | 0 | 0 | 0 | 0 | 0 | 0 | 0 | 0 | 0
F2_Commercial_Office_Existing_Food Preparation_Natural Gas_Griddle_E3 | F2 | Commercial | Office | Existing | Food Preparation | Natural Gas | Griddle | E3 | RVT - Cost of Operation | 0 | 0 | 0 | 0 | 0 | 0 | 0 | 0 | 0 | 0 | 0 | 0 | 0 | 0 | 0 | 0 | 0 | 0 | 0 | 0 | 0 | 0 | 0 | 0 | 0 | 0 | 0 | 0 | 0 | 0 | 0 | 0 | 0 | 0 | 0 | 0 | 0 | 0 | 0 | 0 | 0 | 0
F2_Commercial_Office_Existing_Food Preparation_Natural Gas_Griddle_E4 | F2 | Commercial | Office | Existing | Food Preparation | Natural Gas | Griddle | E4 | RVT - Cost of Operation | 0 | 0 | 0 | 0 | 0 | 0 | 0 | 0 | 0 | 0 | 0 | 0 | 0 | 0 | 0 | 0 | 0 | 0 | 0 | 0 | 0 | 0 | 0 | 0 | 0 | 0 | 0 | 0 | 0 | 0 | 0 | 0 | 0 | 0 | 0 | 0 | 0 | 0 | 0 | 0 | 0 | 0
F2_Commercial_Office_Existing_Food Preparation_Natural Gas_Griddle_E5 | F2 | Commercial | Office | Existing | Food Preparation | Natural Gas | Griddle | E5 | RVT - Cost of Operation | 0 | 0 | 0 | 0 | 0 | 0 | 0 | 0 | 0 | 0 | 0 | 0 | 0 | 0 | 0 | 0 | 0 | 0 | 0 | 0 | 0 | 0 | 0 | 0 | 0 | 0 | 0 | 0 | 0 | 0 | 0 | 0 | 0 | 0 | 0 | 0 | 0 | 0 | 0 | 0 | 0 | 0
F2_Commercial_Office_Existing_Food Preparation_Natural Gas_Griddle_E6 | F2 | Commercial | Office | Existing | Food Preparation | Natural Gas | Griddle | E6 | RVT - Cost of Operation | 0 | 0 | 0 | 0 | 0 | 0 | 0 | 0 | 0 | 0 | 0 | 0 | 0 | 0 | 0 | 0 | 0 | 0 | 0 | 0 | 0 | 0 | 0 | 0 | 0 | 0 | 0 | 0 | 0 | 0 | 0 | 0 | 0 | 0 | 0 | 0 | 0 | 0 | 0 | 0 | 0 | 0
F2_Commercial_Office_Existing_Food Preparation_Natural Gas_Griddle_E7 | F2 | Commercial | Office | Existing | Food Preparation | Natural Gas | Griddle | E7 | RVT - Cost of Operation | 0 | 0 | 0 | 0 | 0 | 0 | 0 | 0 | 0 | 0 | 0 | 0 | 0 | 0 | 0 | 0 | 0 | 0 | 0 | 0 | 0 | 0 | 0 | 0 | 0 | 0 | 0 | 0 | 0 | 0 | 0 | 0 | 0 | 0 | 0 | 0 | 0 | 0 | 0 | 0 | 0 | 0
F2_Commercial_Office_Existing_Food Preparation_Natural Gas_Griddle_E8 | F2 | Commercial | Office | Existing | Food Preparation | Natural Gas | Griddle | E8 | RVT - Cost of Operation | 0 | 0 | 0 | 0 | 0 | 0 | 0 | 0 | 0 | 0 | 0 | 0 | 0 | 0 | 0 | 0 | 0 | 0 | 0 | 0 | 0 | 0 | 0 | 0 | 0 | 0 | 0 | 0 | 0 | 0 | 0 | 0 | 0 | 0 | 0 | 0 | 0 | 0 | 0 | 0 | 0 | 0
F2_Commercial_Office_Existing_Food Preparation_Natural Gas_Griddle_E9 | F2 | Commercial | Office | Existing | Food Preparation | Natural Gas | Griddle | E9 | RVT - Cost of Operation | 0 | 0 | 0 | 0 | 0 | 0 | 0 | 0 | 0 | 0 | 0 | 0 | 0 | 0 | 0 | 0 | 0 | 0 | 0 | 0 | 0 | 0 | 0 | 0 | 0 | 0 | 0 | 0 | 0 | 0 | 0 | 0 | 0 | 0 | 0 | 0 | 0 | 0 | 0 | 0 | 0 | 0
F2_Commercial_Office_Existing_Food Preparation_Natural Gas_Griddle_E10 | F2 | Commercial | Office | Existing | Food Preparation | Natural Gas | Griddle | E10 | RVT - Cost of Operation | 0 | 0 | 0 | 0 | 0 | 0 | 0 | 0 | 0 | 0 | 0 | 0 | 0 | 0 | 0 | 0 | 0 | 0 | 0 | 0 | 0 | 0 | 0 | 0 | 0 | 0 | 0 | 0 | 0 | 0 | 0 | 0 | 0 | 0 | 0 | 0 | 0 | 0 | 0 | 0 | 0 | 0
F3_Commercial_Office_Existing_Food Preparation_Natural Gas_Griddle_E1 | F3 | Commercial | Office | Existing | Food Preparation | Natural Gas | Griddle | E1 | System - kBTUs of Consumption | 0.068299 | 0.068299 | 0.068299 | 0.068299 | 0.068299 | 0.068299 | 0.068299 | 0.068299 | 0.068299 | 0.068299 | 0.068299 | 0.068299 | 0.068299 | 0.068299 | 0.068299 | 0.068299 | 0.068299 | 0.068299 | 0.068299 | 0.068299 | 0.068299 | 0.068299 | 0.068299 | 0.068299 | 0.068299 | 0.068299 | 0.068299 | 0.068299 | 0.068299 | 0.068299 | 0.068299 | 0.068299 | 0.068299 | 0 | 0 | 0 | 0 | 0 | 0 | 0 | 0 | 0
F3_Commercial_Office_Existing_Food Preparation_Natural Gas_Griddle_E2 | F3 | Commercial | Office | Existing | Food Preparation | Natural Gas | Griddle | E2 | System - kBTUs of Consumption | 0.084876 | 0.084876 | 0.084876 | 0.084876 | 0.084876 | 0.084876 | 0.084876 | 0.084876 | 0.084876 | 0.084876 | 0.084876 | 0.084876 | 0.084876 | 0.084876 | 0.084876 | 0.084876 | 0.084876 | 0.084876 | 0.084876 | 0.084876 | 0.084876 | 0.084876 | 0.084876 | 0.084876 | 0.084876 | 0.084876 | 0.084876 | 0.084876 | 0.084876 | 0.084876 | 0.084876 | 0.084876 | 0.084876 | 0 | 0 | 0 | 0 | 0 | 0 | 0 | 0 | 0
F3_Commercial_Office_Existing_Food Preparation_Natural Gas_Griddle_E3 | F3 | Commercial | Office | Existing | Food Preparation | Natural Gas | Griddle | E3 | System - kBTUs of Consumption | 0 | 0 | 0 | 0 | 0 | 0 | 0 | 0 | 0 | 0 | 0 | 0 | 0 | 0 | 0 | 0 | 0 | 0 | 0 | 0 | 0 | 0 | 0 | 0 | 0 | 0 | 0 | 0 | 0 | 0 | 0 | 0 | 0 | 0 | 0 | 0 | 0 | 0 | 0 | 0 | 0 | 0
F3_Commercial_Office_Existing_Food Preparation_Natural Gas_Griddle_E4 | F3 | Commercial | Office | Existing | Food Preparation | Natural Gas | Griddle | E4 | System - kBTUs of Consumption | 0 | 0 | 0 | 0 | 0 | 0 | 0 | 0 | 0 | 0 | 0 | 0 | 0 | 0 | 0 | 0 | 0 | 0 | 0 | 0 | 0 | 0 | 0 | 0 | 0 | 0 | 0 | 0 | 0 | 0 | 0 | 0 | 0 | 0 | 0 | 0 | 0 | 0 | 0 | 0 | 0 | 0
F3_Commercial_Office_Existing_Food Preparation_Natural Gas_Griddle_E5 | F3 | Commercial | Office | Existing | Food Preparation | Natural Gas | Griddle | E5 | System - kBTUs of Consumption | 0 | 0 | 0 | 0 | 0 | 0 | 0 | 0 | 0 | 0 | 0 | 0 | 0 | 0 | 0 | 0 | 0 | 0 | 0 | 0 | 0 | 0 | 0 | 0 | 0 | 0 | 0 | 0 | 0 | 0 | 0 | 0 | 0 | 0 | 0 | 0 | 0 | 0 | 0 | 0 | 0 | 0
F3_Commercial_Office_Existing_Food Preparation_Natural Gas_Griddle_E6 | F3 | Commercial | Office | Existing | Food Preparation | Natural Gas | Griddle | E6 | System - kBTUs of Consumption | 0 | 0 | 0 | 0 | 0 | 0 | 0 | 0 | 0 | 0 | 0 | 0 | 0 | 0 | 0 | 0 | 0 | 0 | 0 | 0 | 0 | 0 | 0 | 0 | 0 | 0 | 0 | 0 | 0 | 0 | 0 | 0 | 0 | 0 | 0 | 0 | 0 | 0 | 0 | 0 | 0 | 0
F3_Commercial_Office_Existing_Food Preparation_Natural Gas_Griddle_E7 | F3 | Commercial | Office | Existing | Food Preparation | Natural Gas | Griddle | E7 | System - kBTUs of Consumption | 0 | 0 | 0 | 0 | 0 | 0 | 0 | 0 | 0 | 0 | 0 | 0 | 0 | 0 | 0 | 0 | 0 | 0 | 0 | 0 | 0 | 0 | 0 | 0 | 0 | 0 | 0 | 0 | 0 | 0 | 0 | 0 | 0 | 0 | 0 | 0 | 0 | 0 | 0 | 0 | 0 | 0
F3_Commercial_Office_Existing_Food Preparation_Natural Gas_Griddle_E8 | F3 | Commercial | Office | Existing | Food Preparation | Natural Gas | Griddle | E8 | System - kBTUs of Consumption | 0 | 0 | 0 | 0 | 0 | 0 | 0 | 0 | 0 | 0 | 0 | 0 | 0 | 0 | 0 | 0 | 0 | 0 | 0 | 0 | 0 | 0 | 0 | 0 | 0 | 0 | 0 | 0 | 0 | 0 | 0 | 0 | 0 | 0 | 0 | 0 | 0 | 0 | 0 | 0 | 0 | 0
F3_Commercial_Office_Existing_Food Preparation_Natural Gas_Griddle_E9 | F3 | Commercial | Office | Existing | Food Preparation | Natural Gas | Griddle | E9 | System - kBTUs of Consumption | 0 | 0 | 0 | 0 | 0 | 0 | 0 | 0 | 0 | 0 | 0 | 0 | 0 | 0 | 0 | 0 | 0 | 0 | 0 | 0 | 0 | 0 | 0 | 0 | 0 | 0 | 0 | 0 | 0 | 0 | 0 | 0 | 0 | 0 | 0 | 0 | 0 | 0 | 0 | 0 | 0 | 0
F3_Commercial_Office_Existing_Food Preparation_Natural Gas_Griddle_E10 | F3 | Commercial | Office | Existing | Food Preparation | Natural Gas | Griddle | E10 | System - kBTUs of Consumption | 0 | 0 | 0 | 0 | 0 | 0 | 0 | 0 | 0 | 0 | 0 | 0 | 0 | 0 | 0 | 0 | 0 | 0 | 0 | 0 | 0 | 0 | 0 | 0 | 0 | 0 | 0 | 0 | 0 | 0 | 0 | 0 | 0 | 0 | 0 | 0 | 0 | 0 | 0 | 0 | 0 | 0
F4_Commercial_Office_Existing_Food Preparation_Natural Gas_Griddle_E1 | F4 | Commercial | Office | Existing | Food Preparation | Natural Gas | Griddle | E1 | Utility - Cost of Equipment | 0.22721 | 0.22894 | 0.23087 | 0.233 | 0.23543 | 0.23824 | 0.24051 | 0.2427 | 0.24492 | 0.24723 | 0.24943 | 0.25145 | 0.25352 | 0.2557 | 0.2581 | 0.26044 | 0.26293 | 0.26556 | 0.2683 | 0.27109 | 0.27391 | 0.27654 | 0.27892 | 0.28102 | 0.28284 | 0.2844 | 0.28549 | 0.28629 | 0.28699 | 0.28759 | 0.28818 | 0.28844 | 0.28844 | 0 | 0 | 0 | 0 | 0 | 0 | 0 | 0 | 0
F4_Commercial_Office_Existing_Food Preparation_Natural Gas_Griddle_E2 | F4 | Commercial | Office | Existing | Food Preparation | Natural Gas | Griddle | E2 | Utility - Cost of Equipment | 0.20824 | 0.20983 | 0.2116 | 0.21355 | 0.21577 | 0.21835 | 0.22043 | 0.22244 | 0.22447 | 0.22659 | 0.22861 | 0.23046 | 0.23236 | 0.23435 | 0.23655 | 0.2387 | 0.24098 | 0.24339 | 0.2459 | 0.24846 | 0.25104 | 0.25346 | 0.25564 | 0.25756 | 0.25923 | 0.26066 | 0.26165 | 0.26239 | 0.26303 | 0.26358 | 0.26412 | 0.26436 | 0.26436 | 0 | 0 | 0 | 0 | 0 | 0 | 0 | 0 | 0
F4_Commercial_Office_Existing_Food Preparation_Natural Gas_Griddle_E3 | F4 | Commercial | Office | Existing | Food Preparation | Natural Gas | Griddle | E3 | Utility - Cost of Equipment | 0 | 0 | 0 | 0 | 0 | 0 | 0 | 0 | 0 | 0 | 0 | 0 | 0 | 0 | 0 | 0 | 0 | 0 | 0 | 0 | 0 | 0 | 0 | 0 | 0 | 0 | 0 | 0 | 0 | 0 | 0 | 0 | 0 | 0 | 0 | 0 | 0 | 0 | 0 | 0 | 0 | 0
F4_Commercial_Office_Existing_Food Preparation_Natural Gas_Griddle_E4 | F4 | Commercial | Office | Existing | Food Preparation | Natural Gas | Griddle | E4 | Utility - Cost of Equipment | 0 | 0 | 0 | 0 | 0 | 0 | 0 | 0 | 0 | 0 | 0 | 0 | 0 | 0 | 0 | 0 | 0 | 0 | 0 | 0 | 0 | 0 | 0 | 0 | 0 | 0 | 0 | 0 | 0 | 0 | 0 | 0 | 0 | 0 | 0 | 0 | 0 | 0 | 0 | 0 | 0 | 0
F4_Commercial_Office_Existing_Food Preparation_Natural Gas_Griddle_E5 | F4 | Commercial | Office | Existing | Food Preparation | Natural Gas | Griddle | E5 | Utility - Cost of Equipment | 0 | 0 | 0 | 0 | 0 | 0 | 0 | 0 | 0 | 0 | 0 | 0 | 0 | 0 | 0 | 0 | 0 | 0 | 0 | 0 | 0 | 0 | 0 | 0 | 0 | 0 | 0 | 0 | 0 | 0 | 0 | 0 | 0 | 0 | 0 | 0 | 0 | 0 | 0 | 0 | 0 | 0
F4_Commercial_Office_Existing_Food Preparation_Natural Gas_Griddle_E6 | F4 | Commercial | Office | Existing | Food Preparation | Natural Gas | Griddle | E6 | Utility - Cost of Equipment | 0 | 0 | 0 | 0 | 0 | 0 | 0 | 0 | 0 | 0 | 0 | 0 | 0 | 0 | 0 | 0 | 0 | 0 | 0 | 0 | 0 | 0 | 0 | 0 | 0 | 0 | 0 | 0 | 0 | 0 | 0 | 0 | 0 | 0 | 0 | 0 | 0 | 0 | 0 | 0 | 0 | 0
F4_Commercial_Office_Existing_Food Preparation_Natural Gas_Griddle_E7 | F4 | Commercial | Office | Existing | Food Preparation | Natural Gas | Griddle | E7 | Utility - Cost of Equipment | 0 | 0 | 0 | 0 | 0 | 0 | 0 | 0 | 0 | 0 | 0 | 0 | 0 | 0 | 0 | 0 | 0 | 0 | 0 | 0 | 0 | 0 | 0 | 0 | 0 | 0 | 0 | 0 | 0 | 0 | 0 | 0 | 0 | 0 | 0 | 0 | 0 | 0 | 0 | 0 | 0 | 0
F4_Commercial_Office_Existing_Food Preparation_Natural Gas_Griddle_E8 | F4 | Commercial | Office | Existing | Food Preparation | Natural Gas | Griddle | E8 | Utility - Cost of Equipment | 0 | 0 | 0 | 0 | 0 | 0 | 0 | 0 | 0 | 0 | 0 | 0 | 0 | 0 | 0 | 0 | 0 | 0 | 0 | 0 | 0 | 0 | 0 | 0 | 0 | 0 | 0 | 0 | 0 | 0 | 0 | 0 | 0 | 0 | 0 | 0 | 0 | 0 | 0 | 0 | 0 | 0
F4_Commercial_Office_Existing_Food Preparation_Natural Gas_Griddle_E9 | F4 | Commercial | Office | Existing | Food Preparation | Natural Gas | Griddle | E9 | Utility - Cost of Equipment | 0 | 0 | 0 | 0 | 0 | 0 | 0 | 0 | 0 | 0 | 0 | 0 | 0 | 0 | 0 | 0 | 0 | 0 | 0 | 0 | 0 | 0 | 0 | 0 | 0 | 0 | 0 | 0 | 0 | 0 | 0 | 0 | 0 | 0 | 0 | 0 | 0 | 0 | 0 | 0 | 0 | 0
F4_Commercial_Office_Existing_Food Preparation_Natural Gas_Griddle_E10 | F4 | Commercial | Office | Existing | Food Preparation | Natural Gas | Griddle | E10 | Utility - Cost of Equipment | 0 | 0 | 0 | 0 | 0 | 0 | 0 | 0 | 0 | 0 | 0 | 0 | 0 | 0 | 0 | 0 | 0 | 0 | 0 | 0 | 0 | 0 | 0 | 0 | 0 | 0 | 0 | 0 | 0 | 0 | 0 | 0 | 0 | 0 | 0 | 0 | 0 | 0 | 0 | 0 | 0 | 0
F5_Commercial_Office_Existing_Food Preparation_Natural Gas_Griddle_E1 | F5 | Commercial | Office | Existing | Food Preparation | Natural Gas | Griddle | E1 | Utility - Cost of Operation | 0.068299 | 0.068299 | 0.068299 | 0.068299 | 0.068299 | 0.068299 | 0.068299 | 0.068299 | 0.068299 | 0.068299 | 0.068299 | 0.068299 | 0.068299 | 0.068299 | 0.068299 | 0.068299 | 0.068299 | 0.068299 | 0.068299 | 0.068299 | 0.068299 | 0.068299 | 0.068299 | 0.068299 | 0.068299 | 0.068299 | 0.068299 | 0.068299 | 0.068299 | 0.068299 | 0.068299 | 0.068299 | 0.068299 | 0 | 0 | 0 | 0 | 0 | 0 | 0 | 0 | 0
F5_Commercial_Office_Existing_Food Preparation_Natural Gas_Griddle_E2 | F5 | Commercial | Office | Existing | Food Preparation | Natural Gas | Griddle | E2 | Utility - Cost of Operation | 0.084876 | 0.084876 | 0.084876 | 0.084876 | 0.084876 | 0.084876 | 0.084876 | 0.084876 | 0.084876 | 0.084876 | 0.084876 | 0.084876 | 0.084876 | 0.084876 | 0.084876 | 0.084876 | 0.084876 | 0.084876 | 0.084876 | 0.084876 | 0.084876 | 0.084876 | 0.084876 | 0.084876 | 0.084876 | 0.084876 | 0.084876 | 0.084876 | 0.084876 | 0.084876 | 0.084876 | 0.084876 | 0.084876 | 0 | 0 | 0 | 0 | 0 | 0 | 0 | 0 | 0
F5_Commercial_Office_Existing_Food Preparation_Natural Gas_Griddle_E3 | F5 | Commercial | Office | Existing | Food Preparation | Natural Gas | Griddle | E3 | Utility - Cost of Operation | 0 | 0 | 0 | 0 | 0 | 0 | 0 | 0 | 0 | 0 | 0 | 0 | 0 | 0 | 0 | 0 | 0 | 0 | 0 | 0 | 0 | 0 | 0 | 0 | 0 | 0 | 0 | 0 | 0 | 0 | 0 | 0 | 0 | 0 | 0 | 0 | 0 | 0 | 0 | 0 | 0 | 0
F5_Commercial_Office_Existing_Food Preparation_Natural Gas_Griddle_E4 | F5 | Commercial | Office | Existing | Food Preparation | Natural Gas | Griddle | E4 | Utility - Cost of Operation | 0 | 0 | 0 | 0 | 0 | 0 | 0 | 0 | 0 | 0 | 0 | 0 | 0 | 0 | 0 | 0 | 0 | 0 | 0 | 0 | 0 | 0 | 0 | 0 | 0 | 0 | 0 | 0 | 0 | 0 | 0 | 0 | 0 | 0 | 0 | 0 | 0 | 0 | 0 | 0 | 0 | 0
F5_Commercial_Office_Existing_Food Preparation_Natural Gas_Griddle_E5 | F5 | Commercial | Office | Existing | Food Preparation | Natural Gas | Griddle | E5 | Utility - Cost of Operation | 0 | 0 | 0 | 0 | 0 | 0 | 0 | 0 | 0 | 0 | 0 | 0 | 0 | 0 | 0 | 0 | 0 | 0 | 0 | 0 | 0 | 0 | 0 | 0 | 0 | 0 | 0 | 0 | 0 | 0 | 0 | 0 | 0 | 0 | 0 | 0 | 0 | 0 | 0 | 0 | 0 | 0
F5_Commercial_Office_Existing_Food Preparation_Natural Gas_Griddle_E6 | F5 | Commercial | Office | Existing | Food Preparation | Natural Gas | Griddle | E6 | Utility - Cost of Operation | 0 | 0 | 0 | 0 | 0 | 0 | 0 | 0 | 0 | 0 | 0 | 0 | 0 | 0 | 0 | 0 | 0 | 0 | 0 | 0 | 0 | 0 | 0 | 0 | 0 | 0 | 0 | 0 | 0 | 0 | 0 | 0 | 0 | 0 | 0 | 0 | 0 | 0 | 0 | 0 | 0 | 0
F5_Commercial_Office_Existing_Food Preparation_Natural Gas_Griddle_E7 | F5 | Commercial | Office | Existing | Food Preparation | Natural Gas | Griddle | E7 | Utility - Cost of Operation | 0 | 0 | 0 | 0 | 0 | 0 | 0 | 0 | 0 | 0 | 0 | 0 | 0 | 0 | 0 | 0 | 0 | 0 | 0 | 0 | 0 | 0 | 0 | 0 | 0 | 0 | 0 | 0 | 0 | 0 | 0 | 0 | 0 | 0 | 0 | 0 | 0 | 0 | 0 | 0 | 0 | 0
F5_Commercial_Office_Existing_Food Preparation_Natural Gas_Griddle_E8 | F5 | Commercial | Office | Existing | Food Preparation | Natural Gas | Griddle | E8 | Utility - Cost of Operation | 0 | 0 | 0 | 0 | 0 | 0 | 0 | 0 | 0 | 0 | 0 | 0 | 0 | 0 | 0 | 0 | 0 | 0 | 0 | 0 | 0 | 0 | 0 | 0 | 0 | 0 | 0 | 0 | 0 | 0 | 0 | 0 | 0 | 0 | 0 | 0 | 0 | 0 | 0 | 0 | 0 | 0
F5_Commercial_Office_Existing_Food Preparation_Natural Gas_Griddle_E9 | F5 | Commercial | Office | Existing | Food Preparation | Natural Gas | Griddle | E9 | Utility - Cost of Operation | 0 | 0 | 0 | 0 | 0 | 0 | 0 | 0 | 0 | 0 | 0 | 0 | 0 | 0 | 0 | 0 | 0 | 0 | 0 | 0 | 0 | 0 | 0 | 0 | 0 | 0 | 0 | 0 | 0 | 0 | 0 | 0 | 0 | 0 | 0 | 0 | 0 | 0 | 0 | 0 | 0 | 0
F5_Commercial_Office_Existing_Food Preparation_Natural Gas_Griddle_E10 | F5 | Commercial | Office | Existing | Food Preparation | Natural Gas | Griddle | E10 | Utility - Cost of Operation | 0 | 0 | 0 | 0 | 0 | 0 | 0 | 0 | 0 | 0 | 0 | 0 | 0 | 0 | 0 | 0 | 0 | 0 | 0 | 0 | 0 | 0 | 0 | 0 | 0 | 0 | 0 | 0 | 0 | 0 | 0 | 0 | 0 | 0 | 0 | 0 | 0 | 0 | 0 | 0 | 0 | 0
F6_Commercial_Office_Existing_Food Preparation_Natural Gas_Griddle_E1 | F6 | Commercial | Office | Existing | Food Preparation | Natural Gas | Griddle | E1 | Utility - Value of Sales | 0.13456 | 0.13456 | 0.13456 | 0.13456 | 0.13456 | 0.13456 | 0.13456 | 0.13456 | 0.13456 | 0.13456 | 0.13456 | 0.13456 | 0.13456 | 0.13456 | 0.13456 | 0.13456 | 0.13456 | 0.13456 | 0.13456 | 0.13456 | 0.13456 | 0.13456 | 0.13456 | 0.13456 | 0.13456 | 0.13456 | 0.13456 | 0.13456 | 0.13456 | 0.13456 | 0.13456 | 0.13456 | 0.13456 | 0 | 0 | 0 | 0 | 0 | 0 | 0 | 0 | 0
F6_Commercial_Office_Existing_Food Preparation_Natural Gas_Griddle_E2 | F6 | Commercial | Office | Existing | Food Preparation | Natural Gas | Griddle | E2 | Utility - Value of Sales | 0.12333 | 0.12333 | 0.12333 | 0.12333 | 0.12333 | 0.12333 | 0.12333 | 0.12333 | 0.12333 | 0.12333 | 0.12333 | 0.12333 | 0.12333 | 0.12333 | 0.12333 | 0.12333 | 0.12333 | 0.12333 | 0.12333 | 0.12333 | 0.12333 | 0.12333 | 0.12333 | 0.12333 | 0.12333 | 0.12333 | 0.12333 | 0.12333 | 0.12333 | 0.12333 | 0.12333 | 0.12333 | 0.12333 | 0 | 0 | 0 | 0 | 0 | 0 | 0 | 0 | 0
F6_Commercial_Office_Existing_Food Preparation_Natural Gas_Griddle_E3 | F6 | Commercial | Office | Existing | Food Preparation | Natural Gas | Griddle | E3 | Utility - Value of Sales | 0 | 0 | 0 | 0 | 0 | 0 | 0 | 0 | 0 | 0 | 0 | 0 | 0 | 0 | 0 | 0 | 0 | 0 | 0 | 0 | 0 | 0 | 0 | 0 | 0 | 0 | 0 | 0 | 0 | 0 | 0 | 0 | 0 | 0 | 0 | 0 | 0 | 0 | 0 | 0 | 0 | 0
F6_Commercial_Office_Existing_Food Preparation_Natural Gas_Griddle_E4 | F6 | Commercial | Office | Existing | Food Preparation | Natural Gas | Griddle | E4 | Utility - Value of Sales | 0 | 0 | 0 | 0 | 0 | 0 | 0 | 0 | 0 | 0 | 0 | 0 | 0 | 0 | 0 | 0 | 0 | 0 | 0 | 0 | 0 | 0 | 0 | 0 | 0 | 0 | 0 | 0 | 0 | 0 | 0 | 0 | 0 | 0 | 0 | 0 | 0 | 0 | 0 | 0 | 0 | 0
F6_Commercial_Office_Existing_Food Preparation_Natural Gas_Griddle_E5 | F6 | Commercial | Office | Existing | Food Preparation | Natural Gas | Griddle | E5 | Utility - Value of Sales | 0 | 0 | 0 | 0 | 0 | 0 | 0 | 0 | 0 | 0 | 0 | 0 | 0 | 0 | 0 | 0 | 0 | 0 | 0 | 0 | 0 | 0 | 0 | 0 | 0 | 0 | 0 | 0 | 0 | 0 | 0 | 0 | 0 | 0 | 0 | 0 | 0 | 0 | 0 | 0 | 0 | 0
F6_Commercial_Office_Existing_Food Preparation_Natural Gas_Griddle_E6 | F6 | Commercial | Office | Existing | Food Preparation | Natural Gas | Griddle | E6 | Utility - Value of Sales | 0 | 0 | 0 | 0 | 0 | 0 | 0 | 0 | 0 | 0 | 0 | 0 | 0 | 0 | 0 | 0 | 0 | 0 | 0 | 0 | 0 | 0 | 0 | 0 | 0 | 0 | 0 | 0 | 0 | 0 | 0 | 0 | 0 | 0 | 0 | 0 | 0 | 0 | 0 | 0 | 0 | 0
F6_Commercial_Office_Existing_Food Preparation_Natural Gas_Griddle_E7 | F6 | Commercial | Office | Existing | Food Preparation | Natural Gas | Griddle | E7 | Utility - Value of Sales | 0 | 0 | 0 | 0 | 0 | 0 | 0 | 0 | 0 | 0 | 0 | 0 | 0 | 0 | 0 | 0 | 0 | 0 | 0 | 0 | 0 | 0 | 0 | 0 | 0 | 0 | 0 | 0 | 0 | 0 | 0 | 0 | 0 | 0 | 0 | 0 | 0 | 0 | 0 | 0 | 0 | 0
F6_Commercial_Office_Existing_Food Preparation_Natural Gas_Griddle_E8 | F6 | Commercial | Office | Existing | Food Preparation | Natural Gas | Griddle | E8 | Utility - Value of Sales | 0 | 0 | 0 | 0 | 0 | 0 | 0 | 0 | 0 | 0 | 0 | 0 | 0 | 0 | 0 | 0 | 0 | 0 | 0 | 0 | 0 | 0 | 0 | 0 | 0 | 0 | 0 | 0 | 0 | 0 | 0 | 0 | 0 | 0 | 0 | 0 | 0 | 0 | 0 | 0 | 0 | 0
F6_Commercial_Office_Existing_Food Preparation_Natural Gas_Griddle_E9 | F6 | Commercial | Office | Existing | Food Preparation | Natural Gas | Griddle | E9 | Utility - Value of Sales | 0 | 0 | 0 | 0 | 0 | 0 | 0 | 0 | 0 | 0 | 0 | 0 | 0 | 0 | 0 | 0 | 0 | 0 | 0 | 0 | 0 | 0 | 0 | 0 | 0 | 0 | 0 | 0 | 0 | 0 | 0 | 0 | 0 | 0 | 0 | 0 | 0 | 0 | 0 | 0 | 0 | 0
F6_Commercial_Office_Existing_Food Preparation_Natural Gas_Griddle_E10 | F6 | Commercial | Office | Existing | Food Preparation | Natural Gas | Griddle | E10 | Utility - Value of Sales | 0 | 0 | 0 | 0 | 0 | 0 | 0 | 0 | 0 | 0 | 0 | 0 | 0 | 0 | 0 | 0 | 0 | 0 | 0 | 0 | 0 | 0 | 0 | 0 | 0 | 0 | 0 | 0 | 0 | 0 | 0 | 0 | 0 | 0 | 0 | 0 | 0 | 0 | 0 | 0 | 0 | 0
F1_Commercial_Office_Existing_Food Preparation_Natural Gas_Range_E1 | F1 | Commercial | Office | Existing | Food Preparation | Natural Gas | Range | E1 | RVT - Cost of Equipment | 0.22306 | 0.22462 | 0.22649 | 0.22866 | 0.2312 | 0.23419 | 0.23657 | 0.23885 | 0.24109 | 0.24335 | 0.24542 | 0.24724 | 0.24906 | 0.25099 | 0.25322 | 0.25545 | 0.25791 | 0.2606 | 0.26347 | 0.26642 | 0.26943 | 0.27225 | 0.27483 | 0.27718 | 0.27925 | 0.28103 | 0.28227 | 0.28319 | 0.28398 | 0.28466 | 0.28534 | 0.28564 | 0.28564 | 0 | 0 | 0 | 0 | 0 | 0 | 0 | 0 | 0
F1_Commercial_Office_Existing_Food Preparation_Natural Gas_Range_E2 | F1 | Commercial | Office | Existing | Food Preparation | Natural Gas | Range | E2 | RVT - Cost of Equipment | 0.16729 | 0.16847 | 0.16987 | 0.17149 | 0.1734 | 0.17564 | 0.17743 | 0.17914 | 0.18081 | 0.18251 | 0.18407 | 0.18543 | 0.1868 | 0.18825 | 0.18992 | 0.19159 | 0.19344 | 0.19545 | 0.1976 | 0.19982 | 0.20207 | 0.20419 | 0.20612 | 0.20789 | 0.20944 | 0.21078 | 0.2117 | 0.21239 | 0.21299 | 0.2135 | 0.214 | 0.21423 | 0.21423 | 0 | 0 | 0 | 0 | 0 | 0 | 0 | 0 | 0
F1_Commercial_Office_Existing_Food Preparation_Natural Gas_Range_E3 | F1 | Commercial | Office | Existing | Food Preparation | Natural Gas | Range | E3 | RVT - Cost of Equipment | 0 | 0 | 0 | 0 | 0 | 0 | 0 | 0 | 0 | 0 | 0 | 0 | 0 | 0 | 0 | 0 | 0 | 0 | 0 | 0 | 0 | 0 | 0 | 0 | 0 | 0 | 0 | 0 | 0 | 0 | 0 | 0 | 0 | 0 | 0 | 0 | 0 | 0 | 0 | 0 | 0 | 0
F1_Commercial_Office_Existing_Food Preparation_Natural Gas_Range_E4 | F1 | Commercial | Office | Existing | Food Preparation | Natural Gas | Range | E4 | RVT - Cost of Equipment | 0 | 0 | 0 | 0 | 0 | 0 | 0 | 0 | 0 | 0 | 0 | 0 | 0 | 0 | 0 | 0 | 0 | 0 | 0 | 0 | 0 | 0 | 0 | 0 | 0 | 0 | 0 | 0 | 0 | 0 | 0 | 0 | 0 | 0 | 0 | 0 | 0 | 0 | 0 | 0 | 0 | 0
F1_Commercial_Office_Existing_Food Preparation_Natural Gas_Range_E5 | F1 | Commercial | Office | Existing | Food Preparation | Natural Gas | Range | E5 | RVT - Cost of Equipment | 0 | 0 | 0 | 0 | 0 | 0 | 0 | 0 | 0 | 0 | 0 | 0 | 0 | 0 | 0 | 0 | 0 | 0 | 0 | 0 | 0 | 0 | 0 | 0 | 0 | 0 | 0 | 0 | 0 | 0 | 0 | 0 | 0 | 0 | 0 | 0 | 0 | 0 | 0 | 0 | 0 | 0
F1_Commercial_Office_Existing_Food Preparation_Natural Gas_Range_E6 | F1 | Commercial | Office | Existing | Food Preparation | Natural Gas | Range | E6 | RVT - Cost of Equipment | 0 | 0 | 0 | 0 | 0 | 0 | 0 | 0 | 0 | 0 | 0 | 0 | 0 | 0 | 0 | 0 | 0 | 0 | 0 | 0 | 0 | 0 | 0 | 0 | 0 | 0 | 0 | 0 | 0 | 0 | 0 | 0 | 0 | 0 | 0 | 0 | 0 | 0 | 0 | 0 | 0 | 0
F1_Commercial_Office_Existing_Food Preparation_Natural Gas_Range_E7 | F1 | Commercial | Office | Existing | Food Preparation | Natural Gas | Range | E7 | RVT - Cost of Equipment | 0 | 0 | 0 | 0 | 0 | 0 | 0 | 0 | 0 | 0 | 0 | 0 | 0 | 0 | 0 | 0 | 0 | 0 | 0 | 0 | 0 | 0 | 0 | 0 | 0 | 0 | 0 | 0 | 0 | 0 | 0 | 0 | 0 | 0 | 0 | 0 | 0 | 0 | 0 | 0 | 0 | 0
F1_Commercial_Office_Existing_Food Preparation_Natural Gas_Range_E8 | F1 | Commercial | Office | Existing | Food Preparation | Natural Gas | Range | E8 | RVT - Cost of Equipment | 0 | 0 | 0 | 0 | 0 | 0 | 0 | 0 | 0 | 0 | 0 | 0 | 0 | 0 | 0 | 0 | 0 | 0 | 0 | 0 | 0 | 0 | 0 | 0 | 0 | 0 | 0 | 0 | 0 | 0 | 0 | 0 | 0 | 0 | 0 | 0 | 0 | 0 | 0 | 0 | 0 | 0
F1_Commercial_Office_Existing_Food Preparation_Natural Gas_Range_E9 | F1 | Commercial | Office | Existing | Food Preparation | Natural Gas | Range | E9 | RVT - Cost of Equipment | 0 | 0 | 0 | 0 | 0 | 0 | 0 | 0 | 0 | 0 | 0 | 0 | 0 | 0 | 0 | 0 | 0 | 0 | 0 | 0 | 0 | 0 | 0 | 0 | 0 | 0 | 0 | 0 | 0 | 0 | 0 | 0 | 0 | 0 | 0 | 0 | 0 | 0 | 0 | 0 | 0 | 0
F1_Commercial_Office_Existing_Food Preparation_Natural Gas_Range_E10 | F1 | Commercial | Office | Existing | Food Preparation | Natural Gas | Range | E10 | RVT - Cost of Equipment | 0 | 0 | 0 | 0 | 0 | 0 | 0 | 0 | 0 | 0 | 0 | 0 | 0 | 0 | 0 | 0 | 0 | 0 | 0 | 0 | 0 | 0 | 0 | 0 | 0 | 0 | 0 | 0 | 0 | 0 | 0 | 0 | 0 | 0 | 0 | 0 | 0 | 0 | 0 | 0 | 0 | 0
F2_Commercial_Office_Existing_Food Preparation_Natural Gas_Range_E1 | F2 | Commercial | Office | Existing | Food Preparation | Natural Gas | Range | E1 | RVT - Cost of Operation | 0.26724 | 0.26912 | 0.27135 | 0.27395 | 0.277 | 0.28057 | 0.28343 | 0.28616 | 0.28884 | 0.29155 | 0.29403 | 0.29621 | 0.29839 | 0.30071 | 0.30338 | 0.30605 | 0.309 | 0.31222 | 0.31565 | 0.31919 | 0.32279 | 0.32617 | 0.32926 | 0.33208 | 0.33456 | 0.3367 | 0.33818 | 0.33928 | 0.34023 | 0.34105 | 0.34185 | 0.34221 | 0.34221 | 0 | 0 | 0 | 0 | 0 | 0 | 0 | 0 | 0
F2_Commercial_Office_Existing_Food Preparation_Natural Gas_Range_E2 | F2 | Commercial | Office | Existing | Food Preparation | Natural Gas | Range | E2 | RVT - Cost of Operation | 0.20043 | 0.20184 | 0.20351 | 0.20546 | 0.20775 | 0.21043 | 0.21257 | 0.21462 | 0.21663 | 0.21866 | 0.22052 | 0.22216 | 0.22379 | 0.22553 | 0.22753 | 0.22954 | 0.23175 | 0.23416 | 0.23674 | 0.23939 | 0.24209 | 0.24463 | 0.24695 | 0.24906 | 0.25092 | 0.25252 | 0.25363 | 0.25446 | 0.25517 | 0.25578 | 0.25639 | 0.25666 | 0.25666 | 0 | 0 | 0 | 0 | 0 | 0 | 0 | 0 | 0
F2_Commercial_Office_Existing_Food Preparation_Natural Gas_Range_E3 | F2 | Commercial | Office | Existing | Food Preparation | Natural Gas | Range | E3 | RVT - Cost of Operation | 0 | 0 | 0 | 0 | 0 | 0 | 0 | 0 | 0 | 0 | 0 | 0 | 0 | 0 | 0 | 0 | 0 | 0 | 0 | 0 | 0 | 0 | 0 | 0 | 0 | 0 | 0 | 0 | 0 | 0 | 0 | 0 | 0 | 0 | 0 | 0 | 0 | 0 | 0 | 0 | 0 | 0
F2_Commercial_Office_Existing_Food Preparation_Natural Gas_Range_E4 | F2 | Commercial | Office | Existing | Food Preparation | Natural Gas | Range | E4 | RVT - Cost of Operation | 0 | 0 | 0 | 0 | 0 | 0 | 0 | 0 | 0 | 0 | 0 | 0 | 0 | 0 | 0 | 0 | 0 | 0 | 0 | 0 | 0 | 0 | 0 | 0 | 0 | 0 | 0 | 0 | 0 | 0 | 0 | 0 | 0 | 0 | 0 | 0 | 0 | 0 | 0 | 0 | 0 | 0
F2_Commercial_Office_Existing_Food Preparation_Natural Gas_Range_E5 | F2 | Commercial | Office | Existing | Food Preparation | Natural Gas | Range | E5 | RVT - Cost of Operation | 0 | 0 | 0 | 0 | 0 | 0 | 0 | 0 | 0 | 0 | 0 | 0 | 0 | 0 | 0 | 0 | 0 | 0 | 0 | 0 | 0 | 0 | 0 | 0 | 0 | 0 | 0 | 0 | 0 | 0 | 0 | 0 | 0 | 0 | 0 | 0 | 0 | 0 | 0 | 0 | 0 | 0
F2_Commercial_Office_Existing_Food Preparation_Natural Gas_Range_E6 | F2 | Commercial | Office | Existing | Food Preparation | Natural Gas | Range | E6 | RVT - Cost of Operation | 0 | 0 | 0 | 0 | 0 | 0 | 0 | 0 | 0 | 0 | 0 | 0 | 0 | 0 | 0 | 0 | 0 | 0 | 0 | 0 | 0 | 0 | 0 | 0 | 0 | 0 | 0 | 0 | 0 | 0 | 0 | 0 | 0 | 0 | 0 | 0 | 0 | 0 | 0 | 0 | 0 | 0
F2_Commercial_Office_Existing_Food Preparation_Natural Gas_Range_E7 | F2 | Commercial | Office | Existing | Food Preparation | Natural Gas | Range | E7 | RVT - Cost of Operation | 0 | 0 | 0 | 0 | 0 | 0 | 0 | 0 | 0 | 0 | 0 | 0 | 0 | 0 | 0 | 0 | 0 | 0 | 0 | 0 | 0 | 0 | 0 | 0 | 0 | 0 | 0 | 0 | 0 | 0 | 0 | 0 | 0 | 0 | 0 | 0 | 0 | 0 | 0 | 0 | 0 | 0
F2_Commercial_Office_Existing_Food Preparation_Natural Gas_Range_E8 | F2 | Commercial | Office | Existing | Food Preparation | Natural Gas | Range | E8 | RVT - Cost of Operation | 0 | 0 | 0 | 0 | 0 | 0 | 0 | 0 | 0 | 0 | 0 | 0 | 0 | 0 | 0 | 0 | 0 | 0 | 0 | 0 | 0 | 0 | 0 | 0 | 0 | 0 | 0 | 0 | 0 | 0 | 0 | 0 | 0 | 0 | 0 | 0 | 0 | 0 | 0 | 0 | 0 | 0
F2_Commercial_Office_Existing_Food Preparation_Natural Gas_Range_E9 | F2 | Commercial | Office | Existing | Food Preparation | Natural Gas | Range | E9 | RVT - Cost of Operation | 0 | 0 | 0 | 0 | 0 | 0 | 0 | 0 | 0 | 0 | 0 | 0 | 0 | 0 | 0 | 0 | 0 | 0 | 0 | 0 | 0 | 0 | 0 | 0 | 0 | 0 | 0 | 0 | 0 | 0 | 0 | 0 | 0 | 0 | 0 | 0 | 0 | 0 | 0 | 0 | 0 | 0
F2_Commercial_Office_Existing_Food Preparation_Natural Gas_Range_E10 | F2 | Commercial | Office | Existing | Food Preparation | Natural Gas | Range | E10 | RVT - Cost of Operation | 0 | 0 | 0 | 0 | 0 | 0 | 0 | 0 | 0 | 0 | 0 | 0 | 0 | 0 | 0 | 0 | 0 | 0 | 0 | 0 | 0 | 0 | 0 | 0 | 0 | 0 | 0 | 0 | 0 | 0 | 0 | 0 | 0 | 0 | 0 | 0 | 0 | 0 | 0 | 0 | 0 | 0
F3_Commercial_Office_Existing_Food Preparation_Natural Gas_Range_E1 | F3 | Commercial | Office | Existing | Food Preparation | Natural Gas | Range | E1 | System - kBTUs of Consumption | 0.13076 | 0.13076 | 0.13076 | 0.13076 | 0.13076 | 0.13076 | 0.13076 | 0.13076 | 0.13076 | 0.13076 | 0.13076 | 0.13076 | 0.13076 | 0.13076 | 0.13076 | 0.13076 | 0.13076 | 0.13076 | 0.13076 | 0.13076 | 0.13076 | 0.13076 | 0.13076 | 0.13076 | 0.13076 | 0.13076 | 0.13076 | 0.13076 | 0.13076 | 0.13076 | 0.13076 | 0.13076 | 0.13076 | 0 | 0 | 0 | 0 | 0 | 0 | 0 | 0 | 0
F3_Commercial_Office_Existing_Food Preparation_Natural Gas_Range_E2 | F3 | Commercial | Office | Existing | Food Preparation | Natural Gas | Range | E2 | System - kBTUs of Consumption | 0.13077 | 0.13077 | 0.13077 | 0.13077 | 0.13077 | 0.13077 | 0.13077 | 0.13077 | 0.13077 | 0.13077 | 0.13077 | 0.13077 | 0.13077 | 0.13077 | 0.13077 | 0.13077 | 0.13077 | 0.13077 | 0.13077 | 0.13077 | 0.13077 | 0.13077 | 0.13077 | 0.13077 | 0.13077 | 0.13077 | 0.13077 | 0.13077 | 0.13077 | 0.13077 | 0.13077 | 0.13077 | 0.13077 | 0 | 0 | 0 | 0 | 0 | 0 | 0 | 0 | 0
F3_Commercial_Office_Existing_Food Preparation_Natural Gas_Range_E3 | F3 | Commercial | Office | Existing | Food Preparation | Natural Gas | Range | E3 | System - kBTUs of Consumption | 0 | 0 | 0 | 0 | 0 | 0 | 0 | 0 | 0 | 0 | 0 | 0 | 0 | 0 | 0 | 0 | 0 | 0 | 0 | 0 | 0 | 0 | 0 | 0 | 0 | 0 | 0 | 0 | 0 | 0 | 0 | 0 | 0 | 0 | 0 | 0 | 0 | 0 | 0 | 0 | 0 | 0
F3_Commercial_Office_Existing_Food Preparation_Natural Gas_Range_E4 | F3 | Commercial | Office | Existing | Food Preparation | Natural Gas | Range | E4 | System - kBTUs of Consumption | 0 | 0 | 0 | 0 | 0 | 0 | 0 | 0 | 0 | 0 | 0 | 0 | 0 | 0 | 0 | 0 | 0 | 0 | 0 | 0 | 0 | 0 | 0 | 0 | 0 | 0 | 0 | 0 | 0 | 0 | 0 | 0 | 0 | 0 | 0 | 0 | 0 | 0 | 0 | 0 | 0 | 0
F3_Commercial_Office_Existing_Food Preparation_Natural Gas_Range_E5 | F3 | Commercial | Office | Existing | Food Preparation | Natural Gas | Range | E5 | System - kBTUs of Consumption | 0 | 0 | 0 | 0 | 0 | 0 | 0 | 0 | 0 | 0 | 0 | 0 | 0 | 0 | 0 | 0 | 0 | 0 | 0 | 0 | 0 | 0 | 0 | 0 | 0 | 0 | 0 | 0 | 0 | 0 | 0 | 0 | 0 | 0 | 0 | 0 | 0 | 0 | 0 | 0 | 0 | 0
F3_Commercial_Office_Existing_Food Preparation_Natural Gas_Range_E6 | F3 | Commercial | Office | Existing | Food Preparation | Natural Gas | Range | E6 | System - kBTUs of Consumption | 0 | 0 | 0 | 0 | 0 | 0 | 0 | 0 | 0 | 0 | 0 | 0 | 0 | 0 | 0 | 0 | 0 | 0 | 0 | 0 | 0 | 0 | 0 | 0 | 0 | 0 | 0 | 0 | 0 | 0 | 0 | 0 | 0 | 0 | 0 | 0 | 0 | 0 | 0 | 0 | 0 | 0
F3_Commercial_Office_Existing_Food Preparation_Natural Gas_Range_E7 | F3 | Commercial | Office | Existing | Food Preparation | Natural Gas | Range | E7 | System - kBTUs of Consumption | 0 | 0 | 0 | 0 | 0 | 0 | 0 | 0 | 0 | 0 | 0 | 0 | 0 | 0 | 0 | 0 | 0 | 0 | 0 | 0 | 0 | 0 | 0 | 0 | 0 | 0 | 0 | 0 | 0 | 0 | 0 | 0 | 0 | 0 | 0 | 0 | 0 | 0 | 0 | 0 | 0 | 0
F3_Commercial_Office_Existing_Food Preparation_Natural Gas_Range_E8 | F3 | Commercial | Office | Existing | Food Preparation | Natural Gas | Range | E8 | System - kBTUs of Consumption | 0 | 0 | 0 | 0 | 0 | 0 | 0 | 0 | 0 | 0 | 0 | 0 | 0 | 0 | 0 | 0 | 0 | 0 | 0 | 0 | 0 | 0 | 0 | 0 | 0 | 0 | 0 | 0 | 0 | 0 | 0 | 0 | 0 | 0 | 0 | 0 | 0 | 0 | 0 | 0 | 0 | 0
F3_Commercial_Office_Existing_Food Preparation_Natural Gas_Range_E9 | F3 | Commercial | Office | Existing | Food Preparation | Natural Gas | Range | E9 | System - kBTUs of Consumption | 0 | 0 | 0 | 0 | 0 | 0 | 0 | 0 | 0 | 0 | 0 | 0 | 0 | 0 | 0 | 0 | 0 | 0 | 0 | 0 | 0 | 0 | 0 | 0 | 0 | 0 | 0 | 0 | 0 | 0 | 0 | 0 | 0 | 0 | 0 | 0 | 0 | 0 | 0 | 0 | 0 | 0
F3_Commercial_Office_Existing_Food Preparation_Natural Gas_Range_E10 | F3 | Commercial | Office | Existing | Food Preparation | Natural Gas | Range | E10 | System - kBTUs of Consumption | 0 | 0 | 0 | 0 | 0 | 0 | 0 | 0 | 0 | 0 | 0 | 0 | 0 | 0 | 0 | 0 | 0 | 0 | 0 | 0 | 0 | 0 | 0 | 0 | 0 | 0 | 0 | 0 | 0 | 0 | 0 | 0 | 0 | 0 | 0 | 0 | 0 | 0 | 0 | 0 | 0 | 0
F4_Commercial_Office_Existing_Food Preparation_Natural Gas_Range_E1 | F4 | Commercial | Office | Existing | Food Preparation | Natural Gas | Range | E1 | Utility - Cost of Equipment | 0.26724 | 0.26912 | 0.27135 | 0.27395 | 0.277 | 0.28057 | 0.28343 | 0.28616 | 0.28884 | 0.29155 | 0.29403 | 0.29621 | 0.29839 | 0.30071 | 0.30338 | 0.30605 | 0.309 | 0.31222 | 0.31565 | 0.31919 | 0.32279 | 0.32617 | 0.32926 | 0.33208 | 0.33456 | 0.3367 | 0.33818 | 0.33928 | 0.34023 | 0.34105 | 0.34185 | 0.34221 | 0.34221 | 0 | 0 | 0 | 0 | 0 | 0 | 0 | 0 | 0
F4_Commercial_Office_Existing_Food Preparation_Natural Gas_Range_E2 | F4 | Commercial | Office | Existing | Food Preparation | Natural Gas | Range | E2 | Utility - Cost of Equipment | 0.20043 | 0.20184 | 0.20351 | 0.20546 | 0.20775 | 0.21043 | 0.21257 | 0.21462 | 0.21663 | 0.21866 | 0.22052 | 0.22216 | 0.22379 | 0.22553 | 0.22753 | 0.22954 | 0.23175 | 0.23416 | 0.23674 | 0.23939 | 0.24209 | 0.24463 | 0.24695 | 0.24906 | 0.25092 | 0.25252 | 0.25363 | 0.25446 | 0.25517 | 0.25578 | 0.25639 | 0.25666 | 0.25666 | 0 | 0 | 0 | 0 | 0 | 0 | 0 | 0 | 0
F4_Commercial_Office_Existing_Food Preparation_Natural Gas_Range_E3 | F4 | Commercial | Office | Existing | Food Preparation | Natural Gas | Range | E3 | Utility - Cost of Equipment | 0 | 0 | 0 | 0 | 0 | 0 | 0 | 0 | 0 | 0 | 0 | 0 | 0 | 0 | 0 | 0 | 0 | 0 | 0 | 0 | 0 | 0 | 0 | 0 | 0 | 0 | 0 | 0 | 0 | 0 | 0 | 0 | 0 | 0 | 0 | 0 | 0 | 0 | 0 | 0 | 0 | 0
F4_Commercial_Office_Existing_Food Preparation_Natural Gas_Range_E4 | F4 | Commercial | Office | Existing | Food Preparation | Natural Gas | Range | E4 | Utility - Cost of Equipment | 0 | 0 | 0 | 0 | 0 | 0 | 0 | 0 | 0 | 0 | 0 | 0 | 0 | 0 | 0 | 0 | 0 | 0 | 0 | 0 | 0 | 0 | 0 | 0 | 0 | 0 | 0 | 0 | 0 | 0 | 0 | 0 | 0 | 0 | 0 | 0 | 0 | 0 | 0 | 0 | 0 | 0
F4_Commercial_Office_Existing_Food Preparation_Natural Gas_Range_E5 | F4 | Commercial | Office | Existing | Food Preparation | Natural Gas | Range | E5 | Utility - Cost of Equipment | 0 | 0 | 0 | 0 | 0 | 0 | 0 | 0 | 0 | 0 | 0 | 0 | 0 | 0 | 0 | 0 | 0 | 0 | 0 | 0 | 0 | 0 | 0 | 0 | 0 | 0 | 0 | 0 | 0 | 0 | 0 | 0 | 0 | 0 | 0 | 0 | 0 | 0 | 0 | 0 | 0 | 0
F4_Commercial_Office_Existing_Food Preparation_Natural Gas_Range_E6 | F4 | Commercial | Office | Existing | Food Preparation | Natural Gas | Range | E6 | Utility - Cost of Equipment | 0 | 0 | 0 | 0 | 0 | 0 | 0 | 0 | 0 | 0 | 0 | 0 | 0 | 0 | 0 | 0 | 0 | 0 | 0 | 0 | 0 | 0 | 0 | 0 | 0 | 0 | 0 | 0 | 0 | 0 | 0 | 0 | 0 | 0 | 0 | 0 | 0 | 0 | 0 | 0 | 0 | 0
F4_Commercial_Office_Existing_Food Preparation_Natural Gas_Range_E7 | F4 | Commercial | Office | Existing | Food Preparation | Natural Gas | Range | E7 | Utility - Cost of Equipment | 0 | 0 | 0 | 0 | 0 | 0 | 0 | 0 | 0 | 0 | 0 | 0 | 0 | 0 | 0 | 0 | 0 | 0 | 0 | 0 | 0 | 0 | 0 | 0 | 0 | 0 | 0 | 0 | 0 | 0 | 0 | 0 | 0 | 0 | 0 | 0 | 0 | 0 | 0 | 0 | 0 | 0
F4_Commercial_Office_Existing_Food Preparation_Natural Gas_Range_E8 | F4 | Commercial | Office | Existing | Food Preparation | Natural Gas | Range | E8 | Utility - Cost of Equipment | 0 | 0 | 0 | 0 | 0 | 0 | 0 | 0 | 0 | 0 | 0 | 0 | 0 | 0 | 0 | 0 | 0 | 0 | 0 | 0 | 0 | 0 | 0 | 0 | 0 | 0 | 0 | 0 | 0 | 0 | 0 | 0 | 0 | 0 | 0 | 0 | 0 | 0 | 0 | 0 | 0 | 0
F4_Commercial_Office_Existing_Food Preparation_Natural Gas_Range_E9 | F4 | Commercial | Office | Existing | Food Preparation | Natural Gas | Range | E9 | Utility - Cost of Equipment | 0 | 0 | 0 | 0 | 0 | 0 | 0 | 0 | 0 | 0 | 0 | 0 | 0 | 0 | 0 | 0 | 0 | 0 | 0 | 0 | 0 | 0 | 0 | 0 | 0 | 0 | 0 | 0 | 0 | 0 | 0 | 0 | 0 | 0 | 0 | 0 | 0 | 0 | 0 | 0 | 0 | 0
F4_Commercial_Office_Existing_Food Preparation_Natural Gas_Range_E10 | F4 | Commercial | Office | Existing | Food Preparation | Natural Gas | Range | E10 | Utility - Cost of Equipment | 0 | 0 | 0 | 0 | 0 | 0 | 0 | 0 | 0 | 0 | 0 | 0 | 0 | 0 | 0 | 0 | 0 | 0 | 0 | 0 | 0 | 0 | 0 | 0 | 0 | 0 | 0 | 0 | 0 | 0 | 0 | 0 | 0 | 0 | 0 | 0 | 0 | 0 | 0 | 0 | 0 | 0
F5_Commercial_Office_Existing_Food Preparation_Natural Gas_Range_E1 | F5 | Commercial | Office | Existing | Food Preparation | Natural Gas | Range | E1 | Utility - Cost of Operation | 0.13076 | 0.13076 | 0.13076 | 0.13076 | 0.13076 | 0.13076 | 0.13076 | 0.13076 | 0.13076 | 0.13076 | 0.13076 | 0.13076 | 0.13076 | 0.13076 | 0.13076 | 0.13076 | 0.13076 | 0.13076 | 0.13076 | 0.13076 | 0.13076 | 0.13076 | 0.13076 | 0.13076 | 0.13076 | 0.13076 | 0.13076 | 0.13076 | 0.13076 | 0.13076 | 0.13076 | 0.13076 | 0.13076 | 0 | 0 | 0 | 0 | 0 | 0 | 0 | 0 | 0
F5_Commercial_Office_Existing_Food Preparation_Natural Gas_Range_E2 | F5 | Commercial | Office | Existing | Food Preparation | Natural Gas | Range | E2 | Utility - Cost of Operation | 0.13077 | 0.13077 | 0.13077 | 0.13077 | 0.13077 | 0.13077 | 0.13077 | 0.13077 | 0.13077 | 0.13077 | 0.13077 | 0.13077 | 0.13077 | 0.13077 | 0.13077 | 0.13077 | 0.13077 | 0.13077 | 0.13077 | 0.13077 | 0.13077 | 0.13077 | 0.13077 | 0.13077 | 0.13077 | 0.13077 | 0.13077 | 0.13077 | 0.13077 | 0.13077 | 0.13077 | 0.13077 | 0.13077 | 0 | 0 | 0 | 0 | 0 | 0 | 0 | 0 | 0
F5_Commercial_Office_Existing_Food Preparation_Natural Gas_Range_E3 | F5 | Commercial | Office | Existing | Food Preparation | Natural Gas | Range | E3 | Utility - Cost of Operation | 0 | 0 | 0 | 0 | 0 | 0 | 0 | 0 | 0 | 0 | 0 | 0 | 0 | 0 | 0 | 0 | 0 | 0 | 0 | 0 | 0 | 0 | 0 | 0 | 0 | 0 | 0 | 0 | 0 | 0 | 0 | 0 | 0 | 0 | 0 | 0 | 0 | 0 | 0 | 0 | 0 | 0
F5_Commercial_Office_Existing_Food Preparation_Natural Gas_Range_E4 | F5 | Commercial | Office | Existing | Food Preparation | Natural Gas | Range | E4 | Utility - Cost of Operation | 0 | 0 | 0 | 0 | 0 | 0 | 0 | 0 | 0 | 0 | 0 | 0 | 0 | 0 | 0 | 0 | 0 | 0 | 0 | 0 | 0 | 0 | 0 | 0 | 0 | 0 | 0 | 0 | 0 | 0 | 0 | 0 | 0 | 0 | 0 | 0 | 0 | 0 | 0 | 0 | 0 | 0
F5_Commercial_Office_Existing_Food Preparation_Natural Gas_Range_E5 | F5 | Commercial | Office | Existing | Food Preparation | Natural Gas | Range | E5 | Utility - Cost of Operation | 0 | 0 | 0 | 0 | 0 | 0 | 0 | 0 | 0 | 0 | 0 | 0 | 0 | 0 | 0 | 0 | 0 | 0 | 0 | 0 | 0 | 0 | 0 | 0 | 0 | 0 | 0 | 0 | 0 | 0 | 0 | 0 | 0 | 0 | 0 | 0 | 0 | 0 | 0 | 0 | 0 | 0
F5_Commercial_Office_Existing_Food Preparation_Natural Gas_Range_E6 | F5 | Commercial | Office | Existing | Food Preparation | Natural Gas | Range | E6 | Utility - Cost of Operation | 0 | 0 | 0 | 0 | 0 | 0 | 0 | 0 | 0 | 0 | 0 | 0 | 0 | 0 | 0 | 0 | 0 | 0 | 0 | 0 | 0 | 0 | 0 | 0 | 0 | 0 | 0 | 0 | 0 | 0 | 0 | 0 | 0 | 0 | 0 | 0 | 0 | 0 | 0 | 0 | 0 | 0
F5_Commercial_Office_Existing_Food Preparation_Natural Gas_Range_E7 | F5 | Commercial | Office | Existing | Food Preparation | Natural Gas | Range | E7 | Utility - Cost of Operation | 0 | 0 | 0 | 0 | 0 | 0 | 0 | 0 | 0 | 0 | 0 | 0 | 0 | 0 | 0 | 0 | 0 | 0 | 0 | 0 | 0 | 0 | 0 | 0 | 0 | 0 | 0 | 0 | 0 | 0 | 0 | 0 | 0 | 0 | 0 | 0 | 0 | 0 | 0 | 0 | 0 | 0
F5_Commercial_Office_Existing_Food Preparation_Natural Gas_Range_E8 | F5 | Commercial | Office | Existing | Food Preparation | Natural Gas | Range | E8 | Utility - Cost of Operation | 0 | 0 | 0 | 0 | 0 | 0 | 0 | 0 | 0 | 0 | 0 | 0 | 0 | 0 | 0 | 0 | 0 | 0 | 0 | 0 | 0 | 0 | 0 | 0 | 0 | 0 | 0 | 0 | 0 | 0 | 0 | 0 | 0 | 0 | 0 | 0 | 0 | 0 | 0 | 0 | 0 | 0
F5_Commercial_Office_Existing_Food Preparation_Natural Gas_Range_E9 | F5 | Commercial | Office | Existing | Food Preparation | Natural Gas | Range | E9 | Utility - Cost of Operation | 0 | 0 | 0 | 0 | 0 | 0 | 0 | 0 | 0 | 0 | 0 | 0 | 0 | 0 | 0 | 0 | 0 | 0 | 0 | 0 | 0 | 0 | 0 | 0 | 0 | 0 | 0 | 0 | 0 | 0 | 0 | 0 | 0 | 0 | 0 | 0 | 0 | 0 | 0 | 0 | 0 | 0
F5_Commercial_Office_Existing_Food Preparation_Natural Gas_Range_E10 | F5 | Commercial | Office | Existing | Food Preparation | Natural Gas | Range | E10 | Utility - Cost of Operation | 0 | 0 | 0 | 0 | 0 | 0 | 0 | 0 | 0 | 0 | 0 | 0 | 0 | 0 | 0 | 0 | 0 | 0 | 0 | 0 | 0 | 0 | 0 | 0 | 0 | 0 | 0 | 0 | 0 | 0 | 0 | 0 | 0 | 0 | 0 | 0 | 0 | 0 | 0 | 0 | 0 | 0
F6_Commercial_Office_Existing_Food Preparation_Natural Gas_Range_E1 | F6 | Commercial | Office | Existing | Food Preparation | Natural Gas | Range | E1 | Utility - Value of Sales | 0.15977 | 0.15977 | 0.15977 | 0.15977 | 0.15977 | 0.15977 | 0.15977 | 0.15977 | 0.15977 | 0.15977 | 0.15977 | 0.15977 | 0.15977 | 0.15977 | 0.15977 | 0.15977 | 0.15977 | 0.15977 | 0.15977 | 0.15977 | 0.15977 | 0.15977 | 0.15977 | 0.15977 | 0.15977 | 0.15977 | 0.15977 | 0.15977 | 0.15977 | 0.15977 | 0.15977 | 0.15977 | 0.15977 | 0 | 0 | 0 | 0 | 0 | 0 | 0 | 0 | 0
F6_Commercial_Office_Existing_Food Preparation_Natural Gas_Range_E2 | F6 | Commercial | Office | Existing | Food Preparation | Natural Gas | Range | E2 | Utility - Value of Sales | 0.11983 | 0.11983 | 0.11983 | 0.11983 | 0.11983 | 0.11983 | 0.11983 | 0.11983 | 0.11983 | 0.11983 | 0.11983 | 0.11983 | 0.11983 | 0.11983 | 0.11983 | 0.11983 | 0.11983 | 0.11983 | 0.11983 | 0.11983 | 0.11983 | 0.11983 | 0.11983 | 0.11983 | 0.11983 | 0.11983 | 0.11983 | 0.11983 | 0.11983 | 0.11983 | 0.11983 | 0.11983 | 0.11983 | 0 | 0 | 0 | 0 | 0 | 0 | 0 | 0 | 0
F6_Commercial_Office_Existing_Food Preparation_Natural Gas_Range_E3 | F6 | Commercial | Office | Existing | Food Preparation | Natural Gas | Range | E3 | Utility - Value of Sales | 0 | 0 | 0 | 0 | 0 | 0 | 0 | 0 | 0 | 0 | 0 | 0 | 0 | 0 | 0 | 0 | 0 | 0 | 0 | 0 | 0 | 0 | 0 | 0 | 0 | 0 | 0 | 0 | 0 | 0 | 0 | 0 | 0 | 0 | 0 | 0 | 0 | 0 | 0 | 0 | 0 | 0
F6_Commercial_Office_Existing_Food Preparation_Natural Gas_Range_E4 | F6 | Commercial | Office | Existing | Food Preparation | Natural Gas | Range | E4 | Utility - Value of Sales | 0 | 0 | 0 | 0 | 0 | 0 | 0 | 0 | 0 | 0 | 0 | 0 | 0 | 0 | 0 | 0 | 0 | 0 | 0 | 0 | 0 | 0 | 0 | 0 | 0 | 0 | 0 | 0 | 0 | 0 | 0 | 0 | 0 | 0 | 0 | 0 | 0 | 0 | 0 | 0 | 0 | 0
F6_Commercial_Office_Existing_Food Preparation_Natural Gas_Range_E5 | F6 | Commercial | Office | Existing | Food Preparation | Natural Gas | Range | E5 | Utility - Value of Sales | 0 | 0 | 0 | 0 | 0 | 0 | 0 | 0 | 0 | 0 | 0 | 0 | 0 | 0 | 0 | 0 | 0 | 0 | 0 | 0 | 0 | 0 | 0 | 0 | 0 | 0 | 0 | 0 | 0 | 0 | 0 | 0 | 0 | 0 | 0 | 0 | 0 | 0 | 0 | 0 | 0 | 0
F6_Commercial_Office_Existing_Food Preparation_Natural Gas_Range_E6 | F6 | Commercial | Office | Existing | Food Preparation | Natural Gas | Range | E6 | Utility - Value of Sales | 0 | 0 | 0 | 0 | 0 | 0 | 0 | 0 | 0 | 0 | 0 | 0 | 0 | 0 | 0 | 0 | 0 | 0 | 0 | 0 | 0 | 0 | 0 | 0 | 0 | 0 | 0 | 0 | 0 | 0 | 0 | 0 | 0 | 0 | 0 | 0 | 0 | 0 | 0 | 0 | 0 | 0
F6_Commercial_Office_Existing_Food Preparation_Natural Gas_Range_E7 | F6 | Commercial | Office | Existing | Food Preparation | Natural Gas | Range | E7 | Utility - Value of Sales | 0 | 0 | 0 | 0 | 0 | 0 | 0 | 0 | 0 | 0 | 0 | 0 | 0 | 0 | 0 | 0 | 0 | 0 | 0 | 0 | 0 | 0 | 0 | 0 | 0 | 0 | 0 | 0 | 0 | 0 | 0 | 0 | 0 | 0 | 0 | 0 | 0 | 0 | 0 | 0 | 0 | 0
F6_Commercial_Office_Existing_Food Preparation_Natural Gas_Range_E8 | F6 | Commercial | Office | Existing | Food Preparation | Natural Gas | Range | E8 | Utility - Value of Sales | 0 | 0 | 0 | 0 | 0 | 0 | 0 | 0 | 0 | 0 | 0 | 0 | 0 | 0 | 0 | 0 | 0 | 0 | 0 | 0 | 0 | 0 | 0 | 0 | 0 | 0 | 0 | 0 | 0 | 0 | 0 | 0 | 0 | 0 | 0 | 0 | 0 | 0 | 0 | 0 | 0 | 0
F6_Commercial_Office_Existing_Food Preparation_Natural Gas_Range_E9 | F6 | Commercial | Office | Existing | Food Preparation | Natural Gas | Range | E9 | Utility - Value of Sales | 0 | 0 | 0 | 0 | 0 | 0 | 0 | 0 | 0 | 0 | 0 | 0 | 0 | 0 | 0 | 0 | 0 | 0 | 0 | 0 | 0 | 0 | 0 | 0 | 0 | 0 | 0 | 0 | 0 | 0 | 0 | 0 | 0 | 0 | 0 | 0 | 0 | 0 | 0 | 0 | 0 | 0
F6_Commercial_Office_Existing_Food Preparation_Natural Gas_Range_E10 | F6 | Commercial | Office | Existing | Food Preparation | Natural Gas | Range | E10 | Utility - Value of Sales | 0 | 0 | 0 | 0 | 0 | 0 | 0 | 0 | 0 | 0 | 0 | 0 | 0 | 0 | 0 | 0 | 0 | 0 | 0 | 0 | 0 | 0 | 0 | 0 | 0 | 0 | 0 | 0 | 0 | 0 | 0 | 0 | 0 | 0 | 0 | 0 | 0 | 0 | 0 | 0 | 0 | 0
F1_Commercial_Office_Existing_Food Preparation_Natural Gas_Steamer_E1 | F1 | Commercial | Office | Existing | Food Preparation | Natural Gas | Steamer | E1 | RVT - Cost of Equipment | 0.44464 | 0.44788 | 0.45156 | 0 | 0 | 0 | 0 | 0 | 0 | 0 | 0 | 0 | 0 | 0 | 0 | 0 | 0 | 0 | 0 | 0 | 0 | 0 | 0 | 0 | 0 | 0 | 0 | 0 | 0 | 0 | 0 | 0 | 0 | 0 | 0 | 0 | 0 | 0 | 0 | 0 | 0 | 0
F1_Commercial_Office_Existing_Food Preparation_Natural Gas_Steamer_E2 | F1 | Commercial | Office | Existing | Food Preparation | Natural Gas | Steamer | E2 | RVT - Cost of Equipment | 0.19289 | 0.1943 | 0.1959 | 0.19768 | 0.19974 | 0.20213 | 0.2041 | 0.20602 | 0.20796 | 0.20997 | 0.21187 | 0.2136 | 0.21533 | 0.21713 | 0.21911 | 0.22103 | 0.22309 | 0.2253 | 0.22761 | 0.22997 | 0.23233 | 0.23452 | 0.23649 | 0.23827 | 0.23982 | 0.24116 | 0.24208 | 0.24277 | 0.24337 | 0.24388 | 0.24439 | 0.24461 | 0.24461 | 0 | 0 | 0 | 0 | 0 | 0 | 0 | 0 | 0
F1_Commercial_Office_Existing_Food Preparation_Natural Gas_Steamer_E3 | F1 | Commercial | Office | Existing | Food Preparation | Natural Gas | Steamer | E3 | RVT - Cost of Equipment | 0 | 0 | 0 | 0 | 0 | 0 | 0 | 0 | 0 | 0 | 0 | 0 | 0 | 0 | 0 | 0 | 0 | 0 | 0 | 0 | 0 | 0 | 0 | 0 | 0 | 0 | 0 | 0 | 0 | 0 | 0 | 0 | 0 | 0 | 0 | 0 | 0 | 0 | 0 | 0 | 0 | 0
F1_Commercial_Office_Existing_Food Preparation_Natural Gas_Steamer_E4 | F1 | Commercial | Office | Existing | Food Preparation | Natural Gas | Steamer | E4 | RVT - Cost of Equipment | 0 | 0 | 0 | 0 | 0 | 0 | 0 | 0 | 0 | 0 | 0 | 0 | 0 | 0 | 0 | 0 | 0 | 0 | 0 | 0 | 0 | 0 | 0 | 0 | 0 | 0 | 0 | 0 | 0 | 0 | 0 | 0 | 0 | 0 | 0 | 0 | 0 | 0 | 0 | 0 | 0 | 0
F1_Commercial_Office_Existing_Food Preparation_Natural Gas_Steamer_E5 | F1 | Commercial | Office | Existing | Food Preparation | Natural Gas | Steamer | E5 | RVT - Cost of Equipment | 0 | 0 | 0 | 0 | 0 | 0 | 0 | 0 | 0 | 0 | 0 | 0 | 0 | 0 | 0 | 0 | 0 | 0 | 0 | 0 | 0 | 0 | 0 | 0 | 0 | 0 | 0 | 0 | 0 | 0 | 0 | 0 | 0 | 0 | 0 | 0 | 0 | 0 | 0 | 0 | 0 | 0
F1_Commercial_Office_Existing_Food Preparation_Natural Gas_Steamer_E6 | F1 | Commercial | Office | Existing | Food Preparation | Natural Gas | Steamer | E6 | RVT - Cost of Equipment | 0 | 0 | 0 | 0 | 0 | 0 | 0 | 0 | 0 | 0 | 0 | 0 | 0 | 0 | 0 | 0 | 0 | 0 | 0 | 0 | 0 | 0 | 0 | 0 | 0 | 0 | 0 | 0 | 0 | 0 | 0 | 0 | 0 | 0 | 0 | 0 | 0 | 0 | 0 | 0 | 0 | 0
F1_Commercial_Office_Existing_Food Preparation_Natural Gas_Steamer_E7 | F1 | Commercial | Office | Existing | Food Preparation | Natural Gas | Steamer | E7 | RVT - Cost of Equipment | 0 | 0 | 0 | 0 | 0 | 0 | 0 | 0 | 0 | 0 | 0 | 0 | 0 | 0 | 0 | 0 | 0 | 0 | 0 | 0 | 0 | 0 | 0 | 0 | 0 | 0 | 0 | 0 | 0 | 0 | 0 | 0 | 0 | 0 | 0 | 0 | 0 | 0 | 0 | 0 | 0 | 0
F1_Commercial_Office_Existing_Food Preparation_Natural Gas_Steamer_E8 | F1 | Commercial | Office | Existing | Food Preparation | Natural Gas | Steamer | E8 | RVT - Cost of Equipment | 0 | 0 | 0 | 0 | 0 | 0 | 0 | 0 | 0 | 0 | 0 | 0 | 0 | 0 | 0 | 0 | 0 | 0 | 0 | 0 | 0 | 0 | 0 | 0 | 0 | 0 | 0 | 0 | 0 | 0 | 0 | 0 | 0 | 0 | 0 | 0 | 0 | 0 | 0 | 0 | 0 | 0
F1_Commercial_Office_Existing_Food Preparation_Natural Gas_Steamer_E9 | F1 | Commercial | Office | Existing | Food Preparation | Natural Gas | Steamer | E9 | RVT - Cost of Equipment | 0 | 0 | 0 | 0 | 0 | 0 | 0 | 0 | 0 | 0 | 0 | 0 | 0 | 0 | 0 | 0 | 0 | 0 | 0 | 0 | 0 | 0 | 0 | 0 | 0 | 0 | 0 | 0 | 0 | 0 | 0 | 0 | 0 | 0 | 0 | 0 | 0 | 0 | 0 | 0 | 0 | 0
F1_Commercial_Office_Existing_Food Preparation_Natural Gas_Steamer_E10 | F1 | Commercial | Office | Existing | Food Preparation | Natural Gas | Steamer | E10 | RVT - Cost of Equipment | 0 | 0 | 0 | 0 | 0 | 0 | 0 | 0 | 0 | 0 | 0 | 0 | 0 | 0 | 0 | 0 | 0 | 0 | 0 | 0 | 0 | 0 | 0 | 0 | 0 | 0 | 0 | 0 | 0 | 0 | 0 | 0 | 0 | 0 | 0 | 0 | 0 | 0 | 0 | 0 | 0 | 0
F2_Commercial_Office_Existing_Food Preparation_Natural Gas_Steamer_E1 | F2 | Commercial | Office | Existing | Food Preparation | Natural Gas | Steamer | E1 | RVT - Cost of Operation | 0.53271 | 0.53658 | 0.541 | 0 | 0 | 0 | 0 | 0 | 0 | 0 | 0 | 0 | 0 | 0 | 0 | 0 | 0 | 0 | 0 | 0 | 0 | 0 | 0 | 0 | 0 | 0 | 0 | 0 | 0 | 0 | 0 | 0 | 0 | 0 | 0 | 0 | 0 | 0 | 0 | 0 | 0 | 0
F2_Commercial_Office_Existing_Food Preparation_Natural Gas_Steamer_E2 | F2 | Commercial | Office | Existing | Food Preparation | Natural Gas | Steamer | E2 | RVT - Cost of Operation | 0.2311 | 0.23278 | 0.2347 | 0.23684 | 0.2393 | 0.24216 | 0.24452 | 0.24682 | 0.24915 | 0.25156 | 0.25384 | 0.25591 | 0.25798 | 0.26014 | 0.26251 | 0.26481 | 0.26728 | 0.26992 | 0.2727 | 0.27552 | 0.27835 | 0.28097 | 0.28334 | 0.28547 | 0.28733 | 0.28892 | 0.29003 | 0.29086 | 0.29157 | 0.29218 | 0.29279 | 0.29306 | 0.29306 | 0 | 0 | 0 | 0 | 0 | 0 | 0 | 0 | 0
F2_Commercial_Office_Existing_Food Preparation_Natural Gas_Steamer_E3 | F2 | Commercial | Office | Existing | Food Preparation | Natural Gas | Steamer | E3 | RVT - Cost of Operation | 0 | 0 | 0 | 0 | 0 | 0 | 0 | 0 | 0 | 0 | 0 | 0 | 0 | 0 | 0 | 0 | 0 | 0 | 0 | 0 | 0 | 0 | 0 | 0 | 0 | 0 | 0 | 0 | 0 | 0 | 0 | 0 | 0 | 0 | 0 | 0 | 0 | 0 | 0 | 0 | 0 | 0