## ACTUAL
1 | Assign |  |  | The Washington Water Power Company |  |  | Electric Utility |  | 1 | Assign |  |  | The Washington Water Power Company | [5 empty] | Electric Utility |  |  | Washington Jurisdiction | [6 empty] | 1 | Assign |  |  |  | The Washington Water Power Company |  |  |  |  | Electric Utility |  |  | Washington Jurisdiction |  |  |  |  | 1 | Assign |  |  | The Washington Water Power Company |  |  |  | Electric Utility |  |  | Washington Jurisdiction
2 | Scenario: U-86-99 Last Case Method |  |  | Transferred Amounts From Proforma |  |  | Washington Jurisdiction | 2026-07-29 07:52 | 2 | Scenario: U-86-99 Last Case Method |  |  | Cost of Service Calculation | [14 empty] | 2026-07-29 07:52 | 2 | Scenario: U-86-99 Last Case Method |  |  |  | Functional Allocation Tables | [11 empty] | 2026-07-29 07:52 | 2 | Scenario: U-86-99 Last Case Method |  |  | Class Allocator Worksheet | [11 empty] | 2026-07-29 07:52
3 |  |  |  | For the Year Ended December 31, 1998 |  |  |  | 44770.3277 | 3 |  |  |  | For the Year Ended December 31, 1998 | [7 empty] | Functionalization and Classification | [6 empty] | 44770.3277 | 3 |  |  |  |  | For the Year Ended December 31, 1998 | [11 empty] | 44770.3277 | 3 |  |  |  | For the Year Ended December 31, 1998 | [11 empty] | 44770.3277
4 | [8 empty] | 4 | [19 empty] | 4 | [17 empty] | 4
5 | (b) | (c) | (d) |  | (ap) | (aq) | Checker |  | 5 | (k) | (l) | (m) | (n) | (o) | (p) | (q) | (r) | (s) | (t) | (u) | (v) | (w) | (x) | (y) | (z) | (aa) | (ab) | (ac) | 5 | (ai) | (aj) | (ak) | (al) | (am) | (an) | (ao) | (ap) | (aq) | (ar) | (as) | (at) | (au) | (av) | (aw) | (ax) | (ay) | 5 | (bc) | (bd) | (be) | (bf) | (bg) | (bh) | (bi) | (bj) | (bk) | (bl) | (bm) | (bn) | (bo) | (bp) | (bq) | (br)
6 |  |  |  |  | Transfer | Transfer | Description | Amounts | 6 |  |  |  | Notes | Functional | Class | Proforma | Functional | Residential | General | Large Gen | Extra Large | Special | Pumping | Street & Area |  |  |  |  | 6 | [17 empty] | 6 | Class |  |  | Class | Residential | General | Large Gen | Extra Large | Special | Pumping | Street & Area |  |  |  |  | Source / Description
7 | Account |  | Description |  | Proforma | Labor |  |  | 7 | Account Description |  |  |  | Allocation | Allocator | Totals | Totals | Service | Service | Service | Gen Service | Contracts | Service | Lighting |  |  |  |  | 7 | [17 empty] | 7 | Allocator |  |  | Allocator | Service | Service | Service | Gen Service | Contracts | Service | Lighting
8 |  |  |  |  | Totals | Totals | Key Items for Checking |  | 8 | [8 empty] | Sch 1 | Sch 11-12 | Sch 21-22 | Sch 25 | Sch 28 | Sch 31-32 | Sch 41-49 | Open 1 | Open 2 | Open 3 | Open 4 | 8 | [17 empty] | 8 | Name | Description |  | Total | Sch 1 | Sch 11-12 | Sch 21-22 | Sch 25 | Sch 28 | Sch 31-32 | Sch 41-49 | Open 1 | Open 2 | Open 3 | Open 4
9 | Operation & Maintenance Expenses | [7 empty] | 9 | Operation & Maintenance Expenses | [18 empty] | 9 | Production Function Factor Table (pfactor) | [16 empty] | 9
10 |  | Production Expenses |  |  |  |  | Rate Base | 662843000 | 10 |  | Production Expenses | [17 empty] | 10 | Class | Factor Name | P01 | P02 | P03 | P04 | P05 | P06 | [9 empty] | 10 |  | Energy Allocators
11 | 500-OP | Steam | Supervision & Engineering |  | 463000 | 138208 | Expenses | 310093000 | 11 | 500-OP | Steam | Supervision & Engineering |  | P02 |  | 463000 | [12 empty] | 11 |  | Total Factor | 100 | 100 | 100 | 100 | 200 | 100 | [9 empty] | 11 | E01 | Customer Level Consumption |  | 4930157 | 2177641 | 366245 | 1454061 | 801489 | 152 | 103142 | 27427 | 0 | 0 | 0 | 0 | Energy Sales-MWH
12 | 501-OP | Steam | Fuel |  | 24736000 | 364271 | Revenue | 359864000 | 12 |  | P | Coincident Peak |  | 28.2 | D01 |  | 130566 | 63537.8176 | 11436.1189 | 35490.2594 | 17188.5936 | 408.7982 | 2238.7013 | 265.7111 | 0 | 0 | 0 | 0 | 12 | D01 | Coincident Peak | 0 | 28.2 | 28.73 | 100 | 28.47 | 29.74 | [9 empty] | 12 |  |  |  | 100% | 44.17% | 7.429% | 29.49% | 16.26% | 0.003083% | 2.092% | 0.5563% | 0% | 0% | 0% | 0%
13 | 502-OP | Steam | Steam Expenses |  | 1076000 | 201945 | Income | 49771000 | 13 |  | P | Generation Level Consumption |  | 71.8 | E02 |  | 332434 | 147398.474 | 24790.1073 | 98307.6415 | 53089.8557 | 10.0683 | 6981.3957 | 1856.4575 | 0 | 0 | 0 | 0 | 13 | E02 | Generation Level Consumption | 100 | 71.8 | 71.27 | 0 | 171.53 | 70.26 | [9 empty] | 13 | E02 | Generation Level Consumption |  | 5279675.0882 | 2340964.075 | 393713.375 | 1561309.6312 | 843166.428 | 159.904 | 110877.65 | 29484.025 | 0 | 0 | 0 | 0 | Energy Sales with Losses - MWH
14 | 503-OP | Steam | From Other Sources |  | 0 | 0 | Interest | 25453000 | 14 |  | P | Open |  | 0 | xxx |  | 0 | 0 | 0 | 0 | 0 | 0 | 0 | 0 | 0 | 0 | 0 | 0 | 14 | xxx | Open | 0 | 0 | 0 | 0 | 0 | 0 | [9 empty] | 14 |  |  |  | 100% | 44.34% | 7.457% | 29.57% | 15.97% | 0.003029% | 2.1% | 0.5584% | 0% | 0% | 0% | 0%
15 | 504-OP | Steam | Steam Transferred-CR |  | 0 | 0 | SIT | 0 | 15 |  | P | Open |  | 0 | xxx |  | 0 | 0 | 0 | 0 | 0 | 0 | 0 | 0 | 0 | 0 | 0 | 0 | 15 | xxx | Open | 0 | 0 | 0 | 0 | 0 | 0 | [9 empty] | 15 | E03 | Open |  | 0 | [11 empty] | Open
16 | 505-OP | Steam | Electric Expenses |  | 785000 | 200466 | FIT | 17005000 | 16 | 501-OP | Steam | Fuel |  | P01 |  | 24736000 | [12 empty] | 16 |  |  | MWH Gen | Steam PC | Hydro PC | Other PC | P01 + T01 | Prod Plant | [9 empty] | 16
17 | 506-OP | Steam | Miscellaneous Power Exp. |  | 1363000 | 76096 | ITC | -26000 | 17 |  | P | Coincident Peak |  | 0 | D01 |  | 0 | 0 | 0 | 0 | 0 | 0 | 0 | 0 | 0 | 0 | 0 | 0 | 17 | Transmission Function Factor Table (tfactor) | [16 empty] | 17 |  | Demand Allocators
18 | 507-OP | Steam | Rents |  | 0 | 0 | Deferred Tax | 3120000 | 18 |  | P | Generation Level Consumption |  | 100 | E02 |  | 24736000 | 10967736.914 | 1844601.0183 | 7314949.1953 | 3950350.0527 | 749.1721 | 519476.9573 | 138136.6903 | 0 | 0 | 0 | 0 | 18 | Class | Factor Name | T01 | T02 | T03 | T04 | [11 empty] | 18 | D01 | Coincident Peak |  | 842231 | 409858 | 73770 | 228934 | 110877 | 2637 | 14441 | 1714 | 0 | 0 | 0 | 0 | Coincident Peak 12 Month Average
19 |  | Total Steam Operation |  |  |  |  | Gen Bus Revenue | 236198000 | 19 |  | P | Open |  | 0 | xxx |  | 0 | 0 | 0 | 0 | 0 | 0 | 0 | 0 | 0 | 0 | 0 | 0 | 19 |  | Total Factor | 100 | 0 | 0 | 0 | [11 empty] | 19 |  |  |  | 100% | 48.66% | 8.759% | 27.18% | 13.16% | 0.3131% | 1.715% | 0.2035% | 0% | 0% | 0% | 0%
20 | 510-MT | Steam | Supervision & Engineering |  | 441000 | 30737 | Allocated Revenue | 15561000 | 20 |  | P | Open |  | 0 | xxx |  | 0 | 0 | 0 | 0 | 0 | 0 | 0 | 0 | 0 | 0 | 0 | 0 | 20 | D01 | Coincident Peak | P01: 28.47 | [9 empty] | 20 | D02 | NCP-All |  | 939666 | 426899 | 81416 | 287451 | 118588 | 0 | 18459 | 6853 | 0 | 0 | 0 | 0 | Non-Coincident Peak All Sched.12 Mo Avg
21 | 511-MT | Steam | Structures |  | 338000 | 6290 | Secondary Sales | 94910000 | 21 | 502-OP | Steam | Steam Expenses |  | P02 |  | 1076000 | [12 empty] | 21 | E02 | Generation Level Consumption | P01: 71.53 | [9 empty] | 21 |  |  |  | 100% | 45.43% | 8.664% | 30.59% | 12.62% | 0% | 1.964% | 0.7293% | 0% | 0% | 0% | 0%
22 | 512-MT | Steam | Boiler Plant |  | 2584000 | 252403 | MOPS Revenue | 0 | 22 |  | P | Coincident Peak |  | 28.2 | D01 |  | 303432 | 147660.2413 | 26577.2438 | 82478.443 | 39945.846 | 950.0365 | 5202.6837 | 617.5057 | 0 | 0 | 0 | 0 | 22 | xxx | Open | P01: 0 | [9 empty] | 22 | D03 | NCP-w/o DA |  | 821078 | 426899 | 81416 | 287451 | 0 | 0 | 18459 | 6853 | 0 | 0 | 0 | 0 | NCP w/o Sch 25/28 12 Mo Avg
23 | 513-MT | Steam | Electric Plant |  | 455000 | 61076 | Misc Rev | 1261000 | 23 |  | P | Generation Level Consumption |  | 71.8 | E02 |  | 772568 | 342550.2334 | 57611.5669 | 228464.411 | 123379.4486 | 23.3985 | 16224.5825 | 4314.3591 | 0 | 0 | 0 | 0 | 23 |  |  | P01: Avg PC | [9 empty] | 23 |  |  |  | 100% | 51.99% | 9.916% | 35.01% | 0% | 0% | 2.248% | 0.8346% | 0% | 0% | 0% | 0%
24 | 514-MT | Steam | Miscellaneous Plant |  | 399000 | 32747 | Water Sales | 300000 | 24 |  | P | Open |  | 0 | xxx |  | 0 | 0 | 0 | 0 | 0 | 0 | 0 | 0 | 0 | 0 | 0 | 0 | 24 | Distribution Function Factor Table (dfactor) | [16 empty] | 24 | D04 | DA Sch 25 |  | 100 |  |  |  | 100 | [7 empty] | Direct Assigned to Schedule 25 Customers
25 |  | Total Steam Maintenance |  |  |  |  | Rent | 1384000 | 25 |  | P | Open |  | 0 | xxx |  | 0 | 0 | 0 | 0 | 0 | 0 | 0 | 0 | 0 | 0 | 0 | 0 | 25 | Class | Factor Name | X01 | X02 | X03 | X04 | X05 | X06 | X07 | X08 | X09 | X10 | X11 | X12 | X13 | X14 | X15 | 25 |  |  |  | 100% | 0% | 0% | 0% | 100% | 0% | 0% | 0% | 0% | 0% | 0% | 0%
26 |  | Total Steam |  |  |  |  | Wheeling Revenue | 8477000 | 26 | 503-OP | Steam | From Other Sources |  | P02 |  | 0 | [12 empty] | 26 |  | Total Factor | 100 | 5161 | 35263 | 0 | 100 | 100 | 100 | 100 | 100 | 100 | 100 | 100 | 0 | 0 | 0 | 26 | D05 | DA Sch 28 |  | 100 |  |  |  |  | 100 | [6 empty] | Direct Assigned to Schedule 28 Customers
27 | [6 empty] | Other Rev | 1773000 | 27 |  | P | Coincident Peak |  | 28.2 | D01 |  | 0 | 0 | 0 | 0 | 0 | 0 | 0 | 0 | 0 | 0 | 0 | 0 | 27 | D02 | NCP-All | 100 | 0 | 0 |  | 63.57 | 91.67 | 71.54 | 68.27 | 54.25 | 55.67 | [5 empty] | 27 |  |  |  | 100% | 0% | 0% | 0% | 0% | 100% | 0% | 0% | 0% | 0% | 0% | 0%
28 | 535-OP | Hydro | Supervision & Engineering |  | 870000 | 607856 |  |  | 28 |  | P | Generation Level Consumption |  | 71.8 | E02 |  | 0 | 0 | 0 | 0 | 0 | 0 | 0 | 0 | 0 | 0 | 0 | 0 | 28 | D03 | NCP-w/o DA | X01: 0; X02: 4808; X03: 32509; X05: 0; X06: 0; X07: 0; X08: 0; X09: 0 | 28 | D06 | NCP-Secondary |  | 805828 | 426899 | 81416 | 272201 | 0 | 0 | 18459 | 6853 | 0 | 0 | 0 | 0 | Non-Coincident Peak Secondary12 Mo Avg
29 | 536-OP | Hydro | Water For Power |  | 438000 | 0 |  |  | 29 |  | P | Open |  | 0 | xxx |  | 0 | 0 | 0 | 0 | 0 | 0 | 0 | 0 | 0 | 0 | 0 | 0 | 29 | D04 | DA Sch 25 | X01: 0; X02: 353; X03: 2754; X05: 0; X06: 0; X07: 0; X08: 0; X09: 0 | 29 |  |  |  | 100% | 52.98% | 10.1% | 33.78% | 0% | 0% | 2.291% | 0.8504% | 0% | 0% | 0% | 0%
30 | 537-OP | Hydro | Hydraulic Expenses |  | 197000 | 87591 |  |  | 30 |  | P | Open |  | 0 | xxx |  | 0 | 0 | 0 | 0 | 0 | 0 | 0 | 0 | 0 | 0 | 0 | 0 | 30 | D07 | DA Street and Area Lights | X01: 0; X02: 0; X03: 0; X05: 6.75; X06: 0; X07: 0; X08: 0; X09: 0 | 30 | D07 | DA Street and Area Lights |  | 100 | [6 empty] | 100 |  |  |  |  | Direct Assigned to Street & Area Lights
31 | 538-OP | Hydro | Electric Expenses |  | 2025000 | 1663812 |  |  | 31 | 504-OP | Steam | Steam Transferred-CR |  | P02 |  | 0 | [12 empty] | 31 | C02 | Avg Customers-Secondary | 0 | 0 | 0 |  | 0 | 0 | 0 | 0 | 0 | 0 | [5 empty] | 31 |  |  |  | 100% | 0% | 0% | 0% | 0% | 0% | 0% | 100% | 0% | 0% | 0% | 0%
32 | 539-OP | Hydro | Miscellaneous Power Exp. |  | 388000 | 79150 |  |  | 32 |  | P | Coincident Peak |  | 28.2 | D01 |  | 0 | 0 | 0 | 0 | 0 | 0 | 0 | 0 | 0 | 0 | 0 | 0 | 32 | C04 | Wt Customers-Meters | 0 | 0 | 0 |  | 0 | 0 | 0 | 0 | 0 |  | 100 |  |  |  |  | 32
33 | 540-OP | Hydro | Rents |  | 370000 | 0 |  |  | 33 |  | P | Generation Level Consumption |  | 71.8 | E02 |  | 0 | 0 | 0 | 0 | 0 | 0 | 0 | 0 | 0 | 0 | 0 | 0 | 33 | C05 | DA Street & Area Lights | 0 | 0 | 0 |  | 0 | 0 | 0 | 0 | 0 |  |  | 100 |  |  |  | 33 |  | Customer Allocators
34 |  | Total Hydraulic Operation | [6 empty] | 34 |  | P | Open |  | 0 | xxx |  | 0 | 0 | 0 | 0 | 0 | 0 | 0 | 0 | 0 | 0 | 0 | 0 | 34 | D05 | DA Sch 28 | X01: 0; X02: 0; X03: 0; X05: 0; X06: 0; X07: 0; X08: 0; X09: 0 | 34 | C01 | Avg Customers-All |  | 201738.1667 | 175465.6667 | 21886.6667 | 3064.4167 | 21 | 1 | 1069.0833 | 230.3333 | 0 | 0 | 0 | 0 | Unweighted
35 | 541-MT | Hydro | Supervision & Engineering |  | 228000 | 169556 |  |  | 35 |  | P | Open |  | 0 | xxx |  | 0 | 0 | 0 | 0 | 0 | 0 | 0 | 0 | 0 | 0 | 0 | 0 | 35 | D06 | NCP-Secondary | X01: 0; X02: 0; X03: 0; X05: 0; X06: 0; X07: 0; X08: 0; X09: 0 | 35 |  |  |  | 100% | 86.98% | 10.85% | 1.519% | 0.01041% | 0.0004957% | 0.5299% | 0.1142% | 0% | 0% | 0% | 0%
36 | 542-MT | Hydro | Structures |  | 335000 | 82892 | Error Messages |  | 36 | 505-OP | Steam | Electric Expenses |  | P02 |  | 785000 | [12 empty] | 36 | C01 | Avg Customers-All | 0 | 0 | 0 |  | 29.68 | 8.33 | 28.46 | 31.73 | 45.75 | 44.33 | [5 empty] | 36 | C02 | Avg Customers-Secondary |  | 201460.8333 | 175465.6667 | 21886.6667 | 3039.4167 | 0 | 0 | 1069.0833 | 0 | 0 | 0 | 0 | 0 | Unweighted Secondary w/o Lighting
37 | 543-MT | Hydro | Reservoirs, Dams & Waterways |  | 837000 | 275907 | Total Rate Base Matches Checker | 1 | 37 |  | P | Coincident Peak |  | 28.2 | D01 |  | 221370 | 107726.1054 | 19389.532 | 60172.47 | 29142.6479 | 693.1028 | 3795.6382 | 450.5037 | 0 | 0 | 0 | 0 | 37 |  |  | #360 | #361 | #362 |  | #364 | #365 | #366 | #367 | #368 | #369 | #370 | #373 |  |  |  | 37 |  |  |  | 100% | 87.1% | 10.86% | 1.509% | 0% | 0% | 0.5307% | 0% | 0% | 0% | 0% | 0%
38 | 544-MT | Hydro | Electric Plant |  | 804000 | 435269 | Total Operating Expense Matches Checker | 2 | 38 |  | P | Generation Level Consumption |  | 71.8 | E02 |  | 563630 | 249908.8598 | 42030.7435 | 166677.1028 | 90011.9583 | 17.0705 | 11836.7075 | 3147.5575 | 0 | 0 | 0 | 0 | 38 | Customer Accounting Function Factor Table (afactor) | [16 empty] | 38 | C03 | Wt Customers-Meter Reading |  | 231749.5 | 175465.6667 | 43773.3333 | 9193.25 | 105 | 5 | 3207.25 | 0 | 0 | 0 | 0 | 0 | Est. Meter Reading Time
39 | 545-MT | Hydro | Miscellaneous Plant |  | 69000 | 5725 | Total Operating Revenue Matches Checker | 3 | 39 |  | P | Open |  | 0 | xxx |  | 0 | 0 | 0 | 0 | 0 | 0 | 0 | 0 | 0 | 0 | 0 | 0 | 39 | Class | Factor Name | X01: K01; X02: K02; X03: K03; X04: K04 | 39 |  |  |  | 100% | 75.71% | 18.89% | 3.967% | 0.04531% | 0.002158% | 1.384% | 0% | 0% | 0% | 0% | 0%
40 |  | Total Hydraulic Maintenance |  |  |  |  | Net Income Matches Checker | 4 | 40 |  | P | Open |  | 0 | xxx |  | 0 | 0 | 0 | 0 | 0 | 0 | 0 | 0 | 0 | 0 | 0 | 0 | 40 |  | Total Factor | X01: 100; X02: 100; X03: 100; X04: 100 | 40 | C04 | Wt Customers-Meters |  | 220113.2 | 175465.6667 | 24950.8 | 16762.3592 | 649.74 | 50.25 | 2234.3842 | 0 | 0 | 0 | 0 | 0 | Proportion Installed Meter Costs
41 |  | Total Hydraulic |  |  |  |  | Retail Sales Revenue Matches Checker | 5 | 41 | 506-OP | Steam | Miscellaneous Power Exp. |  | P02 |  | 1363000 | [12 empty] | 41 | C01 | Avg Customers-All | X01: 100; X02: 0; X03: 0 | 41 |  |  |  | 100% | 79.72% | 11.34% | 7.615% | 0.2952% | 0.02283% | 1.015% | 0% | 0% | 0% | 0% | 0%
42 | [7 empty] | 6 | 42 |  | P | Coincident Peak |  | 28.2 | D01 |  | 384366 | 187045.4543 | 33666.1555 | 104477.8046 | 50600.5466 | 1203.4384 | 6590.3884 | 782.2122 | 0 | 0 | 0 | 0 | 42 | C03 | Wt Customers-Meter Reading | X01: 0; X02: 100; X03: 0 | 42 | C05 | DA Street & Area Lights |  | 230.3333 | 0 | 0 | 0 | 0 | 0 | 0 | 230.3333 | 0 | 0 | 0 | 0 | Direct Assigned to Street & Area Lights
43 | 546-OP | Other | Supervision & Engineering |  | 0 | 0 | Allocated Revenue Matches Checker | 7 | 43 |  | P | Generation Level Consumption |  | 71.8 | E02 |  | 978634 | 433918.1859 | 72978.2209 | 289402.4091 | 156288.2792 | 29.6396 | 20552.1431 | 5465.1222 | 0 | 0 | 0 | 0 | 43 | C02 | Avg Customers-Secondary | X01: 0; X02: 0; X03: 100 | 43 |  |  |  | 100% | 0% | 0% | 0% | 0% | 0% | 0% | 100% | 0% | 0% | 0% | 0%
44 | 547-OP | Other | Fuel |  | 4367000 | 15480 | Sales For Resale Revenue Matches Checker | 8 | 44 |  | P | Open |  | 0 | xxx |  | 0 | 0 | 0 | 0 | 0 | 0 | 0 | 0 | 0 | 0 | 0 | 0 | 44 | C07 | Avg Customers with Area Lt count | X01: 0; X02: 0; X03: 0; X04: 100 | 44 | C06 | DA Handbilled |  | 22 | 0 | 0 | 0 | 21 | 1 | 0 | 0 | 0 | 0 | 0 | 0 | Direct Assigned to Handbilled Customers
45 | 548-OP | Other | Generation Expenses |  | 156000 | 120401 | Sales of Water Revenue Matches Checker | 9 | 45 |  | P | Open |  | 0 | xxx |  | 0 | 0 | 0 | 0 | 0 | 0 | 0 | 0 | 0 | 0 | 0 | 0 | 45 |  |  | X02: Meter Reading; X03: Uncollectibles; X04: Billing | 45 |  |  |  | 100% | 0% | 0% | 0% | 95.45% | 4.545% | 0% | 0% | 0% | 0% | 0% | 0%
46 | 549-OP | Other | Miscellaneous Power Exp. |  | 116000 | 6327 | Misc. Service Revenue Matches Checker | 10 | 46 | 507-OP | Steam | Rents |  | P02 |  | 0 | [12 empty] | 46 | Customer Information Function Factor Table (ifactor) | [16 empty] | 46 | C07 | Avg Customers with Area Lt count |  | 210490.1667 | 175465.6667 | 21886.6667 | 3064.4167 | 21 | 1 | 1069.0833 | 8982.3333 | 0 | 0 | 0 | 0 | Average Customers Plus Area Light Count
47 | 550-OP | Other | Rents |  | 3777000 | 0 | Rent Revenue Matches Checker | 11 | 47 |  | P | Coincident Peak |  | 28.2 | D01 |  | 0 | 0 | 0 | 0 | 0 | 0 | 0 | 0 | 0 | 0 | 0 | 0 | 47 | Class | Factor Name | X01: I01; X02: I02; X03: I03; X04: I04 | 47
48 |  | Total Other Operation |  |  |  |  | Other Revenue Matches Checker | 12 | 48 |  | P | Generation Level Consumption |  | 71.8 | E02 |  | 0 | 0 | 0 | 0 | 0 | 0 | 0 | 0 | 0 | 0 | 0 | 0 | 48 |  | Total Factor | X01: 100; X02: 6601; X03: 0; X04: 0 | 48 |  | No. of Customer Bills |  | 2420858 | 2105588 | 262640 | 36773 | 252 | 12 | 12829 | 2764 | 0 | 0 | 0 | 0
49 | 551-MT | Other | Supervision & Engineering |  | 48000 | 38673 |  |  | 49 |  | P | Open |  | 0 | xxx |  | 0 | 0 | 0 | 0 | 0 | 0 | 0 | 0 | 0 | 0 | 0 | 0 | 49 | C01 | Avg Customers-All | X01: 100; X02: 164 | 49 |  | No. of Customers (Average) |  | 201738.1667 | 175465.6667 | 21886.6667 | 3064.4167 | 21 | 1 | 1069.0833 | 230.3333 | 0 | 0 | 0 | 0
50 | 552-MT | Other | Structures |  | 1000 | 86 |  |  | 50 |  | P | Open |  | 0 | xxx |  | 0 | 0 | 0 | 0 | 0 | 0 | 0 | 0 | 0 | 0 | 0 | 0 | 50 | S01 | Production Plant | X01: 0; X02: 3026 | 50 |  | Area Light Count | [8 empty] | 8752
51 | 553-MT | Other | Generating & Electric Plant |  | 396000 | 103589 |  |  | 51 |  | Total Steam Operation |  |  |  |  | 28423000 | 28423000 | 12647482.2856 | 2133080.7072 | 8380419.7366 | 4509997.2285 | 4084.7251 | 592899.1978 | 155036.1192 | 0 | 0 | 0 | 0 | 51 | R02 | Tariff Rider Revenue | X01: 0; X02: 3411 | 51 |  | Customer Weightings
52 | 554-MT | Other | Miscellaneous Plant |  | 14000 | 6890 |  |  | 52 | 510-MT | Steam | Supervision & Engineering |  | P02 |  | 441000 | [12 empty] | 52 |  |  | X02: DSM | 52 |  | Avg Customers-All |  |  | 1 | 1 | 1 | 1 | 1 | 1 | 1 | 0 | 0 | 0 | 0 | Unweighted
53 |  | Total Other Maintenance | [6 empty] | 53 |  | P | Coincident Peak |  | 28.2 | D01 |  | 124362 | 60518.742 | 10892.718 | 33803.8972 | 16371.857 | 389.3737 | 2132.3267 | 253.0855 | 0 | 0 | 0 | 0 | 53 | Sales Function Factor Table (sfactor) | [16 empty] | 53 |  | Avg Customers-Secondary |  |  | 1 | 1 | 1 | 0 | 0 | 1 | 0 | 0 | 0 | 0 | 0 | Unweighted Secondary w/o Lighting
54 |  | Total Other | [6 empty] | 54 |  | P | Generation Level Consumption |  | 71.8 | E02 |  | 316638 | 140394.6588 | 23612.1757 | 93636.4361 | 50567.2275 | 9.5899 | 6649.6663 | 1768.2457 | 0 | 0 | 0 | 0 | 54 | Class | Factor Name | X01: V01; X02: V02; X03: V03; X04: V04 | 54 |  | Wt Customers-Meter Reading |  |  | 1 | 2 | 3 | 5 | 5 | 3 | 0 | 0 | 0 | 0 | 0 | Est. Meter Reading Time
55 | [8 empty] | 55 |  | P | Open |  | 0 | xxx |  | 0 | 0 | 0 | 0 | 0 | 0 | 0 | 0 | 0 | 0 | 0 | 0 | 55 |  | Total Factor | X01: 100; X02: 100; X03: 100; X04: 0 | 55 |  | Wt Customers-Meters |  |  | 1 | 1.14 | 5.47 | 30.94 | 50.25 | 2.09 | 0 | 0 | 0 | 0 | 0 | Proportion Installed Meter Costs
56 | 555-OP | Total Purchased Power |  |  | 107123000 | 0 |  |  | 56 |  | P | Open |  | 0 | xxx |  | 0 | 0 | 0 | 0 | 0 | 0 | 0 | 0 | 0 | 0 | 0 | 0 | 56 | E02 | Generation Level Consumption | X01: 100; X02: 0; X03: 50 | 56 |  | DA Street & Area Lights |  |  | 0 | 0 | 0 | 0 | 0 | 0 | 1 | 0 | 0 | 0 | 0 | Direct Assigned to Street & Area Lights
57 | 556-OP | Total System Control & Load Dispatching |  |  | 510000 | 297607 |  |  | 57 | 511-MT | Steam | Structures |  | P02 |  | 338000 | [12 empty] | 57 | C01 | Avg Customers-All | X01: 0; X02: 100; X03: 50 | 57 |  | DA Handbilled |  |  | 0 | 0 | 0 | 1 | 1 | 0 | 0 | 0 | 0 | 0 | 0 | Direct Assigned to Handbilled Customers
58 | 557-OP | Total Other Expenses |  |  | 4309000 | 1438807 |  |  | 58 |  | P | Coincident Peak |  | 28.2 | D01 |  | 95316 | 46383.9791 | 8348.6138 | 25908.6559 | 12548.0446 | 298.4315 | 1634.3003 | 193.9748 | 0 | 0 | 0 | 0 | 58 | xxx | Open | X01: 0; X02: 0 | 58 |  | Avg Customers with Area Lt count |  |  | 1 | 1 | 1 | 1 | 1 | 1 | 1 | 0 | 0 | 0 | 0 | Average Customers Plus Area Light Count
59 |  |  | Total Production Expenses | [5 empty] | 59 |  | P | Generation Level Consumption |  | 71.8 | E02 |  | 242684 | 107604.0696 | 18097.3138 | 71766.7016 | 38756.7413 | 7.3501 | 5096.5696 | 1355.2541 | 0 | 0 | 0 | 0 | 59 | [17 empty] | 59
60 | [8 empty] | 60 |  | P | Open |  | 0 | xxx |  | 0 | 0 | 0 | 0 | 0 | 0 | 0 | 0 | 0 | 0 | 0 | 0 | 60 | Miscellaneous Function Factor Table (mfactor) | [16 empty] | 60 |  | Revenue Allocator Calculations
61 | Proforma | [7 empty] | 61 |  | P | Open |  | 0 | xxx |  | 0 | 0 | 0 | 0 | 0 | 0 | 0 | 0 | 0 | 0 | 0 | 0 | 61 | Class | Factor Name | X01: M01; X02: M02; X03: M03; X04: M04 | 61 | R01 | Retail Sales Revenue |  | 236198000 | 103403000 | 24764500 | 73526000 | 26474500 | 170000 | 4293000 | 3567000 | 0 | 0 | 0 | 0 | Input Revenue From Rates
62 | Scenario: U-86-99 Last Case Method | [7 empty] | 62 | 512-MT | Steam | Boiler Plant |  | P02 |  | 2584000 | [12 empty] | 62 |  | Total Factor | X01: 100; X02: 1002975; X03: 0; X04: 0 | 62 |  |  |  | 100% | 43.78% | 10.48% | 31.13% | 11.21% | 0.07197% | 1.818% | 1.51% | 0% | 0% | 0% | 0%
63 | [8 empty] | 63 |  | P | Coincident Peak |  | 28.2 | D01 |  | 728688 | 354604.1482 | 63824.9052 | 198070.9076 | 95929.4295 | 2281.5003 | 12494.1773 | 1482.9319 | 0 | 0 | 0 | 0 | 63 | S01 | Production Plant | X01: 0; X02: 462019; X03: 0; X04: 0 | 63 |  | Open |  | 0 | 0 | 0 | 0 | 0 | 0 | 0 | 0 | 0 | 0 | 0 | 0 | Input Montana Rate Revenue
64 | [8 empty] | 64 |  | P | Generation Level Consumption |  | 71.8 | E02 |  | 1855312 | 822629.9284 | 138353.4284 | 548654.3104 | 296294.1404 | 56.1913 | 38963.1239 | 10360.8772 | 0 | 0 | 0 | 0 | 64 | S02 | Transmission Plant | X01: 0; X02: 176604; X03: 0; X04: 0 | 64 | R02 | Tariff Rider Revenue |  | 3567537 | 1589678 | 388220 | 1076005 | 400745 | 0 | 58791 | 54098 | 0 | 0 | 0 | 0 | Input Tariff Rider Expense Offset
65 | (a) | (b) |  |  | (ap) | (aq) |  |  | 65 |  | P | Open |  | 0 | xxx |  | 0 | 0 | 0 | 0 | 0 | 0 | 0 | 0 | 0 | 0 | 0 | 0 | 65 | S03 | Distribution Plant | X01: 0; X02: 364352; X03: 0; X04: 0 | 65 |  |  |  | 100% | 44.56% | 10.88% | 30.16% | 11.23% | 0% | 1.648% | 1.516% | 0% | 0% | 0% | 0%
66 |  |  |  |  | Transfer | Transfer |  |  | 66 |  | P | Open |  | 0 | xxx |  | 0 | 0 | 0 | 0 | 0 | 0 | 0 | 0 | 0 | 0 | 0 | 0 | 66 | S05 | P/T/D Plant | X01: 100; X02: 0; X03: 0; X04: 0 | 66
67 | Account | Description |  |  | Proforma | Labor |  |  | 67 | 513-MT | Steam | Electric Plant |  | P02 |  | 455000 | [12 empty] | 67 |  |  | X01: General Plant; X02: PTD | 67 |  | Total Revenue |  | 359864000 | 158860010.858 | 34125935.2804 | 109702401.0974 | 45806448.0587 | 197520.2203 | 6845325.2751 | 4326359.21 | 0 | 0 | 0 | 0 | line 847
68 |  |  |  |  | Totals | Totals |  |  | 68 |  | P | Coincident Peak |  | 28.2 | D01 |  | 128310 | 62439.9719 | 11238.5185 | 34877.0368 | 16891.5985 | 401.7348 | 2200.0196 | 261.12 | 0 | 0 | 0 | 0 | [18 empty] | 68 |  | Less: Exp Before Income Tax |  | 289994000 | 142963623.1552 | 24211153.6118 | 76012841.4147 | 37895602.3987 | 234547.8067 | 5288599.5165 | 3387632.0964 | 0 | 0 | 0 | 0 | line 804
69 |  | Transmission Expenses | [6 empty] | 69 |  | P | Generation Level Consumption |  | 71.8 | E02 |  | 326690 | 144851.6321 | 24361.7685 | 96609.0214 | 52172.5363 | 9.8944 | 6860.7668 | 1824.3805 | 0 | 0 | 0 | 0 | [18 empty] | 69 |  | Less: Interest Expense |  | 25453000 | 12618869.1179 | 2114632.4548 | 6667940.1212 | 3199652.7744 | 15249.0723 | 462330.568 | 374325.8914 | 0 | 0 | 0 | 0 | line 1474
70 | 560-OP | Supervision & Engineering |  |  | 718000 | 504637 |  |  | 70 |  | P | Open |  | 0 | xxx |  | 0 | 0 | 0 | 0 | 0 | 0 | 0 | 0 | 0 | 0 | 0 | 0 | [18 empty] | 70 | R03 | Income Tax Allocator A |  | 44417000 | 3277518.5849 | 7800149.2138 | 27021619.5616 | 4711192.8856 | -52276.6587 | 1094395.1906 | 564401.2223 | 0 | 0 | 0 | 0 | Rev - Exp before Inc Tax - Interest Exp
71 | 561-OP | Load Dispatching |  |  | 586000 | 383555 |  |  | 71 |  | P | Open |  | 0 | xxx |  | 0 | 0 | 0 | 0 | 0 | 0 | 0 | 0 | 0 | 0 | 0 | 0 | [18 empty] | 71 |  |  |  | 100% | 7.379% | 17.56% | 60.84% | 10.61% | -0.1177% | 2.464% | 1.271% | 0% | 0% | 0% | 0%
72 | 562-OP | Station Expenses |  |  | 200000 | 112117 |  |  | 72 | 514-MT | Steam | Miscellaneous Plant |  | P02 |  | 399000 | [30 empty] | 72
73 | 563-OP | Overhead Line Expenses |  |  | 105000 | 53819 |  |  | 73 |  | P | Coincident Peak |  | 28.2 | D01 |  | 112518 | 54755.0523 | 9855.3162 | 30584.4784 | 14812.6325 | 352.2905 | 1929.248 | 228.9821 | 0 | 0 | 0 | 0 | [18 empty] | 73 |  | Uniform Return | 7.509% | 49771000 | 24675037.7113 | 4134969.2337 | 13038543.5026 | 6256626.6545 | 29818.1581 | 904044.8946 | 731959.8452 | 0 | 0 | 0 | 0 | Juris Total Return * Class Rate Base line 1468
74 | 564-OP | Underground Line Expenses |  |  | 3000 | 2652 |  |  | 74 |  | P | Generation Level Consumption |  | 71.8 | E02 |  | 286482 | 127023.7389 | 21363.397 | 84718.6803 | 45751.3011 | 8.6766 | 6016.3647 | 1599.8413 | 0 | 0 | 0 | 0 | [18 empty] | 74 |  | Plus: Total Operating Expenses |  | 310093000 | 144446723.0052 | 27740775.1317 | 88240311.3377 | 40027449.7951 | 210892.2567 | 5783820.9167 | 3643027.5568 | 0 | 0 | 0 | 0 | line 816
75 | 565-OP | Transmission of Electricity By Others |  |  | 6516000 | 0 |  |  | 75 |  | P | Open |  | 0 | xxx |  | 0 | 0 | 0 | 0 | 0 | 0 | 0 | 0 | 0 | 0 | 0 | 0 | [18 empty] | 75 |  | Less: Revenue Offsets |  | 123666000 | 55457010.858 | 9361435.2804 | 36176401.0974 | 19331948.0587 | 27520.2203 | 2552325.2751 | 759359.21 | 0 | 0 | 0 | 0 | sum lines 821 ~ 830 + line 845
76 | 566-OP | Miscellaneous Expenses |  |  | 155000 | 8015 |  |  | 76 |  | P | Open |  | 0 | xxx |  | 0 | 0 | 0 | 0 | 0 | 0 | 0 | 0 | 0 | 0 | 0 | 0 | [18 empty] | 76 |  | Rate Revenue at Uniform Return |  | 236198000 | 113664749.8585 | 22514309.085 | 65102453.7428 | 26952128.3909 | 213190.1945 | 4135540.5362 | 3615628.192 | 0 | 0 | 0 | 0 | Computed Uniform Return Revenue Requirement
77 | 567-OP | Rents |  |  | 68000 | 0 |  |  | 77 |  | Total Steam Maintenance |  |  |  |  | 4217000 | 4217000 | 1921205.9214 | 329948.1551 | 1218630.1255 | 640095.5087 | 3815.033 | 83976.5631 | 19328.6932 | 0 | 0 | 0 | 0 | [18 empty] | 77
78 |  | Total Transmission Operation | [6 empty] | 78 |  | Total Steam |  |  |  |  | 32640000 | 32640000 | 14568688.2071 | 2463028.8623 | 9599049.8621 | 5150092.7372 | 7899.7581 | 676875.7608 | 174364.8124 | 0 | 0 | 0 | 0 | [18 empty] | 78 |  | Uniform Return | 7.509% | 49771000 | 24675037.7113 | 4134969.2337 | 13038543.5026 | 6256626.6545 | 29818.1581 | 904044.8946 | 731959.8452 | 0 | 0 | 0 | 0 | Total Return * Class Rate Base line 1468
79 | 568-MT | Supervision & Engineering |  |  | 90000 | 62986 |  |  | 79 | [37 empty] | 79 |  | Plus: Exp Excl Rev Conv Items |  | 296540000 | 138122743.4779 | 26316370.7515 | 84288577.2159 | 38609449.2215 | 201786.8875 | 5549096.9597 | 3451975.4861 | 0 | 0 | 0 | 0 | line 816 - lines 323, 419, 481
80 | 569-MT | Structures |  |  | 18000 | 2726 |  |  | 80 | 535-OP | Hydro | Supervision & Engineering |  | P03 |  | 870000 | [30 empty] | 80 |  | Less: Revenue Offsets |  | 123666000 | 55457010.858 | 9361435.2804 | 36176401.0974 | 19331948.0587 | 27520.2203 | 2552325.2751 | 759359.21 | 0 | 0 | 0 | 0 | sum lines 821 ~ 830 + line 845
81 | 570-MT | Station Equipment |  |  | 567000 | 207940 |  |  | 81 |  | P | Coincident Peak |  | 28.73 | D01 |  | 249951 | 121634.5836 | 21892.9074 | 67941.3157 | 32905.2446 | 782.5891 | 4285.6917 | 508.6681 | 0 | 0 | 0 | 0 | [18 empty] | 81 | R04 | Revenue Conversion Allocator U |  | 222645000 | 107340770.3311 | 21089904.7049 | 61150719.621 | 25534127.8172 | 204084.8253 | 3900816.5791 | 3424576.1213 | 0 | 0 | 0 | 0 | Uniform Return Revenue Excl Rev Conversion Items
82 | 571-MT | Overhead Lines |  |  | 792000 | 62078 |  |  | 82 |  | P | Generation Level Consumption |  | 71.27 | E02 |  | 620049 | 274924.5758 | 46237.9939 | 183361.3734 | 99022.0973 | 18.7792 | 13021.5543 | 3462.626 | 0 | 0 | 0 | 0 | [18 empty] | 82 |  |  |  | 100% | 48.21% | 9.472% | 27.47% | 11.47% | 0.09166% | 1.752% | 1.538% | 0% | 0% | 0% | 0% |  | Subtotal O&M before A&G less Accts 501/547/555/904
83 | 572-MT | Underground Lines |  |  | 3000 | 2460 |  |  | 83 |  | P | Open |  | 0 | xxx |  | 0 | 0 | 0 | 0 | 0 | 0 | 0 | 0 | 0 | 0 | 0 | 0 | [18 empty] | 83
84 | 573-MT | Miscellaneous Plant |  |  | 8000 | 319 |  |  | 84 |  | P | Open |  | 0 | xxx |  | 0 | 0 | 0 | 0 | 0 | 0 | 0 | 0 | 0 | 0 | 0 | 0 | [18 empty] | 84 |  | Uniform Return | 7.509% | 49771000 | 24675037.7113 | 4134969.2337 | 13038543.5026 | 6256626.6545 | 29818.1581 | 904044.8946 | 731959.8452 | 0 | 0 | 0 | 0 | Total Return * Class Rate Base line 1468
85 |  | Total Transmission Maintenance | [6 empty] | 85 | 536-OP | Hydro | Water For Power |  | P03 |  | 438000 | [30 empty] | 85 |  | Less: Interest Expense |  | 25453000 | 12618869.1179 | 2114632.4548 | 6667940.1212 | 3199652.7744 | 15249.0723 | 462330.568 | 374325.8914 | 0 | 0 | 0 | 0 | line 1474
86 |  | Total Transmission Expenses | [6 empty] | 86 |  | P | Coincident Peak |  | 28.73 | D01 |  | 125837.4 | 61236.7214 | 11021.9465 | 34204.9382 | 16566.0886 | 393.9931 | 2157.6241 | 256.0881 | 0 | 0 | 0 | 0 | [18 empty] | 86 | R05 | Income Tax Allocator U |  | 24318000 | 12056168.5934 | 2020336.779 | 6370603.3814 | 3056973.8801 | 14569.0858 | 441714.3265 | 357633.9538 | 0 | 0 | 0 | 0 | Uniform Return less Interest Expense
87 | [8 empty] | 87 |  | P | Generation Level Consumption |  | 71.27 | E02 |  | 312162.6 | 138410.3037 | 23278.4383 | 92312.9673 | 49852.5042 | 9.4544 | 6555.6791 | 1743.2531 | 0 | 0 | 0 | 0 | [18 empty] | 87 |  |  |  | 100% | 49.58% | 8.308% | 26.2% | 12.57% | 0.05991% | 1.816% | 1.471% | 0% | 0% | 0% | 0%
88 |  | Distribution Expenses | [6 empty] | 88 |  | P | Open |  | 0 | xxx |  | 0 | 0 | 0 | 0 | 0 | 0 | 0 | 0 | 0 | 0 | 0 | 0 | [18 empty] | 88
89 | 580-OP | Supervision & Engineering |  |  | 230000 | 164902 |  |  | 89 |  | P | Open |  | 0 | xxx |  | 0 | 0 | 0 | 0 | 0 | 0 | 0 | 0 | 0 | 0 | 0 | 0 | [18 empty] | 89 | R06 | Income Tax Allocator B |  | 69870000 | 15896387.7028 | 9914781.6686 | 33689559.6827 | 7910845.66 | -37027.5864 | 1556725.7586 | 938727.1136 | 0 | 0 | 0 | 0 | Net Income Before Tax
90 | 581-OP | Load Dispatching |  |  | 41000 | 5803 |  |  | 90 | 537-OP | Hydro | Hydraulic Expenses |  | P03 |  | 197000 | [30 empty] | 90 |  |  |  | 100% | 22.75% | 14.19% | 48.22% | 11.32% | -0.05299% | 2.228% | 1.344% | 0% | 0% | 0% | 0%
91 | 582-OP | Station Expenses |  |  | 313000 | 169559 |  |  | 91 |  | P | Coincident Peak |  | 28.73 | D01 |  | 56598.1 | 27542.5436 | 4957.3595 | 15384.4129 | 7450.9577 | 177.207 | 970.4382 | 115.1812 | 0 | 0 | 0 | 0 | [18 empty] | 91
92 | 583-OP | Overhead Line Expenses |  |  | 794000 | 667339 |  |  | 92 |  | P | Generation Level Consumption |  | 71.27 | E02 |  | 140401.9 | 62253.0361 | 10469.9825 | 41519.7593 | 22422.245 | 4.2523 | 2948.5589 | 784.0659 | 0 | 0 | 0 | 0 | [18 empty] | 92 |  | Summed Allocators
93 | 584-OP | Underground Line Expenses |  |  | 923000 | 648096 |  |  | 93 |  | P | Open |  | 0 | xxx |  | 0 | 0 | 0 | 0 | 0 | 0 | 0 | 0 | 0 | 0 | 0 | 0 | [18 empty] | 93 | S01 | Production Plant |  | 462019000 | 210796644.8081 | 36241972.7742 | 133344558.9727 | 69930191.265 | 440012.9027 | 9173169.358 | 2092449.9193 | 0 | 0 | 0 | 0 | line 896
94 | 585-OP | Street Lighting & Signal Systems |  |  | 183000 | 102727 |  |  | 94 |  | P | Open |  | 0 | xxx |  | 0 | 0 | 0 | 0 | 0 | 0 | 0 | 0 | 0 | 0 | 0 | 0 | [18 empty] | 94 |  |  |  | 100% | 45.63% | 7.844% | 28.86% | 15.14% | 0.09524% | 1.985% | 0.4529% | 0% | 0% | 0% | 0%
95 | 586-OP | Meter Expenses |  |  | 482000 | 489248 |  |  | 95 | 538-OP | Hydro | Electric Expenses |  | P03 |  | 2025000 | [30 empty] | 95 | S02 | Transmission Plant |  | 176604000 | 80478918.9959 | 13824125.9375 | 51023687.9692 | 26793221.9704 | 161248.5023 | 3515021.5533 | 807775.0714 | 0 | 0 | 0 | 0 | line 935
96 | 587-OP | Customer Installations Expenses |  |  | 341000 | 253084 |  |  | 96 |  | P | Coincident Peak |  | 28.73 | D01 |  | 581782.5 | 283114.979 | 50957.6292 | 158139.2692 | 76589.7934 | 1821.5436 | 9975.3168 | 1183.9688 | 0 | 0 | 0 | 0 | [18 empty] | 96 |  |  |  | 100% | 45.57% | 7.828% | 28.89% | 15.17% | 0.09131% | 1.99% | 0.4574% | 0% | 0% | 0% | 0%
97 | 588-OP | Miscellaneous Expenses |  |  | 729000 | 349444 |  |  | 97 |  | P | Generation Level Consumption |  | 71.27 | E02 |  | 1443217.5 | 639910.6505 | 107622.9168 | 426789.4037 | 230482.4679 | 43.7103 | 30308.7903 | 8059.5605 | 0 | 0 | 0 | 0 | [18 empty] | 97 | S03 | Distribution Plant |  | 364352000 | 204791533.7519 | 33007996.2782 | 76597647.6148 | 28300750.3036 | 3976.8194 | 5410595.2735 | 16239499.9586 | 0 | 0 | 0 | 0 | line 1092
98 | 589-OP | Rents |  |  | 128000 | 208 |  |  | 98 |  | P | Open |  | 0 | xxx |  | 0 | 0 | 0 | 0 | 0 | 0 | 0 | 0 | 0 | 0 | 0 | 0 | [18 empty] | 98 |  |  |  | 100% | 56.21% | 9.059% | 21.02% | 7.767% | 0.001091% | 1.485% | 4.457% | 0% | 0% | 0% | 0%
99 |  | Total Distribution Operation | [6 empty] | 99 |  | P | Open |  | 0 | xxx |  | 0 | 0 | 0 | 0 | 0 | 0 | 0 | 0 | 0 | 0 | 0 | 0 | [18 empty] | 99 | S04 | General Plant |  | 54525000 | 26967829.2024 | 4516179.3956 | 14186959.1971 | 6796722.2682 | 32902.7286 | 983909.1869 | 1040498.0212 | 0 | 0 | 0 | 0 | line 1145
100 | 590-MT | Supervision & Engineering |  |  | 796000 | 370713 |  |  | 100 | 539-OP | Hydro | Miscellaneous Power Exp. |  | P03 |  | 388000 | [30 empty] | 100 |  |  |  | 100% | 49.46% | 8.283% | 26.02% | 12.47% | 0.06034% | 1.805% | 1.908% | 0% | 0% | 0% | 0%
101 | 591-MT | Structures |  |  | 43000 | 17782 |  |  | 101 |  | P | Coincident Peak |  | 28.73 | D01 |  | 111472.4 | 54246.2281 | 9763.7334 | 30300.2649 | 14674.9826 | 349.0167 | 1911.32 | 226.8543 | 0 | 0 | 0 | 0 | [18 empty] | 101 | S05 | P/T/D Plant |  | 1002975000 | 496067097.556 | 83074094.9899 | 260965894.5567 | 125024163.539 | 605238.2244 | 18098786.1848 | 19139724.9493 | 0 | 0 | 0 | 0 | Sum lines 896+935+1092
102 | 592-MT | Station Equipment |  |  | 635000 | 372045 |  |  | 102 |  | P | Generation Level Consumption |  | 71.27 | E02 |  | 276527.6 | 122610.0407 | 20621.0823 | 81774.9574 | 44161.579 | 8.3751 | 5807.3139 | 1544.2516 | 0 | 0 | 0 | 0 | [18 empty] | 102 |  |  |  | 100% | 49.46% | 8.283% | 26.02% | 12.47% | 0.06034% | 1.805% | 1.908% | 0% | 0% | 0% | 0%
103 | 593-MT | Overhead Lines |  |  | 3529000 | 1379496 |  |  | 103 |  | P | Open |  | 0 | xxx |  | 0 | 0 | 0 | 0 | 0 | 0 | 0 | 0 | 0 | 0 | 0 | 0 | [18 empty] | 103 | S06 | P/T/D/G Plant |  | 1057500000 | 523034926.7583 | 87590274.3855 | 275152853.7538 | 131820885.8072 | 638140.953 | 19082695.3717 | 20180222.9705 | 0 | 0 | 0 | 0 | Sum lines 896+935+1092+1145
104 | 594-MT | Underground Lines |  |  | 677000 | 451013 |  |  | 104 |  | P | Open |  | 0 | xxx |  | 0 | 0 | 0 | 0 | 0 | 0 | 0 | 0 | 0 | 0 | 0 | 0 | [18 empty] | 104 |  |  |  | 100% | 49.46% | 8.283% | 26.02% | 12.47% | 0.06034% | 1.805% | 1.908% | 0% | 0% | 0% | 0%
105 | 595-MT | Line Transformers |  |  | 571000 | 339792 |  |  | 105 | 540-OP | Hydro | Rents |  | P03 |  | 370000 | [30 empty] | 105 | S07 | Rate Base |  | 662843000 | 328618593.5921 | 55068923.9076 | 173645441.9417 | 83324851.4506 | 397113.9295 | 12039939.5243 | 9748135.6542 | 0 | 0 | 0 | 0 | line 1468
106 | 596-MT | Street Lighting & Signal Systems |  |  | 148000 | 86488 |  |  | 106 |  | P | Coincident Peak |  | 28.73 | D01 |  | 106301 | 51729.6505 | 9310.7767 | 28894.5825 | 13994.1845 | 332.8252 | 1822.6505 | 216.3301 | 0 | 0 | 0 | 0 | [18 empty] | 106 |  |  |  | 100% | 49.58% | 8.308% | 26.2% | 12.57% | 0.05991% | 1.816% | 1.471% | 0% | 0% | 0% | 0%
107 | 597-MT | Meters |  |  | 65000 | 48762 |  |  | 107 |  | P | Generation Level Consumption |  | 71.27 | E02 |  | 263699 | 116921.946 | 19664.4342 | 77981.2738 | 42112.846 | 7.9866 | 5537.9024 | 1472.6111 | 0 | 0 | 0 | 0 | [18 empty] | 107 | S08 | Account 361 |  | 5157000 | 2497862.0685 | 476379.514 | 1681926.9885 | 352726.4096 | 0 | 108006.8961 | 40098.1233 | 0 | 0 | 0 | 0 | Sum lines 949 ~ 959
108 | 598-MT | Miscellaneous Plant |  |  | 261000 | 125771 |  |  | 108 |  | P | Open |  | 0 | xxx |  | 0 | 0 | 0 | 0 | 0 | 0 | 0 | 0 | 0 | 0 | 0 | 0 | [18 empty] | 108 |  |  |  | 100% | 48.44% | 9.238% | 32.61% | 6.84% | 0% | 2.094% | 0.7775% | 0% | 0% | 0% | 0%
109 |  | Total Distribution Maintenance | [6 empty] | 109 |  | P | Open |  | 0 | xxx |  | 0 | 0 | 0 | 0 | 0 | 0 | 0 | 0 | 0 | 0 | 0 | 0 | [18 empty] | 109 | S09 | Account 362 |  | 35160000 | 16852872.7446 | 3214093.9364 | 11347824.9499 | 2745955.8177 | 0 | 728713.766 | 270538.7853 | 0 | 0 | 0 | 0 | Sum lines 960 ~ 970
110 |  | Total Distribution Expenses | [6 empty] | 110 |  | Total Hydraulic Operation |  |  |  |  | 4288000 | 4288000 | 1954535.2588 | 335799.2007 | 1238604.5183 | 650234.9909 | 3949.7326 | 85302.8401 | 19573.4586 | 0 | 0 | 0 | 0 | [18 empty] | 110 |  |  |  | 100% | 47.93% | 9.141% | 32.27% | 7.81% | 0% | 2.073% | 0.7695% | 0% | 0% | 0% | 0%
111 | [8 empty] | 111 | 541-MT | Hydro | Supervision & Engineering |  | P03 |  | 228000 | [30 empty] | 111 | S10 | Account 364/365 |  | 123416000 | 64616839.9367 | 10830539.5846 | 28669663.1049 | 11667367.9076 | 128.9472 | 1953536.1912 | 5677924.3279 | 0 | 0 | 0 | 0 | Sum lines 982 ~ 1003
112 |  | Customer Accounting Expenses | [6 empty] | 112 |  | P | Coincident Peak |  | 28.73 | D01 |  | 65504.4 | 31876.6495 | 5737.4516 | 17805.3103 | 8623.4434 | 205.0923 | 1123.1468 | 133.3061 | 0 | 0 | 0 | 0 | [18 empty] | 112 |  |  |  | 100% | 52.36% | 8.776% | 23.23% | 9.454% | 0.0001045% | 1.583% | 4.601% | 0% | 0% | 0% | 0%
113 | 901-OP | Supervision |  |  | 200000 | 152853 |  |  | 113 |  | P | Generation Level Consumption |  | 71.27 | E02 |  | 162495.6 | 72049.1992 | 12117.5432 | 48053.3255 | 25950.6186 | 4.9215 | 3412.5453 | 907.4468 | 0 | 0 | 0 | 0 | [18 empty] | 113 | S11 | Account 366/367 |  | 62661000 | 36456011.4325 | 5849247.731 | 13578510.8386 | 5483323.895 | 95.3125 | 955100.7921 | 338709.9982 | 0 | 0 | 0 | 0 | Sum lines 1004 ~ 1025
114 | 902-OP | Meter Reading |  |  | 1348000 | 961068 |  |  | 114 |  | P | Open |  | 0 | xxx |  | 0 | 0 | 0 | 0 | 0 | 0 | 0 | 0 | 0 | 0 | 0 | 0 | [18 empty] | 114 |  |  |  | 100% | 58.18% | 9.335% | 21.67% | 8.751% | 0.0001521% | 1.524% | 0.5405% | 0% | 0% | 0% | 0%
115 | 903-OP | Customer Records & Collections |  |  | 3320000 | 1900598 |  |  | 115 |  | P | Open |  | 0 | xxx |  | 0 | 0 | 0 | 0 | 0 | 0 | 0 | 0 | 0 | 0 | 0 | 0 | [18 empty] | 115 | S12 | Account 368 |  | 67246000 | 43332129.0848 | 6498553.4333 | 11627125.6766 | 4607182.5196 | 152.4999 | 879674.7609 | 301182.0249 | 0 | 0 | 0 | 0 | Sum lines 1026 ~ 1036
116 | 904-OP | Uncollectible Accounts |  |  | 902000 | 0 |  |  | 116 | 542-MT | Hydro | Structures |  | P03 |  | 335000 | [30 empty] | 116 |  |  |  | 100% | 64.44% | 9.664% | 17.29% | 6.851% | 0.0002268% | 1.308% | 0.4479% | 0% | 0% | 0% | 0%
117 | 905-OP | Misc Customer Accounts Expenses |  |  | 120000 | 7 |  |  | 117 |  | P | Coincident Peak |  | 28.73 | D01 |  | 96245.5 | 46836.3052 | 8430.0276 | 26161.3112 | 12670.4103 | 301.3418 | 1650.2376 | 195.8664 | 0 | 0 | 0 | 0 | [18 empty] | 117 | S13 | Account 369 |  | 42966000 | 27433048.6443 | 4138841.1672 | 7606379.9315 | 3020636.9659 | 94.4136 | 570809.3503 | 196189.5272 | 0 | 0 | 0 | 0 | Sum lines 1037 ~ 1047
118 |  | Total Customer Accounting Expenses | [6 empty] | 118 |  | P | Generation Level Consumption |  | 71.27 | E02 |  | 238754.5 | 105861.7619 | 17804.285 | 70604.6668 | 38129.1984 | 7.2311 | 5014.0468 | 1333.31 | 0 | 0 | 0 | 0 | [18 empty] | 118 |  |  |  | 100% | 63.85% | 9.633% | 17.7% | 7.03% | 0.0002197% | 1.329% | 0.4566% | 0% | 0% | 0% | 0%
119 | [8 empty] | 119 |  | P | Open |  | 0 | xxx |  | 0 | 0 | 0 | 0 | 0 | 0 | 0 | 0 | 0 | 0 | 0 | 0 | [18 empty] | 119 | S14 | Account 370 |  | 15356000 | 12241204.877 | 1740670.1861 | 1169410.9547 | 45328.5284 | 3505.6462 | 155879.8076 | 0 | 0 | 0 | 0 | 0 | Sum lines 1048 ~ 1058
120 | [8 empty] | 120 |  | P | Open |  | 0 | xxx |  | 0 | 0 | 0 | 0 | 0 | 0 | 0 | 0 | 0 | 0 | 0 | 0 | [18 empty] | 120 |  |  |  | 100% | 79.72% | 11.34% | 7.615% | 0.2952% | 0.02283% | 1.015% | 0% | 0% | 0% | 0% | 0%
121 | Proforma | [7 empty] | 121 | 543-MT | Hydro | Reservoirs, Dams & Waterways |  | P03 |  | 837000 | [30 empty] | 121 | S15 | Account 373 |  | 9393000 | 0 | 0 | 0 | 0 | 0 | 0 | 9393000 | 0 | 0 | 0 | 0 | Sum lines 1081 ~ 1091
122 | Scenario: U-86-99 Last Case Method | [7 empty] | 122 |  | P | Coincident Peak |  | 28.73 | D01 |  | 240470.1 | 117020.858 | 21062.4867 | 65364.2313 | 31657.1146 | 752.9047 | 4123.131 | 489.3738 | 0 | 0 | 0 | 0 | [18 empty] | 122 |  |  |  | 100% | 0% | 0% | 0% | 0% | 0% | 0% | 100% | 0% | 0% | 0% | 0%
123 | [8 empty] | 123 |  | P | Generation Level Consumption |  | 71.27 | E02 |  | 596529.9 | 264496.4022 | 44484.1389 | 176406.2869 | 95266.0868 | 18.0669 | 12527.6333 | 3331.285 | 0 | 0 | 0 | 0 | [18 empty] | 123 | S16 | Dist Op Exp Subtotal |  | 3036000 | 1704694.3871 | 271935.4477 | 582553.413 | 205673.0159 | 113.0194 | 42546.9883 | 228483.7285 | 0 | 0 | 0 | 0 | Sum lines 271 ~ 282
124 | [8 empty] | 124 |  | P | Open |  | 0 | xxx |  | 0 | 0 | 0 | 0 | 0 | 0 | 0 | 0 | 0 | 0 | 0 | 0 | [18 empty] | 124 |  |  |  | 100% | 56.15% | 8.957% | 19.19% | 6.774% | 0.003723% | 1.401% | 7.526% | 0% | 0% | 0% | 0%
125 | (a) | (b) | [6 empty] | 125 |  | P | Open |  | 0 | xxx |  | 0 | 0 | 0 | 0 | 0 | 0 | 0 | 0 | 0 | 0 | 0 | 0 | [18 empty] | 125 | S17 | Dist Mt Exp Subtotal |  | 5668000 | 2986506.4968 | 497456.7239 | 1289142.4672 | 484709.8298 | 20.8508 | 88369.8537 | 321793.7777 | 0 | 0 | 0 | 0 | Sum lines 290 ~ 303
126 | [8 empty] | 126 | 544-MT | Hydro | Electric Plant |  | P03 |  | 804000 | [30 empty] | 126 |  |  |  | 100% | 52.69% | 8.777% | 22.74% | 8.552% | 0.0003679% | 1.559% | 5.677% | 0% | 0% | 0% | 0%
127 | Account | Description |  |  | Proforma | Labor |  |  | 127 |  | P | Coincident Peak |  | 28.73 | D01 |  | 230989.2 | 112407.1324 | 20232.0661 | 62787.1469 | 30408.9846 | 723.2203 | 3960.5702 | 470.0795 | 0 | 0 | 0 | 0 | [18 empty] | 127 | S18 | Cust Acctg Exp Subtotal |  | 4788000 | 3892559.1278 | 612843.9416 | 103630.6488 | 954.464 | 45.4507 | 36153.6343 | 141812.7328 | 0 | 0 | 0 | 0 | Sum lines 312 ~ 321 + lines 324 ~ 328
128 |  |  |  |  | Totals | Totals |  |  | 128 |  | P | Generation Level Consumption |  | 71.27 | E02 |  | 573010.8 | 254068.2286 | 42730.284 | 169451.2003 | 91510.0762 | 17.3546 | 12033.7123 | 3199.944 | 0 | 0 | 0 | 0 | [18 empty] | 128 |  |  |  | 100% | 81.3% | 12.8% | 2.164% | 0.01993% | 0.0009493% | 0.7551% | 2.962% | 0% | 0% | 0% | 0%
129 |  | Customer Information Expenses |  |  | 0 | 0 |  |  | 129 |  | P | Open |  | 0 | xxx |  | 0 | 0 | 0 | 0 | 0 | 0 | 0 | 0 | 0 | 0 | 0 | 0 | [18 empty] | 129 | S19 | O&M Exp excl PP/F/W/A&G |  | 50041000 | 28727850.4455 | 4572075.1532 | 10214139.5943 | 4784053.7394 | 45682.6875 | 751607.4405 | 945590.9396 | 0 | 0 | 0 | 0 | line 369 - (188~192, 16~20, 144~148, 226~229, 323)
130 | 907-OP | Supervision |  |  | 0 | 0 |  |  | 130 |  | P | Open |  | 0 | xxx |  | 0 | 0 | 0 | 0 | 0 | 0 | 0 | 0 | 0 | 0 | 0 | 0 | [18 empty] | 130 |  |  |  | 100% | 57.41% | 9.137% | 20.41% | 9.56% | 0.09129% | 1.502% | 1.89% | 0% | 0% | 0% | 0%
131 | 908-OP | Customer Assistance Expenses |  |  | 6601000 | 125219 |  |  | 131 | 545-MT | Hydro | Miscellaneous Plant |  | P03 |  | 69000 | [30 empty] | 131 | S20 | Prod & Trans O&M Exp |  | 169847000 | 77506088.1022 | 13327220.1709 | 49012697.1152 | 25699096.4485 | 162705.0361 | 3371053.6747 | 768139.4525 | 0 | 0 | 0 | 0 | line 203 + line 264
132 | 909-OP | Advertising |  |  | 69000 | 75 |  |  | 132 |  | P | Coincident Peak |  | 28.73 | D01 |  | 19823.7 | 9646.8808 | 1736.334 | 5388.4492 | 2609.7263 | 62.0674 | 339.8997 | 40.3426 | 0 | 0 | 0 | 0 | [18 empty] | 132 |  |  |  | 100% | 45.63% | 7.847% | 28.86% | 15.13% | 0.0958% | 1.985% | 0.4523% | 0% | 0% | 0% | 0%
133 | 910-OP | Misc Customer Service & Info Exp |  |  | 2000 | 1268 |  |  | 133 |  | P | Generation Level Consumption |  | 71.27 | E02 |  | 49176.3 | 21804.3629 | 3667.1512 | 14542.4538 | 7853.4767 | 1.4894 | 1032.744 | 274.6221 | 0 | 0 | 0 | 0 | [18 empty] | 133 | S21 | Labor P/T/D Total |  | 14245433 | 7138114.4039 | 1190637.4441 | 3638227.5452 | 1711440.4663 | 7823.2164 | 252665.6964 | 306524.2276 | 0 | 0 | 0 | 0 | line 1484
134 |  | Total Customer Information Expenses | [6 empty] | 134 |  | P | Open |  | 0 | xxx |  | 0 | 0 | 0 | 0 | 0 | 0 | 0 | 0 | 0 | 0 | 0 | 0 | [18 empty] | 134 |  |  |  | 100% | 50.11% | 8.358% | 25.54% | 12.01% | 0.05492% | 1.774% | 2.152% | 0% | 0% | 0% | 0%
135 | [8 empty] | 135 |  | P | Open |  | 0 | xxx |  | 0 | 0 | 0 | 0 | 0 | 0 | 0 | 0 | 0 | 0 | 0 | 0 | [18 empty] | 135 | S22 | Labor O&M Total |  | 24338291 | 14528905.5039 | 2247231.5945 | 4606150.9158 | 2174237.571 | 7960.4009 | 357345.32 | 416459.6939 | 0 | 0 | 0 | 0 | line 1495
136 |  | Sales Expenses | [6 empty] | 136 |  | Total Hydraulic Maintenance |  |  |  |  | 2273000 | 2273000 | 1036067.7806 | 178001.7685 | 656564.382 | 344679.1358 | 2093.6899 | 45217.6669 | 10375.5763 | 0 | 0 | 0 | 0 | [18 empty] | 136 |  |  |  | 100% | 59.7% | 9.233% | 18.93% | 8.933% | 0.03271% | 1.468% | 1.711% | 0% | 0% | 0% | 0%
137 | 911-OP | Supervision |  |  | 0 | 0 |  |  | 137 |  | Total Hydraulic |  |  |  |  | 6561000 | 6561000 | 2990603.0395 | 513800.9692 | 1895168.9003 | 994914.1266 | 6043.4225 | 130520.507 | 29949.0349 | 0 | 0 | 0 | 0 | [18 empty] | 137 | S23 | Corporate Cost Allocator |  | 1000 | 698.5408 | 94.8089 | 127.0868 | 65.0899 | 0.015306 | 11.5479 | 2.9103 | 0 | 0 | 0 | 0 | 50% E01, 0%D01, 0%D02, 50% C01
138 | 912-OP | Demonstrating & Selling Expenses |  |  | 387000 | 102450 |  |  | 138 | [37 empty] | 138 |  |  |  | 100% | 69.85% | 9.481% | 12.71% | 6.509% | 0.001531% | 1.155% | 0.291% | 0% | 0% | 0% | 0%
139 | 913-OP | Advertising Expenses |  |  | 0 | 0 |  |  | 139 | 546-OP | Other | Supervision & Engineering |  | P04 |  | 0 | [30 empty] | 139 | S24 | Open |  | 0 | [11 empty] | Open
140 | 916-OP | Misc Sales Expenses |  |  | 0 | 0 |  |  | 140 |  | P | Coincident Peak |  | 100 | D01 |  | 0 | 0 | 0 | 0 | 0 | 0 | 0 | 0 | 0 | 0 | 0 | 0 | [18 empty] | 140 | S25 | Open |  | 0 | [11 empty] | Open
141 |  | Total Sales Expenses | [6 empty] | 141 |  | P | Generation Level Consumption |  | 0 | E02 |  | 0 | 0 | 0 | 0 | 0 | 0 | 0 | 0 | 0 | 0 | 0 | 0 | [18 empty] | 141 | S26 | Open |  | 0 | [11 empty] | Open
142 | [8 empty] | 142 |  | P | Open |  | 0 | xxx |  | 0 | 0 | 0 | 0 | 0 | 0 | 0 | 0 | 0 | 0 | 0 | 0 | [18 empty] | 142 | S27 | Open |  | 0 | [11 empty] | Open
143 |  | Subtotal Expenses | [6 empty] | 143 |  | P | Open |  | 0 | xxx |  | 0 | 0 | 0 | 0 | 0 | 0 | 0 | 0 | 0 | 0 | 0 | 0 | [18 empty] | 143
144 | [8 empty] | 144 | 547-OP | Other | Fuel |  | P04 |  | 4367000 | [30 empty] | 144
145 |  | Administrative & General Expenses | [6 empty] | 145 |  | P | Coincident Peak |  | 100 | D01 |  | 4367000 | 2125129.4312 | 382500.2761 | 1187031.5602 | 574901.4926 | 13672.946 | 74877.1382 | 8887.1557 | 0 | 0 | 0 | 0 | [18 empty] | 145
146 | 920-OP | Admin & General Salaries |  |  | 9725000 | 5267742 |  |  | 146 |  | P | Generation Level Consumption |  | 0 | E02 |  | 0 | 0 | 0 | 0 | 0 | 0 | 0 | 0 | 0 | 0 | 0 | 0 | [18 empty] | 146
147 | 921-OP | Office Supplies & Expenses |  |  | 4313000 | 0 |  |  | 147 |  | P | Open |  | 0 | xxx |  | 0 | 0 | 0 | 0 | 0 | 0 | 0 | 0 | 0 | 0 | 0 | 0 | [18 empty] | 147
148 | 922-OP | Admin Expenses Transferred - CR |  |  | -30000 | 0 |  |  | 148 |  | P | Open |  | 0 | xxx |  | 0 | 0 | 0 | 0 | 0 | 0 | 0 | 0 | 0 | 0 | 0 | 0 | [18 empty] | 148
149 | 923-OP | Outside Services Employed |  |  | 5560000 | 10679 |  |  | 149 | 548-OP | Other | Generation Expenses |  | P04 |  | 156000 | [30 empty] | 149
150 | 924-OP | Property Insurance Premium |  |  | 371000 | 16014 |  |  | 150 |  | P | Coincident Peak |  | 100 | D01 |  | 156000 | 75914.8595 | 13663.8523 | 42403.6921 | 20536.8978 | 488.4313 | 2674.7959 | 317.4711 | 0 | 0 | 0 | 0 | [18 empty] | 150
151 | 925-OP | Injuries & Damages |  |  | 3288000 | 103295 |  |  | 151 |  | P | Generation Level Consumption |  | 0 | E02 |  | 0 | 0 | 0 | 0 | 0 | 0 | 0 | 0 | 0 | 0 | 0 | 0 | [18 empty] | 151
152 | 926-OP | Employee Pension & Benefits |  |  | 1878000 | 0 |  |  | 152 |  | P | Open |  | 0 | xxx |  | 0 | 0 | 0 | 0 | 0 | 0 | 0 | 0 | 0 | 0 | 0 | 0 | [18 empty] | 152
153 | 927-OP | Franchise Requirements |  |  | 164000 | 0 |  |  | 153 |  | P | Open |  | 0 | xxx |  | 0 | 0 | 0 | 0 | 0 | 0 | 0 | 0 | 0 | 0 | 0 | 0 | [18 empty] | 153
154 | 928-OP | Regulatory Commission Expenses |  |  | 2168000 | 177671 |  |  | 154 | 549-OP | Other | Miscellaneous Power Exp. |  | P04 |  | 116000 | [30 empty] | 154
155 | 930-OP | Miscellaneous & General Expense |  |  | 2268000 | 673305 |  |  | 155 |  | P | Coincident Peak |  | 100 | D01 |  | 116000 | 56449.5109 | 10160.3004 | 31530.9505 | 15271.0266 | 363.1925 | 1988.9508 | 236.0683 | 0 | 0 | 0 | 0 | [18 empty] | 155
156 | 931-OP | Rents |  |  | 2982000 | 0 |  |  | 156 |  | P | Generation Level Consumption |  | 0 | E02 |  | 0 | 0 | 0 | 0 | 0 | 0 | 0 | 0 | 0 | 0 | 0 | 0 | [18 empty] | 156
157 | 935-MT | Maintenance of General Plant |  |  | 1752000 | 600614 |  |  | 157 |  | P | Open |  | 0 | xxx |  | 0 | 0 | 0 | 0 | 0 | 0 | 0 | 0 | 0 | 0 | 0 | 0 | [18 empty] | 157
158 |  | Total Administrative & General Expenses | [6 empty] | 158 |  | P | Open |  | 0 | xxx |  | 0 | 0 | 0 | 0 | 0 | 0 | 0 | 0 | 0 | 0 | 0 | 0 | [18 empty] | 158
159 | [8 empty] | 159 | 550-OP | Other | Rents |  | P04 |  | 3777000 | [30 empty] | 159
160 |  | Total Operating & Maintenance Expenses | [6 empty] | 160 |  | P | Coincident Peak |  | 100 | D01 |  | 3777000 | 1838015.5397 | 330822.8859 | 1026658.6222 | 497229.8918 | 11825.6737 | 64760.9231 | 7686.4637 | 0 | 0 | 0 | 0 | [18 empty] | 160
161 | [8 empty] | 161 |  | P | Generation Level Consumption |  | 0 | E02 |  | 0 | 0 | 0 | 0 | 0 | 0 | 0 | 0 | 0 | 0 | 0 | 0 | [18 empty] | 161
162 | Taxes Other Than Income Taxes | [7 empty] | 162 |  | P | Open |  | 0 | xxx |  | 0 | 0 | 0 | 0 | 0 | 0 | 0 | 0 | 0 | 0 | 0 | 0 | [18 empty] | 162 |  | Class Allocator Table (class)
163 | Property | -Production |  |  | 7272000 |  |  |  | 163 |  | P | Open |  | 0 | xxx |  | 0 | 0 | 0 | 0 | 0 | 0 | 0 | 0 | 0 | 0 | 0 | 0 | [18 empty] | 163 | C01 | Avg Customers-All |  | 201738.1667 | 175465.6667 | 21886.6667 | 3064.4167 | 21 | 1 | 1069.0833 | 230.3333 | 0 | 0 | 0 | 0 | Unweighted
164 |  | -Transmission |  |  | 2136000 |  |  |  | 164 |  | Total Other Operation |  |  |  |  | 8416000 | 8416000 | 4095509.3413 | 737147.3147 | 2287624.825 | 1107939.3088 | 26350.2436 | 144301.8079 | 17127.1587 | 0 | 0 | 0 | 0 | [18 empty] | 164 | C02 | Avg Customers-Secondary |  | 201460.8333 | 175465.6667 | 21886.6667 | 3039.4167 | 0 | 0 | 1069.0833 | 0 | 0 | 0 | 0 | 0 | Unweighted Secondary w/o Lighting
165 |  | -Distribution |  |  | 3971000 |  |  |  | 165 | 551-MT | Other | Supervision & Engineering |  | P04 |  | 48000 | [30 empty] | 165 | C03 | Wt Customers-Meter Reading |  | 231749.5 | 175465.6667 | 43773.3333 | 9193.25 | 105 | 5 | 3207.25 | 0 | 0 | 0 | 0 | 0 | Est. Meter Reading Time
166 |  | -Administrative & General |  |  | 74000 |  |  |  | 166 |  | P | Coincident Peak |  | 100 | D01 |  | 48000 | 23358.4183 | 4204.2623 | 13047.2899 | 6319.0455 | 150.2866 | 823.0141 | 97.6834 | 0 | 0 | 0 | 0 | [18 empty] | 166 | C04 | Wt Customers-Meters |  | 220113.2 | 175465.6667 | 24950.8 | 16762.3592 | 649.74 | 50.25 | 2234.3842 | 0 | 0 | 0 | 0 | 0 | Proportion Installed Meter Costs
167 | Open |  |  |  | 0 |  |  |  | 167 |  | P | Generation Level Consumption |  | 0 | E02 |  | 0 | 0 | 0 | 0 | 0 | 0 | 0 | 0 | 0 | 0 | 0 | 0 | [18 empty] | 167 | C05 | DA Street & Area Lights |  | 230.3333 | 0 | 0 | 0 | 0 | 0 | 0 | 230.3333 | 0 | 0 | 0 | 0 | Direct Assigned to Street & Area Lights
168 | Open |  |  |  | 0 |  |  |  | 168 |  | P | Open |  | 0 | xxx |  | 0 | 0 | 0 | 0 | 0 | 0 | 0 | 0 | 0 | 0 | 0 | 0 | [18 empty] | 168 | C06 | DA Handbilled |  | 22 | 0 | 0 | 0 | 21 | 1 | 0 | 0 | 0 | 0 | 0 | 0 | Direct Assigned to Handbilled Customers
169 | Open |  |  |  | 0 |  |  |  | 169 |  | P | Open |  | 0 | xxx |  | 0 | 0 | 0 | 0 | 0 | 0 | 0 | 0 | 0 | 0 | 0 | 0 | [18 empty] | 169 | C07 | Avg Customers with Area Lt count |  | 210490.1667 | 175465.6667 | 21886.6667 | 3064.4167 | 21 | 1 | 1069.0833 | 8982.3333 | 0 | 0 | 0 | 0 | Average Customers Plus Area Light Count
170 | Open |  |  |  | 0 |  |  |  | 170 | 552-MT | Other | Structures |  | P04 |  | 1000 | [30 empty] | 170 | D01 | Coincident Peak |  | 842231 | 409858 | 73770 | 228934 | 110877 | 2637 | 14441 | 1714 | 0 | 0 | 0 | 0 | Coincident Peak 12 Month Average
171 | State Kwh Generation-Production |  |  |  | 707000 |  |  |  | 171 |  | P | Coincident Peak |  | 100 | D01 |  | 1000 | 486.6337 | 87.5888 | 271.8185 | 131.6468 | 3.131 | 17.1461 | 2.0351 | 0 | 0 | 0 | 0 | [18 empty] | 171 | D02 | NCP-All |  | 939666 | 426899 | 81416 | 287451 | 118588 | 0 | 18459 | 6853 | 0 | 0 | 0 | 0 | Non-Coincident Peak All Sched.12 Mo Avg
172 | Montana SIT-Production |  |  |  | 348000 |  |  |  | 172 |  | P | Generation Level Consumption |  | 0 | E02 |  | 0 | 0 | 0 | 0 | 0 | 0 | 0 | 0 | 0 | 0 | 0 | 0 | [18 empty] | 172 | D03 | NCP-w/o DA |  | 821078 | 426899 | 81416 | 287451 | 0 | 0 | 18459 | 6853 | 0 | 0 | 0 | 0 | NCP w/o Sch 25/28 12 Mo Avg
173 | Misc | -Production |  |  | 4000 |  |  |  | 173 |  | P | Open |  | 0 | xxx |  | 0 | 0 | 0 | 0 | 0 | 0 | 0 | 0 | 0 | 0 | 0 | 0 | [18 empty] | 173 | D04 | DA Sch 25 |  | 100 | 0 | 0 | 0 | 100 | 0 | 0 | 0 | 0 | 0 | 0 | 0 | Direct Assigned to Schedule 25 Customers
174 |  | -Distribution |  |  | 17000 |  |  |  | 174 |  | P | Open |  | 0 | xxx |  | 0 | 0 | 0 | 0 | 0 | 0 | 0 | 0 | 0 | 0 | 0 | 0 | [18 empty] | 174 | D05 | DA Sch 28 |  | 100 | 0 | 0 | 0 | 0 | 100 | 0 | 0 | 0 | 0 | 0 | 0 | Direct Assigned to Schedule 28 Customers
175 | B&O | -Distribution |  |  | 0 |  |  |  | 175 | 553-MT | Other | Generating & Electric Plant |  | P04 |  | 396000 | [30 empty] | 175 | D06 | NCP-Secondary |  | 805828 | 426899 | 81416 | 272201 | 0 | 0 | 18459 | 6853 | 0 | 0 | 0 | 0 | Non-Coincident Peak Secondary12 Mo Avg
176 | Excise | -Distribution |  |  | 10483000 |  |  |  | 176 |  | P | Coincident Peak |  | 100 | D01 |  | 396000 | 192706.9509 | 34685.1636 | 107640.1415 | 52132.1253 | 1239.8641 | 6789.8664 | 805.8882 | 0 | 0 | 0 | 0 | [18 empty] | 176 | D07 | DA Street and Area Lights |  | 100 | 0 | 0 | 0 | 0 | 0 | 0 | 100 | 0 | 0 | 0 | 0 | Direct Assigned to Street & Area Lights
177 | [8 empty] | 177 |  | P | Generation Level Consumption |  | 0 | E02 |  | 0 | 0 | 0 | 0 | 0 | 0 | 0 | 0 | 0 | 0 | 0 | 0 | [18 empty] | 177 | E01 | Customer Level Consumption |  | 4930157 | 2177641 | 366245 | 1454061 | 801489 | 152 | 103142 | 27427 | 0 | 0 | 0 | 0 | Energy Sales-MWH
178 | [8 empty] | 178 |  | P | Open |  | 0 | xxx |  | 0 | 0 | 0 | 0 | 0 | 0 | 0 | 0 | 0 | 0 | 0 | 0 | [18 empty] | 178 | E02 | Generation Level Consumption |  | 5279675.0882 | 2340964.075 | 393713.375 | 1561309.6312 | 843166.428 | 159.904 | 110877.65 | 29484.025 | 0 | 0 | 0 | 0 | Energy Sales with Losses - MWH
179 | [8 empty] | 179 |  | P | Open |  | 0 | xxx |  | 0 | 0 | 0 | 0 | 0 | 0 | 0 | 0 | 0 | 0 | 0 | 0 | [18 empty] | 179 | E03 | Open |  | 0 | 0 | 0 | 0 | 0 | 0 | 0 | 0 | 0 | 0 | 0 | 0 | Open
180 |  | Total Taxes Other Than Income Taxes | [6 empty] | 180 | 554-MT | Other |  |  | P04 |  | 14000 | [30 empty] | 180 | R01 | Retail Sales Revenue |  | 236198000 | 103403000 | 24764500 | 73526000 | 26474500 | 170000 | 4293000 | 3567000 | 0 | 0 | 0 | 0 | Input Revenue From Rates
181 | Proforma | [7 empty] | 181 |  | P | Coincident Peak |  | 100 | D01 |  | 14000 | 6812.872 | 1226.2432 | 3805.4595 | 1843.0549 | 43.8336 | 240.0458 | 28.491 | 0 | 0 | 0 | 0 | [18 empty] | 181 | R02 | Tariff Rider Revenue |  | 3567537 | 1589678 | 388220 | 1076005 | 400745 | 0 | 58791 | 54098 | 0 | 0 | 0 | 0 | Input Tariff Rider Expense Offset
182 | Scenario: U-86-99 Last Case Method | [7 empty] | 182 |  | P | Generation Level Consumption |  | 0 | E02 |  | 0 | 0 | 0 | 0 | 0 | 0 | 0 | 0 | 0 | 0 | 0 | 0 | [18 empty] | 182 | R03 | Income Tax Allocator A |  | 44417000 | 3277518.5849 | 7800149.2138 | 27021619.5616 | 4711192.8856 | -52276.6587 | 1094395.1906 | 564401.2223 | 0 | 0 | 0 | 0 | Rev - Exp before Inc Tax - Interest Exp
183 | [8 empty] | 183 |  | P | Open |  | 0 | xxx |  | 0 | 0 | 0 | 0 | 0 | 0 | 0 | 0 | 0 | 0 | 0 | 0 | [18 empty] | 183 | R04 | Revenue Conversion Allocator U |  | 222645000 | 107340770.3311 | 21089904.7049 | 61150719.621 | 25534127.8172 | 204084.8253 | 3900816.5791 | 3424576.1213 | 0 | 0 | 0 | 0 | Uniform Return Revenue Excl Rev Conversion Items
184 | [8 empty] | 184 |  | P | Open |  | 0 | xxx |  | 0 | 0 | 0 | 0 | 0 | 0 | 0 | 0 | 0 | 0 | 0 | 0 | [18 empty] | 184 | R05 | Income Tax Allocator U |  | 24318000 | 12056168.5934 | 2020336.779 | 6370603.3814 | 3056973.8801 | 14569.0858 | 441714.3265 | 357633.9538 | 0 | 0 | 0 | 0 | Uniform Return less Interest Expense
185 | (a) | (b) |  |  | (ap) | (aq) |  |  | 185 |  | Total Other Maintenance |  |  |  |  | 459000 | 459000 | 223364.875 | 40203.2578 | 124764.7094 | 60425.8725 | 1437.1152 | 7870.0725 | 934.0977 | 0 | 0 | 0 | 0 | [18 empty] | 185 | R06 | Income Tax Allocator B |  | 69870000 | 15896387.7028 | 9914781.6686 | 33689559.6827 | 7910845.66 | -37027.5864 | 1556725.7586 | 938727.1136 | 0 | 0 | 0 | 0 | Net Income Before Tax
186 |  |  |  |  | Transfer | Transfer |  |  | 186 |  | Total Other |  |  |  |  | 8875000 | 8875000 | 4318874.2162 | 777350.5725 | 2412389.5345 | 1168365.1813 | 27787.3588 | 152171.8804 | 18061.2564 | 0 | 0 | 0 | 0 | [18 empty] | 186 | S01 | Production Plant |  | 462019000 | 210796644.8081 | 36241972.7742 | 133344558.9727 | 69930191.265 | 440012.9027 | 9173169.358 | 2092449.9193 | 0 | 0 | 0 | 0 | line 896
187 | Account | Description |  |  | Proforma | Labor |  |  | 187 | [37 empty] | 187 | S02 | Transmission Plant |  | 176604000 | 80478918.9959 | 13824125.9375 | 51023687.9692 | 26793221.9704 | 161248.5023 | 3515021.5533 | 807775.0714 | 0 | 0 | 0 | 0 | line 935
188 |  |  |  |  | Totals | Totals |  |  | 188 | 555-OP | Total Purchased Power |  |  | P02 |  | 107123000 | [30 empty] | 188 | S03 | Distribution Plant |  | 364352000 | 204791533.7519 | 33007996.2782 | 76597647.6148 | 28300750.3036 | 3976.8194 | 5410595.2735 | 16239499.9586 | 0 | 0 | 0 | 0 | line 1092
189 | Depreciation Expense |  |  |  | 0 |  |  |  | 189 |  | P | Coincident Peak |  | 28.2 | D01 |  | 30208686 | 14700565.0784 | 2645942.4626 | 8211280.8965 | 3976876.2698 | 94582.4898 | 517961.9778 | 61476.825 | 0 | 0 | 0 | 0 | [18 empty] | 189 | S04 | General Plant |  | 54525000 | 26967829.2024 | 4516179.3956 | 14186959.1971 | 6796722.2682 | 32902.7286 | 983909.1869 | 1040498.0212 | 0 | 0 | 0 | 0 | line 1145
190 |  | Production Plant Depreciation Expense | [6 empty] | 190 |  | P | Generation Level Consumption |  | 71.8 | E02 |  | 76914314 | 34103167.8878 | 5735616.9925 | 22745160.8709 | 12283249.6912 | 2329.4817 | 1615265.7588 | 429523.317 | 0 | 0 | 0 | 0 | [18 empty] | 190 | S05 | P/T/D Plant |  | 1002975000 | 496067097.556 | 83074094.9899 | 260965894.5567 | 125024163.539 | 605238.2244 | 18098786.1848 | 19139724.9493 | 0 | 0 | 0 | 0 | Sum lines 896+935+1092
191 | 31X | Steam Production Depr Exp |  |  | 8901000 |  |  |  | 191 |  | P | Open |  | 0 | xxx |  | 0 | 0 | 0 | 0 | 0 | 0 | 0 | 0 | 0 | 0 | 0 | 0 | [18 empty] | 191 | S06 | P/T/D/G Plant |  | 1057500000 | 523034926.7583 | 87590274.3855 | 275152853.7538 | 131820885.8072 | 638140.953 | 19082695.3717 | 20180222.9705 | 0 | 0 | 0 | 0 | Sum lines 896+935+1092+1145
192 | 32X | Nuclear Production Depr Exp |  |  | 0 |  |  |  | 192 |  | P | Open |  | 0 | xxx |  | 0 | 0 | 0 | 0 | 0 | 0 | 0 | 0 | 0 | 0 | 0 | 0 | [18 empty] | 192 | S07 | Rate Base |  | 662843000 | 328618593.5921 | 55068923.9076 | 173645441.9417 | 83324851.4506 | 397113.9295 | 12039939.5243 | 9748135.6542 | 0 | 0 | 0 | 0 | line 1468
193 | 33X | Hydraulic Production Depr Exp |  |  | 2731000 |  |  |  | 193 | 556-OP | Total System Control & Load Dispatching |  |  | P04 |  | 510000 | [30 empty] | 193 | S08 | Account 361 |  | 5157000 | 2497862.0685 | 476379.514 | 1681926.9885 | 352726.4096 | 0 | 108006.8961 | 40098.1233 | 0 | 0 | 0 | 0 | Sum lines 949 ~ 959
194 | 34X | Other Production Depr Exp |  |  | 198000 |  |  |  | 194 |  | P | Coincident Peak |  | 100 | D01 |  | 510000 | 248183.1944 | 44670.2864 | 138627.4549 | 67139.8583 | 1596.7947 | 8744.525 | 1037.8863 | 0 | 0 | 0 | 0 | [18 empty] | 194 | S09 | Account 362 |  | 35160000 | 16852872.7446 | 3214093.9364 | 11347824.9499 | 2745955.8177 | 0 | 728713.766 | 270538.7853 | 0 | 0 | 0 | 0 | Sum lines 960 ~ 970
195 |  | Total Production Plant Depreciation Expense | [6 empty] | 195 |  | P | Generation Level Consumption |  | 0 | E02 |  | 0 | 0 | 0 | 0 | 0 | 0 | 0 | 0 | 0 | 0 | 0 | 0 | [18 empty] | 195 | S10 | Account 364/365 |  | 123416000 | 64616839.9367 | 10830539.5846 | 28669663.1049 | 11667367.9076 | 128.9472 | 1953536.1912 | 5677924.3279 | 0 | 0 | 0 | 0 | Sum lines 982 ~ 1003
196 | [8 empty] | 196 |  | P | Open |  | 0 | xxx |  | 0 | 0 | 0 | 0 | 0 | 0 | 0 | 0 | 0 | 0 | 0 | 0 | [18 empty] | 196 | S11 | Account 366/367 |  | 62661000 | 36456011.4325 | 5849247.731 | 13578510.8386 | 5483323.895 | 95.3125 | 955100.7921 | 338709.9982 | 0 | 0 | 0 | 0 | Sum lines 1004 ~ 1025
197 |  | Transmission Plant Depreciation Expense | [6 empty] | 197 |  | P | Open |  | 0 | xxx |  | 0 | 0 | 0 | 0 | 0 | 0 | 0 | 0 | 0 | 0 | 0 | 0 | [18 empty] | 197 | S12 | Account 368 |  | 67246000 | 43332129.0848 | 6498553.4333 | 11627125.6766 | 4607182.5196 | 152.4999 | 879674.7609 | 301182.0249 | 0 | 0 | 0 | 0 | Sum lines 1026 ~ 1036
198 | 350 | Land & Land Rights Depr Exp |  |  | 81000 |  |  |  | 198 | 557-OP | Total Other Expenses |  |  | P04 |  | 4309000 | [30 empty] | 198 | S13 | Account 369 |  | 42966000 | 27433048.6443 | 4138841.1672 | 7606379.9315 | 3020636.9659 | 94.4136 | 570809.3503 | 196189.5272 | 0 | 0 | 0 | 0 | Sum lines 1037 ~ 1047
199 | 352 | Structures & Improvements Depr Exp |  |  | 130000 |  |  |  | 199 |  | P | Coincident Peak |  | 100 | D01 |  | 4309000 | 2096904.6758 | 377420.1258 | 1171266.085 | 567265.9793 | 13491.3498 | 73882.6628 | 8769.1215 | 0 | 0 | 0 | 0 | [18 empty] | 199 | S14 | Account 370 |  | 15356000 | 12241204.877 | 1740670.1861 | 1169410.9547 | 45328.5284 | 3505.6462 | 155879.8076 | 0 | 0 | 0 | 0 | 0 | Sum lines 1048 ~ 1058
200 | 353 | Station Equipment Depr Exp |  |  | 2045000 |  |  |  | 200 |  | P | Generation Level Consumption |  | 0 | E02 |  | 0 | 0 | 0 | 0 | 0 | 0 | 0 | 0 | 0 | 0 | 0 | 0 | [18 empty] | 200 | S15 | Account 373 |  | 9393000 | 0 | 0 | 0 | 0 | 0 | 0 | 9393000 | 0 | 0 | 0 | 0 | Sum lines 1081 ~ 1091
201 | 354 | Towers & Fixtures Depr Exp |  |  | 224000 |  |  |  | 201 |  | P | Open |  | 0 | xxx |  | 0 | 0 | 0 | 0 | 0 | 0 | 0 | 0 | 0 | 0 | 0 | 0 | [18 empty] | 201 | S16 | Dist Op Exp Subtotal |  | 3036000 | 1704694.3871 | 271935.4477 | 582553.413 | 205673.0159 | 113.0194 | 42546.9883 | 228483.7285 | 0 | 0 | 0 | 0 | Sum lines 271 ~ 282
202 | 355 | Overhead Conductors & Devices Depr Exp |  |  | 1546000 |  |  |  | 202 |  | P | Open |  | 0 | xxx |  | 0 | 0 | 0 | 0 | 0 | 0 | 0 | 0 | 0 | 0 | 0 | 0 | [18 empty] | 202 | S17 | Dist Mt Exp Subtotal |  | 5668000 | 2986506.4968 | 497456.7239 | 1289142.4672 | 484709.8298 | 20.8508 | 88369.8537 | 321793.7777 | 0 | 0 | 0 | 0 | Sum lines 290 ~ 303
203 | 356 | Poles & Fixtures Depr Exp |  |  | 978000 |  |  |  | 203 |  |  | Total Production Expenses |  |  |  | 160018000 | 160018000 | 73026986.2992 | 12557830.2712 | 46172943.6042 | 24207903.8438 | 153730.6554 | 3175423.0726 | 723182.2535 | 0 | 0 | 0 | 0 | [18 empty] | 203 | S18 | Cust Acctg Exp Subtotal |  | 4788000 | 3892559.1278 | 612843.9416 | 103630.6488 | 954.464 | 45.4507 | 36153.6343 | 141812.7328 | 0 | 0 | 0 | 0 | Sum lines 312 ~ 321 + lines 324 ~ 328
204 | 357 | Underground Conduit Depr Exp |  |  | 7000 |  |  |  | 204 | [37 empty] | 204 | S19 | O&M Exp excl PP/F/W/A&G |  | 50041000 | 28727850.4455 | 4572075.1532 | 10214139.5943 | 4784053.7394 | 45682.6875 | 751607.4405 | 945590.9396 | 0 | 0 | 0 | 0 | line 369 - (188~192, 16~20, 144~148, 226~229, 323)
205 | 358 | Underground Conductors & Devices Depr Exp |  |  | 17000 |  |  |  | 205 |  | Transmission Expenses | [35 empty] | 205 | S20 | Prod & Trans O&M Exp |  | 169847000 | 77506088.1022 | 13327220.1709 | 49012697.1152 | 25699096.4485 | 162705.0361 | 3371053.6747 | 768139.4525 | 0 | 0 | 0 | 0 | line 203 + line 264
206 | 359 | Roads & Trails Depr Exp |  |  | 16000 |  |  |  | 206 | 560-OP | Supervision & Engineering |  |  | T01 |  | 718000 | [30 empty] | 206 | S21 | Labor P/T/D Total |  | 14245433 | 7138114.4039 | 1190637.4441 | 3638227.5452 | 1711440.4663 | 7823.2164 | 252665.6964 | 306524.2276 | 0 | 0 | 0 | 0 | line 1484
207 |  | Total Transmission Plant Depreciation Expense | [6 empty] | 207 |  | T | Coincident Peak |  | 28.47 | D01 |  | 204414.6 | 99475.0361 | 17904.4289 | 55563.6779 | 26910.5241 | 640.016 | 3504.9188 | 415.9983 | 0 | 0 | 0 | 0 | [18 empty] | 207 | S22 | Labor O&M Total |  | 24338291 | 14528905.5039 | 2247231.5945 | 4606150.9158 | 2174237.571 | 7960.4009 | 357345.32 | 416459.6939 | 0 | 0 | 0 | 0 | line 1495
208 | [8 empty] | 208 |  | T | Generation Level Consumption |  | 71.53 | E02 |  | 513585.4 | 227719.4999 | 38298.8418 | 151877.8747 | 82019.8137 | 15.5548 | 10785.7285 | 2868.0865 | 0 | 0 | 0 | 0 | [18 empty] | 208 | S23 | Corporate Cost Allocator |  | 1000 | 698.5408 | 94.8089 | 127.0868 | 65.0899 | 0.015306 | 11.5479 | 2.9103 | 0 | 0 | 0 | 0 | 50% E01, 0%D01, 0%D02, 50% C01
209 |  | Distribution Plant Depreciation Expense | [6 empty] | 209 |  | T | Open |  | 0 | xxx |  | 0 | 0 | 0 | 0 | 0 | 0 | 0 | 0 | 0 | 0 | 0 | 0 | [18 empty] | 209 | S24 | Open |  | 0 | 0 | 0 | 0 | 0 | 0 | 0 | 0 | 0 | 0 | 0 | 0 | Open
210 | 360 | Land & Land Rights Depr Exp |  |  | 0 |  |  |  | 210 | 561-OP | Load Dispatching |  |  | T01 |  | 586000 | [30 empty] | 210 | S25 | Open |  | 0 | 0 | 0 | 0 | 0 | 0 | 0 | 0 | 0 | 0 | 0 | 0 | Open
211 | 361 | Structures & Improvements Depr Exp |  |  | 98000 |  |  |  | 211 |  | T | Coincident Peak |  | 28.47 | D01 |  | 166834.2 | 81187.1465 | 14612.8069 | 45348.6285 | 21963.1854 | 522.3529 | 2860.5604 | 339.5195 | 0 | 0 | 0 | 0 | [18 empty] | 211 | S26 | Open |  | 0 | 0 | 0 | 0 | 0 | 0 | 0 | 0 | 0 | 0 | 0 | 0 | Open
212 | 362 | Station Equipment Depr Exp |  |  | 970000 |  |  |  | 212 |  | T | Generation Level Consumption |  | 71.53 | E02 |  | 419165.8 | 185854.6336 | 31257.8291 | 123956.037 | 66940.9622 | 12.6952 | 8802.8369 | 2340.806 | 0 | 0 | 0 | 0 | [18 empty] | 212 | S27 | Open |  | 0 | 0 | 0 | 0 | 0 | 0 | 0 | 0 | 0 | 0 | 0 | 0 | Open
213 | 363 | Storage Battery Equipment Depr Exp |  |  | 0 |  |  |  | 213 |  | T | Open |  | 0 | xxx |  | 0 | 0 | 0 | 0 | 0 | 0 | 0 | 0 | 0 | 0 | 0 | 0 | [18 empty] | 213 | xxx | Open |  | 1 | 0 | 0 | 0 | 0 | 0 | 0 | 0 | 0 | 0 | 0 | 0 | Dummy to avoid DIV/0 message
214 | 364 | Poles, Towers & Fixtures Depr Exp |  |  | 1729000 |  |  |  | 214 | 562-OP | Station Expenses |  |  | T01 |  | 200000
215 | 365 | Overhead Conductors & Devices Depr Exp |  |  | 679000 |  |  |  | 215 |  | T | Coincident Peak |  | 28.47 | D01 |  | 56940 | 27708.9237 | 4987.3061 | 15477.3476 | 7495.9677 | 178.2774 | 976.3005 | 115.877 | 0 | 0 | 0 | 0
216 | 366 | Underground Conduit Depr Exp |  |  | 456000 |  |  |  | 216 |  | T | Generation Level Consumption |  | 71.53 | E02 |  | 143060 | 63431.6156 | 10668.2011 | 42305.8147 | 22846.7448 | 4.3328 | 3004.3812 | 798.9099 | 0 | 0 | 0 | 0
217 | 367 | Underground Conductors & Devices Depr Exp |  |  | 1260000 |  |  |  | 217 |  | T | Open |  | 0 | xxx |  | 0 | 0 | 0 | 0 | 0 | 0 | 0 | 0 | 0 | 0 | 0 | 0
218 | 368 | Line Transformers Depr Exp |  |  | 1769000 |  |  |  | 218 | 563-OP | Overhead Line Expenses |  |  | T01 |  | 105000
219 | 369 | Services Depr Exp |  |  | 1019000 |  |  |  | 219 |  | T | Coincident Peak |  | 28.47 | D01 |  | 29893.5 | 14547.1849 | 2618.3357 | 8125.6075 | 3935.383 | 93.5957 | 512.5578 | 60.8354 | 0 | 0 | 0 | 0
220 | 370 | Meters Depr Exp |  |  | 449000 |  |  |  | 220 |  | T | Generation Level Consumption |  | 71.53 | E02 |  | 75106.5 | 33301.5982 | 5600.8056 | 22210.5527 | 11994.541 | 2.2747 | 1577.3001 | 419.4277 | 0 | 0 | 0 | 0
221 | 371 | Installations on Customer Premises Depr Exp |  |  | 0 |  |  |  | 221 |  | T | Open |  | 0 | xxx |  | 0 | 0 | 0 | 0 | 0 | 0 | 0 | 0 | 0 | 0 | 0 | 0
222 | 372 | Leased Property on Customer Premises Depr Exp |  |  | 0 |  |  |  | 222 | 564-OP | Underground Line Expenses |  |  | T01 |  | 3000
223 | 373 | Street Lights & Signal Systems Depr Exp |  |  | 395000 |  |  |  | 223 |  | T | Coincident Peak |  | 28.47 | D01 |  | 854.1 | 415.6339 | 74.8096 | 232.1602 | 112.4395 | 2.6742 | 14.6445 | 1.7382 | 0 | 0 | 0 | 0
224 |  | Total Distribution Plant Depreciation Expense | [6 empty] | 224 |  | T | Generation Level Consumption |  | 71.53 | E02 |  | 2145.9 | 951.4742 | 160.023 | 634.5872 | 342.7012 | 0.064992 | 45.0657 | 11.9836 | 0 | 0 | 0 | 0
225 | [8 empty] | 225 |  | T | Open |  | 0 | xxx |  | 0 | 0 | 0 | 0 | 0 | 0 | 0 | 0 | 0 | 0 | 0 | 0
226 |  | General Plant Depreciation Expense | [6 empty] | 226 | 565-OP | Transmission of Electricity By Others |  |  | T01 |  | 6516000
227 | 303.1X | Computer Software Amort Exp |  |  | 415000 |  |  |  | 227 |  | T | Coincident Peak |  | 28.47 | D01 |  | 1855105.2 | 902756.7343 | 162486.4326 | 504251.9853 | 244218.628 | 5808.2787 | 31807.87 | 3775.2711 | 0 | 0 | 0 | 0
228 | 389 | Land & Land Rights Depr Exp |  |  | 1000 |  |  |  | 228 |  | T | Generation Level Consumption |  | 71.53 | E02 |  | 4660894.8 | 2066602.0355 | 347569.9909 | 1378323.4422 | 744346.9445 | 141.1632 | 97882.7397 | 26028.484 | 0 | 0 | 0 | 0
229 | 390 | Structures & Improvements Depr Exp |  |  | 304000 |  |  |  | 229 |  | T | Open |  | 0 | xxx |  | 0 | 0 | 0 | 0 | 0 | 0 | 0 | 0 | 0 | 0 | 0 | 0
230 | 391 | Office Furniture & Equipment Depr Exp |  |  | 1622000 |  |  |  | 230 | 566-OP | Miscellaneous Expenses |  |  | T01 |  | 155000
231 | 392 | Transportation Equipment Depr Exp |  |  | 256000 |  |  |  | 231 |  | T | Coincident Peak |  | 28.47 | D01 |  | 44128.5 | 21474.4159 | 3865.1622 | 11994.9444 | 5809.375 | 138.165 | 756.6329 | 89.8046 | 0 | 0 | 0 | 0
232 | 393 | Stores Equipment Depr Exp |  |  | 9000 |  |  |  | 232 |  | T | Generation Level Consumption |  | 71.53 | E02 |  | 110871.5 | 49159.5021 | 8267.8558 | 32787.0064 | 17706.2272 | 3.3579 | 2328.3954 | 619.1552 | 0 | 0 | 0 | 0
233 | 394 | Tools, Shop & Garage Equipment Depr Exp |  |  | 72000 |  |  |  | 233 |  | T | Open |  | 0 | xxx |  | 0 | 0 | 0 | 0 | 0 | 0 | 0 | 0 | 0 | 0 | 0 | 0
234 | 395 | Laboratory Equipment Depr Exp |  |  | 53000 |  |  |  | 234 | 567-OP | Rents |  |  | T01 |  | 68000
235 | 396 | Power Operated Equipment Depr Exp |  |  | 296000 |  |  |  | 235 |  | T | Coincident Peak |  | 28.47 | D01 |  | 19359.6 | 9421.0341 | 1695.6841 | 5262.2982 | 2548.629 | 60.6143 | 331.9422 | 39.3982 | 0 | 0 | 0 | 0
236 | 397 | Communication Equipment Depr Exp |  |  | 1465000 |  |  |  | 236 |  | T | Generation Level Consumption |  | 71.53 | E02 |  | 48640.4 | 21566.7493 | 3627.1884 | 14383.977 | 7767.8932 | 1.4732 | 1021.4896 | 271.6294 | 0 | 0 | 0 | 0
237 | 398 | Miscellaneous Equipment Depr Exp |  |  | 4000 |  |  |  | 237 |  | T | Open |  | 0 | xxx |  | 0 | 0 | 0 | 0 | 0 | 0 | 0 | 0 | 0 | 0 | 0 | 0
238 |  | Total General Plant Depreciation Expense | [6 empty] | 238 |  | Total Transmission Operation |  |  |  |  | 8351000 | 8351000 | 3805573.2177 | 653695.7017 | 2412735.9416 | 1266959.9594 | 7624.891 | 166213.3643 | 38196.9243 | 0 | 0 | 0 | 0
239 | [8 empty] | 239 | 568-MT | Supervision & Engineering |  |  | T01 |  | 90000
240 |  | Total Depreciation Expense | [6 empty] | 240 |  | T | Coincident Peak |  | 28.47 | D01 |  | 25623 | 12469.0157 | 2244.2877 | 6964.8064 | 3373.1855 | 80.2248 | 439.3352 | 52.1446 | 0 | 0 | 0 | 0
241 | Proforma | [7 empty] | 241 |  | T | Generation Level Consumption |  | 71.53 | E02 |  | 64377 | 28544.227 | 4800.6905 | 19037.6166 | 10281.0351 | 1.9498 | 1351.9715 | 359.5094 | 0 | 0 | 0 | 0
242 | Scenario: U-86-99 Last Case Method | [7 empty] | 242 |  | T | Open |  | 0 | xxx |  | 0 | 0 | 0 | 0 | 0 | 0 | 0 | 0 | 0 | 0 | 0 | 0
243 | [8 empty] | 243 | 569-MT | Structures |  |  | T01 |  | 18000
244 | [8 empty] | 244 |  | T | Coincident Peak |  | 28.47 | D01 |  | 5124.6 | 2493.8031 | 448.8575 | 1392.9613 | 674.6371 | 16.045 | 87.867 | 10.4289 | 0 | 0 | 0 | 0
245 | (a) | (b) | [6 empty] | 245 |  | T | Generation Level Consumption |  | 71.53 | E02 |  | 12875.4 | 5708.8454 | 960.1381 | 3807.5233 | 2056.207 | 0.38995 | 270.3943 | 71.9019 | 0 | 0 | 0 | 0
246 | [8 empty] | 246 |  | T | Open |  | 0 | xxx |  | 0 | 0 | 0 | 0 | 0 | 0 | 0 | 0 | 0 | 0 | 0 | 0
247 | Account | Description |  |  | Proforma |  |  |  | 247 | 570-MT | Station Equipment |  |  | T01 |  | 567000
248 |  |  |  |  | Totals |  |  |  | 248 |  | T | Coincident Peak |  | 28.47 | D01 |  | 161424.9 | 78554.7987 | 14139.0128 | 43878.2805 | 21251.0685 | 505.4165 | 2767.8119 | 328.5112 | 0 | 0 | 0 | 0
249 | Amortization |  |  |  | 0 |  |  |  | 249 |  | T | Generation Level Consumption |  | 71.53 | E02 |  | 405575.1 | 179828.6302 | 30244.35 | 119936.9846 | 64770.5214 | 12.2835 | 8517.4207 | 2264.9095 | 0 | 0 | 0 | 0
250 | Amortization of Limited Term Plant |  |  |  | 9000 |  |  |  | 250 |  | T | Open |  | 0 | xxx |  | 0 | 0 | 0 | 0 | 0 | 0 | 0 | 0 | 0 | 0 | 0 | 0
251 | Amortization of Hydro Relicensing Costs |  |  |  | 220000 |  |  |  | 251 | 571-MT | Overhead Lines |  |  | T01 |  | 792000
252 | Amortization of Investment in Exchange Power |  |  |  | 0 |  |  |  | 252 |  | T | Coincident Peak |  | 28.47 | D01 |  | 225482.4 | 109727.3379 | 19749.7321 | 61290.2966 | 29684.0321 | 705.9786 | 3866.1499 | 458.8727 | 0 | 0 | 0 | 0
253 | Amortization of Acq. Adj.-Colstrip Common AFUDC |  |  |  | 32000 |  |  |  | 253 |  | T | Generation Level Consumption |  | 71.53 | E02 |  | 566517.6 | 251189.1977 | 42246.0762 | 167531.0261 | 90473.1093 | 17.158 | 11897.3496 | 3163.6831 | 0 | 0 | 0 | 0
254 | Amortization of CO2 Credits |  |  |  | -7000 |  |  |  | 254 |  | T | Open |  | 0 | xxx |  | 0 | 0 | 0 | 0 | 0 | 0 | 0 | 0 | 0 | 0 | 0 | 0
255 |  | Total Amortization Expense | [6 empty] | 255 | 572-MT | Underground Lines |  |  | T01 |  | 3000
256 |  | Total Depreciation & Amortization Expense | [6 empty] | 256 |  | T | Coincident Peak |  | 28.47 | D01 |  | 854.1 | 415.6339 | 74.8096 | 232.1602 | 112.4395 | 2.6742 | 14.6445 | 1.7382 | 0 | 0 | 0 | 0
257 | [8 empty] | 257 |  | T | Generation Level Consumption |  | 71.53 | E02 |  | 2145.9 | 951.4742 | 160.023 | 634.5872 | 342.7012 | 0.064992 | 45.0657 | 11.9836 | 0 | 0 | 0 | 0
258 | Other Income Related Items | [7 empty] | 258 |  | T | Open |  | 0 | xxx |  | 0 | 0 | 0 | 0 | 0 | 0 | 0 | 0 | 0 | 0 | 0 | 0
259 | Settlement Exchange Power |  |  |  | 6409000 |  |  |  | 259 | 573-MT | Miscellaneous Plant |  |  | T01 |  | 8000
260 | Open |  |  |  | 0 |  |  |  | 260 |  | T | Coincident Peak |  | 28.47 | D01 |  | 2277.6 | 1108.3569 | 199.4922 | 619.0939 | 299.8387 | 7.1311 | 39.052 | 4.6351 | 0 | 0 | 0 | 0
261 | Open |  |  |  | 0 |  |  |  | 261 |  | T | Generation Level Consumption |  | 71.53 | E02 |  | 5722.4 | 2537.2646 | 426.728 | 1692.2326 | 913.8698 | 0.17331 | 120.1752 | 31.9564 | 0 | 0 | 0 | 0
262 | Open |  |  |  | 0 |  |  |  | 262 |  | T | Open |  | 0 | xxx |  | 0 | 0 | 0 | 0 | 0 | 0 | 0 | 0 | 0 | 0 | 0 | 0
263 | Open |  |  |  | 0 |  |  |  | 263 |  | Total Transmission Maintenance |  |  |  |  | 1478000 | 1478000 | 673528.5853 | 115694.198 | 427017.5694 | 224232.6452 | 1349.4897 | 29417.2378 | 6760.2747 | 0 | 0 | 0 | 0
264 | Open |  |  |  | 0 |  |  |  | 264 |  | Total Transmission Expenses |  |  |  |  | 9829000 | 9829000 | 4479101.803 | 769389.8997 | 2839753.511 | 1491192.6046 | 8974.3807 | 195630.6021 | 44957.199 | 0 | 0 | 0 | 0
265 | Open |  |  |  | 0 |  |  |  | 265
266 | Open |  |  |  | 0 |  |  |  | 266 |  | Distribution Expenses
267 | Open |  |  |  | 0 |  |  |  | 267 | 580-OP | Supervision & Engineering |  |  |  |  | 230000
268 |  | Total Other Income Items | [6 empty] | 268 |  | D | Dist Op Exp Subtotal |  | 100 | S16 |  | 230000 | 129143.5142 | 20601.1703 | 44132.8343 | 15581.2891 | 8.5621 | 3223.2567 | 17309.3734 | 0 | 0 | 0 | 0
269 | [8 empty] | 269 | 581-OP | Load Dispatching |  |  |  |  | 41000
270 | [8 empty] | 270 |  | D | Dist Op Exp Subtotal |  | 100 | S16 |  | 41000 | 23021.2351 | 3672.3825 | 7867.1574 | 2777.5341 | 1.5263 | 574.5805 | 3085.5839 | 0 | 0 | 0 | 0
271 | Total Income Tax- State |  |  |  | 0 |  |  |  | 271 | 582-OP | Station Expenses |  |  |  |  | 313000
272 | Total Income Tax- Federal |  |  |  | 17005000 |  |  |  | 272 |  | D | Account 362 |  | 100 | S09 |  | 313000 | 150026.9957 | 28612.3835 | 101020.1709 | 24444.9423 | 0 | 6487.1277 | 2408.38 | 0 | 0 | 0 | 0
273 | [8 empty] | 273 | 583-OP | Overhead Line Expenses |  |  |  |  | 794000
274 | Total Investment Tax Credit Amortization |  |  |  | -26000 |  |  |  | 274 |  | D | Account 364/365 |  | 100 | S10 |  | 794000 | 415714.0963 | 69678.5541 | 184447.0126 | 75062.3105 | 0.82959 | 12568.1252 | 36529.0717 | 0 | 0 | 0 | 0
275 | Total Deferred Income Tax Expense |  |  |  | 3120000 |  |  |  | 275 | 584-OP | Underground Line Expenses |  |  |  |  | 923000
276 | [8 empty] | 276 |  | D | Account 366/367 |  | 100 | S11 |  | 923000 | 536999.0672 | 86159.743 | 200012.2166 | 80769.6646 | 1.404 | 14068.6876 | 4989.217 | 0 | 0 | 0 | 0
277 | Total Operating Expenses | [7 empty] | 277 | 585-OP | Street Lighting & Signal Systems |  |  |  |  | 183000
278 | [8 empty] | 278 |  | D | Account 373 |  | 100 | S15 |  | 183000 | 0 | 0 | 0 | 0 | 0 | 0 | 183000 | 0 | 0 | 0 | 0
279 | Operating Revenues | [7 empty] | 279 | 586-OP | Meter Expenses |  |  |  |  | 482000
280 | 44X | From Sale of Electricity (Retail) |  |  | 236198000 |  |  |  | 280 |  | D | Account 370 |  | 100 | S14 |  | 482000 | 384231.6196 | 54636.8214 | 36705.9182 | 1422.7892 | 110.0366 | 4892.815 | 0 | 0 | 0 | 0 | 0
281 | 442 | Allocated From Special Contract |  |  | 15561000 |  |  |  | 281 | 587-OP | Customer Installations Expenses |  |  |  |  | 341000
282 | 447 | From Sale of Electricity (Wholesale) |  |  | 94910000 |  |  |  | 282 |  | D | Account 369 |  | 100 | S13 |  | 341000 | 217722.6083 | 32847.9458 | 60368.0947 | 23973.3093 | 0.74931 | 4530.2329 | 1557.0597 | 0 | 0 | 0 | 0
283 | Open |  |  |  | 0 |  |  |  | 283 | 588-OP | Miscellaneous Expenses |  |  |  |  | 729000
284 |  | Total Revenues From Sale or Distribution of Electricity | [6 empty] | 284 |  | D | Dist Op Exp Subtotal |  | 100 | S16 |  | 729000 | 409328.7906 | 65296.7528 | 139881.8966 | 49385.9119 | 27.1381 | 10216.3223 | 54863.1878 | 0 | 0 | 0 | 0
285 |  | Other Operating Revenues | [6 empty] | 285 | 589-OP | Rents |  |  |  |  | 128000
286 | 451 | Miscellaneous Service Revenues |  |  | 1261000 |  |  |  | 286 |  | D | Dist Op Exp Subtotal |  | 100 | S16 |  | 128000 | 71871.1731 | 11464.9991 | 24560.8817 | 8671.3261 | 4.765 | 1793.8124 | 9633.0426 | 0 | 0 | 0 | 0
287 | 453 | Sales of Water and Water Power |  |  | 300000 |  |  |  | 287 |  | Total Distribution Operation |  |  |  |  | 4164000 | 4164000 | 2338059.1002 | 372970.7524 | 798996.1831 | 282089.0771 | 155.0108 | 58354.9603 | 313374.9161 | 0 | 0 | 0 | 0
288 | 454 | Rent From Electric Property |  |  | 1384000 |  |  |  | 288 | 590-MT | Supervision & Engineering |  |  |  |  | 796000
289 | 456.XX | Other Electric Revenues - Wheeling |  |  | 8477000 |  |  |  | 289 |  | D | Dist Mt Exp Subtotal |  | 100 | S17 |  | 796000 | 419417.6379 | 69861.6006 | 181044.0021 | 68071.4581 | 2.9282 | 12410.4452 | 45191.9279 | 0 | 0 | 0 | 0
290 | 456.XX | Other Electric Revenues - Wholesale |  |  | 1773000 |  |  |  | 290 | 591-MT | Structures |  |  |  |  | 43000
291 |  | Total Other Operating Revenues | [6 empty] | 291 |  | D | Account 361 |  | 100 | S08 |  | 43000 | 20827.6263 | 3972.1387 | 14024.2118 | 2941.0967 | 0 | 900.5811 | 334.3454 | 0 | 0 | 0 | 0
292 | [8 empty] | 292 | 592-MT | Station Equipment |  |  |  |  | 635000
293 | Total Operating Revenues | [7 empty] | 293 |  | D | Account 362 |  | 100 | S09 |  | 635000 | 304367.8667 | 58047.4872 | 204945.0752 | 49592.7743 | 0 | 13160.7862 | 4886.0105 | 0 | 0 | 0 | 0
294 | [8 empty] | 294 | 593-MT | Overhead Lines |  |  |  |  | 3529000
295 | Total Operating Income | [7 empty] | 295 |  | D | Account 364/365 |  | 100 | S10 |  | 3529000 | 1847676.3802 | 309692.2133 | 819790.3116 | 333620.7732 | 3.6872 | 55860.0928 | 162356.5417 | 0 | 0 | 0 | 0
296 | [8 empty] | 296 | 594-MT | Underground Lines |  |  |  |  | 677000
297 | [8 empty] | 297 |  | D | Account 366/367 |  | 100 | S11 |  | 677000 | 393876.889 | 63196.2579 | 146704.5186 | 59242.7551 | 1.0298 | 10319.0699 | 3659.4799 | 0 | 0 | 0 | 0
298 | [8 empty] | 298 | 595-MT | Line Transformers |  |  |  |  | 571000
299 | [8 empty] | 299 |  | D | Account 368 |  | 100 | S12 |  | 571000 | 367942.2673 | 55180.5908 | 98728.3818 | 39120.5606 | 1.2949 | 7469.5043 | 2557.4002 | 0 | 0 | 0 | 0
300 | [8 empty] | 300 | 596-MT | Street Lighting & Signal Systems |  |  |  |  | 148000
301 | Proforma | [7 empty] | 301 |  | D | Account 373 |  | 100 | S15 |  | 148000 | 0 | 0 | 0 | 0 | 0 | 0 | 148000 | 0 | 0 | 0 | 0
302 | Scenario: U-86-99 Last Case Method | [7 empty] | 302 | 597-MT | Meters |  |  |  |  | 65000
303 | [8 empty] | 303 |  | D | Account 370 |  | 100 | S14 |  | 65000 | 51815.4674 | 7368.0361 | 4949.9682 | 191.8699 | 14.839 | 659.8195 | 0 | 0 | 0 | 0 | 0
304 | [8 empty] | 304 | 598-MT | Miscellaneous Plant |  |  |  |  | 261000
305 | (a) | (b) | [6 empty] | 305 |  | D | Dist Mt Exp Subtotal |  | 100 | S17 |  | 261000 | 137522.6174 | 22906.8816 | 59362.4178 | 22319.9128 | 0.96014 | 4069.254 | 14817.9562 | 0 | 0 | 0 | 0
306 | [8 empty] | 306 |  | Total Distribution Maintenance |  |  |  |  | 6725000 | 6725000 | 3543446.7522 | 590225.2061 | 1529548.8871 | 575101.2007 | 24.7392 | 104849.553 | 381803.6618 | 0 | 0 | 0 | 0
307 | Account | Description |  |  | Proforma | Labor |  |  | 307 |  | Total Distribution Expenses |  |  |  |  | 10889000 | 10889000 | 5881505.8523 | 963195.9585 | 2328545.0701 | 857190.2778 | 179.75 | 163204.5133 | 695178.578 | 0 | 0 | 0 | 0
308 |  |  |  |  | Totals | Totals |  |  | 308
309 | Rate Base |  |  |  | 0 | 0 |  |  | 309 |  | Customer Accounting Expenses
310 | Plant In Service | [7 empty] | 310 | 901-OP | Supervision |  |  |  |  | 200000
311 |  | Intangible Plant | [6 empty] | 311 |  | C | Avg Customers-All |  | 100 | C01 |  | 200000 | 173953.8626 | 21698.0922 | 3038.0138 | 20.8191 | 0.99138 | 1059.8722 | 228.3488 | 0 | 0 | 0 | 0
312 | 301.XX | Organization |  |  | 10000 |  |  |  | 312 | 902-OP | Meter Reading |  |  | K02 |  | 1348000
313 | 302.XX | Franchises & Consents |  |  | 9617000 |  |  |  | 313 |  | C | Avg Customers-All |  | 0 | C01 |  | 0 | 0 | 0 | 0 | 0 | 0 | 0 | 0 | 0 | 0 | 0 | 0
314 | 303 | Miscellaneous |  |  | 547000 |  |  |  | 314 |  | C | Wt Customers-Meter Reading |  | 100 | C03 |  | 1348000 | 1020618.0323 | 254613.0772 | 53473.6903 | 610.7457 | 29.0831 | 18655.3714 | 0 | 0 | 0 | 0 | 0
315 | 303.1X | Miscellaneous - Computer Software |  |  | 2531000 |  |  |  | 315 |  | C | Avg Customers-Secondary |  | 0 | C02 |  | 0 | 0 | 0 | 0 | 0 | 0 | 0 | 0 | 0 | 0 | 0 | 0
316 |  | Total Intangible Plant | [6 empty] | 316 |  | C | Avg Customers with Area Lt count |  | 0 | C07 |  | 0 | 0 | 0 | 0 | 0 | 0 | 0 | 0 | 0 | 0 | 0 | 0
317 | [8 empty] | 317 | 903-OP | Customer Records & Collections |  |  | K04 |  | 3320000
318 |  | Production Plant | [6 empty] | 318 |  | C | Avg Customers-All |  | 0 | C01 |  | 0 | 0 | 0 | 0 | 0 | 0 | 0 | 0 | 0 | 0 | 0 | 0
319 | 31X | Steam Production |  |  | 268554000 |  |  |  | 319 |  | C | Wt Customers-Meter Reading |  | 0 | C03 |  | 0 | 0 | 0 | 0 | 0 | 0 | 0 | 0 | 0 | 0 | 0 | 0
320 | 32X | Nuclear Production |  |  | 0 |  |  |  | 320 |  | C | Avg Customers-Secondary |  | 0 | C02 |  | 0 | 0 | 0 | 0 | 0 | 0 | 0 | 0 | 0 | 0 | 0 | 0
321 | 33X | Hydraulic Production |  |  | 184933000 |  |  |  | 321 |  | C | Avg Customers with Area Lt count |  | 100 | C07 |  | 3320000 | 2767568.778 | 345212.0091 | 48334.1502 | 331.2269 | 15.7727 | 16862.3396 | 141675.7236 | 0 | 0 | 0 | 0
322 | 34X | Other Production |  |  | 8532000 |  |  |  | 322 | 904-OP | Uncollectible Accounts |  |  |  |  | 902000
323 |  | Total Production Plant | [6 empty] | 323 |  | C | Avg Customers-Secondary |  | 100 | C02 |  | 902000 | 785611.9163 | 97993.1087 | 13608.3714 | 0 | 0 | 4786.6037 | 0 | 0 | 0 | 0 | 0
324 | [8 empty] | 324 | 905-OP | Misc Customer Accounts Expenses |  |  | K01 |  | 120000
325 |  | Transmission Plant | [6 empty] | 325 |  | C | Avg Customers-All |  | 100 | C01 |  | 120000 | 104372.3176 | 13018.8553 | 1822.8083 | 12.4914 | 0.59483 | 635.9233 | 137.0093 | 0 | 0 | 0 | 0
326 | 350 | Land & Land Rights |  |  | 7933000 |  |  |  | 326 |  | C | Wt Customers-Meter Reading |  | 0 | C03 |  | 0 | 0 | 0 | 0 | 0 | 0 | 0 | 0 | 0 | 0 | 0 | 0
327 | 352 | Structures & Improvements |  |  | 4832000 |  |  |  | 327 |  | C | Avg Customers-Secondary |  | 0 | C02 |  | 0 | 0 | 0 | 0 | 0 | 0 | 0 | 0 | 0 | 0 | 0 | 0
328 | 353 | Station Equipment |  |  | 63827000 |  |  |  | 328 |  | C | Avg Customers with Area Lt count |  | 0 | C07 |  | 0 | 0 | 0 | 0 | 0 | 0 | 0 | 0 | 0 | 0 | 0 | 0
329 | 354 | Towers & Fixtures |  |  | 11438000 |  |  |  | 329 |  | Total Customer Accounting Expenses |  |  |  |  | 5890000 | 5890000 | 4852124.9067 | 732535.1424 | 120277.034 | 975.283 | 46.442 | 42000.1101 | 142041.0816 | 0 | 0 | 0 | 0
330 | 355 | Poles & Fixtures |  |  | 45174000 |  |  |  | 330
331 | 356 | Overhead Conductors & Devices |  |  | 40931000 |  |  |  | 331 |  | Customer Information Expenses
332 | 357 | Underground Conduit |  |  | 373000 |  |  |  | 332 | 907-OP | Supervision |  |  | I01 |  | 0
333 | 358 | Underground Conductors & Devices |  |  | 882000 |  |  |  | 333 |  | C | Avg Customers-All |  | 100 | C01 |  | 0 | 0 | 0 | 0 | 0 | 0 | 0 | 0 | 0 | 0 | 0 | 0
334 | 359 | Roads & Trails |  |  | 1214000 |  |  |  | 334 |  | C | Production Plant |  | 0 | S01 |  | 0 | 0 | 0 | 0 | 0 | 0 | 0 | 0 | 0 | 0 | 0 | 0
335 |  | Total Transmission Plant | [6 empty] | 335 |  | C | Tariff Rider Revenue |  | 0 | R02 |  | 0 | 0 | 0 | 0 | 0 | 0 | 0 | 0 | 0 | 0 | 0 | 0
336 | [8 empty] | 336 | 908-OP | Customer Assistance Expenses |  |  | I01 |  | 6601000
337 |  | Distribution Plant | [6 empty] | 337 |  | C | Avg Customers-All |  | 100 | C01 |  | 6601000 | 5741347.2364 | 716145.5319 | 100269.6453 | 687.1332 | 32.7206 | 34981.0807 | 7536.6519 | 0 | 0 | 0 | 0
338 | 360 | Land & Land Rights |  |  | 2997000 |  |  |  | 338 |  | DSM | Production Plant |  | 0 | S01 |  | 0 | 0 | 0 | 0 | 0 | 0 | 0 | 0 | 0 | 0 | 0 | 0
339 | 361 | Structures & Improvements |  |  | 5157000 |  |  |  | 339 |  | DSM | Tariff Rider Revenue |  | 0 | R02 |  | 0 | 0 | 0 | 0 | 0 | 0 | 0 | 0 | 0 | 0 | 0 | 0
340 | 362 | Station Equipment |  |  | 35160000 |  |  |  | 340 | 909-OP | Advertising |  |  | I01 |  | 69000
341 | 363 | Storage Battery Equipment |  |  | 0 |  |  |  | 341 |  | C | Avg Customers-All |  | 100 | C01 |  | 69000 | 60014.0826 | 7485.8418 | 1048.1148 | 7.1826 | 0.34203 | 365.6559 | 78.7803 | 0 | 0 | 0 | 0
342 | 364 | Poles, Towers & Fixtures |  |  | 73691000 |  |  |  | 342 |  | C | Production Plant |  | 0 | S01 |  | 0 | 0 | 0 | 0 | 0 | 0 | 0 | 0 | 0 | 0 | 0 | 0
343 | 365 | Overhead Conductors & Devices |  |  | 49725000 |  |  |  | 343 |  | C | Tariff Rider Revenue |  | 0 | R02 |  | 0 | 0 | 0 | 0 | 0 | 0 | 0 | 0 | 0 | 0 | 0 | 0
344 | 366 | Underground Conduit |  |  | 20005000 |  |  |  | 344 | 910-OP | Misc Customer Service & Info Exp |  |  | I01 |  | 2000
345 | 367 | Underground Conductors & Devices |  |  | 42656000 |  |  |  | 345 |  | C | Avg Customers-All |  | 100 | C01 |  | 2000 | 1739.5386 | 216.9809 | 30.3801 | 0.20819 | 0.0099138 | 10.5987 | 2.2835 | 0 | 0 | 0 | 0
346 | 368 | Line Transformers |  |  | 67246000 |  |  |  | 346 |  | C | Production Plant |  | 0 | S01 |  | 0 | 0 | 0 | 0 | 0 | 0 | 0 | 0 | 0 | 0 | 0 | 0
347 | 369 | Services |  |  | 42966000 |  |  |  | 347 |  | C | Tariff Rider Revenue |  | 0 | R02 |  | 0 | 0 | 0 | 0 | 0 | 0 | 0 | 0 | 0 | 0 | 0 | 0
348 | 370 | Meters |  |  | 15356000 |  |  |  | 348 |  | Total Customer Information Expenses |  |  |  |  | 6672000 | 6672000 | 5803100.8576 | 723848.3546 | 101348.1402 | 694.524 | 33.0726 | 35357.3353 | 7617.7157 | 0 | 0 | 0 | 0
349 | 371 | Installations on Customer Premises |  |  | 0 |  |  |  | 349
350 | 372 | Leased Property on Customer Premises |  |  | 0 |  |  |  | 350 |  | Sales Expenses
351 | 373 | Street Lights & Signal Systems |  |  | 9393000 |  |  |  | 351 | 911-OP | Supervision |  |  | V02 |  | 0
352 |  | Total Distribution Plant | [6 empty] | 352 |  | C | Generation Level Consumption |  | 0 | E02 |  | 0 | 0 | 0 | 0 | 0 | 0 | 0 | 0 | 0 | 0 | 0 | 0
353 | [8 empty] | 353 |  | C | Avg Customers-All |  | 100 | C01 |  | 0 | 0 | 0 | 0 | 0 | 0 | 0 | 0 | 0 | 0 | 0 | 0
354 |  | General Plant | [6 empty] | 354 |  | C | Open |  | 0 | xxx |  | 0 | 0 | 0 | 0 | 0 | 0 | 0 | 0 | 0 | 0 | 0 | 0
355 | 389 | Land & Land Rights |  |  | 830000 |  |  |  | 355 | 912-OP | Demonstrating & Selling Expenses |  |  | V02 |  | 387000
356 | 390 | Structures & Improvements |  |  | 8241000 |  |  |  | 356 |  | C | Generation Level Consumption |  | 0 | E02 |  | 0 | 0 | 0 | 0 | 0 | 0 | 0 | 0 | 0 | 0 | 0 | 0
357 | 391 | Office Furniture & Equipment |  |  | 10086000 |  |  |  | 357 |  | C | Avg Customers-All |  | 100 | C01 |  | 387000 | 336600.7242 | 41985.8083 | 5878.5567 | 40.2849 | 1.9183 | 2050.8526 | 441.8549 | 0 | 0 | 0 | 0
358 | 392 | Transportation Equipment |  |  | 5850000 |  |  |  | 358 |  | C | Open |  | 0 | xxx |  | 0 | 0 | 0 | 0 | 0 | 0 | 0 | 0 | 0 | 0 | 0 | 0
359 | 393 | Stores Equipment |  |  | 370000 |  |  |  | 359 | 913-OP | Advertising Expenses |  |  | V02 |  | 0
360 | 394 | Tools, Shop & Garage Equipment |  |  | 1878000 |  |  |  | 360 |  | C | Generation Level Consumption |  | 0 | E02 |  | 0 | 0 | 0 | 0 | 0 | 0 | 0 | 0 | 0 | 0 | 0 | 0
361 | Proforma | [7 empty] | 361 |  | C | Avg Customers-All |  | 100 | C01 |  | 0 | 0 | 0 | 0 | 0 | 0 | 0 | 0 | 0 | 0 | 0 | 0
362 | Scenario: U-86-99 Last Case Method | [7 empty] | 362 |  | C | Open |  | 0 | xxx |  | 0 | 0 | 0 | 0 | 0 | 0 | 0 | 0 | 0 | 0 | 0 | 0
363 | [8 empty] | 363 | 916-OP | Misc Sales Expenses |  |  | V02 |  | 0
364 | [8 empty] | 364 |  | C | Generation Level Consumption |  | 0 | E02 |  | 0 | 0 | 0 | 0 | 0 | 0 | 0 | 0 | 0 | 0 | 0 | 0
365 | (a) | (b) | [6 empty] | 365 |  | C | Avg Customers-All |  | 100 | C01 |  | 0 | 0 | 0 | 0 | 0 | 0 | 0 | 0 | 0 | 0 | 0 | 0
366 | [8 empty] | 366 |  | C | Open |  | 0 | xxx |  | 0 | 0 | 0 | 0 | 0 | 0 | 0 | 0 | 0 | 0 | 0 | 0
367 | Account | Description | [6 empty] | 367 |  | Total Sales Expenses |  |  |  |  | 387000 | 387000 | 336600.7242 | 41985.8083 | 5878.5567 | 40.2849 | 1.9183 | 2050.8526 | 441.8549 | 0 | 0 | 0 | 0
368 | [8 empty] | 368
369 | Plant In Service (continued) | [7 empty] | 369 |  | Subtotal Expenses |  |  |  |  | 193685000 | 193685000 | 94379420.443 | 15788785.4348 | 51568745.9162 | 26557996.8182 | 162966.2191 | 3613666.486 | 1613418.6827 | 0 | 0 | 0 | 0
370 |  | General Plant (continued) | [6 empty] | 370
371 | 395 | Laboratory Equipment |  |  | 1837000 |  |  |  | 371 |  | Administrative & General Expenses
372 | 396 | Power Operated Equipment |  |  | 10054000 |  |  |  | 372 | 920-OP | Admin & General Salaries |  |  | Manual Input |  | 9725000
373 | 397 | Communication Equipment |  |  | 15292000 |  |  |  | 373 |  | P | Production Plant |  | 0 | S01 |  | 0 | 0 | 0 | 0 | 0 | 0 | 0 | 0 | 0 | 0 | 0 | 0
374 | 398 | Miscellaneous Equipment |  |  | 87000 |  |  |  | 374 |  | T | Transmission Plant |  | 0 | S02 |  | 0 | 0 | 0 | 0 | 0 | 0 | 0 | 0 | 0 | 0 | 0 | 0
375 |  | Total General Plant | [6 empty] | 375 |  | D | Distribution Plant |  | 0 | S03 |  | 0 | 0 | 0 | 0 | 0 | 0 | 0 | 0 | 0 | 0 | 0 | 0
376 | [8 empty] | 376 |  | C | Avg Customers-All |  | 0 | C01 |  | 0 | 0 | 0 | 0 | 0 | 0 | 0 | 0 | 0 | 0 | 0 | 0
377 | Total Plant In Service | [7 empty] | 377 |  | O | O&M Exp excl PP/F/W/A&G |  | 100 | S19 |  | 9725000 | 5582988.8608 | 888540.0145 | 1985022.4327 | 929736.0687 | 8878.0028 | 146067.8715 | 183766.749 | 0 | 0 | 0 | 0
378 | [8 empty] | 378 | 921-OP | Office Supplies & Expenses |  |  | Manual Input |  | 4313000
379 | [8 empty] | 379 |  | P | Production Plant |  | 0 | S01 |  | 0 | 0 | 0 | 0 | 0 | 0 | 0 | 0 | 0 | 0 | 0 | 0
380 | [8 empty] | 380 |  | T | Transmission Plant |  | 0 | S02 |  | 0 | 0 | 0 | 0 | 0 | 0 | 0 | 0 | 0 | 0 | 0 | 0
381 | [8 empty] | 381 |  | D | Distribution Plant |  | 0 | S03 |  | 0 | 0 | 0 | 0 | 0 | 0 | 0 | 0 | 0 | 0 | 0 | 0
382 | [8 empty] | 382 |  | C | Avg Customers-All |  | 0 | C01 |  | 0 | 0 | 0 | 0 | 0 | 0 | 0 | 0 | 0 | 0 | 0 | 0
383 | [8 empty] | 383 |  | O | O&M Exp excl PP/F/W/A&G |  | 100 | S19 |  | 4313000 | 2476034.0315 | 394064.0702 | 880349.7946 | 412334.3614 | 3937.36 | 64780.5378 | 81499.8446 | 0 | 0 | 0 | 0
384 | [8 empty] | 384 | 922-OP | Admin Expenses Transferred - CR |  |  |  |  | -30000
385 | Accumulated Reserve For Depreciation | [7 empty] | 385 |  | O | O&M Exp excl PP/F/W/A&G |  | 100 | S19 |  | -30000 | -17222.5877 | -2740.9975 | -6123.4625 | -2868.0804 | -27.3872 | -450.595 | -566.8897 | 0 | 0 | 0 | 0
386 |  | Production Plant Accumulated Depreciation | [6 empty] | 386 | 923-OP | Outside Services Employed |  |  | Manual Input |  | 5560000
387 | 31X | Steam Production Accum Depr |  |  | 115150000 |  |  |  | 387 |  | P | Production Plant |  | 0 | S01 |  | 0 | 0 | 0 | 0 | 0 | 0 | 0 | 0 | 0 | 0 | 0 | 0
388 | 32X | Nuclear Production Accum Depr |  |  | 0 |  |  |  | 388 |  | T | Transmission Plant |  | 0 | S02 |  | 0 | 0 | 0 | 0 | 0 | 0 | 0 | 0 | 0 | 0 | 0 | 0
389 | 33X | Hydraulic Production Accum Depr |  |  | 30256000 |  |  |  | 389 |  | D | Distribution Plant |  | 0 | S03 |  | 0 | 0 | 0 | 0 | 0 | 0 | 0 | 0 | 0 | 0 | 0 | 0
390 | 34X | Other Production Accum Depr |  |  | 5689000 |  |  |  | 390 |  | C | Avg Customers-All |  | 0 | C01 |  | 0 | 0 | 0 | 0 | 0 | 0 | 0 | 0 | 0 | 0 | 0 | 0
391 |  | Total Production Plant Accum Depr | [6 empty] | 391 |  | O | O&M Exp excl PP/F/W/A&G |  | 100 | S19 |  | 5560000 | 3191919.5955 | 507998.1985 | 1134881.7199 | 531550.9041 | 5075.7527 | 83510.269 | 105063.5604 | 0 | 0 | 0 | 0
392 | [8 empty] | 392 | 924-OP | Property Insurance Premium |  |  | Manual Input |  | 371000
393 |  | Transmission Plant Accumulated Depreciation | [6 empty] | 393 |  | P | Production Plant |  | 0 | S01 |  | 0 | 0 | 0 | 0 | 0 | 0 | 0 | 0 | 0 | 0 | 0 | 0
394 | 350 | Land & Land Rights Accum Depr |  |  | 1665000 |  |  |  | 394 |  | T | Transmission Plant |  | 0 | S02 |  | 0 | 0 | 0 | 0 | 0 | 0 | 0 | 0 | 0 | 0 | 0 | 0
395 | 352 | Structures & Improvements Accum Depr |  |  | 1258000 |  |  |  | 395 |  | D | Distribution Plant |  | 0 | S03 |  | 0 | 0 | 0 | 0 | 0 | 0 | 0 | 0 | 0 | 0 | 0 | 0
396 | 353 | Station Equipment Accum Depr |  |  | 22026000 |  |  |  | 396 |  | C | Open |  | 0 | xxx |  | 0 | 0 | 0 | 0 | 0 | 0 | 0 | 0 | 0 | 0 | 0 | 0
397 | 354 | Towers & Fixtures Accum Depr |  |  | 2536000 |  |  |  | 397 |  | O | P/T/D Plant |  | 100 | S05 |  | 371000 | 183494.9956 | 30729.0703 | 96531.1667 | 46246.3817 | 223.8773 | 6694.7328 | 7079.7756 | 0 | 0 | 0 | 0
398 | 355 | Overhead Conductors & Devices Accum Depr |  |  | 15970000 |  |  |  | 398 | 925-OP | Injuries & Damages |  |  | Manual Input |  | 3288000
399 | 356 | Poles & Fixtures Accum Depr |  |  | 11514000 |  |  |  | 399 |  | P | Production Plant |  | 0 | S01 |  | 0 | 0 | 0 | 0 | 0 | 0 | 0 | 0 | 0 | 0 | 0 | 0
400 | 357 | Underground Conduit Accum Depr |  |  | 128000 |  |  |  | 400 |  | T | Transmission Plant |  | 0 | S02 |  | 0 | 0 | 0 | 0 | 0 | 0 | 0 | 0 | 0 | 0 | 0 | 0
401 | 358 | Underground Conductors & Devices Accum Depr |  |  | 297000 |  |  |  | 401 |  | D | Distribution Plant |  | 0 | S03 |  | 0 | 0 | 0 | 0 | 0 | 0 | 0 | 0 | 0 | 0 | 0 | 0
402 | 359 | Roads & Trails Accum Depr |  |  | 211000 |  |  |  | 402 |  | C | Avg Customers-All |  | 0 | C01 |  | 0 | 0 | 0 | 0 | 0 | 0 | 0 | 0 | 0 | 0 | 0 | 0
403 |  | Total Transmission Plant Accumulated Depreciation | [6 empty] | 403 |  | O | O&M Exp excl PP/F/W/A&G |  | 100 | S19 |  | 3288000 | 1887595.6169 | 300413.3232 | 671131.4919 | 314341.6138 | 3001.6322 | 49385.2094 | 62131.1127 | 0 | 0 | 0 | 0
404 | [8 empty] | 404 | 926-OP | Employee Pension & Benefits |  |  | Manual Input |  | 1878000
405 |  | Distribution Plant Accumulated Depreciation | [6 empty] | 405 |  | P | Production Plant |  | 0 | S01 |  | 0 | 0 | 0 | 0 | 0 | 0 | 0 | 0 | 0 | 0 | 0 | 0
406 | 360 | Land & Land Rights Accum Depr |  |  | 0 |  |  |  | 406 |  | T | Transmission Plant |  | 0 | S02 |  | 0 | 0 | 0 | 0 | 0 | 0 | 0 | 0 | 0 | 0 | 0 | 0
407 | 361 | Structures & Improvements Accum Depr |  |  | 1648000 |  |  |  | 407 |  | D | Distribution Plant |  | 0 | S03 |  | 0 | 0 | 0 | 0 | 0 | 0 | 0 | 0 | 0 | 0 | 0 | 0
408 | 362 | Station Equipment Accum Depr |  |  | 10083000 |  |  |  | 408 |  | C | Avg Customers-All |  | 0 | C01 |  | 0 | 0 | 0 | 0 | 0 | 0 | 0 | 0 | 0 | 0 | 0 | 0
409 | 363 | Storage Battery Equipment Accum Depr |  |  | 0 |  |  |  | 409 |  | O | O&M Exp excl PP/F/W/A&G |  | 100 | S19 |  | 1878000 | 1078133.9929 | 171586.4419 | 383328.7536 | 179541.8341 | 1714.4359 | 28207.2455 | 35487.2961 | 0 | 0 | 0 | 0
410 | 364 | Poles, Towers & Fixtures Accum Depr |  |  | 21649000 |  |  |  | 410 | 927-OP | Franchise Requirements |  |  | Manual Input |  | 164000
411 | 365 | Overhead Conductors & Devices Accum Depr |  |  | 16028000 |  |  |  | 411 |  | P | Production Plant |  | 0 | S01 |  | 0 | 0 | 0 | 0 | 0 | 0 | 0 | 0 | 0 | 0 | 0 | 0
412 | 366 | Underground Conduit Accum Depr |  |  | 2858000 |  |  |  | 412 |  | T | Transmission Plant |  | 0 | S02 |  | 0 | 0 | 0 | 0 | 0 | 0 | 0 | 0 | 0 | 0 | 0 | 0
413 | 367 | Underground Conductors & Devices Accum Depr |  |  | 1746000 |  |  |  | 413 |  | D | Distribution Plant |  | 0 | S03 |  | 0 | 0 | 0 | 0 | 0 | 0 | 0 | 0 | 0 | 0 | 0 | 0
414 | 368 | Line Transformers Accum Depr |  |  | 22861000 |  |  |  | 414 |  | C | Avg Customers-All |  | 0 | C01 |  | 0 | 0 | 0 | 0 | 0 | 0 | 0 | 0 | 0 | 0 | 0 | 0
415 | 369 | Services Accum Depr |  |  | 13938000 |  |  |  | 415 |  | C | Customer Level Consumption |  | 100 | E01 |  | 164000 | 72438.4891 | 12183.0157 | 48368.8459 | 26661.2597 | 5.0562 | 3430.9836 | 912.3499 | 0 | 0 | 0 | 0
416 | 370 | Meters Accum Depr |  |  | 4821000 |  |  |  | 416 | 928-OP | Regulatory Commission Expenses |  |  | Manual Input |  | 2168000
417 | 371 | Installations on Customer Premises Accum Depr |  |  | 0 |  |  |  | 417 |  | P | Generation Level Consumption |  | 0 | E02 |  | 0 | 0 | 0 | 0 | 0 | 0 | 0 | 0 | 0 | 0 | 0 | 0
418 | 372 | Leased Property on Customer Premises Accum Depr |  |  | 0 |  |  |  | 418 |  | O | Corporate Cost Allocator |  | 0 | S23 |  | 0 | 0 | 0 | 0 | 0 | 0 | 0 | 0 | 0 | 0 | 0 | 0
419 | 373 | Street Lights & Signal Systems Accum Depr |  |  | 5368000 |  |  |  | 419 |  | R | Retail Sales Revenue |  | 100 | R01 |  | 2168000 | 949109.2389 | 227306.9035 | 674876.0277 | 243002.5487 | 1560.3858 | 39404.3303 | 32740.5651 | 0 | 0 | 0 | 0
420 |  | Total Distribution Plant Accumulated Depreciation | [6 empty] | 420 |  | x | Open |  | 0 | xxx |  | 0 | 0 | 0 | 0 | 0 | 0 | 0 | 0 | 0 | 0 | 0 | 0
421 | Proforma | [7 empty] | 421 |  | x | Open |  | 0 | xxx |  | 0 | 0 | 0 | 0 | 0 | 0 | 0 | 0 | 0 | 0 | 0 | 0
422 | Scenario: U-86-99 Last Case Method | [7 empty] | 422 | 930-OP | Miscellaneous & General Expense |  |  | Manual Input |  | 2268000
423 | [8 empty] | 423 |  | P | Production Plant |  | 0 | S01 |  | 0 | 0 | 0 | 0 | 0 | 0 | 0 | 0 | 0 | 0 | 0 | 0
424 | [8 empty] | 424 |  | T | Transmission Plant |  | 0 | S02 |  | 0 | 0 | 0 | 0 | 0 | 0 | 0 | 0 | 0 | 0 | 0 | 0
425 | (a) | (b) | [6 empty] | 425 |  | D | Distribution Plant |  | 0 | S03 |  | 0 | 0 | 0 | 0 | 0 | 0 | 0 | 0 | 0 | 0 | 0 | 0
426 | [8 empty] | 426 |  | C | Avg Customers-All |  | 0 | C01 |  | 0 | 0 | 0 | 0 | 0 | 0 | 0 | 0 | 0 | 0 | 0 | 0
427 | Account | Description |  |  | Proforma | Labor |  |  | 427 |  | O | O&M Exp excl PP/F/W/A&G |  | 100 | S19 |  | 2268000 | 1302027.6335 | 207219.409 | 462933.7663 | 216826.8796 | 2070.4689 | 34064.9802 | 42856.8624 | 0 | 0 | 0 | 0
428 |  |  |  |  | Totals | Totals |  |  | 428 | 931-OP | Rents |  |  | Manual Input |  | 2982000
429 | Accumulated Reserve for Depreciation (continued) |  |  |  | 0 | 0 |  |  | 429 |  | P | Production Plant |  | 0 | S01 |  | 0 | 0 | 0 | 0 | 0 | 0 | 0 | 0 | 0 | 0 | 0 | 0
430 |  | General Plant Accumulated Depreciation | [6 empty] | 430 |  | T | Transmission Plant |  | 0 | S02 |  | 0 | 0 | 0 | 0 | 0 | 0 | 0 | 0 | 0 | 0 | 0 | 0
431 | 389 | Land & Land Rights Accum Depr |  |  | 16000 |  |  |  | 431 |  | D | Distribution Plant |  | 0 | S03 |  | 0 | 0 | 0 | 0 | 0 | 0 | 0 | 0 | 0 | 0 | 0 | 0
432 | 390 | Structures & Improvements Accum Depr |  |  | 2487000 |  |  |  | 432 |  | C | Open |  | 0 | xxx |  | 0 | 0 | 0 | 0 | 0 | 0 | 0 | 0 | 0 | 0 | 0 | 0
433 | 391 | Office Furniture & Equipment Accum Depr |  |  | 3374000 |  |  |  | 433 |  | O | P/T/D Plant |  | 100 | S05 |  | 2982000 | 1474884.3041 | 246992.1496 | 775892.0188 | 371716.2 | 1799.467 | 53810.4942 | 56905.3663 | 0 | 0 | 0 | 0
434 | 392 | Transportation Equipment Accum Depr |  |  | 7688000 |  |  |  | 434 | 935-MT | Maintenance of General Plant |  |  | Manual Input |  | 1752000
435 | 393 | Stores Equipment Accum Depr |  |  | 101000 |  |  |  | 435 |  | P | Production Plant |  | 0 | S01 |  | 0 | 0 | 0 | 0 | 0 | 0 | 0 | 0 | 0 | 0 | 0 | 0
436 | 394 | Tools, Shop & Garage Equipment Accum Depr |  |  | 618000 |  |  |  | 436 |  | T | Transmission Plant |  | 0 | S02 |  | 0 | 0 | 0 | 0 | 0 | 0 | 0 | 0 | 0 | 0 | 0 | 0
437 | 395 | Laboratory Equipment Accum Depr |  |  | 457000 |  |  |  | 437 |  | D | Distribution Plant |  | 0 | S03 |  | 0 | 0 | 0 | 0 | 0 | 0 | 0 | 0 | 0 | 0 | 0 | 0
438 | 396 | Power Operated Equipment Accum Depr |  |  | 3973000 |  |  |  | 438 |  | C | Avg Customers-All |  | 0 | C01 |  | 0 | 0 | 0 | 0 | 0 | 0 | 0 | 0 | 0 | 0 | 0 | 0
439 | 397 | Communication Equipment Accum Depr |  |  | 4768000 |  |  |  | 439 |  | O | P/T/D Plant |  | 100 | S05 |  | 1752000 | 866531.6233 | 145114.1 | 455856.0754 | 218392.6165 | 1057.2321 | 31615.0187 | 33433.3339 | 0 | 0 | 0 | 0
440 | 398 | Miscellaneous Equipment Accum Depr |  |  | 28000 |  |  |  | 440 |  | Total Administrative & General Expenses |  |  |  |  | 34439000 | 34439000 | 19047935.7943 | 3129405.6988 | 7563048.6309 | 3487482.5878 | 29296.2838 | 540521.0781 | 641309.9263 | 0 | 0 | 0 | 0
441 |  | Total General Plant Accumulated Depreciation | [6 empty] | 441
442 | [8 empty] | 442 |  | Total Operating & Maintenance Expenses |  |  |  |  | 228124000 | 228124000 | 113427356.2373 | 18918191.1336 | 59131794.5471 | 30045479.406 | 192262.5029 | 4154187.5641 | 2254728.609 | 0 | 0 | 0 | 0
443 |  | Total Accumulated Reserve for Depreciation | [6 empty] | 443
444 | [8 empty] | 444 | Taxes Other Than Income Taxes
445 |  | Amortization | [6 empty] | 445 | Property | -Production |  |  | Sum |  | 7272000
446 | Accum Amortization of Limited Term Plant |  |  |  | 188000 |  |  |  | 446 |  | P | Production Plant |  | 100 | S01 |  | 7272000 | 3317857.493 | 570434.6055 | 2098791.6792 | 1100674.1084 | 6925.6326 | 144382.1305 | 32934.3508 | 0 | 0 | 0 | 0
447 | Accum Amortization of Intangible Plant-Software |  |  |  | 1396000 |  |  |  | 447 |  | -Transmission |  |  | Sum |  | 2136000
448 | Accum Amortization of Hydro Relicensing Costs |  |  |  | 110000 |  |  |  | 448 |  | T | Transmission Plant |  | 100 | S02 |  | 2136000 | 973380.9595 | 167200.8165 | 617124.1733 | 324060.1692 | 1950.2775 | 42513.6805 | 9769.9234 | 0 | 0 | 0 | 0
449 | Open |  |  |  | 0 |  |  |  | 449 |  | -Distribution |  |  | Sum |  | 3971000
450 |  | Total Amortization | [6 empty] | 450 |  | D | Distribution Plant |  | 100 | S03 |  | 3971000 | 2231982.2055 | 359747.5881 | 834822.5306 | 308444.2502 | 43.3426 | 58969.002 | 176991.081 | 0 | 0 | 0 | 0
451 | [8 empty] | 451 |  | -Administrative & General |  |  | Sum |  | 74000
452 | Total Accum Reserve for Depreciation & Amortization | [7 empty] | 452 |  | D | General Plant |  | 100 | S04 |  | 74000 | 36600.08 | 6129.2485 | 19254.195 | 9224.3457 | 44.6548 | 1335.3375 | 1412.1385 | 0 | 0 | 0 | 0
453 | [8 empty] | 453 | Open |  |  |  | Sum |  | 0
454 | Total Net Plant | [7 empty] | 454 |  | x | Open |  | 100 | xxx |  | 0 | 0 | 0 | 0 | 0 | 0 | 0 | 0 | 0 | 0 | 0 | 0
455 | [8 empty] | 455 | Open |  |  |  | Sum |  | 0
456 | Total Customer Advances For Construction |  |  |  | -1361000 |  |  |  | 456 |  | x | Open |  | 100 | xxx |  | 0 | 0 | 0 | 0 | 0 | 0 | 0 | 0 | 0 | 0 | 0 | 0
457 | [8 empty] | 457 | Open |  |  |  | Sum |  | 0
458 | Total Accumulated Deferred Investment Tax Credits |  |  |  | 0 |  |  |  | 458 |  | x | Open |  | 100 | xxx |  | 0 | 0 | 0 | 0 | 0 | 0 | 0 | 0 | 0 | 0 | 0 | 0
459 | [8 empty] | 459 | Open |  |  |  | Sum |  | 0
460 | Total Accumulated Deferred Income Taxes |  |  |  | -98231000 |  |  |  | 460 |  | x | Open |  | 100 | xxx |  | 0 | 0 | 0 | 0 | 0 | 0 | 0 | 0 | 0 | 0 | 0 | 0
461 | [8 empty] | 461 | State Kwh Generation-Production |  |  |  | P01 |  | 707000
462 | Other Rate Base Items | [7 empty] | 462 |  | P | Coincident Peak |  | 0 | D01 |  | 0 | 0 | 0 | 0 | 0 | 0 | 0 | 0 | 0 | 0 | 0 | 0
463 | Gain on Sale of General Office Building |  |  |  | -1768000 |  |  |  | 463 |  | P | Generation Level Consumption |  | 100 | E02 |  | 707000 | 313477.9268 | 52722.0618 | 209074.5909 | 112908.2102 | 21.4127 | 14847.599 | 3948.1986 | 0 | 0 | 0 | 0
464 | DSM & Weatherization |  |  |  | 26551000 |  |  |  | 464 |  | P | Open |  | 0 | xxx |  | 0 | 0 | 0 | 0 | 0 | 0 | 0 | 0 | 0 | 0 | 0 | 0
465 | Deferred MOPS Cost |  |  |  | 351000 |  |  |  | 465 |  | P | Open |  | 0 | xxx |  | 0 | 0 | 0 | 0 | 0 | 0 | 0 | 0 | 0 | 0 | 0 | 0
466 | Open |  |  |  | 0 |  |  |  | 466 | Montana SIT-Production |  |  |  | P04 |  | 348000
467 | Open |  |  |  | 0 |  |  |  | 467 |  | P | Coincident Peak |  | 100 | D01 |  | 348000 | 169348.5326 | 30480.9013 | 94592.8516 | 45813.0798 | 1089.5776 | 5966.8523 | 708.2048 | 0 | 0 | 0 | 0
468 | [8 empty] | 468 |  | P | Generation Level Consumption |  | 0 | E02 |  | 0 | 0 | 0 | 0 | 0 | 0 | 0 | 0 | 0 | 0 | 0 | 0
469 | Total Working Capital |  |  |  | 0 |  |  |  | 469 |  | P | Open |  | 0 | xxx |  | 0 | 0 | 0 | 0 | 0 | 0 | 0 | 0 | 0 | 0 | 0 | 0
470 | [8 empty] | 470 |  | P | Open |  | 0 | xxx |  | 0 | 0 | 0 | 0 | 0 | 0 | 0 | 0 | 0 | 0 | 0 | 0
471 | Total Miscellaneous Rate Base Items | [7 empty] | 471 | Misc | -Production |  |  | P04 |  | 4000
472 | [8 empty] | 472 |  | P | Coincident Peak |  | 100 | D01 |  | 4000 | 1946.5349 | 350.3552 | 1087.2742 | 526.5871 | 12.5239 | 68.5845 | 8.1403 | 0 | 0 | 0 | 0
473 | Total Rate Base | [7 empty] | 473 |  | P | Generation Level Consumption |  | 0 | E02 |  | 0 | 0 | 0 | 0 | 0 | 0 | 0 | 0 | 0 | 0 | 0 | 0
474 | [8 empty] | 474 |  | P | Open |  | 0 | xxx |  | 0 | 0 | 0 | 0 | 0 | 0 | 0 | 0 | 0 | 0 | 0 | 0
475 | [8 empty] | 475 |  | P | Open |  | 0 | xxx |  | 0 | 0 | 0 | 0 | 0 | 0 | 0 | 0 | 0 | 0 | 0 | 0
476 | Non-Additive Items | [7 empty] | 476 |  | -Distribution |  |  | Sum |  | 17000
477 | Interest |  |  |  | 25453000 |  |  |  | 477 |  | D | Distribution Plant |  | 100 | S03 |  | 17000 | 9555.1996 | 1540.0929 | 3573.9066 | 1320.4614 | 0.18555 | 252.4485 | 757.7055 | 0 | 0 | 0 | 0
478 | [8 empty] | 478 | B&O | -Distribution |  |  | Sum |  | 0
479 | [8 empty] | 479 |  | x | Open |  | 100 | xxx |  | 0 | 0 | 0 | 0 | 0 | 0 | 0 | 0 | 0 | 0 | 0 | 0
480 | [8 empty] | 480 | Excise | -Distribution |  |  | Sum |  | 10483000
477 | Interest | [7 empty] | 481 |  | R | Retail Sales Revenue |  | 100 | R01 |  | 10483000 | 4589258.3722 | 1099104.3679 | 3263249.7227 | 1174998.025 | 7544.9834 | 190533.0231 | 158311.5056 | 0 | 0 | 0 | 0
478 | [8 empty] | 482 |  | Total Taxes Other Than Income Taxes |  |  |  |  | 25012000 | 25012000 | 11643407.3041 | 2287710.0378 | 7141570.9241 | 3077969.237 | 17632.5905 | 458868.6582 | 384841.2484 | 0 | 0 | 0 | 0
479 | [8 empty] | 483
480 | [8 empty] | 484 | Depreciation Expense
[9 empty] | 485 |  | Production Plant Depreciation Expense
[9 empty] | 486 | 31X | Steam Production Depr Exp |  |  | P02 |  | 8901000
[9 empty] | 487 |  | P | Coincident Peak |  | 28.2 | D01 |  | 2510082 | 1221490.5274 | 219855.0625 | 682286.8222 | 330444.2153 | 7858.9915 | 43038.1857 | 5108.1954 | 0 | 0 | 0 | 0
[9 empty] | 488 |  | P | Generation Level Consumption |  | 71.8 | E02 |  | 6390918 | 2833679.9508 | 476580.4435 | 1889927.251 | 1020632.4086 | 193.5599 | 134214.6926 | 35689.6936 | 0 | 0 | 0 | 0
[9 empty] | 489 |  | P | Open |  | 0 | xxx |  | 0 | 0 | 0 | 0 | 0 | 0 | 0 | 0 | 0 | 0 | 0 | 0
[9 empty] | 490 |  | P | Open |  | 0 | xxx |  | 0 | 0 | 0 | 0 | 0 | 0 | 0 | 0 | 0 | 0 | 0 | 0
[9 empty] | 491 | 32X | Nuclear Production Depr Exp |  |  | P02 |  | 0
[9 empty] | 492 |  | P | Coincident Peak |  | 28.2 | D01 |  | 0 | 0 | 0 | 0 | 0 | 0 | 0 | 0 | 0 | 0 | 0 | 0
[9 empty] | 493 |  | P | Generation Level Consumption |  | 71.8 | E02 |  | 0 | 0 | 0 | 0 | 0 | 0 | 0 | 0 | 0 | 0 | 0 | 0
[9 empty] | 494 |  | P | Open |  | 0 | xxx |  | 0 | 0 | 0 | 0 | 0 | 0 | 0 | 0 | 0 | 0 | 0 | 0
[9 empty] | 495 |  | P | Open |  | 0 | xxx |  | 0 | 0 | 0 | 0 | 0 | 0 | 0 | 0 | 0 | 0 | 0 | 0
[9 empty] | 496 | 33X | Hydraulic Production Depr Exp |  |  | P03 |  | 2731000
[9 empty] | 497 |  | P | Coincident Peak |  | 28.73 | D01 |  | 784616.3 | 381820.7445 | 68723.5977 | 213273.2564 | 103292.2102 | 2456.6101 | 13453.131 | 1596.75 | 0 | 0 | 0 | 0
[9 empty] | 498 |  | P | Generation Level Consumption |  | 71.27 | E02 |  | 1946383.7 | 863010.3637 | 145144.7831 | 575586.1045 | 310838.3308 | 58.9496 | 40875.7068 | 10869.4616 | 0 | 0 | 0 | 0
[9 empty] | 499 |  | P | Open |  | 0 | xxx |  | 0 | 0 | 0 | 0 | 0 | 0 | 0 | 0 | 0 | 0 | 0 | 0
[9 empty] | 500 |  | P | Open |  | 0 | xxx |  | 0 | 0 | 0 | 0 | 0 | 0 | 0 | 0 | 0 | 0 | 0 | 0
[9 empty] | 501 | 34X | Other Production Depr Exp |  |  | P04 |  | 198000
[9 empty] | 502 |  | P | Coincident Peak |  | 100 | D01 |  | 198000 | 96353.4755 | 17342.5818 | 53820.0707 | 26066.0626 | 619.9321 | 3394.9332 | 402.9441 | 0 | 0 | 0 | 0
[9 empty] | 503 |  | P | Generation Level Consumption |  | 0 | E02 |  | 0 | 0 | 0 | 0 | 0 | 0 | 0 | 0 | 0 | 0 | 0 | 0
[9 empty] | 504 |  | P | Open |  | 0 | xxx |  | 0 | 0 | 0 | 0 | 0 | 0 | 0 | 0 | 0 | 0 | 0 | 0
[9 empty] | 505 |  | P | Open |  | 0 | xxx |  | 0 | 0 | 0 | 0 | 0 | 0 | 0 | 0 | 0 | 0 | 0 | 0
[9 empty] | 506 |  | Total Production Plant Depreciation Expense |  |  |  |  | 11830000 | 11830000 | 5396355.0618 | 927646.4686 | 3414893.5049 | 1791273.2276 | 11188.0431 | 234976.6493 | 53667.0447 | 0 | 0 | 0 | 0
507
[9 empty] | 508 |  | Transmission Plant Depreciation Expense
[9 empty] | 509 | 350 | Land & Land Rights Depr Exp |  |  | T01 |  | 81000
[9 empty] | 510 |  | T | Coincident Peak |  | 28.47 | D01 |  | 23060.7 | 11222.1141 | 2019.859 | 6268.3258 | 3035.8669 | 72.2024 | 395.4017 | 46.9302 | 0 | 0 | 0 | 0
[9 empty] | 511 |  | T | Generation Level Consumption |  | 71.53 | E02 |  | 57939.3 | 25689.8043 | 4320.6214 | 17133.8549 | 9252.9316 | 1.7548 | 1216.7744 | 323.5585 | 0 | 0 | 0 | 0
[9 empty] | 512 |  | T | Open |  | 0 | xxx |  | 0 | 0 | 0 | 0 | 0 | 0 | 0 | 0 | 0 | 0 | 0 | 0
[9 empty] | 513 | 352 | Structures & Improvements Depr Exp |  |  | T01 |  | 130000
[9 empty] | 514 |  | T | Coincident Peak |  | 28.47 | D01 |  | 37011 | 18010.8004 | 3241.749 | 10060.276 | 4872.379 | 115.8803 | 634.5953 | 75.32 | 0 | 0 | 0 | 0
[9 empty] | 515 |  | T | Generation Level Consumption |  | 71.53 | E02 |  | 92989 | 41230.5501 | 6934.3307 | 27498.7795 | 14850.3841 | 2.8163 | 1952.8478 | 519.2914 | 0 | 0 | 0 | 0
[9 empty] | 516 |  | T | Open |  | 0 | xxx |  | 0 | 0 | 0 | 0 | 0 | 0 | 0 | 0 | 0 | 0 | 0 | 0
[9 empty] | 517 | 353 | Station Equipment Depr Exp |  |  | T01 |  | 2045000
[9 empty] | 518 |  | T | Coincident Peak |  | 28.47 | D01 |  | 582211.5 | 283323.7449 | 50995.2048 | 158255.8794 | 76646.2698 | 1822.8867 | 9982.6725 | 1184.8418 | 0 | 0 | 0 | 0
[9 empty] | 519 |  | T | Generation Level Consumption |  | 71.53 | E02 |  | 1462788.5 | 648588.2693 | 109082.3559 | 432576.9551 | 233607.9652 | 44.3031 | 30719.7978 | 8168.8536 | 0 | 0 | 0 | 0
[9 empty] | 520 |  | T | Open |  | 0 | xxx |  | 0 | 0 | 0 | 0 | 0 | 0 | 0 | 0 | 0 | 0 | 0 | 0
[9 empty] | 521 | 354 | Towers & Fixtures Depr Exp |  |  | T01 |  | 224000
[9 empty] | 522 |  | T | Coincident Peak |  | 28.47 | D01 |  | 63772.8 | 31033.9945 | 5585.7828 | 17334.6293 | 8395.4838 | 199.6707 | 1093.4566 | 129.7822 | 0 | 0 | 0 | 0
[9 empty] | 523 |  | T | Generation Level Consumption |  | 71.53 | E02 |  | 160227.2 | 71043.4094 | 11948.3852 | 47382.5124 | 25588.3541 | 4.8528 | 3364.907 | 894.7791 | 0 | 0 | 0 | 0
[9 empty] | 524 |  | T | Open |  | 0 | xxx |  | 0 | 0 | 0 | 0 | 0 | 0 | 0 | 0 | 0 | 0 | 0 | 0
[9 empty] | 525 | 355 | Overhead Conductors & Devices Depr Exp |  |  | T01 |  | 1546000
[9 empty] | 526 |  | T | Coincident Peak |  | 28.47 | D01 |  | 440146.2 | 214189.9802 | 38551.8761 | 119639.8971 | 57943.8304 | 1378.0846 | 7546.8028 | 895.7288 | 0 | 0 | 0 | 0
[9 empty] | 527 |  | T | Generation Level Consumption |  | 71.53 | E02 |  | 1105853.8 | 490326.3884 | 82465.1943 | 327023.9475 | 176605.337 | 33.4927 | 23223.8667 | 6175.5734 | 0 | 0 | 0 | 0
[9 empty] | 528 |  | T | Open |  | 0 | xxx |  | 0 | 0 | 0 | 0 | 0 | 0 | 0 | 0 | 0 | 0 | 0 | 0
[9 empty] | 529 | 356 | Poles & Fixtures Depr Exp |  |  | T01 |  | 978000
[9 empty] | 530 |  | T | Coincident Peak |  | 28.47 | D01 |  | 278436.6 | 135496.6369 | 24387.9268 | 75684.2298 | 36655.2821 | 871.7766 | 4774.1094 | 566.6383 | 0 | 0 | 0 | 0
[9 empty] | 531 |  | T | Generation Level Consumption |  | 71.53 | E02 |  | 699563.4 | 310180.6002 | 52167.5032 | 206875.4338 | 111720.5819 | 21.1875 | 14691.4241 | 3906.6693 | 0 | 0 | 0 | 0
[9 empty] | 532 |  | T | Open |  | 0 | xxx |  | 0 | 0 | 0 | 0 | 0 | 0 | 0 | 0 | 0 | 0 | 0 | 0
[9 empty] | 533 | 357 | Underground Conduit Depr Exp |  |  | T01 |  | 7000
[9 empty] | 534 |  | T | Coincident Peak |  | 28.47 | D01 |  | 1992.9 | 969.8123 | 174.5557 | 541.7072 | 262.3589 | 6.2397 | 34.1705 | 4.0557 | 0 | 0 | 0 | 0
[9 empty] | 535 |  | T | Generation Level Consumption |  | 71.53 | E02 |  | 5007.1 | 2220.1065 | 373.387 | 1480.7035 | 799.6361 | 0.15165 | 105.1533 | 27.9618 | 0 | 0 | 0 | 0
[9 empty] | 536 |  | T | Open |  | 0 | xxx |  | 0 | 0 | 0 | 0 | 0 | 0 | 0 | 0 | 0 | 0 | 0 | 0
[9 empty] | 537 | 358 | Underground Conductors & Devices Depr Exp |  |  | T01 |  | 17000
[9 empty] | 538 |  | T | Coincident Peak |  | 28.47 | D01 |  | 4839.9 | 2355.2585 | 423.921 | 1315.5745 | 637.1573 | 15.1536 | 82.9855 | 9.8495 | 0 | 0 | 0 | 0
[9 empty] | 539 |  | T | Generation Level Consumption |  | 71.53 | E02 |  | 12160.1 | 5391.6873 | 906.7971 | 3595.9942 | 1941.9733 | 0.36829 | 255.3724 | 67.9073 | 0 | 0 | 0 | 0
[9 empty] | 540 |  | T | Open |  | 0 | xxx |  | 0 | 0 | 0 | 0 | 0 | 0 | 0 | 0 | 0 | 0 | 0 | 0
[9 empty] | 541 | 359 | Roads & Trails Depr Exp |  |  | T01 |  | 16000
[9 empty] | 542 |  | T | Coincident Peak |  | 28.47 | D01 |  | 4555.2 | 2216.7139 | 398.9845 | 1238.1878 | 599.6774 | 14.2622 | 78.104 | 9.2702 | 0 | 0 | 0 | 0
[9 empty] | 543 |  | T | Generation Level Consumption |  | 71.53 | E02 |  | 11444.8 | 5074.5292 | 853.4561 | 3384.4652 | 1827.7396 | 0.34663 | 240.3505 | 63.9128 | 0 | 0 | 0 | 0
[9 empty] | 544 |  | T | Open |  | 0 | xxx |  | 0 | 0 | 0 | 0 | 0 | 0 | 0 | 0 | 0 | 0 | 0 | 0
[9 empty] | 545 |  | Total Transmission Plant Depreciation Expense |  |  |  |  | 5044000 | 5044000 | 2298564.4007 | 394831.8907 | 1457291.3531 | 765243.2086 | 4605.4305 | 100392.7924 | 23070.924 | 0 | 0 | 0 | 0
546
[9 empty] | 547 |  | Distribution Plant Depreciation Expense
[9 empty] | 548 | 360 | Land & Land Rights Depr Exp |  |  | X01 |  | 0
[9 empty] | 549 |  | D | NCP-All |  | 100 | D02 |  | 0 | 0 | 0 | 0 | 0 | 0 | 0 | 0 | 0 | 0 | 0 | 0
[9 empty] | 550 |  | D | NCP-w/o DA |  | 0 | D03 |  | 0 | 0 | 0 | 0 | 0 | 0 | 0 | 0 | 0 | 0 | 0 | 0
[9 empty] | 551 |  | D | DA Sch 25 |  | 0 | D04 |  | 0 | 0 | 0 | 0 | 0 | 0 | 0 | 0 | 0 | 0 | 0 | 0
[9 empty] | 552 |  | D | DA Street and Area Lights |  | 0 | D07 |  | 0 | 0 | 0 | 0 | 0 | 0 | 0 | 0 | 0 | 0 | 0 | 0
[9 empty] | 553 |  | D | Avg Customers-Secondary |  | 0 | C02 |  | 0 | 0 | 0 | 0 | 0 | 0 | 0 | 0 | 0 | 0 | 0 | 0
[9 empty] | 554 |  | D | Wt Customers-Meters |  | 0 | C04 |  | 0 | 0 | 0 | 0 | 0 | 0 | 0 | 0 | 0 | 0 | 0 | 0
[9 empty] | 555 |  | D | DA Street & Area Lights |  | 0 | C05 |  | 0 | 0 | 0 | 0 | 0 | 0 | 0 | 0 | 0 | 0 | 0 | 0
[9 empty] | 556 |  | D | DA Sch 28 |  | 0 | D05 |  | 0 | 0 | 0 | 0 | 0 | 0 | 0 | 0 | 0 | 0 | 0 | 0
[9 empty] | 557 |  | D | NCP-Secondary |  | 0 | D06 |  | 0 | 0 | 0 | 0 | 0 | 0 | 0 | 0 | 0 | 0 | 0 | 0
[9 empty] | 558 |  | D | Avg Customers-All |  | 0 | C01 |  | 0 | 0 | 0 | 0 | 0 | 0 | 0 | 0 | 0 | 0 | 0 | 0
[9 empty] | 559 | 361 | Structures & Improvements Depr Exp |  |  | X02 |  | 98000
[9 empty] | 560 |  | D | NCP-All |  | 0 | D02 |  | 0 | 0 | 0 | 0 | 0 | 0 | 0 | 0 | 0 | 0 | 0 | 0
[9 empty] | 561 |  | D | NCP-w/o DA |  | 4808 | D03 |  | 91297.0355 | 47467.6135 | 9052.7811 | 31962.1572 | 0 | 0 | 2052.4871 | 761.9965 | 0 | 0 | 0 | 0
[9 empty] | 562 |  | D | DA Sch 25 |  | 353 | D04 |  | 6702.9645 | 0 | 0 | 0 | 6702.9645 | 0 | 0 | 0 | 0 | 0 | 0 | 0
[9 empty] | 563 |  | D | DA Street and Area Lights |  | 0 | D07 |  | 0 | 0 | 0 | 0 | 0 | 0 | 0 | 0 | 0 | 0 | 0 | 0
[9 empty] | 564 |  | D | Avg Customers-Secondary |  | 0 | C02 |  | 0 | 0 | 0 | 0 | 0 | 0 | 0 | 0 | 0 | 0 | 0 | 0
[9 empty] | 565 |  | D | Wt Customers-Meters |  | 0 | C04 |  | 0 | 0 | 0 | 0 | 0 | 0 | 0 | 0 | 0 | 0 | 0 | 0
[9 empty] | 566 |  | D | DA Street & Area Lights |  | 0 | C05 |  | 0 | 0 | 0 | 0 | 0 | 0 | 0 | 0 | 0 | 0 | 0 | 0
[9 empty] | 567 |  | D | DA Sch 28 |  | 0 | D05 |  | 0 | 0 | 0 | 0 | 0 | 0 | 0 | 0 | 0 | 0 | 0 | 0
[9 empty] | 568 |  | D | NCP-Secondary |  | 0 | D06 |  | 0 | 0 | 0 | 0 | 0 | 0 | 0 | 0 | 0 | 0 | 0 | 0
[9 empty] | 569 |  | D | Avg Customers-All |  | 0 | C01 |  | 0 | 0 | 0 | 0 | 0 | 0 | 0 | 0 | 0 | 0 | 0 | 0
[9 empty] | 570 | 362 | Station Equipment Depr Exp |  |  | X03 |  | 970000
[9 empty] | 571 |  | D | NCP-All |  | 0 | D02 |  | 0 | 0 | 0 | 0 | 0 | 0 | 0 | 0 | 0 | 0 | 0 | 0
[9 empty] | 572 |  | D | NCP-w/o DA |  | 32509 | D03 |  | 894244.1086 | 464939.8908 | 88670.9647 | 313065.7054 | 0 | 0 | 20103.8781 | 7463.6696 | 0 | 0 | 0 | 0
[9 empty] | 573 |  | D | DA Sch 25 |  | 2754 | D04 |  | 75755.8914 | 0 | 0 | 0 | 75755.8914 | 0 | 0 | 0 | 0 | 0 | 0 | 0
[9 empty] | 574 |  | D | DA Street and Area Lights |  | 0 | D07 |  | 0 | 0 | 0 | 0 | 0 | 0 | 0 | 0 | 0 | 0 | 0 | 0
[9 empty] | 575 |  | D | Avg Customers-Secondary |  | 0 | C02 |  | 0 | 0 | 0 | 0 | 0 | 0 | 0 | 0 | 0 | 0 | 0 | 0
[9 empty] | 576 |  | D | Wt Customers-Meters |  | 0 | C04 |  | 0 | 0 | 0 | 0 | 0 | 0 | 0 | 0 | 0 | 0 | 0 | 0
[9 empty] | 577 |  | D | DA Street & Area Lights |  | 0 | C05 |  | 0 | 0 | 0 | 0 | 0 | 0 | 0 | 0 | 0 | 0 | 0 | 0
[9 empty] | 578 |  | D | DA Sch 28 |  | 0 | D05 |  | 0 | 0 | 0 | 0 | 0 | 0 | 0 | 0 | 0 | 0 | 0 | 0
[9 empty] | 579 |  | D | NCP-Secondary |  | 0 | D06 |  | 0 | 0 | 0 | 0 | 0 | 0 | 0 | 0 | 0 | 0 | 0 | 0
[9 empty] | 580 |  | D | Avg Customers-All |  | 0 | C01 |  | 0 | 0 | 0 | 0 | 0 | 0 | 0 | 0 | 0 | 0 | 0 | 0
[9 empty] | 581 | 363 | Storage Battery Equipment Depr Exp |  |  | X01 |  | 0
[9 empty] | 582 |  | D | NCP-All |  | 100 | D02 |  | 0 | 0 | 0 | 0 | 0 | 0 | 0 | 0 | 0 | 0 | 0 | 0
[9 empty] | 583 |  | D | NCP-w/o DA |  | 0 | D03 |  | 0 | 0 | 0 | 0 | 0 | 0 | 0 | 0 | 0 | 0 | 0 | 0
[9 empty] | 584 |  | D | DA Sch 25 |  | 0 | D04 |  | 0 | 0 | 0 | 0 | 0 | 0 | 0 | 0 | 0 | 0 | 0 | 0
[9 empty] | 585 |  | D | DA Street and Area Lights |  | 0 | D07 |  | 0 | 0 | 0 | 0 | 0 | 0 | 0 | 0 | 0 | 0 | 0 | 0
[9 empty] | 586 |  | D | Avg Customers-Secondary |  | 0 | C02 |  | 0 | 0 | 0 | 0 | 0 | 0 | 0 | 0 | 0 | 0 | 0 | 0
[9 empty] | 587 |  | D | Wt Customers-Meters |  | 0 | C04 |  | 0 | 0 | 0 | 0 | 0 | 0 | 0 | 0 | 0 | 0 | 0 | 0
[9 empty] | 588 |  | D | DA Street & Area Lights |  | 0 | C05 |  | 0 | 0 | 0 | 0 | 0 | 0 | 0 | 0 | 0 | 0 | 0 | 0
[9 empty] | 589 |  | D | DA Sch 28 |  | 0 | D05 |  | 0 | 0 | 0 | 0 | 0 | 0 | 0 | 0 | 0 | 0 | 0 | 0
[9 empty] | 590 |  | D | NCP-Secondary |  | 0 | D06 |  | 0 | 0 | 0 | 0 | 0 | 0 | 0 | 0 | 0 | 0 | 0 | 0
[9 empty] | 591 |  | D | Avg Customers-All |  | 0 | C01 |  | 0 | 0 | 0 | 0 | 0 | 0 | 0 | 0 | 0 | 0 | 0 | 0
[9 empty] | 592 | 364 | Poles, Towers & Fixtures Depr Exp |  |  | X05 |  | 1729000
[9 empty] | 593 |  | D | NCP-All |  | 63.57 | D02 |  | 1099125.3 | 499342.8425 | 95232.1202 | 336230.8167 | 138712.1286 | 0 | 21591.4526 | 8015.9394 | 0 | 0 | 0 | 0
[9 empty] | 594 |  | D | NCP-w/o DA |  | 0 | D03 |  | 0 | 0 | 0 | 0 | 0 | 0 | 0 | 0 | 0 | 0 | 0 | 0
[9 empty] | 595 |  | D | DA Sch 25 |  | 0 | D04 |  | 0 | 0 | 0 | 0 | 0 | 0 | 0 | 0 | 0 | 0 | 0 | 0
[9 empty] | 596 |  | D | DA Street and Area Lights |  | 6.75 | D07 |  | 116707.5 | 0 | 0 | 0 | 0 | 0 | 0 | 116707.5 | 0 | 0 | 0 | 0
[9 empty] | 597 |  | D | Avg Customers-Secondary |  | 0 | C02 |  | 0 | 0 | 0 | 0 | 0 | 0 | 0 | 0 | 0 | 0 | 0 | 0
[9 empty] | 598 |  | D | Wt Customers-Meters |  | 0 | C04 |  | 0 | 0 | 0 | 0 | 0 | 0 | 0 | 0 | 0 | 0 | 0 | 0
[9 empty] | 599 |  | D | DA Street & Area Lights |  | 0 | C05 |  | 0 | 0 | 0 | 0 | 0 | 0 | 0 | 0 | 0 | 0 | 0 | 0
[9 empty] | 600 |  | D | DA Sch 28 |  | 0 | D05 |  | 0 | 0 | 0 | 0 | 0 | 0 | 0 | 0 | 0 | 0 | 0 | 0
[9 empty] | 601 |  | D | NCP-Secondary |  | 0 | D06 |  | 0 | 0 | 0 | 0 | 0 | 0 | 0 | 0 | 0 | 0 | 0 | 0
[9 empty] | 602 |  | D | Avg Customers-All |  | 29.68 | C01 |  | 513167.2 | 446337.0831 | 55673.746 | 7795.0452 | 53.4183 | 2.5437 | 2719.4581 | 585.9056 | 0 | 0 | 0 | 0
[9 empty] | 603 | 365 | Overhead Conductors & Devices Depr Exp |  |  | X06 |  | 679000
[9 empty] | 604 |  | D | NCP-All |  | 91.67 | D02 |  | 622439.3 | 282779.9609 | 53930.3519 | 190408.9317 | 78553.2644 | 0 | 12227.3308 | 4539.4603 | 0 | 0 | 0 | 0
[9 empty] | 605 |  | D | NCP-w/o DA |  | 0 | D03 |  | 0 | 0 | 0 | 0 | 0 | 0 | 0 | 0 | 0 | 0 | 0 | 0
[9 empty] | 606 |  | D | DA Sch 25 |  | 0 | D04 |  | 0 | 0 | 0 | 0 | 0 | 0 | 0 | 0 | 0 | 0 | 0 | 0
[9 empty] | 607 |  | D | DA Street and Area Lights |  | 0 | D07 |  | 0 | 0 | 0 | 0 | 0 | 0 | 0 | 0 | 0 | 0 | 0 | 0
[9 empty] | 608 |  | D | Avg Customers-Secondary |  | 0 | C02 |  | 0 | 0 | 0 | 0 | 0 | 0 | 0 | 0 | 0 | 0 | 0 | 0
[9 empty] | 609 |  | D | Wt Customers-Meters |  | 0 | C04 |  | 0 | 0 | 0 | 0 | 0 | 0 | 0 | 0 | 0 | 0 | 0 | 0
[9 empty] | 610 |  | D | DA Street & Area Lights |  | 0 | C05 |  | 0 | 0 | 0 | 0 | 0 | 0 | 0 | 0 | 0 | 0 | 0 | 0
[9 empty] | 611 |  | D | DA Sch 28 |  | 0 | D05 |  | 0 | 0 | 0 | 0 | 0 | 0 | 0 | 0 | 0 | 0 | 0 | 0
[9 empty] | 612 |  | D | NCP-Secondary |  | 0 | D06 |  | 0 | 0 | 0 | 0 | 0 | 0 | 0 | 0 | 0 | 0 | 0 | 0
[9 empty] | 613 |  | D | Avg Customers-All |  | 8.33 | C01 |  | 56560.7 | 49194.7612 | 6136.2964 | 859.1609 | 5.8877 | 0.28037 | 299.7356 | 64.5778 | 0 | 0 | 0 | 0
[9 empty] | 614 | 366 | Underground Conduit Depr Exp |  |  | X07 |  | 456000
[9 empty] | 615 |  | D | NCP-All |  | 71.54 | D02 |  | 326222.4 | 148205.8693 | 28265.0675 | 99793.9216 | 41170.0136 | 0 | 6408.3826 | 2379.1455 | 0 | 0 | 0 | 0
[9 empty] | 616 |  | D | NCP-w/o DA |  | 0 | D03 |  | 0 | 0 | 0 | 0 | 0 | 0 | 0 | 0 | 0 | 0 | 0 | 0
[9 empty] | 617 |  | D | DA Sch 25 |  | 0 | D04 |  | 0 | 0 | 0 | 0 | 0 | 0 | 0 | 0 | 0 | 0 | 0 | 0
[9 empty] | 618 |  | D | DA Street and Area Lights |  | 0 | D07 |  | 0 | 0 | 0 | 0 | 0 | 0 | 0 | 0 | 0 | 0 | 0 | 0
[9 empty] | 619 |  | D | Avg Customers-Secondary |  | 0 | C02 |  | 0 | 0 | 0 | 0 | 0 | 0 | 0 | 0 | 0 | 0 | 0 | 0
[9 empty] | 620 |  | D | Wt Customers-Meters |  | 0 | C04 |  | 0 | 0 | 0 | 0 | 0 | 0 | 0 | 0 | 0 | 0 | 0 | 0
[9 empty] | 621 |  | D | DA Street & Area Lights |  | 0 | C05 |  | 0 | 0 | 0 | 0 | 0 | 0 | 0 | 0 | 0 | 0 | 0 | 0
[9 empty] | 622 |  | D | DA Sch 28 |  | 0 | D05 |  | 0 | 0 | 0 | 0 | 0 | 0 | 0 | 0 | 0 | 0 | 0 | 0
[9 empty] | 623 |  | D | NCP-Secondary |  | 0 | D06 |  | 0 | 0 | 0 | 0 | 0 | 0 | 0 | 0 | 0 | 0 | 0 | 0
[9 empty] | 624 |  | D | Avg Customers-All |  | 28.46 | C01 |  | 129777.6 | 112876.574 | 14079.6316 | 1971.3307 | 13.5092 | 0.6433 | 687.7383 | 148.1728 | 0 | 0 | 0 | 0
[9 empty] | 625 | 367 | Underground Conductors & Devices Depr Exp |  |  | X08 |  | 1260000
[9 empty] | 626 |  | D | NCP-All |  | 68.27 | D02 |  | 860202 | 390797.766 | 74530.9568 | 263142.356 | 108559.4613 | 0 | 16897.9922 | 6273.4677 | 0 | 0 | 0 | 0
[9 empty] | 627 |  | D | NCP-w/o DA |  | 0 | D03 |  | 0 | 0 | 0 | 0 | 0 | 0 | 0 | 0 | 0 | 0 | 0 | 0
[9 empty] | 628 |  | D | DA Sch 25 |  | 0 | D04 |  | 0 | 0 | 0 | 0 | 0 | 0 | 0 | 0 | 0 | 0 | 0 | 0
[9 empty] | 629 |  | D | DA Street and Area Lights |  | 0 | D07 |  | 0 | 0 | 0 | 0 | 0 | 0 | 0 | 0 | 0 | 0 | 0 | 0
[9 empty] | 630 |  | D | Avg Customers-Secondary |  | 0 | C02 |  | 0 | 0 | 0 | 0 | 0 | 0 | 0 | 0 | 0 | 0 | 0 | 0
[9 empty] | 631 |  | D | Wt Customers-Meters |  | 0 | C04 |  | 0 | 0 | 0 | 0 | 0 | 0 | 0 | 0 | 0 | 0 | 0 | 0
[9 empty] | 632 |  | D | DA Street & Area Lights |  | 0 | C05 |  | 0 | 0 | 0 | 0 | 0 | 0 | 0 | 0 | 0 | 0 | 0 | 0
[9 empty] | 633 |  | D | DA Sch 28 |  | 0 | D05 |  | 0 | 0 | 0 | 0 | 0 | 0 | 0 | 0 | 0 | 0 | 0 | 0
[9 empty] | 634 |  | D | NCP-Secondary |  | 0 | D06 |  | 0 | 0 | 0 | 0 | 0 | 0 | 0 | 0 | 0 | 0 | 0 | 0
[9 empty] | 635 |  | D | Avg Customers-All |  | 31.73 | C01 |  | 399798 | 347732.0319 | 43374.2693 | 6072.9592 | 41.6171 | 1.9818 | 2118.6739 | 456.467 | 0 | 0 | 0 | 0
[9 empty] | 636 | 368 | Line Transformers Depr Exp |  |  | X09 |  | 1769000
[9 empty] | 637 |  | D | NCP-All |  | 54.25 | D02 |  | 959682.5 | 435992.682 | 83150.3007 | 293574.2001 | 121114.1281 | 0 | 18852.2084 | 6998.9807 | 0 | 0 | 0 | 0
[9 empty] | 638 |  | D | NCP-w/o DA |  | 0 | D03 |  | 0 | 0 | 0 | 0 | 0 | 0 | 0 | 0 | 0 | 0 | 0 | 0
[9 empty] | 639 |  | D | DA Sch 25 |  | 0 | D04 |  | 0 | 0 | 0 | 0 | 0 | 0 | 0 | 0 | 0 | 0 | 0 | 0
[9 empty] | 640 |  | D | DA Street and Area Lights |  | 0 | D07 |  | 0 | 0 | 0 | 0 | 0 | 0 | 0 | 0 | 0 | 0 | 0 | 0
[9 empty] | 641 |  | D | Avg Customers-Secondary |  | 0 | C02 |  | 0 | 0 | 0 | 0 | 0 | 0 | 0 | 0 | 0 | 0 | 0 | 0
[9 empty] | 642 |  | D | Wt Customers-Meters |  | 0 | C04 |  | 0 | 0 | 0 | 0 | 0 | 0 | 0 | 0 | 0 | 0 | 0 | 0
[9 empty] | 643 |  | D | DA Street & Area Lights |  | 0 | C05 |  | 0 | 0 | 0 | 0 | 0 | 0 | 0 | 0 | 0 | 0 | 0 | 0
[9 empty] | 644 |  | D | DA Sch 28 |  | 0 | D05 |  | 0 | 0 | 0 | 0 | 0 | 0 | 0 | 0 | 0 | 0 | 0 | 0
[9 empty] | 645 |  | D | NCP-Secondary |  | 0 | D06 |  | 0 | 0 | 0 | 0 | 0 | 0 | 0 | 0 | 0 | 0 | 0 | 0
[9 empty] | 646 |  | D | Avg Customers-All |  | 45.75 | C01 |  | 809317.5 | 703919.5261 | 87803.2285 | 12293.5886 | 84.2462 | 4.0117 | 4288.8654 | 924.0334 | 0 | 0 | 0 | 0
[9 empty] | 647 | 369 | Services Depr Exp |  |  | X10 |  | 1019000
[9 empty] | 648 |  | D | NCP-All |  | 55.67 | D02 |  | 567277.3 | 257719.3514 | 49150.9203 | 173534.455 | 71591.6937 | 0 | 11143.7167 | 4137.1629 | 0 | 0 | 0 | 0
[9 empty] | 649 |  | D | NCP-w/o DA |  | 0 | D03 |  | 0 | 0 | 0 | 0 | 0 | 0 | 0 | 0 | 0 | 0 | 0 | 0
[9 empty] | 650 |  | D | DA Sch 25 |  | 0 | D04 |  | 0 | 0 | 0 | 0 | 0 | 0 | 0 | 0 | 0 | 0 | 0 | 0
[9 empty] | 651 |  | D | DA Street and Area Lights |  | 0 | D07 |  | 0 | 0 | 0 | 0 | 0 | 0 | 0 | 0 | 0 | 0 | 0 | 0
[9 empty] | 652 |  | D | Avg Customers-Secondary |  | 0 | C02 |  | 0 | 0 | 0 | 0 | 0 | 0 | 0 | 0 | 0 | 0 | 0 | 0
[9 empty] | 653 |  | D | Wt Customers-Meters |  | 0 | C04 |  | 0 | 0 | 0 | 0 | 0 | 0 | 0 | 0 | 0 | 0 | 0 | 0
[9 empty] | 654 |  | D | DA Street & Area Lights |  | 0 | C05 |  | 0 | 0 | 0 | 0 | 0 | 0 | 0 | 0 | 0 | 0 | 0 | 0
[9 empty] | 655 |  | D | DA Sch 28 |  | 0 | D05 |  | 0 | 0 | 0 | 0 | 0 | 0 | 0 | 0 | 0 | 0 | 0 | 0
[9 empty] | 656 |  | D | NCP-Secondary |  | 0 | D06 |  | 0 | 0 | 0 | 0 | 0 | 0 | 0 | 0 | 0 | 0 | 0 | 0
[9 empty] | 657 |  | D | Avg Customers-All |  | 44.33 | C01 |  | 451722.7 | 392894.5425 | 49007.6039 | 6861.699 | 47.0222 | 2.2392 | 2393.8416 | 515.7517 | 0 | 0 | 0 | 0
[9 empty] | 658 | 370 | Meters Depr Exp |  |  | X11 |  | 449000
[9 empty] | 659 |  | D | NCP-All |  | 0 | D02 |  | 0 | 0 | 0 | 0 | 0 | 0 | 0 | 0 | 0 | 0 | 0 | 0
[9 empty] | 660 |  | D | NCP-w/o DA |  | 0 | D03 |  | 0 | 0 | 0 | 0 | 0 | 0 | 0 | 0 | 0 | 0 | 0 | 0
[9 empty] | 661 |  | D | DA Sch 25 |  | 0 | D04 |  | 0 | 0 | 0 | 0 | 0 | 0 | 0 | 0 | 0 | 0 | 0 | 0
[9 empty] | 662 |  | D | DA Street and Area Lights |  | 0 | D07 |  | 0 | 0 | 0 | 0 | 0 | 0 | 0 | 0 | 0 | 0 | 0 | 0
[9 empty] | 663 |  | D | Avg Customers-Secondary |  | 0 | C02 |  | 0 | 0 | 0 | 0 | 0 | 0 | 0 | 0 | 0 | 0 | 0 | 0
[9 empty] | 664 |  | D | Wt Customers-Meters |  | 100 | C04 |  | 449000 | 357925.3054 | 50896.1262 | 34192.8574 | 1325.3783 | 102.5029 | 4557.8297 | 0 | 0 | 0 | 0 | 0
[9 empty] | 665 |  | D | DA Street & Area Lights |  | 0 | C05 |  | 0 | 0 | 0 | 0 | 0 | 0 | 0 | 0 | 0 | 0 | 0 | 0
[9 empty] | 666 |  | D | DA Sch 28 |  | 0 | D05 |  | 0 | 0 | 0 | 0 | 0 | 0 | 0 | 0 | 0 | 0 | 0 | 0
[9 empty] | 667 |  | D | NCP-Secondary |  | 0 | D06 |  | 0 | 0 | 0 | 0 | 0 | 0 | 0 | 0 | 0 | 0 | 0 | 0
[9 empty] | 668 |  | D | Avg Customers-All |  | 0 | C01 |  | 0 | 0 | 0 | 0 | 0 | 0 | 0 | 0 | 0 | 0 | 0 | 0
[9 empty] | 669 | 371 | Installations on Customer Premises Depr Exp |  |  | X10 |  | 0
[9 empty] | 670 |  | D | NCP-All |  | 55.67 | D02 |  | 0 | 0 | 0 | 0 | 0 | 0 | 0 | 0 | 0 | 0 | 0 | 0
[9 empty] | 671 |  | D | NCP-w/o DA |  | 0 | D03 |  | 0 | 0 | 0 | 0 | 0 | 0 | 0 | 0 | 0 | 0 | 0 | 0
[9 empty] | 672 |  | D | DA Sch 25 |  | 0 | D04 |  | 0 | 0 | 0 | 0 | 0 | 0 | 0 | 0 | 0 | 0 | 0 | 0
[9 empty] | 673 |  | D | DA Street and Area Lights |  | 0 | D07 |  | 0 | 0 | 0 | 0 | 0 | 0 | 0 | 0 | 0 | 0 | 0 | 0
[9 empty] | 674 |  | D | Avg Customers-Secondary |  | 0 | C02 |  | 0 | 0 | 0 | 0 | 0 | 0 | 0 | 0 | 0 | 0 | 0 | 0
[9 empty] | 675 |  | D | Wt Customers-Meters |  | 0 | C04 |  | 0 | 0 | 0 | 0 | 0 | 0 | 0 | 0 | 0 | 0 | 0 | 0
[9 empty] | 676 |  | D | DA Street & Area Lights |  | 0 | C05 |  | 0 | 0 | 0 | 0 | 0 | 0 | 0 | 0 | 0 | 0 | 0 | 0
[9 empty] | 677 |  | D | DA Sch 28 |  | 0 | D05 |  | 0 | 0 | 0 | 0 | 0 | 0 | 0 | 0 | 0 | 0 | 0 | 0
[9 empty] | 678 |  | D | NCP-Secondary |  | 0 | D06 |  | 0 | 0 | 0 | 0 | 0 | 0 | 0 | 0 | 0 | 0 | 0 | 0
[9 empty] | 679 |  | D | Avg Customers-All |  | 44.33 | C01 |  | 0 | 0 | 0 | 0 | 0 | 0 | 0 | 0 | 0 | 0 | 0 | 0
[9 empty] | 680 | 372 | Leased Property on Customer Premises Depr Exp |  |  | X10 |  | 0
[9 empty] | 681 |  | D | NCP-All |  | 55.67 | D02 |  | 0 | 0 | 0 | 0 | 0 | 0 | 0 | 0 | 0 | 0 | 0 | 0
[9 empty] | 682 |  | D | NCP-w/o DA |  | 0 | D03 |  | 0 | 0 | 0 | 0 | 0 | 0 | 0 | 0 | 0 | 0 | 0 | 0
[9 empty] | 683 |  | D | DA Sch 25 |  | 0 | D04 |  | 0 | 0 | 0 | 0 | 0 | 0 | 0 | 0 | 0 | 0 | 0 | 0
[9 empty] | 684 |  | D | DA Street and Area Lights |  | 0 | D07 |  | 0 | 0 | 0 | 0 | 0 | 0 | 0 | 0 | 0 | 0 | 0 | 0
[9 empty] | 685 |  | D | Avg Customers-Secondary |  | 0 | C02 |  | 0 | 0 | 0 | 0 | 0 | 0 | 0 | 0 | 0 | 0 | 0 | 0
[9 empty] | 686 |  | D | Wt Customers-Meters |  | 0 | C04 |  | 0 | 0 | 0 | 0 | 0 | 0 | 0 | 0 | 0 | 0 | 0 | 0
[9 empty] | 687 |  | D | DA Street & Area Lights |  | 0 | C05 |  | 0 | 0 | 0 | 0 | 0 | 0 | 0 | 0 | 0 | 0 | 0 | 0
[9 empty] | 688 |  | D | DA Sch 28 |  | 0 | D05 |  | 0 | 0 | 0 | 0 | 0 | 0 | 0 | 0 | 0 | 0 | 0 | 0
[9 empty] | 689 |  | D | NCP-Secondary |  | 0 | D06 |  | 0 | 0 | 0 | 0 | 0 | 0 | 0 | 0 | 0 | 0 | 0 | 0
[9 empty] | 690 |  | D | Avg Customers-All |  | 44.33 | C01 |  | 0 | 0 | 0 | 0 | 0 | 0 | 0 | 0 | 0 | 0 | 0 | 0
[9 empty] | 691 | 373 | Street Lights & Signal Systems Depr Exp |  |  | X12 |  | 395000
[9 empty] | 692 |  | D | NCP-All |  | 0 | D02 |  | 0 | 0 | 0 | 0 | 0 | 0 | 0 | 0 | 0 | 0 | 0 | 0
[9 empty] | 693 |  | D | NCP-w/o DA |  | 0 | D03 |  | 0 | 0 | 0 | 0 | 0 | 0 | 0 | 0 | 0 | 0 | 0 | 0
[9 empty] | 694 |  | D | DA Sch 25 |  | 0 | D04 |  | 0 | 0 | 0 | 0 | 0 | 0 | 0 | 0 | 0 | 0 | 0 | 0
[9 empty] | 695 |  | D | DA Street and Area Lights |  | 0 | D07 |  | 0 | 0 | 0 | 0 | 0 | 0 | 0 | 0 | 0 | 0 | 0 | 0
[9 empty] | 696 |  | D | Avg Customers-Secondary |  | 0 | C02 |  | 0 | 0 | 0 | 0 | 0 | 0 | 0 | 0 | 0 | 0 | 0 | 0
[9 empty] | 697 |  | D | Wt Customers-Meters |  | 0 | C04 |  | 0 | 0 | 0 | 0 | 0 | 0 | 0 | 0 | 0 | 0 | 0 | 0
[9 empty] | 698 |  | D | DA Street & Area Lights |  | 100 | C05 |  | 395000 | 0 | 0 | 0 | 0 | 0 | 0 | 395000 | 0 | 0 | 0 | 0
[9 empty] | 699 |  | D | DA Sch 28 |  | 0 | D05 |  | 0 | 0 | 0 | 0 | 0 | 0 | 0 | 0 | 0 | 0 | 0 | 0
[9 empty] | 700 |  | D | NCP-Secondary |  | 0 | D06 |  | 0 | 0 | 0 | 0 | 0 | 0 | 0 | 0 | 0 | 0 | 0 | 0
[9 empty] | 701 |  | D | Avg Customers-All |  | 0 | C01 |  | 0 | 0 | 0 | 0 | 0 | 0 | 0 | 0 | 0 | 0 | 0 | 0
[9 empty] | 702 |  | Total Distribution Plant Depreciation Expense |  |  |  |  | 8824000 | 8824000 | 4938125.8007 | 788954.365 | 1771759.1847 | 643730.6247 | 114.203 | 126343.5911 | 554972.2307 | 0 | 0 | 0 | 0
703
[9 empty] | 704 |  | General Plant Depreciation Expense
[9 empty] | 705 | 303.1X | Computer Software Amort Exp |  |  | M02 |  | 415000
[9 empty] | 706 |  | P | Production Plant |  | 462019 | S01 |  | 191169.1568 | 87221.1247 | 14995.8062 | 55173.8498 | 28934.9479 | 182.0637 | 3795.5735 | 865.791 | 0 | 0 | 0 | 0
[9 empty] | 707 |  | T | Transmission Plant |  | 176604 | S02 |  | 73073.267 | 33299.6848 | 5719.9953 | 21112.0222 | 11086.2057 | 66.7196 | 1454.4071 | 334.2323 | 0 | 0 | 0 | 0
[9 empty] | 708 |  | D | Distribution Plant |  | 364352 | S03 |  | 150757.5762 | 84736.3957 | 13657.6868 | 31693.7349 | 11709.9742 | 1.6455 | 2238.7368 | 6719.4023 | 0 | 0 | 0 | 0
[9 empty] | 709 |  | O | P/T/D Plant |  | 0 | S05 |  | 0 | 0 | 0 | 0 | 0 | 0 | 0 | 0 | 0 | 0 | 0 | 0
[9 empty] | 710 | 389 | Land & Land Rights Depr Exp |  |  | M02 |  | 1000
[9 empty] | 711 |  | P | Production Plant |  | 462019 | S01 |  | 460.6486 | 210.1714 | 36.1345 | 132.949 | 69.7228 | 0.43871 | 9.146 | 2.0862 | 0 | 0 | 0 | 0
[9 empty] | 712 |  | T | Transmission Plant |  | 176604 | S02 |  | 176.0802 | 80.2402 | 13.7831 | 50.8723 | 26.7137 | 0.16077 | 3.5046 | 0.80538 | 0 | 0 | 0 | 0
[9 empty] | 713 |  | D | Distribution Plant |  | 364352 | S03 |  | 363.2713 | 204.1841 | 32.9101 | 76.3704 | 28.2168 | 0.003965 | 5.3945 | 16.1913 | 0 | 0 | 0 | 0
[9 empty] | 714 |  | O | P/T/D Plant |  | 0 | S05 |  | 0 | 0 | 0 | 0 | 0 | 0 | 0 | 0 | 0 | 0 | 0 | 0
[9 empty] | 715 | 390 | Structures & Improvements Depr Exp |  |  | M02 |  | 304000
[9 empty] | 716 |  | P | Production Plant |  | 462019 | S01 |  | 140037.1654 | 63892.101 | 10984.8797 | 40416.5068 | 21195.7209 | 133.3672 | 2780.3719 | 634.218 | 0 | 0 | 0 | 0
[9 empty] | 717 |  | T | Transmission Plant |  | 176604 | S02 |  | 53528.3691 | 24393.0221 | 4190.0688 | 15465.1922 | 8120.9796 | 48.8741 | 1065.397 | 244.8352 | 0 | 0 | 0 | 0
[9 empty] | 718 |  | D | Distribution Plant |  | 364352 | S03 |  | 110434.4655 | 62071.9622 | 10004.667 | 23216.6154 | 8577.9088 | 1.2054 | 1639.9421 | 4922.1645 | 0 | 0 | 0 | 0
[9 empty] | 719 |  | O | P/T/D Plant |  | 0 | S05 |  | 0 | 0 | 0 | 0 | 0 | 0 | 0 | 0 | 0 | 0 | 0 | 0
[9 empty] | 720 | 391 | Office Furniture & Equipment Depr Exp |  |  | M02 |  | 1622000
[9 empty] | 721 |  | P | Production Plant |  | 462019 | S01 |  | 747171.9814 | 340897.9864 | 58610.1147 | 215643.3357 | 113090.3265 | 711.584 | 14834.7473 | 3383.8867 | 0 | 0 | 0 | 0
[9 empty] | 722 |  | T | Transmission Plant |  | 176604 | S02 |  | 285602.022 | 130149.6115 | 22356.2225 | 82514.9399 | 43329.7002 | 260.7693 | 5684.4537 | 1306.3248 | 0 | 0 | 0 | 0
[9 empty] | 723 |  | D | Distribution Plant |  | 364352 | S03 |  | 589225.9967 | 331186.5876 | 53380.164 | 123872.8627 | 45767.6582 | 6.4313 | 8749.9544 | 26262.3385 | 0 | 0 | 0 | 0
[9 empty] | 724 |  | O | P/T/D Plant |  | 0 | S05 |  | 0 | 0 | 0 | 0 | 0 | 0 | 0 | 0 | 0 | 0 | 0 | 0
[9 empty] | 725 | 392 | Transportation Equipment Depr Exp |  |  | M02 |  | 256000
[9 empty] | 726 |  | P | Production Plant |  | 462019 | S01 |  | 117926.034 | 53803.8745 | 9250.425 | 34034.9531 | 17849.0281 | 112.3092 | 2341.3658 | 534.0783 | 0 | 0 | 0 | 0
[9 empty] | 727 |  | T | Transmission Plant |  | 176604 | S02 |  | 45076.5213 | 20541.4923 | 3528.479 | 13023.3197 | 6838.7196 | 41.1572 | 897.1764 | 206.177 | 0 | 0 | 0 | 0
[9 empty] | 728 |  | D | Distribution Plant |  | 364352 | S03 |  | 92997.4446 | 52271.126 | 8424.9827 | 19550.8341 | 7223.5022 | 1.015 | 1381.0039 | 4144.9807 | 0 | 0 | 0 | 0
[9 empty] | 729 |  | O | P/T/D Plant |  | 0 | S05 |  | 0 | 0 | 0 | 0 | 0 | 0 | 0 | 0 | 0 | 0 | 0 | 0
[9 empty] | 730 | 393 | Stores Equipment Depr Exp |  |  | M02 |  | 9000
[9 empty] | 731 |  | P | Production Plant |  | 462019 | S01 |  | 4145.8371 | 1891.5425 | 325.2103 | 1196.5413 | 627.5049 | 3.9484 | 82.3136 | 18.7762 | 0 | 0 | 0 | 0
[9 empty] | 732 |  | T | Transmission Plant |  | 176604 | S02 |  | 1584.7215 | 722.1618 | 124.0481 | 457.8511 | 240.4237 | 1.4469 | 31.5414 | 7.2484 | 0 | 0 | 0 | 0
[9 empty] | 733 |  | D | Distribution Plant |  | 364352 | S03 |  | 3269.4414 | 1837.6568 | 296.1908 | 687.334 | 253.9512 | 0.035685 | 48.5509 | 145.722 | 0 | 0 | 0 | 0
[9 empty] | 734 |  | O | P/T/D Plant |  | 0 | S05 |  | 0 | 0 | 0 | 0 | 0 | 0 | 0 | 0 | 0 | 0 | 0 | 0
[9 empty] | 735 | 394 | Tools, Shop & Garage Equipment Depr Exp |  |  | M02 |  | 72000
[9 empty] | 736 |  | P | Production Plant |  | 462019 | S01 |  | 33166.6971 | 15132.3397 | 2601.682 | 9572.3306 | 5020.0392 | 31.587 | 658.5091 | 150.2095 | 0 | 0 | 0 | 0
[9 empty] | 737 |  | T | Transmission Plant |  | 176604 | S02 |  | 12677.7716 | 5777.2947 | 992.3847 | 3662.8087 | 1923.3899 | 11.5755 | 252.3309 | 57.9873 | 0 | 0 | 0 | 0
[9 empty] | 738 |  | D | Distribution Plant |  | 364352 | S03 |  | 26155.5313 | 14701.2542 | 2369.5264 | 5498.6721 | 2031.61 | 0.28548 | 388.4073 | 1165.7758 | 0 | 0 | 0 | 0
[9 empty] | 739 |  | O | P/T/D Plant |  | 0 | S05 |  | 0 | 0 | 0 | 0 | 0 | 0 | 0 | 0 | 0 | 0 | 0 | 0
[9 empty] | 740 | 395 | Laboratory Equipment Depr Exp |  |  | M02 |  | 53000
[9 empty] | 741 |  | P | Production Plant |  | 462019 | S01 |  | 24414.3742 | 11139.0834 | 1915.1271 | 7046.2989 | 3695.3066 | 23.2515 | 484.7359 | 110.5709 | 0 | 0 | 0 | 0
[9 empty] | 742 |  | T | Transmission Plant |  | 176604 | S02 |  | 9332.2486 | 4252.7308 | 730.5054 | 2696.2342 | 1415.8287 | 8.5208 | 185.7436 | 42.6851 | 0 | 0 | 0 | 0
[9 empty] | 743 |  | D | Distribution Plant |  | 364352 | S03 |  | 19253.3772 | 10821.7566 | 1744.2347 | 4047.6336 | 1495.4907 | 0.21015 | 285.911 | 858.1405 | 0 | 0 | 0 | 0
[9 empty] | 744 |  | O | P/T/D Plant |  | 0 | S05 |  | 0 | 0 | 0 | 0 | 0 | 0 | 0 | 0 | 0 | 0 | 0 | 0
[9 empty] | 745 | 396 | Power Operated Equipment Depr Exp |  |  | M02 |  | 296000
[9 empty] | 746 |  | P | Production Plant |  | 462019 | S01 |  | 136351.9769 | 62210.7299 | 10695.8039 | 39352.9145 | 20637.9387 | 129.8575 | 2707.2042 | 617.528 | 0 | 0 | 0 | 0
[9 empty] | 747 |  | T | Transmission Plant |  | 176604 | S02 |  | 52119.7278 | 23751.1005 | 4079.8039 | 15058.2135 | 7907.2696 | 47.588 | 1037.3602 | 238.3922 | 0 | 0 | 0 | 0
[9 empty] | 748 |  | D | Distribution Plant |  | 364352 | S03 |  | 107528.2953 | 60438.4895 | 9741.3863 | 22605.6519 | 8352.1744 | 1.1736 | 1596.7858 | 4792.6339 | 0 | 0 | 0 | 0
[9 empty] | 749 |  | O | P/T/D Plant |  | 0 | S05 |  | 0 | 0 | 0 | 0 | 0 | 0 | 0 | 0 | 0 | 0 | 0 | 0
[9 empty] | 750 | 397 | Communication Equipment Depr Exp |  |  | M02 |  | 1465000
[9 empty] | 751 |  | P | Production Plant |  | 462019 | S01 |  | 674850.1558 | 307901.0789 | 52937.0025 | 194770.3371 | 102143.8522 | 642.7068 | 13398.8316 | 3056.3465 | 0 | 0 | 0 | 0
[9 empty] | 752 |  | T | Transmission Plant |  | 176604 | S02 |  | 257957.4366 | 117551.8994 | 20192.2725 | 74527.9821 | 39135.6417 | 235.5284 | 5134.2322 | 1179.8803 | 0 | 0 | 0 | 0
[9 empty] | 753 |  | D | Distribution Plant |  | 364352 | S03 |  | 532192.4076 | 299129.6861 | 48213.28 | 111882.7027 | 41337.6198 | 5.8088 | 7903.0106 | 23720.2995 | 0 | 0 | 0 | 0
[9 empty] | 754 |  | O | P/T/D Plant |  | 0 | S05 |  | 0 | 0 | 0 | 0 | 0 | 0 | 0 | 0 | 0 | 0 | 0 | 0
[9 empty] | 755 | 398 | Miscellaneous Equipment Depr Exp |  |  | M02 |  | 4000
[9 empty] | 756 |  | P | Production Plant |  | 462019 | S01 |  | 1842.5943 | 840.6855 | 144.5379 | 531.7961 | 278.8911 | 1.7548 | 36.5838 | 8.345 | 0 | 0 | 0 | 0
[9 empty] | 757 |  | T | Transmission Plant |  | 176604 | S02 |  | 704.3206 | 320.9608 | 55.1325 | 203.4894 | 106.855 | 0.64308 | 14.0184 | 3.2215 | 0 | 0 | 0 | 0
[9 empty] | 758 |  | D | Distribution Plant |  | 364352 | S03 |  | 1453.0851 | 816.7363 | 131.6404 | 305.4818 | 112.8672 | 0.01586 | 21.5782 | 64.7653 | 0 | 0 | 0 | 0
[9 empty] | 759 |  | O | P/T/D Plant |  | 0 | S05 |  | 0 | 0 | 0 | 0 | 0 | 0 | 0 | 0 | 0 | 0 | 0 | 0
[9 empty] | 760 |  | Total General Plant Depreciation Expense |  |  |  |  | 4497000 | 4497000 | 2224196.7524 | 372476.0888 | 1170082.632 | 560565.9796 | 2713.6831 | 81148.8237 | 85816.0404 | 0 | 0 | 0 | 0
[9 empty] | 761 |  | Total Depreciation Expense |  |  |  |  | 30195000 | 30195000 | 14857242.0156 | 2483908.8132 | 7814026.6747 | 3760813.0406 | 18621.3596 | 542861.8566 | 717526.2398 | 0 | 0 | 0 | 0
762
[9 empty] | 763 | Amortization
[9 empty] | 764 | Amortization of Limited Term Plant |  |  |  | Manual Input |  | 9000
[9 empty] | 765 |  | P | Production Plant |  | 3 | S01 |  | 3000 | 1368.7531 | 235.3278 | 865.8382 | 454.0735 | 2.8571 | 59.5636 | 13.5868 | 0 | 0 | 0 | 0
[9 empty] | 766 |  | T | Transmission Plant |  | 6 | S02 |  | 6000 | 2734.2162 | 469.6652 | 1733.4949 | 910.2814 | 5.4783 | 119.4205 | 27.4436 | 0 | 0 | 0 | 0
[9 empty] | 767 |  | D | Open |  | 0 | xxx |  | 0 | 0 | 0 | 0 | 0 | 0 | 0 | 0 | 0 | 0 | 0 | 0
[9 empty] | 768 |  | O | Open |  | 0 | xxx |  | 0 | 0 | 0 | 0 | 0 | 0 | 0 | 0 | 0 | 0 | 0 | 0
[9 empty] | 769 | Amortization of Hydro Relicensing Costs |  |  |  | P03 |  | 220000
[9 empty] | 770 |  | P | Coincident Peak |  | 28.73 | D01 |  | 63206 | 30758.1706 | 5536.1375 | 17180.5626 | 8320.8664 | 197.8961 | 1083.7381 | 128.6287 | 0 | 0 | 0 | 0
[9 empty] | 771 |  | P | Generation Level Consumption |  | 71.27 | E02 |  | 156794 | 69521.1571 | 11692.3663 | 46367.2439 | 25040.0706 | 4.7488 | 3292.8068 | 875.6066 | 0 | 0 | 0 | 0
[9 empty] | 772 |  | P | Open |  | 0 | xxx |  | 0 | 0 | 0 | 0 | 0 | 0 | 0 | 0 | 0 | 0 | 0 | 0
[9 empty] | 773 |  | P | Open |  | 0 | xxx |  | 0 | 0 | 0 | 0 | 0 | 0 | 0 | 0 | 0 | 0 | 0 | 0
[9 empty] | 774 | Amortization of Investment in Exchange Power |  |  |  | P02 |  | 0
[9 empty] | 775 |  | P | Coincident Peak |  | 28.2 | D01 |  | 0 | 0 | 0 | 0 | 0 | 0 | 0 | 0 | 0 | 0 | 0 | 0
[9 empty] | 776 |  | P | Generation Level Consumption |  | 71.8 | E02 |  | 0 | 0 | 0 | 0 | 0 | 0 | 0 | 0 | 0 | 0 | 0 | 0
[9 empty] | 777 |  | P | Open |  | 0 | xxx |  | 0 | 0 | 0 | 0 | 0 | 0 | 0 | 0 | 0 | 0 | 0 | 0
[9 empty] | 778 |  | P | Open |  | 0 | xxx |  | 0 | 0 | 0 | 0 | 0 | 0 | 0 | 0 | 0 | 0 | 0 | 0
[9 empty] | 779 | Amortization of Acq. Adj.-Colstrip Common AFUDC |  |  |  | P02 |  | 32000
[9 empty] | 780 |  | P | Coincident Peak |  | 28.2 | D01 |  | 9024 | 4391.3826 | 790.4013 | 2452.8905 | 1187.9806 | 28.2539 | 154.7267 | 18.3645 | 0 | 0 | 0 | 0
[9 empty] | 781 |  | P | Generation Level Consumption |  | 71.8 | E02 |  | 22976 | 10187.3675 | 1713.3552 | 6794.4806 | 3669.2773 | 0.69587 | 482.5155 | 128.3081 | 0 | 0 | 0 | 0
[9 empty] | 782 |  | P | Open |  | 0 | xxx |  | 0 | 0 | 0 | 0 | 0 | 0 | 0 | 0 | 0 | 0 | 0 | 0
[9 empty] | 783 |  | P | Open |  | 0 | xxx |  | 0 | 0 | 0 | 0 | 0 | 0 | 0 | 0 | 0 | 0 | 0 | 0
[9 empty] | 784 | Amortization of CO2 Credits | [5 empty] | -7000
[9 empty] | 785 |  | P | Production Plant |  | 100 | S01 |  | -7000 | -3193.7572 | -549.0982 | -2020.289 | -1059.5048 | -6.6666 | -138.9817 | -31.7025 | 0 | 0 | 0 | 0
[9 empty] | 786 |  | Total Amortization Expense |  |  |  |  | 254000 | 254000 | 115767.2899 | 19888.155 | 73374.2216 | 38523.0449 | 233.2634 | 5053.7894 | 1160.2357 | 0 | 0 | 0 | 0
[9 empty] | 787 |  | Total Depreciation & Amortization Expense |  |  |  |  | 30449000 | 30449000 | 14973009.3055 | 2503796.9682 | 7887400.8962 | 3799336.0855 | 18854.6231 | 547915.646 | 718686.4755 | 0 | 0 | 0 | 0
788
[9 empty] | 789 | Other Income Related Items
[9 empty] | 790 | Settlement Exchange Power |  |  |  | P02 |  | 6409000
[9 empty] | 791 |  | P | Coincident Peak |  | 28.2 | D01 |  | 1807338 | 879511.6043 | 158302.561 | 491267.9748 | 237930.2299 | 5658.7211 | 30988.8475 | 3678.0614 | 0 | 0 | 0 | 0
[9 empty] | 792 |  | P | Generation Level Consumption |  | 71.8 | E02 |  | 4601662 | 2040338.704 | 343152.9112 | 1360807.0724 | 734887.4403 | 139.3692 | 96638.8007 | 25697.7021 | 0 | 0 | 0 | 0
[9 empty] | 793 |  | P | Open |  | 0 | xxx |  | 0 | 0 | 0 | 0 | 0 | 0 | 0 | 0 | 0 | 0 | 0 | 0
[9 empty] | 794 |  | P | Open |  | 0 | xxx |  | 0 | 0 | 0 | 0 | 0 | 0 | 0 | 0 | 0 | 0 | 0 | 0
[9 empty] | 795 | Open | [5 empty] | 0
[9 empty] | 796 | Open | [5 empty] | 0
[9 empty] | 797 | Open | [5 empty] | 0
[9 empty] | 798 | Open | [5 empty] | 0
[9 empty] | 799 | Open | [5 empty] | 0
[9 empty] | 800 | Open | [5 empty] | 0
[9 empty] | 801 | Open | [5 empty] | 0
[9 empty] | 802 | Open | [5 empty] | 0
[9 empty] | 803 |  | Total Other Income Items |  |  |  |  | 6409000 | 6409000 | 2919850.3083 | 501455.4722 | 1852075.0473 | 972817.6702 | 5798.0903 | 127627.6483 | 29375.7635 | 0 | 0 | 0 | 0
[9 empty] | 804 | Operating Expenses Before Income Tax Items | [5 empty] | 289994000 | 289994000 | 142963623.1552 | 24211153.6118 | 76012841.4147 | 37895602.3987 | 234547.8067 | 5288599.5165 | 3387632.0964 | 0 | 0 | 0 | 0
[9 empty] | 805 |  | Income Tax Items
[9 empty] | 806 | Total Income Tax- State |  |  |  | Sum |  | 0
[9 empty] | 807 |  | R | Income Tax Allocator A |  | 100 | R03 |  | 0 | 0 | 0 | 0 | 0 | 0 | 0 | 0 | 0 | 0 | 0 | 0
[9 empty] | 808 | Total Income Tax- Federal |  |  |  | Sum |  | 17005000
[9 empty] | 809 |  | R | Income Tax Allocator A |  | 100 | R03 |  | 17005000 | 1254794.4151 | 2986278.6181 | 10345197.574 | 1803675.0573 | -20014.0618 | 418988.0049 | 216080.3923 | 0 | 0 | 0 | 0
[9 empty] | 810 | Total Investment Tax Credit Amortization |  |  |  | Sum |  | -26000
[9 empty] | 811 |  | R | Income Tax Allocator A |  | 100 | R03 |  | -26000 | -1918.5331 | -4565.9067 | -15817.4147 | -2757.7507 | 30.6007 | -640.6168 | -330.3787 | 0 | 0 | 0 | 0
[9 empty] | 812 | Total Deferred Income Tax Expense |  |  |  | Sum |  | 3120000
[9 empty] | 813 |  | R | Income Tax Allocator A |  | 100 | R03 |  | 3120000 | 230223.968 | 547908.8085 | 1898089.7637 | 330930.0899 | -3672.089 | 76874.0121 | 39645.4469 | 0 | 0 | 0 | 0
[9 empty] | 814 |  | Total Income Tax Items |  |  |  |  | 20099000 | 20099000 | 1483099.85 | 3529621.5199 | 12227469.923 | 2131847.3964 | -23655.55 | 495221.4003 | 255395.4604 | 0 | 0 | 0 | 0
815
[9 empty] | 816 | Total Operating Expenses | [5 empty] | 310093000 | 310093000 | 144446723.0052 | 27740775.1317 | 88240311.3377 | 40027449.7951 | 210892.2567 | 5783820.9167 | 3643027.5568 | 0 | 0 | 0 | 0
817
[9 empty] | 818 | Operating Revenues
[9 empty] | 819 | 44X | From Sale of Electricity (Retail) |  |  |  |  | 236198000
[9 empty] | 820 |  | R | Direct Input | Alloc Wks Line 61 |  |  |  | 236198000 | 103403000 | 24764500 | 73526000 | 26474500 | 170000 | 4293000 | 3567000 | 0 | 0 | 0 | 0
[9 empty] | 821 | 442 | Allocated From Special Contract |  |  | P02 |  | 15561000
[9 empty] | 822 |  | P | Coincident Peak |  | 28.2 | D01 |  | 4388202 | 2135447.0393 | 384357.3337 | 1192794.6569 | 577692.6676 | 13739.3288 | 75240.6704 | 8930.3032 | 0 | 0 | 0 | 0
[9 empty] | 823 |  | P | Generation Level Consumption |  | 71.8 | E02 |  | 11172798 | 4953925.8189 | 833172.4842 | 3304028.5309 | 1784300.7426 | 338.3873 | 234638.224 | 62393.8121 | 0 | 0 | 0 | 0
[9 empty] | 824 |  | P | Open |  | 0 | xxx |  | 0 | 0 | 0 | 0 | 0 | 0 | 0 | 0 | 0 | 0 | 0 | 0
[9 empty] | 825 |  | P | Open |  | 0 | xxx |  | 0 | 0 | 0 | 0 | 0 | 0 | 0 | 0 | 0 | 0 | 0 | 0
[9 empty] | 826 | 447 | From Sale of Electricity (Wholesale) |  |  | Sum |  | 94910000
[9 empty] | 827 |  | P | Generation Level Consumption |  | 100 | E02 |  | 94910000 | 42082305.5671 | 7077582.5779 | 28066859.1579 | 15157168.6409 | 2874.5119 | 1993190.4115 | 530019.133 | 0 | 0 | 0 | 0
[9 empty] | 828 | Open | 0 |  |  |  |  | 0
[9 empty] | 829 |  |  | Open |  | 100 | xxx |  | 0 | 0 | 0 | 0 | 0 | 0 | 0 | 0 | 0 | 0 | 0 | 0
[9 empty] | 830 |  |  | Open |  | 100 | xxx |  | 0 | 0 | 0 | 0 | 0 | 0 | 0 | 0 | 0 | 0 | 0 | 0
[9 empty] | 831 |  | Total Revenues From Sale or Distribution of Electricity |  |  |  |  | 346669000 | 346669000 | 152574678.4253 | 33059612.3957 | 106089682.3456 | 43993662.0511 | 186952.228 | 6596069.3059 | 4168343.2484 | 0 | 0 | 0 | 0
832
[9 empty] | 833 |  | Other Operating Revenues
[9 empty] | 834 | 451 | Miscellaneous Service Revenues |  |  | Sum |  | 1261000
[9 empty] | 835 |  | D | Distribution Plant |  | 100 | S03 |  | 1261000 | 708770.9799 | 114238.6574 | 265099.7762 | 97947.1668 | 13.7635 | 18725.7395 | 56203.9167 | 0 | 0 | 0 | 0
[9 empty] | 836 | 453 | Sales of Water and Water Power |  |  | Sum |  | 300000
[9 empty] | 837 |  | P | Coincident Peak |  | 100 | D01 |  | 300000 | 145990.1144 | 26276.6391 | 81545.5617 | 39494.0343 | 939.291 | 5143.8382 | 610.5213 | 0 | 0 | 0 | 0
[9 empty] | 838 | 454 | Rent From Electric Property |  |  | Manual Input |  | 1384000
[9 empty] | 839 |  | P | Production Plant |  | 182 | S01 |  | 182000 | 83037.6875 | 14276.5537 | 52527.5145 | 27547.1243 | 173.3313 | 3613.5242 | 824.2646 | 0 | 0 | 0 | 0
[9 empty] | 840 |  | D | Distribution Plant |  | 1202 | S03 |  | 1202000 | 675608.8167 | 108893.629 | 252696.218 | 93364.389 | 13.1196 | 17849.5947 | 53574.233 | 0 | 0 | 0 | 0
[9 empty] | 841 | 456.XX | Other Electric Revenues - Wheeling |  |  | Sum |  | 8477000
[9 empty] | 842 |  | T | Transmission Plant |  | 100 | S02 |  | 8477000 | 3862991.7574 | 663558.6712 | 2449139.3338 | 1286075.8683 | 7739.9354 | 168721.1938 | 38773.24 | 0 | 0 | 0 | 0
[9 empty] | 843 | 456.XX | Other Electric Revenues - Wholesale |  |  | Sum |  | 1773000
[9 empty] | 844 |  | P | Production Plant |  | 100 | S01 |  | 1773000 | 808933.0769 | 139078.7343 | 511710.3475 | 268357.4249 | 1688.5515 | 35202.0789 | 8029.786 | 0 | 0 | 0 | 0
[9 empty] | 845 |  | Total Other Operating Revenues |  |  |  |  | 13195000 | 13195000 | 6285332.4327 | 1066322.8847 | 3612718.7518 | 1812786.0076 | 10567.9923 | 249255.9692 | 158015.9616 | 0 | 0 | 0 | 0
846
[9 empty] | 847 | Total Operating Revenues | [5 empty] | 359864000 | 359864000 | 158860010.858 | 34125935.2804 | 109702401.0974 | 45806448.0587 | 197520.2203 | 6845325.2751 | 4326359.21 | 0 | 0 | 0 | 0
848
[9 empty] | 849 | Total Operating Income | [5 empty] | 49771000 | 49771000 | 14413287.8528 | 6385160.1487 | 21462089.7598 | 5778998.2636 | -13372.0364 | 1061504.3584 | 683331.6532 | 0 | 0 | 0 | 0
850
[9 empty] | 851 | Rate Base
[9 empty] | 852 | Plant In Service
[9 empty] | 853 |  | Intangible Plant
[9 empty] | 854 | 301.XX | Organization |  |  | M02 |  | 10000
[9 empty] | 855 |  | P | Production Plant |  | 462019 | S01 |  | 4606.4857 | 2101.7138 | 361.3447 | 1329.4904 | 697.2277 | 4.3871 | 91.4596 | 20.8624 | 0 | 0 | 0 | 0
[9 empty] | 856 |  | T | Transmission Plant |  | 176604 | S02 |  | 1760.8016 | 802.402 | 137.8312 | 508.7234 | 267.1375 | 1.6077 | 35.046 | 8.0538 | 0 | 0 | 0 | 0
[9 empty] | 857 |  | D | Distribution Plant |  | 364352 | S03 |  | 3632.7127 | 2041.8409 | 329.1009 | 763.7045 | 282.1681 | 0.03965 | 53.9455 | 161.9133 | 0 | 0 | 0 | 0
[9 empty] | 858 |  | O | P/T/D Plant |  | 0 | S05 |  | 0 | 0 | 0 | 0 | 0 | 0 | 0 | 0 | 0 | 0 | 0 | 0
[9 empty] | 859 | 302.XX | Franchises & Consents |  |  | P03 |  | 9617000
[9 empty] | 860 |  | P | Coincident Peak |  | 28.73 | D01 |  | 2762964.1 | 1344551.483 | 242004.7014 | 751024.8652 | 363735.3298 | 8650.7577 | 47374.1344 | 5622.8285 | 0 | 0 | 0 | 0
[9 empty] | 861 |  | P | Generation Level Consumption |  | 71.27 | E02 |  | 6854035.9 | 3039022.5805 | 511115.8474 | 2026880.8373 | 1094592.5404 | 207.5862 | 143940.5609 | 38275.9474 | 0 | 0 | 0 | 0
[9 empty] | 862 |  | P | Open |  | 0 | xxx |  | 0 | 0 | 0 | 0 | 0 | 0 | 0 | 0 | 0 | 0 | 0 | 0
[9 empty] | 863 |  | P | Open |  | 0 | xxx |  | 0 | 0 | 0 | 0 | 0 | 0 | 0 | 0 | 0 | 0 | 0 | 0
[9 empty] | 864 | 303 | Miscellaneous |  |  | T01 |  | 547000
[9 empty] | 865 |  | T | Coincident Peak |  | 28.47 | D01 |  | 155730.9 | 75783.9063 | 13640.2822 | 42330.5457 | 20501.4717 | 487.5888 | 2670.1818 | 316.9235 | 0 | 0 | 0 | 0
[9 empty] | 866 |  | T | Generation Level Consumption |  | 71.53 | E02 |  | 391269.1 | 173485.4686 | 29177.5299 | 115706.4031 | 62485.8469 | 11.8503 | 8216.9826 | 2185.0185 | 0 | 0 | 0 | 0
[9 empty] | 867 |  | T | Open |  | 0 | xxx |  | 0 | 0 | 0 | 0 | 0 | 0 | 0 | 0 | 0 | 0 | 0 | 0
[9 empty] | 868 | 303.1X | Miscellaneous - Computer Software |  |  | M02 |  | 2531000
[9 empty] | 869 |  | P | Production Plant |  | 462019 | S01 |  | 1165901.5319 | 531943.7753 | 91456.3504 | 336494.0091 | 176468.3208 | 1110.3693 | 23148.4251 | 5280.2819 | 0 | 0 | 0 | 0
[9 empty] | 870 |  | T | Transmission Plant |  | 176604 | S02 |  | 445658.8888 | 203087.9573 | 34885.0796 | 128757.8995 | 67612.4976 | 406.9094 | 8870.1309 | 2038.4144 | 0 | 0 | 0 | 0
[9 empty] | 871 |  | D | Distribution Plant |  | 364352 | S03 |  | 919439.5793 | 516789.9219 | 83295.4347 | 193293.5977 | 71416.7342 | 10.0355 | 13653.5972 | 40980.2581 | 0 | 0 | 0 | 0
[9 empty] | 872 |  | O | P/T/D Plant |  | 0 | S05 |  | 0 | 0 | 0 | 0 | 0 | 0 | 0 | 0 | 0 | 0 | 0 | 0
[9 empty] | 873 |  | Total Intangible Plant |  |  |  |  | 12705000 | 12705000 | 5889611.0497 | 1006403.5024 | 3597090.0759 | 1858059.2746 | 10891.1316 | 248054.4639 | 94890.5019 | 0 | 0 | 0 | 0
874
[9 empty] | 875 |  | Production Plant
[9 empty] | 876 | 31X | Steam Production |  |  | P02 |  | 268554000
[9 empty] | 877 |  | P | Coincident Peak |  | 28.2 | D01 |  | 75732228 | 36853855.4193 | 6633294.7369 | 20585423.5773 | 9969904.0334 | 237115.3344 | 1298514.4272 | 154120.4715 | 0 | 0 | 0 | 0
[9 empty] | 878 |  | P | Generation Level Consumption |  | 71.8 | E02 |  | 192821772 | 85495571.9028 | 14379011.8443 | 57021404.6707 | 30793721.5872 | 5839.9375 | 4049420.5781 | 1076801.4795 | 0 | 0 | 0 | 0
[9 empty] | 879 |  | P | Open |  | 0 | xxx |  | 0 | 0 | 0 | 0 | 0 | 0 | 0 | 0 | 0 | 0 | 0 | 0
[9 empty] | 880 |  | P | Open |  | 0 | xxx |  | 0 | 0 | 0 | 0 | 0 | 0 | 0 | 0 | 0 | 0 | 0 | 0
[9 empty] | 881 | 32X | Nuclear Production |  |  | P02 |  | 0
[9 empty] | 882 |  | P | Coincident Peak |  | 28.2 | D01 |  | 0 | 0 | 0 | 0 | 0 | 0 | 0 | 0 | 0 | 0 | 0 | 0
[9 empty] | 883 |  | P | Generation Level Consumption |  | 71.8 | E02 |  | 0 | 0 | 0 | 0 | 0 | 0 | 0 | 0 | 0 | 0 | 0 | 0
[9 empty] | 884 |  | P | Open |  | 0 | xxx |  | 0 | 0 | 0 | 0 | 0 | 0 | 0 | 0 | 0 | 0 | 0 | 0
[9 empty] | 885 |  | P | Open |  | 0 | xxx |  | 0 | 0 | 0 | 0 | 0 | 0 | 0 | 0 | 0 | 0 | 0 | 0
[9 empty] | 886 | 33X | Hydraulic Production |  |  | P03 |  | 184933000
[9 empty] | 887 |  | P | Coincident Peak |  | 28.73 | D01 |  | 53131250.9 | 25855457.9817 | 4653702.344 | 14442058.9999 | 6994558.151 | 166352.353 | 910995.1952 | 108125.8753 | 0 | 0 | 0 | 0
[9 empty] | 888 |  | P | Generation Level Consumption |  | 71.27 | E02 |  | 131801749.1 | 58439800.6522 | 9828656.2339 | 38976515.9493 | 21048797.1581 | 3991.8416 | 2767948.3987 | 736038.8661 | 0 | 0 | 0 | 0
[9 empty] | 889 |  | P | Open |  | 0 | xxx |  | 0 | 0 | 0 | 0 | 0 | 0 | 0 | 0 | 0 | 0 | 0 | 0
[9 empty] | 890 |  | P | Open |  | 0 | xxx |  | 0 | 0 | 0 | 0 | 0 | 0 | 0 | 0 | 0 | 0 | 0 | 0
[9 empty] | 891 | 34X | Other Production |  |  | P04 |  | 8532000
[9 empty] | 892 |  | P | Coincident Peak |  | 100 | D01 |  | 8532000 | 4151958.8521 | 747307.6151 | 2319155.7756 | 1123210.3354 | 26713.4361 | 146290.7587 | 17363.227 | 0 | 0 | 0 | 0
[9 empty] | 893 |  | P | Generation Level Consumption |  | 0 | E02 |  | 0 | 0 | 0 | 0 | 0 | 0 | 0 | 0 | 0 | 0 | 0 | 0
[9 empty] | 894 |  | P | Open |  | 0 | xxx |  | 0 | 0 | 0 | 0 | 0 | 0 | 0 | 0 | 0 | 0 | 0 | 0
[9 empty] | 895 |  | P | Open |  | 0 | xxx |  | 0 | 0 | 0 | 0 | 0 | 0 | 0 | 0 | 0 | 0 | 0 | 0
[9 empty] | 896 |  | Total Production Plant |  |  |  |  | 462019000 | 462019000 | 210796644.8081 | 36241972.7742 | 133344558.9727 | 69930191.265 | 440012.9027 | 9173169.358 | 2092449.9193 | 0 | 0 | 0 | 0
897
[9 empty] | 898 |  | Transmission Plant
[9 empty] | 899 | 350 | Land & Land Rights |  |  | T01 |  | 7933000
[9 empty] | 900 |  | T | Coincident Peak |  | 28.47 | D01 |  | 2258525.1 | 1099074.4587 | 197821.4963 | 613908.9932 | 297327.5592 | 7071.3743 | 38724.959 | 4596.2592 | 0 | 0 | 0 | 0
[9 empty] | 901 |  | T | Generation Level Consumption |  | 71.53 | E02 |  | 5674474.9 | 2516015.0319 | 423154.1955 | 1678060.1392 | 906216.1312 | 171.8612 | 119168.7805 | 31688.7606 | 0 | 0 | 0 | 0
[9 empty] | 902 |  | T | Open |  | 0 | xxx |  | 0 | 0 | 0 | 0 | 0 | 0 | 0 | 0 | 0 | 0 | 0 | 0
[9 empty] | 903 | 352 | Structures & Improvements |  |  | T01 |  | 4832000
[9 empty] | 904 |  | T | Coincident Peak |  | 28.47 | D01 |  | 1375670.4 | 669447.5967 | 120493.3153 | 373932.7184 | 181102.5799 | 4307.1828 | 23587.4199 | 2799.5871 | 0 | 0 | 0 | 0
[9 empty] | 905 |  | T | Generation Level Consumption |  | 71.53 | E02 |  | 3456329.6 | 1532507.8323 | 257743.7379 | 1022108.4826 | 551977.3536 | 104.6809 | 72585.8499 | 19301.6628 | 0 | 0 | 0 | 0
[9 empty] | 906 |  | T | Open |  | 0 | xxx |  | 0 | 0 | 0 | 0 | 0 | 0 | 0 | 0 | 0 | 0 | 0 | 0
[9 empty] | 907 | 353 | Station Equipment |  |  | T01 |  | 63827000
[9 empty] | 908 |  | T | Coincident Peak |  | 28.47 | D01 |  | 18171546.9 | 8842887.3662 | 1591623.9307 | 4939363.3314 | 2392225.655 | 56894.5683 | 311571.6576 | 36980.3906 | 0 | 0 | 0 | 0
[9 empty] | 909 |  | T | Generation Level Consumption |  | 71.53 | E02 |  | 45655453.1 | 20243248.6372 | 3404596.3486 | 13501266.1674 | 7291195.891 | 1382.7536 | 958803.1962 | 254960.1061 | 0 | 0 | 0 | 0
[9 empty] | 910 |  | T | Open |  | 0 | xxx |  | 0 | 0 | 0 | 0 | 0 | 0 | 0 | 0 | 0 | 0 | 0 | 0
[9 empty] | 911 | 354 | Towers & Fixtures |  |  | T01 |  | 11438000
[9 empty] | 912 |  | T | Coincident Peak |  | 28.47 | D01 |  | 3256398.6 | 1584673.3466 | 285224.0356 | 885149.5102 | 428694.3933 | 10195.6863 | 55834.6252 | 6627.0028 | 0 | 0 | 0 | 0
[9 empty] | 913 |  | T | Generation Level Consumption |  | 71.53 | E02 |  | 8181601.4 | 3627654.0949 | 610114.4192 | 2419469.5415 | 1306605.3332 | 247.7938 | 171820.5612 | 45689.6563 | 0 | 0 | 0 | 0
[9 empty] | 914 |  | T | Open |  | 0 | xxx |  | 0 | 0 | 0 | 0 | 0 | 0 | 0 | 0 | 0 | 0 | 0 | 0
[9 empty] | 915 | 355 | Poles & Fixtures |  |  | T01 |  | 45174000
[9 empty] | 916 |  | T | Coincident Peak |  | 28.47 | D01 |  | 12861037.8 | 6258614.597 | 1126482.8278 | 3495868.506 | 1693114.2266 | 40267.5236 | 220516.9922 | 26173.1268 | 0 | 0 | 0 | 0
[9 empty] | 917 |  | T | Generation Level Consumption |  | 71.53 | E02 |  | 32312962.2 | 14327299.0104 | 2409626.5758 | 9555614.3614 | 5160394.2404 | 978.6534 | 678599.583 | 180449.7757 | 0 | 0 | 0 | 0
[9 empty] | 918 |  | T | Open |  | 0 | xxx |  | 0 | 0 | 0 | 0 | 0 | 0 | 0 | 0 | 0 | 0 | 0 | 0
[9 empty] | 919 | 356 | Overhead Conductors & Devices |  |  | T01 |  | 40931000
[9 empty] | 920 |  | T | Coincident Peak |  | 28.47 | D01 |  | 11653055.7 | 5670769.7806 | 1020677.1289 | 3167516.5764 | 1534087.2716 | 36485.3679 | 199804.7773 | 23714.7973 | 0 | 0 | 0 | 0
[9 empty] | 921 |  | T | Generation Level Consumption |  | 71.53 | E02 |  | 29277944.3 | 12981597.2859 | 2183300.6901 | 8658096.503 | 4675700.5501 | 886.7327 | 614861.6357 | 163500.9025 | 0 | 0 | 0 | 0
[9 empty] | 922 |  | T | Open |  | 0 | xxx |  | 0 | 0 | 0 | 0 | 0 | 0 | 0 | 0 | 0 | 0 | 0 | 0
[9 empty] | 923 | 357 | Underground Conduit |  |  | T01 |  | 373000
[9 empty] | 924 |  | T | Coincident Peak |  | 28.47 | D01 |  | 106193.1 | 51677.1427 | 9301.3259 | 28865.2533 | 13979.9798 | 332.4874 | 1820.8004 | 216.1105 | 0 | 0 | 0 | 0
[9 empty] | 925 |  | T | Generation Level Consumption |  | 71.53 | E02 |  | 266806.9 | 118299.9631 | 19896.195 | 78900.3444 | 42609.179 | 8.0807 | 5603.1709 | 1489.9669 | 0 | 0 | 0 | 0
[9 empty] | 926 |  | T | Open |  | 0 | xxx |  | 0 | 0 | 0 | 0 | 0 | 0 | 0 | 0 | 0 | 0 | 0 | 0
[9 empty] | 927 | 358 | Underground Conductors & Devices |  |  | T01 |  | 882000
[9 empty] | 928 |  | T | Coincident Peak |  | 28.47 | D01 |  | 251105.4 | 122196.3535 | 21994.0199 | 68255.103 | 33057.2176 | 786.2035 | 4305.4852 | 511.0174 | 0 | 0 | 0 | 0
[9 empty] | 929 |  | T | Generation Level Consumption |  | 71.53 | E02 |  | 630894.6 | 279733.4247 | 47046.7667 | 186568.6427 | 100754.1444 | 19.1077 | 13249.3211 | 3523.1926 | 0 | 0 | 0 | 0
[9 empty] | 930 |  | T | Open |  | 0 | xxx |  | 0 | 0 | 0 | 0 | 0 | 0 | 0 | 0 | 0 | 0 | 0 | 0
[9 empty] | 931 | 359 | Roads & Trails |  |  | T01 |  | 1214000
[9 empty] | 932 |  | T | Coincident Peak |  | 28.47 | D01 |  | 345625.8 | 168193.1669 | 30272.948 | 93947.5 | 45500.524 | 1082.144 | 5926.144 | 703.3731 | 0 | 0 | 0 | 0
[9 empty] | 933 |  | T | Generation Level Consumption |  | 71.53 | E02 |  | 868374.2 | 385029.9066 | 64755.9805 | 256796.2951 | 138679.7407 | 26.3002 | 18236.5939 | 4849.383 | 0 | 0 | 0 | 0
[9 empty] | 934 |  | T | Open |  | 0 | xxx |  | 0 | 0 | 0 | 0 | 0 | 0 | 0 | 0 | 0 | 0 | 0 | 0
[9 empty] | 935 |  | Total Transmission Plant |  |  |  |  | 176604000 | 176604000 | 80478918.9959 | 13824125.9375 | 51023687.9692 | 26793221.9704 | 161248.5023 | 3515021.5533 | 807775.0714 | 0 | 0 | 0 | 0
936
[9 empty] | 937 |  | Distribution Plant
[9 empty] | 938 | 360 | Land & Land Rights |  |  | X01 |  | 2997000
[9 empty] | 939 |  | D | NCP-All |  | 100 | D02 |  | 2997000 | 1361564.9635 | 259670.7256 | 916805.1701 | 378228.2598 | 0 | 58873.7094 | 21857.1716 | 0 | 0 | 0 | 0
[9 empty] | 940 |  | D | NCP-w/o DA |  | 0 | D03 |  | 0 | 0 | 0 | 0 | 0 | 0 | 0 | 0 | 0 | 0 | 0 | 0
[9 empty] | 941 |  | D | DA Sch 25 |  | 0 | D04 |  | 0 | 0 | 0 | 0 | 0 | 0 | 0 | 0 | 0 | 0 | 0 | 0
[9 empty] | 942 |  | D | DA Street and Area Lights |  | 0 | D07 |  | 0 | 0 | 0 | 0 | 0 | 0 | 0 | 0 | 0 | 0 | 0 | 0
[9 empty] | 943 |  | D | Avg Customers-Secondary |  | 0 | C02 |  | 0 | 0 | 0 | 0 | 0 | 0 | 0 | 0 | 0 | 0 | 0 | 0
[9 empty] | 944 |  | D | Wt Customers-Meters |  | 0 | C04 |  | 0 | 0 | 0 | 0 | 0 | 0 | 0 | 0 | 0 | 0 | 0 | 0
[9 empty] | 945 |  | D | DA Street & Area Lights |  | 0 | C05 |  | 0 | 0 | 0 | 0 | 0 | 0 | 0 | 0 | 0 | 0 | 0 | 0
[9 empty] | 946 |  | D | DA Sch 28 |  | 0 | D05 |  | 0 | 0 | 0 | 0 | 0 | 0 | 0 | 0 | 0 | 0 | 0 | 0
[9 empty] | 947 |  | D | NCP-Secondary |  | 0 | D06 |  | 0 | 0 | 0 | 0 | 0 | 0 | 0 | 0 | 0 | 0 | 0 | 0
[9 empty] | 948 |  | D | Avg Customers-All |  | 0 | C01 |  | 0 | 0 | 0 | 0 | 0 | 0 | 0 | 0 | 0 | 0 | 0 | 0
[9 empty] | 949 | 361 | Structures & Improvements |  |  | X02 |  | 5157000
[9 empty] | 950 |  | D | NCP-All |  | 0 | D02 |  | 0 | 0 | 0 | 0 | 0 | 0 | 0 | 0 | 0 | 0 | 0 | 0
[9 empty] | 951 |  | D | NCP-w/o DA |  | 4808 | D03 |  | 4804273.5904 | 2497862.0685 | 476379.514 | 1681926.9885 | 0 | 0 | 108006.8961 | 40098.1233 | 0 | 0 | 0 | 0
[9 empty] | 952 |  | D | DA Sch 25 |  | 353 | D04 |  | 352726.4096 | 0 | 0 | 0 | 352726.4096 | 0 | 0 | 0 | 0 | 0 | 0 | 0
[9 empty] | 953 |  | D | DA Street and Area Lights |  | 0 | D07 |  | 0 | 0 | 0 | 0 | 0 | 0 | 0 | 0 | 0 | 0 | 0 | 0
[9 empty] | 954 |  | D | Avg Customers-Secondary |  | 0 | C02 |  | 0 | 0 | 0 | 0 | 0 | 0 | 0 | 0 | 0 | 0 | 0 | 0
[9 empty] | 955 |  | D | Wt Customers-Meters |  | 0 | C04 |  | 0 | 0 | 0 | 0 | 0 | 0 | 0 | 0 | 0 | 0 | 0 | 0
[9 empty] | 956 |  | D | DA Street & Area Lights |  | 0 | C05 |  | 0 | 0 | 0 | 0 | 0 | 0 | 0 | 0 | 0 | 0 | 0 | 0
[9 empty] | 957 |  | D | DA Sch 28 |  | 0 | D05 |  | 0 | 0 | 0 | 0 | 0 | 0 | 0 | 0 | 0 | 0 | 0 | 0
[9 empty] | 958 |  | D | NCP-Secondary |  | 0 | D06 |  | 0 | 0 | 0 | 0 | 0 | 0 | 0 | 0 | 0 | 0 | 0 | 0
[9 empty] | 959 |  | D | Avg Customers-All |  | 0 | C01 |  | 0 | 0 | 0 | 0 | 0 | 0 | 0 | 0 | 0 | 0 | 0 | 0
[9 empty] | 960 | 362 | Station Equipment |  |  | X03 |  | 35160000
[9 empty] | 961 |  | D | NCP-All |  | 0 | D02 |  | 0 | 0 | 0 | 0 | 0 | 0 | 0 | 0 | 0 | 0 | 0 | 0
[9 empty] | 962 |  | D | NCP-w/o DA |  | 32509 | D03 |  | 32414044.1823 | 16852872.7446 | 3214093.9364 | 11347824.9499 | 0 | 0 | 728713.766 | 270538.7853 | 0 | 0 | 0 | 0
[9 empty] | 963 |  | D | DA Sch 25 |  | 2754 | D04 |  | 2745955.8177 | 0 | 0 | 0 | 2745955.8177 | 0 | 0 | 0 | 0 | 0 | 0 | 0
[9 empty] | 964 |  | D | DA Street and Area Lights |  | 0 | D07 |  | 0 | 0 | 0 | 0 | 0 | 0 | 0 | 0 | 0 | 0 | 0 | 0
[9 empty] | 965 |  | D | Avg Customers-Secondary |  | 0 | C02 |  | 0 | 0 | 0 | 0 | 0 | 0 | 0 | 0 | 0 | 0 | 0 | 0
[9 empty] | 966 |  | D | Wt Customers-Meters |  | 0 | C04 |  | 0 | 0 | 0 | 0 | 0 | 0 | 0 | 0 | 0 | 0 | 0 | 0
[9 empty] | 967 |  | D | DA Street & Area Lights |  | 0 | C05 |  | 0 | 0 | 0 | 0 | 0 | 0 | 0 | 0 | 0 | 0 | 0 | 0
[9 empty] | 968 |  | D | DA Sch 28 |  | 0 | D05 |  | 0 | 0 | 0 | 0 | 0 | 0 | 0 | 0 | 0 | 0 | 0 | 0
[9 empty] | 969 |  | D | NCP-Secondary |  | 0 | D06 |  | 0 | 0 | 0 | 0 | 0 | 0 | 0 | 0 | 0 | 0 | 0 | 0
[9 empty] | 970 |  | D | Avg Customers-All |  | 0 | C01 |  | 0 | 0 | 0 | 0 | 0 | 0 | 0 | 0 | 0 | 0 | 0 | 0
[9 empty] | 971 | 363 | Storage Battery Equipment |  |  | X01 |  | 0
[9 empty] | 972 |  | D | NCP-All |  | 100 | D02 |  | 0 | 0 | 0 | 0 | 0 | 0 | 0 | 0 | 0 | 0 | 0 | 0
[9 empty] | 973 |  | D | NCP-w/o DA |  | 0 | D03 |  | 0 | 0 | 0 | 0 | 0 | 0 | 0 | 0 | 0 | 0 | 0 | 0
[9 empty] | 974 |  | D | DA Sch 25 |  | 0 | D04 |  | 0 | 0 | 0 | 0 | 0 | 0 | 0 | 0 | 0 | 0 | 0 | 0
[9 empty] | 975 |  | D | DA Street and Area Lights |  | 0 | D07 |  | 0 | 0 | 0 | 0 | 0 | 0 | 0 | 0 | 0 | 0 | 0 | 0
[9 empty] | 976 |  | D | Avg Customers-Secondary |  | 0 | C02 |  | 0 | 0 | 0 | 0 | 0 | 0 | 0 | 0 | 0 | 0 | 0 | 0
[9 empty] | 977 |  | D | Wt Customers-Meters |  | 0 | C04 |  | 0 | 0 | 0 | 0 | 0 | 0 | 0 | 0 | 0 | 0 | 0 | 0
[9 empty] | 978 |  | D | DA Street & Area Lights |  | 0 | C05 |  | 0 | 0 | 0 | 0 | 0 | 0 | 0 | 0 | 0 | 0 | 0 | 0
[9 empty] | 979 |  | D | DA Sch 28 |  | 0 | D05 |  | 0 | 0 | 0 | 0 | 0 | 0 | 0 | 0 | 0 | 0 | 0 | 0
[9 empty] | 980 |  | D | NCP-Secondary |  | 0 | D06 |  | 0 | 0 | 0 | 0 | 0 | 0 | 0 | 0 | 0 | 0 | 0 | 0
[9 empty] | 981 |  | D | Avg Customers-All |  | 0 | C01 |  | 0 | 0 | 0 | 0 | 0 | 0 | 0 | 0 | 0 | 0 | 0 | 0
[9 empty] | 982 | 364 | Poles, Towers & Fixtures |  |  | X05 |  | 73691000
[9 empty] | 983 |  | D | NCP-All |  | 63.57 | D02 |  | 46845368.7 | 21282286.528 | 4058849.1422 | 14330355.7628 | 5911992.7542 | 0 | 920240.448 | 341644.0647 | 0 | 0 | 0 | 0
[9 empty] | 984 |  | D | NCP-w/o DA |  | 0 | D03 |  | 0 | 0 | 0 | 0 | 0 | 0 | 0 | 0 | 0 | 0 | 0 | 0
[9 empty] | 985 |  | D | DA Sch 25 |  | 0 | D04 |  | 0 | 0 | 0 | 0 | 0 | 0 | 0 | 0 | 0 | 0 | 0 | 0
[9 empty] | 986 |  | D | DA Street and Area Lights |  | 6.75 | D07 |  | 4974142.5 | 0 | 0 | 0 | 0 | 0 | 0 | 4974142.5 | 0 | 0 | 0 | 0
[9 empty] | 987 |  | D | Avg Customers-Secondary |  | 0 | C02 |  | 0 | 0 | 0 | 0 | 0 | 0 | 0 | 0 | 0 | 0 | 0 | 0
[9 empty] | 988 |  | D | Wt Customers-Meters |  | 0 | C04 |  | 0 | 0 | 0 | 0 | 0 | 0 | 0 | 0 | 0 | 0 | 0 | 0
[9 empty] | 989 |  | D | DA Street & Area Lights |  | 0 | C05 |  | 0 | 0 | 0 | 0 | 0 | 0 | 0 | 0 | 0 | 0 | 0 | 0
[9 empty] | 990 |  | D | DA Sch 28 |  | 0 | D05 |  | 0 | 0 | 0 | 0 | 0 | 0 | 0 | 0 | 0 | 0 | 0 | 0
[9 empty] | 991 |  | D | NCP-Secondary |  | 0 | D06 |  | 0 | 0 | 0 | 0 | 0 | 0 | 0 | 0 | 0 | 0 | 0 | 0
[9 empty] | 992 |  | D | Avg Customers-All |  | 29.68 | C01 |  | 21871488.8 | 19023149.7921 | 2372847.8987 | 332229.4235 | 2276.7197 | 108.4152 | 115904.9105 | 24971.6402 | 0 | 0 | 0 | 0
[9 empty] | 993 | 365 | Overhead Conductors & Devices |  |  | X06 |  | 49725000
[9 empty] | 994 |  | D | NCP-All |  | 91.67 | D02 |  | 45582907.5 | 20708738.6676 | 3949465.0195 | 13944159.2478 | 5752667.2611 | 0 | 895440.39 | 332436.9139 | 0 | 0 | 0 | 0
[9 empty] | 995 |  | D | NCP-w/o DA |  | 0 | D03 |  | 0 | 0 | 0 | 0 | 0 | 0 | 0 | 0 | 0 | 0 | 0 | 0
[9 empty] | 996 |  | D | DA Sch 25 |  | 0 | D04 |  | 0 | 0 | 0 | 0 | 0 | 0 | 0 | 0 | 0 | 0 | 0 | 0
[9 empty] | 997 |  | D | DA Street and Area Lights |  | 0 | D07 |  | 0 | 0 | 0 | 0 | 0 | 0 | 0 | 0 | 0 | 0 | 0 | 0
[9 empty] | 998 |  | D | Avg Customers-Secondary |  | 0 | C02 |  | 0 | 0 | 0 | 0 | 0 | 0 | 0 | 0 | 0 | 0 | 0 | 0
[9 empty] | 999 |  | D | Wt Customers-Meters |  | 0 | C04 |  | 0 | 0 | 0 | 0 | 0 | 0 | 0 | 0 | 0 | 0 | 0 | 0
[9 empty] | 1000 |  | D | DA Street & Area Lights |  | 0 | C05 |  | 0 | 0 | 0 | 0 | 0 | 0 | 0 | 0 | 0 | 0 | 0 | 0
[9 empty] | 1001 |  | D | DA Sch 28 |  | 0 | D05 |  | 0 | 0 | 0 | 0 | 0 | 0 | 0 | 0 | 0 | 0 | 0 | 0
[9 empty] | 1002 |  | D | NCP-Secondary |  | 0 | D06 |  | 0 | 0 | 0 | 0 | 0 | 0 | 0 | 0 | 0 | 0 | 0 | 0
[9 empty] | 1003 |  | D | Avg Customers-All |  | 8.33 | C01 |  | 4142092.5 | 3602664.9489 | 449377.5241 | 62918.6708 | 431.1725 | 20.532 | 21950.4426 | 4729.2091 | 0 | 0 | 0 | 0
[9 empty] | 1004 | 366 | Underground Conduit |  |  | X07 |  | 20005000
[9 empty] | 1005 |  | D | NCP-All |  | 71.54 | D02 |  | 14311577 | 6501882.4877 | 1240005.867 | 4378020.6161 | 1806153.7751 | 0 | 281139.6814 | 104374.5726 | 0 | 0 | 0 | 0
[9 empty] | 1006 |  | D | NCP-w/o DA |  | 0 | D03 |  | 0 | 0 | 0 | 0 | 0 | 0 | 0 | 0 | 0 | 0 | 0 | 0
[9 empty] | 1007 |  | D | DA Sch 25 |  | 0 | D04 |  | 0 | 0 | 0 | 0 | 0 | 0 | 0 | 0 | 0 | 0 | 0 | 0
[9 empty] | 1008 |  | D | DA Street and Area Lights |  | 0 | D07 |  | 0 | 0 | 0 | 0 | 0 | 0 | 0 | 0 | 0 | 0 | 0 | 0
[9 empty] | 1009 |  | D | Avg Customers-Secondary |  | 0 | C02 |  | 0 | 0 | 0 | 0 | 0 | 0 | 0 | 0 | 0 | 0 | 0 | 0
[9 empty] | 1010 |  | D | Wt Customers-Meters |  | 0 | C04 |  | 0 | 0 | 0 | 0 | 0 | 0 | 0 | 0 | 0 | 0 | 0 | 0
[9 empty] | 1011 |  | D | DA Street & Area Lights |  | 0 | C05 |  | 0 | 0 | 0 | 0 | 0 | 0 | 0 | 0 | 0 | 0 | 0 | 0
[9 empty] | 1012 |  | D | DA Sch 28 |  | 0 | D05 |  | 0 | 0 | 0 | 0 | 0 | 0 | 0 | 0 | 0 | 0 | 0 | 0
[9 empty] | 1013 |  | D | NCP-Secondary |  | 0 | D06 |  | 0 | 0 | 0 | 0 | 0 | 0 | 0 | 0 | 0 | 0 | 0 | 0
[9 empty] | 1014 |  | D | Avg Customers-All |  | 28.46 | C01 |  | 5693423 | 4951964.6124 | 617682.0849 | 86483.4881 | 592.6587 | 28.2218 | 30171.5027 | 6500.4313 | 0 | 0 | 0 | 0
[9 empty] | 1015 | 367 | Underground Conductors & Devices |  |  | X08 |  | 42656000
[9 empty] | 1016 |  | D | NCP-All |  | 68.27 | D02 |  | 29121251.2 | 13230055.1643 | 2523168.6447 | 8908412.9666 | 3675168.557 | 0 | 572064.0908 | 212381.7766 | 0 | 0 | 0 | 0
[9 empty] | 1017 |  | D | NCP-w/o DA |  | 0 | D03 |  | 0 | 0 | 0 | 0 | 0 | 0 | 0 | 0 | 0 | 0 | 0 | 0
[9 empty] | 1018 |  | D | DA Sch 25 |  | 0 | D04 |  | 0 | 0 | 0 | 0 | 0 | 0 | 0 | 0 | 0 | 0 | 0 | 0
[9 empty] | 1019 |  | D | DA Street and Area Lights |  | 0 | D07 |  | 0 | 0 | 0 | 0 | 0 | 0 | 0 | 0 | 0 | 0 | 0 | 0
[9 empty] | 1020 |  | D | Avg Customers-Secondary |  | 0 | C02 |  | 0 | 0 | 0 | 0 | 0 | 0 | 0 | 0 | 0 | 0 | 0 | 0
[9 empty] | 1021 |  | D | Wt Customers-Meters |  | 0 | C04 |  | 0 | 0 | 0 | 0 | 0 | 0 | 0 | 0 | 0 | 0 | 0 | 0
[9 empty] | 1022 |  | D | DA Street & Area Lights |  | 0 | C05 |  | 0 | 0 | 0 | 0 | 0 | 0 | 0 | 0 | 0 | 0 | 0 | 0
[9 empty] | 1023 |  | D | DA Sch 28 |  | 0 | D05 |  | 0 | 0 | 0 | 0 | 0 | 0 | 0 | 0 | 0 | 0 | 0 | 0
[9 empty] | 1024 |  | D | NCP-Secondary |  | 0 | D06 |  | 0 | 0 | 0 | 0 | 0 | 0 | 0 | 0 | 0 | 0 | 0 | 0
[9 empty] | 1025 |  | D | Avg Customers-All |  | 31.73 | C01 |  | 13534748.8 | 11772109.168 | 1468391.1344 | 205593.7678 | 1408.9041 | 67.0907 | 71725.5173 | 15453.2177 | 0 | 0 | 0 | 0
[9 empty] | 1026 | 368 | Line Transformers |  |  | X09 |  | 67246000
[9 empty] | 1027 |  | D | NCP-All |  | 54.25 | D02 |  | 36480955 | 16573637.0248 | 3160839.5241 | 11159802.521 | 4603980.0222 | 0 | 716639.6872 | 266056.2206 | 0 | 0 | 0 | 0
[9 empty] | 1028 |  | D | NCP-w/o DA |  | 0 | D03 |  | 0 | 0 | 0 | 0 | 0 | 0 | 0 | 0 | 0 | 0 | 0 | 0
[9 empty] | 1029 |  | D | DA Sch 25 |  | 0 | D04 |  | 0 | 0 | 0 | 0 | 0 | 0 | 0 | 0 | 0 | 0 | 0 | 0
[9 empty] | 1030 |  | D | DA Street and Area Lights |  | 0 | D07 |  | 0 | 0 | 0 | 0 | 0 | 0 | 0 | 0 | 0 | 0 | 0 | 0
[9 empty] | 1031 |  | D | Avg Customers-Secondary |  | 0 | C02 |  | 0 | 0 | 0 | 0 | 0 | 0 | 0 | 0 | 0 | 0 | 0 | 0
[9 empty] | 1032 |  | D | Wt Customers-Meters |  | 0 | C04 |  | 0 | 0 | 0 | 0 | 0 | 0 | 0 | 0 | 0 | 0 | 0 | 0
[9 empty] | 1033 |  | D | DA Street & Area Lights |  | 0 | C05 |  | 0 | 0 | 0 | 0 | 0 | 0 | 0 | 0 | 0 | 0 | 0 | 0
[9 empty] | 1034 |  | D | DA Sch 28 |  | 0 | D05 |  | 0 | 0 | 0 | 0 | 0 | 0 | 0 | 0 | 0 | 0 | 0 | 0
[9 empty] | 1035 |  | D | NCP-Secondary |  | 0 | D06 |  | 0 | 0 | 0 | 0 | 0 | 0 | 0 | 0 | 0 | 0 | 0 | 0
[9 empty] | 1036 |  | D | Avg Customers-All |  | 45.75 | C01 |  | 30765045 | 26758492.06 | 3337713.9092 | 467323.1556 | 3202.4974 | 152.4999 | 163035.0736 | 35125.8043 | 0 | 0 | 0 | 0
[9 empty] | 1037 | 369 | Services |  |  | X10 |  | 42966000
[9 empty] | 1038 |  | D | NCP-All |  | 55.67 | D02 |  | 23919172.2 | 10866702.3102 | 2072442.042 | 7317057.3034 | 3018654.2802 | 0 | 469873.3376 | 174442.9266 | 0 | 0 | 0 | 0
[9 empty] | 1039 |  | D | NCP-w/o DA |  | 0 | D03 |  | 0 | 0 | 0 | 0 | 0 | 0 | 0 | 0 | 0 | 0 | 0 | 0
[9 empty] | 1040 |  | D | DA Sch 25 |  | 0 | D04 |  | 0 | 0 | 0 | 0 | 0 | 0 | 0 | 0 | 0 | 0 | 0 | 0
[9 empty] | 1041 |  | D | DA Street and Area Lights |  | 0 | D07 |  | 0 | 0 | 0 | 0 | 0 | 0 | 0 | 0 | 0 | 0 | 0 | 0
[9 empty] | 1042 |  | D | Avg Customers-Secondary |  | 0 | C02 |  | 0 | 0 | 0 | 0 | 0 | 0 | 0 | 0 | 0 | 0 | 0 | 0
[9 empty] | 1043 |  | D | Wt Customers-Meters |  | 0 | C04 |  | 0 | 0 | 0 | 0 | 0 | 0 | 0 | 0 | 0 | 0 | 0 | 0
[9 empty] | 1044 |  | D | DA Street & Area Lights |  | 0 | C05 |  | 0 | 0 | 0 | 0 | 0 | 0 | 0 | 0 | 0 | 0 | 0 | 0
[9 empty] | 1045 |  | D | DA Sch 28 |  | 0 | D05 |  | 0 | 0 | 0 | 0 | 0 | 0 | 0 | 0 | 0 | 0 | 0 | 0
[9 empty] | 1046 |  | D | NCP-Secondary |  | 0 | D06 |  | 0 | 0 | 0 | 0 | 0 | 0 | 0 | 0 | 0 | 0 | 0 | 0
[9 empty] | 1047 |  | D | Avg Customers-All |  | 44.33 | C01 |  | 19046827.8 | 16566346.3341 | 2066399.1252 | 289322.628 | 1982.6857 | 94.4136 | 100936.0127 | 21746.6006 | 0 | 0 | 0 | 0
[9 empty] | 1048 | 370 | Meters |  |  | X11 |  | 15356000
[9 empty] | 1049 |  | D | NCP-All |  | 0 | D02 |  | 0 | 0 | 0 | 0 | 0 | 0 | 0 | 0 | 0 | 0 | 0 | 0
[9 empty] | 1050 |  | D | NCP-w/o DA |  | 0 | D03 |  | 0 | 0 | 0 | 0 | 0 | 0 | 0 | 0 | 0 | 0 | 0 | 0
[9 empty] | 1051 |  | D | DA Sch 25 |  | 0 | D04 |  | 0 | 0 | 0 | 0 | 0 | 0 | 0 | 0 | 0 | 0 | 0 | 0
[9 empty] | 1052 |  | D | DA Street and Area Lights |  | 0 | D07 |  | 0 | 0 | 0 | 0 | 0 | 0 | 0 | 0 | 0 | 0 | 0 | 0
[9 empty] | 1053 |  | D | Avg Customers-Secondary |  | 0 | C02 |  | 0 | 0 | 0 | 0 | 0 | 0 | 0 | 0 | 0 | 0 | 0 | 0
[9 empty] | 1054 |  | D | Wt Customers-Meters |  | 100 | C04 |  | 15356000 | 12241204.877 | 1740670.1861 | 1169410.9547 | 45328.5284 | 3505.6462 | 155879.8076 | 0 | 0 | 0 | 0 | 0
[9 empty] | 1055 |  | D | DA Street & Area Lights |  | 0 | C05 |  | 0 | 0 | 0 | 0 | 0 | 0 | 0 | 0 | 0 | 0 | 0 | 0
[9 empty] | 1056 |  | D | DA Sch 28 |  | 0 | D05 |  | 0 | 0 | 0 | 0 | 0 | 0 | 0 | 0 | 0 | 0 | 0 | 0
[9 empty] | 1057 |  | D | NCP-Secondary |  | 0 | D06 |  | 0 | 0 | 0 | 0 | 0 | 0 | 0 | 0 | 0 | 0 | 0 | 0
[9 empty] | 1058 |  | D | Avg Customers-All |  | 0 | C01 |  | 0 | 0 | 0 | 0 | 0 | 0 | 0 | 0 | 0 | 0 | 0 | 0
[9 empty] | 1059 | 371 | Installations on Customer Premises |  |  | X10 |  | 0
[9 empty] | 1060 |  | D | NCP-All |  | 55.67 | D02 |  | 0 | 0 | 0 | 0 | 0 | 0 | 0 | 0 | 0 | 0 | 0 | 0
[9 empty] | 1061 |  | D | NCP-w/o DA |  | 0 | D03 |  | 0 | 0 | 0 | 0 | 0 | 0 | 0 | 0 | 0 | 0 | 0 | 0
[9 empty] | 1062 |  | D | DA Sch 25 |  | 0 | D04 |  | 0 | 0 | 0 | 0 | 0 | 0 | 0 | 0 | 0 | 0 | 0 | 0
[9 empty] | 1063 |  | D | DA Street and Area Lights |  | 0 | D07 |  | 0 | 0 | 0 | 0 | 0 | 0 | 0 | 0 | 0 | 0 | 0 | 0
[9 empty] | 1064 |  | D | Avg Customers-Secondary |  | 0 | C02 |  | 0 | 0 | 0 | 0 | 0 | 0 | 0 | 0 | 0 | 0 | 0 | 0
[9 empty] | 1065 |  | D | Wt Customers-Meters |  | 0 | C04 |  | 0 | 0 | 0 | 0 | 0 | 0 | 0 | 0 | 0 | 0 | 0 | 0
[9 empty] | 1066 |  | D | DA Street & Area Lights |  | 0 | C05 |  | 0 | 0 | 0 | 0 | 0 | 0 | 0 | 0 | 0 | 0 | 0 | 0
[9 empty] | 1067 |  | D | DA Sch 28 |  | 0 | D05 |  | 0 | 0 | 0 | 0 | 0 | 0 | 0 | 0 | 0 | 0 | 0 | 0
[9 empty] | 1068 |  | D | NCP-Secondary |  | 0 | D06 |  | 0 | 0 | 0 | 0 | 0 | 0 | 0 | 0 | 0 | 0 | 0 | 0
[9 empty] | 1069 |  | D | Avg Customers-All |  | 44.33 | C01 |  | 0 | 0 | 0 | 0 | 0 | 0 | 0 | 0 | 0 | 0 | 0 | 0
[9 empty] | 1070 | 372 | Leased Property on Customer Premises |  |  | X10 |  | 0
[9 empty] | 1071 |  | D | NCP-All |  | 55.67 | D02 |  | 0 | 0 | 0 | 0 | 0 | 0 | 0 | 0 | 0 | 0 | 0 | 0
[9 empty] | 1072 |  | D | NCP-w/o DA |  | 0 | D03 |  | 0 | 0 | 0 | 0 | 0 | 0 | 0 | 0 | 0 | 0 | 0 | 0
[9 empty] | 1073 |  | D | DA Sch 25 |  | 0 | D04 |  | 0 | 0 | 0 | 0 | 0 | 0 | 0 | 0 | 0 | 0 | 0 | 0
[9 empty] | 1074 |  | D | DA Street and Area Lights |  | 0 | D07 |  | 0 | 0 | 0 | 0 | 0 | 0 | 0 | 0 | 0 | 0 | 0 | 0
[9 empty] | 1075 |  | D | Avg Customers-Secondary |  | 0 | C02 |  | 0 | 0 | 0 | 0 | 0 | 0 | 0 | 0 | 0 | 0 | 0 | 0
[9 empty] | 1076 |  | D | Wt Customers-Meters |  | 0 | C04 |  | 0 | 0 | 0 | 0 | 0 | 0 | 0 | 0 | 0 | 0 | 0 | 0
[9 empty] | 1077 |  | D | DA Street & Area Lights |  | 0 | C05 |  | 0 | 0 | 0 | 0 | 0 | 0 | 0 | 0 | 0 | 0 | 0 | 0
[9 empty] | 1078 |  | D | DA Sch 28 |  | 0 | D05 |  | 0 | 0 | 0 | 0 | 0 | 0 | 0 | 0 | 0 | 0 | 0 | 0
[9 empty] | 1079 |  | D | NCP-Secondary |  | 0 | D06 |  | 0 | 0 | 0 | 0 | 0 | 0 | 0 | 0 | 0 | 0 | 0 | 0
[9 empty] | 1080 |  | D | Avg Customers-All |  | 44.33 | C01 |  | 0 | 0 | 0 | 0 | 0 | 0 | 0 | 0 | 0 | 0 | 0 | 0
[9 empty] | 1081 | 373 | Street Lights & Signal Systems |  |  | X12 |  | 9393000
[9 empty] | 1082 |  | D | NCP-All |  | 0 | D02 |  | 0 | 0 | 0 | 0 | 0 | 0 | 0 | 0 | 0 | 0 | 0 | 0
[9 empty] | 1083 |  | D | NCP-w/o DA |  | 0 | D03 |  | 0 | 0 | 0 | 0 | 0 | 0 | 0 | 0 | 0 | 0 | 0 | 0
[9 empty] | 1084 |  | D | DA Sch 25 |  | 0 | D04 |  | 0 | 0 | 0 | 0 | 0 | 0 | 0 | 0 | 0 | 0 | 0 | 0
[9 empty] | 1085 |  | D | DA Street and Area Lights |  | 0 | D07 |  | 0 | 0 | 0 | 0 | 0 | 0 | 0 | 0 | 0 | 0 | 0 | 0
[9 empty] | 1086 |  | D | Avg Customers-Secondary |  | 0 | C02 |  | 0 | 0 | 0 | 0 | 0 | 0 | 0 | 0 | 0 | 0 | 0 | 0
[9 empty] | 1087 |  | D | Wt Customers-Meters |  | 0 | C04 |  | 0 | 0 | 0 | 0 | 0 | 0 | 0 | 0 | 0 | 0 | 0 | 0
[9 empty] | 1088 |  | D | DA Street & Area Lights |  | 100 | C05 |  | 9393000 | 0 | 0 | 0 | 0 | 0 | 0 | 9393000 | 0 | 0 | 0 | 0
[9 empty] | 1089 |  | D | DA Sch 28 |  | 0 | D05 |  | 0 | 0 | 0 | 0 | 0 | 0 | 0 | 0 | 0 | 0 | 0 | 0
[9 empty] | 1090 |  | D | NCP-Secondary |  | 0 | D06 |  | 0 | 0 | 0 | 0 | 0 | 0 | 0 | 0 | 0 | 0 | 0 | 0
[9 empty] | 1091 |  | D | Avg Customers-All |  | 0 | C01 |  | 0 | 0 | 0 | 0 | 0 | 0 | 0 | 0 | 0 | 0 | 0 | 0
[9 empty] | 1092 |  | Total Distribution Plant |  |  |  |  | 364352000 | 364352000 | 204791533.7519 | 33007996.2782 | 76597647.6148 | 28300750.3036 | 3976.8194 | 5410595.2735 | 16239499.9586 | 0 | 0 | 0 | 0
1093
[9 empty] | 1094 |  | General Plant
[9 empty] | 1095 | 389 | Land & Land Rights |  |  | M02 |  | 830000
[9 empty] | 1096 |  | P | Production Plant |  | 462019 | S01 |  | 382338.3135 | 174442.2495 | 29991.6124 | 110347.6995 | 57869.8958 | 364.1274 | 7591.1469 | 1731.582 | 0 | 0 | 0 | 0
[9 empty] | 1097 |  | T | Transmission Plant |  | 176604 | S02 |  | 146146.5341 | 66599.3696 | 11439.9906 | 42224.0445 | 22172.4113 | 133.4393 | 2908.8142 | 668.4646 | 0 | 0 | 0 | 0
[9 empty] | 1098 |  | D | Distribution Plant |  | 364352 | S03 |  | 301515.1524 | 169472.7915 | 27315.3737 | 63387.4698 | 23419.9484 | 3.291 | 4477.4736 | 13438.8045 | 0 | 0 | 0 | 0
[9 empty] | 1099 |  | O | P/T/D Plant |  | 0 | S05 |  | 0 | 0 | 0 | 0 | 0 | 0 | 0 | 0 | 0 | 0 | 0 | 0
[9 empty] | 1100 | 390 | Structures & Improvements |  |  | M02 |  | 8241000
[9 empty] | 1101 |  | P | Production Plant |  | 462019 | S01 |  | 3796204.8695 | 1732022.3833 | 297784.1897 | 1095633.0023 | 574585.3149 | 3615.3905 | 75371.8574 | 17192.7314 | 0 | 0 | 0 | 0
[9 empty] | 1102 |  | T | Transmission Plant |  | 176604 | S02 |  | 1451076.6111 | 661259.5244 | 113586.7014 | 419238.9766 | 220148.002 | 1324.9073 | 28881.3705 | 6637.1289 | 0 | 0 | 0 | 0
[9 empty] | 1103 |  | D | Distribution Plant |  | 364352 | S03 |  | 2993718.5194 | 1682681.0535 | 271212.0415 | 629368.8417 | 232534.6925 | 32.6758 | 44456.4577 | 133432.7567 | 0 | 0 | 0 | 0
[9 empty] | 1104 |  | O | P/T/D Plant |  | 0 | S05 |  | 0 | 0 | 0 | 0 | 0 | 0 | 0 | 0 | 0 | 0 | 0 | 0
[9 empty] | 1105 | 391 | Office Furniture & Equipment |  |  | M02 |  | 10086000
[9 empty] | 1106 |  | P | Production Plant |  | 462019 | S01 |  | 4646101.4821 | 2119788.5885 | 364452.2918 | 1340923.973 | 703223.8182 | 4424.8063 | 92246.1538 | 21041.8504 | 0 | 0 | 0 | 0
[9 empty] | 1107 |  | T | Transmission Plant |  | 176604 | S02 |  | 1775944.5091 | 809302.7015 | 139016.5599 | 513098.449 | 269434.8681 | 1621.5283 | 35347.349 | 8123.0533 | 0 | 0 | 0 | 0
[9 empty] | 1108 |  | D | Distribution Plant |  | 364352 | S03 |  | 3663954.0088 | 2059400.6924 | 331931.1553 | 770272.3137 | 284594.6983 | 39.9912 | 54409.396 | 163305.7619 | 0 | 0 | 0 | 0
[9 empty] | 1109 |  | O | P/T/D Plant |  | 0 | S05 |  | 0 | 0 | 0 | 0 | 0 | 0 | 0 | 0 | 0 | 0 | 0 | 0
[9 empty] | 1110 | 392 | Transportation Equipment |  |  | M02 |  | 5850000
[9 empty] | 1111 |  | P | Production Plant |  | 462019 | S01 |  | 2694794.1374 | 1229502.6019 | 211386.6654 | 777751.8582 | 407878.1813 | 2566.4403 | 53503.8667 | 12204.5236 | 0 | 0 | 0 | 0
[9 empty] | 1112 |  | T | Transmission Plant |  | 176604 | S02 |  | 1030068.9449 | 469405.1957 | 80631.2587 | 297603.2051 | 156275.4291 | 940.5057 | 20501.883 | 4711.4676 | 0 | 0 | 0 | 0
[9 empty] | 1113 |  | D | Distribution Plant |  | 364352 | S03 |  | 2125136.9177 | 1194476.9037 | 192524.0193 | 446767.1064 | 165068.3111 | 23.1954 | 31558.097 | 94719.2849 | 0 | 0 | 0 | 0
[9 empty] | 1114 |  | O | P/T/D Plant |  | 0 | S05 |  | 0 | 0 | 0 | 0 | 0 | 0 | 0 | 0 | 0 | 0 | 0 | 0
[9 empty] | 1115 | 393 | Stores Equipment |  |  | M02 |  | 370000
[9 empty] | 1116 |  | P | Production Plant |  | 462019 | S01 |  | 170439.9711 | 77763.4124 | 13369.7549 | 49191.1432 | 25797.4234 | 162.3219 | 3384.0052 | 771.91 | 0 | 0 | 0 | 0
[9 empty] | 1117 |  | T | Transmission Plant |  | 176604 | S02 |  | 65149.6598 | 29688.8756 | 5099.7548 | 18822.7668 | 9884.087 | 59.485 | 1296.7003 | 297.9903 | 0 | 0 | 0 | 0
[9 empty] | 1118 |  | D | Distribution Plant |  | 364352 | S03 |  | 134410.3692 | 75548.1119 | 12176.7328 | 28257.0648 | 10440.218 | 1.4671 | 1995.9822 | 5990.7924 | 0 | 0 | 0 | 0
[9 empty] | 1119 |  | O | P/T/D Plant |  | 0 | S05 |  | 0 | 0 | 0 | 0 | 0 | 0 | 0 | 0 | 0 | 0 | 0 | 0
[9 empty] | 1120 | 394 | Tools, Shop & Garage Equipment |  |  | M02 |  | 1878000
[9 empty] | 1121 |  | P | Production Plant |  | 462019 | S01 |  | 865098.0154 | 394701.8609 | 67860.5398 | 249678.2888 | 130939.3546 | 823.8931 | 17176.1131 | 3917.965 | 0 | 0 | 0 | 0
[9 empty] | 1122 |  | T | Transmission Plant |  | 176604 | S02 |  | 330678.5433 | 150691.1038 | 25884.7015 | 95538.2597 | 50168.4198 | 301.9265 | 6581.6301 | 1512.5019 | 0 | 0 | 0 | 0
[9 empty] | 1123 |  | D | Distribution Plant |  | 364352 | S03 |  | 682223.4413 | 383457.7137 | 61805.1467 | 143423.6967 | 52991.1604 | 7.4463 | 10130.9583 | 30407.3191 | 0 | 0 | 0 | 0
[9 empty] | 1124 |  | O | P/T/D Plant |  | 0 | S05 |  | 0 | 0 | 0 | 0 | 0 | 0 | 0 | 0 | 0 | 0 | 0 | 0
[9 empty] | 1125 | 395 | Laboratory Equipment |  |  | M02 |  | 1837000
[9 empty] | 1126 |  | P | Production Plant |  | 462019 | S01 |  | 846211.424 | 386084.8341 | 66379.0264 | 244227.3784 | 128080.7212 | 805.9061 | 16801.1288 | 3832.429 | 0 | 0 | 0 | 0
[9 empty] | 1127 |  | T | Transmission Plant |  | 176604 | S02 |  | 323459.2567 | 147401.2555 | 25319.5936 | 93452.4936 | 49073.1561 | 295.3349 | 6437.9417 | 1479.4813 | 0 | 0 | 0 | 0
[9 empty] | 1128 |  | D | Distribution Plant |  | 364352 | S03 |  | 667329.3193 | 375086.1662 | 60455.8331 | 140292.5085 | 51834.2714 | 7.2837 | 9909.7819 | 29743.4746 | 0 | 0 | 0 | 0
[9 empty] | 1129 |  | O | P/T/D Plant |  | 0 | S05 |  | 0 | 0 | 0 | 0 | 0 | 0 | 0 | 0 | 0 | 0 | 0 | 0
[9 empty] | 1130 | 396 | Power Operated Equipment |  |  | M02 |  | 10054000
[9 empty] | 1131 |  | P | Production Plant |  | 462019 | S01 |  | 4631360.7278 | 2113063.1042 | 363295.9887 | 1336669.6038 | 700992.6897 | 4410.7677 | 91953.4831 | 20975.0906 | 0 | 0 | 0 | 0
[9 empty] | 1132 |  | T | Transmission Plant |  | 176604 | S02 |  | 1770309.9439 | 806735.0149 | 138575.5001 | 511470.534 | 268580.0281 | 1616.3837 | 35235.202 | 8097.2812 | 0 | 0 | 0 | 0
[9 empty] | 1133 |  | D | Distribution Plant |  | 364352 | S03 |  | 3652329.3282 | 2052866.8016 | 330878.0324 | 767828.4595 | 283691.7606 | 39.8643 | 54236.7705 | 162787.6394 | 0 | 0 | 0 | 0
[9 empty] | 1134 |  | O | P/T/D Plant |  | 0 | S05 |  | 0 | 0 | 0 | 0 | 0 | 0 | 0 | 0 | 0 | 0 | 0 | 0
[9 empty] | 1135 | 397 | Communication Equipment |  |  | M02 |  | 15292000
[9 empty] | 1136 |  | P | Production Plant |  | 462019 | S01 |  | 7044237.9401 | 3213940.8185 | 552568.3568 | 2033056.6523 | 1066200.5382 | 6708.7189 | 139860.0223 | 31902.8332 | 0 | 0 | 0 | 0
[9 empty] | 1137 |  | T | Transmission Plant |  | 176604 | S02 |  | 2692617.83 | 1227033.2055 | 210771.4887 | 777939.8653 | 408506.6431 | 2458.4981 | 53592.2726 | 12315.8567 | 0 | 0 | 0 | 0
[9 empty] | 1138 |  | D | Distribution Plant |  | 364352 | S03 |  | 5555144.2299 | 3122383.0446 | 503261.0774 | 1167856.8532 | 431491.3868 | 60.6331 | 82493.405 | 247597.8298 | 0 | 0 | 0 | 0
[9 empty] | 1139 |  | O | P/T/D Plant |  | 0 | S05 |  | 0 | 0 | 0 | 0 | 0 | 0 | 0 | 0 | 0 | 0 | 0 | 0
[9 empty] | 1140 | 398 | Miscellaneous Equipment |  |  | M02 |  | 87000
[9 empty] | 1141 |  | P | Production Plant |  | 462019 | S01 |  | 40076.4256 | 18284.9105 | 3143.6991 | 11566.5661 | 6065.8806 | 38.1676 | 795.6985 | 181.5032 | 0 | 0 | 0 | 0
[9 empty] | 1142 |  | T | Transmission Plant |  | 176604 | S02 |  | 15318.9741 | 6980.8978 | 1199.1315 | 4425.8938 | 2324.0961 | 13.987 | 304.8998 | 70.068 | 0 | 0 | 0 | 0
[9 empty] | 1143 |  | D | Distribution Plant |  | 364352 | S03 |  | 31604.6003 | 17764.0155 | 2863.1777 | 6644.2288 | 2454.8621 | 0.34496 | 469.3255 | 1408.6458 | 0 | 0 | 0 | 0
[9 empty] | 1144 |  | O | P/T/D Plant |  | 0 | S05 |  | 0 | 0 | 0 | 0 | 0 | 0 | 0 | 0 | 0 | 0 | 0 | 0
[9 empty] | 1145 |  | Total General Plant |  |  |  |  | 54525000 | 54525000 | 26967829.2024 | 4516179.3956 | 14186959.1971 | 6796722.2682 | 32902.7286 | 983909.1869 | 1040498.0212 | 0 | 0 | 0 | 0
1146
[9 empty] | 1147 | Total Plant In Service | [5 empty] | 1070205000 | 1070205000 | 528924537.808 | 88596677.8879 | 278749943.8297 | 133678945.0818 | 649032.0846 | 19330749.8356 | 20275113.4724 | 0 | 0 | 0 | 0
1148
[9 empty] | 1149 | Accumulated Reserve For Depreciation
[9 empty] | 1150 |  | Production Plant Accumulated Depreciation
[9 empty] | 1151 | 31X | Steam Production Accum Depr |  |  | P02 |  | 115150000
[9 empty] | 1152 |  | P | Coincident Peak |  | 28.2 | D01 |  | 32472300 | 15802115.9675 | 2844209.6895 | 8826573.147 | 4274873.7663 | 101669.7974 | 556774.1918 | 66083.4405 | 0 | 0 | 0 | 0
[9 empty] | 1153 |  | P | Generation Level Consumption |  | 71.8 | E02 |  | 82677700 | 36658605.3628 | 6165401.4234 | 24449513.8699 | 13203664.9641 | 2504.0357 | 1736301.7478 | 461708.5963 | 0 | 0 | 0 | 0
[9 empty] | 1154 |  | P | Open |  | 0 | xxx |  | 0 | 0 | 0 | 0 | 0 | 0 | 0 | 0 | 0 | 0 | 0 | 0
[9 empty] | 1155 |  | P | Open |  | 0 | xxx |  | 0 | 0 | 0 | 0 | 0 | 0 | 0 | 0 | 0 | 0 | 0 | 0
[9 empty] | 1156 | 32X | Nuclear Production Accum Depr |  |  | P02 |  | 0
[9 empty] | 1157 |  | P | Coincident Peak |  | 28.2 | D01 |  | 0 | 0 | 0 | 0 | 0 | 0 | 0 | 0 | 0 | 0 | 0 | 0
[9 empty] | 1158 |  | P | Generation Level Consumption |  | 71.8 | E02 |  | 0 | 0 | 0 | 0 | 0 | 0 | 0 | 0 | 0 | 0 | 0 | 0
[9 empty] | 1159 |  | P | Open |  | 0 | xxx |  | 0 | 0 | 0 | 0 | 0 | 0 | 0 | 0 | 0 | 0 | 0 | 0
[9 empty] | 1160 |  | P | Open |  | 0 | xxx |  | 0 | 0 | 0 | 0 | 0 | 0 | 0 | 0 | 0 | 0 | 0 | 0
[9 empty] | 1161 | 33X | Hydraulic Production Accum Depr |  |  | P03 |  | 30256000
[9 empty] | 1162 |  | P | Coincident Peak |  | 28.73 | D01 |  | 8692548.8 | 4230087.311 | 761369.8914 | 2362795.9158 | 1144346.0681 | 27216.1096 | 149043.5489 | 17689.9552 | 0 | 0 | 0 | 0
[9 empty] | 1163 |  | P | Generation Level Consumption |  | 71.27 | E02 |  | 21563451.2 | 9561055.131 | 1608019.2449 | 6376760.592 | 3443692.6174 | 653.086 | 452850.7446 | 120419.7841 | 0 | 0 | 0 | 0
[9 empty] | 1164 |  | P | Open |  | 0 | xxx |  | 0 | 0 | 0 | 0 | 0 | 0 | 0 | 0 | 0 | 0 | 0 | 0
[9 empty] | 1165 |  | P | Open |  | 0 | xxx |  | 0 | 0 | 0 | 0 | 0 | 0 | 0 | 0 | 0 | 0 | 0 | 0
[9 empty] | 1166 | 34X | Other Production Accum Depr |  |  | P04 |  | 5689000
[9 empty] | 1167 |  | P | Coincident Peak |  | 100 | D01 |  | 5689000 | 2768459.2018 | 498292.6656 | 1546375.6689 | 748938.5371 | 17812.0884 | 97544.3186 | 11577.5197 | 0 | 0 | 0 | 0
[9 empty] | 1168 |  | P | Generation Level Consumption |  | 0 | E02 |  | 0 | 0 | 0 | 0 | 0 | 0 | 0 | 0 | 0 | 0 | 0 | 0
[9 empty] | 1169 |  | P | Open |  | 0 | xxx |  | 0 | 0 | 0 | 0 | 0 | 0 | 0 | 0 | 0 | 0 | 0 | 0
[9 empty] | 1170 |  | P | Open |  | 0 | xxx |  | 0 | 0 | 0 | 0 | 0 | 0 | 0 | 0 | 0 | 0 | 0 | 0
[9 empty] | 1171 |  | Total Production Plant Accum Depr |  |  |  |  | 151095000 | 151095000 | 69020322.9741 | 11877292.9147 | 43562019.1937 | 22815515.953 | 149855.1171 | 2992514.5516 | 677479.2958 | 0 | 0 | 0 | 0
1172
[9 empty] | 1173 |  | Transmission Plant Accumulated Depreciation
[9 empty] | 1174 | 350 | Land & Land Rights Accum Depr |  |  | T01 |  | 1665000
[9 empty] | 1175 |  | T | Coincident Peak |  | 28.47 | D01 |  | 474025.5 | 230676.7898 | 41519.3232 | 128848.9189 | 62403.9312 | 1484.1596 | 8127.7016 | 964.6756 | 0 | 0 | 0 | 0
[9 empty] | 1176 |  | T | Generation Level Consumption |  | 71.53 | E02 |  | 1190974.5 | 528068.1997 | 88812.7739 | 352195.9072 | 190199.1502 | 36.0707 | 25011.4735 | 6650.9248 | 0 | 0 | 0 | 0
[9 empty] | 1177 |  | T | Open |  | 0 | xxx |  | 0 | 0 | 0 | 0 | 0 | 0 | 0 | 0 | 0 | 0 | 0 | 0
[9 empty] | 1178 | 352 | Structures & Improvements Accum Depr |  |  | T01 |  | 1258000
[9 empty] | 1179 |  | T | Coincident Peak |  | 28.47 | D01 |  | 358152.6 | 174289.1301 | 31370.1553 | 97352.5165 | 47149.6369 | 1121.365 | 6140.9301 | 728.866 | 0 | 0 | 0 | 0
[9 empty] | 1180 |  | T | Generation Level Consumption |  | 71.53 | E02 |  | 899847.4 | 398984.862 | 67102.9847 | 266103.5743 | 143706.0246 | 27.2534 | 18897.5578 | 5025.1432 | 0 | 0 | 0 | 0
[9 empty] | 1181 |  | T | Open |  | 0 | xxx |  | 0 | 0 | 0 | 0 | 0 | 0 | 0 | 0 | 0 | 0 | 0 | 0
[9 empty] | 1182 | 353 | Station Equipment Accum Depr |  |  | T01 |  | 22026000
[9 empty] | 1183 |  | T | Coincident Peak |  | 28.47 | D01 |  | 6270802.2 | 3051583.7675 | 549252.0203 | 1704520.293 | 825530.9239 | 19633.6936 | 107519.9732 | 12761.5286 | 0 | 0 | 0 | 0
[9 empty] | 1184 |  | T | Generation Level Consumption |  | 71.53 | E02 |  | 15755197.8 | 6985723.8235 | 1174888.9839 | 4659139.3705 | 2516112.0011 | 477.1731 | 330872.5022 | 87983.9456 | 0 | 0 | 0 | 0
[9 empty] | 1185 |  | T | Open |  | 0 | xxx |  | 0 | 0 | 0 | 0 | 0 | 0 | 0 | 0 | 0 | 0 | 0 | 0
[9 empty] | 1186 | 354 | Towers & Fixtures Accum Depr |  |  | T01 |  | 2536000
[9 empty] | 1187 |  | T | Coincident Peak |  | 28.47 | D01 |  | 721999.2 | 351349.1526 | 63239.0413 | 196252.7678 | 95048.8706 | 2260.5578 | 12379.4902 | 1469.3197 | 0 | 0 | 0 | 0
[9 empty] | 1188 |  | T | Generation Level Consumption |  | 71.53 | E02 |  | 1814000.8 | 804312.8855 | 135272.7896 | 536437.7301 | 289696.7236 | 54.9401 | 38095.5537 | 10130.1773 | 0 | 0 | 0 | 0
[9 empty] | 1189 |  | T | Open |  | 0 | xxx |  | 0 | 0 | 0 | 0 | 0 | 0 | 0 | 0 | 0 | 0 | 0 | 0
[9 empty] | 1190 | 355 | Overhead Conductors & Devices Accum Depr |  |  | T01 |  | 15970000
[9 empty] | 1191 |  | T | Coincident Peak |  | 28.47 | D01 |  | 4546659 | 2212557.5578 | 398236.3917 | 1235866.2071 | 598553.0216 | 14235.453 | 77957.5943 | 9252.7745 | 0 | 0 | 0 | 0
[9 empty] | 1192 |  | T | Generation Level Consumption |  | 71.53 | E02 |  | 11423341 | 5065014.5038 | 851855.8555 | 3378119.3021 | 1824312.5696 | 345.9754 | 239899.8393 | 63792.9543 | 0 | 0 | 0 | 0
[9 empty] | 1193 |  | T | Open |  | 0 | xxx |  | 0 | 0 | 0 | 0 | 0 | 0 | 0 | 0 | 0 | 0 | 0 | 0
[9 empty] | 1194 | 356 | Poles & Fixtures Accum Depr |  |  | T01 |  | 11514000
[9 empty] | 1195 |  | T | Coincident Peak |  | 28.47 | D01 |  | 3278035.8 | 1595202.7376 | 287119.2119 | 891030.9023 | 431542.861 | 10263.4318 | 56205.6193 | 6671.036 | 0 | 0 | 0 | 0
[9 empty] | 1196 |  | T | Generation Level Consumption |  | 71.53 | E02 |  | 8235964.2 | 3651758.1088 | 614168.3356 | 2435545.751 | 1315287.0962 | 249.4403 | 172962.226 | 45993.2421 | 0 | 0 | 0 | 0
[9 empty] | 1197 |  | T | Open |  | 0 | xxx |  | 0 | 0 | 0 | 0 | 0 | 0 | 0 | 0 | 0 | 0 | 0 | 0
[9 empty] | 1198 | 357 | Underground Conduit Accum Depr |  |  | T01 |  | 128000
[9 empty] | 1199 |  | T | Coincident Peak |  | 28.47 | D01 |  | 36441.6 | 17733.7112 | 3191.8759 | 9905.5025 | 4797.4193 | 114.0976 | 624.8323 | 74.1612 | 0 | 0 | 0 | 0
[9 empty] | 1200 |  | T | Generation Level Consumption |  | 71.53 | E02 |  | 91558.4 | 40596.234 | 6827.6487 | 27075.7214 | 14621.9167 | 2.773 | 1922.804 | 511.3023 | 0 | 0 | 0 | 0
[9 empty] | 1201 |  | T | Open |  | 0 | xxx |  | 0 | 0 | 0 | 0 | 0 | 0 | 0 | 0 | 0 | 0 | 0 | 0
[9 empty] | 1202 | 358 | Underground Conductors & Devices Accum Depr |  |  | T01 |  | 297000
[9 empty] | 1203 |  | T | Coincident Peak |  | 28.47 | D01 |  | 84555.9 | 41147.7517 | 7406.1496 | 22983.8612 | 11131.512 | 264.742 | 1449.8062 | 172.0773 | 0 | 0 | 0 | 0
[9 empty] | 1204 |  | T | Generation Level Consumption |  | 71.53 | E02 |  | 212444.1 | 94195.9491 | 15842.2786 | 62824.1348 | 33927.416 | 6.4342 | 4461.5061 | 1186.3812 | 0 | 0 | 0 | 0
[9 empty] | 1205 |  | T | Open |  | 0 | xxx |  | 0 | 0 | 0 | 0 | 0 | 0 | 0 | 0 | 0 | 0 | 0 | 0
[9 empty] | 1206 | 359 | Roads & Trails Accum Depr |  |  | T01 |  | 211000
[9 empty] | 1207 |  | T | Coincident Peak |  | 28.47 | D01 |  | 60071.7 | 29232.9145 | 5261.6079 | 16328.6017 | 7908.2459 | 188.0827 | 1029.997 | 122.2502 | 0 | 0 | 0 | 0
[9 empty] | 1208 |  | T | Generation Level Consumption |  | 71.53 | E02 |  | 150928.3 | 66920.3544 | 11254.9521 | 44632.6345 | 24103.3157 | 4.5711 | 3169.6222 | 842.8499 | 0 | 0 | 0 | 0
[9 empty] | 1209 |  | T | Open |  | 0 | xxx |  | 0 | 0 | 0 | 0 | 0 | 0 | 0 | 0 | 0 | 0 | 0 | 0
[9 empty] | 1210 |  | Transmission Plant |  |  |  |  | 55605000 | 55605000 | 25339348.4336 | 4352622.3797 | 16065163.6969 | 8436032.6361 | 50770.2145 | 1106729.0292 | 254333.6099 | 0 | 0 | 0 | 0
1211
[9 empty] | 1212 |  | Distribution Plant Accumulated Depreciation
[9 empty] | 1213 | 360 | Land & Land Rights Accum Depr |  |  | X01 |  | 0
[9 empty] | 1214 |  | D | NCP-All |  | 100 | D02 |  | 0 | 0 | 0 | 0 | 0 | 0 | 0 | 0 | 0 | 0 | 0 | 0
[9 empty] | 1215 |  | D | NCP-w/o DA |  | 0 | D03 |  | 0 | 0 | 0 | 0 | 0 | 0 | 0 | 0 | 0 | 0 | 0 | 0
[9 empty] | 1216 |  | D | DA Sch 25 |  | 0 | D04 |  | 0 | 0 | 0 | 0 | 0 | 0 | 0 | 0 | 0 | 0 | 0 | 0
[9 empty] | 1217 |  | D | DA Street and Area Lights |  | 0 | D07 |  | 0 | 0 | 0 | 0 | 0 | 0 | 0 | 0 | 0 | 0 | 0 | 0
[9 empty] | 1218 |  | D | Avg Customers-Secondary |  | 0 | C02 |  | 0 | 0 | 0 | 0 | 0 | 0 | 0 | 0 | 0 | 0 | 0 | 0
[9 empty] | 1219 |  | D | Wt Customers-Meters |  | 0 | C04 |  | 0 | 0 | 0 | 0 | 0 | 0 | 0 | 0 | 0 | 0 | 0 | 0
[9 empty] | 1220 |  | D | DA Street & Area Lights |  | 0 | C05 |  | 0 | 0 | 0 | 0 | 0 | 0 | 0 | 0 | 0 | 0 | 0 | 0
[9 empty] | 1221 |  | D | DA Sch 28 |  | 0 | D05 |  | 0 | 0 | 0 | 0 | 0 | 0 | 0 | 0 | 0 | 0 | 0 | 0
[9 empty] | 1222 |  | D | NCP-Secondary |  | 0 | D06 |  | 0 | 0 | 0 | 0 | 0 | 0 | 0 | 0 | 0 | 0 | 0 | 0
[9 empty] | 1223 |  | D | Avg Customers-All |  | 0 | C01 |  | 0 | 0 | 0 | 0 | 0 | 0 | 0 | 0 | 0 | 0 | 0 | 0
[9 empty] | 1224 | 361 | Structures & Improvements Accum Depr |  |  | X02 |  | 1648000
[9 empty] | 1225 |  | D | NCP-All |  | 0 | D02 |  | 0 | 0 | 0 | 0 | 0 | 0 | 0 | 0 | 0 | 0 | 0 | 0
[9 empty] | 1226 |  | D | NCP-w/o DA |  | 4808 | D03 |  | 1535280.7595 | 798230.8879 | 152234.5238 | 537486.0727 | 0 | 0 | 34515.2927 | 12813.9824 | 0 | 0 | 0 | 0
[9 empty] | 1227 |  | D | DA Sch 25 |  | 353 | D04 |  | 112719.2405 | 0 | 0 | 0 | 112719.2405 | 0 | 0 | 0 | 0 | 0 | 0 | 0
[9 empty] | 1228 |  | D | DA Street and Area Lights |  | 0 | D07 |  | 0 | 0 | 0 | 0 | 0 | 0 | 0 | 0 | 0 | 0 | 0 | 0
[9 empty] | 1229 |  | D | Avg Customers-Secondary |  | 0 | C02 |  | 0 | 0 | 0 | 0 | 0 | 0 | 0 | 0 | 0 | 0 | 0 | 0
[9 empty] | 1230 |  | D | Wt Customers-Meters |  | 0 | C04 |  | 0 | 0 | 0 | 0 | 0 | 0 | 0 | 0 | 0 | 0 | 0 | 0
[9 empty] | 1231 |  | D | DA Street & Area Lights |  | 0 | C05 |  | 0 | 0 | 0 | 0 | 0 | 0 | 0 | 0 | 0 | 0 | 0 | 0
[9 empty] | 1232 |  | D | DA Sch 28 |  | 0 | D05 |  | 0 | 0 | 0 | 0 | 0 | 0 | 0 | 0 | 0 | 0 | 0 | 0
[9 empty] | 1233 |  | D | NCP-Secondary |  | 0 | D06 |  | 0 | 0 | 0 | 0 | 0 | 0 | 0 | 0 | 0 | 0 | 0 | 0
[9 empty] | 1234 |  | D | Avg Customers-All |  | 0 | C01 |  | 0 | 0 | 0 | 0 | 0 | 0 | 0 | 0 | 0 | 0 | 0 | 0
[9 empty] | 1235 | 362 | Station Equipment Accum Depr |  |  | X03 |  | 10083000
[9 empty] | 1236 |  | D | NCP-All |  | 0 | D02 |  | 0 | 0 | 0 | 0 | 0 | 0 | 0 | 0 | 0 | 0 | 0 | 0
[9 empty] | 1237 |  | D | NCP-w/o DA |  | 32509 | D03 |  | 9295529.2233 | 4832978.2675 | 921720.9659 | 3254269.5953 | 0 | 0 | 208976.7037 | 77583.6909 | 0 | 0 | 0 | 0
[9 empty] | 1238 |  | D | DA Sch 25 |  | 2754 | D04 |  | 787470.7767 | 0 | 0 | 0 | 787470.7767 | 0 | 0 | 0 | 0 | 0 | 0 | 0
[9 empty] | 1239 |  | D | DA Street and Area Lights |  | 0 | D07 |  | 0 | 0 | 0 | 0 | 0 | 0 | 0 | 0 | 0 | 0 | 0 | 0
[9 empty] | 1240 |  | D | Avg Customers-Secondary |  | 0 | C02 |  | 0 | 0 | 0 | 0 | 0 | 0 | 0 | 0 | 0 | 0 | 0 | 0
[9 empty] | 1241 |  | D | Wt Customers-Meters |  | 0 | C04 |  | 0 | 0 | 0 | 0 | 0 | 0 | 0 | 0 | 0 | 0 | 0 | 0
[9 empty] | 1242 |  | D | DA Street & Area Lights |  | 0 | C05 |  | 0 | 0 | 0 | 0 | 0 | 0 | 0 | 0 | 0 | 0 | 0 | 0
[9 empty] | 1243 |  | D | DA Sch 28 |  | 0 | D05 |  | 0 | 0 | 0 | 0 | 0 | 0 | 0 | 0 | 0 | 0 | 0 | 0
[9 empty] | 1244 |  | D | NCP-Secondary |  | 0 | D06 |  | 0 | 0 | 0 | 0 | 0 | 0 | 0 | 0 | 0 | 0 | 0 | 0
[9 empty] | 1245 |  | D | Avg Customers-All |  | 0 | C01 |  | 0 | 0 | 0 | 0 | 0 | 0 | 0 | 0 | 0 | 0 | 0 | 0
[9 empty] | 1246 | 363 | Storage Battery Equipment Accum Depr |  |  | X01 |  | 0
[9 empty] | 1247 |  | D | NCP-All |  | 100 | D02 |  | 0 | 0 | 0 | 0 | 0 | 0 | 0 | 0 | 0 | 0 | 0 | 0
[9 empty] | 1248 |  | D | NCP-w/o DA |  | 0 | D03 |  | 0 | 0 | 0 | 0 | 0 | 0 | 0 | 0 | 0 | 0 | 0 | 0
[9 empty] | 1249 |  | D | DA Sch 25 |  | 0 | D04 |  | 0 | 0 | 0 | 0 | 0 | 0 | 0 | 0 | 0 | 0 | 0 | 0
[9 empty] | 1250 |  | D | DA Street and Area Lights |  | 0 | D07 |  | 0 | 0 | 0 | 0 | 0 | 0 | 0 | 0 | 0 | 0 | 0 | 0
[9 empty] | 1251 |  | D | Avg Customers-Secondary |  | 0 | C02 |  | 0 | 0 | 0 | 0 | 0 | 0 | 0 | 0 | 0 | 0 | 0 | 0
[9 empty] | 1252 |  | D | Wt Customers-Meters |  | 0 | C04 |  | 0 | 0 | 0 | 0 | 0 | 0 | 0 | 0 | 0 | 0 | 0 | 0
[9 empty] | 1253 |  | D | DA Street & Area Lights |  | 0 | C05 |  | 0 | 0 | 0 | 0 | 0 | 0 | 0 | 0 | 0 | 0 | 0 | 0
[9 empty] | 1254 |  | D | DA Sch 28 |  | 0 | D05 |  | 0 | 0 | 0 | 0 | 0 | 0 | 0 | 0 | 0 | 0 | 0 | 0
[9 empty] | 1255 |  | D | NCP-Secondary |  | 0 | D06 |  | 0 | 0 | 0 | 0 | 0 | 0 | 0 | 0 | 0 | 0 | 0 | 0
[9 empty] | 1256 |  | D | Avg Customers-All |  | 0 | C01 |  | 0 | 0 | 0 | 0 | 0 | 0 | 0 | 0 | 0 | 0 | 0 | 0
[9 empty] | 1257 | 364 | Poles, Towers & Fixtures Accum Depr |  |  | X05 |  | 21649000
[9 empty] | 1258 |  | D | NCP-All |  | 63.57 | D02 |  | 13762269.3 | 6252326.8926 | 1192411.8967 | 4209983.1989 | 1736829.8861 | 0 | 270348.9634 | 100368.4623 | 0 | 0 | 0 | 0
[9 empty] | 1259 |  | D | NCP-w/o DA |  | 0 | D03 |  | 0 | 0 | 0 | 0 | 0 | 0 | 0 | 0 | 0 | 0 | 0 | 0
[9 empty] | 1260 |  | D | DA Sch 25 |  | 0 | D04 |  | 0 | 0 | 0 | 0 | 0 | 0 | 0 | 0 | 0 | 0 | 0 | 0
[9 empty] | 1261 |  | D | DA Street and Area Lights |  | 6.75 | D07 |  | 1461307.5 | 0 | 0 | 0 | 0 | 0 | 0 | 1461307.5 | 0 | 0 | 0 | 0
[9 empty] | 1262 |  | D | Avg Customers-Secondary |  | 0 | C02 |  | 0 | 0 | 0 | 0 | 0 | 0 | 0 | 0 | 0 | 0 | 0 | 0
[9 empty] | 1263 |  | D | Wt Customers-Meters |  | 0 | C04 |  | 0 | 0 | 0 | 0 | 0 | 0 | 0 | 0 | 0 | 0 | 0 | 0
[9 empty] | 1264 |  | D | DA Street & Area Lights |  | 0 | C05 |  | 0 | 0 | 0 | 0 | 0 | 0 | 0 | 0 | 0 | 0 | 0 | 0
[9 empty] | 1265 |  | D | DA Sch 28 |  | 0 | D05 |  | 0 | 0 | 0 | 0 | 0 | 0 | 0 | 0 | 0 | 0 | 0 | 0
[9 empty] | 1266 |  | D | NCP-Secondary |  | 0 | D06 |  | 0 | 0 | 0 | 0 | 0 | 0 | 0 | 0 | 0 | 0 | 0 | 0
[9 empty] | 1267 |  | D | Avg Customers-All |  | 29.68 | C01 |  | 6425423.2 | 5588635.9236 | 697097.1239 | 97602.6216 | 668.8565 | 31.8503 | 34050.6359 | 7336.1881 | 0 | 0 | 0 | 0
[9 empty] | 1268 | 365 | Overhead Conductors & Devices Accum Depr |  |  | X06 |  | 16028000
[9 empty] | 1269 |  | D | NCP-All |  | 91.67 | D02 |  | 14692867.6 | 6675106.3522 | 1273042.239 | 4494660.3202 | 1854273.5216 | 0 | 288629.8355 | 107155.3314 | 0 | 0 | 0 | 0
[9 empty] | 1270 |  | D | NCP-w/o DA |  | 0 | D03 |  | 0 | 0 | 0 | 0 | 0 | 0 | 0 | 0 | 0 | 0 | 0 | 0
[9 empty] | 1271 |  | D | DA Sch 25 |  | 0 | D04 |  | 0 | 0 | 0 | 0 | 0 | 0 | 0 | 0 | 0 | 0 | 0 | 0
[9 empty] | 1272 |  | D | DA Street and Area Lights |  | 0 | D07 |  | 0 | 0 | 0 | 0 | 0 | 0 | 0 | 0 | 0 | 0 | 0 | 0
[9 empty] | 1273 |  | D | Avg Customers-Secondary |  | 0 | C02 |  | 0 | 0 | 0 | 0 | 0 | 0 | 0 | 0 | 0 | 0 | 0 | 0
[9 empty] | 1274 |  | D | Wt Customers-Meters |  | 0 | C04 |  | 0 | 0 | 0 | 0 | 0 | 0 | 0 | 0 | 0 | 0 | 0 | 0
[9 empty] | 1275 |  | D | DA Street & Area Lights |  | 0 | C05 |  | 0 | 0 | 0 | 0 | 0 | 0 | 0 | 0 | 0 | 0 | 0 | 0
[9 empty] | 1276 |  | D | DA Sch 28 |  | 0 | D05 |  | 0 | 0 | 0 | 0 | 0 | 0 | 0 | 0 | 0 | 0 | 0 | 0
[9 empty] | 1277 |  | D | NCP-Secondary |  | 0 | D06 |  | 0 | 0 | 0 | 0 | 0 | 0 | 0 | 0 | 0 | 0 | 0 | 0
[9 empty] | 1278 |  | D | Avg Customers-All |  | 8.33 | C01 |  | 1335132.4 | 1161257.1906 | 144849.1293 | 20280.7532 | 138.981 | 6.6181 | 7075.3483 | 1524.3794 | 0 | 0 | 0 | 0
[9 empty] | 1279 | 366 | Underground Conduit Accum Depr |  |  | X07 |  | 2858000
[9 empty] | 1280 |  | D | NCP-All |  | 71.54 | D02 |  | 2044613.2 | 928886.7858 | 177152.5503 | 625462.7803 | 258034.8658 | 0 | 40164.8193 | 14911.3986 | 0 | 0 | 0 | 0
[9 empty] | 1281 |  | D | NCP-w/o DA |  | 0 | D03 |  | 0 | 0 | 0 | 0 | 0 | 0 | 0 | 0 | 0 | 0 | 0 | 0
[9 empty] | 1282 |  | D | DA Sch 25 |  | 0 | D04 |  | 0 | 0 | 0 | 0 | 0 | 0 | 0 | 0 | 0 | 0 | 0 | 0
[9 empty] | 1283 |  | D | DA Street and Area Lights |  | 0 | D07 |  | 0 | 0 | 0 | 0 | 0 | 0 | 0 | 0 | 0 | 0 | 0 | 0
[9 empty] | 1284 |  | D | Avg Customers-Secondary |  | 0 | C02 |  | 0 | 0 | 0 | 0 | 0 | 0 | 0 | 0 | 0 | 0 | 0 | 0
[9 empty] | 1285 |  | D | Wt Customers-Meters |  | 0 | C04 |  | 0 | 0 | 0 | 0 | 0 | 0 | 0 | 0 | 0 | 0 | 0 | 0
[9 empty] | 1286 |  | D | DA Street & Area Lights |  | 0 | C05 |  | 0 | 0 | 0 | 0 | 0 | 0 | 0 | 0 | 0 | 0 | 0 | 0
[9 empty] | 1287 |  | D | DA Sch 28 |  | 0 | D05 |  | 0 | 0 | 0 | 0 | 0 | 0 | 0 | 0 | 0 | 0 | 0 | 0
[9 empty] | 1288 |  | D | NCP-Secondary |  | 0 | D06 |  | 0 | 0 | 0 | 0 | 0 | 0 | 0 | 0 | 0 | 0 | 0 | 0
[9 empty] | 1289 |  | D | Avg Customers-All |  | 28.46 | C01 |  | 813386.8 | 707458.8784 | 88244.7088 | 12355.4016 | 84.6698 | 4.0319 | 4310.4301 | 928.6795 | 0 | 0 | 0 | 0
[9 empty] | 1290 | 367 | Underground Conductors & Devices Accum Depr |  |  | X08 |  | 1746000
[9 empty] | 1291 |  | D | NCP-All |  | 68.27 | D02 |  | 1191994.2 | 541534.0472 | 103278.6115 | 364640.1219 | 150432.3964 | 0 | 23415.7892 | 8693.2338 | 0 | 0 | 0 | 0
[9 empty] | 1292 |  | D | NCP-w/o DA |  | 0 | D03 |  | 0 | 0 | 0 | 0 | 0 | 0 | 0 | 0 | 0 | 0 | 0 | 0
[9 empty] | 1293 |  | D | DA Sch 25 |  | 0 | D04 |  | 0 | 0 | 0 | 0 | 0 | 0 | 0 | 0 | 0 | 0 | 0 | 0
[9 empty] | 1294 |  | D | DA Street and Area Lights |  | 0 | D07 |  | 0 | 0 | 0 | 0 | 0 | 0 | 0 | 0 | 0 | 0 | 0 | 0
[9 empty] | 1295 |  | D | Avg Customers-Secondary |  | 0 | C02 |  | 0 | 0 | 0 | 0 | 0 | 0 | 0 | 0 | 0 | 0 | 0 | 0
[9 empty] | 1296 |  | D | Wt Customers-Meters |  | 0 | C04 |  | 0 | 0 | 0 | 0 | 0 | 0 | 0 | 0 | 0 | 0 | 0 | 0
[9 empty] | 1297 |  | D | DA Street & Area Lights |  | 0 | C05 |  | 0 | 0 | 0 | 0 | 0 | 0 | 0 | 0 | 0 | 0 | 0 | 0
[9 empty] | 1298 |  | D | DA Sch 28 |  | 0 | D05 |  | 0 | 0 | 0 | 0 | 0 | 0 | 0 | 0 | 0 | 0 | 0 | 0
[9 empty] | 1299 |  | D | NCP-Secondary |  | 0 | D06 |  | 0 | 0 | 0 | 0 | 0 | 0 | 0 | 0 | 0 | 0 | 0 | 0
[9 empty] | 1300 |  | D | Avg Customers-All |  | 31.73 | C01 |  | 554005.8 | 481857.2442 | 60104.3445 | 8415.3863 | 57.6694 | 2.7462 | 2935.8766 | 632.5328 | 0 | 0 | 0 | 0
[9 empty] | 1301 | 368 | Line Transformers Accum Depr |  |  | X09 |  | 22861000
[9 empty] | 1302 |  | D | NCP-All |  | 54.25 | D02 |  | 12402092.5 | 5634385.9267 | 1074561.3473 | 3793894.7362 | 1565172.4606 | 0 | 243629.3592 | 90448.67 | 0 | 0 | 0 | 0
[9 empty] | 1303 |  | D | NCP-w/o DA |  | 0 | D03 |  | 0 | 0 | 0 | 0 | 0 | 0 | 0 | 0 | 0 | 0 | 0 | 0
[9 empty] | 1304 |  | D | DA Sch 25 |  | 0 | D04 |  | 0 | 0 | 0 | 0 | 0 | 0 | 0 | 0 | 0 | 0 | 0 | 0
[9 empty] | 1305 |  | D | DA Street and Area Lights |  | 0 | D07 |  | 0 | 0 | 0 | 0 | 0 | 0 | 0 | 0 | 0 | 0 | 0 | 0
[9 empty] | 1306 |  | D | Avg Customers-Secondary |  | 0 | C02 |  | 0 | 0 | 0 | 0 | 0 | 0 | 0 | 0 | 0 | 0 | 0 | 0
[9 empty] | 1307 |  | D | Wt Customers-Meters |  | 0 | C04 |  | 0 | 0 | 0 | 0 | 0 | 0 | 0 | 0 | 0 | 0 | 0 | 0
[9 empty] | 1308 |  | D | DA Street & Area Lights |  | 0 | C05 |  | 0 | 0 | 0 | 0 | 0 | 0 | 0 | 0 | 0 | 0 | 0 | 0
[9 empty] | 1309 |  | D | DA Sch 28 |  | 0 | D05 |  | 0 | 0 | 0 | 0 | 0 | 0 | 0 | 0 | 0 | 0 | 0 | 0
[9 empty] | 1310 |  | D | NCP-Secondary |  | 0 | D06 |  | 0 | 0 | 0 | 0 | 0 | 0 | 0 | 0 | 0 | 0 | 0 | 0
[9 empty] | 1311 |  | D | Avg Customers-All |  | 45.75 | C01 |  | 10458907.5 | 9096836.793 | 1134691.6943 | 158871.5263 | 1088.7234 | 51.844 | 55425.5245 | 11941.3945 | 0 | 0 | 0 | 0
[9 empty] | 1312 | 369 | Services Accum Depr |  |  | X10 |  | 13938000
[9 empty] | 1313 |  | D | NCP-All |  | 55.67 | D02 |  | 7759284.6 | 3525115.1329 | 672291.9793 | 2373624.3703 | 979239.4767 | 0 | 152425.0472 | 56588.5936 | 0 | 0 | 0 | 0
[9 empty] | 1314 |  | D | NCP-w/o DA |  | 0 | D03 |  | 0 | 0 | 0 | 0 | 0 | 0 | 0 | 0 | 0 | 0 | 0 | 0
[9 empty] | 1315 |  | D | DA Sch 25 |  | 0 | D04 |  | 0 | 0 | 0 | 0 | 0 | 0 | 0 | 0 | 0 | 0 | 0 | 0
[9 empty] | 1316 |  | D | DA Street and Area Lights |  | 0 | D07 |  | 0 | 0 | 0 | 0 | 0 | 0 | 0 | 0 | 0 | 0 | 0 | 0
[9 empty] | 1317 |  | D | Avg Customers-Secondary |  | 0 | C02 |  | 0 | 0 | 0 | 0 | 0 | 0 | 0 | 0 | 0 | 0 | 0 | 0
[9 empty] | 1318 |  | D | Wt Customers-Meters |  | 0 | C04 |  | 0 | 0 | 0 | 0 | 0 | 0 | 0 | 0 | 0 | 0 | 0 | 0
[9 empty] | 1319 |  | D | DA Street & Area Lights |  | 0 | C05 |  | 0 | 0 | 0 | 0 | 0 | 0 | 0 | 0 | 0 | 0 | 0 | 0
[9 empty] | 1320 |  | D | DA Sch 28 |  | 0 | D05 |  | 0 | 0 | 0 | 0 | 0 | 0 | 0 | 0 | 0 | 0 | 0 | 0
[9 empty] | 1321 |  | D | NCP-Secondary |  | 0 | D06 |  | 0 | 0 | 0 | 0 | 0 | 0 | 0 | 0 | 0 | 0 | 0 | 0
[9 empty] | 1322 |  | D | Avg Customers-All |  | 44.33 | C01 |  | 6178715.4 | 5374057.0499 | 670331.681 | 93855.1131 | 643.1754 | 30.6274 | 32743.2422 | 7054.511 | 0 | 0 | 0 | 0
[9 empty] | 1323 | 370 | Meters Accum Depr |  |  | X11 |  | 4821000
[9 empty] | 1324 |  | D | NCP-All |  | 0 | D02 |  | 0 | 0 | 0 | 0 | 0 | 0 | 0 | 0 | 0 | 0 | 0 | 0
[9 empty] | 1325 |  | D | NCP-w/o DA |  | 0 | D03 |  | 0 | 0 | 0 | 0 | 0 | 0 | 0 | 0 | 0 | 0 | 0 | 0
[9 empty] | 1326 |  | D | DA Sch 25 |  | 0 | D04 |  | 0 | 0 | 0 | 0 | 0 | 0 | 0 | 0 | 0 | 0 | 0 | 0
[9 empty] | 1327 |  | D | DA Street and Area Lights |  | 0 | D07 |  | 0 | 0 | 0 | 0 | 0 | 0 | 0 | 0 | 0 | 0 | 0 | 0
[9 empty] | 1328 |  | D | Avg Customers-Secondary |  | 0 | C02 |  | 0 | 0 | 0 | 0 | 0 | 0 | 0 | 0 | 0 | 0 | 0 | 0
[9 empty] | 1329 |  | D | Wt Customers-Meters |  | 100 | C04 |  | 4821000 | 3843113.3571 | 546481.5686 | 367135.3356 | 14230.8437 | 1100.5939 | 48938.3011 | 0 | 0 | 0 | 0 | 0
[9 empty] | 1330 |  | D | DA Street & Area Lights |  | 0 | C05 |  | 0 | 0 | 0 | 0 | 0 | 0 | 0 | 0 | 0 | 0 | 0 | 0
[9 empty] | 1331 |  | D | DA Sch 28 |  | 0 | D05 |  | 0 | 0 | 0 | 0 | 0 | 0 | 0 | 0 | 0 | 0 | 0 | 0
[9 empty] | 1332 |  | D | NCP-Secondary |  | 0 | D06 |  | 0 | 0 | 0 | 0 | 0 | 0 | 0 | 0 | 0 | 0 | 0 | 0
[9 empty] | 1333 |  | D | Avg Customers-All |  | 0 | C01 |  | 0 | 0 | 0 | 0 | 0 | 0 | 0 | 0 | 0 | 0 | 0 | 0
[9 empty] | 1334 | 371 | Installations on Customer Premises Accum Depr |  |  | X10 |  | 0
[9 empty] | 1335 |  | D | NCP-All |  | 55.67 | D02 |  | 0 | 0 | 0 | 0 | 0 | 0 | 0 | 0 | 0 | 0 | 0 | 0
[9 empty] | 1336 |  | D | NCP-w/o DA |  | 0 | D03 |  | 0 | 0 | 0 | 0 | 0 | 0 | 0 | 0 | 0 | 0 | 0 | 0
[9 empty] | 1337 |  | D | DA Sch 25 |  | 0 | D04 |  | 0 | 0 | 0 | 0 | 0 | 0 | 0 | 0 | 0 | 0 | 0 | 0
[9 empty] | 1338 |  | D | DA Street and Area Lights |  | 0 | D07 |  | 0 | 0 | 0 | 0 | 0 | 0 | 0 | 0 | 0 | 0 | 0 | 0
[9 empty] | 1339 |  | D | Avg Customers-Secondary |  | 0 | C02 |  | 0 | 0 | 0 | 0 | 0 | 0 | 0 | 0 | 0 | 0 | 0 | 0
[9 empty] | 1340 |  | D | Wt Customers-Meters |  | 0 | C04 |  | 0 | 0 | 0 | 0 | 0 | 0 | 0 | 0 | 0 | 0 | 0 | 0
[9 empty] | 1341 |  | D | DA Street & Area Lights |  | 0 | C05 |  | 0 | 0 | 0 | 0 | 0 | 0 | 0 | 0 | 0 | 0 | 0 | 0
[9 empty] | 1342 |  | D | DA Sch 28 |  | 0 | D05 |  | 0 | 0 | 0 | 0 | 0 | 0 | 0 | 0 | 0 | 0 | 0 | 0
[9 empty] | 1343 |  | D | NCP-Secondary |  | 0 | D06 |  | 0 | 0 | 0 | 0 | 0 | 0 | 0 | 0 | 0 | 0 | 0 | 0
[9 empty] | 1344 |  | D | Avg Customers-All |  | 44.33 | C01 |  | 0 | 0 | 0 | 0 | 0 | 0 | 0 | 0 | 0 | 0 | 0 | 0
[9 empty] | 1345 | 372 | Leased Property on Customer Premises Accum Depr |  |  | X10 |  | 0
[9 empty] | 1346 |  | D | NCP-All |  | 55.67 | D02 |  | 0 | 0 | 0 | 0 | 0 | 0 | 0 | 0 | 0 | 0 | 0 | 0
[9 empty] | 1347 |  | D | NCP-w/o DA |  | 0 | D03 |  | 0 | 0 | 0 | 0 | 0 | 0 | 0 | 0 | 0 | 0 | 0 | 0
[9 empty] | 1348 |  | D | DA Sch 25 |  | 0 | D04 |  | 0 | 0 | 0 | 0 | 0 | 0 | 0 | 0 | 0 | 0 | 0 | 0
[9 empty] | 1349 |  | D | DA Street and Area Lights |  | 0 | D07 |  | 0 | 0 | 0 | 0 | 0 | 0 | 0 | 0 | 0 | 0 | 0 | 0
[9 empty] | 1350 |  | D | Avg Customers-Secondary |  | 0 | C02 |  | 0 | 0 | 0 | 0 | 0 | 0 | 0 | 0 | 0 | 0 | 0 | 0
[9 empty] | 1351 |  | D | Wt Customers-Meters |  | 0 | C04 |  | 0 | 0 | 0 | 0 | 0 | 0 | 0 | 0 | 0 | 0 | 0 | 0
[9 empty] | 1352 |  | D | DA Street & Area Lights |  | 0 | C05 |  | 0 | 0 | 0 | 0 | 0 | 0 | 0 | 0 | 0 | 0 | 0 | 0
[9 empty] | 1353 |  | D | DA Sch 28 |  | 0 | D05 |  | 0 | 0 | 0 | 0 | 0 | 0 | 0 | 0 | 0 | 0 | 0 | 0
[9 empty] | 1354 |  | D | NCP-Secondary |  | 0 | D06 |  | 0 | 0 | 0 | 0 | 0 | 0 | 0 | 0 | 0 | 0 | 0 | 0
[9 empty] | 1355 |  | D | Avg Customers-All |  | 44.33 | C01 |  | 0 | 0 | 0 | 0 | 0 | 0 | 0 | 0 | 0 | 0 | 0 | 0
[9 empty] | 1356 | 373 | Street Lights & Signal Systems Accum Depr |  |  | X12 |  | 5368000
[9 empty] | 1357 |  | D | NCP-All |  | 0 | D02 |  | 0 | 0 | 0 | 0 | 0 | 0 | 0 | 0 | 0 | 0 | 0 | 0
[9 empty] | 1358 |  | D | NCP-w/o DA |  | 0 | D03 |  | 0 | 0 | 0 | 0 | 0 | 0 | 0 | 0 | 0 | 0 | 0 | 0
[9 empty] | 1359 |  | D | DA Sch 25 |  | 0 | D04 |  | 0 | 0 | 0 | 0 | 0 | 0 | 0 | 0 | 0 | 0 | 0 | 0
[9 empty] | 1360 |  | D | DA Street and Area Lights |  | 0 | D07 |  | 0 | 0 | 0 | 0 | 0 | 0 | 0 | 0 | 0 | 0 | 0 | 0
[9 empty] | 1361 |  | D | Avg Customers-Secondary |  | 0 | C02 |  | 0 | 0 | 0 | 0 | 0 | 0 | 0 | 0 | 0 | 0 | 0 | 0
[9 empty] | 1362 |  | D | Wt Customers-Meters |  | 0 | C04 |  | 0 | 0 | 0 | 0 | 0 | 0 | 0 | 0 | 0 | 0 | 0 | 0
[9 empty] | 1363 |  | D | DA Street & Area Lights |  | 100 | C05 |  | 5368000 | 0 | 0 | 0 | 0 | 0 | 0 | 5368000 | 0 | 0 | 0 | 0
[9 empty] | 1364 |  | D | DA Sch 28 |  | 0 | D05 |  | 0 | 0 | 0 | 0 | 0 | 0 | 0 | 0 | 0 | 0 | 0 | 0
[9 empty] | 1365 |  | D | NCP-Secondary |  | 0 | D06 |  | 0 | 0 | 0 | 0 | 0 | 0 | 0 | 0 | 0 | 0 | 0 | 0
[9 empty] | 1366 |  | D | Avg Customers-All |  | 0 | C01 |  | 0 | 0 | 0 | 0 | 0 | 0 | 0 | 0 | 0 | 0 | 0 | 0
[9 empty] | 1367 |  | Total Distribution Plant Accumulated Depreciation |  |  |  |  | 101000000 | 101000000 | 55441780.7296 | 8908494.3642 | 20412537.3337 | 7461085.5436 | 1228.3118 | 1447585.169 | 7327288.5482 | 0 | 0 | 0 | 0
1368
[9 empty] | 1369 |  | General Plant Accumulated Depreciation
[9 empty] | 1370 | 389 | Land & Land Rights Accum Depr |  |  | M02 |  | 16000
[9 empty] | 1371 |  | P | Production Plant |  | 462019 | S01 |  | 7370.3771 | 3362.7422 | 578.1516 | 2127.1846 | 1115.5643 | 7.0193 | 146.3354 | 33.3799 | 0 | 0 | 0 | 0
[9 empty] | 1372 |  | T | Transmission Plant |  | 176604 | S02 |  | 2817.2826 | 1283.8433 | 220.5299 | 813.9575 | 427.42 | 2.5723 | 56.0735 | 12.8861 | 0 | 0 | 0 | 0
[9 empty] | 1373 |  | D | Distribution Plant |  | 364352 | S03 |  | 5812.3403 | 3266.9454 | 526.5614 | 1221.9271 | 451.4689 | 0.06344 | 86.3127 | 259.0613 | 0 | 0 | 0 | 0
[9 empty] | 1374 |  | O | P/T/D Plant |  | 0 | S05 |  | 0 | 0 | 0 | 0 | 0 | 0 | 0 | 0 | 0 | 0 | 0 | 0
[9 empty] | 1375 | 390 | Structures & Improvements Accum Depr |  |  | M02 |  | 2487000
[9 empty] | 1376 |  | P | Production Plant |  | 462019 | S01 |  | 1145632.9948 | 522696.2343 | 89866.4336 | 330644.2515 | 173400.5191 | 1091.0662 | 22746.0028 | 5188.4872 | 0 | 0 | 0 | 0
[9 empty] | 1377 |  | T | Transmission Plant |  | 176604 | S02 |  | 437911.3617 | 199557.3883 | 34278.6223 | 126519.5164 | 66437.0927 | 399.8355 | 8715.9287 | 2002.9777 | 0 | 0 | 0 | 0
[9 empty] | 1378 |  | D | Distribution Plant |  | 364352 | S03 |  | 903455.6435 | 507805.8221 | 81847.3908 | 189933.2981 | 70175.1948 | 9.861 | 13416.2371 | 40267.8396 | 0 | 0 | 0 | 0
[9 empty] | 1379 |  | O | P/T/D Plant |  | 0 | S05 |  | 0 | 0 | 0 | 0 | 0 | 0 | 0 | 0 | 0 | 0 | 0 | 0
[9 empty] | 1380 | 391 | Office Furniture & Equipment Accum Depr |  |  | M02 |  | 3374000
[9 empty] | 1381 |  | P | Production Plant |  | 462019 | S01 |  | 1554228.2769 | 709118.2528 | 121917.711 | 448570.0461 | 235244.6126 | 1480.1999 | 30858.4695 | 7038.985 | 0 | 0 | 0 | 0
[9 empty] | 1382 |  | T | Transmission Plant |  | 176604 | S02 |  | 594094.465 | 270730.4496 | 46504.2508 | 171643.2844 | 90132.1877 | 542.4387 | 11824.5048 | 2717.349 | 0 | 0 | 0 | 0
[9 empty] | 1383 |  | D | Distribution Plant |  | 364352 | S03 |  | 1225677.2582 | 688917.1065 | 111038.6395 | 257673.8832 | 95203.5011 | 13.378 | 18201.1999 | 54629.5499 | 0 | 0 | 0 | 0
[9 empty] | 1384 |  | O | P/T/D Plant |  | 0 | S05 |  | 0 | 0 | 0 | 0 | 0 | 0 | 0 | 0 | 0 | 0 | 0 | 0
[9 empty] | 1385 | 392 | Transportation Equipment Accum Depr |  |  | M02 |  | 7688000
[9 empty] | 1386 |  | P | Production Plant |  | 462019 | S01 |  | 3541466.21 | 1615797.6074 | 277801.8263 | 1022112.1856 | 536028.6253 | 3372.7852 | 70314.1415 | 16039.0388 | 0 | 0 | 0 | 0
[9 empty] | 1387 |  | T | Transmission Plant |  | 176604 | S02 |  | 1353704.2818 | 616886.6913 | 105964.6354 | 391106.5711 | 205375.299 | 1236.0014 | 26943.3293 | 6191.7543 | 0 | 0 | 0 | 0
[9 empty] | 1388 |  | D | Distribution Plant |  | 364352 | S03 |  | 2792829.5082 | 1569767.2539 | 253012.7624 | 587135.9853 | 216930.7992 | 30.4831 | 41473.2735 | 124478.9508 | 0 | 0 | 0 | 0
[9 empty] | 1389 |  | O | P/T/D Plant |  | 0 | S05 |  | 0 | 0 | 0 | 0 | 0 | 0 | 0 | 0 | 0 | 0 | 0 | 0
[9 empty] | 1390 | 393 | Stores Equipment Accum Depr |  |  | M02 |  | 101000
[9 empty] | 1391 |  | P | Production Plant |  | 462019 | S01 |  | 46525.5056 | 21227.3099 | 3649.5817 | 13427.8526 | 7041.9994 | 44.3095 | 923.742 | 210.7106 | 0 | 0 | 0 | 0
[9 empty] | 1392 |  | T | Transmission Plant |  | 176604 | S02 |  | 17784.0963 | 8104.2606 | 1392.0952 | 5138.1066 | 2698.0886 | 16.2378 | 353.9641 | 81.3433 | 0 | 0 | 0 | 0
[9 empty] | 1393 |  | D | Distribution Plant |  | 364352 | S03 |  | 36690.3981 | 20622.5927 | 3323.919 | 7713.415 | 2849.8973 | 0.40047 | 544.8492 | 1635.3244 | 0 | 0 | 0 | 0
[9 empty] | 1394 |  | O | P/T/D Plant |  | 0 | S05 |  | 0 | 0 | 0 | 0 | 0 | 0 | 0 | 0 | 0 | 0 | 0 | 0
[9 empty] | 1395 | 394 | Tools, Shop & Garage Equipment Accum Depr |  |  | M02 |  | 618000
[9 empty] | 1396 |  | P | Production Plant |  | 462019 | S01 |  | 284680.8166 | 129885.9159 | 22331.1041 | 82162.504 | 43088.6694 | 271.1214 | 5652.2034 | 1289.2984 | 0 | 0 | 0 | 0
[9 empty] | 1397 |  | T | Transmission Plant |  | 176604 | S02 |  | 108817.5398 | 49588.4463 | 8517.9689 | 31439.1078 | 16509.0966 | 99.356 | 2165.8399 | 497.7243 | 0 | 0 | 0 | 0
[9 empty] | 1398 |  | D | Distribution Plant |  | 364352 | S03 |  | 224501.6436 | 126185.7652 | 20338.4349 | 47196.9353 | 17437.9857 | 2.4504 | 3333.8297 | 10006.2424 | 0 | 0 | 0 | 0
[9 empty] | 1399 |  | O | P/T/D Plant |  | 0 | S05 |  | 0 | 0 | 0 | 0 | 0 | 0 | 0 | 0 | 0 | 0 | 0 | 0
[9 empty] | 1400 | 395 | Laboratory Equipment Accum Depr |  |  | M02 |  | 457000
[9 empty] | 1401 |  | P | Production Plant |  | 462019 | S01 |  | 210516.3967 | 96048.3229 | 16513.454 | 60757.7093 | 31863.3041 | 200.4894 | 4179.7038 | 953.4132 | 0 | 0 | 0 | 0
[9 empty] | 1402 |  | T | Transmission Plant |  | 176604 | S02 |  | 80468.6338 | 36669.7734 | 6298.8864 | 23248.6606 | 12208.1831 | 73.472 | 1601.6001 | 368.0582 | 0 | 0 | 0 | 0
[9 empty] | 1403 |  | D | Distribution Plant |  | 364352 | S03 |  | 166014.9695 | 93312.1273 | 15039.9106 | 34901.2936 | 12895.08 | 1.812 | 2465.3077 | 7399.4382 | 0 | 0 | 0 | 0
[9 empty] | 1404 |  | O | P/T/D Plant |  | 0 | S05 |  | 0 | 0 | 0 | 0 | 0 | 0 | 0 | 0 | 0 | 0 | 0 | 0
[9 empty] | 1405 | 396 | Power Operated Equipment Accum Depr |  |  | M02 |  | 3973000
[9 empty] | 1406 |  | P | Production Plant |  | 462019 | S01 |  | 1830156.7706 | 835010.9124 | 143562.2601 | 528206.5184 | 277008.5495 | 1742.9859 | 36336.8996 | 8288.6448 | 0 | 0 | 0 | 0
[9 empty] | 1407 |  | T | Transmission Plant |  | 176604 | S02 |  | 699566.4817 | 318794.332 | 54760.3403 | 202115.8177 | 106133.7231 | 638.74 | 13923.7575 | 3199.771 | 0 | 0 | 0 | 0
[9 empty] | 1408 |  | D | Distribution Plant |  | 364352 | S03 |  | 1443276.7477 | 811223.3741 | 130751.7827 | 303419.7801 | 112105.3675 | 15.753 | 21432.5332 | 64328.1571 | 0 | 0 | 0 | 0
[9 empty] | 1409 |  | O | P/T/D Plant |  | 0 | S05 |  | 0 | 0 | 0 | 0 | 0 | 0 | 0 | 0 | 0 | 0 | 0 | 0
[9 empty] | 1410 | 397 | Communication Equipment Accum Depr |  |  | M02 |  | 4768000
[9 empty] | 1411 |  | P | Production Plant |  | 462019 | S01 |  | 2196372.3842 | 1002097.1634 | 172289.1659 | 633901.0017 | 332438.1485 | 2091.7585 | 43607.9379 | 9947.2083 | 0 | 0 | 0 | 0
[9 empty] | 1412 |  | T | Transmission Plant |  | 176604 | S02 |  | 839550.2101 | 382585.2945 | 65717.9217 | 242559.3302 | 127371.1532 | 766.5524 | 16709.9108 | 3840.0474 | 0 | 0 | 0 | 0
[9 empty] | 1413 |  | D | Distribution Plant |  | 364352 | S03 |  | 1732077.4057 | 973549.7225 | 156915.3032 | 364134.2843 | 134537.7277 | 18.9052 | 25721.1977 | 77200.265 | 0 | 0 | 0 | 0
[9 empty] | 1414 |  | O | P/T/D Plant |  | 0 | S05 |  | 0 | 0 | 0 | 0 | 0 | 0 | 0 | 0 | 0 | 0 | 0 | 0
[9 empty] | 1415 | 398 | Miscellaneous Equipment Accum Depr |  |  | M02 |  | 28000
[9 empty] | 1416 |  | P | Production Plant |  | 462019 | S01 |  | 12898.16 | 5884.7988 | 1011.7652 | 3722.573 | 1952.2374 | 12.2838 | 256.0869 | 58.4148 | 0 | 0 | 0 | 0
[9 empty] | 1417 |  | T | Transmission Plant |  | 176604 | S02 |  | 4930.2445 | 2246.7257 | 385.9274 | 1424.4256 | 747.985 | 4.5016 | 98.1287 | 22.5506 | 0 | 0 | 0 | 0
[9 empty] | 1418 |  | D | Distribution Plant |  | 364352 | S03 |  | 10171.5955 | 5717.1544 | 921.4825 | 2138.3725 | 790.0705 | 0.11102 | 151.0473 | 453.3573 | 0 | 0 | 0 | 0
[9 empty] | 1419 |  | O | P/T/D Plant |  | 0 | S05 |  | 0 | 0 | 0 | 0 | 0 | 0 | 0 | 0 | 0 | 0 | 0 | 0
[9 empty] | 1420 |  | Total General Plant Accumulated Depreciation |  |  |  |  | 23510000 | 23510000 | 11627944.3292 | 1947278.8187 | 6117109.7794 | 2930599.5511 | 14186.9445 | 424240.3482 | 448640.2289 | 0 | 0 | 0 | 0
1421
[9 empty] | 1422 |  | Total Accumulated Reserve for Depreciation |  |  |  |  | 331210000 | 331210000 | 161429396.4664 | 27085688.4774 | 86156830.0037 | 41643233.6838 | 216040.5879 | 5971069.098 | 8707741.6828 | 0 | 0 | 0 | 0
1423
[9 empty] | 1424 |  | Amortization
[9 empty] | 1425 | Accum Amortization of Limited Term Plant |  |  |  | Manual Input |  | 188000
[9 empty] | 1426 |  | P | Production Plant |  | 111 | S01 |  | 111000 | 50643.8644 | 8707.1289 | 32036.0116 | 16800.7187 | 105.713 | 2203.8527 | 502.7108 | 0 | 0 | 0 | 0
[9 empty] | 1427 |  | T | Transmission Plant |  | 77 | S02 |  | 77000 | 35089.1076 | 6027.3703 | 22246.5175 | 11681.9443 | 70.3049 | 1532.5625 | 352.1929 | 0 | 0 | 0 | 0
[9 empty] | 1428 |  | D | Distribution Plant |  | 0 | S03 |  | 0 | 0 | 0 | 0 | 0 | 0 | 0 | 0 | 0 | 0 | 0 | 0
[9 empty] | 1429 |  | O | Labor O&M Total |  | 0 | S22 |  | 0 | 0 | 0 | 0 | 0 | 0 | 0 | 0 | 0 | 0 | 0 | 0
[9 empty] | 1430 | Accum Amortization of Intangible Plant-Software |  |  |  | M02 |  | 1396000
[9 empty] | 1431 |  | P | Production Plant |  | 462019 | S01 |  | 643065.4044 | 293399.2534 | 50443.7239 | 185596.8537 | 97332.9814 | 612.436 | 12767.7603 | 2912.3957 | 0 | 0 | 0 | 0
[9 empty] | 1432 |  | T | Transmission Plant |  | 176604 | S02 |  | 245807.9055 | 112015.3253 | 19241.2371 | 71017.7905 | 37292.393 | 224.4352 | 4892.4152 | 1124.3092 | 0 | 0 | 0 | 0
[9 empty] | 1433 |  | D | Distribution Plant |  | 364352 | S03 |  | 507126.6901 | 285040.9842 | 45942.4839 | 106613.142 | 39390.6602 | 5.5352 | 7530.7869 | 22603.0977 | 0 | 0 | 0 | 0
[9 empty] | 1434 |  | O | P/T/D Plant |  | 0 | S05 |  | 0 | 0 | 0 | 0 | 0 | 0 | 0 | 0 | 0 | 0 | 0 | 0
[9 empty] | 1435 | Accum Amortization of Hydro Relicensing Costs |  |  |  | P03 |  | 110000
[9 empty] | 1436 |  | P | Coincident Peak |  | 28.73 | D01 |  | 31603 | 15379.0853 | 2768.0687 | 8590.2813 | 4160.4332 | 98.948 | 541.8691 | 64.3144 | 0 | 0 | 0 | 0
[9 empty] | 1437 |  | P | Generation Level Consumption |  | 71.27 | E02 |  | 78397 | 34760.5785 | 5846.1831 | 23183.6219 | 12520.0353 | 2.3744 | 1646.4034 | 437.8033 | 0 | 0 | 0 | 0
[9 empty] | 1438 |  | P | Open |  | 0 | xxx |  | 0 | 0 | 0 | 0 | 0 | 0 | 0 | 0 | 0 | 0 | 0 | 0
[9 empty] | 1439 |  | P | Open |  | 0 | xxx |  | 0 | 0 | 0 | 0 | 0 | 0 | 0 | 0 | 0 | 0 | 0 | 0
[9 empty] | 1440 | Open | [5 empty] | 0
[9 empty] | 1441 |  | Total Amortization |  |  |  |  | 1694000 | 1694000 | 826328.1987 | 138976.196 | 449284.2184 | 219179.1661 | 1119.7468 | 31115.65 | 27996.824 | 0 | 0 | 0 | 0
1442
[9 empty] | 1443 | Total Net Plant | [5 empty] | 737301000 | 737301000 | 366668813.1428 | 61372013.2145 | 192143829.6075 | 91816532.232 | 431871.7499 | 13328565.0877 | 11539374.9656 | 0 | 0 | 0 | 0
1444
[9 empty] | 1445 | Total Customer Advances For Construction | [5 empty] | -1361000
[9 empty] | 1446 |  | D | Account 369 |  | 100 | S13 |  | -1361000 | -868974.985 | -131102.7982 | -240941.2812 | -95682.3281 | -2.9907 | -18081.0763 | -6214.5405 | 0 | 0 | 0 | 0
[9 empty] | 1447 | Total Accumulated Deferred Investment Tax Credits | [5 empty] | 0
[9 empty] | 1448 |  | x | Open |  | 100 | xxx |  | 0 | 0 | 0 | 0 | 0 | 0 | 0 | 0 | 0 | 0 | 0 | 0
[9 empty] | 1449 | Total Accumulated Deferred Income Taxes |  |  |  | Manual Input |  | -98231000
[9 empty] | 1450 |  | P | Production Plant |  | 462 | S01 |  | -45246981.0568 | -20643981.7291 | -3549290.9503 | -13058854.1464 | -6848484.6716 | -43091.8544 | -898357.4705 | -204920.2346 | 0 | 0 | 0 | 0
[9 empty] | 1451 |  | T | Transmission Plant |  | 177 | S02 |  | -17334882.3529 | -7899552.6301 | -1356931.8745 | -5008321.6018 | -2629936.7552 | -15827.6359 | -345023.2446 | -79288.6108 | 0 | 0 | 0 | 0
[9 empty] | 1452 |  | D | Distribution Plant |  | 364 | S03 |  | -35649136.5902 | -20037330.2719 | -3229587.234 | -7494510.8091 | -2769018.1835 | -389.1022 | -529386.5546 | -1588914.4349 | 0 | 0 | 0 | 0
[9 empty] | 1453 |  | O | General Plant |  |  | S04 |  | 0 | 0 | 0 | 0 | 0 | 0 | 0 | 0 | 0 | 0 | 0 | 0
[9 empty] | 1454 | Gain on Sale of General Office Building |  |  |  | M02 |  | -1768000
[9 empty] | 1455 |  | P | Production Plant |  | 462019 | S01 |  | -814426.6726 | -371583.0086 | -63885.7478 | -235053.8949 | -123269.8504 | -775.6353 | -16170.0575 | -3688.4782 | 0 | 0 | 0 | 0
[9 empty] | 1456 |  | T | Transmission Plant |  | 176604 | S02 |  | -311309.7256 | -141864.6814 | -24368.5582 | -89942.302 | -47229.9075 | -284.2417 | -6196.1246 | -1423.9102 | 0 | 0 | 0 | 0
[9 empty] | 1457 |  | D | Distribution Plant |  | 364352 | S03 |  | -642263.6018 | -360997.4642 | -58185.0369 | -135022.9477 | -49887.3118 | -7.0102 | -9537.5582 | -28626.2728 | 0 | 0 | 0 | 0
[9 empty] | 1458 |  | O | P/T/D Plant |  | 0 | S05 |  | 0 | 0 | 0 | 0 | 0 | 0 | 0 | 0 | 0 | 0 | 0 | 0
[9 empty] | 1459 | DSM & Weatherization | [5 empty] | 26551000
[9 empty] | 1460 |  | DSM | Production Plant |  | 100 | S01 |  | 26551000 | 12113921.1078 | 2082729.5395 | 7662956.2535 | 4018701.6298 | 25286.3683 | 527157.5836 | 120247.5175 | 0 | 0 | 0 | 0
[9 empty] | 1461 | Deferred MOPS Cost | [5 empty] | 351000
[9 empty] | 1462 |  | P | Production Plant |  | 100 | S01 |  | 351000 | 160144.1117 | 27533.3535 | 101303.0637 | 53126.5968 | 334.2818 | 6968.9395 | 1589.6531 | 0 | 0 | 0 | 0
[9 empty] | 1463 | Open | [5 empty] | 0
[9 empty] | 1464 | Open | [5 empty] | 0
[9 empty] | 1465 | Total Working Capital | [5 empty] | 0
[9 empty] | 1466 | Total Miscellaneous Rate Base Items | [5 empty] | -74458000 | -74458000 | -38050219.5508 | -6303089.3069 | -18498387.6658 | -8491680.7814 | -34757.8204 | -1288625.5633 | -1791239.3114 | 0 | 0 | 0 | 0
1467
[9 empty] | 1468 | Total Rate Base | [5 empty] | 662843000 | 662843000 | 328618593.5921 | 55068923.9076 | 173645441.9417 | 83324851.4506 | 397113.9295 | 12039939.5243 | 9748135.6542 | 0 | 0 | 0 | 0
1469
[9 empty] | 1470 |  |  | Rate of Return |  |  |  | 7.509% | 7.509% | 4.386% | 11.59% | 12.36% | 6.936% | -3.367% | 8.817% | 7.01% | #DIV/0! | #DIV/0! | #DIV/0! | #DIV/0!
1471
[9 empty] | 1472 | Non-Additive Items
[9 empty] | 1473 | Interest | [5 empty] | 25453000
[9 empty] | 1474 |  | R | Rate Base |  | 100 | S07 |  | 25453000 | 12618869.1179 | 2114632.4548 | 6667940.1212 | 3199652.7744 | 15249.0723 | 462330.568 | 374325.8914 | 0 | 0 | 0 | 0
1475
[9 empty] | 1476 | Operating and Maintenance Labor Dollars
1477
[9 empty] | 1478 | Production Labor | [5 empty] | 6799857
[9 empty] | 1479 |  | P | Production Plant |  | 100 | S01 |  | 6799857 | 3102441.7627 | 533398.4799 | 1962525.2051 | 1029211.5705 | 6475.9779 | 135007.9539 | 30796.05 | 0 | 0 | 0 | 0
[9 empty] | 1480 | Transmission Labor | [5 empty] | 1403304
[9 empty] | 1481 |  | T | Transmission Plant |  | 100 | S02 |  | 1403304 | 639489.4167 | 109847.1791 | 405436.7139 | 212900.2489 | 1281.2885 | 27930.5328 | 6418.6201 | 0 | 0 | 0 | 0
[9 empty] | 1482 | Distribution Labor | [5 empty] | 6042272
[9 empty] | 1483 |  | D | Distribution Plant |  | 100 | S03 |  | 6042272 | 3396183.2245 | 547391.7851 | 1270265.6262 | 469328.6469 | 65.95 | 89727.2097 | 269309.5575 | 0 | 0 | 0 | 0
[9 empty] | 1484 | Production Transmission Distribution Labor Total | [5 empty] | 14245433 | 14245433 | 7138114.4039 | 1190637.4441 | 3638227.5452 | 1711440.4663 | 7823.2164 | 252665.6964 | 306524.2276 | 0 | 0 | 0 | 0
1485
[9 empty] | 1486 | Customer Accounts Labor | [5 empty] | 3014526
[9 empty] | 1487 |  | C | Cust Acctg Exp Subtotal |  | 100 | S18 |  | 3014526 | 2450756.2024 | 385846.6992 | 65245.8825 | 600.9308 | 28.6158 | 22762.3372 | 89285.3321 | 0 | 0 | 0 | 0
[9 empty] | 1488 | Customer Service Labor | [5 empty] | 126562
[9 empty] | 1489 |  | C | Avg Customers-All |  | 100 | C01 |  | 126562 | 110079.7438 | 13730.7697 | 1922.4855 | 13.1745 | 0.62736 | 670.6977 | 144.5014 | 0 | 0 | 0 | 0
[9 empty] | 1490 | Sales Labor | [5 empty] | 102450
[9 empty] | 1491 |  | C | Generation Level Consumption |  | 100 | E02 |  | 102450 | 45425.4789 | 7639.8518 | 30296.5938 | 16361.3099 | 3.1029 | 2151.5368 | 572.1258 | 0 | 0 | 0 | 0
[9 empty] | 1492 | Admin & General Labor | [5 empty] | 6849320
[9 empty] | 1493 |  | O | Corporate Cost Allocator |  | 100 | S23 |  | 6849320 | 4784529.6748 | 649376.8296 | 870458.4087 | 445821.6895 | 104.8385 | 79095.0519 | 19933.5069 | 0 | 0 | 0 | 0
1494
[9 empty] | 1495 | Total Operating and Maintenance Labor | [5 empty] | 24338291 | 24338291 | 14528905.5039 | 2247231.5945 | 4606150.9158 | 2174237.571 | 7960.4009 | 357345.32 | 416459.6939 | 0 | 0 | 0 | 0
Note on BI13: Primary kwh's 5.4% of total Sch 21 kwh's
Note on BI36: Manual input primary schedule 21 customer exclusion (25 average customers)
Note on BK18: Tara Knox: Pro-formed as if Peak Usage occurred during the System Peaks
Note on BK20: Tara Knox: Customer Receives Service at Transmission Level Voltage, no demand related distribution plant allocation