## Exhibit 5_formatted for BCP
Exhibit 5
2016-2017 Prescriptive Measure Summary
Schedule | Order Number | Program Description | Fuel Type | Measure Name | Savings | kWh or Therm | Unit Type | Measure Cost | Incentive | Measure Life | End Use | Savings Type
E201 | 18230611 | Low Income Weatherization | Electric | Appliances: Refrigerator Replacement ~ TE, MH | 503 | kWh | per unit | 545 | 545 | 22 | Res Refrigerator | PSE Deemed
E201 | 18230611 | Low Income Weatherization | Electric | Appliances: Refrigerator Replacement ~ TE, SF | 503 | kWh | per unit | 545 | 545 | 22 | SF Space Heat | PSE Deemed
E201 | 18230611 | Low Income Weatherization | Electric | Furnace / Heating: Ductless Heat Pump ~ TE, SF | 2645.44 | kWh | per unit | 3407 | 3407 | 15 | SF Space Heat | PSE Deemed
E201 | 18230611 | Low Income Weatherization | Electric | Furnace / Heating: Ductless Heat Pump ~ TE, MH | 3447.84 | kWh | per unit | 4130 | 3407 | 15 | Res Water Heat | PSE Deemed
E201 | 18230611 | Low Income Weatherization | Electric | Insulation, Ceiling: Attic Insulation (R0 to R19) ~ TE, MH | 0.5 | kWh | square foot | 1.1 | 1.1 | 25 | SF Space Heat | RTF Deemed
E201 | 18230611 | Low Income Weatherization | Electric | Insulation, Attic: R0 to R30 ~ TE, MH | 0.3 | kWh | square foot | 2.1 | 1.25 | 25 | MF Space Heat | RTF Deemed
E201 | 18230611 | Low Income Weatherization | Electric | Insulation, Ceiling: Attic Insulation (R0 to R38) ~ TE, MF | 2.18 | kWh | square foot | 2.43 | 2.43 | 30 | SF Space Heat | RTF Deemed
E201 | 18230611 | Low Income Weatherization | Electric | Insulation, Ceiling: Attic Insulation (R0 to R38) ~ TE, SF | 2.2 | kWh | square foot | 2.43 | 2.43 | 30 | SF Space Heat | RTF Deemed
E201 | 18230611 | Low Income Weatherization | Electric | Insulation, Attic: R11 to R30 ~ TE, MH | 0.1 | kWh | square foot | 1.71 | 1.25 | 25 | MF Space Heat | RTF Deemed
E201 | 18230611 | Low Income Weatherization | Electric | Insulation, Ceiling: Attic Insulation (R11 to R38) ~ TE, SF | 0.47 | kWh | square foot | 1.95 | 1.95 | 30 | MF Space Heat | RTF Deemed
E201 | 18230611 | Low Income Weatherization | Electric | Insulation, Ceiling: Attic Insulation (R19 to R38) ~ TE, MF | 0.58 | kWh | square foot | 1.35 | 1.35 | 30 | SF Space Heat | RTF Deemed
E201 | 18230611 | Low Income Weatherization | Electric | Insulation, Ceiling: Attic Insulation (R19 to R38) ~ TE, SF | 0.22 | kWh | square foot | 1.35 | 1.35 | 30 | MF Space Heat | RTF Deemed
E201 | 18230611 | Low Income Weatherization | Electric | Insulation: Duct Insulation (R0-R11) ~ TE, SF | 4.65 | kWh | linear foot | 6.46 | 6.46 | 30 | MF Space Heat | PSE Deemed
E201 | 18230611 | Low Income Weatherization | Electric | Insulation: Floor Insulation (R0-R19) ~ TE, SF | 0.91 | kWh | square foot | 1.87 | 1.87 | 30 | SF Space Heat | RTF Deemed
E201 | 18230611 | Low Income Weatherization | Electric | Insulation: Floor (R0 to R22) ~ TE, MH | 0.5 | kWh | square foot | 2.26 | 1.5 | 25 | MF Space Heat | RTF Deemed
E201 | 18230611 | Low Income Weatherization | Electric | Insulation: Floor Insulation (R0-R30) ~ TE, MH | 1.47 | kWh | square foot | 2.46 | 2.46 | 25 | SF Space Heat | RTF Deemed
E201 | 18230611 | Low Income Weatherization | Electric | Insulation: Floor Insulation (R0-R30) ~ TE, SF | 1.02 | kWh | square foot | 2.2 | 2.2 | 30 | SF Space Heat | RTF Deemed
E201 | 18230611 | Low Income Weatherization | Electric | Insulation: Floor (R11 to R22) ~ TE, MH | 0.2 | kWh | square foot | 1.4 | 1.25 | 25 | MF Space Heat | RTF Deemed
E201 | 18230611 | Low Income Weatherization | Electric | Insulation: Floor Insulation (R11-R30) ~ TE, SF | 0.61 | kWh | square foot | 1.38 | 1.38 | 30 | MF Space Heat | RTF Deemed
E201 | 18230611 | Low Income Weatherization | Electric | Insulation: Wall Insulation (R0-R11) ~ TE, MH | 1.68 | kWh | square foot | 2.75 | 2.75 | 25 | SF Space Heat | RTF Deemed
E201 | 18230611 | Low Income Weatherization | Electric | Insulation: Wall Insulation (R0-R11) ~ TE, SF | 1.78 | kWh | square foot | 2.75 | 2.75 | 30 | Res Water Heat | RTF Deemed
E201 | 18230611 | Low Income Weatherization | Electric | Low Cost: Showerheads 2.0 GPM ~ TE, MH | 139 | kWh | per unit | 40.5 | 40.5 | 10 | Res Water Heat | RTF Deemed
E201 | 18230611 | Low Income Weatherization | Electric | Low Cost: Showerheads 2.0 GPM~ TE, SF | 139 | kWh | per unit | 40.5 | 40.5 | 10 | SF Space Heat | RTF Deemed
E201 | 18230611 | Low Income Weatherization | Electric | Duct Sealing: Duct Sealing ~ TE, MH | 973 | kWh | per unit | 500 | 500 | 18 | SF Space Heat | PSE Deemed
E201 | 18230611 | Low Income Weatherization | Electric | Duct Sealing: Duct Sealing ~ TE, SF | 735 | kWh | per unit | 500 | 500 | 20 | SF Space Heat | PSE Deemed
E201 | 18230611 | Low Income Weatherization | Electric | Structure Sealing: Shell Sealing ~ TE, MH | 0.2 | kWh | square foot | 1 | 1 | 25 | SF Space Heat | PSE Deemed
E201 | 18230611 | Low Income Weatherization | Electric | Structure Sealing: Shell Sealing ~ TE, SF | 0.48 | kWh | square foot | 1 | 1 | 15 | MF Space Heat | PSE Deemed
E201 | 18230611 | Low Income Weatherization | Electric | MF Air Sealing~All Areas | 2.18 | kWh | square foot | 2.18 | 2.18 | 30 | MF Space Heat | PSE Deemed
E201 | 18230611 | Low Income Weatherization | Electric | ENERGY STAR Whole House Ventilation w/Air Sealing~MF | 143 | kWh | per unit | 250 | 250 | 15 | MF Space Heat | PSE Deemed
E201 | 18230611 | Low Income Weatherization | Electric | EnergyStar Whole House Ventilation ~ TE, MF | 143 | kWh | per unit | 50 | 50 | 15 | SF Space Heat | PSE Deemed
E201 | 18230611 | Low Income Weatherization | Electric | EnergyStar Whole House Ventilation ~ TE, MH | 143 | kWh | per unit | 50 | 50 | 15 | SF Space Heat | PSE Deemed
E201 | 18230611 | Low Income Weatherization | Electric | EnergyStar Whole House Ventilation ~ TE, SF | 143 | kWh | per unit | 50 | 50 | 15 | Res Water Heat | PSE Deemed
E201 | 18230611 | Low Income Weatherization | Electric | Water Heater: Pipe Insulation ~ TE, MF | 20 | kWh | linear foot | 20 | 20 | 15 | Res Water Heat | RTF Deemed
E201 | 18230611 | Low Income Weatherization | Electric | Water Heater: Pipe Insulation ~ TE, MH | 20 | kWh | linear foot | 20 | 20 | 15 | Res Water Heat | RTF Deemed
E201 | 18230611 | Low Income Weatherization | Electric | Water Heater: Pipe Insulation ~ TE, SF | 20 | kWh | linear foot | 20 | 20 | 15 | MF Space Heat | RTF Deemed
E201 | 18230611 | Low Income Weatherization | Electric | Windows: Windows - Early Double to EF Double ~ TE, MH | 12.26 | kWh | square foot | 32.52 | 10 | 25 | SF Space Heat | RTF Deemed
E201 | 18230611 | Low Income Weatherization | Electric | Windows: Windows - Single to Double Pane ~ TE, MH | 20.11 | kWh | square foot | 32.52 | 12 | 25 | SF Space Heat | RTF Deemed
E201 | 18230611 | Low Income Weatherization | Electric | Windows: Windows - Single to Double Pane ~ TE, SF | 11.4 | kWh | square foot | 32.52 | 13 | 30 | MF Space Heat | RTF Deemed
E201 | 18230611 | Low Income Weatherization | Electric | Thermostat: Electronic ~ TE, SF | 348 | kWh | per unit | 202.5 | 202.5 | 15 | Comm Lighting | PSE Deemed
E201 | 18230611 | Low Income Weatherization | Electric | SIR Measure: ERVs (Treat Savings) | 230602 | kWh | calculated | 287464.75 | 287464.75 | 20 | MF Space Heat | Calculated
E201 | 18230611 | Low Income Weatherization | Electric | SIR Measure: DHPs (Treat Savings) | 588506 | kWh | calculated | 728951.7 | 728951.7 | 15 | Comm Water Heat | Calculated
E201 | 18230611 | Low Income Weatherization | Electric | SIR measure: HPWH (Treat Savings) | 223191 | kWh | calculated | 66000 | 66000 | 15 | MF Space Heat | Calculated
E201 | 18230611 | Low Income Weatherization | Electric | SIR Measure: Slab on Grade Insulation (Treat Savings) | 164124 | kWh | calculated | 168059.41 | 168059.41 | 30 | MF Space Heat | Calculated
E201 | 18230611 | Low Income Weatherization | Electric | SIR Measures: MF Air Sealing 20+ units (Treat Savings) | 243836 | kWh | calculated | 225868.07 | 225868.07 | 30 | Res Lighting | Calculated
E201 | 18230611 | Low Income Weatherization | Electric | LED A Lamps~TE, MF (SIR Measure--Prescriptive Savings) | 18.97 | kWh | per unit | 15 | 15 | 12 | Res Lighting | PSE Deemed
E201 | 18230611 | Low Income Weatherization | Electric | LED A Lamps~TE, MH (SIR Measure--Prescriptive Savings) | 18.66 | kWh | per unit | 15 | 15 | 12 | Res Lighting | PSE Deemed
E201 | 18230611 | Low Income Weatherization | Electric | LED A Lamps~TE, SF (SIR Measure--Prescriptive Savings) | 20.38 | kWh | per unit | 15 | 15 | 12 | Res Lighting | PSE Deemed
E201 | 18230611 | Low Income Weatherization | Electric | LED BR 30~TE, MF (SIR Measure--Prescriptive Savings) | 27.94 | kWh | per unit | 15 | 15 | 12 | Res Lighting | PSE Deemed
E201 | 18230611 | Low Income Weatherization | Electric | LED BR 30~TE, SF (SIR Measure--Prescriptive Savings) | 38.22 | kWh | per unit | 15 | 15 | 12 | Res Lighting | PSE Deemed
E201 | 18230611 | Low Income Weatherization | Electric | LED Candelabra~TE, MF (SIR Measure--Prescriptive Savings) | 22.07 | kWh | per unit | 15 | 15 | 12 | Res Lighting | PSE Deemed
E201 | 18230611 | Low Income Weatherization | Electric | LED Candelabra~TE, SF (SIR Measure--Prescriptive Savings) | 22.23 | kWh | per unit | 15 | 15 | 12 | Res Water Heat | PSE Deemed
E201 | 18230611 | Low Income Weatherization | Electric | Heat Pump Water Heater Tier 1 ~ TE, SF | 1069 | kWh | per unit | 900 | 900 | 13 | Res Water Heat | RTF Deemed
E201 | 18230611 | Low Income Weatherization | Electric | Heat Pump Water Heater Tier 1 ~ TE, MH | 1069 | kWh | per unit | 900 | 900 | 13 | Res Water Heat | RTF Deemed
E201 | 18230611 | Low Income Weatherization | Electric | Heat Pump Water Heater Tier 2 ~ TE, SF | 1518 | kWh | per unit | 1369 | 1369 | 13 | Res Water Heat | RTF Deemed
E201 | 18230611 | Low Income Weatherization | Electric | Heat Pump Water Heater Tier 2 ~ TE, MH | 1518 | kWh | per unit | 1369 | 1369 | 13 | Res Plug Load | RTF Deemed
E201 | 18230611 | Low Income Weatherization | Electric | Advanced Power Strip Direct Install ~SF | 216 | kWh | per unit | 55 | 55 | 5 | Res Plug Load | RTF Deemed
E201 | 18230611 | Low Income Weatherization | Electric | Advanced Power Strip Direct Install ~MF | 216 | kWh | per unit | 55 | 55 | 5 | Res Plug Load | RTF Deemed
E201 | 18230611 | Low Income Weatherization | Electric | Advanced Power Strip Direct Install ~MH | 216 | kWh | per unit | 55 | 55 | 5 | Res Lighting | RTF Deemed
E201 | 18230611 | Low Income Weatherization | Electric | LED Candelabra "TE, MH (SIR Measure--Prescriptive Savings) | 22.63 | kWh | per unit | 15 | 15 | 12 | Res Lighting | PSE Deemed
E201 | 18230611 | Low Income Weatherization | Electric | LED Globe "TE, SF (SIR Measure--Prescriptive Savings) | 17.9 | kWh | per unit | 15 | 15 | 12 | Res Lighting | PSE Deemed
E201 | 18230611 | Low Income Weatherization | Electric | LED Globe "TE, MF (SIR Measure--Prescriptive Savings) | 19.03 | kWh | per unit | 15 | 15 | 12 | Res Lighting | PSE Deemed
E201 | 18230611 | Low Income Weatherization | Electric | LED Globe "TE, MH (SIR Measure--Prescriptive Savings) | 19.68 | kWh | per unit | 15 | 15 | 12 | Res Lighting | PSE Deemed
E201 | 18230611 | Low Income Weatherization | Electric | T8 Retrofit LED, "TE, MF (SIR Measure--Prescriptive Savings) | 33.39 | kWh | per unit | 15 | 15 | 12 |  | PSE Deemed
E201 | 18230611 | Low Income Weatherization | Electric | Aerator - 1.5 gpm EWH - Direct Install, SF | 36.73 | kWh | per unit | 2.1 | 2.1 | 10 | Res Water Heat | PSE Deemed
E201 | 18230611 | Low Income Weatherization | Electric | Aerator - 1.5 gpm EWH - Direct Install, MF | 44.84 | kWh | per unit | 2.1 | 2.1 | 10 | Res Water Heat | PSE Deemed
E201 | 18230611 | Low Income Weatherization | Electric | Aerator - 1.5 gpm EWH - Direct Install, MH | 36.73 | kWh | per unit | 2.1 | 2.1 | 10 |  | PSE Deemed
E201 | 18230611 | Low Income Weatherization | Electric | Insulation, Ceiling: Attic Insulation (R0 to R49) ~ TE, SF | 2.23 | kWh | square foot | 2.43 | 2.43 | 30 | MF Space Heat | RTF Deemed
E201 | 18230611 | Low Income Weatherization | Electric | Insulation, Ceiling: Attic Insulation (R0 to R49) ~ TE, MF | 2.31 | kWh | square foot | 2.43 | 2.43 | 30 | SF Space Heat | RTF Deemed
E201 | 18230611 | Low Income Weatherization | Electric | Insulation, Ceiling: Attic Insulation (R11 to R49) ~ TE, SF | 0.51 | kWh | square foot | 1.95 | 1.95 | 30 | MF Space Heat | RTF Deemed
E201 | 18230611 | Low Income Weatherization | Electric | Insulation, Ceiling: Attic Insulation (R19 to R49) ~ TE, MF | 0.72 | kWh | square foot | 1.95 | 1.95 | 30 | Res Lighting | RTF Deemed
E201 | 18230611 | Low Income Weatherization | Electric | LED Fixture ~TE, SF | 26.63 | kWh | per unit | 40 | 40 | 15 | Res Lighting | PSE Deemed
E201 | 18230611 | Low Income Weatherization | Electric | LED fixture ~TE, MF | 24.56 | kWh | per unit | 40 | 40 | 15 | Res Lighting | PSE Deemed
E201 | 18230611 | Low Income Weatherization | Electric | LED fixture ~TE, MH | 29.41 | kWh | per unit | 40 | 40 | 15 | Res Lighting | PSE Deemed
E201 | 18230611 | Low Income Weatherization | Electric | Appliances: Refrigerator Replacement ~ TE, MF | 503 | kWh | per unit | 545 | 545 | 22 | Res Refrigerator | PSE Deemed
E201 | 18230611 | Low Income Weatherization | Electric | Insulation, Ceiling: Attic Insulation (R0 to R19) ~ TE, MF | 1.59 | kWh | square foot | 2.21 | 2.21 | 30 | SF Space Heat | RTF Deemed
E201 | 18230611 | Low Income Weatherization | Electric | Insulation, Ceiling: Attic Insulation (R11 to R38) ~ TE, MF | 1.39 | kWh | square foot | 1.95 | 1.95 | 30 | SF Space Heat | RTF Deemed
E201 | 18230611 | Low Income Weatherization | Electric | Insulation: Duct Insulation (R0-R11) ~ TE, MF | 4.65 | kWh | linear foot | 6.46 | 6.46 | 30 | SF Space Heat | RTF Deemed
E201 | 18230611 | Low Income Weatherization | Electric | Insulation: Floor Insulation (R0-R19) ~ TE, MF | 1.04 | kWh | square foot | 1.87 | 1.87 | 30 | SF Space Heat | RTF Deemed
E201 | 18230611 | Low Income Weatherization | Electric | Insulation: Floor Insulation (R0-R30) ~ TE, MF | 1.3 | kWh | square foot | 2.2 | 2.2 | 30 | SF Space Heat | RTF Deemed
E201 | 18230611 | Low Income Weatherization | Electric | Insulation: Floor Insulation (R11-R30) ~ TE, MF | 0.66 | kWh | square foot | 1.13 | 1.13 | 30 | SF Space Heat | RTF Deemed
E201 | 18230611 | Low Income Weatherization | Electric | Insulation: Wall Insulation (R0-R11) ~ TE, MF | 1.3 | kWh | square foot | 2.75 | 2.75 | 30 | SF Space Heat | RTF Deemed
E201 | 18230611 | Low Income Weatherization | Electric | Low Cost: Showerheads 2.0 GPM ~ TE, MF | 139 | kWh | per unit | 40.5 | 40.5 | 10 | Res Water Heat | RTF Deemed
E201 | 18230611 | Low Income Weatherization | Electric | Windows: Windows - Double to Triple Pane ~ TE, MF | 13.87 | kWh | square foot | 35 | 8 | 30 | SF Space Heat | RTF Deemed
E201 | 18230611 | Low Income Weatherization | Electric | Windows: Windows - Double to Triple Pane ~ TE, SF | 6.13 | kWh | square foot | 35 | 8 | 30 | MF Space Heat | RTF Deemed
E201 | 18230611 | Low Income Weatherization | Electric | Windows: Windows - Early Double to EF Double ~ TE, MF | 11.94 | kWh | square foot | 32.52 | 6 | 30 | SF Space Heat | RTF Deemed
E201 | 18230611 | Low Income Weatherization | Electric | Windows: Windows - Early Double to EF Double ~ TE, SF | 5.28 | kWh | square foot | 32.52 | 10 | 30 | MF Space Heat | RTF Deemed
E201 | 18230611 | Low Income Weatherization | Electric | Windows: Windows - Single to Double Pane ~ TE, MF | 21.65 | kWh | square foot | 32.52 | 16.2 | 30 | SF Space Heat | RTF Deemed
E201 | 18230611 | Low Income Weatherization | Electric | Windows: Windows - Single to Triple Pane ~ TE, MF | 12.43 | kWh | square foot | 35 | 18 | 30 | SF Space Heat | RTF Deemed
E201 | 18230611 | Low Income Weatherization | Electric | Windows: Windows - Single to Triple Pane ~ TE, SF | 20.13 | kWh | square foot | 35 | 18 | 30 | SF Space Heat | RTF Deemed
E201 | 18230611 | Low Income Weatherization | Electric | Common Area Measures: Common Area Lighting ~ TE, MF (Treat Savings) | 54135 | kWh | calculated | 16055 | 8000 | 15 | MF Space Heat | PSE Deemed
E214 | 18230625 | HomePrint | Electric | A-Lamp LED | 20 | kWh | per unit | 5.48 | 5.48 | 12 | Res Lighting | PSE Deemed
E214 | 18230625 | HomePrint | Electric | APS - Advanced Power Strip | 216 | kWh | per unit | 42 | 42 | 5 | Res Plug Load | RTF Deemed
E214 | 18230625 | HomePrint | Electric | Globe LED - DI | 18 | kWh | per unit | 5.48 | 5.48 | 12 | Res Lighting | PSE Deemed
E214 | 18230625 | HomePrint | Electric | HEA - In-Home | 0 | kWh | per home | 165 | 165 | 1 | SF Space Heat | PSE Deemed
E214 | 18230625 | HomePrint | Electric | Reflector LED - BR30 | 38 | kWh | per unit | 7.12 | 7.12 | 12 | Res Lighting | PSE Deemed
E214 | 18230625 | HomePrint | Electric | Showerhead - leave behind | 260 | kWh | per unit | 15 | 15 | 10 | Res Water Heat | PSE Deemed
E214 | 18230625 | HomePrint | Electric | HEA - Online | 0 | kWh | per home | 4.16 | 4.16 | 1 | SF Space Heat | PSE Deemed
E214 | 18230625 | HomePrint | Electric | Residentail Aerators 1 GPM | 53 | kWh | per unit | 2 | 2 | 10 | Res Water Heat | PSE Deemed
E214 | 18230625 | HomePrint | Electric | Residentail Aerators 1.5 GPM | 31 | kWh | per unit | 2 | 2 | 10 | Res Water Heat | PSE Deemed
E214 | 18230625 | HomePrint | Electric | Candelabra LED | 22 | kWh | per unit | 4.89 | 4.89 | 12 | Res Lighting | PSE Deemed
E214 | 18230625 | HomePrint | Electric | Rental Assessment | 0 | kWh | per home | 265 | 265 | 1 | SF Space Heat
E214 | 18230626 | SF Existing Water Heat | Electric | NEEA Northern Climate Specs Heat Pump Water Heater - Tier 1 | 1067 | kWh | per unit | 796 | 500 | 13 | Res Water Heat | RTF Deemed
E214 | 18230626 | SF Existing Water Heat | Electric | NEEA Northern Climate Specs Heat Pump Water Heater - Tier 2 | 1518 | kWh | per unit | 818 | 800 | 13 | Res Water Heat | RTF Deemed
E214 | 18230626 | SF Existing Water Heat | Electric | NEEA Northern Climate Specs Heat Pump Water Heater- Tier 3 | 1610 | kWh | per unit | 818 | 800 | 13 | Res Water Heat | RTF Deemed
E214 | 18230626 | SF Existing Water Heat | Electric | High Efficiency Electric Water Heater (=> .95 EF) | 149 | kWh | per unit | 73 | 50 | 15 | Res Water Heat | RTF Deemed
E214 | 18230628 | SF Existing Space Heat | Electric | Ductless Heat Pump | 2645 | kWh | per unit | 3536 | 1200 | 15 | SF Heat Pump | RTF Deemed
E214 | 18230628 | SF Existing Space Heat | Electric | Ductless Heat Pump (Manufactured Homes) | 3447 | kWh | per unit | 3536 | 1200 | 15 | SF Heat Pump | RTF Deemed
E214 | 18230628 | SF Existing Space Heat | Electric | Energy Star Geothermal Heat Pump | 4037 | kWh | per home | 3889 | 1500 | 30 | SF Heat Pump | RTF Deemed
E214 | 18230628 | SF Existing Space Heat | Electric | Energy Star Heat Pump - Tier 2 = 9.0 HSPF, 14 SEER | 106 | kWh | per unit | 81 | 350 | 15 | SF Heat Pump | PSE Deemed
E214 | 18230628 | SF Existing Space Heat | Electric | Forced-air-furnace to Heat Pump Conversion (>= 8.5 HSPF, 14 SEER) | 3528 | kWh | per home | 2881 | 1500 | 15 | SF Heat Pump | PSE Deemed
E214 | 18230628 | SF Existing Space Heat | Electric | Heat Pump Sizing & Lock out Controls | 630 | kWh | per home | 512 | 300 | 15 | SF Heat Pump | PSE Deemed
E214 | 18230628 | SF Existing Space Heat | Electric | NEW Energy Star Heat Pump - Tier 3 = 10.0 HSPF, 16 SEER | 939 | kWh | per unit | 1688 | 800 | 20 | SF Heat Pump | PSE Deemed
E214 | 18230627 | SF Existing Weatherization | Electric | Air Sealing CFM50 - FAF | 0.54 | kWh | per unit | 0.66 | 0.66 | 15 | SF Space Heat | PSE Deemed
E214 | 18230627 | SF Existing Weatherization | Electric | Air Sealing CFM50 - HP | 0.24 | kWh | per unit | 0.66 | 0.66 | 15 | SF Space Heat | PSE Deemed
E214 | 18230627 | SF Existing Weatherization | Electric | Air Sealing CFM50 - Zonal | 0.44 | kWh | per unit | 0.66 | 0.66 | 15 | SF Space Heat | PSE Deemed
E214 | 18230627 | SF Existing Weatherization | Electric | Attic Insulation R-0 to R-49 FAF | 2.35 | kWh | square foot | 1.12 | 0.33 | 30 | SF Space Heat | RTF Deemed
E214 | 18230627 | SF Existing Weatherization | Electric | Attic Insulation R-0 to R-49 HP | 1.33 | kWh | square foot | 1.12 | 0.33 | 30 | SF Space Heat | RTF Deemed
E214 | 18230627 | SF Existing Weatherization | Electric | Attic Insulation R-0 to R-49 Zonal | 2.16 | kWh | square foot | 1.12 | 0.33 | 30 | SF Space Heat | RTF Deemed
E214 | 18230627 | SF Existing Weatherization | Electric | Attic Insulation R-11 to R-49 - FAF | 0.62 | kWh | square foot | 0.98 | 0.33 | 30 | SF Space Heat | RTF Deemed
E214 | 18230627 | SF Existing Weatherization | Electric | Attic Insulation R-11 to R-49 - HP | 0.26 | kWh | square foot | 0.98 | 0.33 | 30 | SF Space Heat | RTF Deemed
E214 | 18230627 | SF Existing Weatherization | Electric | Attic Insulation R-11 to R-49 - Zonal | 0.44 | kWh | square foot | 0.98 | 0.33 | 30 | SF Space Heat | RTF Deemed
E214 | 18230627 | SF Existing Weatherization | Electric | Energy Star Whole House Ventilation | 81 | kWh | per unit | 50 | 50 | 10 | Res Plug Load | RTF Deemed
E214 | 18230627 | SF Existing Weatherization | Electric | Floor Insulation R-0 to R-30 FAF | 1 | kWh | square foot | 1.32 | 0.11 | 30 | SF Space Heat | RTF Deemed
E214 | 18230627 | SF Existing Weatherization | Electric | Floor Insulation R-0 to R-30 HP | 0.18 | kWh | square foot | 1.32 | 0.11 | 30 | SF Space Heat | RTF Deemed
E214 | 18230627 | SF Existing Weatherization | Electric | Floor Insulation R-0 to R-30 Zonal | 1.03 | kWh | square foot | 1.32 | 0.11 | 30 | SF Space Heat | RTF Deemed
E214 | 18230627 | SF Existing Weatherization | Electric | Home Performance with Energy Star | 0 | kWh | per home | 600 | 400 | 1 | SF Space Heat
E214 | 18230627 | SF Existing Weatherization | Electric | Prescriptive Duct Sealing and Insulation - Electric | 1859 | kWh | per home | 1000 | 400 | 20 | SF Space Heat | PSE Deemed
E214 | 18230627 | SF Existing Weatherization | Electric | Wall Insulation R-0 to R-13 FAF | 2.23 | kWh | square foot | 1.39 | 0.22 | 30 | SF Space Heat | RTF Deemed
E214 | 18230627 | SF Existing Weatherization | Electric | Wall Insulation R-0 to R-13 HP | 0.96 | kWh | square foot | 1.39 | 0.22 | 30 | SF Space Heat | RTF Deemed
E214 | 18230627 | SF Existing Weatherization | Electric | Wall Insulation R-0 to R-13 Zonal | 1.53 | kWh | square foot | 1.39 | 0.22 | 30 | SF Space Heat | RTF Deemed
E214 | 18230627 | SF Existing Weatherization | Electric | Windows - Single Pane to U.30 - FAF | 15.8 | kWh | square foot | 18.51 | 2.78 | 30 | SF Space Heat | RTF Deemed
E214 | 18230627 | SF Existing Weatherization | Electric | Windows - Single Pane to U.30 - HP | 6.99 | kWh | square foot | 18.51 | 2.78 | 30 | SF Space Heat | RTF Deemed
E214 | 18230627 | SF Existing Weatherization | Electric | Windows - Single Pane to U.30 - Zonal | 8.92 | kWh | square foot | 18.51 | 2.78 | 30 | SF Space Heat | RTF Deemed
E214 | 18230627 | SF Existing Weatherization | Electric | Prescriptive air sealing - attic / crawlspace | 0.14 | kWh | square foot | 0.2 | 0.09 | 30 | SF Space Heat | BPA Deemed
E214 | 18230627 | SF Existing Weatherization | Electric | Energy Star Whole House Ventilation with Air Sealing | 81 | kWh | per unit | 250 | 150 | 10 | Res Plug Load | RTF Deemed
E214 | 18230627 | SF Existing Weatherization | Electric | Low-e Storm Window Double Pane Metal Framed - FAF | 4.57 | kWh | square foot | 8.94 | 2.78 | 20 | SF Space Heat | RTF Deemed
E214 | 18230627 | SF Existing Weatherization | Electric | Low-e Storm Window Double Pane Metal Framed - HP | 2.43 | kWh | square foot | 8.94 | 2.78 | 20 | SF Space Heat | RTF Deemed
E214 | 18230627 | SF Existing Weatherization | Electric | Low-e Storm Window Double Pane Metal Framed - Zonal | 4.4 | kWh | square foot | 8.94 | 2.78 | 20 | SF Space Heat | RTF Deemed
E214 | 18230627 | SF Existing Weatherization | Electric | Insulated Door ENERGY STAR | 78 | kWh | per unit | 332.27 | 100 | 20 | SF Space Heat | RTF Deemed
E214 | 18230634 | SF Existing Mobile Home Duct Sealing | Electric | DIM | 0 | kWh | per unit | 80 | 80 | 1 | SF Space Heat
E214 | 18230634 | SF Existing Mobile Home Duct Sealing | Electric | Elec - MHDS Direct Install LED A-Lamp | 17 | kWh | per unit | 7.4 | 7.4 | 12 | Res Lighting | PSE Deemed
E214 | 18230634 | SF Existing Mobile Home Duct Sealing | Electric | Elec - MHDS Direct Install LED Globe | 16 | kWh | per unit | 7.4 | 7.4 | 12 | Res Lighting | PSE Deemed
E214 | 18230634 | SF Existing Mobile Home Duct Sealing | Electric | Elec - MHDS Showerhead - Direct Install #1 | 307 | kWh | per unit | 15 | 15 | 10 | Res Water Heat | RTF Deemed
E214 | 18230634 | SF Existing Mobile Home Duct Sealing | Electric | Elec - Manufactured Home Duct Sealing- Level 1 (In Park) | 173 | kWh | per unit | 390 | 390 | 20 | SF Space Heat | PSE Deemed
E214 | 18230634 | SF Existing Mobile Home Duct Sealing | Electric | Elec - Manufactured Home Duct Sealing- Level 1 (Out of Park) | 900 | kWh | per unit | 475 | 475 | 20 | SF Space Heat | PSE Deemed
E214 | 18230634 | SF Existing Mobile Home Duct Sealing | Electric | Elec - Manufactured Home Duct Sealing- Level 3 (In Park) | 670 | kWh | per unit | 475 | 475 | 20 | SF Space Heat | PSE Deemed
E214 | 18230634 | SF Existing Mobile Home Duct Sealing | Electric | Elec - Manufactured Home Duct Sealing- Level 3 (Out of Park) | 960 | kWh | per unit | 555 | 555 | 20 | SF Space Heat | PSE Deemed
E214 | 18230634 | SF Existing Mobile Home Duct Sealing | Electric | Residentail Aerators 1 GPM | 53 | kWh | per unit | 2 | 2 | 10 | Res Water Heat | PSE Deemed
E214 | 18230634 | SF Existing Mobile Home Duct Sealing | Electric | Residentail Aerators 1.5 GPM | 31 | kWh | per unit | 2 | 2 | 10 | Res Water Heat | PSE Deemed
E214 | 18230634 | SF Existing Mobile Home Duct Sealing | Electric | MH Air Source Heat Pump | 7185 | kWh | per unit | 4958 | 2500 | 15 | SF Heat Pump | PSE Deemed
E214 | 18230634 | SF Existing Mobile Home Duct Sealing | Electric | Mobile Home Floor Insulation R-0 to R-22 | 1.13 | kWh | square foot | 1 | 1 | 30 | SF Space Heat | PSE Deemed
E214 | 18230634 | SF Existing Mobile Home Duct Sealing | Electric | APS - Advanced Power Strip | 260 | kWh | per unit | 42 | 42 | 5 | Res Plug Load | RTF Deemed
E216 | 18230612 | Fuel Conversion Rebate | Electric | E2G Fuel Conv - Space & WH - BB | 12000 | kWh | per unit | 10800 | 3550 | 30 | SF Space Heat | PSE Deemed
E216 | 18230612 | Fuel Conversion Rebate | Electric | E2G Fuel Conv - Space & WH - FA | 12000 | kWh | per unit | 8300 | 2950 | 30 | SF Space Heat | PSE Deemed
E216 | 18230612 | Fuel Conversion Rebate | Electric | E2G Fuel Conv - Space Heat Only - BB | 8500 | kWh | per unit | 8700 | 2600 | 30 | SF Space Heat | PSE Deemed
E216 | 18230612 | Fuel Conversion Rebate | Electric | E2G Fuel Conv - Space Heat Only - FA | 8500 | kWh | per unit | 6700 | 2000 | 30 | SF Space Heat | PSE Deemed
E216 | 18230612 | Fuel Conversion Rebate | Electric | E2G Fuel Conv - WH Only - Storage | 3500 | kWh | per home | 2600 | 950 | 30 | Res Water Heat | PSE Deemed
E216 | 18230612 | Fuel Conversion Rebate | Electric | E2G Fuel Conv - WH Only - Tankless | 3500 | kWh | per home | 3500 | 950 | 30 | Res Water Heat | PSE Deemed
E216 | 18230612 | Fuel Conversion Rebate | Electric | E2G Fuel Conv- Natural Gas Dryer | 725 | kWh | per unit | 500 | 500 | 30 | Res Plug Load | PSE Deemed
E216 | 18230612 | Fuel Conversion Rebate | Electric | E2G Fuel Conv- Natural Gas Range | 314 | kWh | per unit | 450 | 200 | 30 | Res Plug Load | PSE Deemed
E214 | 18230461 | Home Energy Reports | Electric | Home Energy Reports (Original) Electric | 310 | kWh | per home | 5.43 | 5.43 | 2 | Res Lighting | PSE Deemed
E249R | 18230522 | Residential Energy Reports | Electric | Individual Energy Reports - Expansion- Electric Only | 248 | kWh | per home | 5 | 5 | 2 | Res Lighting | PSE Deemed
E249R | 18230522 | Residential Energy Reports | Electric | Individual Energy Reports - Expansion- HRU | 172 | kWh | per home | 4 | 4 | 2 | Res Lighting | PSE Deemed
E249R | 18230522 | Residential Energy Reports | Electric | Individual Energy Reports - Expansion - Rural | 113 | kWh | per home | 4 | 4 | 2 | Res Lighting | PSE Deemed
E249R | 18230522 | Residential Energy Reports | Electric | Refill Year 1 | 175 | kWh | per home | 4 | 4 | 2 | Res Lighting | PSE Deemed
E214 | 18230434 | Home Appliances | Electric | Advanced Power Strips | 300 | kWh | per unit | 55 | 55 | 5 | Res Plug Load | RTF Deemed
E214 | 18230434 | Home Appliances | Electric | Clothes Washer Replacement Electric WH / Electric Dryer - Frontload | 848 | kWh | per unit | 700 | 700 | 11 | Res Water Heat | RTF Deemed
E214 | 18230434 | Home Appliances | Electric | Freezer Decomm | 570 | kWh | per unit | 113 | 113 | 5 | Res Refrigerator | RTF Deemed
E214 | 18230434 | Home Appliances | Electric | LED: Engagement - Appl Repl | 16.1 | kWh | per unit | 7 | 7 | 12 | Res Lighting | PSE Deemed
E214 | 18230434 | Home Appliances | Electric | Refrigerator CEE Tier 1 | 9 | kWh | per unit | 27 | 25 | 15 | Res Refrigerator | RTF Deemed
E214 | 18230434 | Home Appliances | Electric | Refrigerator CEE Tier 2 | 42 | kWh | per unit | 122 | 50 | 15 | Res Refrigerator | RTF Deemed
E214 | 18230434 | Home Appliances | Electric | Refrigerator CEE Tier 3 | 98 | kWh | per unit | 211 | 75 | 15 | Res Refrigerator | RTF Deemed
E214 | 18230434 | Home Appliances | Electric | Refrigerator Decomm | 356 | kWh | per unit | 113 | 113 | 6 | Res Refrigerator | RTF Deemed
E214 | 18230434 | Home Appliances | Electric | Refrigerator Replacement Year 1-10 | 494 | kWh | per unit | 600 | 600 | 10 | Res Refrigerator | RTF Deemed
E214 | 18230434 | Home Appliances | Electric | Refrigerator Replacement Year 1-15 | 9 | kWh | per unit | 100 | 100 | 15 | Res Refrigerator | RTF Deemed
E214 | 18230434 | Home Appliances | Electric | Showerhead - Engagement_C - Appl Repl - 1.5 gpm (E) | 103 | kWh | per unit | 6.67 | 6.67 | 10 | Res Water Heat | PSE Deemed
E214 | 18230434 | Home Appliances | Electric | Showerhead - Engagement_EO - Appl Repl - 1.5 gpm | 125 | kWh | per unit | 10 | 10 | 10 | Res Water Heat | PSE Deemed
E214 | 18230434 | Home Appliances | Electric | Clothes Washer CEE Tier 1 Any WH/Any Dryer - Frontload | 82 | kWh | per unit | 80 | 25 | 14 | Res Water Heat | RTF Deemed
E214 | 18230434 | Home Appliances | Electric | Clothes Washer CEE Tier 2 Any WH/Any Dryer | 114 | kWh | per unit | 125 | 50 | 14 | Res Water Heat | RTF Deemed
E214 | 18230434 | Home Appliances | Electric | Clothes Washer CEE Tier 3 Any WH/Any Dryer | 134 | kWh | per unit | 124 | 75 | 14 | Res Water Heat | RTF Deemed
E214 | 18230434 | Home Appliances | Electric | HP Clothes Dryer - Vented | 183 | kWh | per unit | 554.52 | 150 | 12 | Res Plug Load | PSE Deemed
E214 | 18230434 | Home Appliances | Electric | HP Clothes Dryer - Ventless | 228 | kWh | per unit | 554.52 | 150 | 12 | Res Plug Load | PSE Deemed
E214 | 18230434 | Home Appliances | Electric | Clothes Washer Replacement Electric WH / Electric Dryer - Top load | 809 | kWh | per unit | 650 | 650 | 11 | Res Water Heat | PSE Deemed
E214 | 18230434 | Home Appliances | Electric | Clothes Washer CEE Tier 1 Any WH/Any Dryer - Top load | 65 | kWh | per unit | 0 | 25 | 14 | Res Water Heat | RTF Deemed
E214 | 18230434 | Home Appliances | Electric | Energy Star Freezer | 23 | kWh | per unit | 41 | 25 | 22 | Res Refrigerator | RTF Deemed
E214 | 18230435 | Residential Showerheads | Electric | WaterSense Faucet - Any WH - 1.5 gpm or below EO | 18.27 | kWh | per unit | 20 | 10 | 10 | Res Water Heat | PSE Deemed
E214 | 18230435 | Residential Showerheads | Electric | WaterSense Faucet - Any WH - 1.5 gpm or below - C | 15.11 | kWh | per unit | 20 | 11.5 | 10 | Res Water Heat | PSE Deemed
E214 | 18230435 | Residential Showerheads | Electric | Annual Energy Savings 1.5 gpm, Electric Only Territory | 18.27 | kWh | per unit | 2 | 2 | 10 | Res Water Heat | PSE Deemed
E214 | 18230435 | Residential Showerheads | Electric | Annual Energy Savings 1.0 gpm, Electric Only Territory | 31.36 | kWh | per unit | 2 | 2 | 10 | Res Water Heat | PSE Deemed
E214 | 18230435 | Residential Showerheads | Electric | Annual Energy Savings 1.5 gpm, Combined Territory Electric | 15.11 | kWh | per unit | 2 | 1.7 | 10 | Res Water Heat | PSE Deemed
E214 | 18230435 | Residential Showerheads | Electric | Annual Energy Savings 1.0 gpm, Combined Territory Electric | 25.93 | kWh | per unit | 2 | 1.7 | 10 | Res Water Heat | PSE Deemed
E214 | 18230440 | Residential Lighting | Electric | A-Lamp Induction | 11.21 | kWh | per unit | 7.37 | 4 | 12 | Res Lighting | PSE Deemed
E214 | 18230440 | Residential Lighting | Electric | A-Lamp LED | 20.45 | kWh | per unit | 10.11 | 3.25 | 12 | Res Lighting | PSE Deemed
E214 | 18230440 | Residential Lighting | Electric | Candelabra LED | 19.68 | kWh | per unit | 11.56 | 2.75 | 12 | Res Lighting | PSE Deemed
E214 | 18230440 | Residential Lighting | Electric | Globe LED | 18.35 | kWh | per unit | 12.83 | 2.75 | 12 | Res Lighting | PSE Deemed
E214 | 18230440 | Residential Lighting | Electric | Indoor LED Fixture | 20.55 | kWh | per unit | 15.79 | 10 | 15 | Res Lighting | PSE Deemed
E214 | 18230440 | Residential Lighting | Electric | MR-16 LED | 32.51 | kWh | per unit | 15.82 | 5 | 12 | Res Lighting | PSE Deemed
E214 | 18230440 | Residential Lighting | Electric | Outdoor LED Fixture | 56.93 | kWh | per unit | 10.11 | 11 | 15 | Res Lighting | PSE Deemed
E214 | 18230440 | Residential Lighting | Electric | Reflector LED | 32.64 | kWh | per unit | 14.36 | 5 | 12 | Res Lighting | PSE Deemed
E214 | 18230440 | Residential Lighting | Electric | Retrofit Kit LED | 25.43 | kWh | per unit | 10.05 | 6.5 | 15 | Res Lighting | PSE Deemed
E214 | 18230440 | Residential Lighting | Electric | Specialty CFL | 16.92 | kWh | per unit | 3.26 | 0.5 | 7 | Res Lighting | PSE Deemed
E214 | 18230440 | Residential Lighting | Electric | Standard CFL | 9.67 | kWh | per unit | 1.84 | 0.5 | 6 | Res Lighting | PSE Deemed
E214 | 18230440 | Residential Lighting | Electric | T8 Retrofit LED | 14.7 | kWh | per unit | 23 | 5.5 | 15 | Res Lighting | PSE Deemed
E214 | 18230440 | Residential Lighting | Electric | T8 Fixture LED | 29.41 | kWh | per unit | 25 | 11 | 15 | Res Lighting | PSE Deemed
E214 | 18230714 | Business Lighting Markdown (Lighting to Go) | Electric | LED: Hard Wired Recessed Can Retrofit Kit | 110 | kWh | per unit | 15 | 15 | 5 | Comm Lighting | PSE Deemed
E214 | 18230714 | Business Lighting Markdown (Lighting to Go) | Electric | LED: Integral Decorative | 57 | kWh | per unit | 4 | 4 | 3 | Comm Lighting | PSE Deemed
E214 | 18230714 | Business Lighting Markdown (Lighting to Go) | Electric | LED: Integral Omnidirectional | 80 | kWh | per unit | 4 | 4 | 5 | Comm Lighting | PSE Deemed
E214 | 18230714 | Business Lighting Markdown (Lighting to Go) | Electric | LED: Integral, Replacing R/BR/PAR 20 | 99 | kWh | per unit | 8 | 8 | 5 | Comm Lighting | PSE Deemed
E214 | 18230714 | Business Lighting Markdown (Lighting to Go) | Electric | LED: Integral, Replacing R/BR/PAR 30 | 100 | kWh | per unit | 10 | 10 | 5 | Comm Lighting | PSE Deemed
E214 | 18230714 | Business Lighting Markdown (Lighting to Go) | Electric | LED: Integral, Replacing R/BR/PAR 38 & 40 | 129 | kWh | per unit | 10 | 10 | 5 | Comm Lighting | PSE Deemed
E214 | 18230714 | Business Lighting Markdown (Lighting to Go) | Electric | LED: MR/PAR 16 | 94 | kWh | per unit | 8 | 8 | 5 | Comm Lighting | PSE Deemed
E214 | 18230714 | Business Lighting Markdown (Lighting to Go) | Electric | TLED 4' | 22 | kWh | per unit | 6 | 6 | 12 | Comm Lighting | PSE Deemed
E214 | Web | Web-Enabled Thermostats | Electric | Web-Enabled Thermostats (Retail) | 424 | kWh | per unit | 187.35 | 75 | 20 | SF Heat Pump | PSE Deemed
E214 | Web | Web-Enabled Thermostats | Electric | Web-Enabled Thermostats (Contractor Installed) | 424 | kWh | per unit | 292.18 | 75 | 20 | SF Heat Pump | PSE Deemed
E217 | 18230407 | Multi-Family Retrofit | Electric | Advanced Power Strip (IR) - Direct Install | 216 | kWh | per unit | 55 | 55 | 5 | Res Plug Load | RTF Deemed
E217 | 18230407 | Multi-Family Retrofit | Electric | Aerator - 1.5 gpm EWH - Direct Install | 45 | kWh | per unit | 2.1 | 2.1 | 10 | Res Water Heat | PSE Deemed
E217 | 18230407 | Multi-Family Retrofit | Electric | Air Sealing | 1 | kWh | square foot | 2 | 2 | 30 | MF Space Heat | PSE Deemed
E217 | 18230407 | Multi-Family Retrofit | Electric | Attic Insulation R0 to R38 | 2.18 | kWh | square foot | 1.06 | 0.75 | 30 | MF Space Heat | RTF Deemed
E217 | 18230407 | Multi-Family Retrofit | Electric | Attic Insulation R11 to R38 | 1.39 | kWh | square foot | 0.75 | 0.75 | 30 | MF Space Heat | RTF Deemed
E217 | 18230407 | Multi-Family Retrofit | Electric | Clothes Washer CEE Tier 3 (EWH/Edryer) | 180 | kWh | per unit | 124 | 50 | 14 | Res Water Heat | RTF Deemed
E217 | 18230407 | Multi-Family Retrofit | Electric | Clothes Washer Replacement Electric WH / Electric Dryer | 809 | kWh | per unit | 600 | 600 | 11 | Res Water Heat | PSE Deemed
E217 | 18230407 | Multi-Family Retrofit | Electric | Common Area Lighting (Calculated) | 54135 | kWh | calculated | 16055 | 8000 | 15 | Comm Lighting | Calculated
E217 | 18230407 | Multi-Family Retrofit | Electric | Ductless Heat Pump | 1195 | kWh | per home | 3250 | 1200 | 15 | MF Space Heat | RTF Deemed
E217 | 18230407 | Multi-Family Retrofit | Electric | E2G Fuel Conv - WH Only - Storage | 3500 | kWh | per home | 2196 | 950 | 30 | Res Water Heat | PSE Deemed
E217 | 18230407 | Multi-Family Retrofit | Electric | E2G Fuel Conv - WH Only - Tankless | 3500 | kWh | per home | 3489 | 950 | 30 | Res Water Heat | PSE Deemed
E217 | 18230407 | Multi-Family Retrofit | Electric | Energy Star LED Fixture | 27 | kWh | per unit | 50 | 30 | 15 | Res Lighting | PSE Deemed
E217 | 18230407 | Multi-Family Retrofit | Electric | Energy Star Ventilation Fan | 143 | kWh | per unit | 40 | 50 | 10 | Res Plug Load | PSE Deemed
E217 | 18230407 | Multi-Family Retrofit | Electric | Energy Star Ventilation Fan with Air Sealing | 143 | kWh | per unit | 250 | 200 | 10 | Res Plug Load | PSE Deemed
E217 | 18230407 | Multi-Family Retrofit | Electric | Floor Insulation R0 to R30 | 1.3 | kWh | square foot | 1.59 | 0.75 | 30 | MF Space Heat | RTF Deemed
E217 | 18230407 | Multi-Family Retrofit | Electric | Floor Insulation R11 to R30 | 0.66 | kWh | square foot | 1.01 | 0.75 | 30 | MF Space Heat | RTF Deemed
E217 | 18230407 | Multi-Family Retrofit | Electric | HRV/ERV | 21168 | kWh | calculated | 17958 | 6351 | 15 | MF Space Heat | Calculated
E217 | 18230407 | Multi-Family Retrofit | Electric | Heat Pump Water Heater (Tier 1) - In Unit | 1040 | kWh | per unit | 900 | 500 | 15 | Res Water Heat | RTF Deemed
E217 | 18230407 | Multi-Family Retrofit | Electric | Heat Pump Water Heater (Tier 2) - In Unit | 1221 | kWh | per unit | 1369 | 800 | 15 | Res Water Heat | RTF Deemed
E217 | 18230407 | Multi-Family Retrofit | Electric | LED - A-Lamp - Direct Install | 17 | kWh | per unit | 12.72 | 12.72 | 12 | Res Lighting | PSE Deemed
E217 | 18230407 | Multi-Family Retrofit | Electric | LED - Candelabra - Direct Install | 19 | kWh | per unit | 11.22 | 11.22 | 12 | Res Lighting | PSE Deemed
E217 | 18230407 | Multi-Family Retrofit | Electric | LED - MR-16 - Direct Install | 23 | kWh | per unit | 12.74 | 12.74 | 12 | Res Lighting | PSE Deemed
E217 | 18230407 | Multi-Family Retrofit | Electric | LED - PAR30 - Direct Install | 23 | kWh | per unit | 16.24 | 16.24 | 12 | Res Lighting | PSE Deemed
E217 | 18230407 | Multi-Family Retrofit | Electric | LED Globe - Direct Install | 16 | kWh | per unit | 11.74 | 11.74 | 12 | Res Lighting | PSE Deemed
E217 | 18230407 | Multi-Family Retrofit | Electric | LED Reflector - Direct Install | 25 | kWh | per unit | 13.54 | 13.54 | 12 | Res Lighting | PSE Deemed
E217 | 18230407 | Multi-Family Retrofit | Electric | Parking Garage CO Sensor (Calculated) | 10095 | kWh | calculated | 9376 | 3028 | 10 | Res Plug Load | Calculated
E217 | 18230407 | Multi-Family Retrofit | Electric | Pool Heat Pump | 24000 | kWh | calculated | 11454 | 5071 | 15 | Comm Water Heat | PSE Deemed
E217 | 18230407 | Multi-Family Retrofit | Electric | Refrigerator CEE Tier 3 | 98 | kWh | per unit | 211 | 50 | 15 | Res Refrigerator | RTF Deemed
E217 | 18230407 | Multi-Family Retrofit | Electric | Refrigerator Decommissioning | 356 | kWh | per unit | 108.5 | 108.5 | 7 | Res Refrigerator | RTF Deemed
E217 | 18230407 | Multi-Family Retrofit | Electric | Refrigerator Replacement | 503 | kWh | per unit | 600 | 600 | 15 | Res Refrigerator | RTF Deemed
E217 | 18230407 | Multi-Family Retrofit | Electric | Showerhead - Max 1.5 gpm EWH - Direct Install | 307 | kWh | per unit | 18 | 18 | 10 | Res Water Heat | RTF Deemed
E217 | 18230407 | Multi-Family Retrofit | Electric | Solar Pool Heater (Calculated) | 27000 | kWh | calculated | 12665 | 8000 | 12 | Comm Water Heat | Calculated
E217 | 18230407 | Multi-Family Retrofit | Electric | Thermostatic Restrictor Handheld Showerhead | 336 | kWh | per unit | 58 | 58 | 10 | Res Water Heat | RTF Deemed
E217 | 18230407 | Multi-Family Retrofit | Electric | Thermostatic Restrictor Showerhead | 336 | kWh | per unit | 41 | 41 | 10 | Res Water Heat | RTF Deemed
E217 | 18230407 | Multi-Family Retrofit | Electric | Thermostatic Restrictor Showerhead Adaptor | 58 | kWh | per unit | 33 | 33 | 10 | Res Water Heat | RTF Deemed
E217 | 18230407 | Multi-Family Retrofit | Electric | Variable Speed Drive | 34649 | kWh | calculated | 137340 | 4121 | 15 | Comm Space Heat | PSE Deemed
E217 | 18230407 | Multi-Family Retrofit | Electric | Wall Insulation R0 to R11 | 1.3 | kWh | square foot | 0.76 | 0.75 | 30 | MF Space Heat | RTF Deemed
E217 | 18230407 | Multi-Family Retrofit | Electric | Water Heater (0.95+) - In-unit | 149 | kWh | per unit | 73 | 50 | 15 | Res Water Heat | RTF Deemed
E217 | 18230407 | Multi-Family Retrofit | Electric | Water Heater Pipewrap - Direct Install | 20 | kWh | per unit | 4.5 | 4.5 | 15 | Res Water Heat | RTF Deemed
E217 | 18230407 | Multi-Family Retrofit | Electric | Windows (double to double paned) U= 0.6 to 0.30 | 11.94 | kWh | square foot | 20.61 | 5 | 30 | MF Space Heat | RTF Deemed
E217 | 18230407 | Multi-Family Retrofit | Electric | Windows (double to triple paned) U= 0.6 to 0.22 | 13.87 | kWh | square foot | 21.97 | 7 | 30 | MF Space Heat | RTF Deemed
E217 | 18230407 | Multi-Family Retrofit | Electric | Windows (single to double paned) U= 1.2 to 0.30 | 21.65 | kWh | square foot | 20.61 | 7 | 30 | MF Space Heat | RTF Deemed
E217 | 18230407 | Multi-Family Retrofit | Electric | Windows (single to triple paned) U= 1.2 to 0.22 | 23.58 | kWh | square foot | 21.97 | 9 | 30 | MF Space Heat | RTF Deemed
E217 | 18230407 | Multi-Family Retrofit | Electric | ENERGY STAR Doors | 62 | kWh | per unit | 332.27 | 150 | 20 | MF Space Heat | PSE Deemed
E217 | 18230407 | Multi-Family Retrofit | Electric | Dishwashers CEE Tier 1 (EWH) | 5 | kWh | per unit | 6 | 20 | 15 | Res Water Heat | RTF Deemed
E217 | 18230407 | Multi-Family Retrofit | Electric | LED - T8 - Tenant Controlled | 31 | kWh | per unit | 54 | 25 | 15 | Res Lighting | PSE Deemed
E217 | 18230407 | Multi-Family Retrofit | Electric | Strategic Energy Management | 50000 | kWh | calculated | 10000 | 10000 | 3 | MF Space Heat | PSE Deemed
E217 | 18230407 | Multi-Family Retrofit | Electric | CBTU | 40000 | kWh | calculated | 15000 | 10000 | 5 | MF Space Heat | PSE Deemed
E217 | 18230407 | Multi-Family Retrofit | Electric | ENERGY STAR Clothes Dryer (Ventless) | 141 | kWh | per unit | 349 | 100 | 12 | Res Plug Load | RTF Deemed
E217 | 18230407 | Multi-Family Retrofit | Electric | ENERGY STAR Clothes Dryer (Vented) | 93 | kWh | per unit | 46 | 50 | 12 | Res Plug Load | RTF Deemed
E217 | 18230407 | Multi-Family Retrofit | Electric | Aerator - 1.0 gpm EWH - Direct Install | 77 | kWh | per unit | 2.1 | 2.1 | 10 | Res Water Heat | PSE Deemed
E217 | 18230407 | Multi-Family Retrofit | Electric | Energy Star Heat Pump - Tier 2 = 9.0 HSPF, 14 SEER | 128 | kWh | per unit | 884 | 350 | 20 | SF Heat Pump | RTF Deemed
E217 | 18230407 | Multi-Family Retrofit | Electric | Energy Star Heat Pump - Tier 3 = 10.0 HSPF, 16 SEER | 939 | kWh | per unit | 1688 | 800 | 20 | MF Space Heat | RTF Deemed
E217 | 18230407 | Multi-Family Retrofit | Electric | ELV Web-Enabled Thermostats | 645 | kWh | per home | 642.36 | 642.36 | 20 | MF Space Heat | PSE Deemed
E217 | 18230407 | Multi-Family Retrofit | Electric | Envelope Bonus | 0 | kWh | per unit | 1 | 1 | 30 | MF Space Heat
E217 | 18230407 | Multi-Family Retrofit | Electric | ELV Programmable Thermostats | 538 | kWh | per home | 480.54 | 480.54 | 20 | MF Space Heat | PSE Deemed
E217 | 18230407 | Multi-Family Retrofit | Electric | ELV Thermostats | 430 | kWh | per home | 468.01 | 468.01 | 20 | MF Space Heat | PSE Deemed
E218 | 18230486 | Multi-Family Retrofit | Electric | Clothes Washer 2.4+ MEF CEE Tier 3 | 71 | kWh | per unit | 75 | 75 | 14 | Comm Water Heat | RTF Deemed
E218 | 18230486 | Multi-Family Retrofit | Electric | Corridor Lighting Power Density | 0.0578 | kWh | square foot | 0.02 | 0.02 | 12 | Comm Lighting | Calculated
E218 | 18230486 | Multi-Family Retrofit | Electric | Garage Lighting Power Density | 0.0166 | kWh | square foot | 0.01 | 0.01 | 12 | Comm Lighting | Calculated
E218 | 18230486 | Multi-Family Retrofit | Electric | Showerhead - Max 1.50 gpm EWH | 307 | kWh | per unit | 31 | 25 | 10 | Res Water Heat | RTF Deemed
E218 | 18230486 | Multi-Family Retrofit | Electric | Showerhead - Max 1.75 gpm EWH | 222 | kWh | per unit | 31 | 15 | 10 | Res Water Heat | RTF Deemed
E218 | 18230486 | Multi-Family Retrofit | Electric | Stairwell bi-level >3 <10 floors | 203 | kWh | per unit | 70 | 70 | 10 | Comm Lighting | PSE Deemed
E218 | 18230486 | Multi-Family Retrofit | Electric | Stairwell bi-level >= 10 floors | 379 | kWh | per unit | 70 | 70 | 10 | Comm Lighting | PSE Deemed
E218 | 18230486 | Multi-Family Retrofit | Electric | Whole Building - Residential Electric | 612668 | kWh | calculated | 612668 | 0.3 | 14 | MF Space Heat | Calculated
E262 | 18230716 | Commercial Kitchen/Laundry | Electric | Commercial Fryer | 2449 | kWh | per unit | 769 | 250 | 8 | Comm Cooking | PSE Deemed
E262 | 18230716 | Commercial Kitchen/Laundry | Electric | Steam Cooker - 3 Pan - $250 | 20866 | kWh | per unit | 304 | 250 | 9 | Comm Cooking | PSE Deemed
E262 | 18230716 | Commercial Kitchen/Laundry | Electric | Steam Cooker - 4 Pan - $250 | 27960 | kWh | per unit | 406 | 250 | 9 | Comm Cooking | PSE Deemed
E262 | 18230716 | Commercial Kitchen/Laundry | Electric | Steam Cooker - 5 Pan - $250 | 35055 | kWh | per unit | 508 | 250 | 9 | Comm Cooking | PSE Deemed
E262 | 18230716 | Commercial Kitchen/Laundry | Electric | Steam Cooker - 6 Pan - $500 | 42150 | kWh | per unit | 608 | 500 | 9 | Comm Cooking | PSE Deemed
E262 | 18230716 | Commercial Kitchen/Laundry | Electric | Steam Cooker - 10 Pan - $500 | 70529 | kWh | per unit | 1014 | 500 | 9 | Comm Cooking | PSE Deemed
E262 | 18230716 | Commercial Kitchen/Laundry | Electric | Ice Machine - 101 to 300 lbs Ice per Day | 805 | kWh | per unit | 286 | 100 | 10 | Comm Refrigeration | PSE Deemed
E262 | 18230716 | Commercial Kitchen/Laundry | Electric | Ice Machine - 301 to 500 lbs Ice per Day | 1117 | kWh | per unit | 266 | 100 | 10 | Comm Refrigeration | PSE Deemed
E262 | 18230716 | Commercial Kitchen/Laundry | Electric | Ice Machine - 501 to 1000 lbs Ice per Day | 1807 | kWh | per unit | 592 | 300 | 10 | Comm Refrigeration | PSE Deemed
E262 | 18230716 | Commercial Kitchen/Laundry | Electric | Ice Machine - 1001 to 1500 lbs Ice per Day | 2601 | kWh | per unit | 589 | 300 | 10 | Comm Refrigeration | PSE Deemed
E262 | 18230716 | Commercial Kitchen/Laundry | Electric | Ice Machine - Greater Than 1500 lbs Ice Per Day | 3641 | kWh | per unit | 939 | 300 | 10 | Comm Refrigeration | PSE Deemed
E262 | 18230716 | Commercial Kitchen/Laundry | Electric | Convection Oven - Half Size - $500 | 2518 | kWh | per unit | 793 | 500 | 12 | Comm Cooking | PSE Deemed
E262 | 18230716 | Commercial Kitchen/Laundry | Electric | Convection Oven - Full Size - $1000 | 2774 | kWh | per unit | 1007 | 1000 | 12 | Comm Cooking | PSE Deemed
E262 | 18230716 | Commercial Kitchen/Laundry | Electric | Convection Oven - Double - $2000 | 5548 | kWh | per unit | 2014 | 2000 | 12 | Comm Cooking | PSE Deemed
E262 | 18230716 | Commercial Kitchen/Laundry | Electric | Combination Oven - $1000 | 11497 | kWh | per unit | 1568 | 1000 | 12 | Comm Cooking | PSE Deemed
E262 | 18230716 | Commercial Kitchen/Laundry | Electric | Dishwasher - Under Counter Low Temp - $150 | 2505 | kWh | per unit | 232 | 150 | 10 | Comm Water Heat | PSE Deemed
E262 | 18230716 | Commercial Kitchen/Laundry | Electric | Dishwasher - Under Counter - High Temp - $150 | 2566 | kWh | per unit | 232 | 150 | 10 | Comm Water Heat | PSE Deemed
E262 | 18230716 | Commercial Kitchen/Laundry | Electric | Dishwasher - Under Counter High Temp - Electric Booster | 1499 | kWh | per unit | 192 | 150 | 10 | Comm Water Heat | PSE Deemed
E262 | 18230716 | Commercial Kitchen/Laundry | Electric | Dishwasher - Door Type Low Temp - $750 | 15931 | kWh | per unit | 2659 | 750 | 15 | Comm Water Heat | PSE Deemed
E262 | 18230716 | Commercial Kitchen/Laundry | Electric | Dishwasher - Door Type High Temp - $750 | 11334 | kWh | per unit | 2659 | 750 | 15 | Comm Water Heat | PSE Deemed
E262 | 18230716 | Commercial Kitchen/Laundry | Electric | Dishwasher - Door Type High Temp - Electric Booster | 4407 | kWh | per unit | 1813 | 500 | 15 | Comm Water Heat | PSE Deemed
E262 | 18230716 | Commercial Kitchen/Laundry | Electric | Dishwasher - ST Low Temp - $1000 | 13224 | kWh | per unit | 5882 | 1000 | 20 | Comm Water Heat | PSE Deemed
E262 | 18230716 | Commercial Kitchen/Laundry | Electric | Dishwasher - ST Low Temp - Incidental Elec Savings | 360 | kWh | per unit | 497 | $ - | 20 | Comm Water Heat | PSE Deemed
E262 | 18230716 | Commercial Kitchen/Laundry | Electric | Dishwasher - ST High Temp - $1000 | 8157 | kWh | per unit | 5882 | 1000 | 20 | Comm Water Heat | PSE Deemed
E262 | 18230716 | Commercial Kitchen/Laundry | Electric | Dishwasher - ST High Temp - Electric Booster | 3951 | kWh | per unit | 4446 | 750 | 20 | Comm Water Heat | PSE Deemed
E262 | 18230716 | Commercial Kitchen/Laundry | Electric | Dishwasher - MT Low Temp - $1500 | 18554 | kWh | per unit | 3394 | 1500 | 20 | Comm Water Heat | PSE Deemed
E262 | 18230716 | Commercial Kitchen/Laundry | Electric | Dishwasher - MT High Temp - $1500 | 26298 | kWh | per unit | 3394 | 1500 | 20 | Comm Water Heat | PSE Deemed
E262 | 18230716 | Commercial Kitchen/Laundry | Electric | Dishwasher - MT High Temp - Electric Booster | 10342 | kWh | per unit | 2312 | 1000 | 20 | Comm Water Heat | PSE Deemed
E262 | 18230716 | Commercial Kitchen/Laundry | Electric | Commercial Washer - EWH / E Dryer | 750 | kWh | per unit | 210 | 200 | 7 | Comm Water Heat | PSE Deemed
E262 | 18230716 | Commercial Kitchen/Laundry | Electric | Commercial Washer - EWH Only | 430 | kWh | per unit | 177 | 170 | 7 | Comm Water Heat | PSE Deemed
E262 | 18230716 | Commercial Kitchen/Laundry | Electric | Commercial Washer - E Dryer Only | 320 | kWh | per unit | 149 | 140 | 7 | Comm Water Heat | PSE Deemed
E262 | 18230716 | Commercial Kitchen/Laundry | Electric | Limited Time Offer Incentive Increases | 0 | kWh | calculated | $ - | 80000 | 15 | Comm Cooking
E262 | 18230718 | Commercial HVAC | Electric | HVAC Demand Control Ventilation (Heat Pump) | 1475 | kWh | per unit | 677 | 450 | 10 | Comm Space Heat | PSE Deemed
E262 | 18230718 | Commercial HVAC | Electric | High Efficiency HVAC Retrofit | 1250000 | kWh | calculated | 630046.5 | 175500 | 15 | Comm Space Heat | PSE Deemed
E262 | 18230718 | Commercial HVAC | Electric | HVAC Premium Service | 250000 | kWh | calculated | 80500 | 80500 | 5 | Comm Space Heat | Calculated
E262 | 18230718 | Commercial HVAC | Electric | Web Enabled Thermostats | 1782 | kWh | per unit | 167.5 | 150 | 5 | Comm Space Heat | PSE Deemed
E262 | 18230718 | Commercial HVAC | Electric | HVAC Demand Control Ventilation (Gas Pack) | 400 | kWh | per unit | 200 | 100 | 10 | Comm Space Heat | PSE Deemed
E262 | 18230718 | Commercial HVAC | Electric | Advanced Rooftop Controls 2000-4000 hours | 800 | kWh | per unit | 300 | 150 | 10 | Comm Space Heat | Calculated
E262 | 18230718 | Commercial HVAC | Electric | Advanced Rooftop Controls greater than 4000 hours | 1200 | kWh | per unit | 300 | 225 | 10 | Comm Space Heat | Calculated
E262 | To Be Created | Small Agriculture Direct Install | Electric | Wheel/hand line systems: Replace worn nozzle with new flow controlling type nozzle for impact sprinklers - Western Washington and Oregon | 20 | kWh | per unit | 5.67 | 5.67 | 4 | Comm Flat | RTF Deemed
E262 | To Be Created | Small Agriculture Direct Install | Electric | Wheel/hand line systems: Replace worn nozzle with new nozzle - Western Washington and Oregon | 20 | kWh | per unit | 2.12 | 2.12 | 4 | Comm Flat | RTF Deemed
E262 | To Be Created | Small Agriculture Direct Install | Electric | Wheel/hand line systems: Rebuild or replace leaking impact sprinkler with new or rebuilt impact sprinkler - Western Washington and Oregon | 18 | kWh | per unit | 12.33 | 12.33 | 5 | Comm Flat | RTF Deemed
E262 | To Be Created | Small Agriculture Direct Install | Electric | Wheel/hand line systems: Replace leaking gasket with new gasket - Western Washington and Oregon | 106 | kWh | per unit | 3.92 | 3.92 | 5 | Comm Flat | RTF Deemed
E262 | To Be Created | Small Agriculture Direct Install | Electric | Wheel/hand line systems: Replace leaking drain with new drain - Western Washington and Oregon | 110 | kWh | per unit | 13.67 | 13.67 | 5 | Comm Flat | RTF Deemed
E262 | To Be Created | Small Agriculture Direct Install | Electric | Wheel/hand line systems: Cut and pipe press repair of leaking hand-lines, wheel-lines, and portable main-lines - Western Washington and Oregon | 53 | kWh | per unit | 18 | 18 | 8 | Comm Flat | RTF Deemed
E262 | To Be Created | Small Agriculture Direct Install | Electric | Thunderbird wheel line systems: Replace leaking hub with new hub - Western Washington and Oregon | 46 | kWh | per unit | 50 | 50 | 10 | Comm Flat | RTF Deemed
E262 | To Be Created | Small Agriculture Direct Install | Electric | Wheel line systems: Rebuild or replace leaking or malfunctioning leveler with new or rebuilt leveler. - Western Washington and Oregon | 26 | kWh | per unit | 3.25 | 3.25 | 5 | Comm Flat | RTF Deemed
E262 | To Be Created | Small Agriculture Direct Install | Electric | Center pivot/linear move systems: Install new sprinkler package on an existing system. - Western Washington and Oregon | 59 | kWh | per unit | 25.53 | 25.53 | 5 | Comm Flat | RTF Deemed
E262 | To Be Created | Small Agriculture Direct Install | Electric | Center pivot/linear move systems: New gooseneck elbows - Western Washington and Oregon | 4 | kWh | per unit | 4.17 | 4.17 | 15 | Comm Flat | RTF Deemed
E262 | To Be Created | Small Agriculture Direct Install | Electric | Center pivot/linear move systems: New drop tubes (3 feet minimum) - Western Washington and Oregon | 4 | kWh | per unit | 6.5 | 6.5 | 10 | Comm Flat | RTF Deemed
E262 | To Be Created | Small Agriculture Direct Install | Electric | Center pivot/linear move systems: Replace leaking pivot boot gasket with new pivot boot gasket - Western Washington and Oregon | 856 | kWh | per unit | 250 | 250 | 8 | Comm Flat | RTF Deemed
E262 | To Be Created | Small Agriculture Direct Install | Electric | Center pivot/linear move systems: Replace leaking tower gasket with new tower gasket - Western Washington and Oregon | 21 | kWh | per unit | 53.7 | 53.7 | 8 | Comm Flat | RTF Deemed
E262 | To Be Created | Small Agriculture Direct Install | Electric | Freeze Resistant Stock Water Tanks/Fountains - Heating Zone 1 | 376 | kWh | per unit | 377 | 94 | 10 | Comm Water Heat | RTF Deemed
E262 | To Be Created | Small Agriculture Direct Install | Electric | Freeze Resistant Stock Water Tanks/Fountains - Heating Zone 2 | 774 | kWh | per unit | 377 | 193.5 | 10 | Comm Water Heat | RTF Deemed
E262 | To Be Created | Small Agriculture Direct Install | Electric | Variable Frequency Drive on Spud or Onion Shed Ventilation Fan - 5 HP | 5963.5 | kWh | per unit | 5866.55 | 1490.88 | 10 | Comm Cooling | RTF Deemed
E262 | To Be Created | Small Agriculture Direct Install | Electric | Variable Frequency Drive on Spud or Onion Shed Ventilation Fan - 10 HP | 11927 | kWh | per unit | 7011.9 | 2981.75 | 10 | Comm Cooling | RTF Deemed
E262 | To Be Created | Small Agriculture Direct Install | Electric | Variable Frequency Drive on Spud or Onion Shed Ventilation Fan - 15 HP | 17890.5 | kWh | per unit | 8157.25 | 4472.63 | 10 | Comm Cooling | RTF Deemed
E262 | To Be Created | Small Agriculture Direct Install | Electric | Variable Frequency Drive on Spud or Onion Shed Ventilation Fan - 20 HP | 23854 | kWh | per unit | 9302.6 | 4651.3 | 10 | Comm Cooling | RTF Deemed
E262 | To Be Created | Small Agriculture Direct Install | Electric | Variable Frequency Drive on Spud or Onion Shed Ventilation Fan - 25 HP | 29817.5 | kWh | per unit | 10447.95 | 5223.98 | 10 | Comm Cooling | RTF Deemed
E262 | To Be Created | Small Agriculture Direct Install | Electric | Variable Frequency Drive on Spud or Onion Shed Ventilation Fan - 30 HP | 35781 | kWh | per unit | 11593.3 | 5796.65 | 10 | Comm Cooling | RTF Deemed
E262 | To Be Created | Small Agriculture Direct Install | Electric | Variable Frequency Drive on Spud or Onion Shed Ventilation Fan - 35 HP | 41744.5 | kWh | per unit | 12738.65 | 6369.33 | 10 | Comm Cooling | RTF Deemed
E262 | To Be Created | Small Agriculture Direct Install | Electric | Variable Frequency Drive on Spud or Onion Shed Ventilation Fan - 40 HP | 47708 | kWh | per unit | 13884 | 6942 | 10 | Comm Cooling | RTF Deemed
E262 | To Be Created | Small Agriculture Direct Install | Electric | Variable Frequency Drive on Spud or Onion Shed Ventilation Fan - 45 HP | 53671.5 | kWh | per unit | 15029.35 | 7514.68 | 10 | Comm Cooling | RTF Deemed
E262 | To Be Created | Small Agriculture Direct Install | Electric | Variable Frequency Drive on Spud or Onion Shed Ventilation Fan - 50 HP | 59635 | kWh | per unit | 16174.7 | 8087.35 | 10 | Comm Cooling | RTF Deemed
E262 | To Be Created | Small Agriculture Direct Install | Electric | Evaporator Motor - Shaded Pole to ECM for Walk-ins >23 Watt | 243 | kWh | per unit | 525.41 | 262.71 | 16 | Comm Refrigeration | RTF Deemed
E262 | To Be Created | Small Agriculture Direct Install | Electric | Evaporator Motor - Shaded Pole to ECM for Walk-ins ≤ 23 Watt | 114 | kWh | per unit | 194.77 | 97.39 | 16 | Comm Refrigeration | RTF Deemed
E262 | To Be Created | Small Agriculture Direct Install | Electric | Programmable Communicating Thermostat | 800 | kWh | per unit | 237.25 | 118.25 | 10 | Comm Space Heat | PSE Deemed
E262 | To Be Created | Small Agriculture Direct Install | Electric | Pre-rinse sprayer, SBO >2.6 to 1.6 | 1200 | kWh | per unit | 10.95 | 10.95 | 5 | Comm Water Heat | PSE Deemed
E262 | To Be Created | Small Agriculture Direct Install | Electric | Pre-rinse sprayer, SBO 1.6 to 1.6 | 1208 | kWh | per unit | 70.42 | 70.42 | 5 | Comm Water Heat | PSE Deemed
E262 | To Be Created | Small Agriculture Direct Install | Electric | Pre-rinse sprayer, SBO 2.2 to 1.6 | 839 | kWh | per unit | 70.42 | 70.42 | 5 | Comm Water Heat | PSE Deemed
E262 | To Be Created | Small Agriculture Direct Install | Electric | Pre-rinse sprayer, SBO 2.6 to 1.6 | 1322 | kWh | per unit | 70.42 | 70.42 | 5 | Comm Water Heat | PSE Deemed
E262 | To Be Created | Small Agriculture Direct Install | Electric | E Aer (ELEC) 0.5 GPM | 46 | kWh | per unit | 13.68 | 13.68 | 3 | Comm Water Heat | PSE Deemed
E262 | To Be Created | Small Agriculture Direct Install | Electric | E Aer (ELEC) 1.0 GPM | 712 | kWh | per unit | 10.95 | 10.95 | 5 | Comm Water Heat | PSE Deemed
E262 | To Be Created | Small Agriculture Direct Install | Electric | Super Low Flow Shwrhd - Std (ELEC) | 2187 | kWh | per unit | 70.42 | 70.42 | 5 | Comm Water Heat | PSE Deemed
E262 | To Be Created | Small Agriculture Direct Install | Electric | Super Low Flow Shwrhd - Fitness Cntr (ELEC) | 228 | kWh | per unit | 21.67 | 21.67 | 10 | Comm Water Heat | PSE Deemed
E262 | To Be Created | Small Agriculture Direct Install | Electric | Load Sensing Smart Strip | 100 | kWh | per unit | 54.6 | 54.6 | 5 | Comm Lighting | RTF Deemed
E262 | To Be Created | Small Agriculture Direct Install | Electric | Fixture LED, 35w Area (barn) w/ photo | 793 | kWh | per unit | 87.75 | 87.75 | 12 | Comm Lighting | PSE Deemed
E262 | To Be Created | Small Agriculture Direct Install | Electric | LED Canopy fixture | 685 | kWh | per unit | 196.3 | 171.25 | 12 | Comm Lighting | PSE Deemed
E262 | To Be Created | Small Agriculture Direct Install | Electric | Fixture LED, <30w Wall pack (small) w/ photo | 685 | kWh | per unit | 430.4 | 171.25 | 12 | Comm Lighting | PSE Deemed
E262 | To Be Created | Small Agriculture Direct Install | Electric | Recessed Can 8" LED | 601 | kWh | per unit | 150.8 | 150.8 | 12 | Comm Lighting | PSE Deemed
E262 | To Be Created | Small Agriculture Direct Install | Electric | LED A Lamp 7W | 190 | kWh | per unit | 81.9 | 81.9 | 3 | Comm Lighting | PSE Deemed
E262 | To Be Created | Small Agriculture Direct Install | Electric | LED A Lamp 7W | 157 | kWh | per unit | 16.8 | 16.8 | 3 | Comm Lighting | PSE Deemed
E262 | To Be Created | Small Agriculture Direct Install | Electric | LED A Lamp 7W | 58 | kWh | per unit | 16.8 | 16.8 | 3 | Comm Lighting | PSE Deemed
E262 | To Be Created | Small Agriculture Direct Install | Electric | LED A Lamp 7W | 43 | kWh | per unit | 16.8 | 16.8 | 3 | Comm Lighting | PSE Deemed
E262 | To Be Created | Small Agriculture Direct Install | Electric | LED A Lamp 7W | 84 | kWh | per unit | 16.8 | 16.8 | 3 | Comm Lighting | PSE Deemed
E262 | To Be Created | Small Agriculture Direct Install | Electric | LED A Lamp 7W | 69 | kWh | per unit | 16.8 | 16.8 | 3 | Comm Lighting | PSE Deemed
E262 | To Be Created | Small Agriculture Direct Install | Electric | LED A Lamp 7W | 63 | kWh | per unit | 16.8 | 16.8 | 3 | Comm Lighting | PSE Deemed
E262 | To Be Created | Small Agriculture Direct Install | Electric | LED A Lamp 7W | 44 | kWh | per unit | 16.8 | 16.8 | 3 | Comm Lighting | PSE Deemed
E262 | To Be Created | Small Agriculture Direct Install | Electric | LED A Lamp 11W | 46 | kWh | per unit | 16.8 | 16.8 | 3 | Comm Lighting | PSE Deemed
E262 | To Be Created | Small Agriculture Direct Install | Electric | LED A Lamp 11W | 247 | kWh | per unit | 15.81 | 15.81 | 3 | Comm Lighting | PSE Deemed
E262 | To Be Created | Small Agriculture Direct Install | Electric | LED A Lamp 11W | 90 | kWh | per unit | 15.81 | 15.81 | 3 | Comm Lighting | PSE Deemed
E262 | To Be Created | Small Agriculture Direct Install | Electric | LED A Lamp 11W | 68 | kWh | per unit | 15.81 | 15.81 | 3 | Comm Lighting | PSE Deemed
E262 | To Be Created | Small Agriculture Direct Install | Electric | LED A Lamp 11W | 133 | kWh | per unit | 15.81 | 15.81 | 3 | Comm Lighting | PSE Deemed
E262 | To Be Created | Small Agriculture Direct Install | Electric | LED A Lamp 11W | 108 | kWh | per unit | 15.81 | 15.81 | 3 | Comm Lighting | PSE Deemed
E262 | To Be Created | Small Agriculture Direct Install | Electric | LED A Lamp 11W | 99 | kWh | per unit | 15.81 | 15.81 | 3 | Comm Lighting | PSE Deemed
E262 | To Be Created | Small Agriculture Direct Install | Electric | LED A Lamp 11W | 69 | kWh | per unit | 15.81 | 15.81 | 3 | Comm Lighting | PSE Deemed
E262 | To Be Created | Small Agriculture Direct Install | Electric | LED A Lamp 5W Globe | 72 | kWh | per unit | 15.81 | 15.81 | 3 | Comm Lighting | PSE Deemed
E262 | To Be Created | Small Agriculture Direct Install | Electric | LED A Lamp 5W Globe | 112 | kWh | per unit | 23.33 | 23.33 | 3 | Comm Lighting | PSE Deemed
E262 | To Be Created | Small Agriculture Direct Install | Electric | LED A Lamp 5W Globe | 41 | kWh | per unit | 23.33 | 23.33 | 3 | Comm Lighting | PSE Deemed
E262 | To Be Created | Small Agriculture Direct Install | Electric | LED A Lamp 5W Globe | 31 | kWh | per unit | 23.33 | 23.33 | 3 | Comm Lighting | PSE Deemed
E262 | To Be Created | Small Agriculture Direct Install | Electric | LED A Lamp 5W Globe | 60 | kWh | per unit | 23.33 | 23.33 | 3 | Comm Lighting | PSE Deemed
E262 | To Be Created | Small Agriculture Direct Install | Electric | LED A Lamp 5W Globe | 49 | kWh | per unit | 23.33 | 23.33 | 3 | Comm Lighting | PSE Deemed
E262 | To Be Created | Small Agriculture Direct Install | Electric | LED A Lamp 5W Globe | 45 | kWh | per unit | 23.33 | 23.33 | 3 | Comm Lighting | PSE Deemed
E262 | To Be Created | Small Agriculture Direct Install | Electric | LED A Lamp 5W Globe | 31 | kWh | per unit | 23.33 | 23.33 | 3 | Comm Lighting | PSE Deemed
E262 | To Be Created | Small Agriculture Direct Install | Electric | LED MR 16 | 33 | kWh | per unit | 23.33 | 23.33 | 3 | Comm Lighting | PSE Deemed
E262 | To Be Created | Small Agriculture Direct Install | Electric | LED MR 16 | 210 | kWh | per unit | 24.29 | 24.29 | 3 | Comm Lighting | PSE Deemed
E262 | To Be Created | Small Agriculture Direct Install | Electric | LED MR 16 | 77 | kWh | per unit | 24.29 | 24.29 | 3 | Comm Lighting | PSE Deemed
E262 | To Be Created | Small Agriculture Direct Install | Electric | LED MR 16 | 58 | kWh | per unit | 24.29 | 24.29 | 3 | Comm Lighting | PSE Deemed
E262 | To Be Created | Small Agriculture Direct Install | Electric | LED MR 16 | 113 | kWh | per unit | 24.29 | 24.29 | 3 | Comm Lighting | PSE Deemed
E262 | To Be Created | Small Agriculture Direct Install | Electric | LED MR 16 | 92 | kWh | per unit | 24.29 | 24.29 | 3 | Comm Lighting | PSE Deemed
E262 | To Be Created | Small Agriculture Direct Install | Electric | LED MR 16 | 84 | kWh | per unit | 24.29 | 24.29 | 3 | Comm Lighting | PSE Deemed
E262 | To Be Created | Small Agriculture Direct Install | Electric | LED MR 16 | 59 | kWh | per unit | 24.29 | 24.29 | 3 | Comm Lighting | PSE Deemed
E262 | To Be Created | Small Agriculture Direct Install | Electric | LED Direction Par 20 | 61 | kWh | per unit | 24.29 | 24.29 | 3 | Comm Lighting | PSE Deemed
E262 | To Be Created | Small Agriculture Direct Install | Electric | LED Direction Par 20 | 299 | kWh | per unit | 31.63 | 31.63 | 3 | Comm Lighting | PSE Deemed
E262 | To Be Created | Small Agriculture Direct Install | Electric | LED Direction Par 20 | 110 | kWh | per unit | 31.63 | 31.63 | 3 | Comm Lighting | PSE Deemed
E262 | To Be Created | Small Agriculture Direct Install | Electric | LED Direction Par 20 | 82 | kWh | per unit | 31.63 | 31.63 | 3 | Comm Lighting | PSE Deemed
E262 | To Be Created | Small Agriculture Direct Install | Electric | LED Direction Par 20 | 161 | kWh | per unit | 31.63 | 31.63 | 3 | Comm Lighting | PSE Deemed
E262 | To Be Created | Small Agriculture Direct Install | Electric | LED Direction Par 20 | 131 | kWh | per unit | 31.63 | 31.63 | 3 | Comm Lighting | PSE Deemed
E262 | To Be Created | Small Agriculture Direct Install | Electric | LED Direction Par 20 | 120 | kWh | per unit | 31.63 | 31.63 | 3 | Comm Lighting | PSE Deemed
E262 | To Be Created | Small Agriculture Direct Install | Electric | LED Direction Par 20 | 84 | kWh | per unit | 31.63 | 31.63 | 3 | Comm Lighting | PSE Deemed
E262 | To Be Created | Small Agriculture Direct Install | Electric | LED Direction Par 30 | 87 | kWh | per unit | 31.63 | 31.63 | 3 | Comm Lighting | PSE Deemed
E262 | To Be Created | Small Agriculture Direct Install | Electric | LED Direction Par 30 | 255 | kWh | per unit | 35.71 | 35.71 | 3 | Comm Lighting | PSE Deemed
E262 | To Be Created | Small Agriculture Direct Install | Electric | LED Direction Par 30 | 93 | kWh | per unit | 35.71 | 35.71 | 3 | Comm Lighting | PSE Deemed
E262 | To Be Created | Small Agriculture Direct Install | Electric | LED Direction Par 30 | 70 | kWh | per unit | 35.71 | 35.71 | 3 | Comm Lighting | PSE Deemed
E262 | To Be Created | Small Agriculture Direct Install | Electric | LED Direction Par 30 | 137 | kWh | per unit | 35.71 | 35.71 | 3 | Comm Lighting | PSE Deemed
E262 | To Be Created | Small Agriculture Direct Install | Electric | LED Direction Par 30 | 112 | kWh | per unit | 35.71 | 35.71 | 3 | Comm Lighting | PSE Deemed
E262 | To Be Created | Small Agriculture Direct Install | Electric | LED Direction Par 30 | 103 | kWh | per unit | 35.71 | 35.71 | 3 | Comm Lighting | PSE Deemed
E262 | To Be Created | Small Agriculture Direct Install | Electric | LED Direction Par 30 | 71 | kWh | per unit | 35.71 | 35.71 | 3 | Comm Lighting | PSE Deemed
E262 | To Be Created | Small Agriculture Direct Install | Electric | LED Par 38 & 40 | 74 | kWh | per unit | 35.71 | 35.71 | 3 | Comm Lighting | PSE Deemed
E262 | To Be Created | Small Agriculture Direct Install | Electric | LED Par 38 & 40 | 344 | kWh | per unit | 35.71 | 35.71 | 3 | Comm Lighting | PSE Deemed
E262 | To Be Created | Small Agriculture Direct Install | Electric | LED Par 38 & 40 | 126 | kWh | per unit | 35.71 | 35.71 | 3 | Comm Lighting | PSE Deemed
E262 | To Be Created | Small Agriculture Direct Install | Electric | LED Par 38 & 40 | 95 | kWh | per unit | 35.71 | 35.71 | 3 | Comm Lighting | PSE Deemed
E262 | To Be Created | Small Agriculture Direct Install | Electric | LED Par 38 & 40 | 185 | kWh | per unit | 35.71 | 35.71 | 3 | Comm Lighting | PSE Deemed
E262 | To Be Created | Small Agriculture Direct Install | Electric | LED Par 38 & 40 | 151 | kWh | per unit | 35.71 | 35.71 | 3 | Comm Lighting | PSE Deemed
E262 | To Be Created | Small Agriculture Direct Install | Electric | LED Par 38 & 40 | 139 | kWh | per unit | 35.71 | 35.71 | 3 | Comm Lighting | PSE Deemed
E262 | To Be Created | Small Agriculture Direct Install | Electric | LED Par 38 & 40 | 96 | kWh | per unit | 35.71 | 35.71 | 3 | Comm Lighting | PSE Deemed
E262 | To Be Created | Small Agriculture Direct Install | Electric | LED Decorative | 100 | kWh | per unit | 35.71 | 35.71 | 3 | Comm Lighting | PSE Deemed
E262 | To Be Created | Small Agriculture Direct Install | Electric | LED Decorative | 159 | kWh | per unit | 13.68 | 13.68 | 3 | Comm Lighting | PSE Deemed
E262 | To Be Created | Small Agriculture Direct Install | Electric | LED Decorative | 58 | kWh | per unit | 13.68 | 13.68 | 3 | Comm Lighting | PSE Deemed
E262 | To Be Created | Small Agriculture Direct Install | Electric | LED Decorative | 44 | kWh | per unit | 13.68 | 13.68 | 3 | Comm Lighting | PSE Deemed
E262 | To Be Created | Small Agriculture Direct Install | Electric | LED Decorative | 86 | kWh | per unit | 13.68 | 13.68 | 3 | Comm Lighting | PSE Deemed
E262 | To Be Created | Small Agriculture Direct Install | Electric | LED Decorative | 70 | kWh | per unit | 13.68 | 13.68 | 3 | Comm Lighting | PSE Deemed
E262 | To Be Created | Small Agriculture Direct Install | Electric | LED Decorative | 64 | kWh | per unit | 13.68 | 13.68 | 3 | Comm Lighting | PSE Deemed
E262 | To Be Created | Lodging Direct Install | Electric | LED Open sign | 158 | kWh | per unit | 161 | 144.9 | 12 | Comm Lighting | PSE Deemed
E262 | To Be Created | Lodging Direct Install | Electric | Load Sensing Smart Strip | 100 | kWh | per unit | 54.6 | 49.14 | 5 | Comm Flat | RTF Deemed
E262 | To Be Created | Lodging Direct Install | Electric | Activity Sensing Smart Controller | 300 | kWh | per unit | 65 | 58.5 | 5 | Comm Flat | RTF Deemed
E262 | To Be Created | Lodging Direct Install | Electric | Occupancy Sensors (<100W) | 46 | kWh | per unit | 81.13 | 73.02 | 10 | Comm Lighting | PSE Deemed
E262 | To Be Created | Lodging Direct Install | Electric | Occupancy Sensors (>100W And <150W) | 116 | kWh | per unit | 81.13 | 73.02 | 10 | Comm Lighting | PSE Deemed
E262 | To Be Created | Lodging Direct Install | Electric | Occupancy Sensors (>150W And <200W) | 162 | kWh | per unit | 81.13 | 73.02 | 10 | Comm Lighting | PSE Deemed
E262 | To Be Created | Lodging Direct Install | Electric | Occupancy Sensors (>200W And <450W) | 302 | kWh | per unit | 81.13 | 73.02 | 10 | Comm Lighting | PSE Deemed
E262 | To Be Created | Lodging Direct Install | Electric | Occupancy Sensors (>450W) | 464 | kWh | per unit | 81.13 | 73.02 | 10 | Comm Lighting | PSE Deemed
E262 | To Be Created | Lodging Direct Install | Electric | LED Exit Sign | 153 | kWh | per unit | 60.12 | 54.11 | 10 | Comm Lighting | PSE Deemed
E262 | To Be Created | Lodging Direct Install | Electric | 2' 1L T8 28w | 41 | kWh | per unit | 52.24 | 47.02 | 12 | Comm Lighting | PSE Deemed
E262 | To Be Created | Lodging Direct Install | Electric | 3' 1L T8 28w | 70 | kWh | per unit | 53.28 | 47.95 | 12 | Comm Lighting | PSE Deemed
E262 | To Be Created | Lodging Direct Install | Electric | 4' 1L T8 28w | 66 | kWh | per unit | 55.88 | 50.29 | 12 | Comm Lighting | PSE Deemed
E262 | To Be Created | Lodging Direct Install | Electric | 4' 1L LED | 34 | kWh | per unit | 57.39 | 51.65 | 12 | Comm Lighting | PSE Deemed
E262 | To Be Created | Lodging Direct Install | Electric | 4' 1L T8 to LED | 34 | kWh | per unit | 57.39 | 51.65 | 12 | Comm Lighting | PSE Deemed
E262 | To Be Created | Lodging Direct Install | Electric | 4' 2L T8 28w | 136 | kWh | per unit | 41.08 | 36.97 | 12 | Comm Lighting | PSE Deemed
E262 | To Be Created | Lodging Direct Install | Electric | 4' 2L LED | 264.448 | kWh | per unit | 79.58 | 71.62 | 12 | Comm Lighting | PSE Deemed
E262 | To Be Created | Lodging Direct Install | Electric | 4' 2L LED | 190.072 | kWh | per unit | 79.58 | 71.62 | 12 | Comm Lighting | PSE Deemed
E262 | To Be Created | Lodging Direct Install | Electric | 4' 3L T8 28w | 202 | kWh | per unit | 42.5 | 38.25 | 12 | Comm Lighting | PSE Deemed
E262 | To Be Created | Lodging Direct Install | Electric | 4' 3L LED | 421.464 | kWh | per unit | 105.5 | 94.95 | 12 | Comm Lighting | PSE Deemed
E262 | To Be Created | Lodging Direct Install | Electric | 4' 3L LED | 280.976 | kWh | per unit | 105.5 | 94.95 | 12 | Comm Lighting | PSE Deemed
E262 | To Be Created | Lodging Direct Install | Electric | 4' 2L T8 28w (delamp & reflector) | 446 | kWh | per unit | 57.36 | 51.62 | 12 | Comm Lighting | PSE Deemed
E262 | To Be Created | Lodging Direct Install | Electric | 4' 2L LED (delamp & reflector) | 462.784 | kWh | per unit | 99.36 | 89.42 | 12 | Comm Lighting | PSE Deemed
E262 | To Be Created | Lodging Direct Install | Electric | 4' 2L LED (delamp & reflector) | 322.296 | kWh | per unit | 99.36 | 89.42 | 12 | Comm Lighting | PSE Deemed
E262 | To Be Created | Lodging Direct Install | Electric | 4' 4L T8 28w | 273 | kWh | per unit | 50.72 | 45.65 | 12 | Comm Lighting | PSE Deemed
E262 | To Be Created | Lodging Direct Install | Electric | 4' 4L LED | 524.764 | kWh | per unit | 134.72 | 121.25 | 12 | Comm Lighting | PSE Deemed
E262 | To Be Created | Lodging Direct Install | Electric | 4' 4L LED | 376.012 | kWh | per unit | 134.72 | 121.25 | 12 | Comm Lighting | PSE Deemed
E262 | To Be Created | Lodging Direct Install | Electric | 4' 3L T8 28w (delamp) | 202 | kWh | per unit | 60.45 | 54.41 | 12 | Comm Lighting | PSE Deemed
E262 | To Be Created | Lodging Direct Install | Electric | 4' 3L LED (delamp) | 561.952 | kWh | per unit | 109.45 | 98.51 | 12 | Comm Lighting | PSE Deemed
E262 | To Be Created | Lodging Direct Install | Electric | 4' 3L LED (delamp) | 413.2 | kWh | per unit | 109.45 | 98.51 | 12 | Comm Lighting | PSE Deemed
E262 | To Be Created | Lodging Direct Install | Electric | 4' 2L T8 28w (delamp & reflector) | 446 | kWh | per unit | 57.81 | 52.03 | 12 | Comm Lighting | PSE Deemed
E262 | To Be Created | Lodging Direct Install | Electric | 4' 2L LED (delamp & reflector) | 599.14 | kWh | per unit | 99.81 | 89.83 | 12 | Comm Lighting | PSE Deemed
E262 | To Be Created | Lodging Direct Install | Electric | 4' 2L LED (delamp & reflector) | 450.388 | kWh | per unit | 99.81 | 89.83 | 12 | Comm Lighting | PSE Deemed
E262 | To Be Created | Lodging Direct Install | Electric | 4' 2L T8 28W (retro kit 2L 8') | 77 | kWh | per unit | 60.44 | 54.39 | 12 | Comm Lighting | PSE Deemed
E262 | To Be Created | Lodging Direct Install | Electric | 4' 2L LED (retro kit 2L 8') | 231.392 | kWh | per unit | 102.44 | 92.19 | 12 | Comm Lighting | PSE Deemed
E262 | To Be Created | Lodging Direct Install | Electric | 4' 2L LED (retro kit 2L 8') | 165.28 | kWh | per unit | 102.44 | 92.19 | 12 | Comm Lighting | PSE Deemed
E262 | To Be Created | Lodging Direct Install | Electric | 4' 4L T8 28W (retro kit 4L 8') | 103 | kWh | per unit | 70.59 | 63.53 | 12 | Comm Lighting | PSE Deemed
E262 | To Be Created | Lodging Direct Install | Electric | 4' 4L LED (retro kit 4L 8') | 466.916 | kWh | per unit | 154.59 | 139.13 | 12 | Comm Lighting | PSE Deemed
E262 | To Be Created | Lodging Direct Install | Electric | 4' 4L LED (retro kit 4L 8') | 334.692 | kWh | per unit | 154.59 | 139.13 | 12 | Comm Lighting | PSE Deemed
E262 | To Be Created | Lodging Direct Install | Electric | 4' 2L T8 28W (retro kit 2L 8') | 403 | kWh | per unit | 61.33 | 55.2 | 12 | Comm Lighting | PSE Deemed
E262 | To Be Created | Lodging Direct Install | Electric | 4' 2L LED (retro kit 2L 8') | 50 | kWh | per unit | 103.33 | 93 | 12 | Comm Lighting | PSE Deemed
E262 | To Be Created | Lodging Direct Install | Electric | 4' 4L T8 28W (retro kit 4L 8' NBF) | 516 | kWh | per unit | 73.01 | 65.71 | 12 | Comm Lighting | PSE Deemed
E262 | To Be Created | Lodging Direct Install | Electric | 4' 4L LED (retro kit 4L 8' NBF) | 115.696 | kWh | per unit | 155.48 | 139.94 | 12 | Comm Lighting | PSE Deemed
E262 | To Be Created | Lodging Direct Install | Electric | 4' 2L T8 28w (retro kit delamp) | 397 | kWh | per unit | 119.39 | 107.45 | 12 | Comm Lighting | PSE Deemed
E262 | To Be Created | Lodging Direct Install | Electric | 4' 2L LED (retro kit delamp/) | 404.936 | kWh | per unit | 99.81 | 89.83 | 12 | Comm Lighting | PSE Deemed
E262 | To Be Created | Lodging Direct Install | Electric | 4' 2L LED (retro kit delamp) | 404.936 | kWh | per unit | 99.81 | 89.83 | 12 | Comm Lighting | PSE Deemed
E262 | To Be Created | Lodging Direct Install | Electric | 4' 6L T8 (NBF) | 1107 | kWh | per unit | 261.27 | 235.15 | 12 | Comm Lighting | PSE Deemed
E262 | To Be Created | Lodging Direct Install | Electric | 2L F17T8 (NBF) | 202 | kWh | per unit | 104.8 | 94.32 | 12 | Comm Lighting | PSE Deemed
E262 | To Be Created | Lodging Direct Install | Electric | 2L F25T8 (NBF) | 479 | kWh | per unit | 87.75 | 78.98 | 12 | Comm Lighting | PSE Deemed
E262 | To Be Created | Lodging Direct Install | Electric | 2L F28T8 (NBF) | 793 | kWh | per unit | 87.75 | 78.98 | 12 | Comm Lighting | PSE Deemed
E262 | To Be Created | Lodging Direct Install | Electric | Fixture LED, 35w Area (barn) w/ photo | 685 | kWh | per unit | 196.3 | 176.67 | 12 | Comm Lighting | PSE Deemed
E262 | To Be Created | Lodging Direct Install | Electric | LED Canopy fixture | 685 | kWh | per unit | 376.6 | 338.94 | 12 | Comm Lighting | PSE Deemed
E262 | To Be Created | Lodging Direct Install | Electric | Fixture LED, <30w Wall pack (small) w/ photo | 601 | kWh | per unit | 162.4 | 146.16 | 12 | Comm Lighting | PSE Deemed
E262 | To Be Created | Lodging Direct Install | Electric | Int/Ext Recessed Can 8" LED | 190.216 | kWh | per unit | 88.2 | 79.38 | 12 | Comm Lighting | PSE Deemed
E262 | To Be Created | Lodging Direct Install | Electric | LED A Lamp 7W | 157 | kWh | per unit | 15.75 | 14.18 | 3 | Comm Lighting | PSE Deemed
E262 | To Be Created | Lodging Direct Install | Electric | LED A Lamp 7W | 58 | kWh | per unit | 14.7 | 13.23 | 3 | Comm Lighting | PSE Deemed
E262 | To Be Created | Lodging Direct Install | Electric | LED A Lamp 7W | 43 | kWh | per unit | 14.7 | 13.23 | 3 | Comm Lighting | PSE Deemed
E262 | To Be Created | Lodging Direct Install | Electric | LED A Lamp 7W | 69 | kWh | per unit | 14.7 | 13.23 | 3 | Comm Lighting | PSE Deemed
E262 | To Be Created | Lodging Direct Install | Electric | LED A Lamp 11W | 247 | kWh | per unit | 14.82 | 13.34 | 3 | Comm Lighting | PSE Deemed
E262 | To Be Created | Lodging Direct Install | Electric | LED A Lamp 11W | 90 | kWh | per unit | 13.83 | 12.45 | 3 | Comm Lighting | PSE Deemed
E262 | To Be Created | Lodging Direct Install | Electric | LED A Lamp 11W | 68 | kWh | per unit | 13.83 | 12.45 | 3 | Comm Lighting | PSE Deemed
E262 | To Be Created | Lodging Direct Install | Electric | LED A Lamp 11W | 108 | kWh | per unit | 13.83 | 12.45 | 3 | Comm Lighting | PSE Deemed
E262 | To Be Created | Lodging Direct Install | Electric | LED A Lamp 5W Globe | 112 | kWh | per unit | 21.87 | 19.68 | 3 | Comm Lighting | PSE Deemed
E262 | To Be Created | Lodging Direct Install | Electric | LED A Lamp 5W Globe | 41 | kWh | per unit | 20.41 | 18.37 | 3 | Comm Lighting | PSE Deemed
E262 | To Be Created | Lodging Direct Install | Electric | LED A Lamp 5W Globe | 31 | kWh | per unit | 20.41 | 18.37 | 3 | Comm Lighting | PSE Deemed
E262 | To Be Created | Lodging Direct Install | Electric | LED A Lamp 5W Globe | 49 | kWh | per unit | 20.41 | 18.37 | 3 | Comm Lighting | PSE Deemed
E262 | To Be Created | Lodging Direct Install | Electric | LED MR 16 | 210 | kWh | per unit | 22.77 | 20.49 | 3 | Comm Lighting | PSE Deemed
E262 | To Be Created | Lodging Direct Install | Electric | LED MR 16 | 77 | kWh | per unit | 21.25 | 19.13 | 3 | Comm Lighting | PSE Deemed
E262 | To Be Created | Lodging Direct Install | Electric | LED MR 16 | 58 | kWh | per unit | 21.25 | 19.13 | 3 | Comm Lighting | PSE Deemed
E262 | To Be Created | Lodging Direct Install | Electric | LED MR 16 | 92 | kWh | per unit | 21.25 | 19.13 | 3 | Comm Lighting | PSE Deemed
E262 | To Be Created | Lodging Direct Install | Electric | LED Direction Par 20 | 299 | kWh | per unit | 29.66 | 26.69 | 3 | Comm Lighting | PSE Deemed
E262 | To Be Created | Lodging Direct Install | Electric | LED Direction Par 20 | 110 | kWh | per unit | 27.68 | 24.91 | 3 | Comm Lighting | PSE Deemed
E262 | To Be Created | Lodging Direct Install | Electric | LED Direction Par 20 | 131 | kWh | per unit | 27.68 | 24.91 | 3 | Comm Lighting | PSE Deemed
E262 | To Be Created | Lodging Direct Install | Electric | LED Direction Par 30 | 255 | kWh | per unit | 33.48 | 30.13 | 3 | Comm Lighting | PSE Deemed
E262 | To Be Created | Lodging Direct Install | Electric | LED Direction Par 30 | 93 | kWh | per unit | 31.25 | 28.12 | 3 | Comm Lighting | PSE Deemed
E262 | To Be Created | Lodging Direct Install | Electric | LED Direction Par 30 | 70 | kWh | per unit | 31.25 | 28.12 | 3 | Comm Lighting | PSE Deemed
E262 | To Be Created | Lodging Direct Install | Electric | LED Direction Par 30 | 112 | kWh | per unit | 31.25 | 28.12 | 3 | Comm Lighting | PSE Deemed
E262 | To Be Created | Lodging Direct Install | Electric | LED Par 38 & 40 | 344 | kWh | per unit | 33.48 | 30.13 | 3 | Comm Lighting | PSE Deemed
E262 | To Be Created | Lodging Direct Install | Electric | LED Par 38 & 40 | 126 | kWh | per unit | 31.25 | 28.12 | 3 | Comm Lighting | PSE Deemed
E262 | To Be Created | Lodging Direct Install | Electric | LED Par 38 & 40 | 95 | kWh | per unit | 31.25 | 28.12 | 3 | Comm Lighting | PSE Deemed
E262 | To Be Created | Lodging Direct Install | Electric | LED Par 38 & 40 | 151 | kWh | per unit | 31.25 | 28.12 | 3 | Comm Lighting | PSE Deemed
E262 | To Be Created | Lodging Direct Install | Electric | LED Decorative | 159 | kWh | per unit | 12.83 | 11.54 | 3 | Comm Lighting | PSE Deemed
E262 | To Be Created | Lodging Direct Install | Electric | LED Decorative | 58 | kWh | per unit | 11.97 | 10.77 | 3 | Comm Lighting | PSE Deemed
E262 | To Be Created | Lodging Direct Install | Electric | LED Decorative | 44 | kWh | per unit | 11.97 | 10.77 | 3 | Comm Lighting | PSE Deemed
E262 | To Be Created | Lodging Direct Install | Electric | LED Decorative | 70 | kWh | per unit | 11.97 | 10.77 | 3 | Comm Lighting | PSE Deemed
E262 | To Be Created | Lodging Direct Install | Electric | E Aer (ELEC) 0.5 GPM | 712 | kWh | per unit | 11.79 | 10.61 | 5 | Comm Water Heat | PSE Deemed
E262 | To Be Created | Lodging Direct Install | Electric | E Aer (ELEC) 1.0 GPM | 350 | kWh | per unit | 10.95 | 9.85 | 5 | Comm Water Heat | PSE Deemed
E262 | To Be Created | Lodging Direct Install | Electric | Pre-rinse sprayer, SBO >2.6 to 1.6 | 1208 | kWh | per unit | 70.42 | 63.38 | 5 | Comm Water Heat | PSE Deemed
E262 | To Be Created | Lodging Direct Install | Electric | Pre-rinse sprayer, SBO 1.6 to 1.6 | 839 | kWh | per unit | 70.42 | 63.38 | 5 | Comm Water Heat | PSE Deemed
E262 | To Be Created | Lodging Direct Install | Electric | Pre-rinse sprayer, SBO 2.2 to 1.6 | 1322 | kWh | per unit | 70.42 | 63.38 | 5 | Comm Water Heat | PSE Deemed
E262 | To Be Created | Lodging Direct Install | Electric | Pre-rinse sprayer, SBO 2.6 to 1.6 | 2187 | kWh | per unit | 70.42 | 63.38 | 5 | Comm Water Heat | PSE Deemed
E262 | To Be Created | Lodging Direct Install | Electric | Super Low Flow Shwrhd - Std (ELEC) | 228 | kWh | per unit | 21.67 | 19.5 | 10 | Comm Water Heat | PSE Deemed
E262 | To Be Created | Lodging Direct Install | Electric | Water Heater Line Insualtion (Elec) | 164 | kWh | per unit | 14.95 | 13.46 | 5 | Comm Water Heat | PSE Deemed
E262 | To Be Created | Lodging Direct Install | Electric | Refrigerated DC 5' T12 to LED | 340 | kWh | per unit | 198.43 | 178.59 | 12 | Comm Lighting | PSE Deemed
E262 | To Be Created | Lodging Direct Install | Electric | Refrigerated DC 5' T8 to LED | 263 | kWh | per unit | 198.43 | 178.59 | 12 | Comm Lighting | PSE Deemed
E262 | To Be Created | Lodging Direct Install | Electric | Refrigerated DC 6' T12 to LED | 408 | kWh | per unit | 204.93 | 184.44 | 12 | Comm Lighting | PSE Deemed
E262 | To Be Created | Lodging Direct Install | Electric | Refrigerated DC 6' T8 to LED | 315 | kWh | per unit | 204.93 | 184.44 | 12 | Comm Lighting | PSE Deemed
E262 | To Be Created | Lodging Direct Install | Electric | Gaskets for Walk-In Freezer - Main Door | 235 | kWh | per unit | 6.5 | 5.85 | 4 | Comm Refrigeration | RTF Deemed
E262 | To Be Created | Lodging Direct Install | Electric | Gaskets for Walk-In Cooler - Main Door | 40 | kWh | per unit | 6.5 | 5.85 | 4 | Comm Refrigeration | RTF Deemed
E262 | To Be Created | Lodging Direct Install | Electric | Vending Cooler Miser | 1000 | kWh | per unit | 195 | 175.5 | 4 | Comm Flat | PSE Deemed
E262 | To Be Created | Lodging Direct Install | Electric | Suction Line Insulation for Walk-In Refrigeration Units | 107 | kWh | per unit | 14.95 | 13.46 | 5 | Comm Refrigeration | PSE Deemed
E262 | To Be Created | Lodging Direct Install | Electric | Suction Line Insulation for Walk-In Freezer Units | 148 | kWh | per unit | 14.95 | 13.46 | 5 | Comm Refrigeration | PSE Deemed
E262 | To Be Created | Lodging Direct Install | Electric | Refrigeration - Food Service -Auto Closer for Main Cooler Doors | 1075 | kWh | per unit | 169 | 152.1 | 10 | Comm Refrigeration | PSE Deemed
E262 | To Be Created | Lodging Direct Install | Electric | Small Pkg AC, increase refrigerant charge from typical under-charge to factory specified level | 212 | kWh | per unit | 57.6 | 51.84 | 10 | Comm Space Heat | PSE Deemed
E262 | To Be Created | Lodging Direct Install | Electric | Small Pkg AC, increase refrigerant charge from high under-charge to factory specified level | 212 | kWh | per unit | 65.6 | 59.04 | 10 | Comm Space Heat | PSE Deemed
E262 | To Be Created | Lodging Direct Install | Electric | Small Pkg AC, decrease refrigerant charge from typical over-charge to factory specified level | 212 | kWh | per unit | 48 | 43.2 | 10 | Comm Space Heat | PSE Deemed
E262 | To Be Created | Lodging Direct Install | Electric | Small Pkg AC, decrease refrigerant charge from high over-charge to factory specified level | 212 | kWh | per unit | 48 | 43.2 | 10 | Comm Space Heat | PSE Deemed
E262 | To Be Created | Lodging Direct Install | Electric | Programmable Communicating Thermostat | 212 | kWh | per unit | 255.5 | 229.95 | 10 | Comm Space Heat | PSE Deemed
E262 | To Be Created | Lodging Direct Install | Electric | Packaged Terminal Heat Pump (PTHP) | 600 | kWh | per unit | 1155 | 1039.5 | 10 | Comm Space Heat | PSE Deemed
E262 | To Be Created | Lodging Direct Install | Electric | Packaged Terminal Heat Pump (PTHP) occupancy control | 222 | kWh | per unit | 284 | 255.6 | 10 | Comm Space Heat | PSE Deemed
E262 | To Be Created | Lodging Direct Install | Electric | Pool Pump VFD | 1000 | kWh | per unit | 1628.25 | 1465.43 | 10 | Comm Flat | PSE Deemed
E262 | To Be Created | Lodging Direct Install | Electric | LED Fixture | 1556.932 | kWh | per unit | 334.6 | 301.14 | 12 | Comm Lighting | PSE Deemed
E262 | To Be Created | Lodging Direct Install | Electric | LED Pole Mount Fixture | 1655.524 | kWh | per unit | 637 | 573.3 | 12 | Comm Lighting | PSE Deemed
E262 | To Be Created | Lodging Direct Install | Electric | 80w LED Fixture | 2482 | kWh | per unit | 409.41 | 368.47 | 12 | Comm Lighting | PSE Deemed
E262 | To Be Created | Lodging Direct Install | Electric | 2L F17T8 (NBF) | 368 | kWh | per unit | 85.15 | 76.64 | 12 | Comm Lighting | PSE Deemed
E262 | To Be Created | Lodging Direct Install | Electric | LED A Lamp 7W | 84 | kWh | per unit | 14.7 | 13.23 | 3 | Comm Lighting | PSE Deemed
E262 | To Be Created | Lodging Direct Install | Electric | LED A Lamp 7W | 63 | kWh | per unit | 14.7 | 13.23 | 3 | Comm Lighting | PSE Deemed
E262 | To Be Created | Lodging Direct Install | Electric | LED A Lamp 7W | 44 | kWh | per unit | 14.7 | 13.23 | 3 | Comm Lighting | PSE Deemed
E262 | To Be Created | Lodging Direct Install | Electric | LED A Lamp 7W | 46 | kWh | per unit | 14.7 | 13.23 | 3 | Comm Lighting | PSE Deemed
E262 | To Be Created | Lodging Direct Install | Electric | LED A Lamp 11W | 133 | kWh | per unit | 13.83 | 12.45 | 3 | Comm Lighting | PSE Deemed
E262 | To Be Created | Lodging Direct Install | Electric | LED A Lamp 11W | 99 | kWh | per unit | 13.83 | 12.45 | 3 | Comm Lighting | PSE Deemed
E262 | To Be Created | Lodging Direct Install | Electric | LED A Lamp 11W | 69 | kWh | per unit | 13.83 | 12.45 | 3 | Comm Lighting | PSE Deemed
E262 | To Be Created | Lodging Direct Install | Electric | LED A Lamp 11W | 72 | kWh | per unit | 13.83 | 12.45 | 3 | Comm Lighting | PSE Deemed
E262 | To Be Created | Lodging Direct Install | Electric | LED A Lamp 5W Globe | 60 | kWh | per unit | 20.41 | 18.37 | 3 | Comm Lighting | PSE Deemed
E262 | To Be Created | Lodging Direct Install | Electric | LED A Lamp 5W Globe | 45 | kWh | per unit | 20.41 | 18.37 | 3 | Comm Lighting | PSE Deemed
E262 | To Be Created | Lodging Direct Install | Electric | LED A Lamp 5W Globe | 31 | kWh | per unit | 20.41 | 18.37 | 3 | Comm Lighting | PSE Deemed
E262 | To Be Created | Lodging Direct Install | Electric | LED A Lamp 5W Globe | 33 | kWh | per unit | 20.41 | 18.37 | 3 | Comm Lighting | PSE Deemed
E262 | To Be Created | Lodging Direct Install | Electric | LED MR 16 | 113 | kWh | per unit | 21.25 | 19.13 | 3 | Comm Lighting | PSE Deemed
E262 | To Be Created | Lodging Direct Install | Electric | LED MR 16 | 84 | kWh | per unit | 21.25 | 19.13 | 3 | Comm Lighting | PSE Deemed
E262 | To Be Created | Lodging Direct Install | Electric | LED MR 16 | 59 | kWh | per unit | 21.25 | 19.13 | 3 | Comm Lighting | PSE Deemed
E262 | To Be Created | Lodging Direct Install | Electric | LED MR 16 | 61 | kWh | per unit | 21.25 | 19.13 | 3 | Comm Lighting | PSE Deemed
E262 | To Be Created | Lodging Direct Install | Electric | LED Direction Par 20 | 82 | kWh | per unit | 27.68 | 24.91 | 3 | Comm Lighting | PSE Deemed
E262 | To Be Created | Lodging Direct Install | Electric | LED Direction Par 20 | 161 | kWh | per unit | 27.68 | 24.91 | 3 | Comm Lighting | PSE Deemed
E262 | To Be Created | Lodging Direct Install | Electric | LED Direction Par 20 | 120 | kWh | per unit | 27.68 | 24.91 | 3 | Comm Lighting | PSE Deemed
E262 | To Be Created | Lodging Direct Install | Electric | LED Direction Par 20 | 84 | kWh | per unit | 27.68 | 24.91 | 3 | Comm Lighting | PSE Deemed
E262 | To Be Created | Lodging Direct Install | Electric | LED Direction Par 20 | 87 | kWh | per unit | 27.68 | 24.91 | 3 | Comm Lighting | PSE Deemed
E262 | To Be Created | Lodging Direct Install | Electric | LED Direction Par 30 | 137 | kWh | per unit | 31.25 | 28.12 | 3 | Comm Lighting | PSE Deemed
E262 | To Be Created | Lodging Direct Install | Electric | LED Direction Par 30 | 103 | kWh | per unit | 31.25 | 28.12 | 3 | Comm Lighting | PSE Deemed
E262 | To Be Created | Lodging Direct Install | Electric | LED Direction Par 30 | 71 | kWh | per unit | 31.25 | 28.12 | 3 | Comm Lighting | PSE Deemed
E262 | To Be Created | Lodging Direct Install | Electric | LED Direction Par 30 | 74 | kWh | per unit | 31.25 | 28.12 | 3 | Comm Lighting | PSE Deemed
E262 | To Be Created | Lodging Direct Install | Electric | LED Par 38 & 40 | 185 | kWh | per unit | 31.25 | 28.12 | 3 | Comm Lighting | PSE Deemed
E262 | To Be Created | Lodging Direct Install | Electric | LED Par 38 & 40 | 139 | kWh | per unit | 31.25 | 28.12 | 3 | Comm Lighting | PSE Deemed
E262 | To Be Created | Lodging Direct Install | Electric | LED Par 38 & 40 | 96 | kWh | per unit | 31.25 | 28.12 | 3 | Comm Lighting | PSE Deemed
E262 | To Be Created | Lodging Direct Install | Electric | LED Par 38 & 40 | 100 | kWh | per unit | 31.25 | 28.12 | 3 | Comm Lighting | PSE Deemed
E262 | To Be Created | Lodging Direct Install | Electric | LED Decorative | 86 | kWh | per unit | 11.97 | 10.77 | 3 | Comm Lighting | PSE Deemed
E262 | To Be Created | Lodging Direct Install | Electric | LED Decorative | 64 | kWh | per unit | 11.97 | 10.77 | 3 | Comm Lighting | PSE Deemed
E262 | To Be Created | Lodging Direct Install | Electric | LED Decorative | 45 | kWh | per unit | 11.97 | 10.77 | 3 | Comm Lighting | PSE Deemed
E262 | To Be Created | Lodging Direct Install | Electric | LED Decorative | 46 | kWh | per unit | 11.97 | 10.77 | 3 | Comm Lighting | PSE Deemed
E262 | To Be Created | Lodging Direct Install | Electric | Super Low Flow Shwrhd - Fitness Cntr (ELEC) | 4288 | kWh | per unit | 21.67 | 19.5 | 10 | Comm Water Heat | PSE Deemed
E262 | To Be Created | Lodging Direct Install | Electric | Refrigeration - Food Service -Auto Closer for Main Freezer Doors | 2786 | kWh | per unit | 169 | 152.1 | 10 | Comm Refrigeration | PSE Deemed
E262 | To Be Created | Lodging Direct Install | Electric | Night Covers for Multi-deck and Horizontal Display Case | 14 | kWh | per unit | 52 | 46.8 | 5 | Comm Refrigeration | RTF Deemed
E262 | To Be Created | Lodging Direct Install | Electric | Strip Curtains - G Store - Freezer | 535 | kWh | per unit | 9.1 | 8.19 | 2 | Comm Refrigeration | RTF Deemed
E262 | To Be Created | Lodging Direct Install | Electric | Strip Curtains - G Store - Cooler | 123 | kWh | per unit | 9.1 | 8.19 | 2 | Comm Refrigeration | RTF Deemed
E262 | To Be Created | Lodging Direct Install | Electric | Strip Curtains - C Store - Freezer | 31 | kWh | per unit | 9.1 | 8.19 | 2 | Comm Refrigeration | RTF Deemed
E262 | To Be Created | Lodging Direct Install | Electric | Strip Curtains - Rest - Freezer | 129 | kWh | per unit | 9.1 | 8.19 | 2 | Comm Refrigeration | RTF Deemed
E262 | To Be Created | Lodging Direct Install | Electric | Display Case ECM | 477 | kWh | per unit | 172.25 | 155.03 | 15 | Comm Refrigeration | PSE Deemed
E262 | To Be Created | Lodging Direct Install | Electric | Walk-In ECM | 1199 | kWh | per unit | 204.75 | 184.28 | 15 | Comm Refrigeration | PSE Deemed
E262 | To Be Created | Lodging Direct Install | Electric | Case Lighting - Occupancy Sensor / Dimming Controls | 9.59 | kWh | per unit | 4.29 | 3.86 | 8 | Comm Lighting | PSE Deemed
E262 | To Be Created | Lodging Direct Install | Electric | Controls - Anti-Sweat Heat (Low Temp) | 369 | kWh | per unit | 42.25 | 38.03 | 8 | Comm Refrigeration | RTF Deemed
E262 | To Be Created | Lodging Direct Install | Electric | Controls - Anti-Sweat Heat (Med Temp) | 230 | kWh | per unit | 42.25 | 38.03 | 8 | Comm Refrigeration | RTF Deemed
E262 | To Be Created | Lodging Direct Install | Electric | Controls - Floating Head Pressure - Medium Temp | 757 | kWh | per unit | 364 | 327.6 | 15 | Comm Refrigeration | RTF Deemed
E262 | To Be Created | Lodging Direct Install | Electric | Controls - Floating Head Pressure - Low Temp | 855 | kWh | per unit | 364 | 327.6 | 15 | Comm Refrigeration | RTF Deemed
E262 | To Be Created | Lodging Direct Install | Electric | Kitchen Hood Vent Controlled/VFD (RETRO) | 4486 | kWh | per unit | 1653.6 | 1488.24 | 8 | Comm Space Heat | PSE Deemed
E262 | 18231134 | Small Business Direct Install | Electric | LED Open sign | 158 | kWh | per unit | 165 | 165 | 12 | Comm Lighting | PSE Deemed
E262 | 18231134 | Small Business Direct Install | Electric | Load Sensing Smart Strip | 100 | kWh | per unit | 54.6 | 54.6 | 5 | Comm Lighting | RTF Deemed
E262 | 18231134 | Small Business Direct Install | Electric | Activity Sensing Smart Controller | 300 | kWh | per unit | 65 | 65 | 5 | Comm Lighting | RTF Deemed
E262 | 18231134 | Small Business Direct Install | Electric | Occupancy Sensors (<100W) | 46 | kWh | per unit | 82 | 82 | 10 | Comm Lighting | PSE Deemed
E262 | 18231134 | Small Business Direct Install | Electric | Occupancy Sensors (>100W And <150W) | 116 | kWh | per unit | 82 | 82 | 10 | Comm Lighting | PSE Deemed
E262 | 18231134 | Small Business Direct Install | Electric | Occupancy Sensors (>150W And <200W) | 162 | kWh | per unit | 82 | 82 | 10 | Comm Lighting | PSE Deemed
E262 | 18231134 | Small Business Direct Install | Electric | Occupancy Sensors (>200W And <450W) | 302 | kWh | per unit | 82 | 82 | 10 | Comm Lighting | PSE Deemed
E262 | 18231134 | Small Business Direct Install | Electric | Occupancy Sensors (>450) | 464 | kWh | per unit | 82 | 82 | 10 | Comm Lighting | PSE Deemed
E262 | 18231134 | Small Business Direct Install | Electric | LED Exit Sign | 153 | kWh | per unit | 60 | 60 | 10 | Comm Lighting | PSE Deemed
E262 | 18231134 | Small Business Direct Install | Electric | 2' 1L T12 to 2' 1L T8 2015 | 41 | kWh | per unit | 52.23 | 10.25 | 12 | Comm Lighting | PSE Deemed
E262 | 18231134 | Small Business Direct Install | Electric | 3' 1L T12 to 3' 1L T8 2015 | 70 | kWh | per unit | 53.28 | 17.5 | 12 | Comm Lighting | PSE Deemed
E262 | 18231134 | Small Business Direct Install | Electric | 4' 1L T12 to 4' 1L T8 2015 | 66 | kWh | per unit | 54.75 | 16.5 | 12 | Comm Lighting | PSE Deemed
E262 | 18231134 | Small Business Direct Install | Electric | 4' 2L T12 HO to 4' 2L T8 2015 | 421 | kWh | per unit | 57.23 | 40.06 | 12 | Comm Lighting | PSE Deemed
E262 | 18231134 | Small Business Direct Install | Electric | 4' 1L T8 to LED | 34 | kWh | per unit | 53.29 | 8.5 | 12 | Comm Lighting | PSE Deemed
E262 | 18231134 | Small Business Direct Install | Electric | 4' 2L T12 to 4' 2L T8 2015 | 136 | kWh | per unit | 57.23 | 34 | 12 | Comm Lighting | PSE Deemed
E262 | 18231134 | Small Business Direct Install | Electric | 4' 2L T12 to 4' 2L LED | 264 | kWh | per unit | 73.89 | 66 | 12 | Comm Lighting | PSE Deemed
E262 | 18231134 | Small Business Direct Install | Electric | 4' 2L T8 to 4' 2L LED | 190 | kWh | per unit | 73.89 | 47.5 | 12 | Comm Lighting | PSE Deemed
E262 | 18231134 | Small Business Direct Install | Electric | 4' 3L T12 HO to 4' 3L T8 | 632 | kWh | per unit | 61.25 | 42.88 | 12 | Comm Lighting | PSE Deemed
E262 | 18231134 | Small Business Direct Install | Electric | 4' 3L T12 to 4' 3L LED | 421 | kWh | per unit | 97.97 | 68.58 | 12 | Comm Lighting | PSE Deemed
E262 | 18231134 | Small Business Direct Install | Electric | 4' 3L T8 to 4' 3L LED | 281 | kWh | per unit | 97.97 | 70.25 | 12 | Comm Lighting | PSE Deemed
E262 | 18231134 | Small Business Direct Install | Electric | 4' 4L T12 to 4' 2L T8 (delamp & reflector) | 446 | kWh | per unit | 88.83 | 62.18 | 12 | Comm Lighting | PSE Deemed
E262 | 18231134 | Small Business Direct Install | Electric | 4' 2L LED (delamp & reflector) | 463 | kWh | per unit | 92.26 | 64.58 | 12 | Comm Lighting | PSE Deemed
E262 | 18231134 | Small Business Direct Install | Electric | 4' 2L LED (delamp & reflector) | 322 | kWh | per unit | 92.26 | 64.58 | 12 | Comm Lighting | PSE Deemed
E262 | 18231134 | Small Business Direct Install | Electric | 4' 4L T12 to 4' 4L T8 | 273 | kWh | per unit | 67.83 | 47.48 | 12 | Comm Lighting | PSE Deemed
E262 | 18231134 | Small Business Direct Install | Electric | 4' 4L LED | 525 | kWh | per unit | 125.1 | 87.57 | 12 | Comm Lighting | PSE Deemed
E262 | 18231134 | Small Business Direct Install | Electric | 4' 4L LED | 376 | kWh | per unit | 125.1 | 87.57 | 12 | Comm Lighting | PSE Deemed
E262 | 18231134 | Small Business Direct Install | Electric | 4' 4L T12 to 4' 3L T8 (delamp) | 360 | kWh | per unit | 91 | 63.7 | 12 | Comm Lighting | PSE Deemed
E262 | 18231134 | Small Business Direct Install | Electric | 4' 3L LED (delamp) | 562 | kWh | per unit | 101.63 | 71.14 | 12 | Comm Lighting | PSE Deemed
E262 | 18231134 | Small Business Direct Install | Electric | 4' 3L LED (delamp) | 413 | kWh | per unit | 101.63 | 71.14 | 12 | Comm Lighting | PSE Deemed
E262 | 18231134 | Small Business Direct Install | Electric | 4' 4L T12 HO to 4' 2L T8 (delamp & reflector) | 1016 | kWh | per unit | 88.83 | 62.18 | 12 | Comm Lighting | PSE Deemed
E262 | 18231134 | Small Business Direct Install | Electric | 4' 2L LED (delamp & reflector) | 599 | kWh | per unit | 92.68 | 64.88 | 12 | Comm Lighting | PSE Deemed
E262 | 18231134 | Small Business Direct Install | Electric | 4' 2L LED (delamp & reflector) | 450 | kWh | per unit | 92.68 | 64.88 | 12 | Comm Lighting | PSE Deemed
E262 | 18231134 | Small Business Direct Install | Electric | 8' 1L T12 HO F96 to 4' 2L 28W (retro kit 2L 8') | 260 | kWh | per unit | 97.5 | 68.25 | 12 | Comm Lighting | PSE Deemed
E262 | 18231134 | Small Business Direct Install | Electric | 4' 2L LED (retro kit 2L 8') | 231 | kWh | per unit | 95.12 | 66.58 | 12 | Comm Lighting | PSE Deemed
E262 | 18231134 | Small Business Direct Install | Electric | 4' 2L LED (retro kit 2L 8') | 165 | kWh | per unit | 95.12 | 66.58 | 12 | Comm Lighting | PSE Deemed
E262 | 18231134 | Small Business Direct Install | Electric | 8' 2L T12 HO F96 to 4' 4L 28W (retro kit 4L 8' NBF) | 516 | kWh | per unit | 98 | 68.6 | 12 | Comm Lighting | PSE Deemed
E262 | 18231134 | Small Business Direct Install | Electric | 4' 4L LED (retro kit 4L 8') | 467 | kWh | per unit | 143.55 | 100.49 | 12 | Comm Lighting | PSE Deemed
E262 | 18231134 | Small Business Direct Install | Electric | 4' 4L LED (retro kit 4L 8') | 335 | kWh | per unit | 143.55 | 83.75 | 12 | Comm Lighting | PSE Deemed
E262 | 18231134 | Small Business Direct Install | Electric | 8' 1L T8 F96 to 4' 2L 28W (retro kit 2L 8') | 50 | kWh | per unit | 78 | 12.5 | 12 | Comm Lighting | PSE Deemed
E262 | 18231134 | Small Business Direct Install | Electric | 4' 2L LED (retro kit 2L 8') | 355 | kWh | per unit | 95.95 | 67.17 | 12 | Comm Lighting | PSE Deemed
E262 | 18231134 | Small Business Direct Install | Electric | 8' 2L T8 F96 to 4' 4L 28W (retro kit 4L 8') | 103 | kWh | per unit | 90.25 | 25.75 | 12 | Comm Lighting | PSE Deemed
E262 | 18231134 | Small Business Direct Install | Electric | 4' 4L LED (retro kit 4L 8' NBF) | 116 | kWh | per unit | 144.38 | 29 | 12 | Comm Lighting | PSE Deemed
E262 | 18231134 | Small Business Direct Install | Electric | 8' 2L T12 Delamp to 4' 2L T8 (retro kit delamp) | 397 | kWh | per unit | 114.17 | 79.92 | 12 | Comm Lighting | PSE Deemed
E262 | 18231134 | Small Business Direct Install | Electric | 4' 2L LED (retro kit delamp) | 405 | kWh | per unit | 92.68 | 64.88 | 12 | Comm Lighting | PSE Deemed
E262 | 18231134 | Small Business Direct Install | Electric | LED Fixture | 1557 | kWh | per unit | 297.7 | 208.39 | 12 | Comm Lighting | PSE Deemed
E262 | 18231134 | Small Business Direct Install | Electric | LED Fixture | 1656 | kWh | per unit | 578.5 | 404.95 | 12 | Comm Lighting | PSE Deemed
E262 | 18231134 | Small Business Direct Install | Electric | 400W HID to 4' 6L T8 (HBF) | 1107 | kWh | per unit | 236.54 | 165.58 | 12 | Comm Lighting | PSE Deemed
E262 | 18231134 | Small Business Direct Install | Electric | 80W Multi-Lamp Inc Fixture to 2L F17T8 (NBF) | 202 | kWh | per unit | 108 | 50.5 | 12 | Comm Lighting | PSE Deemed
E262 | 18231134 | Small Business Direct Install | Electric | 2L F17T8 (NBF) | 368 | kWh | per unit | 108 | 75.6 | 12 | Comm Lighting | PSE Deemed
E262 | 18231134 | Small Business Direct Install | Electric | 2L F25T8 (NBF) | 479 | kWh | per unit | 109 | 76.3 | 12 | Comm Lighting | PSE Deemed
E262 | 18231134 | Small Business Direct Install | Electric | 2L F28T8 (NBF) | 793 | kWh | per unit | 111 | 77.7 | 12 | Comm Lighting | PSE Deemed
E262 | 18231134 | Small Business Direct Install | Electric | Fixture LED, 35w Area (barn) w/ photo | 685 | kWh | per unit | 211.25 | 147.88 | 12 | Comm Lighting | PSE Deemed
E262 | 18231134 | Small Business Direct Install | Electric | LED Canopy fixture | 685 | kWh | per unit | 430.4 | 171.25 | 12 | Comm Lighting | PSE Deemed
E262 | 18231134 | Small Business Direct Install | Electric | <30W LED Wall Pack with Photocell | 601 | kWh | per unit | 156.25 | 109.38 | 12 | Comm Lighting | PSE Deemed
E262 | 18231134 | Small Business Direct Install | Electric | Recessed Can 8" LED | 190 | kWh | per unit | 81.9 | 47.5 | 12 | Comm Lighting | PSE Deemed
E262 | 18231134 | Small Business Direct Install | Electric | LED A Lamp 7W | 43 | kWh | per unit | 18.7 | 18.7 | 12 | Comm Lighting | PSE Deemed
E262 | 18231134 | Small Business Direct Install | Electric | LED A Lamp 7W | 44 | kWh | per unit | 18.7 | 18.7 | 3 | Comm Lighting | PSE Deemed
E262 | 18231134 | Small Business Direct Install | Electric | LED A Lamp 7W | 46 | kWh | per unit | 18.7 | 18.7 | 3 | Comm Lighting | PSE Deemed
E262 | 18231134 | Small Business Direct Install | Electric | LED A Lamp 7W | 58 | kWh | per unit | 18.7 | 18.7 | 3 | Comm Lighting | PSE Deemed
E262 | 18231134 | Small Business Direct Install | Electric | LED A Lamp 7W | 63 | kWh | per unit | 18.7 | 18.7 | 3 | Comm Lighting | PSE Deemed
E262 | 18231134 | Small Business Direct Install | Electric | LED A Lamp 7W | 69 | kWh | per unit | 18.7 | 18.7 | 3 | Comm Lighting | PSE Deemed
E262 | 18231134 | Small Business Direct Install | Electric | LED A Lamp 7W | 84 | kWh | per unit | 18.7 | 18.7 | 3 | Comm Lighting | PSE Deemed
E262 | 18231134 | Small Business Direct Install | Electric | LED A Lamp 7W | 157 | kWh | per unit | 18.7 | 18.7 | 3 | Comm Lighting | PSE Deemed
E262 | 18231134 | Small Business Direct Install | Electric | LED A Lamp 11W | 68 | kWh | per unit | 19.68 | 19.68 | 3 | Comm Lighting | PSE Deemed
E262 | 18231134 | Small Business Direct Install | Electric | LED A Lamp 11W | 69 | kWh | per unit | 19.68 | 19.68 | 3 | Comm Lighting | PSE Deemed
E262 | 18231134 | Small Business Direct Install | Electric | LED A Lamp 11W | 72 | kWh | per unit | 19.68 | 19.68 | 3 | Comm Lighting | PSE Deemed
E262 | 18231134 | Small Business Direct Install | Electric | LED A Lamp 11W | 90 | kWh | per unit | 19.68 | 19.68 | 3 | Comm Lighting | PSE Deemed
E262 | 18231134 | Small Business Direct Install | Electric | LED A Lamp 11W | 99 | kWh | per unit | 19.68 | 19.68 | 3 | Comm Lighting | PSE Deemed
E262 | 18231134 | Small Business Direct Install | Electric | LED A Lamp 11W | 108 | kWh | per unit | 19.68 | 19.68 | 3 | Comm Lighting | PSE Deemed
E262 | 18231134 | Small Business Direct Install | Electric | LED A Lamp 11W | 133 | kWh | per unit | 19.68 | 19.68 | 3 | Comm Lighting | PSE Deemed
E262 | 18231134 | Small Business Direct Install | Electric | LED A Lamp 11W | 247 | kWh | per unit | 19.68 | 19.68 | 3 | Comm Lighting | PSE Deemed
E262 | 18231134 | Small Business Direct Install | Electric | LED A Lamp 5W Globe | 31 | kWh | per unit | 21.07 | 21.07 | 3 | Comm Lighting | PSE Deemed
E262 | 18231134 | Small Business Direct Install | Electric | LED A Lamp 5W Globe | 31 | kWh | per unit | 21.07 | 21.07 | 3 | Comm Lighting | PSE Deemed
E262 | 18231134 | Small Business Direct Install | Electric | LED A Lamp 5W Globe | 33 | kWh | per unit | 21.07 | 21.07 | 3 | Comm Lighting | PSE Deemed
E262 | 18231134 | Small Business Direct Install | Electric | LED A Lamp 5W Globe | 41 | kWh | per unit | 21.07 | 21.07 | 3 | Comm Lighting | PSE Deemed
E262 | 18231134 | Small Business Direct Install | Electric | LED A Lamp 5W Globe | 45 | kWh | per unit | 21.07 | 21.07 | 3 | Comm Lighting | PSE Deemed
E262 | 18231134 | Small Business Direct Install | Electric | LED A Lamp 5W Globe | 49 | kWh | per unit | 21.07 | 21.07 | 3 | Comm Lighting | PSE Deemed
E262 | 18231134 | Small Business Direct Install | Electric | LED A Lamp 5W Globe | 60 | kWh | per unit | 21.07 | 21.07 | 3 | Comm Lighting | PSE Deemed
E262 | 18231134 | Small Business Direct Install | Electric | LED A Lamp 5W Globe | 112 | kWh | per unit | 21.07 | 21.07 | 3 | Comm Lighting | PSE Deemed
E262 | 18231134 | Small Business Direct Install | Electric | LED MR 16 | 58 | kWh | per unit | 32.41 | 32.41 | 3 | Comm Lighting | PSE Deemed
E262 | 18231134 | Small Business Direct Install | Electric | LED MR 16 | 59 | kWh | per unit | 32.41 | 32.41 | 3 | Comm Lighting | PSE Deemed
E262 | 18231134 | Small Business Direct Install | Electric | LED MR 16 | 61 | kWh | per unit | 32.41 | 32.41 | 3 | Comm Lighting | PSE Deemed
E262 | 18231134 | Small Business Direct Install | Electric | LED MR 16 | 77 | kWh | per unit | 32.41 | 32.41 | 3 | Comm Lighting | PSE Deemed
E262 | 18231134 | Small Business Direct Install | Electric | LED MR 16 | 84 | kWh | per unit | 32.41 | 32.41 | 3 | Comm Lighting | PSE Deemed
E262 | 18231134 | Small Business Direct Install | Electric | LED MR 16 | 92 | kWh | per unit | 32.41 | 32.41 | 3 | Comm Lighting | PSE Deemed
E262 | 18231134 | Small Business Direct Install | Electric | LED MR 16 | 113 | kWh | per unit | 32.41 | 32.41 | 3 | Comm Lighting | PSE Deemed
E262 | 18231134 | Small Business Direct Install | Electric | LED MR 16 | 210 | kWh | per unit | 32.41 | 32.41 | 3 | Comm Lighting | PSE Deemed
E262 | 18231134 | Small Business Direct Install | Electric | LED Direction Par 20 | 82 | kWh | per unit | 36.68 | 36.68 | 3 | Comm Lighting | PSE Deemed
E262 | 18231134 | Small Business Direct Install | Electric | LED Direction Par 20 | 84 | kWh | per unit | 36.68 | 36.68 | 3 | Comm Lighting | PSE Deemed
E262 | 18231134 | Small Business Direct Install | Electric | LED Direction Par 20 | 87 | kWh | per unit | 36.68 | 36.68 | 3 | Comm Lighting | PSE Deemed
E262 | 18231134 | Small Business Direct Install | Electric | LED Direction Par 20 | 110 | kWh | per unit | 36.68 | 36.68 | 3 | Comm Lighting | PSE Deemed
E262 | 18231134 | Small Business Direct Install | Electric | LED Direction Par 20 | 120 | kWh | per unit | 36.68 | 36.68 | 3 | Comm Lighting | PSE Deemed
E262 | 18231134 | Small Business Direct Install | Electric | LED Direction Par 20 | 131 | kWh | per unit | 36.68 | 36.68 | 3 | Comm Lighting | PSE Deemed
E262 | 18231134 | Small Business Direct Install | Electric | LED Direction Par 20 | 161 | kWh | per unit | 36.68 | 36.68 | 3 | Comm Lighting | PSE Deemed
E262 | 18231134 | Small Business Direct Install | Electric | LED Direction Par 20 | 299 | kWh | per unit | 36.68 | 36.68 | 3 | Comm Lighting | PSE Deemed
E262 | 18231134 | Small Business Direct Install | Electric | LED Direction Par 30 | 70 | kWh | per unit | 50.64 | 50.64 | 3 | Comm Lighting | PSE Deemed
E262 | 18231134 | Small Business Direct Install | Electric | LED Direction Par 30 | 71 | kWh | per unit | 50.64 | 50.64 | 3 | Comm Lighting | PSE Deemed
E262 | 18231134 | Small Business Direct Install | Electric | LED Direction Par 30 | 74 | kWh | per unit | 50.64 | 50.64 | 3 | Comm Lighting | PSE Deemed
E262 | 18231134 | Small Business Direct Install | Electric | LED Direction Par 30 | 93 | kWh | per unit | 50.64 | 50.64 | 3 | Comm Lighting | PSE Deemed
E262 | 18231134 | Small Business Direct Install | Electric | LED Direction Par 30 | 103 | kWh | per unit | 50.64 | 50.64 | 3 | Comm Lighting | PSE Deemed
E262 | 18231134 | Small Business Direct Install | Electric | LED Direction Par 30 | 112 | kWh | per unit | 50.64 | 50.64 | 3 | Comm Lighting | PSE Deemed
E262 | 18231134 | Small Business Direct Install | Electric | LED Direction Par 30 | 137 | kWh | per unit | 50.64 | 50.64 | 3 | Comm Lighting | PSE Deemed
E262 | 18231134 | Small Business Direct Install | Electric | LED Direction Par 30 | 255 | kWh | per unit | 50.64 | 50.64 | 3 | Comm Lighting | PSE Deemed
E262 | 18231134 | Small Business Direct Install | Electric | LED Par 38 & 40 | 95 | kWh | per unit | 52.35 | 52.35 | 3 | Comm Lighting | PSE Deemed
E262 | 18231134 | Small Business Direct Install | Electric | LED Par 38 & 40 | 96 | kWh | per unit | 52.35 | 52.35 | 3 | Comm Lighting | PSE Deemed
E262 | 18231134 | Small Business Direct Install | Electric | LED Par 38 & 40 | 100 | kWh | per unit | 52.35 | 52.35 | 3 | Comm Lighting | PSE Deemed
E262 | 18231134 | Small Business Direct Install | Electric | LED Par 38 & 40 | 126 | kWh | per unit | 52.35 | 52.35 | 3 | Comm Lighting | PSE Deemed
E262 | 18231134 | Small Business Direct Install | Electric | LED Par 38 & 40 | 139 | kWh | per unit | 52.35 | 52.35 | 3 | Comm Lighting | PSE Deemed
E262 | 18231134 | Small Business Direct Install | Electric | LED Par 38 & 40 | 151 | kWh | per unit | 52.35 | 52.35 | 3 | Comm Lighting | PSE Deemed
E262 | 18231134 | Small Business Direct Install | Electric | LED Par 38 & 40 | 185 | kWh | per unit | 52.35 | 52.35 | 3 | Comm Lighting | PSE Deemed
E262 | 18231134 | Small Business Direct Install | Electric | LED Par 38 & 40 | 344 | kWh | per unit | 52.35 | 52.35 | 3 | Comm Lighting | PSE Deemed
E262 | 18231134 | Small Business Direct Install | Electric | LED Decorative | 159 | kWh | per unit | 27.69 | 27.69 | 3 | Comm Lighting | PSE Deemed
E262 | 18231134 | Small Business Direct Install | Electric | LED Decorative | 58 | kWh | per unit | 27.69 | 27.69 | 3 | Comm Lighting | PSE Deemed
E262 | 18231134 | Small Business Direct Install | Electric | LED Decorative | 44 | kWh | per unit | 27.69 | 27.69 | 3 | Comm Lighting | PSE Deemed
E262 | 18231134 | Small Business Direct Install | Electric | LED Decorative | 86 | kWh | per unit | 27.69 | 27.69 | 3 | Comm Lighting | PSE Deemed
E262 | 18231134 | Small Business Direct Install | Electric | LED Decorative | 70 | kWh | per unit | 27.69 | 27.69 | 3 | Comm Lighting | PSE Deemed
E262 | 18231134 | Small Business Direct Install | Electric | LED Decorative | 64 | kWh | per unit | 27.69 | 27.69 | 3 | Comm Lighting | PSE Deemed
E262 | 18231134 | Small Business Direct Install | Electric | LED Decorative | 45 | kWh | per unit | 27.69 | 27.69 | 3 | Comm Lighting | PSE Deemed
E262 | 18231134 | Small Business Direct Install | Electric | LED Decorative | 46 | kWh | per unit | 27.69 | 27.69 | 3 | Comm Lighting | PSE Deemed
E262 | 18231134 | Small Business Direct Install | Electric | E Aer (ELEC) 0.5 GPM | 712 | kWh | per unit | 13.68 | 13.68 | 3 | Comm Lighting | PSE Deemed
E262 | 18231134 | Small Business Direct Install | Electric | E Aer (ELEC) 1.0 GPM | 350 | kWh | per unit | 10.95 | 10.95 | 5 | Comm Water Heat | PSE Deemed
E262 | 18231134 | Small Business Direct Install | Electric | Pre-rinse sprayer, SBO >2.6 to 1.6 | 1208 | kWh | per unit | 71.21 | 71.21 | 5 | Comm Water Heat | PSE Deemed
E262 | 18231134 | Small Business Direct Install | Electric | Pre-rinse sprayer, SBO 1.6 to 1.6 | 839 | kWh | per unit | 71.21 | 71.21 | 5 | Comm Water Heat | PSE Deemed
E262 | 18231134 | Small Business Direct Install | Electric | Pre-rinse sprayer, SBO 2.2 to 1.6 | 1322 | kWh | per unit | 71.21 | 71.21 | 5 | Comm Water Heat | PSE Deemed
E262 | 18231134 | Small Business Direct Install | Electric | Pre-rinse sprayer, SBO 2.6 to 1.6 | 2187 | kWh | per unit | 71.21 | 71.21 | 5 | Comm Water Heat | PSE Deemed
E262 | 18231134 | Small Business Direct Install | Electric | Super Low Flow Shwrhd - Std (ELEC) | 228 | kWh | per unit | 23.93 | 23.93 | 5 | Comm Water Heat | PSE Deemed
E262 | 18231134 | Small Business Direct Install | Electric | Super Low Flow Shwrhd - Fitness Cntr (ELEC) | 4288 | kWh | per unit | 23.93 | 23.93 | 10 | Comm Water Heat | PSE Deemed
E262 | 18231134 | Small Business Direct Install | Electric | Refrigerated DC 5' T12 to LED | 340 | kWh | per unit | 178.44 | 85 | 10 | Comm Water Heat | PSE Deemed
E262 | 18231134 | Small Business Direct Install | Electric | Refrigerated DC 5' T8 to LED | 263 | kWh | per unit | 178.44 | 65.75 | 12 | Comm Water Heat | PSE Deemed
E262 | 18231134 | Small Business Direct Install | Electric | Refrigerated DC 6' T12 to LED | 408 | kWh | per unit | 191.17 | 102 | 12 | Comm Lighting | PSE Deemed
E262 | 18231134 | Small Business Direct Install | Electric | Refrigerated DC 6' T8 to LED | 315 | kWh | per unit | 191.17 | 78.75 | 12 | Comm Lighting | PSE Deemed
E262 | 18231134 | Small Business Direct Install | Electric | Gaskets for Walk-In Freezer - Main Door | 235 | kWh | per unit | 6.5 | 6.5 | 4 | Comm Lighting | RTF Deemed
E262 | 18231134 | Small Business Direct Install | Electric | Gaskets for Walk-In Cooler - Main Door | 40 | kWh | per unit | 8 | 8 | 4 | Comm Lighting | RTF Deemed
E262 | 18231134 | Small Business Direct Install | Electric | Vending Cooler Miser | 40 | kWh | per unit | 175.5 | 175.5 | 4 | Comm Refrigeration | PSE Deemed
E262 | 18231134 | Small Business Direct Install | Electric | Suction Line Insulation for Walk-In Refrigeration Units | 107 | kWh | per unit | 46.15 | 46.15 | 5 | Comm Refrigeration | PSE Deemed
E262 | 18231134 | Small Business Direct Install | Electric | Suction Line Insulation for Walk-In Freezer Units | 148 | kWh | per unit | 46.15 | 46.15 | 5 | Comm Refrigeration | PSE Deemed
E262 | 18231134 | Small Business Direct Install | Electric | Refrigeration - Food Service -Auto Closer for Main Cooler Doors | 1075 | kWh | per unit | 46.15 | 37 | 10 | Comm Refrigeration | PSE Deemed
E262 | 18231134 | Small Business Direct Install | Electric | Refrigeration - Food Service -Auto Closer for Main Freezer Doors | 2786 | kWh | per unit | 169 | 116.75 | 10 | Comm Refrigeration | PSE Deemed
E262 | 18231134 | Small Business Direct Install | Electric | Night Covers for Multi-deck and Horizontal Display Case | 14 | kWh | per unit | 169 | 0 | 5 | Comm Refrigeration | PSE Deemed
E262 | 18231134 | Small Business Direct Install | Electric | Strip Curtains - G Store - Freezer | 535 | kWh | per unit | 9.1 | 9.1 | 2 | Comm Refrigeration | RTF Deemed
E262 | 18231134 | Small Business Direct Install | Electric | Strip Curtains - G Store - Cooler | 123 | kWh | per unit | 9.1 | 9.1 | 2 | Comm Refrigeration | RTF Deemed
E262 | 18231134 | Small Business Direct Install | Electric | Strip Curtains - C Store - Freezer | 31 | kWh | per unit | 9.1 | 9.1 | 2 | Comm Refrigeration | RTF Deemed
E262 | 18231134 | Small Business Direct Install | Electric | Strip Curtains - Rest - Freezer | 129 | kWh | per unit | 9.1 | 9.1 | 2 | Comm Refrigeration | RTF Deemed
E262 | 18231134 | Small Business Direct Install | Electric | Display Case ECM | 477 | kWh | per unit | 172.25 | 119.25 | 15 | Comm Refrigeration | RTF Deemed
E262 | 18231134 | Small Business Direct Install | Electric | Walk-In ECM | 1199 | kWh | per unit | 204.75 | 143.33 | 15 | Comm Refrigeration | RTF Deemed
E262 | 18231134 | Small Business Direct Install | Electric | Case Lighting - Occupancy Sensor / Dimming Controls | 10 | kWh | per unit | 4.29 | 4.29 | 8 | Comm Lighting | RTF Deemed
E262 | 18231134 | Small Business Direct Install | Electric | Controls - Anti-Sweat Heat (Low Temp) | 369 | kWh | per unit | 42.25 | 42.25 | 8 | Comm Refrigeration | RTF Deemed
E262 | 18231134 | Small Business Direct Install | Electric | Controls - Anti-Sweat Heat (Med Temp) | 230 | kWh | per unit | 42.25 | 42.25 | 8 | Comm Refrigeration | RTF Deemed
E262 | 18231134 | Small Business Direct Install | Electric | Cases - Add doors to Open Medium Temp Cases | 200 | kWh | per unit | 104 | 50 | 8 | Comm Refrigeration | RTF Deemed
E262 | 18231134 | Small Business Direct Install | Electric | ECM Controller - High Temp | 100 | kWh | per unit | 165.1 | 25 | 8 | Comm Refrigeration | PSE Deemed
E262 | 18231134 | Small Business Direct Install | Electric | ECM Controller- Low Temp | 100 | kWh | per unit | 165.1 | 25 | 8 | Comm Refrigeration | PSE Deemed
E262 | 18231134 | Small Business Direct Install | Electric | Controls - Floating Head Pressure - Medium Temp | 757 | kWh | per unit | 364 | 189.25 | 15 | Comm Refrigeration | RTF Deemed
E262 | 18231134 | Small Business Direct Install | Electric | Controls - Floating Head Pressure - Low Temp | 855 | kWh | per unit | 364 | 213.75 | 15 | Comm Refrigeration | RTF Deemed
E262 | 18231134 | Small Business Direct Install | Electric | Andress Enpower HVAC Controller | 5340 | kWh | per unit | 2544.75 | 1335 | 10 | Comm Space Heat | PSE Deemed
E262 | 18231134 | Small Business Direct Install | Electric | Small Pkg AC, increase refrigerant charge from typical under-charge to factory specified level | 1258 | kWh | per unit | 57.6 | 314.5 | 10 | Comm Space Heat | PSE Deemed
E262 | 18231134 | Small Business Direct Install | Electric | Small Pkg AC, increase refrigerant charge from high under-charge to factory specified level | 1497 | kWh | per unit | 65.6 | 374.25 | 10 | Comm Space Heat | PSE Deemed
E262 | 18231134 | Small Business Direct Install | Electric | Small Pkg AC, decrease refrigerant charge from typical over-charge to factory specified level | 1353 | kWh | per unit | 48 | 338.25 | 10 | Comm Space Heat | PSE Deemed
E262 | 18231134 | Small Business Direct Install | Electric | Small Pkg AC, decrease refrigerant charge from high over-charge to factory specified level | 1322 | kWh | per unit | 48 | 330.5 | 10 | Comm Space Heat | PSE Deemed
E262 | 18231134 | Small Business Direct Install | Electric | Programmable Communicating Thermostat | 473 | kWh | per unit | 237.25 | 118.25 | 10 | Comm Space Heat | PSE Deemed
E262 | 18231134 | Small Business Direct Install | Electric | Packages Heat Pump (PTAC) | 380 | kWh | per unit | 845 | 95 | 10 | Comm Space Heat | PSE Deemed
E262 | 18231134 | Small Business Direct Install | Electric | Bi-Level | 457 | kWh | per unit | 233.5 | 114.25 | 12 | Comm Lighting | PSE Deemed
E262 | 18231134 | Small Business Direct Install | Electric | 2' 1L T12 HO To 2' 1L T8 2015 | 198 | kWh | per unit | 52.23 | 49.5 | 12 | Comm Lighting | PSE Deemed
G201 | 18230661 | Low Income Weatherization | Gas | Furnace / Heating: Gas Furnace Replacement >90% ~ TG, MF | 66 | Therm | per unit | 600 | 600 | 18 | Res Space Heat | PSE Deemed
G201 | 18230661 | Low Income Weatherization | Gas | Furnace / Heating: Gas Furnace Replacement >90% ~ TG, SF | 89 | Therm | per unit | 692 | 692 | 18 | Res Space Heat | PSE Deemed
G201 | 18230661 | Low Income Weatherization | Gas | Insulation, Ceiling: Attic Insulation (R0 to R38) ~ TG, MF | 0.09 | Therm | square foot | 0.95 | 0.95 | 30 | Res Space Heat | PSE Deemed
G201 | 18230661 | Low Income Weatherization | Gas | Insulation, Ceiling: Attic Insulation (R0 to R38) ~ TG, SF | 0.09 | Therm | square foot | 0.95 | 0.95 | 30 | Res Space Heat | PSE Deemed
G201 | 18230661 | Low Income Weatherization | Gas | Insulation, Ceiling: Attic Insulation (R11 to R38) ~ TG, MF | 0.06 | Therm | square foot | 0.7 | 0.7 | 30 | Res Space Heat | PSE Deemed
G201 | 18230661 | Low Income Weatherization | Gas | Insulation, Ceiling: Attic Insulation (R11 to R38) ~ TG, SF | 0.02 | Therm | square foot | 0.7 | 0.7 | 30 | Res Space Heat | PSE Deemed
G201 | 18230661 | Low Income Weatherization | Gas | Insulation: Duct Insulation (R0-R11) ~ TG, SF | 0.2 | Therm | linear foot | 2.5 | 2.5 | 30 | Res Space Heat | PSE Deemed
G201 | 18230661 | Low Income Weatherization | Gas | Insulation: Floor Insulation (R0-R30) ~ TG, SF | 0.04 | Therm | square foot | 0.85 | 0.85 | 30 | Res Space Heat | PSE Deemed
G201 | 18230661 | Low Income Weatherization | Gas | Insulation: Wall Insulation (R0-R11) ~ TG, MF | 0.06 | Therm | square foot | 0.85 | 0.85 | 30 | Res Space Heat | PSE Deemed
G201 | 18230661 | Low Income Weatherization | Gas | Insulation: Wall Insulation (R0-R11) ~ TG, SF | 0.07 | Therm | square foot | 0.85 | 0.85 | 30 | Res Space Heat | PSE Deemed
G201 | 18230661 | Low Income Weatherization | Gas | Low Cost: Showerheads 2.0 GPM ~ TG, MF | 6 | Therm | per unit | 25 | 25 | 30 | Res Water Heat | RTF Deemed
G201 | 18230661 | Low Income Weatherization | Gas | Low Cost: Showerheads 2.0 GPM ~ TG, MH | 6 | Therm | per unit | 25 | 25 | 25 | Res Water Heat | RTF Deemed
G201 | 18230661 | Low Income Weatherization | Gas | Low Cost: Showerheads 2.0 GPM~ TG, SF | 6 | Therm | per unit | 25 | 25 | 30 | Res Water Heat | RTF Deemed
G201 | 18230661 | Low Income Weatherization | Gas | Duct Sealing: Duct Sealing ~ TG, MH | 39.4 | Therm | per unit | 350 | 350 | 18 | Res Space Heat | PSE Deemed
G201 | 18230661 | Low Income Weatherization | Gas | Duct Sealing: Duct Sealing ~ TG, SF | 30 | Therm | per unit | 350 | 350 | 20 | Res Space Heat | PSE Deemed
G201 | 18230661 | Low Income Weatherization | Gas | Structure Sealing: Shell Sealing ~ TG, MH | 0.01 | Therm | square foot | 0.4 | 0.4 | 25 | Res Space Heat | PSE Deemed
G201 | 18230661 | Low Income Weatherization | Gas | Structure Sealing: Shell Sealing ~ TG, SF | 0.02 | Therm | square foot | 0.4 | 0.4 | 15 | Res Space Heat | PSE Deemed
G201 | 18230661 | Low Income Weatherization | Gas | Water Heater: Pipe Insulation ~ TG, MF | 0.9 | Therm | linear foot | 5.5 | 5.5 | 15 | Res Water Heat | PSE Deemed
G201 | 18230661 | Low Income Weatherization | Gas | Water Heater: Pipe Insulation ~ TG, MH | 0.9 | Therm | linear foot | 5.5 | 5.5 | 15 | Res Water Heat | PSE Deemed
G201 | 18230661 | Low Income Weatherization | Gas | Water Heater: Pipe Insulation ~ TG, SF | 0.9 | Therm | linear foot | 5.5 | 5.5 | 15 | Res Water Heat | PSE Deemed
G201 | 18230661 | Low Income Weatherization | Gas | Common Area Measures: Space Heating Boiler Replacement ~ TG, MF | 734 | Therm | calculated | 4152 | 4152 | 24 | Comm Space Heat | PSE Deemed
G201 | 18230661 | Low Income Weatherization | Gas | Common Area Measures: Water Heating Boiler Replacement ~ TG, MF | 1100 | Therm | calculated | 6150 | 6150 | 15 | Comm Water Heat | PSE Deemed
G201 | 18230661 | Low Income Weatherization | Gas | Common Area Measures: Combined Space and Water Heat TG. MF | 1923 | Therm | calculated | 9000 | 9000 | 19 | Comm Space Heat | PSE Deemed
G201 | 18230661 | Low Income Weatherization | Gas | Integrated Space and Water Heat~SF | 173 | Therm | per unit | 1526 | 1526 | 18 | Res Space Heat | PSE Deemed
G201 | 18230661 | Low Income Weatherization | Gas | Integrated Space and Water Heat~MF | 129.5 | Therm | per unit | 1144 | 1144 | 18 | Res Space Heat | PSE Deemed
G201 | 18230661 | Low Income Weatherization | Gas | Aerator - 1.5 gpm GWH - Direct Install, SF | 1.64 | Therm | per unit | 2 | 2 | 10 | Res Water Heat | PSE Deemed
G201 | 18230661 | Low Income Weatherization | Gas | Aerator - 1.5 gpm GWH - Direct Install, MF | 2 | Therm | per unit | 2 | 2 | 10 | Res Water Heat | PSE Deemed
G201 | 18230661 | Low Income Weatherization | Gas | Aerator - 1.5 gpm GWH - Direct Install, MH | 1.64 | Therm | per unit | 2 | 2 | 10 | Res Water Heat | PSE Deemed
G201 | 18230661 | Low Income Weatherization | Gas | Insulation, Ceiling: Attic Insulation (R0 to R49) ~ TE, SF | 0.09 | Therm | square foot | 0.95 | 0.95 | 30 | Res Space Heat | PSE Deemed
G201 | 18230661 | Low Income Weatherization | Gas | Insulation, Ceiling: Attic Insulation (R0 to R49) ~ TE, MF | 0.09 | Therm | square foot | 0.95 | 0.95 | 30 | Res Space Heat | PSE Deemed
G201 | 18230661 | Low Income Weatherization | Gas | Insulation, Ceiling: Attic Insulation (R11 to R49) ~ TE, SF | 0.02 | Therm | square foot | 0.7 | 0.7 | 30 | Res Space Heat | PSE Deemed
G201 | 18230661 | Low Income Weatherization | Gas | Insulation, Ceiling: Attic Insulation (R19 to R49) ~ TE, MF | 0.03 | Therm | square foot | 0.7 | 0.7 | 30 | Res Space Heat | PSE Deemed
G201 | 18230661 | Low Income Weatherization | Gas | Furnace / Heating: Gas Furnace Replacement >90% ~ TG, MH | 89 | Therm | per unit | 692 | 692 | 18 | Res Space Heat | PSE Deemed
G201 | 18230661 | Low Income Weatherization | Gas | Insulation, Attic: R0 to R30 ~ TG, MH | 0.01 | Therm | square foot | 0.7 | 0.7 | 25 | Res Space Heat | PSE Deemed
G201 | 18230661 | Low Income Weatherization | Gas | Insulation: Duct Insulation (R0-R11) ~ TG, MF | 0.2 | Therm | linear foot | 2.5 | 2.5 | 30 | Res Space Heat | PSE Deemed
G201 | 18230661 | Low Income Weatherization | Gas | Insulation: Floor (R0 to R22) ~ TG, MH | 0.02 | Therm | square foot | 0.7 | 0.7 | 25 | Res Space Heat | PSE Deemed
G201 | 18230661 | Low Income Weatherization | Gas | Insulation: Floor Insulation (R0-R30) ~ TG, MF | 0.06 | Therm | square foot | 0.85 | 0.85 | 30 | Res Space Heat | PSE Deemed
G201 | 18230661 | Low Income Weatherization | Gas | Insulation: Floor Insulation (R0-R30) ~ TG, MH | 0.06 | Therm | square foot | 0.8 | 0.8 | 25 | Res Space Heat | PSE Deemed
G201 | 18230661 | Low Income Weatherization | Gas | Insulation: Wall Insulation (R0-R11) ~ TG, MH | 0.08 | Therm | square foot | 0.8 | 0.8 | 25 | Res Space Heat | PSE Deemed
G214 | 18230638 | SF Existing Space Heat | Gas | Efficient 95% Gas Furnace (Note: Raised from 90%) | 110 | Therm | per unit | 603 | 350 | 18 | Res Space Heat | PSE Deemed
G214 | 18230638 | SF Existing Space Heat | Gas | Energy Star qualified Boilers (95% AFUE) | 119 | Therm | per unit | 1393 | 350 | 20 | Res Space Heat | PSE Deemed
G214 | 18230638 | SF Existing Space Heat | Gas | High Efficiency Natural Gas Fireplace | 72 | Therm | per home | 562 | 200 | 20 | Res Space Heat | PSE Deemed
G214 | 18230638 | SF Existing Space Heat | Gas | NEW Integrated Space & Water Heating | 173 | Therm | per home | 1526 | 800 | 18 | Res Space Heat | PSE Deemed
G214 | 18230637 | SF Existing Weatherization | Gas | Air Sealing CFM 50 - Gas | 0.02 | Therm | per unit | 0.66 | 0.66 | 15 | Res Space Heat | RTF Deemed
G214 | 18230637 | SF Existing Weatherization | Gas | Attic Insulation R-0 to R-49 - Gas | 0.1 | Therm | square foot | 1.12 | 0.28 | 30 | Res Space Heat | PSE Deemed
G214 | 18230637 | SF Existing Weatherization | Gas | Attic Insulation R-11 to R-49 - Gas | 0.03 | Therm | square foot | 0.98 | 0.28 | 30 | Res Space Heat | PSE Deemed
G214 | 18230637 | SF Existing Weatherization | Gas | Floor Insulation R-0 to R-30 - Gas | 0.04 | Therm | square foot | 1.32 | 0.11 | 30 | Res Space Heat | PSE Deemed
G214 | 18230637 | SF Existing Weatherization | Gas | Home Performance with Energy Star | 0 | Therm | per home | 600 | 400 | 1 | Res Space Heat
G214 | 18230637 | SF Existing Weatherization | Gas | HEA - Inhome - Gas | 0 | Therm | per home | 165 | 165 | 1 | Res Space Heat
G214 | 18230637 | SF Existing Weatherization | Gas | Prescriptive Duct Sealing and Insulation - Gas | 75 | Therm | per unit | 1000 | 400 | 20 | Res Space Heat | PSE Deemed
G214 | 18230637 | SF Existing Weatherization | Gas | Showerhead - leave behind | 16 | Therm | per unit | 15 | 15 | 10 | Res Water Heat | RTF Deemed
G214 | 18230637 | SF Existing Weatherization | Gas | Wall Insulation R-0 to R-13 - Gas | 0.09 | Therm | square foot | 1.39 | 0.33 | 30 | Res Space Heat | PSE Deemed
G214 | 18230637 | SF Existing Weatherization | Gas | Windows Single Pane to U..30 - Gas | 0.64 | Therm | square foot | 18.51 | 2.78 | 30 | Res Space Heat | PSE Deemed
G214 | 18230637 | SF Existing Weatherization | Gas | Prescriptive air sealing - attic / crawlspace | 0.01 | Therm | square foot | 0.2 | 0.09 | 30 | Res Space Heat | PSE Deemed
G214 | 18230637 | SF Existing Weatherization | Gas | Residentail Aerators 1 GPM | 2.15 | Therm | per unit | 2 | 2 | 10 | Res Water Heat | RTF Deemed
G214 | 18230637 | SF Existing Weatherization | Gas | Residentail Aerators 1.5 GPM | 1.26 | Therm | per unit | 2 | 2 | 10 | Res Water Heat | RTF Deemed
G214 | 18230637 | SF Existing Weatherization | Gas | Low-e Storm Window Double Pane Metal Framed | 0.19 | Therm | square foot | 8.94 | 2.78 | 20 | Res Space Heat | PSE Deemed
G214 | 18230637 | SF Existing Weatherization | Gas | Windows Double Pane to U.30 - Gas | 0.23 | Therm | square foot | 18.51 | 2.78 | 30 | Res Space Heat | PSE Deemed
G214 | 18230637 | SF Existing Weatherization | Gas | Duct Pilot | 75 | Therm | per home | 1000 | 800 | 20 | Res Space Heat | PSE Deemed
G214 | 18230637 | SF Existing Weatherization | Gas | Rental Assessment | 0 | Therm | per home | 265 | 265 | 1 | Res Space Heat | PSE Deemed
G214 | 18230738 | Home Energy Reports | Gas | Home Energy Reports (Original)- Gas | 13 | Therm | per home | 1.39 | 1.39 | 2 | Res Water Heat | PSE Deemed
G249R | 18230622 | Residential Energy Reports | Gas | Individual Energy Reports- Expansion- HRU | 7 | Therm | per home | 1 | 1 | 2 | Res Water Heat | PSE Deemed
G249R | 18230622 | Residential Energy Reports | Gas | Individual Energy Reports- Expansion- Rural | 3 | Therm | per home | 1 | 1 | 2 | Res Water Heat | PSE Deemed
G249R | 18230622 | Residential Energy Reports | Gas | Refill Year 1 | 7 | Therm | per home | 1 | 1 | 2 | Res Water Heat | PSE Deemed
G214 | 18230434G | Home Appliances | Gas | Clothes Washer CEE Tier 1 Any WH/Any Dryer - Frontload | 1.2 | Therm | per unit | $ - | $ - | 14 | Res Water Heat | RTF Deemed
G214 | 18230434G | Home Appliances | Gas | Clothes Washer CEE Tier 2 Any WH/Any Dryer | 1.9 | Therm | per unit | $ - | $ - | 14 | Res Water Heat | RTF Deemed
G214 | 18230434G | Home Appliances | Gas | Clothes Washer CEE Tier 3 Any WH/Any Dryer | 2 | Therm | per unit | $ - | $ - | 14 | Res Water Heat | RTF Deemed
G214 | 18230434G | Home Appliances | Gas | Showerhead - Engagement_C - Appl Repl - 1.5 gpm (G) | 5 | Therm | per unit | 3.33 | 3.33 | 10 | Res Water Heat | RTF Deemed
G214 | 18230434G | Home Appliances | Gas | Clothes Washer AnyWH/Any Dryer - Topload | 0.09 | Therm | per unit | $ - | $ - | 14 | Res Water Heat | RTF Deemed
G214 | 18230700 | Residential Showerheads | Gas | Adapter - ShowerStart (G) | 8.06 | Therm | per unit | 30 | 10 | 10 | Res Water Heat | PSE Deemed
G214 | 18230700 | Residential Showerheads | Gas | Showerhead - Engagement_C - Elec WH (G) | 5 | Therm | per unit | 24 | 3.5 | 10 | Res Water Heat | PSE Deemed
G214 | 18230700 | Residential Showerheads | Gas | Showerhead - Retail - Gas WH - 1.50 gpm and less | 10.2 | Therm | per unit | 24 | 10 | 10 | Res Water Heat | PSE Deemed
G214 | 18230700 | Residential Showerheads | Gas | Showerhead - Retail - Gas WH - 1.51 to 1.75 gpm | 7.9 | Therm | per unit | 24 | 10 | 10 | Res Water Heat | PSE Deemed
G214 | 18230700 | Residential Showerheads | Gas | Showerhead - Retail - Gas WH - 1.76 to 2.0 gpm | 5.3 | Therm | per unit | 24 | 10 | 10 | Res Water Heat | PSE Deemed
G214 | 18230700 | Residential Showerheads | Gas | Showerhead - Retail_C - Any WH - 1.50 gpm and less (G) | 5.1 | Therm | per unit | 24 | 4 | 10 | Res Water Heat | PSE Deemed
G214 | 18230700 | Residential Showerheads | Gas | Showerhead - Retail_C - Any WH - 1.51 to 1.75 gpm (G) | 3.9 | Therm | per unit | 24 | 4 | 10 | Res Water Heat | PSE Deemed
G214 | 18230700 | Residential Showerheads | Gas | Showerhead - Retail_C - Any WH - 1.76 to 2.0 gpm (G) | 2.6 | Therm | per unit | 24 | 4 | 10 | Res Water Heat | PSE Deemed
G214 | 18230700 | Residential Showerheads | Gas | Showerhead - Retail_GO - Any WH - 1.50 gpm and less | 5.31 | Therm | per unit | 24 | 10 | 10 | Res Water Heat | PSE Deemed
G214 | 18230700 | Residential Showerheads | Gas | Showerhead - Retail_GO - Any WH - 1.51 to 1.75 gpm | 4.1 | Therm | per unit | 24 | 10 | 10 | Res Water Heat | PSE Deemed
G214 | 18230700 | Residential Showerheads | Gas | Showerhead - Retail_GO - Any WH - 1.76 to 2.0 gpm | 2.74 | Therm | per unit | 24 | 10 | 10 | Res Water Heat | PSE Deemed
G214 | 18230700 | Residential Showerheads | Gas | Showerhead - ShowerStart - 1.5 gpm (G) | 13.67 | Therm | per unit | 40 | 10 | 10 | Res Water Heat | PSE Deemed
G214 | 18230700 | Residential Showerheads | Gas | Adapter-ShowerStart - C_Gas Water Heat | 4.95 | Therm | per unit | 15 | 3.5 | 10 | Res Water Heat | PSE Deemed
G214 | 18230700 | Residential Showerheads | Gas | Showerhead-ShowerStart - C_Gas Water Heat | 8.39 | Therm | per unit | 20 | 3.5 | 10 | Res Water Heat | PSE Deemed
G214 | 18230700 | Residential Showerheads | Gas | WaterSense Faucet - Any WH - 1.5 gpm or below (G) | 0.72 | Therm | per unit | 20 | 10 | 10 | Res Water Heat | PSE Deemed
G214 | 18230700 | Residential Showerheads | Gas | WaterSense Faucet - Any WH - 1.5 gpm or below - C | 0.69 | Therm | per unit | 20 | 3.5 | 10 | Res Water Heat | PSE Deemed
G214 | 18230700 | Residential Showerheads | Gas | Annual Energy Savings 1.5 gpm, NG Only Territory | 0.72 | Therm | per unit | 2 | 2 | 10 | Res Water Heat | PSE Deemed
G214 | 18230700 | Residential Showerheads | Gas | Annual Energy Savings 1.0 gpm, NG Only Territory | 1.23 | Therm | per unit | 2 | 2 | 10 | Res Water Heat | PSE Deemed
G214 | 18230700 | Residential Showerheads | Gas | Annual Energy Savings 1.5 gpm, Combined Territory NG | 0.69 | Therm | per unit | 2 | 0.3 | 10 | Res Water Heat | PSE Deemed
G214 | 18230700 | Residential Showerheads | Gas | Annual Energy Savings 1.0 gpm, Combined Territory NG | 1.18 | Therm | per unit | 2 | 0.3 | 10 | Res Water Heat | PSE Deemed
G214 | 18230687 | Web-Enabled Thermostat | Gas | Web-Enabled Thermostat (Retail) | 17 | Therm | per unit | 187.35 | 75 | 20 | Res Space Heat | PSE Deemed
G214 | 18230687 | Web-Enabled Thermostat | Gas | Web-Enabled Thermostat (Contractor Installed) | 17 | Therm | per unit | 292.18 | 75 | 20 | Res Space Heat | PSE Deemed
G217 | 18230736 | Multi-Family Retrofit | Gas | Aerator - 1.5 gpm GWH - Direct Install | 2 | Therm | per unit | 2.1 | 2.1 | 10 | Res Water Heat | PSE Deemed
G217 | 18230736 | Multi-Family Retrofit | Gas | Attic Insulation R-0 to R-38 | 0.09 | Therm | square foot | 1.06 | 0.75 | 30 | Res Space Heat | PSE Deemed
G217 | 18230736 | Multi-Family Retrofit | Gas | Attic Insulation R-11 to R-38 | 0.06 | Therm | square foot | 0.75 | 0.75 | 30 | Res Space Heat | PSE Deemed
G217 | 18230736 | Multi-Family Retrofit | Gas | Boiler (Domestic Water + Space Heating) Replacement (Calculated) | 1923 | Therm | calculated | 36251 | 11660 | 24 | Comm Space Heat | Calculated
G217 | 18230736 | Multi-Family Retrofit | Gas | Boiler (Domestic Water) Replacement (Calculated) | 1100 | Therm | calculated | 11560 | 5500 | 15 | Comm Water Heat | Calculated
G217 | 18230736 | Multi-Family Retrofit | Gas | Boiler (Pool Heating ) (Calculated) | 412 | Therm | calculated | 3600 | 1686 | 24 | Comm Water Heat | Calculated
G217 | 18230736 | Multi-Family Retrofit | Gas | Boiler (Space Heating ) Replacement (Calculated) | 734 | Therm | calculated | 6000 | 3670 | 24 | Comm Space Heat | Calculated
G217 | 18230736 | Multi-Family Retrofit | Gas | Floor Insulation R-0 to R-30 | 0.05 | Therm | square foot | 1.59 | 0.75 | 30 | Res Space Heat | PSE Deemed
G217 | 18230736 | Multi-Family Retrofit | Gas | High Efficiency Natural Gas Fireplace - In-unit | 72 | Therm | per home | 562 | 200 | 20 | Res Space Heat | PSE Deemed
G217 | 18230736 | Multi-Family Retrofit | Gas | Integrated Space & Water Heating Natural Gas Boiler - In-unit | 129.7 | Therm | per home | 1526 | 800 | 18 | Res Space Heat | PSE Deemed
G217 | 18230736 | Multi-Family Retrofit | Gas | Natural Gas Boiler (.95 AFUE) - In-unit | 89.3 | Therm | per home | 1393 | 350 | 20 | Res Space Heat | PSE Deemed
G217 | 18230736 | Multi-Family Retrofit | Gas | Natural Gas Furnace (.95 AFUE) - In-unit | 82.4 | Therm | per home | 603 | 250 | 18 | Res Space Heat | PSE Deemed
G217 | 18230736 | Multi-Family Retrofit | Gas | Showerhead - Max 1.5 gpm GWH - Direct Install | 13 | Therm | per unit | 18 | 18 | 10 | Res Water Heat | PSE Deemed
G217 | 18230736 | Multi-Family Retrofit | Gas | Thermostatic Restrictor Handheld Showerhead | 15 | Therm | per unit | 58 | 58 | 10 | Res Water Heat | PSE Deemed
G217 | 18230736 | Multi-Family Retrofit | Gas | Thermostatic Restrictor Showerhead | 15 | Therm | per unit | 41 | 41 | 10 | Res Water Heat | PSE Deemed
G217 | 18230736 | Multi-Family Retrofit | Gas | Thermostatic Restrictor Showerhead Adaptor | 2.6 | Therm | per unit | 33 | 33 | 10 | Res Water Heat | PSE Deemed
G217 | 18230736 | Multi-Family Retrofit | Gas | Variable Speed Drive - Gas | 2724 | Therm | calculated | 63620 | 27238 | 15 | Comm Space Heat | PSE Deemed
G217 | 18230736 | Multi-Family Retrofit | Gas | Wall Insulation R-0 to R-11 | 0.05 | Therm | square foot | 0.76 | 0.75 | 30 | Res Space Heat | PSE Deemed
G217 | 18230736 | Multi-Family Retrofit | Gas | Windows (single to double paned) U= 1.2 to 0.30 | 0.88 | Therm | square foot | 20.61 | 7 | 30 | Res Space Heat | PSE Deemed
G217 | 18230736 | Multi-Family Retrofit | Gas | Windows (single to triple paned) U= 1.2 to 0.22 | 0.96 | Therm | square foot | 21.97 | 9 | 30 | Res Space Heat | PSE Deemed
G217 | 18230736 | Multi-Family Retrofit | Gas | CBTU | 6000 | Therm | calculated | 8000 | 4000 | 5 | Comm Space Heat | PSE Deemed
G217 | 18230736 | Multi-Family Retrofit | Gas | Aerator - 1.0 gpm GWH - Direct Install | 3.4 | Therm | per unit | 2.1 | 2.1 | 10 | Res Water Heat | PSE Deemed
G217 | 18230736 | Multi-Family Retrofit | Gas | Strategic Energy Management | 3400 | Therm | calculated | 1000 | 1000 | 3 | Res Space Heat | PSE Deemed
G218 | 18230673 | Multi-Family Retrofit | Gas | Condensing Boiler - Space Heat | 1 | Therm | per unit | 5 | 5 | 24 | Comm Space Heat | Calculated
G218 | 18230673 | Multi-Family Retrofit | Gas | Condensing Boiler - DHW | 1 | Therm | per unit | 3.88 | 3.88 | 15 | Comm Water Heat | Calculated
G218 | 18230673 | Multi-Family Retrofit | Gas | Condensing Water Heater - DHW | 1 | Therm | per unit | 1.84 | 1.84 | 7 | Comm Water Heat | Calculated
G218 | 18230673 | Multi-Family Retrofit | Gas | Solar Thermal | 24 | Therm | per unit | 2.7 | 2.5 | 10 | Comm Water Heat | PSE Deemed
G218 | 18230673 | Multi-Family Retrofit | Gas | 1.75 gpm max showerhead | 9 | Therm | per unit | 31 | 15 | 10 | Res Water Heat | PSE Deemed
G218 | 18230673 | Multi-Family Retrofit | Gas | 1.50 gpm max showerhead | 13 | Therm | per unit | 31 | 25 | 10 | Res Water Heat | PSE Deemed
G218 | 18230673 | Multi-Family Retrofit | Gas | Whole Building | 1272 | Therm | calculated | 135 | 100 | 14 | Res Space Heat | PSE Deemed
G262 | 18231027 | Commercial Kitchen/Laundry | Gas | Commercial Fryer - G | 630 | Therm | per unit | 1017 | 500 | 8 | Comm Cooking | PSE Deemed
G262 | 18231027 | Commercial Kitchen/Laundry | Gas | Steam Cooker - 3 Pan - $250 - G | 1256 | Therm | per unit | 284 | 250 | 9 | Comm Cooking | PSE Deemed
G262 | 18231027 | Commercial Kitchen/Laundry | Gas | Steam Cooker - 4 Pan - $250 - G | 1675 | Therm | per unit | 378 | 250 | 9 | Comm Cooking | PSE Deemed
G262 | 18231027 | Commercial Kitchen/Laundry | Gas | Steam Cooker - 5 Pan - $250 - G | 2093 | Therm | per unit | 473 | 250 | 9 | Comm Cooking | PSE Deemed
G262 | 18231027 | Commercial Kitchen/Laundry | Gas | Steam Cooker - 6 Pan - $500 - G | 2512 | Therm | per unit | 567 | 500 | 9 | Comm Cooking | PSE Deemed
G262 | 18231027 | Commercial Kitchen/Laundry | Gas | Steam Cooker - 10 Pan - $500 - G | 4187 | Therm | per unit | 946 | 500 | 9 | Comm Cooking | PSE Deemed
G262 | 18231027 | Commercial Kitchen/Laundry | Gas | Convection Oven - Full Size - $1000 - G | 357 | Therm | per unit | 1177 | 1000 | 12 | Comm Cooking | PSE Deemed
G262 | 18231027 | Commercial Kitchen/Laundry | Gas | Convection Oven - Double - $2000 - G | 714 | Therm | per unit | 2354 | 2000 | 12 | Comm Cooking | PSE Deemed
G262 | 18231027 | Commercial Kitchen/Laundry | Gas | Combination Oven - $2000 - G | 798 | Therm | per unit | 3588 | 2000 | 12 | Comm Cooking | PSE Deemed
G262 | 18231027 | Commercial Kitchen/Laundry | Gas | Double Rack Oven - $2000 - G | 2100 | Therm | per unit | 4128 | 2000 | 12 | Comm Cooking | PSE Deemed
G262 | 18231027 | Commercial Kitchen/Laundry | Gas | Conveyer Oven - $2000 - G | 884 | Therm | per unit | 4731 | 2000 | 12 | Comm Cooking | PSE Deemed
G262 | 18231027 | Commercial Kitchen/Laundry | Gas | Conveyer Oven - $4000 - G | 1768 | Therm | per unit | 9462 | 4000 | 12 | Comm Cooking | PSE Deemed
G262 | 18231027 | Commercial Kitchen/Laundry | Gas | Dishwasher - Under Counter Low Temp - $150 - G | 105 | Therm | per unit | 232 | 150 | 10 | Comm Water Heat | PSE Deemed
G262 | 18231027 | Commercial Kitchen/Laundry | Gas | Dishwasher - Under Counter High Temp - $0 - G | 45 | Therm | per unit | 40 | $ - | 10 | Comm Water Heat | PSE Deemed
G262 | 18231027 | Commercial Kitchen/Laundry | Gas | Dishwasher - Door Type Low Temp - $750 - G | 666 | Therm | per unit | 2659 | 750 | 15 | Comm Water Heat | PSE Deemed
G262 | 18231027 | Commercial Kitchen/Laundry | Gas | Dishwasher - Door Type High Temp - $250 - G | 290 | Therm | per unit | 846 | 250 | 15 | Comm Water Heat | PSE Deemed
G262 | 18231027 | Commercial Kitchen/Laundry | Gas | Dishwasher - ST Low Temp - $1000 - G | 538 | Therm | per unit | 5385 | 1000 | 20 | Comm Water Heat | PSE Deemed
G262 | 18231027 | Commercial Kitchen/Laundry | Gas | Dishwasher - ST High Temp - $250 - G | 176 | Therm | per unit | 1436 | 250 | 20 | Comm Water Heat | PSE Deemed
G262 | 18231027 | Commercial Kitchen/Laundry | Gas | Dishwasher - MT Low Temp - $1500 - G | 776 | Therm | per unit | 3394 | 1500 | 20 | Comm Water Heat | PSE Deemed
G262 | 18231027 | Commercial Kitchen/Laundry | Gas | Dishwasher - MT High Temp - $500 - G | 667 | Therm | per unit | 1082 | 500 | 20 | Comm Water Heat | PSE Deemed
G262 | 18231027 | Commercial Kitchen/Laundry | Gas | Hot Water Heater- Kitchen - G | 613 | Therm | per unit | 1644 | 800 | 7 | Comm Water Heat | PSE Deemed
G262 | 18231027 | Commercial Kitchen/Laundry | Gas | Boiler - Kitchen - G | 800 | Therm | per unit | 3191 | 1500 | 15 | Comm Water Heat | PSE Deemed
G262 | 18231027 | Commercial Kitchen/Laundry | Gas | Commercial Washer - GWH / G Dryer | 32 | Therm | per unit | 210 | 150 | 7 | Comm Water Heat | PSE Deemed
G262 | 18231027 | Commercial Kitchen/Laundry | Gas | Commercial Washer - GWH Only | 20 | Therm | per unit | 61 | 60 | 7 | Comm Water Heat | PSE Deemed
G262 | 18231027 | Commercial Kitchen/Laundry | Gas | Commercial Washer - G Dryer Only | 12 | Therm | per unit | 33 | 30 | 7 | Comm Water Heat | PSE Deemed
G262 | 18231027 | Commercial Kitchen/Laundry | Gas | Hot Water Heater - Laundry - G | 597 | Therm | per unit | 1644 | 800 | 7 | Comm Water Heat | PSE Deemed
G262 | 18231027 | Commercial Kitchen/Laundry | Gas | Boiler - Laundry - G | 597 | Therm | per unit | 3191 | 1500 | 15 | Comm Water Heat | PSE Deemed
G262 | 18231027 | Commercial Kitchen/Laundry | Gas | Additional Measures evaluated by Consultant (RFP) | 56824 | Therm | calculated | $ - | 166583 | 15 | Comm Cooking | PSE Deemed
G262 | 18231029 | Commercial HVAC | Gas | Premium Service | 7500 | Therm | calculated | 0 | 0 | 5 | Comm Space Heat | PSE Deemed
G262 | 18231029 | Commercial HVAC | Gas | Web Enabled Thermostats No Electric Heat | 61 | Therm | per unit | 167 | 150 | 5 | Comm Space Heat | PSE Deemed
G262 | 18231029 | Commercial HVAC | Gas | Advanced Rooftop Controls 2000-4000 hours | 4 | Therm | per unit | 100 | 25 | 10 | Comm Space Heat | PSE Deemed
G262 | 18231029 | Commercial HVAC | Gas | Advanced Rooftop Controls greater than 4000 hours | 11 | Therm | per unit | 100 | 50 | 10 | Comm Space Heat | PSE Deemed
G262 | 18231029 | Commercial HVAC | Gas | HVAC retrofit | 7500 | Therm | calculated | 40000 | 0 | 15 | Comm Space Heat | PSE Deemed
G262 | 18231029 | Commercial HVAC | Gas | HVAC Demand Control Ventilation - G | 1000 | Therm | per unit | 0 | 0 | 15 | Comm Space Heat | PSE Deemed
G262 | To Be Created | Small Agriculture Direct Install | Gas | G Aer (GAS) 0.50 GPM | 32 | Therm | per unit | 10.95 | 10.95 | 5 | Comm Water Heat | PSE Deemed
G262 | To Be Created | Small Agriculture Direct Install | Gas | G Aer (GAS) 1.0 GPM | 16 | Therm | per unit | 10.95 | 10.95 | 5 | Comm Water Heat | PSE Deemed
G262 | To Be Created | Small Agriculture Direct Install | Gas | Pre-rinse sprayer, SBO >2.6 to 1.6 (GAS) | 53 | Therm | per unit | 70.42 | 35.21 | 5 | Comm Water Heat | PSE Deemed
G262 | To Be Created | Small Agriculture Direct Install | Gas | Pre-rinse sprayer, SBO 1.6 to 1.6 (GAS) | 37 | Therm | per unit | 70.42 | 35.21 | 5 | Comm Water Heat | PSE Deemed
G262 | To Be Created | Small Agriculture Direct Install | Gas | Pre-rinse sprayer, SBO 2.2 to 1.6 (GAS) | 58 | Therm | per unit | 70.42 | 35.21 | 5 | Comm Water Heat | PSE Deemed
G262 | To Be Created | Small Agriculture Direct Install | Gas | Pre-rinse sprayer, SBO 2.6 to 1.6 (GAS) | 97 | Therm | per unit | 70.42 | 35.21 | 5 | Comm Water Heat | PSE Deemed
G262 | To Be Created | Small Agriculture Direct Install | Gas | Super Low Flow Shwrhd Std (GAS) | 10 | Therm | per unit | 21.67 | 21.67 | 10 | Comm Water Heat | PSE Deemed
G262 | To Be Created | Small Agriculture Direct Install | Gas | Retro commissioning and Calculated Measures | 100 | Therm | per unit | 200 | 100 | 5 | Comm Space Heat | PSE Deemed
G262 | To Be Created | Small Agriculture Direct Install | Gas | Programmable Communicating Thermostat (Gas) | 99 | Therm | per unit | 237.25 | 118.63 | 10 | Comm Space Heat | PSE Deemed
G262 | To Be Created | Lodging Direct Install | Gas | G Aer (GAS) 0.50 GPM | 32 | Therm | per unit | 11.79 | 11.79 | 5 | Comm Water Heat | PSE Deemed
G262 | To Be Created | Lodging Direct Install | Gas | G Aer (GAS) 1.0 GPM | 16 | Therm | per unit | 10.95 | 10.95 | 5 | Comm Water Heat | PSE Deemed
G262 | To Be Created | Lodging Direct Install | Gas | Pre-rinse sprayer, SBO >2.6 to 1.6 (GAS) | 53 | Therm | per unit | 70.42 | 70.42 | 5 | Comm Water Heat | PSE Deemed
G262 | To Be Created | Lodging Direct Install | Gas | Pre-rinse sprayer, SBO 1.6 to 1.6 (GAS) | 37 | Therm | per unit | 70.42 | 70.42 | 5 | Comm Water Heat | PSE Deemed
G262 | To Be Created | Lodging Direct Install | Gas | Pre-rinse sprayer, SBO 2.2 to 1.6 (GAS) | 58 | Therm | per unit | 70.42 | 70.42 | 5 | Comm Water Heat | PSE Deemed
G262 | To Be Created | Lodging Direct Install | Gas | Pre-rinse sprayer, SBO 2.6 to 1.6 (GAS) | 97 | Therm | per unit | 70.42 | 70.42 | 5 | Comm Water Heat | PSE Deemed
G262 | To Be Created | Lodging Direct Install | Gas | Super Low Flow Shwrhd Std (GAS) | 5 | Therm | per unit | 21.67 | 21.67 | 10 | Comm Water Heat | PSE Deemed
G262 | To Be Created | Lodging Direct Install | Gas | Water Heater Line Insualtion (Gas) | 2 | Therm | per unit | 14.95 | 14.95 | 5 | Comm Water Heat | PSE Deemed
G262 | To Be Created | Lodging Direct Install | Gas | Programmable Communicating Thermostat (Gas) | 50 | Therm | per unit | 237.25 | 237.25 | 10 | Comm Space Heat | PSE Deemed
G262 | To Be Created | Lodging Direct Install | Gas | custom incentives | 70000 | Therm | calculated | 160000 | 160000 | 10 | Comm Space Heat | Custom
G262 | 18231022 | Small Business Direct Install | Gas | G Aer (GAS) 0.50 GPM | 25.6 | Therm | per unit | 10.95 | 10.95 | 5 | Comm Water Heat | PSE Deemed
G262 | 18231022 | Small Business Direct Install | Gas | G Aer (GAS) 1.0 GPM | 12.8 | Therm | per unit | 10.95 | 10.95 | 5 | Comm Water Heat | PSE Deemed
G262 | 18231022 | Small Business Direct Install | Gas | Pre-rinse sprayer, SBO >2.6 to 1.6 (GAS) | 53 | Therm | per unit | 70.42 | 70.42 | 5 | Comm Water Heat | PSE Deemed
G262 | 18231022 | Small Business Direct Install | Gas | Pre-rinse sprayer, SBO 1.6 to 1.6 (GAS) | 37 | Therm | per unit | 70.42 | 70.42 | 5 | Comm Water Heat | PSE Deemed
G262 | 18231022 | Small Business Direct Install | Gas | Pre-rinse sprayer, SBO 2.2 to 1.6 (GAS) | 58 | Therm | per unit | 70.42 | 70.42 | 5 | Comm Water Heat | PSE Deemed
G262 | 18231022 | Small Business Direct Install | Gas | Pre-rinse sprayer, SBO 2.6 to 1.6 (GAS) | 97 | Therm | per unit | 70.42 | 70.42 | 5 | Comm Water Heat | PSE Deemed
G262 | 18231022 | Small Business Direct Install | Gas | Super Low Flow Shwrhd Std (GAS) | 10 | Therm | per unit | 21.67 | 21.67 | 10 | Comm Water Heat | PSE Deemed
G262 | 18231022 | Small Business Direct Install | Gas | Retro commissioning and Calculated Measures | 85 | Therm | per unit | 800 | 300.27 | 5 | Comm Space Heat | Calculated
G262 | 18231022 | Small Business Direct Install | Gas | Programmable Communicating Thermostat (Gas) | 99 | Therm | per unit | 237.25 | 237.25 | 10 | Comm Space Heat | PSE Deemed