## Scenario List
1- Preferred Resource Strategy
2- Baseline 1
3- Baseline 2
4- Baseline 3
5- Clean Resource Plan (2027)
6- Clean Resource Plan (2045)
7- SCC Idaho
8- Low Load Forecast
9- High Load Forecast
10- RA Market
11- Electrification 1
12- Electrification 2
13- Electrification 3
14- 2x SCC
15- Colstrip Exit 2025
16- Colstrip Exit 2035
17- Colstrip Exit 2045
18- Clean Energy Delivered Each Hour
19- SCC on Net P/S
20- Use Avg Mrkt for EE SCC
1a- LCP w/ Climate Shift
1b- LCP w/ SCC
21- Maximum WA Customer Benefit
6b- Clean Resource Plan (2045) No Colstrip

## Summary Data
6.68% |  | Rev. Req. |  |  | Optmized Cost |  |  | Rates |  | Stdev |  | 95th V@R |  | System GHG MMT |  | Winter Capacity MW |  | New Energy (aMW) |  | New Dispatch GWh |  | Sales GWh
Scenario | Year | WA | ID | Total | WA | ID | Total | WA | ID | WA | ID | WA | ID | Net | Gross | WA | ID | WA | ID | WA | ID | WA | ID
1- Preferred Resource Strategy | 2022 | 568.0584 | 304.7428 | 872.8012 | 248.3878 | 80.7095 | 329.0973 | 0.10024 | 0.088818 | 17.5355 | 7.3594 | 26.9489 | 11.2368 | 0.89311 | 1.4575 | 0 | 0 | 0 | 0 | 0 | 0 | 5666.8213 | 3431.0872
1- Preferred Resource Strategy | 2023 | 587.0657 | 312.8783 | 899.944 | 256.8928 | 84.079 | 340.9718 | 0.10308 | 0.090915 | 15.1053 | 7.4124 | 29.8478 | 14.1281 | 0.83533 | 1.3981 | 33.271 | 0 | 45.6288 | 0 | 420.4131 | 0 | 5695.406 | 3441.4192
1- Preferred Resource Strategy | 2024 | 615.8944 | 323.8591 | 939.7535 | 278.8098 | 90.1905 | 369.0003 | 0.10769 | 0.093847 | 14.7448 | 8.532 | 23.6113 | 14.09 | 0.85894 | 1.4062 | 67.3094 | 1.6289 | 91.2576 | 0 | 843.321 | 0 | 5718.9796 | 3450.9274
1- Preferred Resource Strategy | 2025 | 634.3471 | 331.9896 | 966.3366 | 274.3674 | 93.3455 | 367.7129 | 0.11051 | 0.095964 | 16.4539 | 9.6597 | 28.8293 | 16.947 | 0.80166 | 1.1839 | 69.0445 | 4.227 | 91.2576 | 0 | 838.6911 | 0 | 5740.232 | 3459.5217
1- Preferred Resource Strategy | 2026 | 635.9075 | 337.9223 | 973.8298 | 272.5016 | 94.1921 | 366.6937 | 0.1105 | 0.097541 | 18.4739 | 11.0645 | 33.0922 | 20.011 | 0.85317 | 1.2621 | 79.8928 | 12.6861 | 97.6256 | 3.332 | 892.412 | 26.8282 | 5754.6559 | 3464.4028
1- Preferred Resource Strategy | 2027 | 672.358 | 367.3233 | 1039.6814 | 266.1004 | 118.3967 | 384.4971 | 0.11658 | 0.10586 | 22.7351 | 13.6889 | 42.6348 | 25.3763 | 0.6694 | 0.85747 | 188.946 | 156.8713 | 172.4529 | 119.397 | 1005.1287 | 203.8223 | 5767.1759 | 3470.0606
1- Preferred Resource Strategy | 2028 | 701.254 | 372.1805 | 1073.4345 | 281.2512 | 117.9479 | 399.1991 | 0.12131 | 0.10707 | 18.6754 | 14.0341 | 31.902 | 24.617 | 0.58072 | 0.81456 | 217.7148 | 157.3051 | 217.6161 | 119.397 | 1413.1208 | 179.8119 | 5780.6817 | 3476.1672
1- Preferred Resource Strategy | 2029 | 716.3992 | 378.376 | 1094.7753 | 281.4639 | 118.7297 | 400.1936 | 0.12364 | 0.10866 | 19.3612 | 14.5675 | 33.2601 | 25.8523 | 0.5894 | 0.77172 | 217.6432 | 157.248 | 217.6161 | 119.397 | 1409.9598 | 179.5093 | 5794.1741 | 3482.2626
1- Preferred Resource Strategy | 2030 | 734.2642 | 382.8496 | 1117.1138 | 285.4201 | 117.6821 | 403.1022 | 0.12654 | 0.10982 | 22.6028 | 17.1118 | 38.626 | 28.0105 | 0.56815 | 0.73964 | 217.5441 | 157.1681 | 217.6161 | 119.397 | 1394.4038 | 160.8958 | 5802.6628 | 3486.0348
1- Preferred Resource Strategy | 2031 | 752.0823 | 387.3765 | 1139.4588 | 287.3714 | 116.581 | 403.9524 | 0.12942 | 0.111 | 23.4815 | 19.4713 | 46.4818 | 38.2118 | 0.59163 | 0.68979 | 261.7986 | 157.0767 | 250.3536 | 119.397 | 1667.6452 | 159.6589 | 5811.0089 | 3489.7442
1- Preferred Resource Strategy | 2032 | 762.4192 | 391.6864 | 1154.1056 | 285.3646 | 115.1557 | 400.5204 | 0.13101 | 0.11212 | 22.8719 | 18.9962 | 40.2061 | 33.5204 | 0.596 | 0.67906 | 264.2905 | 156.974 | 250.3536 | 119.397 | 1665.6355 | 149.7344 | 5819.3307 | 3493.469
1- Preferred Resource Strategy | 2033 | 781.6828 | 400.6309 | 1182.3137 | 291.2761 | 118.2527 | 409.5288 | 0.13413 | 0.11456 | 25.8273 | 21.6989 | 41.8725 | 36.8822 | 0.60287 | 0.66342 | 267.8727 | 156.8484 | 250.3536 | 119.397 | 1660.9148 | 156.6427 | 5827.7761 | 3497.2621
1- Preferred Resource Strategy | 2034 | 796.8346 | 407.9228 | 1204.7574 | 292.4633 | 119.5804 | 412.0436 | 0.13653 | 0.11651 | 27.6561 | 23.111 | 54.4517 | 46.9932 | 0.57519 | 0.63116 | 272.0745 | 156.8028 | 250.3536 | 119.397 | 1653.0855 | 141.7711 | 5836.5168 | 3501.2063
1- Preferred Resource Strategy | 2035 | 814.1097 | 416.2483 | 1230.358 | 294.8915 | 121.8204 | 416.7119 | 0.13927 | 0.11875 | 25.9898 | 22.1083 | 45.0782 | 37.5777 | 0.56092 | 0.59797 | 276.9088 | 158.3774 | 253.2614 | 120.9184 | 1653.2494 | 143.3945 | 5845.7455 | 3505.3862
1- Preferred Resource Strategy | 2036 | 839.941 | 429.719 | 1269.6599 | 319.5621 | 129.0806 | 448.6427 | 0.14344 | 0.12243 | 29.4601 | 24.6344 | 54.0984 | 45.1742 | 0.66483 | 0.71373 | 340.0752 | 191.373 | 304.8106 | 147.8905 | 1725.0724 | 189.4432 | 5855.6752 | 3509.9003
1- Preferred Resource Strategy | 2037 | 856.7856 | 437.8416 | 1294.6272 | 314.3972 | 130.8639 | 445.2611 | 0.14605 | 0.12457 | 30.5408 | 26.1505 | 58.9842 | 55.1441 | 0.59234 | 0.60244 | 340.0057 | 191.2817 | 304.8106 | 147.8905 | 1701.0786 | 165.3016 | 5866.5461 | 3514.8598
1- Preferred Resource Strategy | 2038 | 882.7105 | 453.4297 | 1336.1402 | 334.0775 | 139.9805 | 474.058 | 0.15016 | 0.1288 | 31.3276 | 27.535 | 56.9765 | 49.4048 | 0.60737 | 0.64311 | 350.7619 | 194.3557 | 321.0492 | 156.3869 | 1839.7007 | 246.6594 | 5878.628 | 3520.396
1- Preferred Resource Strategy | 2039 | 899.7756 | 459.8544 | 1359.63 | 333.1142 | 139.7977 | 472.9119 | 0.15271 | 0.13039 | 34.4072 | 30.0932 | 59.9928 | 51.0683 | 0.57829 | 0.5915 | 350.6924 | 194.2644 | 321.0492 | 156.3869 | 1841.1419 | 244.9019 | 5892.2232 | 3526.6297
1- Preferred Resource Strategy | 2040 | 914.5612 | 469.1617 | 1383.7228 | 332.1419 | 142.3579 | 474.4998 | 0.15481 | 0.13277 | 35.4572 | 30.6209 | 65.4182 | 57.5003 | 0.5636 | 0.5543 | 350.6229 | 196.8229 | 321.0492 | 159.0368 | 1832.7696 | 229.9866 | 5907.6757 | 3533.7273
1- Preferred Resource Strategy | 2041 | 928.6038 | 477.3809 | 1405.9847 | 333.4258 | 143.6923 | 477.1181 | 0.15672 | 0.13478 | 36.1213 | 36.2664 | 67.3192 | 72.1415 | 0.58956 | 0.56771 | 377.0285 | 229.3554 | 366.2124 | 189.2814 | 2259.3339 | 284.4085 | 5925.4257 | 3541.8834
1- Preferred Resource Strategy | 2042 | 952.8797 | 491.3396 | 1444.2193 | 352.0317 | 150.6204 | 502.6521 | 0.16026 | 0.13836 | 31.9895 | 35.9996 | 66.1061 | 76.6904 | 0.59338 | 0.59736 | 387.9275 | 229.2527 | 395.1479 | 189.2814 | 2491.4725 | 294.0125 | 5945.9061 | 3551.275
1- Preferred Resource Strategy | 2043 | 994.6487 | 508.8032 | 1503.4519 | 374.5368 | 160.905 | 535.4419 | 0.16662 | 0.14283 | 33.0089 | 38.2428 | 60.4214 | 68.2046 | 0.5505 | 0.51436 | 399.462 | 229.1271 | 425.4012 | 189.2814 | 2712.6835 | 269.1648 | 5969.6806 | 3562.2017
1- Preferred Resource Strategy | 2044 | 1017.9098 | 525.6295 | 1543.5392 | 396.8848 | 170.4008 | 567.2856 | 0.16972 | 0.14703 | 39.0243 | 46.0103 | 76.3179 | 91.8269 | 0.66331 | 0.63832 | 411.1882 | 229.0358 | 424.8555 | 189.2814 | 2762.2428 | 320.72 | 5997.4083 | 3575.043
1- Preferred Resource Strategy | 2045 | 1044.8852 | 547.7765 | 1592.6617 | 404.4596 | 185.0635 | 589.5231 | 0.17329 | 0.15258 | 37.1192 | 49.401 | 65.2637 | 84.8688 | 0.56322 | 0.53725 | 424.9661 | 235.0783 | 461.8149 | 188.9787 | 3025.0163 | 280.9196 | 6029.8598 | 3590.0749
1- Preferred Resource Strategy | NPV | 8702.8311 | 4542.8696 | 13245.7007 | 3447.1629 | 1350.8836 | 4798.0465 |  |  | 273.6196 | 216.2446 | 492.295 | 395.6235 | 8.0891 | 10.8051
1- Preferred Resource Strategy | Levelized | 737.6029 | 385.028 | 1122.6309 | 292.1621 | 114.4933 | 406.6553 |  |  | 23.1905 | 18.3277 | 41.7241 | 33.5308 | 0.68559 | 0.91578
2- Baseline 1 | 2022 | 566.8702 | 306.4549 | 873.325 | 247.2029 | 82.4176 | 329.6204 | 0.10003 | 0.08933 | 17.5362 | 7.3567 | 26.9501 | 11.2326 | 0.89311 | 1.4575 | 0.7674 | 0.47993 | 0 | 0 | 0 | 0 | 5666.9522 | 3430.5951
2- Baseline 1 | 2023 | 576.4458 | 313.131 | 889.5768 | 245.8668 | 84.3227 | 330.1895 | 0.10121 | 0.091018 | 17.4792 | 7.4063 | 34.3883 | 14.1221 | 0.93792 | 1.3981 | 2.5025 | 1.5426 | 0 | 0 | 0 | 0 | 5695.7072 | 3440.3096
2- Baseline 1 | 2024 | 588.8207 | 323.2173 | 912.0379 | 250.886 | 89.5337 | 340.4197 | 0.10295 | 0.093711 | 19.7533 | 8.5208 | 32.0553 | 14.059 | 1.0573 | 1.4062 | 5.7091 | 3.7703 | 0 | 0 | 0 | 0 | 5719.4821 | 3449.0809
2- Baseline 1 | 2025 | 607.7218 | 332.1166 | 939.8384 | 247.0343 | 93.4504 | 340.4847 | 0.10586 | 0.096076 | 22.5097 | 9.6404 | 40.6452 | 16.9284 | 0.9942 | 1.1862 | 10.255 | 6.4178 | 2.9078 | 1.5214 | 2.3535 | 1.2314 | 5740.9692 | 3456.7952
2- Baseline 1 | 2026 | 610.8497 | 339.6291 | 950.4788 | 246.69 | 95.8683 | 342.5583 | 0.10613 | 0.098141 | 25.8657 | 11.0316 | 47.7444 | 19.9541 | 1.0391 | 1.2644 | 18.7931 | 11.2142 | 9.2758 | 4.8534 | 53.6218 | 28.0565 | 5755.5752 | 3460.6386
2- Baseline 1 | 2027 | 658.2362 | 365.52 | 1023.7562 | 256.9782 | 116.5533 | 373.5314 | 0.11411 | 0.10549 | 30.8278 | 13.6073 | 58.0722 | 25.1938 | 0.86988 | 0.88482 | 196.4149 | 119.5698 | 139.0318 | 92.8589 | 250.937 | 162.0679 | 5768.2865 | 3465.1337
2- Baseline 1 | 2028 | 674.546 | 368.9206 | 1043.4666 | 258.131 | 114.6375 | 372.7685 | 0.11666 | 0.10632 | 31.6843 | 13.9403 | 53.4002 | 24.3614 | 0.84749 | 0.83813 | 200.054 | 119.6265 | 139.0318 | 92.8589 | 223.2562 | 143.5074 | 5782.0418 | 3469.993
2- Baseline 1 | 2029 | 689.3002 | 376.3356 | 1065.6358 | 258.089 | 116.6281 | 374.7171 | 0.11893 | 0.1083 | 32.3965 | 14.4557 | 57.4742 | 25.7708 | 0.84616 | 0.79529 | 204.1989 | 119.5352 | 139.0318 | 92.8589 | 222.7375 | 143.2234 | 5795.7994 | 3474.8043
2- Baseline 1 | 2030 | 703.8248 | 383.9214 | 1087.7462 | 258.221 | 118.6822 | 376.9032 | 0.12125 | 0.11041 | 37.4824 | 16.9737 | 61.3749 | 27.704 | 0.81686 | 0.76039 | 205.8344 | 119.4552 | 139.0318 | 92.8589 | 200.9346 | 128.7383 | 5804.5719 | 3477.3054
2- Baseline 1 | 2031 | 724.2198 | 394.4069 | 1118.6268 | 264.9014 | 123.5295 | 388.4309 | 0.12458 | 0.11334 | 40.1495 | 18.4035 | 78.0008 | 37.0406 | 0.85153 | 0.7339 | 267.8126 | 151.8168 | 188.9419 | 118.9733 | 406.8092 | 236.2803 | 5813.2345 | 3479.794
2- Baseline 1 | 2032 | 732.7538 | 398.898 | 1131.6519 | 260.5567 | 122.2759 | 382.8326 | 0.12586 | 0.11455 | 38.7587 | 17.94 | 68.7102 | 31.4923 | 0.84788 | 0.71945 | 267.8 | 151.7484 | 188.9419 | 118.9733 | 394.2389 | 228.0299 | 5821.8656 | 3482.3849
2- Baseline 1 | 2033 | 752.1552 | 409.1665 | 1161.3217 | 267.259 | 126.688 | 393.947 | 0.129 | 0.1174 | 44.0308 | 20.4929 | 72.522 | 34.8353 | 0.84574 | 0.70687 | 267.7305 | 151.855 | 188.9419 | 118.9733 | 402.8699 | 233.8523 | 5830.6389 | 3485.1474
2- Baseline 1 | 2034 | 769.8314 | 416.8977 | 1186.7291 | 270.427 | 128.4475 | 398.8744 | 0.13183 | 0.11952 | 46.5654 | 21.839 | 92.7726 | 44.3518 | 0.80924 | 0.66979 | 277.3018 | 152.1709 | 188.6509 | 118.9733 | 382.7145 | 221.7681 | 5839.6929 | 3488.188
2- Baseline 1 | 2035 | 786.8285 | 425.5809 | 1212.4094 | 272.6474 | 131.0387 | 403.6861 | 0.13452 | 0.12189 | 44.2621 | 20.8218 | 75.7864 | 36.083 | 0.79142 | 0.63593 | 277.2323 | 152.896 | 188.6509 | 118.9733 | 383.0977 | 222.4003 | 5849.2239 | 3491.6068
2- Baseline 1 | 2036 | 813.1268 | 439.5391 | 1252.6659 | 298.7127 | 138.7812 | 437.4939 | 0.13877 | 0.12574 | 49.0282 | 23.2693 | 90.3227 | 43.3314 | 0.89663 | 0.75513 | 338.2961 | 185.1872 | 238.486 | 145.0485 | 458.2599 | 264.4914 | 5859.4406 | 3495.5083
2- Baseline 1 | 2037 | 829.3504 | 449.0156 | 1278.3661 | 292.0487 | 141.9145 | 433.9632 | 0.14127 | 0.12829 | 51.8469 | 24.6547 | 108.5758 | 50.7154 | 0.79667 | 0.63804 | 338.2266 | 186.331 | 238.486 | 145.0485 | 425.9238 | 244.4974 | 5870.568 | 3500.0137
2- Baseline 1 | 2038 | 852.3611 | 459.7447 | 1312.1058 | 308.1515 | 146.1695 | 454.3211 | 0.14489 | 0.13116 | 56.8524 | 27.0604 | 100.1284 | 48.2612 | 0.82249 | 0.68247 | 338.1127 | 187.4696 | 238.486 | 145.0485 | 441.4242 | 254.4174 | 5882.8978 | 3505.2532
2- Baseline 1 | 2039 | 871.9769 | 467.7999 | 1339.7768 | 310.7463 | 147.6158 | 458.3621 | 0.14788 | 0.13323 | 61.338 | 29.5182 | 105.9227 | 50.9168 | 0.78867 | 0.63123 | 351.3326 | 189.2489 | 238.0836 | 145.0485 | 436.7618 | 254.6812 | 5896.7064 | 3511.2953
2- Baseline 1 | 2040 | 886.8639 | 476.2576 | 1363.1216 | 309.2216 | 149.3258 | 458.5474 | 0.15 | 0.13537 | 62.1703 | 30.0265 | 116.7995 | 56.5726 | 0.75759 | 0.59086 | 351.2484 | 190.67 | 238.0836 | 145.8131 | 414.2658 | 241.6295 | 5912.3478 | 3518.2744
2- Baseline 1 | 2041 | 897.2687 | 486.4906 | 1383.7593 | 306.9374 | 152.6738 | 459.6113 | 0.1513 | 0.13795 | 74.3191 | 36.0231 | 145.7141 | 70.7079 | 0.82028 | 0.58927 | 377.2397 | 226.1795 | 238.0836 | 143.5935 | 428.4284 | 251.5368 | 5930.2343 | 3526.4552
2- Baseline 1 | 2042 | 918.6411 | 495.321 | 1413.9621 | 320.1899 | 154.4736 | 474.6636 | 0.15437 | 0.14009 | 73.0689 | 35.7249 | 151.7011 | 72.901 | 0.84319 | 0.62058 | 388.054 | 226.1016 | 237.7926 | 143.5935 | 434.3645 | 259.4929 | 5950.8506 | 3535.8295
2- Baseline 1 | 2043 | 952.2196 | 511.7787 | 1463.9983 | 331.5084 | 163.7525 | 495.2609 | 0.15937 | 0.1443 | 76.5882 | 37.8766 | 140.8123 | 70.3121 | 0.77628 | 0.53519 | 400.2042 | 226.1035 | 237.4643 | 143.5935 | 397.9947 | 242.543 | 5974.7597 | 3546.7371
2- Baseline 1 | 2044 | 989.0186 | 528.7126 | 1517.7312 | 371.3528 | 173.3562 | 544.709 | 0.16477 | 0.14853 | 92.5484 | 45.73 | 182.202 | 89.9365 | 0.90199 | 0.66556 | 411.9344 | 226.0712 | 237.1478 | 143.5935 | 448.9065 | 278.9156 | 6002.5407 | 3559.6034
2- Baseline 1 | 2045 | 1011.7667 | 541.7665 | 1553.5332 | 368.7641 | 178.9261 | 547.6902 | 0.16765 | 0.15156 | 99.5928 | 48.3799 | 170.5244 | 83.4952 | 0.81564 | 0.56101 | 424.5681 | 228.9791 | 236.8053 | 143.0097 | 400.9053 | 250.9089 | 6035.0512 | 3574.6573
2- Baseline 1 | NPV | 8418.2411 | 4578.4055 | 12996.6466 | 3192.7084 | 1385.6305 | 4578.3389 |  |  | 456.7661 | 211.1617 | 832.0673 | 386.1813 | 10.4334 | 11.0553
2- Baseline 1 | Levelized | 713.4826 | 388.0398 | 1101.5224 | 270.5959 | 117.4382 | 388.0342 |  |  | 38.7129 | 17.8969 | 70.5213 | 32.7305 | 0.88427 | 0.93698
3- Baseline 2 | 2022 | 566.7338 | 306.4247 | 873.1584 | 164.2169 | 82.3913 | 246.6082 | 0.10001 | 0.089308 | 17.5355 | 7.3594 | 26.9489 | 11.2368 | 0.89311 | 1.4575 | 0.59034 | 0.47993 | 0 | 0 | 0 | 0 | 5666.8213 | 3431.0872
3- Baseline 2 | 2023 | 576.4808 | 313.4239 | 889.9047 | 164.8757 | 84.6247 | 249.5004 | 0.10122 | 0.091074 | 17.4776 | 7.4124 | 34.3848 | 14.1281 | 0.93792 | 1.3981 | 2.0746 | 1.7405 | 0 | 0 | 0 | 0 | 5695.406 | 3441.4192
3- Baseline 2 | 2024 | 588.8774 | 323.4573 | 912.3347 | 167.9106 | 89.7887 | 257.6993 | 0.10297 | 0.093731 | 19.7504 | 8.532 | 32.0513 | 14.09 | 1.0573 | 1.4062 | 5.0746 | 4.3641 | 0 | 0 | 0 | 0 | 5718.9796 | 3450.9274
3- Baseline 2 | 2025 | 607.795 | 332.2933 | 940.0883 | 176.9175 | 93.6492 | 270.5667 | 0.10588 | 0.096052 | 22.5046 | 9.6607 | 40.6352 | 16.9513 | 0.9942 | 1.1862 | 9.6943 | 7.828 | 2.9078 | 1.5214 | 2.3535 | 1.2314 | 5740.232 | 3459.5217
3- Baseline 2 | 2026 | 610.2169 | 339.738 | 949.9549 | 168.914 | 96.0078 | 264.9217 | 0.10604 | 0.098065 | 25.8579 | 11.0658 | 47.7208 | 20.0157 | 1.0391 | 1.2644 | 18.2762 | 13.0202 | 9.2758 | 4.8534 | 53.6218 | 28.0565 | 5754.6559 | 3464.4028
3- Baseline 2 | 2027 | 658.0285 | 365.426 | 1023.4545 | 206.2765 | 116.4994 | 322.7759 | 0.1141 | 0.10531 | 30.8203 | 13.6554 | 57.9949 | 25.2582 | 0.87102 | 0.88663 | 198.6959 | 120.6466 | 141.7344 | 92.083 | 255.0716 | 160.8808 | 5767.1759 | 3470.0606
3- Baseline 2 | 2028 | 674.3621 | 368.729 | 1043.0911 | 211.9428 | 114.4964 | 326.4392 | 0.11666 | 0.10607 | 31.6729 | 14.0067 | 53.3823 | 24.4859 | 0.84853 | 0.8397 | 200.8573 | 120.728 | 141.7344 | 92.083 | 226.8429 | 142.4776 | 5780.6817 | 3476.1672
3- Baseline 2 | 2029 | 689.1369 | 376.041 | 1065.1779 | 215.8794 | 116.3946 | 332.2741 | 0.11894 | 0.10799 | 32.3821 | 14.5381 | 57.4438 | 25.9025 | 0.84722 | 0.79685 | 204.3077 | 120.6615 | 141.7344 | 92.083 | 226.3225 | 142.1941 | 5794.1741 | 3482.2626
3- Baseline 2 | 2030 | 703.7639 | 383.5609 | 1087.3248 | 219.4784 | 118.3934 | 337.8718 | 0.12128 | 0.11003 | 37.4626 | 17.0841 | 61.3547 | 27.8698 | 0.81781 | 0.76177 | 205.719 | 120.6985 | 141.8944 | 92.1752 | 204.1062 | 127.8277 | 5802.6628 | 3486.0348
3- Baseline 2 | 2031 | 724.1483 | 393.9202 | 1118.0685 | 228.8817 | 123.1247 | 352.0064 | 0.12462 | 0.11288 | 40.1247 | 18.5363 | 77.9493 | 37.2277 | 0.85247 | 0.73528 | 267.4781 | 152.9926 | 191.6445 | 118.1974 | 409.9569 | 235.3766 | 5811.0089 | 3489.7442
3- Baseline 2 | 2032 | 732.718 | 399.1794 | 1131.8973 | 226.488 | 122.6487 | 349.1367 | 0.12591 | 0.11426 | 38.7316 | 18.0823 | 68.6716 | 31.7286 | 0.84876 | 0.72072 | 267.4064 | 153.9613 | 191.6445 | 118.1974 | 397.1617 | 227.1907 | 5819.3307 | 3493.469
3- Baseline 2 | 2033 | 752.1451 | 409.1016 | 1161.2468 | 234.8795 | 126.7233 | 361.6029 | 0.12906 | 0.11698 | 43.9957 | 20.672 | 72.4826 | 35.1572 | 0.84669 | 0.70823 | 267.3074 | 155.2553 | 191.6445 | 118.1974 | 405.9683 | 232.9627 | 5827.7761 | 3497.2621
3- Baseline 2 | 2034 | 769.8984 | 416.7198 | 1186.6182 | 241.5799 | 128.3774 | 369.9573 | 0.13191 | 0.11902 | 46.523 | 22.0417 | 92.701 | 44.817 | 0.81011 | 0.67099 | 276.9723 | 157.2637 | 191.3493 | 118.1974 | 385.4535 | 220.9743 | 5836.5168 | 3501.2063
3- Baseline 2 | 2035 | 786.9268 | 425.4291 | 1212.3558 | 247.3534 | 131.0011 | 378.3545 | 0.13462 | 0.12136 | 44.2159 | 21.0318 | 75.7261 | 36.3799 | 0.79231 | 0.63715 | 276.8584 | 158.3774 | 191.3493 | 118.4062 | 385.8568 | 221.5989 | 5845.7455 | 3505.3862
3- Baseline 2 | 2036 | 813.2629 | 439.1777 | 1252.4406 | 262.11 | 138.5393 | 400.6493 | 0.13888 | 0.12513 | 48.9754 | 23.5023 | 90.2237 | 43.7468 | 0.89763 | 0.75649 | 337.8779 | 190.1687 | 241.1844 | 144.2726 | 461.351 | 263.5927 | 5855.6752 | 3509.9003
3- Baseline 2 | 2037 | 829.5199 | 447.6541 | 1277.174 | 266.8874 | 140.6763 | 407.5638 | 0.1414 | 0.12736 | 51.7832 | 24.9218 | 108.435 | 51.3445 | 0.79757 | 0.63922 | 337.764 | 190.0832 | 241.1844 | 144.2726 | 428.5842 | 243.7215 | 5866.5461 | 3514.8598
3- Baseline 2 | 2038 | 852.5484 | 458.3935 | 1310.9419 | 278.2052 | 144.9442 | 423.1495 | 0.14503 | 0.13021 | 56.7767 | 27.3597 | 100.0073 | 48.6812 | 0.82349 | 0.68375 | 337.6502 | 190.012 | 241.1844 | 144.2726 | 444.3112 | 253.5757 | 5878.628 | 3520.396
3- Baseline 2 | 2039 | 872.2054 | 469.4773 | 1341.6827 | 285.9001 | 149.4206 | 435.3207 | 0.14803 | 0.13312 | 61.2554 | 29.6954 | 105.7844 | 51.0143 | 0.79073 | 0.63251 | 350.7367 | 195.7217 | 240.7847 | 143.9816 | 439.6605 | 250.2767 | 5892.2232 | 3526.6297
3- Baseline 2 | 2040 | 887.118 | 478.0926 | 1365.2106 | 288.5397 | 151.2891 | 439.8288 | 0.15016 | 0.13529 | 62.0816 | 30.1675 | 116.6155 | 57.0039 | 0.75962 | 0.59202 | 350.6229 | 196.8229 | 240.7847 | 145.1635 | 416.8968 | 236.7475 | 5907.6757 | 3533.7273
3- Baseline 2 | 2041 | 897.5433 | 488.0741 | 1385.6174 | 286.1048 | 154.3855 | 440.4902 | 0.15147 | 0.1378 | 74.2111 | 36.1308 | 145.5592 | 70.9961 | 0.82251 | 0.59053 | 376.5551 | 231.8963 | 240.7847 | 142.5266 | 431.2818 | 245.9712 | 5925.4257 | 3541.8834
3- Baseline 2 | 2042 | 918.9331 | 496.794 | 1415.727 | 295.0954 | 156.0747 | 451.1701 | 0.15455 | 0.13989 | 72.9643 | 35.7619 | 151.4383 | 73.047 | 0.84565 | 0.62191 | 387.3251 | 231.8089 | 240.4937 | 142.5266 | 437.3821 | 253.2505 | 5945.9061 | 3551.275
3- Baseline 2 | 2043 | 952.5579 | 513.0984 | 1465.6563 | 315.7161 | 165.2002 | 480.9164 | 0.15957 | 0.14404 | 76.4803 | 37.8933 | 140.6488 | 70.4611 | 0.77856 | 0.53637 | 399.462 | 231.8014 | 240.164 | 142.5266 | 400.64 | 235.7877 | 5969.6806 | 3562.2017
3- Baseline 2 | 2044 | 989.3338 | 529.9469 | 1519.2807 | 338.734 | 174.7182 | 513.4522 | 0.16496 | 0.14824 | 92.4146 | 45.7514 | 181.9984 | 89.955 | 0.90466 | 0.66707 | 411.1882 | 231.755 | 239.8459 | 142.5266 | 452.2603 | 271.7001 | 5997.4083 | 3575.043
3- Baseline 2 | 2045 | 1012.1093 | 543.0349 | 1555.1441 | 348.049 | 180.3219 | 528.3709 | 0.16785 | 0.15126 | 99.4427 | 48.1599 | 170.3232 | 83.0567 | 0.81862 | 0.56232 | 423.7991 | 235.0783 | 239.5027 | 141.8627 | 403.7821 | 242.5712 | 6029.8598 | 3590.0749
3- Baseline 2 | NPV | 8418.1047 | 4579.8689 | 12997.9736 | 2606.8853 | 1387.883 | 3994.7682 |  |  | 456.3764 | 212.18 | 831.3596 | 387.9967 | 10.4433 | 11.0659
3- Baseline 2 | Levelized | 713.4711 | 388.1638 | 1101.6349 | 220.9449 | 117.6291 | 338.574 |  |  | 38.6799 | 17.9832 | 70.4613 | 32.8844 | 0.88512 | 0.93788
4- Baseline 3 | 2022 | 566.5127 | 306.2463 | 872.759 | 163.9961 | 82.213 | 246.2091 | 0.09997 | 0.089256 | 17.5355 | 7.3594 | 26.9489 | 11.2368 | 0.89311 | 1.4575 | 0 | 0 | 0 | 0 | 0 | 0 | 5666.8213 | 3431.0872
4- Baseline 3 | 2023 | 576.0857 | 312.8783 | 888.9639 | 164.4811 | 84.079 | 248.5602 | 0.10115 | 0.090915 | 17.4776 | 7.4124 | 34.3848 | 14.1281 | 0.93792 | 1.3981 | 0 | 0 | 0 | 0 | 0 | 0 | 5695.406 | 3441.4192
4- Baseline 3 | 2024 | 588.5055 | 322.7809 | 911.2864 | 167.5409 | 89.1123 | 256.6532 | 0.1029 | 0.093535 | 19.7504 | 8.532 | 32.0513 | 14.09 | 1.0573 | 1.4062 | 0 | 0 | 0 | 0 | 0 | 0 | 5718.9796 | 3450.9274
4- Baseline 3 | 2025 | 607.1187 | 331.4563 | 938.575 | 176.2465 | 92.8122 | 269.0587 | 0.10577 | 0.09581 | 22.5031 | 9.6597 | 40.6271 | 16.947 | 0.99277 | 1.1839 | 0 | 0 | 0 | 0 | 0 | 0 | 5740.232 | 3459.5217
4- Baseline 3 | 2026 | 608.487 | 338.3557 | 946.8427 | 167.1929 | 94.6254 | 261.8183 | 0.10574 | 0.097666 | 26.3599 | 11.3248 | 49.2424 | 20.4203 | 1.0551 | 1.2621 | 0 | 0 | 0 | 0 | 0 | 0 | 5754.6559 | 3464.4028
4- Baseline 3 | 2027 | 632.5661 | 350.2451 | 982.8112 | 180.8422 | 101.3184 | 282.1607 | 0.10968 | 0.10093 | 31.2368 | 13.8467 | 58.9632 | 25.5925 | 0.75717 | 0.67852 | 0 | 0 | 0 | 0 | 0 | 0 | 5767.1759 | 3470.0606
4- Baseline 3 | 2028 | 648.9324 | 353.5123 | 1002.4447 | 186.5518 | 99.2796 | 285.8314 | 0.11226 | 0.1017 | 32.1536 | 14.2364 | 54.1609 | 24.6467 | 0.74431 | 0.65932 | 0 | 0 | 0 | 0 | 0 | 0 | 5780.6817 | 3476.1672
4- Baseline 3 | 2029 | 664.1338 | 360.9431 | 1025.0769 | 190.9406 | 101.2966 | 292.2372 | 0.11462 | 0.10365 | 32.8546 | 14.7632 | 58.4285 | 26.3341 | 0.74051 | 0.61656 | 0 | 0 | 0 | 0 | 0 | 0 | 5794.1741 | 3482.2626
4- Baseline 3 | 2030 | 678.2518 | 368.1995 | 1046.4513 | 193.998 | 103.0319 | 297.0299 | 0.11689 | 0.10562 | 38.0026 | 17.3462 | 61.792 | 28.5702 | 0.72319 | 0.60237 | 0.17706 | 0 | 0 | 0 | 0 | 0 | 5802.6628 | 3486.0348
4- Baseline 3 | 2031 | 689.4327 | 373.7484 | 1063.1811 | 194.2011 | 102.9528 | 297.1539 | 0.11864 | 0.1071 | 42.4433 | 19.7212 | 84.0873 | 38.2733 | 0.79152 | 0.55356 | 0.60496 | 0 | 0 | 0 | 0 | 0 | 5811.0089 | 3489.7442
4- Baseline 3 | 2032 | 698.2419 | 378.3619 | 1076.6038 | 192.0612 | 101.8311 | 293.8924 | 0.11999 | 0.10831 | 40.9526 | 19.2139 | 73.2822 | 33.8021 | 0.79362 | 0.55255 | 1.2394 | 0.13661 | 0 | 0 | 0 | 0 | 5819.3307 | 3493.469
4- Baseline 3 | 2033 | 718.0505 | 388.3107 | 1106.3612 | 200.8249 | 105.9324 | 306.7573 | 0.12321 | 0.11103 | 46.4623 | 21.9294 | 75.6791 | 37.0031 | 0.77866 | 0.52932 | 1.8001 | 0.46676 | 0 | 0 | 0 | 0 | 5827.7761 | 3497.2621
4- Baseline 3 | 2034 | 732.7343 | 395.8377 | 1128.572 | 204.449 | 107.4952 | 311.9441 | 0.12554 | 0.11306 | 49.1772 | 23.3714 | 98.5942 | 47.3844 | 0.75265 | 0.51149 | 1.9624 | 0.95629 | 0 | 0 | 0 | 0 | 5836.5168 | 3501.2063
4- Baseline 3 | 2035 | 750.1906 | 404.6031 | 1154.7937 | 210.6506 | 110.1751 | 320.8257 | 0.12833 | 0.11542 | 46.8952 | 22.3668 | 78.8271 | 37.5411 | 0.73112 | 0.47595 | 1.9329 | 1.3889 | 0 | 0 | 0 | 0 | 5845.7455 | 3505.3862
4- Baseline 3 | 2036 | 768.8401 | 413.9057 | 1182.7458 | 217.7946 | 113.2673 | 331.0619 | 0.1313 | 0.11793 | 51.7086 | 24.8459 | 94.7686 | 46.1161 | 0.78116 | 0.5211 | 1.9182 | 1.5141 | 0 | 0 | 0 | 0 | 5855.6752 | 3509.9003
4- Baseline 3 | 2037 | 784.5695 | 422.2563 | 1206.8258 | 222.0176 | 115.2785 | 337.2961 | 0.13374 | 0.12013 | 54.8803 | 26.466 | 113.8114 | 55.3796 | 0.69146 | 0.43622 | 1.8887 | 1.4914 | 0 | 0 | 0 | 0 | 5866.5461 | 3514.8598
4- Baseline 3 | 2038 | 808.1445 | 433.447 | 1241.5916 | 233.8518 | 119.9977 | 353.8496 | 0.13747 | 0.12312 | 60.2636 | 29.0908 | 105.7988 | 51.1108 | 0.69676 | 0.46275 | 1.8444 | 1.48 | 0 | 0 | 0 | 0 | 5878.628 | 3520.396
4- Baseline 3 | 2039 | 824.1332 | 441.6597 | 1265.7929 | 237.8918 | 121.603 | 359.4948 | 0.13987 | 0.12524 | 65.1553 | 31.6694 | 111.6075 | 53.8382 | 0.65858 | 0.41203 | 1.8149 | 1.4572 | 0 | 0 | 0 | 0 | 5892.2232 | 3526.6297
4- Baseline 3 | 2040 | 839.4929 | 449.7176 | 1289.2105 | 240.981 | 122.9143 | 363.8953 | 0.1421 | 0.12726 | 66.2234 | 32.2691 | 123.7854 | 59.8496 | 0.63491 | 0.39113 | 1.8001 | 1.423 | 0 | 0 | 0 | 0 | 5907.6757 | 3533.7273
4- Baseline 3 | 2041 | 843.0719 | 451.597 | 1294.6689 | 231.7756 | 117.9084 | 349.684 | 0.14228 | 0.1275 | 79.4088 | 38.8942 | 154.9743 | 76.0031 | 0.68238 | 0.37198 | 1.7706 | 1.4003 | 0 | 0 | 0 | 0 | 5925.4257 | 3541.8834
4- Baseline 3 | 2042 | 861.8884 | 460.634 | 1322.5224 | 238.1714 | 119.9146 | 358.086 | 0.14495 | 0.12971 | 78.1881 | 38.2654 | 165.3471 | 79.7196 | 0.69255 | 0.39049 | 1.7411 | 1.3889 | 0 | 0 | 0 | 0 | 5945.9061 | 3551.275
4- Baseline 3 | 2043 | 893.3525 | 477.279 | 1370.6315 | 256.655 | 129.3807 | 386.0358 | 0.14965 | 0.13398 | 82.1546 | 40.4393 | 150.2462 | 74.202 | 0.63144 | 0.33059 | 1.7116 | 1.3661 | 0 | 0 | 0 | 0 | 5969.6806 | 3562.2017
4- Baseline 3 | 2044 | 931.9601 | 496.5456 | 1428.5057 | 281.5066 | 141.3168 | 422.8234 | 0.15539 | 0.13889 | 99.7413 | 48.8858 | 193.1227 | 94.0717 | 0.70962 | 0.404 | 1.6821 | 1.3434 | 0 | 0 | 0 | 0 | 5997.4083 | 3575.043
4- Baseline 3 | 2045 | 951.9539 | 507.6689 | 1459.6228 | 288.0429 | 144.9559 | 432.9988 | 0.15787 | 0.14141 | 108.4305 | 53.1569 | 184.9429 | 90.892 | 0.64477 | 0.33382 | 1.6526 | 1.3206 | 0 | 0 | 0 | 0 | 6029.8598 | 3590.0749
4- Baseline 3 | NPV | 8125.0107 | 4404.7779 | 12529.7885 | 2314.288 | 1212.7915 | 3527.0795 |  |  | 477.005 | 222.441 | 868.7497 | 404.6948 | 9.6579 | 9.5763
4- Baseline 3 | Levelized | 688.6301 | 373.3241 | 1061.9542 | 196.146 | 102.7894 | 298.9354 |  |  | 40.4283 | 18.8528 | 73.6303 | 34.2996 | 0.81855 | 0.81164
5- Clean Resource Plan (2027) | 2022 | 566.6223 | 306.2936 | 872.9158 | 246.8956 | 82.2578 | 329.1534 | 0.10002 | 0.089343 | 17.5247 | 7.3453 | 26.9318 | 11.2151 | 0.89311 | 1.4575 | 0 | 0 | 0 | 0 | 0 | 0 | 5664.8782 | 3428.2975
5- Clean Resource Plan (2027) | 2023 | 589.914 | 333.1889 | 923.1029 | 259.6258 | 104.3838 | 364.0096 | 0.10365 | 0.096988 | 15.084 | 4.4047 | 29.7781 | 8.3588 | 0.67777 | 1.3981 | 33.271 | 9.4018 | 45.6288 | 9.4018 | 420.4131 | 645.6175 | 5691.2687 | 3435.3479
5- Clean Resource Plan (2027) | 2024 | 603.6558 | 342.1364 | 945.7921 | 265.9533 | 108.4568 | 374.4101 | 0.10568 | 0.09943 | 17.168 | 5.1121 | 28.1508 | 8.8082 | 0.80562 | 1.4062 | 33.271 | 9.4018 | 45.6288 | 9.4018 | 421.6605 | 647.9964 | 5712.3751 | 3440.9642
5- Clean Resource Plan (2027) | 2025 | 637.2118 | 350.9162 | 988.128 | 276.9465 | 112.2544 | 389.2009 | 0.11119 | 0.10186 | 16.3923 | 5.5018 | 28.7048 | 9.867 | 0.65537 | 1.1839 | 66.542 | 9.4018 | 91.2576 | 9.4018 | 838.6911 | 642.0433 | 5730.8628 | 3445.066
5- Clean Resource Plan (2027) | 2026 | 639.1528 | 363.0634 | 1002.2162 | 275.3425 | 119.3069 | 394.6494 | 0.11131 | 0.10539 | 18.3733 | 4.9347 | 32.9097 | 8.3817 | 0.65871 | 1.2621 | 74.3607 | 15.3418 | 97.6256 | 41.8587 | 892.412 | 913.3046 | 5742.1569 | 3444.8438
5- Clean Resource Plan (2027) | 2027 | 698.6703 | 400.1108 | 1098.7811 | 288.5798 | 151.1476 | 439.7274 | 0.12148 | 0.11614 | 14.9603 | 5.4974 | 27.54 | 8.3851 | 0.2048 | 0.80418 | 196.4287 | 140.4978 | 231.2512 | 171.4028 | 1790.5625 | 1307.8434 | 5751.326 | 3444.9601
5- Clean Resource Plan (2027) | 2028 | 714.162 | 403.2665 | 1117.4285 | 290.2202 | 148.9853 | 439.2056 | 0.12396 | 0.11705 | 14.437 | 5.0672 | 25.2786 | 8.8612 | 0.24005 | 0.76755 | 198.3704 | 140.4978 | 231.2512 | 171.4028 | 1785.4354 | 1288.7456 | 5761.303 | 3445.2508
5- Clean Resource Plan (2027) | 2029 | 729.448 | 409.9626 | 1139.4106 | 290.3535 | 150.2543 | 440.6078 | 0.12639 | 0.11898 | 15.0918 | 5.402 | 26.4301 | 8.6818 | 0.26098 | 0.72512 | 201.8579 | 140.6344 | 231.2512 | 171.4028 | 1782.1261 | 1286.5502 | 5771.2197 | 3445.5287
5- Clean Resource Plan (2027) | 2030 | 744.3659 | 418.2233 | 1162.5892 | 291.5178 | 152.9796 | 444.4974 | 0.12887 | 0.12144 | 17.5903 | 6.0435 | 31.1875 | 11.2872 | 0.25084 | 0.69825 | 203.5306 | 140.9645 | 231.2512 | 171.4028 | 1771.0181 | 1268.7132 | 5776.1803 | 3443.7515
5- Clean Resource Plan (2027) | 2031 | 766.5292 | 427.1992 | 1193.7284 | 298.85 | 156.3124 | 455.1624 | 0.13259 | 0.1241 | 16.7738 | 6.7601 | 33.467 | 11.7021 | 0.25001 | 0.64877 | 260.1829 | 145.0993 | 280.2272 | 179.8993 | 2179.2239 | 1336.2723 | 5781.1432 | 3442.2565
5- Clean Resource Plan (2027) | 2032 | 777.1142 | 431.8598 | 1208.974 | 296.5271 | 155.2224 | 451.7495 | 0.1343 | 0.12549 | 16.5917 | 6.9979 | 29.1363 | 12.1199 | 0.26338 | 0.64049 | 262.7465 | 146.5946 | 280.2272 | 179.8993 | 2179.8984 | 1333.6897 | 5786.3158 | 3441.277
5- Clean Resource Plan (2027) | 2033 | 795.2138 | 441.0124 | 1236.2262 | 300.9074 | 158.5124 | 459.4198 | 0.1373 | 0.12817 | 18.2572 | 7.372 | 28.4622 | 12.0437 | 0.28479 | 0.6231 | 265.3069 | 148.811 | 280.2272 | 179.8993 | 2171.4182 | 1331.6951 | 5791.8717 | 3440.851
5- Clean Resource Plan (2027) | 2034 | 810.3428 | 449.1874 | 1259.5302 | 302.2763 | 160.7089 | 462.9852 | 0.13976 | 0.13054 | 19.7493 | 8.2069 | 35.6561 | 15.8036 | 0.26912 | 0.59508 | 268.7721 | 149.4395 | 280.2272 | 179.8993 | 2167.8515 | 1317.9154 | 5798.0063 | 3441.026
5- Clean Resource Plan (2027) | 2035 | 826.8357 | 457.912 | 1284.7477 | 303.7129 | 163.3354 | 467.0484 | 0.14244 | 0.13304 | 18.4634 | 8.0427 | 30.8724 | 13.3729 | 0.25896 | 0.56169 | 273.2518 | 151.4026 | 283.135 | 181.4207 | 2167.7411 | 1323.0308 | 5804.9358 | 3441.958
5- Clean Resource Plan (2027) | 2036 | 851.3492 | 471.3497 | 1322.6989 | 326.3163 | 170.5519 | 496.8683 | 0.14646 | 0.13688 | 21.2255 | 9.4548 | 39.8723 | 16.2183 | 0.3616 | 0.67188 | 334.2881 | 183.3323 | 332.9701 | 207.4959 | 2235.9641 | 1367.4767 | 5812.8407 | 3443.6092
5- Clean Resource Plan (2027) | 2037 | 868.2247 | 480.8751 | 1349.0998 | 321.5867 | 173.7295 | 495.3162 | 0.14913 | 0.13953 | 21.5867 | 9.897 | 38.3788 | 18.3827 | 0.32565 | 0.56616 | 334.2608 | 183.2296 | 332.9701 | 207.4959 | 2214.5982 | 1339.3818 | 5822.0521 | 3446.3119
5- Clean Resource Plan (2027) | 2038 | 894.5978 | 493.8032 | 1388.401 | 341.2387 | 180.1777 | 521.4164 | 0.15338 | 0.14316 | 21.5025 | 9.5644 | 38.5332 | 17.0273 | 0.35469 | 0.6045 | 345.017 | 186.3036 | 349.2086 | 215.9924 | 2351.4692 | 1419.5195 | 5832.6368 | 3449.3622
5- Clean Resource Plan (2027) | 2039 | 910.1621 | 503.5122 | 1413.6743 | 338.7188 | 183.273 | 521.9918 | 0.15571 | 0.1458 | 23.9071 | 11.2249 | 42.8434 | 20.8098 | 0.33423 | 0.55366 | 344.9475 | 187.2361 | 349.2086 | 215.9924 | 2354.0177 | 1417.827 | 5845.1872 | 3453.5488
5- Clean Resource Plan (2027) | 2040 | 925.087 | 511.9736 | 1437.0606 | 338.1896 | 184.9832 | 523.1729 | 0.15788 | 0.14801 | 24.9607 | 11.9592 | 43.4061 | 22.5909 | 0.33974 | 0.52033 | 345.8785 | 188.3157 | 350.2092 | 215.9924 | 2352.0211 | 1409.3471 | 5859.5591 | 3459.0211
5- Clean Resource Plan (2027) | 2041 | 940.3449 | 521.0091 | 1461.354 | 342.3941 | 187.1313 | 529.5255 | 0.16002 | 0.15028 | 27.2249 | 13.2205 | 49.4734 | 24.1087 | 0.35747 | 0.51274 | 373.2519 | 201.4083 | 384.3091 | 234.358 | 2654.7853 | 1574.9435 | 5876.5991 | 3466.9418
5- Clean Resource Plan (2027) | 2042 | 964.7311 | 534.8648 | 1499.5959 | 358.1434 | 193.9593 | 552.1027 | 0.16361 | 0.15382 | 25.1242 | 12.4599 | 51.8237 | 26.5302 | 0.36507 | 0.5396 | 384.0081 | 206.3633 | 400.5477 | 244.0123 | 2779.49 | 1640.8771 | 5896.4153 | 3477.3091
5- Clean Resource Plan (2027) | 2043 | 1002.7806 | 562.3848 | 1565.1654 | 376.4336 | 214.3043 | 590.7379 | 0.1694 | 0.16117 | 28.336 | 14.6014 | 54.7449 | 28.3771 | 0.37346 | 0.48048 | 395.168 | 243.7056 | 417.3919 | 284.5624 | 2897.0555 | 1732.273 | 5919.5476 | 3489.4439
5- Clean Resource Plan (2027) | 2044 | 1023.8982 | 571.6788 | 1595.577 | 395.9164 | 216.2731 | 612.1896 | 0.17218 | 0.16315 | 33.183 | 16.5546 | 63.7501 | 32.4809 | 0.47331 | 0.59547 | 406.3321 | 243.6142 | 417.0511 | 284.5624 | 2940.6085 | 1794.5036 | 5946.6538 | 3504.0116
5- Clean Resource Plan (2027) | 2045 | 1053.6408 | 585.4908 | 1639.1317 | 402.6297 | 222.6066 | 625.2362 | 0.17624 | 0.16629 | 36.5436 | 19.0808 | 64.509 | 35.4238 | 0.39942 | 0.50004 | 418.9064 | 243.5229 | 423.2468 | 284.5624 | 2937.3682 | 1755.4402 | 5978.5119 | 3520.8869
5- Clean Resource Plan (2027) | NPV | 8800.0481 | 4909.6313 | 13709.6794 | 3509.9168 | 1716.6754 | 5226.5922 |  |  | 222.9111 | 88.9269 | 397.1731 | 158.0412 | 5.3269 | 10.4799
5- Clean Resource Plan (2027) | Levelized | 745.8424 | 416.1126 | 1161.9551 | 297.4807 | 145.4957 | 442.9765 |  |  | 18.8927 | 7.5369 | 33.6622 | 13.3947 | 0.45148 | 0.88821
6- Clean Resource Plan (2045) | 2022 | 567.9339 | 306.9828 | 874.9168 | 248.7311 | 82.9425 | 331.6736 | 0.10026 | 0.089564 | 14.6046 | 5.9583 | 22.7087 | 9.3734 | 1.1143 | 1.6786 | 0 | 0 | 0 | 0 | 0 | 0 | 5664.7547 | 3427.5367
6- Clean Resource Plan (2045) | 2023 | 599.2111 | 328.837 | 928.0481 | 269.6494 | 100.0213 | 369.6708 | 0.10529 | 0.095771 | 11.2646 | 4.1036 | 21.1045 | 7.6706 | 0.8847 | 1.61 | 36.455 | 6.516 | 69.1906 | 6.516 | 639.0576 | 447.4469 | 5690.9483 | 3433.583
6- Clean Resource Plan (2045) | 2024 | 612.4332 | 338.9764 | 951.4096 | 275.467 | 105.279 | 380.746 | 0.10722 | 0.098599 | 12.9857 | 4.7401 | 21.347 | 7.8279 | 1.011 | 1.6164 | 36.6321 | 6.516 | 69.1906 | 6.516 | 641.1107 | 449.0956 | 5711.7492 | 3437.9355
6- Clean Resource Plan (2045) | 2025 | 640.2182 | 361.5245 | 1001.7427 | 280.1983 | 122.8357 | 403.0339 | 0.11174 | 0.10508 | 14.569 | 3.7091 | 25.261 | 5.9576 | 0.83977 | 1.3729 | 39.5616 | 39.787 | 69.1906 | 39.787 | 636.7796 | 864.3153 | 5729.7881 | 3440.48
6- Clean Resource Plan (2045) | 2026 | 641.2749 | 371.4226 | 1012.6975 | 277.3942 | 127.6282 | 405.0224 | 0.11171 | 0.10802 | 18.2244 | 4.4735 | 32.5215 | 7.0361 | 0.85696 | 1.4868 | 61.4288 | 48.8366 | 98.8402 | 48.8366 | 915.2514 | 1012.3472 | 5740.4676 | 3438.3681
6- Clean Resource Plan (2045) | 2027 | 704.0084 | 398.5554 | 1102.5638 | 291.3526 | 149.542 | 440.8947 | 0.12246 | 0.11598 | 16.8454 | 5.0225 | 31.1846 | 7.5576 | 0.38081 | 0.90647 | 187.4973 | 75.8906 | 167.4833 | 79.4571 | 1535.4876 | 1280.2472 | 5748.8762 | 3436.3178
6- Clean Resource Plan (2045) | 2028 | 719.3666 | 402.2093 | 1121.5759 | 292.669 | 147.865 | 440.534 | 0.12493 | 0.11712 | 16.3839 | 5.5343 | 29.1059 | 7.3927 | 0.42302 | 0.88875 | 191.2889 | 76.0272 | 167.4833 | 79.4571 | 1538.2996 | 1282.6618 | 5757.9758 | 3434.2748
6- Clean Resource Plan (2045) | 2029 | 737.4023 | 410.6515 | 1148.0537 | 295.4323 | 150.8673 | 446.2996 | 0.12787 | 0.11965 | 16.8837 | 5.452 | 29.1364 | 7.6539 | 0.41483 | 0.81737 | 202.4973 | 78.0476 | 167.177 | 79.4571 | 1532.5742 | 1279.7052 | 5766.9455 | 3432.1841
6- Clean Resource Plan (2045) | 2030 | 752.5044 | 417.9007 | 1170.4051 | 296.9797 | 152.5692 | 449.5488 | 0.1304 | 0.1219 | 19.6829 | 5.3422 | 34.2466 | 6.6569 | 0.4315 | 0.82241 | 202.8393 | 81.2009 | 167.177 | 79.4571 | 1527.6767 | 1276.632 | 5770.9487 | 3428.1334
6- Clean Resource Plan (2045) | 2031 | 778.4748 | 428.3494 | 1206.8242 | 308.2247 | 157.3641 | 465.5888 | 0.1348 | 0.12508 | 19.6225 | 5.4703 | 38.656 | 7.2182 | 0.42715 | 0.77186 | 259.4392 | 105.0437 | 206.1673 | 100.1074 | 1851.4363 | 1447.9975 | 5774.9951 | 3424.5253
6- Clean Resource Plan (2045) | 2032 | 787.2754 | 433.4011 | 1220.6764 | 304.1138 | 156.656 | 460.7698 | 0.13622 | 0.12666 | 19.2797 | 5.8615 | 33.6454 | 8.4361 | 0.44304 | 0.76943 | 259.355 | 107.0945 | 206.1673 | 100.1074 | 1853.8348 | 1452.8837 | 5779.3277 | 3421.6365
6- Clean Resource Plan (2045) | 2033 | 809.9967 | 442.9199 | 1252.9166 | 312.8372 | 160.3044 | 473.1417 | 0.14004 | 0.12953 | 21.1878 | 5.0097 | 33.1422 | 6.771 | 0.43989 | 0.72596 | 271.5644 | 107.7865 | 205.7967 | 100.1074 | 1839.8093 | 1443.6451 | 5784.1405 | 3419.5176
6- Clean Resource Plan (2045) | 2034 | 825.2092 | 450.4101 | 1275.6193 | 314.4491 | 161.8097 | 476.2588 | 0.14253 | 0.13177 | 22.6488 | 5.5698 | 41.3331 | 7.5892 | 0.44185 | 0.71936 | 271.4674 | 108.0385 | 205.7967 | 100.1074 | 1839.7566 | 1443.3951 | 5789.6304 | 3418.2247
6- Clean Resource Plan (2045) | 2035 | 841.6713 | 458.7316 | 1300.4029 | 315.567 | 164.0276 | 479.5946 | 0.14522 | 0.13421 | 21.127 | 6.2731 | 34.9016 | 8.6798 | 0.4323 | 0.68483 | 271.4401 | 109.6353 | 205.7967 | 101.6907 | 1834.7644 | 1444.5196 | 5795.9973 | 3417.8986
6- Clean Resource Plan (2045) | 2036 | 872.9461 | 475.6652 | 1348.6113 | 339.3385 | 174.7356 | 514.0741 | 0.15042 | 0.13915 | 23.8804 | 5.534 | 43.8434 | 8.2318 | 0.49032 | 0.7307 | 326.1449 | 144.3302 | 203.6057 | 98.6524 | 1833.4229 | 1447.8367 | 5803.4066 | 3418.4855
6- Clean Resource Plan (2045) | 2037 | 890.036 | 487.568 | 1377.604 | 335.6484 | 180.2867 | 515.9351 | 0.15313 | 0.14255 | 24.7286 | 5.8476 | 46.7979 | 7.9415 | 0.43769 | 0.62102 | 326.0754 | 144.2589 | 203.6057 | 98.6524 | 1823.1633 | 1440.6214 | 5812.1833 | 3420.3151
6- Clean Resource Plan (2045) | 2038 | 915.0075 | 501.0415 | 1416.0491 | 352.7072 | 187.2772 | 539.9844 | 0.15715 | 0.14639 | 24.4869 | 7.3378 | 46.4004 | 9.4844 | 0.47358 | 0.66616 | 336.7873 | 147.3253 | 219.8442 | 107.1488 | 1950.2557 | 1507.6636 | 5822.3697 | 3422.6711
6- Clean Resource Plan (2045) | 2039 | 931.9426 | 507.9951 | 1439.9377 | 351.2027 | 187.6144 | 538.8171 | 0.15973 | 0.14826 | 27.2157 | 6.9223 | 48.1584 | 8.9903 | 0.44992 | 0.61264 | 336.7178 | 147.2789 | 219.8442 | 107.1488 | 1947.3364 | 1508.8859 | 5834.5373 | 3426.2937
6- Clean Resource Plan (2045) | 2040 | 949.7173 | 521.2756 | 1470.9929 | 355.7428 | 194.1413 | 549.8841 | 0.16239 | 0.15192 | 25.9412 | 7.7506 | 49.0856 | 9.7152 | 0.44373 | 0.59042 | 347.4739 | 150.3588 | 236.0827 | 115.6453 | 2080.3098 | 1582.6299 | 5848.5503 | 3431.2987
6- Clean Resource Plan (2045) | 2041 | 961.5515 | 524.8036 | 1486.355 | 353.9069 | 190.7799 | 544.6868 | 0.16394 | 0.15261 | 30.3261 | 7.7406 | 56.406 | 10.3187 | 0.4562 | 0.54879 | 370.3112 | 159.8726 | 255.2491 | 125.5395 | 2225.1087 | 1658.891 | 5865.2604 | 3438.9382
6- Clean Resource Plan (2045) | 2042 | 983.7757 | 538.6134 | 1522.3891 | 366.6535 | 197.56 | 564.2135 | 0.16717 | 0.15617 | 27.1966 | 8.126 | 56.4237 | 10.1945 | 0.47672 | 0.58512 | 381.0104 | 163.7367 | 271.4876 | 134.8108 | 2337.2959 | 1717.4228 | 5884.7466 | 3448.9746
6- Clean Resource Plan (2045) | 2043 | 1022.856 | 558.3075 | 1581.1635 | 386.8231 | 210.0771 | 596.9002 | 0.17315 | 0.16132 | 30.5765 | 8.0074 | 57.5873 | 10.0521 | 0.47402 | 0.52151 | 392.1212 | 171.9703 | 288.258 | 142.5198 | 2458.3258 | 1778.0763 | 5907.5005 | 3460.7872
6- Clean Resource Plan (2045) | 2044 | 1047.4648 | 569.0545 | 1616.5193 | 406.5146 | 213.499 | 620.0136 | 0.1765 | 0.16374 | 35.8899 | 11.7254 | 68.5832 | 14.9258 | 0.51453 | 0.58067 | 403.8154 | 181.1093 | 287.9017 | 167.2548 | 2470.3615 | 1995.5793 | 5934.5404 | 3475.3416
6- Clean Resource Plan (2045) | 2045 | 1244.0657 | 682.9385 | 1927.0042 | 544.5702 | 319.9038 | 864.474 | 0.20851 | 0.19556 | 22.5185 | 12.1296 | 31.2835 | 17.0891 | -0.18355 | 0 | 740.3719 | 389.3308 | 452.931 | 243.3856 | 3609.6825 | 2501.4076 | 5966.3271 | 3492.204
| NPV | 8965.1879 | 4951.3107 | 13916.4986 | 3629.0731 | 1757.4373 | 5386.5104 |  |  | 227.1029 | 67.762 | 404.7073 | 97.2243 | 7.1572 | 11.928
| Levelized | 759.8387 | 419.6452 | 1179.4839 | 307.5798 | 148.9505 | 456.5302 |  |  | 19.248 | 5.7431 | 34.3007 | 8.2402 | 0.6066 | 1.0109
7- SCC Idaho | 2022 | 568.0618 | 304.8929 | 872.9548 | 248.388 | 125.7926 | 374.1806 | 0.10024 | 0.088998 | 17.5351 | 7.3329 | 26.9482 | 11.196 | 0.89311 | 1.4575 | 0 | 0 | 0 | 0 | 0 | 0 | 5666.7408 | 3425.8266
7- SCC Idaho | 2023 | 587.0758 | 313.2596 | 900.3355 | 256.8956 | 128.3841 | 385.2797 | 0.10308 | 0.091335 | 15.1044 | 7.3545 | 29.8446 | 14.0712 | 0.83533 | 1.3981 | 33.271 | 0 | 45.6288 | 0 | 420.4131 | 0 | 5695.2158 | 3429.7833
7- SCC Idaho | 2024 | 615.5053 | 324.7507 | 940.256 | 278.4086 | 136.1196 | 414.5283 | 0.10763 | 0.094635 | 14.743 | 8.4278 | 23.6082 | 13.8002 | 0.85894 | 1.4062 | 66.542 | 1.6902 | 91.2576 | 0 | 843.321 | 0 | 5718.6433 | 3431.6198
7- SCC Idaho | 2025 | 634.2329 | 333.3698 | 967.6027 | 274.2358 | 133.3662 | 407.6019 | 0.1105 | 0.097157 | 16.4504 | 9.4718 | 28.8222 | 16.5887 | 0.80166 | 1.1839 | 67.1323 | 4.4906 | 91.2576 | 0 | 838.6911 | 0 | 5739.6991 | 3431.2338
7- SCC Idaho | 2026 | 635.4101 | 338.5508 | 973.9609 | 271.8988 | 136.7483 | 408.6471 | 0.11043 | 0.098825 | 18.9573 | 11.0083 | 33.9516 | 19.8498 | 0.87059 | 1.2621 | 68.6166 | 9.6084 | 91.2576 | 0 | 841.1377 | 0 | 5753.8612 | 3425.7694
7- SCC Idaho | 2027 | 683.1105 | 367.0796 | 1050.1901 | 274.9287 | 145.8546 | 420.7834 | 0.11847 | 0.10733 | 18.8298 | 13.1262 | 35.2272 | 24.6059 | 0.53353 | 0.79069 | 189.7545 | 109.6951 | 195.0451 | 82.2859 | 1390.8308 | 138.9458 | 5766.0437 | 3419.9979
7- SCC Idaho | 2028 | 699.7854 | 369.6747 | 1069.4601 | 277.6995 | 140.7538 | 418.4533 | 0.12109 | 0.10828 | 18.6437 | 13.3271 | 31.9912 | 23.375 | 0.54001 | 0.7557 | 194.1747 | 110.6589 | 195.0451 | 82.2859 | 1383.1659 | 121.7884 | 5779.1312 | 3413.9748
7- SCC Idaho | 2029 | 715.2344 | 376.5555 | 1091.79 | 278.2636 | 140.3992 | 418.6628 | 0.12348 | 0.1105 | 19.3236 | 13.7166 | 33.2173 | 24.2235 | 0.54962 | 0.71507 | 203.3112 | 112.4406 | 197.9529 | 83.8074 | 1381.8067 | 123.3067 | 5792.1233 | 3407.8934
7- SCC Idaho | 2030 | 733.1257 | 381.6209 | 1114.7466 | 282.3626 | 138.2847 | 420.6473 | 0.1264 | 0.11224 | 22.5553 | 16.0498 | 38.61 | 26.3731 | 0.53244 | 0.68922 | 205.5058 | 112.374 | 197.9529 | 83.8074 | 1369.3896 | 110.7406 | 5800.0392 | 3400.0435
7- SCC Idaho | 2031 | 754.67 | 390.4593 | 1145.1292 | 290.0284 | 140.1896 | 430.218 | 0.12994 | 0.11509 | 24.2453 | 17.3085 | 49.3841 | 34.9962 | 0.57088 | 0.66335 | 267.8808 | 144.806 | 247.863 | 109.9218 | 1578.676 | 218.5584 | 5807.7549 | 3392.6916
7- SCC Idaho | 2032 | 763.5064 | 395.2243 | 1158.7307 | 286.2656 | 138.2966 | 424.5623 | 0.13129 | 0.11671 | 23.6171 | 16.8119 | 41.1416 | 29.3935 | 0.57582 | 0.65336 | 267.8261 | 144.7395 | 247.863 | 109.9218 | 1574.8232 | 210.5022 | 5815.4139 | 3386.304
7- SCC Idaho | 2033 | 783.0107 | 404.4387 | 1187.4494 | 292.4418 | 140.954 | 433.3958 | 0.13446 | 0.11962 | 26.6835 | 19.0859 | 43.1371 | 32.7406 | 0.58214 | 0.6375 | 267.7566 | 144.6272 | 247.863 | 109.9218 | 1571.6177 | 216.5412 | 5823.1944 | 3380.9086
7- SCC Idaho | 2034 | 801.28 | 412.2191 | 1213.499 | 296.7644 | 140.9532 | 437.7176 | 0.13741 | 0.12208 | 28.4838 | 20.2714 | 57.2965 | 40.9408 | 0.55708 | 0.60775 | 277.2709 | 144.5949 | 247.572 | 109.9218 | 1560.2363 | 206.0889 | 5831.3035 | 3376.5441
7- SCC Idaho | 2035 | 818.3911 | 420.522 | 1238.9131 | 298.8224 | 141.3994 | 440.2219 | 0.14014 | 0.12466 | 26.8026 | 19.2237 | 46.6027 | 33.1798 | 0.54202 | 0.57348 | 277.2436 | 144.5427 | 247.572 | 109.9248 | 1559.2494 | 206.9035 | 5839.9678 | 3373.4466
7- SCC Idaho | 2036 | 844.3575 | 434.0748 | 1278.4323 | 323.6533 | 155.1456 | 478.7989 | 0.14435 | 0.12875 | 30.291 | 21.4851 | 55.6636 | 40.1029 | 0.64455 | 0.68756 | 340.2006 | 177.418 | 298.9384 | 136.7982 | 1633.0487 | 249.5681 | 5849.4196 | 3371.4729
7- SCC Idaho | 2037 | 861.3571 | 442.5791 | 1303.9362 | 318.6123 | 151.3826 | 469.995 | 0.14699 | 0.13129 | 31.4561 | 22.6537 | 62.263 | 46.1388 | 0.57418 | 0.57953 | 340.1311 | 177.3514 | 298.9384 | 136.7982 | 1606.3769 | 231.2897 | 5859.9143 | 3371.0804
7- SCC Idaho | 2038 | 889.1654 | 457.6181 | 1346.7835 | 341.2397 | 162.5999 | 503.8396 | 0.15143 | 0.13577 | 30.9375 | 24.7477 | 57.3892 | 45.0435 | 0.58715 | 0.6199 | 349.9415 | 177.2848 | 325.4581 | 136.7982 | 1831.1145 | 241.7733 | 5871.7252 | 3370.6547
7- SCC Idaho | 2039 | 906.3071 | 464.3052 | 1370.6123 | 339.9713 | 160.0616 | 500.0329 | 0.154 | 0.13765 | 34.0374 | 27.0122 | 59.1986 | 46.5664 | 0.55919 | 0.56965 | 349.8276 | 177.2182 | 325.4581 | 136.7982 | 1831.2262 | 243.3747 | 5885.1369 | 3373.0582
7- SCC Idaho | 2040 | 921.3926 | 474.1174 | 1395.51 | 339.3518 | 161.0443 | 500.3961 | 0.15616 | 0.14039 | 35.0587 | 27.4742 | 65.3981 | 51.8893 | 0.5469 | 0.5354 | 349.9302 | 180.3329 | 325.4581 | 139.9795 | 1822.3539 | 232.349 | 5900.4649 | 3377.1881
7- SCC Idaho | 2041 | 935.8625 | 485.3997 | 1421.2622 | 341.1445 | 166.1589 | 507.3034 | 0.15813 | 0.1434 | 35.5583 | 33.1597 | 65.6218 | 65.8989 | 0.55901 | 0.52968 | 376.4093 | 213.4257 | 370.6214 | 135.3432 | 2250.676 | 242.5759 | 5918.2234 | 3384.893
7- SCC Idaho | 2042 | 960.1482 | 499.5687 | 1459.7169 | 359.8093 | 175.3563 | 535.1656 | 0.16168 | 0.14711 | 31.3824 | 32.9304 | 65.2807 | 67.9418 | 0.56154 | 0.55764 | 387.4143 | 213.3591 | 399.6489 | 135.3432 | 2482.4054 | 250.2163 | 5938.7111 | 3395.7945
7- SCC Idaho | 2043 | 1001.864 | 517.0946 | 1518.9586 | 382.2895 | 180.6867 | 562.9763 | 0.16803 | 0.1517 | 32.5194 | 35.2122 | 59.5402 | 64.6528 | 0.52155 | 0.47954 | 398.7701 | 213.2469 | 429.9347 | 135.3432 | 2702.4621 | 234.7775 | 5962.4918 | 3408.689
7- SCC Idaho | 2044 | 1025.1845 | 533.0368 | 1558.2213 | 404.8272 | 198.667 | 603.4942 | 0.17114 | 0.15564 | 38.3014 | 42.5254 | 74.6566 | 84.178 | 0.62741 | 0.595 | 410.4966 | 213.1803 | 429.4882 | 135.3432 | 2755.4457 | 269.8595 | 5990.228 | 3424.8251
7- SCC Idaho | 2045 | 1052.1152 | 555.1157 | 1607.2309 | 412.3204 | 206.8363 | 619.1567 | 0.17469 | 0.16121 | 36.3188 | 45.8601 | 64.4147 | 78.9383 | 0.53212 | 0.49973 | 424.1452 | 219.0891 | 466.3245 | 135.0479 | 3014.6329 | 241.4737 | 6022.6868 | 3443.5315
7- SCC Idaho | NPV | 8731.519 | 4567.8705 | 13299.3896 | 3471.3613 | 1705.2819 | 5176.6432 |  |  | 272.6081 | 199.0072 | 492.5042 | 364.2705 | 7.8242 | 10.5171
7- SCC Idaho | Levelized | 740.0343 | 387.1469 | 1127.1812 | 294.213 | 144.5301 | 438.7431 |  |  | 23.1047 | 16.8667 | 41.7419 | 30.8735 | 0.66313 | 0.89137
8- Low Load Forecast | 2022 | 567.3362 | 305.4453 | 872.7815 | 247.6656 | 81.412 | 329.0776 | 0.10223 | 0.0909 | 17.5355 | 7.3594 | 26.9489 | 11.2368 | 0.89311 | 1.4575 | 0 | 0 | 0 | 0 | 0 | 0 | 5549.8058 | 3360.2516
8- Low Load Forecast | 2023 | 587.2375 | 312.8783 | 900.1157 | 257.0641 | 84.079 | 341.1431 | 0.1056 | 0.093114 | 15.1053 | 7.4124 | 29.8478 | 14.1281 | 0.83533 | 1.3981 | 33.4481 | 0 | 45.6288 | 0 | 420.4131 | 0 | 5560.9046 | 3360.1723
8- Low Load Forecast | 2024 | 602.2943 | 320.4998 | 922.794 | 264.7741 | 86.8312 | 351.6053 | 0.1082 | 0.095426 | 17.2047 | 8.532 | 28.2033 | 14.09 | 0.95811 | 1.4062 | 34.4663 | 0 | 45.6288 | 0 | 421.6605 | 0 | 5566.6045 | 3358.6044
8- Low Load Forecast | 2025 | 621.1896 | 328.5401 | 949.7298 | 260.7598 | 89.896 | 350.6558 | 0.11149 | 0.09784 | 19.4388 | 9.6597 | 34.6167 | 16.947 | 0.89722 | 1.1839 | 36.4079 | 0 | 45.6288 | 0 | 419.3455 | 0 | 5571.5978 | 3357.9211
8- Low Load Forecast | 2026 | 634.108 | 337.4014 | 971.5094 | 270.6199 | 93.6712 | 364.2911 | 0.11388 | 0.10066 | 18.9637 | 11.3248 | 33.9642 | 20.4203 | 0.87059 | 1.2621 | 72.8118 | 0 | 91.2576 | 0 | 841.1377 | 0 | 5567.988 | 3352.0534
8- Low Load Forecast | 2027 | 666.583 | 363.8085 | 1030.3915 | 256.0492 | 114.8818 | 370.9311 | 0.11983 | 0.10869 | 22.6423 | 13.656 | 42.4003 | 25.2598 | 0.62717 | 0.79332 | 148.0173 | 112.9031 | 141.0298 | 92.1098 | 950.2424 | 162.0773 | 5562.8261 | 3347.1241
8- Low Load Forecast | 2028 | 686.2781 | 364.9359 | 1051.2141 | 261.9904 | 110.7033 | 372.6937 | 0.12343 | 0.10915 | 22.8077 | 14.0076 | 38.6398 | 24.4907 | 0.62562 | 0.75813 | 150.2785 | 113.0397 | 141.0298 | 92.1098 | 942.525 | 143.5981 | 5559.903 | 3343.4194
8- Low Load Forecast | 2029 | 705.1387 | 371.9251 | 1077.0638 | 266.0152 | 112.2786 | 378.2938 | 0.12693 | 0.1114 | 23.1667 | 14.5391 | 40.1832 | 25.8975 | 0.62243 | 0.7157 | 153.0815 | 113.8498 | 148.3377 | 92.1098 | 983.8063 | 143.3126 | 5555.4078 | 3338.7492
8- Low Load Forecast | 2030 | 722.6698 | 376.4744 | 1099.1442 | 269.9317 | 111.3068 | 381.2385 | 0.13029 | 0.11298 | 27.0187 | 17.0855 | 45.3631 | 27.8764 | 0.60337 | 0.68992 | 156.5171 | 115.402 | 148.3377 | 92.1098 | 974.2597 | 128.8738 | 5546.6657 | 3332.2166
8- Low Load Forecast | 2031 | 740.2828 | 381.2942 | 1121.577 | 271.7051 | 110.4987 | 382.2038 | 0.13367 | 0.11464 | 28.1747 | 19.4444 | 56.5281 | 38.078 | 0.62686 | 0.64191 | 204.9514 | 119.5917 | 183.983 | 93.6313 | 1248.3823 | 128.6428 | 5538.1983 | 3325.8854
8- Low Load Forecast | 2032 | 748.7861 | 385.7216 | 1134.5077 | 267.9014 | 109.1909 | 377.0923 | 0.13541 | 0.1162 | 27.3238 | 18.9672 | 48.7117 | 33.399 | 0.63101 | 0.63403 | 204.8376 | 120.3682 | 183.983 | 93.6313 | 1247.5432 | 120.8814 | 5529.7502 | 3319.591
8- Low Load Forecast | 2033 | 768.1985 | 394.8802 | 1163.0787 | 273.6981 | 112.5019 | 386.2 | 0.13914 | 0.11919 | 30.9665 | 21.6607 | 50.9016 | 36.7576 | 0.63237 | 0.61633 | 204.6963 | 120.654 | 183.983 | 93.6313 | 1243.8349 | 126.0969 | 5520.9928 | 3313.1208
8- Low Load Forecast | 2034 | 783.169 | 402.3506 | 1185.5195 | 274.962 | 114.0081 | 388.9702 | 0.14207 | 0.12168 | 33.0175 | 23.0761 | 66.5343 | 46.8468 | 0.60615 | 0.58898 | 204.6247 | 120.6083 | 183.983 | 93.6313 | 1240.4227 | 114.4903 | 5512.4494 | 3306.7504
8- Low Load Forecast | 2035 | 800.0944 | 410.6586 | 1210.753 | 276.7666 | 116.2306 | 392.9972 | 0.14531 | 0.12438 | 31.1609 | 22.0756 | 53.3345 | 37.4674 | 0.58941 | 0.55436 | 204.5108 | 120.517 | 183.983 | 93.6313 | 1239.6328 | 115.212 | 5506.1232 | 3301.6738
8- Low Load Forecast | 2036 | 824.5223 | 423.5264 | 1248.0487 | 297.2743 | 122.888 | 420.1623 | 0.14999 | 0.12854 | 34.9805 | 24.5513 | 64.2972 | 45.096 | 0.67148 | 0.64267 | 249.5365 | 144.0326 | 222.6266 | 113.8507 | 1286.8917 | 147.9172 | 5497.1817 | 3294.9438
8- Low Load Forecast | 2037 | 841.0037 | 431.8734 | 1272.8771 | 292.4692 | 124.8956 | 417.3648 | 0.15314 | 0.13126 | 36.6007 | 26.0863 | 73.2449 | 54.8037 | 0.59694 | 0.54075 | 249.4226 | 143.9412 | 222.6266 | 113.8507 | 1272.3879 | 129.3234 | 5491.5843 | 3290.125
8- Low Load Forecast | 2038 | 867.4816 | 447.9676 | 1315.4491 | 312.1889 | 134.5183 | 446.7071 | 0.15813 | 0.13636 | 37.8299 | 27.4186 | 68.0604 | 49.0542 | 0.60392 | 0.57795 | 260.5418 | 147.1115 | 239.4762 | 122.6669 | 1414.4221 | 210.8897 | 5486.0277 | 3285.1796
8- Low Load Forecast | 2039 | 884.2988 | 454.7438 | 1339.0426 | 310.9334 | 134.6871 | 445.6205 | 0.16131 | 0.1386 | 41.3948 | 29.9642 | 71.8684 | 50.7773 | 0.57389 | 0.52801 | 260.428 | 147.0544 | 239.4762 | 122.6669 | 1418.3136 | 209.8275 | 5481.9063 | 3280.9459
8- Low Load Forecast | 2040 | 899.0125 | 462.922 | 1361.9345 | 310.3952 | 136.1186 | 446.5138 | 0.16403 | 0.14121 | 42.4731 | 30.5107 | 80.2521 | 57.3277 | 0.55987 | 0.49762 | 260.3142 | 147.347 | 239.4762 | 123.0508 | 1415.0268 | 198.738 | 5480.7856 | 3278.277
8- Low Load Forecast | 2041 | 913.2385 | 472.3653 | 1385.6038 | 311.3129 | 138.6766 | 449.9895 | 0.16664 | 0.1442 | 43.9801 | 36.2067 | 84.4336 | 71.8903 | 0.58236 | 0.50737 | 288.3704 | 182.1798 | 284.6394 | 155.5614 | 1839.5066 | 250.71 | 5480.4491 | 3275.7827
8- Low Load Forecast | 2042 | 939.1207 | 489.0733 | 1428.194 | 328.5048 | 148.354 | 476.8588 | 0.17131 | 0.14938 | 35.6097 | 35.8807 | 75.5563 | 76.3075 | 0.5544 | 0.53373 | 314.6017 | 182.0884 | 329.8026 | 155.5614 | 2253.6722 | 258.2675 | 5481.8765 | 3273.9952
8- Low Load Forecast | 2043 | 975.0768 | 500.6608 | 1475.7377 | 343.7347 | 152.7626 | 496.4973 | 0.17768 | 0.15289 | 40.5714 | 38.1439 | 74.2437 | 68.4743 | 0.52991 | 0.45835 | 314.4457 | 181.9971 | 329.8026 | 155.5614 | 2239.6315 | 237.8797 | 5487.8607 | 3274.5423
8- Low Load Forecast | 2044 | 998.2941 | 518.0312 | 1516.3253 | 365.4855 | 162.8024 | 528.2879 | 0.18158 | 0.15808 | 48.8875 | 45.8695 | 97.6195 | 91.2802 | 0.6295 | 0.56774 | 314.3466 | 181.9058 | 329.8026 | 155.5614 | 2283.0519 | 280.4411 | 5497.7 | 3277.0111
8- Low Load Forecast | 2045 | 1025.4092 | 534.5541 | 1559.9633 | 371.444 | 171.8411 | 543.285 | 0.18607 | 0.16293 | 51.452 | 49.8326 | 92.2824 | 86.0104 | 0.53161 | 0.47596 | 316.3293 | 181.8144 | 359.5418 | 155.5614 | 2498.5892 | 253.3052 | 5510.9418 | 3280.9637
8- Low Load Forecast | NPV | 8575.4219 | 4491.7444 | 13067.1663 | 3276.0653 | 1299.7582 | 4575.8235 |  |  | 317.8435 | 216.1109 | 577.0132 | 395.0246 | 8.3398 | 10.3775
8- Low Load Forecast | Levelized | 726.8044 | 380.6949 | 1107.4993 | 277.6608 | 110.1602 | 387.821 |  |  | 26.9386 | 18.3163 | 48.9044 | 33.4801 | 0.70683 | 0.87953
9- High Load Forecast | 2022 | 570.2981 | 304.3455 | 874.6436 | 251.1932 | 80.3122 | 331.5054 | 0.097774 | 0.086182 | 14.5909 | 5.9644 | 22.7049 | 9.4522 | 1.1283 | 1.6927 | 0 | 0 | 0 | 0 | 0 | 0 | 5832.8464 | 3531.4318
9- High Load Forecast | 2023 | 588.3494 | 312.7893 | 901.1387 | 258.1666 | 83.9901 | 342.1567 | 0.10006 | 0.088043 | 15.1053 | 7.4124 | 29.8478 | 14.1281 | 0.83533 | 1.3981 | 49.171 | 0 | 45.6288 | 0 | 420.4131 | 0 | 5879.7714 | 3552.6863
9- High Load Forecast | 2024 | 618.156 | 321.4963 | 939.6524 | 281.0604 | 87.8278 | 368.8882 | 0.10438 | 0.089982 | 14.7448 | 8.532 | 23.6113 | 14.09 | 0.85894 | 1.4062 | 82.6191 | 0 | 91.2576 | 0 | 843.321 | 0 | 5921.9937 | 3572.9063
9- High Load Forecast | 2025 | 638.6142 | 329.305 | 967.9192 | 278.6199 | 90.6609 | 369.2808 | 0.10711 | 0.091645 | 16.4539 | 9.6597 | 28.8293 | 16.947 | 0.80166 | 1.1839 | 85.5485 | 0 | 91.2576 | 0 | 838.6911 | 0 | 5962.3348 | 3593.2768
9- High Load Forecast | 2026 | 649.1364 | 342.9209 | 992.0573 | 285.9342 | 99.1906 | 385.1249 | 0.1083 | 0.095041 | 17.6124 | 11.1894 | 31.4131 | 20.3497 | 0.85875 | 1.3096 | 109.1655 | 53.544 | 108.7335 | 49.8839 | 1001.9892 | 105.0816 | 5993.6655 | 3608.1445
9- High Load Forecast | 2027 | 686.7064 | 367.1099 | 1053.8163 | 281.819 | 118.1832 | 400.0022 | 0.11397 | 0.10126 | 21.2748 | 13.4414 | 40.1684 | 25.2639 | 0.64082 | 0.87779 | 228.8858 | 152.3699 | 201.3317 | 130.6815 | 1181.1282 | 249.2813 | 6025.5499 | 3625.3805
9- High Load Forecast | 2028 | 715.8199 | 371.8553 | 1087.6752 | 297.0239 | 117.6226 | 414.6466 | 0.11814 | 0.10207 | 17.1311 | 13.8102 | 29.9231 | 24.2123 | 0.55578 | 0.83296 | 259.4415 | 152.5065 | 246.4949 | 130.6815 | 1587.3552 | 221.2178 | 6058.8466 | 3643.3171
9- High Load Forecast | 2029 | 730.9876 | 377.8472 | 1108.8348 | 297.2989 | 118.2008 | 415.4997 | 0.12004 | 0.10325 | 17.8048 | 14.3322 | 30.7794 | 25.0057 | 0.56603 | 0.78992 | 259.7915 | 152.8366 | 246.4949 | 130.6815 | 1583.7893 | 220.4482 | 6089.6111 | 3659.6835
9- High Load Forecast | 2030 | 749.4104 | 381.7897 | 1131.2001 | 301.7421 | 116.6222 | 418.3643 | 0.1225 | 0.10389 | 20.8233 | 16.8752 | 35.7081 | 28.1794 | 0.54513 | 0.75607 | 259.7346 | 153.3262 | 246.4949 | 130.6815 | 1566.3538 | 198.0084 | 6117.4404 | 3675.0031
9- High Load Forecast | 2031 | 770.4544 | 394.259 | 1164.7134 | 307.0281 | 123.4635 | 430.4916 | 0.12537 | 0.10683 | 21.5694 | 19.0122 | 43.3372 | 38.4389 | 0.59125 | 0.74326 | 316.4842 | 207.3028 | 278.8445 | 180.5655 | 1837.6764 | 278.6316 | 6145.5589 | 3690.5477
9- High Load Forecast | 2032 | 782.2166 | 398.394 | 1180.6106 | 306.4019 | 121.8634 | 428.2652 | 0.12674 | 0.10753 | 21.0589 | 18.6336 | 37.8828 | 33.4728 | 0.5954 | 0.72796 | 325.9965 | 207.428 | 278.5535 | 180.5655 | 1833.5385 | 258.7213 | 6171.9774 | 3705.0745
9- High Load Forecast | 2033 | 804.4956 | 406.7774 | 1211.2731 | 315.4296 | 124.3991 | 439.8287 | 0.12977 | 0.10934 | 23.6122 | 21.2797 | 37.7642 | 35.1808 | 0.60709 | 0.71539 | 335.5234 | 207.4052 | 278.2625 | 180.5655 | 1826.7618 | 272.3502 | 6199.3502 | 3720.1527
9- High Load Forecast | 2034 | 823.1054 | 413.7979 | 1236.9033 | 320.0216 | 125.4554 | 445.4771 | 0.13217 | 0.11077 | 25.2873 | 22.668 | 46.9145 | 46.198 | 0.57824 | 0.67771 | 345.4442 | 207.3938 | 277.9588 | 180.5655 | 1815.3025 | 245.4947 | 6227.5006 | 3735.6538
9- High Load Forecast | 2035 | 843.241 | 421.5003 | 1264.7413 | 325.3745 | 127.0724 | 452.4468 | 0.13479 | 0.11236 | 23.6161 | 21.7252 | 39.6191 | 36.61 | 0.5665 | 0.64459 | 355.0743 | 207.3711 | 280.1667 | 181.8739 | 1811.8163 | 246.99 | 6256.1753 | 3751.4235
9- High Load Forecast | 2036 | 868.8035 | 434.4194 | 1303.2229 | 349.6917 | 133.7809 | 483.4726 | 0.13823 | 0.11532 | 26.7562 | 24.2028 | 49.6444 | 43.6223 | 0.6728 | 0.76273 | 416.1379 | 239.8267 | 330.0378 | 207.9679 | 1880.6978 | 301.2418 | 6285.0154 | 3767.1702
9- High Load Forecast | 2037 | 886.146 | 443.0479 | 1329.1939 | 344.9478 | 136.0701 | 481.0179 | 0.1403 | 0.11708 | 27.6624 | 25.6297 | 52.0122 | 54.5044 | 0.60172 | 0.64529 | 416.0241 | 241.879 | 330.0378 | 207.9679 | 1853.576 | 263.211 | 6316.1242 | 3784.1626
9- High Load Forecast | 2038 | 916.0363 | 459.0679 | 1375.1042 | 367.8304 | 145.6186 | 513.449 | 0.14428 | 0.12074 | 23.2619 | 28.0774 | 43.199 | 51.24 | 0.58539 | 0.68847 | 442.2554 | 245.1639 | 375.201 | 207.9679 | 2278.5952 | 281.2034 | 6349.0014 | 3802.0075
9- High Load Forecast | 2039 | 933.1241 | 464.9097 | 1398.0338 | 367.6274 | 144.853 | 512.4804 | 0.14624 | 0.12174 | 25.5732 | 30.5566 | 45.4667 | 52.3864 | 0.5592 | 0.63639 | 442.1416 | 247.6726 | 375.201 | 207.9679 | 2276.8729 | 278.3003 | 6380.5937 | 3818.8893
9- High Load Forecast | 2040 | 952.7592 | 477.0324 | 1429.7916 | 374.081 | 150.2291 | 524.31 | 0.14842 | 0.12423 | 23.3062 | 31.0582 | 41.6279 | 58.2852 | 0.53039 | 0.59483 | 451.2427 | 248.7912 | 399.936 | 208.0776 | 2468.2576 | 253.1839 | 6419.5402 | 3839.8727
9- High Load Forecast | 2041 | 969.823 | 484.9292 | 1454.7522 | 379.6964 | 151.2406 | 530.937 | 0.1502 | 0.12565 | 26.2139 | 36.864 | 47.4379 | 74.3573 | 0.57883 | 0.59225 | 482.0064 | 284.9995 | 425.8982 | 206.5129 | 2679.183 | 271.3802 | 6456.736 | 3859.4502
9- High Load Forecast | 2042 | 995.3186 | 499.933 | 1495.2517 | 399.1652 | 159.2138 | 558.379 | 0.15317 | 0.12881 | 21.0258 | 36.6668 | 43.9477 | 78.4536 | 0.57953 | 0.62231 | 495.6582 | 284.9081 | 463.0007 | 206.5129 | 2971.0957 | 282.3539 | 6498.0527 | 3881.035
9- High Load Forecast | 2043 | 1040.0085 | 517.6878 | 1557.6963 | 424.6859 | 169.7896 | 594.4755 | 0.15894 | 0.13258 | 22.2262 | 38.9003 | 41.9789 | 69.121 | 0.54174 | 0.5361 | 517.6686 | 284.8168 | 496.2177 | 206.5129 | 3206.1809 | 250.5451 | 6543.4299 | 3904.581
9- High Load Forecast | 2044 | 1058.7111 | 537.0573 | 1595.7684 | 442.6883 | 181.8286 | 624.5169 | 0.16056 | 0.13664 | 25.6011 | 46.2579 | 45.4126 | 93.3197 | 0.65915 | 0.66456 | 531.1549 | 291.2326 | 495.806 | 206.1876 | 3259.4798 | 305.0045 | 6593.8307 | 3930.5815
9- High Load Forecast | 2045 | 1092.518 | 561.3266 | 1653.8446 | 453.393 | 198.6137 | 652.0066 | 0.16429 | 0.14178 | 20.9713 | 49.2473 | 36.3505 | 85.258 | 0.54459 | 0.55954 | 549.0806 | 300.6293 | 536.4069 | 205.7115 | 3583.2275 | 251.6983 | 6649.8509 | 3959.2446
9- High Load Forecast | NPV | 8916.4491 | 4576.4138 | 13492.8629 | 3675.1858 | 1384.4277 | 5059.6135 |  |  | 235.8061 | 214.1091 | 421.9579 | 394.1692 | 8.2264 | 11.3242
9- High Load Forecast | Levelized | 755.7079 | 387.871 | 1143.5789 | 311.488 | 117.3363 | 428.8243 |  |  | 19.9856 | 18.1467 | 35.7628 | 33.4076 | 0.69723 | 0.95978
10- RA Market | 2022 | 568.092 | 304.7505 | 872.8425 | 248.3912 | 80.7171 | 329.1083 | 0.10026 | 0.088828 | 17.5306 | 7.3577 | 26.9411 | 11.2342 | 0.89311 | 1.4575 | 0 | 0 | 0 | 0 | 0 | 0 | 5665.9216 | 3430.8009
10- RA Market | 2023 | 595.0168 | 312.8864 | 907.9032 | 265.7711 | 84.0871 | 349.8583 | 0.10451 | 0.090935 | 14.0355 | 7.4091 | 26.8822 | 14.1248 | 0.77187 | 1.3981 | 30.0539 | 0 | 77.0122 | 0 | 680.5055 | 0 | 5693.5419 | 3440.7871
10- RA Market | 2024 | 609.054 | 321.9437 | 930.9977 | 272.4661 | 88.2752 | 360.7413 | 0.10655 | 0.09332 | 16.0514 | 8.5261 | 26.1134 | 14.0738 | 0.89676 | 1.4062 | 31.7889 | 0.61654 | 77.0122 | 0 | 682.5245 | 0 | 5716.1062 | 3449.8965
10- RA Market | 2025 | 627.8987 | 329.8998 | 957.7985 | 268.393 | 91.2558 | 359.6487 | 0.10946 | 0.095401 | 18.012 | 9.6492 | 31.98 | 16.9351 | 0.83809 | 1.1839 | 34.9956 | 2.0094 | 77.0122 | 0 | 678.8556 | 0 | 5736.3557 | 3458.0311
10- RA Market | 2026 | 630.103 | 335.7784 | 965.8814 | 267.1546 | 92.0483 | 359.2029 | 0.10959 | 0.096979 | 20.2943 | 11.047 | 36.5374 | 19.9795 | 0.88845 | 1.2621 | 42.4708 | 7.7887 | 83.3803 | 3.332 | 731.5886 | 26.8282 | 5749.6841 | 3462.3788
10- RA Market | 2027 | 669.6803 | 366.9155 | 1036.5957 | 262.7708 | 117.9891 | 380.7598 | 0.11624 | 0.10582 | 23.222 | 13.6569 | 44.9963 | 25.3123 | 0.64303 | 0.83034 | 141.2666 | 136.818 | 161.1392 | 113.2179 | 1019.6534 | 194.3692 | 5761.1163 | 3467.4474
10- RA Market | 2028 | 693.3527 | 370.4846 | 1063.8374 | 273.1669 | 116.2523 | 389.4191 | 0.12009 | 0.10668 | 21.8034 | 13.995 | 36.6829 | 24.5255 | 0.59849 | 0.79102 | 159.8662 | 137.2518 | 187.3292 | 113.2179 | 1221.8994 | 171.6114 | 5773.5712 | 3472.9405
10- RA Market | 2029 | 708.9822 | 376.6544 | 1085.6366 | 273.8244 | 117.0084 | 390.8328 | 0.12253 | 0.10828 | 22.4337 | 14.5211 | 39.1466 | 25.8001 | 0.60544 | 0.74819 | 159.7671 | 137.1947 | 187.3292 | 113.2179 | 1220.1282 | 171.3126 | 5786.1443 | 3478.4373
10- RA Market | 2030 | 727.5053 | 381.0563 | 1108.5616 | 278.6561 | 115.8892 | 394.5453 | 0.12556 | 0.10945 | 26.3502 | 17.0556 | 43.1192 | 27.9036 | 0.58513 | 0.71883 | 159.6532 | 137.1148 | 187.3292 | 113.2179 | 1208.9407 | 153.6445 | 5793.8932 | 3481.6683
10- RA Market | 2031 | 745.1162 | 385.4734 | 1130.5896 | 280.3837 | 114.6783 | 395.062 | 0.12843 | 0.11061 | 27.5466 | 19.4061 | 54.5292 | 38.0951 | 0.60882 | 0.66913 | 222.1682 | 137.0234 | 220.0667 | 113.2179 | 1478.2747 | 152.4622 | 5801.718 | 3484.919
10- RA Market | 2032 | 754.1509 | 390.5923 | 1144.7432 | 277.2155 | 114.062 | 391.2776 | 0.12981 | 0.11197 | 26.815 | 18.931 | 46.5773 | 33.3758 | 0.6133 | 0.65988 | 222.0122 | 137.9331 | 220.0667 | 113.2179 | 1476.9532 | 143.0517 | 5809.7382 | 3488.2865
10- RA Market | 2033 | 773.8323 | 399.4911 | 1173.3234 | 283.4347 | 117.1132 | 400.5479 | 0.13301 | 0.11441 | 30.2232 | 21.6186 | 48.72 | 36.7576 | 0.61723 | 0.64309 | 221.9553 | 139.0127 | 220.0667 | 113.2179 | 1474.504 | 149.5587 | 5818.0655 | 3491.8111
10- RA Market | 2034 | 789.3853 | 406.7008 | 1196.0861 | 285.2732 | 118.3588 | 403.632 | 0.13547 | 0.11635 | 32.3933 | 23.0251 | 64.9496 | 46.7797 | 0.59 | 0.61301 | 221.8414 | 140.8472 | 220.0667 | 113.2179 | 1471.0253 | 135.4497 | 5826.8217 | 3495.5579
10- RA Market | 2035 | 807.3206 | 414.9573 | 1222.2779 | 288.3715 | 120.5297 | 408.9013 | 0.13833 | 0.11857 | 30.7447 | 22.0233 | 52.8475 | 37.4417 | 0.57473 | 0.57965 | 224.7494 | 143.0601 | 222.9745 | 114.7393 | 1472.882 | 137.0127 | 5836.132 | 3499.5911
10- RA Market | 2036 | 834.3896 | 432.1829 | 1266.5724 | 312.2967 | 131.5449 | 443.8416 | 0.14272 | 0.12334 | 34.9176 | 24.3027 | 65.3819 | 44.2207 | 0.67716 | 0.69885 | 274.1093 | 194.6399 | 267.613 | 165.4631 | 1522.8823 | 231.6056 | 5846.1639 | 3503.9944
10- RA Market | 2037 | 851.8988 | 440.2619 | 1292.1607 | 308.3325 | 133.2845 | 441.617 | 0.14545 | 0.12547 | 36.5929 | 25.774 | 73.5729 | 54.6808 | 0.60358 | 0.58978 | 273.9955 | 194.5486 | 267.613 | 165.4631 | 1504.9245 | 202.4366 | 5857.1531 | 3508.8763
10- RA Market | 2038 | 881.9319 | 456.0113 | 1337.9431 | 332.3567 | 142.5624 | 474.9191 | 0.15026 | 0.12976 | 35.4732 | 28.3158 | 67.2176 | 50.9313 | 0.59631 | 0.61726 | 307.357 | 194.4573 | 301.5429 | 165.4631 | 1787.3984 | 216.5004 | 5869.3305 | 3514.3625
10- RA Market | 2039 | 899.9412 | 462.3317 | 1362.2729 | 331.6472 | 142.2754 | 473.9226 | 0.15297 | 0.13132 | 39.6144 | 30.8332 | 69.3065 | 52.842 | 0.56731 | 0.56625 | 307.2432 | 194.3659 | 301.5429 | 165.4631 | 1790.2359 | 214.2072 | 5882.996 | 3520.5682
10- RA Market | 2040 | 916.567 | 470.0345 | 1386.6015 | 333.0552 | 143.2316 | 476.2867 | 0.15539 | 0.13324 | 41.1199 | 31.3605 | 76.3883 | 58.627 | 0.5539 | 0.5316 | 307.9633 | 194.2746 | 302.4191 | 165.4631 | 1787.1636 | 195.1901 | 5898.5058 | 3527.6577
10- RA Market | 2041 | 929.9677 | 472.1203 | 1402.088 | 334.7134 | 138.432 | 473.1454 | 0.15719 | 0.13352 | 42.4201 | 37.3644 | 78.205 | 73.7994 | 0.57674 | 0.53667 | 316.1087 | 194.3469 | 347.1717 | 165.4631 | 2211.3696 | 209.3471 | 5916.3085 | 3535.8369
10- RA Market | 2042 | 957.1384 | 488.531 | 1445.6694 | 353.5113 | 147.8121 | 501.3234 | 0.16122 | 0.1378 | 34.4137 | 37.0497 | 73.2781 | 79.2665 | 0.55036 | 0.56421 | 325.0095 | 194.7954 | 392.3349 | 165.4631 | 2624.0648 | 218.1876 | 5936.8439 | 3545.2513
10- RA Market | 2043 | 998.386 | 505.7616 | 1504.1476 | 375.8229 | 157.8638 | 533.6867 | 0.1675 | 0.14222 | 37.7953 | 37.9861 | 66.7175 | 67.4205 | 0.51546 | 0.48491 | 344.6801 | 204.0524 | 408.5734 | 173.9596 | 2736.216 | 262.6167 | 5960.6733 | 3556.2004
10- RA Market | 2044 | 1020.1313 | 522.6588 | 1542.7901 | 396.1558 | 167.4305 | 563.5862 | 0.17035 | 0.14644 | 44.9438 | 45.6787 | 89.2926 | 91.1286 | 0.61904 | 0.60047 | 344.6653 | 204.7763 | 408.5734 | 174.106 | 2786.2832 | 310.9195 | 5988.4605 | 3569.0625
10- RA Market | 2045 | 1049.7452 | 543.0747 | 1592.8199 | 404.6033 | 180.3621 | 584.9654 | 0.17435 | 0.15152 | 47.8752 | 46.5951 | 89.9799 | 81.0569 | 0.52565 | 0.50417 | 364.4614 | 210.5465 | 439.4924 | 172.532 | 3011.2024 | 266.0854 | 6020.9785 | 3584.1134
10- RA Market | NPV | 8663.1546 | 4530.7662 | 13193.9207 | 3403.7524 | 1338.7832 | 4742.5356 |  |  | 308.5785 | 216.2225 | 559.0073 | 395.873 | 8.1244 | 10.6282
10- RA Market | Levelized | 734.2401 | 384.0022 | 1118.2423 | 288.4828 | 113.4677 | 401.9506 |  |  | 26.1534 | 18.3258 | 47.3783 | 33.552 | 0.68858 | 0.90079
11- Electrification 1 | 2022 | 568.7006 | 304.7302 | 873.4309 | 248.9324 | 80.6926 | 329.6251 | 0.10021 | 0.08883 | 17.5187 | 7.3561 | 26.9222 | 11.2317 | 0.89311 | 1.4575 | 0.17706 | 0 | 0 | 0 | 0 | 0 | 5674.8849 | 3430.4729
11- Electrification 1 | 2023 | 588.8586 | 313.1519 | 902.0105 | 258.4719 | 84.3429 | 342.8147 | 0.10271 | 0.091033 | 15.0699 | 7.4047 | 29.732 | 14.1205 | 0.83533 | 1.3981 | 34.4663 | 0.47993 | 45.6288 | 0 | 420.4131 | 0 | 5733.3701 | 3439.9821
11- Electrification 1 | 2024 | 621.9415 | 322.4611 | 944.4025 | 284.4465 | 88.7754 | 373.2219 | 0.10633 | 0.093514 | 14.6777 | 8.5166 | 23.4978 | 14.0473 | 0.85894 | 1.4062 | 71.5902 | 1.6792 | 91.2576 | 0 | 843.321 | 0 | 5849.152 | 3448.2827
11- Electrification 1 | 2025 | 658.7047 | 329.7163 | 988.421 | 298.366 | 91.046 | 389.412 | 0.10961 | 0.095423 | 16.2924 | 9.6309 | 28.4708 | 16.9109 | 0.80583 | 1.1862 | 141.2772 | 5.7665 | 92.8012 | 1.5214 | 837.0402 | 1.2314 | 6009.428 | 3455.3248
11- Electrification 1 | 2026 | 684.0755 | 338.4653 | 1022.5408 | 320.2523 | 94.6979 | 414.9503 | 0.11146 | 0.09787 | 14.7143 | 11.0131 | 26.3247 | 19.9206 | 0.76633 | 1.2644 | 207.1632 | 10.9057 | 143.5626 | 4.8534 | 1309.1524 | 28.0565 | 6137.1922 | 3458.3177
11- Electrification 1 | 2027 | 747.6791 | 362.1437 | 1109.8228 | 351.7311 | 113.1673 | 464.8985 | 0.11987 | 0.10461 | 18.559 | 13.5715 | 34.9501 | 25.1712 | 0.62662 | 0.92721 | 457.5692 | 112.1985 | 323.7648 | 86.822 | 1581.7474 | 152.8323 | 6237.4551 | 3461.7691
11- Electrification 1 | 2028 | 789.1612 | 366.168 | 1155.3292 | 377.26 | 111.8716 | 489.1316 | 0.12469 | 0.10566 | 14.1946 | 13.8917 | 24.6966 | 24.2514 | 0.54359 | 0.8749 | 511.7586 | 112.2894 | 368.0858 | 86.822 | 1965.029 | 135.4956 | 6329.077 | 3465.405
11- Electrification 1 | 2029 | 816.576 | 376.2869 | 1192.8629 | 394.2354 | 116.5619 | 510.7972 | 0.12769 | 0.10848 | 14.7468 | 14.4192 | 25.8651 | 25.648 | 0.59858 | 0.89374 | 572.778 | 144.1848 | 417.921 | 112.8972 | 2024.809 | 169.8043 | 6395.2345 | 3468.8347
11- Electrification 1 | 2030 | 847.9998 | 379.9274 | 1227.9272 | 409.7511 | 114.666 | 524.4171 | 0.13133 | 0.10949 | 16.9187 | 16.9129 | 30.0133 | 27.6801 | 0.57195 | 0.84749 | 604.9755 | 144.1049 | 416.9453 | 112.8972 | 1979.6857 | 152.2535 | 6456.7836 | 3469.8339
11- Electrification 1 | 2031 | 881.5917 | 384.4394 | 1266.0311 | 427.2573 | 113.5345 | 540.7918 | 0.13537 | 0.11077 | 17.1466 | 19.2254 | 33.8475 | 37.8271 | 0.60076 | 0.79682 | 691.9642 | 144.2115 | 448.3822 | 112.8972 | 2242.6113 | 151.0816 | 6512.3316 | 3470.6306
11- Electrification 1 | 2032 | 904.5512 | 389.0925 | 1293.6438 | 436.6536 | 112.4373 | 549.0908 | 0.13766 | 0.11208 | 16.8649 | 18.7247 | 29.6057 | 32.9579 | 0.60627 | 0.77835 | 725.9999 | 145.4827 | 447.3506 | 112.8972 | 2218.4784 | 141.7174 | 6570.9711 | 3471.4073
11- Electrification 1 | 2033 | 937.0512 | 397.6135 | 1334.6648 | 456.464 | 115.0961 | 571.5601 | 0.14178 | 0.11451 | 18.1197 | 21.3474 | 30.2384 | 36.3882 | 0.6254 | 0.76875 | 757.919 | 147.4473 | 446.3849 | 112.8972 | 2212.4143 | 148.1843 | 6609.2517 | 3472.2947
11- Electrification 1 | 2034 | 965.4547 | 404.375 | 1369.8298 | 469.2248 | 115.8799 | 585.1047 | 0.14507 | 0.11642 | 19.2407 | 22.7055 | 33.2594 | 46.0406 | 0.59408 | 0.7251 | 789.6719 | 149.6434 | 445.4231 | 112.8972 | 2176.9452 | 134.2 | 6655.0296 | 3473.4518
11- Electrification 1 | 2035 | 998.5657 | 414.1107 | 1412.6764 | 487.6612 | 119.5184 | 607.1795 | 0.14902 | 0.11916 | 15.9184 | 21.6786 | 26.3708 | 36.9438 | 0.56098 | 0.69163 | 818.5989 | 150.4978 | 462.608 | 112.8972 | 2321.601 | 135.1101 | 6700.6901 | 3475.1685
11- Electrification 1 | 2036 | 1039.8825 | 431.927 | 1471.8095 | 524.4395 | 131.1141 | 655.5536 | 0.15372 | 0.12421 | 17.3691 | 24.0949 | 31.5274 | 44.3272 | 0.6392 | 0.76303 | 893.4268 | 186.8062 | 459.6103 | 111.4422 | 2340.8165 | 148.9169 | 6764.7644 | 3477.493
11- Electrification 1 | 2037 | 1069.6199 | 439.8421 | 1509.462 | 530.5314 | 132.6821 | 663.2135 | 0.15713 | 0.12636 | 17.5094 | 25.5604 | 31.884 | 53.6603 | 0.57274 | 0.64501 | 929.688 | 186.7396 | 458.1553 | 111.4422 | 2290.9407 | 130.3153 | 6807.268 | 3480.748
11- Electrification 1 | 2038 | 1115.446 | 456.1971 | 1571.6432 | 569.7196 | 142.5579 | 712.2774 | 0.16241 | 0.13093 | 13.7134 | 28.0466 | 22.3282 | 49.8241 | 0.56986 | 0.68929 | 964.7767 | 186.6731 | 498.0698 | 111.4422 | 2666.4739 | 139.5371 | 6868.2378 | 3484.3137
11- Electrification 1 | 2039 | 1151.1513 | 467.5497 | 1618.701 | 591.1109 | 147.2974 | 738.4083 | 0.16601 | 0.13401 | 13.0809 | 30.5475 | 21.3839 | 52.2252 | 0.52814 | 0.63745 | 1003.3308 | 186.6065 | 528.6669 | 111.4422 | 2897.9059 | 137.9426 | 6934.1066 | 3489.0283
11- Electrification 1 | 2040 | 1179.8897 | 475.1733 | 1655.063 | 601.7535 | 148.1702 | 749.9237 | 0.16813 | 0.13596 | 13.6426 | 31.067 | 24.1365 | 58.2831 | 0.52313 | 0.59607 | 1043.878 | 187.2604 | 527.0382 | 112.197 | 2862.0397 | 126.1282 | 7017.6409 | 3495.0132
11- Electrification 1 | 2041 | 1208.1062 | 486.4696 | 1694.5758 | 621.3986 | 152.5795 | 773.9781 | 0.17058 | 0.13888 | 15.795 | 37.1239 | 22.9369 | 73.2812 | 0.56686 | 0.59443 | 1105.5706 | 222.814 | 562.2213 | 109.9872 | 3156.7061 | 135.4947 | 7082.2155 | 3502.723
11- Electrification 1 | 2042 | 1252.3205 | 503.4243 | 1755.7448 | 656.3394 | 162.5074 | 818.8468 | 0.1748 | 0.14329 | 17.3137 | 36.8779 | 21.5602 | 76.8722 | 0.55136 | 0.62595 | 1152.9225 | 222.7018 | 606.872 | 109.9872 | 3556.0579 | 141.6219 | 7164.2762 | 3513.316
11- Electrification 1 | 2043 | 1312.3947 | 522.5244 | 1834.9191 | 694.3586 | 174.4331 | 868.7918 | 0.18093 | 0.14821 | 19.9131 | 39.0627 | 24.4509 | 72.5845 | 0.50438 | 0.53975 | 1205.6452 | 222.6104 | 645.2359 | 109.9872 | 3869.2946 | 126.5263 | 7253.4839 | 3525.6828
11- Electrification 1 | 2044 | 1353.1291 | 538.8583 | 1891.9874 | 738.7009 | 183.4421 | 922.143 | 0.18367 | 0.15221 | 24.7905 | 47.1595 | 31.8625 | 92.7749 | 0.62914 | 0.67099 | 1259.0505 | 222.6124 | 643.6239 | 109.9872 | 3925.9747 | 157.8234 | 7367.0048 | 3540.2823
11- Electrification 1 | 2045 | 1399.5436 | 561.7599 | 1961.3035 | 760.0062 | 198.8655 | 958.8718 | 0.18771 | 0.15792 | 38.788 | 49.5017 | 46.9807 | 85.1853 | 0.51675 | 0.56572 | 1315.5955 | 226.4152 | 692.1322 | 109.2224 | 4261.6871 | 130.8999 | 7456.0705 | 3557.1993
11- Electrification 1 | NPV | 10116.7225 | 4545.2665 | 14661.989 | 4919.8469 | 1352.171 | 6272.0179 |  |  | 198.0447 | 215.9886 | 333.9034 | 395.0113 | 7.9104 | 11.3689
11- Electrification 1 | Levelized | 857.4363 | 385.2311 | 1242.6675 | 416.9785 | 114.6024 | 531.5808 |  |  | 16.7852 | 18.306 | 28.2998 | 33.4789 | 0.67044 | 0.96356
12- Electrification 2 | 2022 | 568.3312 | 304.905 | 873.2362 | 248.6402 | 80.8677 | 329.5079 | 0.10015 | 0.088878 | 17.5327 | 7.3567 | 26.9444 | 11.2326 | 0.89311 | 1.4575 | 0 | 0.47993 | 0 | 0 | 0 | 0 | 5674.5296 | 3430.598
12- Electrification 2 | 2023 | 588.2593 | 313.1308 | 901.3901 | 258.0277 | 84.3226 | 342.3503 | 0.10272 | 0.091018 | 15.0977 | 7.4063 | 29.8228 | 14.1221 | 0.83533 | 1.3981 | 34.0384 | 1.5426 | 45.6288 | 0 | 420.4131 | 0 | 5726.6673 | 3440.3158
12- Electrification 2 | 2024 | 618.9507 | 322.6331 | 941.5838 | 281.7062 | 88.9495 | 370.6557 | 0.10632 | 0.093541 | 14.724 | 8.5209 | 23.5749 | 14.0592 | 0.85894 | 1.4062 | 69.0445 | 3.7703 | 91.2576 | 0 | 843.321 | 0 | 5821.3318 | 3449.0902
12- Electrification 2 | 2025 | 641.6332 | 330.0505 | 971.6837 | 281.4866 | 91.3843 | 372.8709 | 0.10784 | 0.095478 | 16.4042 | 9.6404 | 28.7325 | 16.9285 | 0.80309 | 1.1862 | 75.4351 | 6.4178 | 94.1654 | 1.5214 | 841.0446 | 1.2314 | 5949.7952 | 3456.8056
12- Electrification 2 | 2026 | 660.1239 | 339.0199 | 999.1438 | 296.742 | 95.259 | 392.0011 | 0.10911 | 0.097964 | 14.8973 | 11.0317 | 26.7264 | 19.9542 | 0.76237 | 1.2644 | 114.5769 | 11.2142 | 145.6966 | 4.8534 | 1315.3283 | 28.0565 | 6050.2364 | 3460.6486
12- Electrification 2 | 2027 | 713.5054 | 363.4613 | 1076.9667 | 314.2876 | 114.4944 | 428.7821 | 0.11639 | 0.10489 | 18.7581 | 13.6053 | 35.2912 | 25.1873 | 0.60283 | 0.89637 | 321.1612 | 117.3552 | 289.2303 | 91.0536 | 1532.2677 | 159.3061 | 6130.2225 | 3465.1363
12- Electrification 2 | 2028 | 745.8672 | 367.6916 | 1113.5588 | 331.3835 | 113.4084 | 444.7919 | 0.12023 | 0.10596 | 14.4917 | 13.9385 | 24.9365 | 24.3528 | 0.51985 | 0.84815 | 350.9842 | 117.4119 | 334.3935 | 91.0536 | 1926.9432 | 141.1115 | 6203.6703 | 3469.9871
12- Electrification 2 | 2029 | 770.9595 | 373.632 | 1144.5915 | 341.4818 | 113.9243 | 455.4061 | 0.12317 | 0.10753 | 15.058 | 14.4536 | 26.451 | 25.7735 | 0.53391 | 0.8053 | 378.3921 | 117.3206 | 333.6044 | 91.0536 | 1919.6187 | 140.8287 | 6259.1491 | 3474.7893
12- Electrification 2 | 2030 | 798.0368 | 377.4698 | 1175.5066 | 353.6265 | 112.2302 | 465.8567 | 0.12651 | 0.10855 | 17.3971 | 16.9716 | 30.77 | 27.6945 | 0.51336 | 0.76924 | 400.1322 | 117.2406 | 332.9448 | 91.0536 | 1889.521 | 126.6198 | 6308.1435 | 3477.2813
12- Electrification 2 | 2031 | 826.6267 | 386.2093 | 1212.8361 | 370.5906 | 115.3315 | 485.9221 | 0.13013 | 0.11099 | 17.8653 | 19.3332 | 35.3323 | 37.9992 | 0.57563 | 0.77335 | 505.1534 | 149.1032 | 415.5197 | 117.13 | 2219.729 | 156.0115 | 6352.1995 | 3479.7614
12- Electrification 2 | 2032 | 838.3679 | 390.1021 | 1228.47 | 368.8097 | 113.4795 | 482.2892 | 0.131 | 0.11202 | 17.5501 | 18.848 | 31.9816 | 33.2148 | 0.57903 | 0.75655 | 504.9974 | 149.0348 | 415.5197 | 117.13 | 2207.175 | 146.2952 | 6399.8416 | 3482.3451
12- Electrification 2 | 2033 | 860.2568 | 399.6097 | 1259.8665 | 377.8859 | 117.1308 | 495.0168 | 0.13375 | 0.11466 | 19.3724 | 21.5127 | 30.7226 | 36.6219 | 0.59415 | 0.74564 | 504.9405 | 149.9558 | 415.5197 | 117.13 | 2207.1482 | 153.0371 | 6431.8059 | 3485.1017
12- Electrification 2 | 2034 | 883.2567 | 406.5146 | 1289.7713 | 385.7679 | 118.0639 | 503.8317 | 0.13653 | 0.11654 | 20.739 | 22.9011 | 36.8878 | 46.4998 | 0.56382 | 0.70448 | 522.1409 | 151.0811 | 414.9971 | 117.13 | 2180.5101 | 138.5304 | 6469.1168 | 3488.1378
12- Electrification 2 | 2035 | 907.8235 | 414.186 | 1322.0096 | 395.398 | 119.6433 | 515.0413 | 0.13954 | 0.11863 | 19.1724 | 21.891 | 32.2705 | 37.2578 | 0.55354 | 0.67081 | 538.1202 | 152.8699 | 414.5113 | 117.13 | 2173.0866 | 139.4818 | 6505.9531 | 3491.5534
12- Electrification 2 | 2036 | 944.0212 | 429.8588 | 1373.88 | 426.4961 | 129.1004 | 555.5965 | 0.14399 | 0.12298 | 21.6079 | 24.1979 | 41.086 | 44.1692 | 0.6378 | 0.7593 | 599.2133 | 188.8097 | 412.0631 | 150.0245 | 2197.8285 | 198.4285 | 6556.0787 | 3495.4528
12- Electrification 2 | 2037 | 969.4267 | 437.9304 | 1407.3571 | 428.7046 | 130.8288 | 559.5334 | 0.14704 | 0.12512 | 21.7885 | 25.6648 | 38.5088 | 54.1069 | 0.57242 | 0.64211 | 618.584 | 188.9163 | 411.4749 | 150.0245 | 2153.1551 | 173.7995 | 6592.8609 | 3499.9569
12- Electrification 2 | 2038 | 1009.369 | 453.5354 | 1462.9044 | 461.7354 | 139.9597 | 601.6951 | 0.15198 | 0.12939 | 18.3174 | 28.1587 | 32.3575 | 50.4532 | 0.57208 | 0.68606 | 639.5746 | 189.2208 | 447.0574 | 150.0245 | 2490.0227 | 186.5088 | 6641.5584 | 3505.1955
12- Electrification 2 | 2039 | 1038.7967 | 464.146 | 1502.9427 | 476.3585 | 143.9613 | 620.3198 | 0.15518 | 0.13219 | 16.9746 | 30.6713 | 30.8404 | 52.5026 | 0.52869 | 0.63448 | 661.4264 | 189.9116 | 473.5839 | 150.0245 | 2700.3648 | 185.2319 | 6693.9341 | 3511.2372
12- Electrification 2 | 2040 | 1064.2392 | 471.3125 | 1535.5518 | 484.1283 | 144.3802 | 628.5085 | 0.15741 | 0.13396 | 17.1307 | 31.1977 | 33.9244 | 58.3239 | 0.52337 | 0.59344 | 684.9106 | 190.6418 | 472.8704 | 150.4501 | 2670.2564 | 169.2742 | 6760.8557 | 3518.216
12- Electrification 2 | 2041 | 1089.6242 | 481.2399 | 1570.8641 | 500.5363 | 147.4224 | 647.9587 | 0.15994 | 0.13647 | 17.7904 | 37.231 | 30.9096 | 73.3246 | 0.56802 | 0.59157 | 728.2015 | 226.6882 | 509.0795 | 148.5695 | 2960.1827 | 182.2618 | 6812.6437 | 3526.3727
12- Electrification 2 | 2042 | 1126.9235 | 497.8711 | 1624.7945 | 531.3186 | 157.023 | 688.3416 | 0.16381 | 0.14081 | 13.2796 | 36.9464 | 22.2342 | 78.5652 | 0.5579 | 0.62261 | 759.1963 | 226.6102 | 558.0971 | 148.5695 | 3359.7638 | 190.3834 | 6879.3421 | 3535.7471
12- Electrification 2 | 2043 | 1176.7378 | 515.8842 | 1692.622 | 561.6418 | 167.8573 | 729.4991 | 0.16928 | 0.14546 | 15.3294 | 39.1242 | 24.9931 | 70.8082 | 0.52451 | 0.53679 | 788.4612 | 226.6122 | 594.7301 | 148.5695 | 3605.3712 | 169.8424 | 6951.4773 | 3546.6548
12- Electrification 2 | 2044 | 1209.9817 | 532.2515 | 1742.2332 | 595.7091 | 176.8945 | 772.6036 | 0.1718 | 0.14953 | 17.4287 | 47.1161 | 25.9549 | 93.916 | 0.64505 | 0.66694 | 820.3457 | 226.5799 | 593.7672 | 148.5695 | 3664.294 | 212.4105 | 7042.7623 | 3559.5212
12- Electrification 2 | 2045 | 1250.4725 | 553.9622 | 1804.4347 | 611.7591 | 191.1212 | 802.8803 | 0.17571 | 0.15497 | 21.1199 | 50.0768 | 29.0774 | 85.5376 | 0.53017 | 0.5621 | 854.1012 | 228.9461 | 638.652 | 148.0989 | 3999.7583 | 180.6841 | 7116.5803 | 3574.5753
| NPV | 9470.638 | 4536.2631 | 14006.9011 | 4256.4311 | 1343.4849 | 5599.916 |  |  | 202.2643 | 216.8486 | 354.3353 | 396.6272 | 7.7595 | 11.1743
| Levelized | 802.6778 | 384.4681 | 1187.1459 | 360.7511 | 113.8662 | 474.6173 |  |  | 17.1428 | 18.3789 | 30.0315 | 33.6159 | 0.65765 | 0.94707
13- Electrification 3 | 2022 | 568.5507 | 304.7218 | 873.2724 | 248.8521 | 80.6842 | 329.5363 | 0.10016 | 0.088828 | 17.5311 | 7.3561 | 26.9419 | 11.2317 | 0.89311 | 1.4575 | 0.17706 | 0 | 0 | 0 | 0 | 0 | 5676.295 | 3430.4729
13- Electrification 3 | 2023 | 588.4765 | 313.1519 | 901.6284 | 258.2337 | 84.3429 | 342.5766 | 0.10261 | 0.091033 | 15.0945 | 7.4047 | 29.8126 | 14.1205 | 0.83533 | 1.3981 | 34.4663 | 0.47993 | 45.6288 | 0 | 420.4131 | 0 | 5735.112 | 3439.9821
13- Electrification 3 | 2024 | 621.2424 | 322.4601 | 943.7026 | 283.98 | 88.7745 | 372.7545 | 0.10621 | 0.093513 | 14.7187 | 8.5166 | 23.5657 | 14.0473 | 0.85894 | 1.4062 | 71.5902 | 1.6792 | 91.2576 | 0 | 843.321 | 0 | 5849.2821 | 3448.2827
13- Electrification 3 | 2025 | 652.31 | 329.7047 | 982.0146 | 292.2219 | 91.0344 | 383.2563 | 0.1086 | 0.095419 | 16.3782 | 9.6309 | 28.6608 | 16.9109 | 0.80458 | 1.1862 | 120.6979 | 5.7665 | 93.4224 | 1.5214 | 838.8636 | 1.2314 | 6006.7726 | 3455.3248
13- Electrification 3 | 2026 | 673.8371 | 338.4612 | 1012.2983 | 310.4459 | 94.6939 | 405.1398 | 0.1099 | 0.097869 | 14.8517 | 11.0131 | 26.5081 | 19.9206 | 0.76447 | 1.2644 | 173.9058 | 10.9057 | 144.5665 | 4.8534 | 1312.0576 | 28.0565 | 6131.489 | 3458.3177
13- Electrification 3 | 2027 | 734.2232 | 362.1328 | 1096.356 | 338.8675 | 113.1564 | 452.0239 | 0.11783 | 0.10461 | 18.7495 | 13.5715 | 35.3221 | 25.1712 | 0.62439 | 0.92721 | 414.1698 | 112.1985 | 325.0748 | 86.822 | 1585.4438 | 152.8323 | 6230.9649 | 3461.7691
13- Electrification 3 | 2028 | 772.9564 | 366.1509 | 1139.1073 | 361.8205 | 111.8545 | 473.675 | 0.12226 | 0.10566 | 14.4391 | 13.8917 | 25.0919 | 24.2514 | 0.54085 | 0.8749 | 460.1141 | 112.2894 | 369.6447 | 86.822 | 1970.1039 | 135.4956 | 6322.466 | 3465.405
13- Electrification 3 | 2029 | 799.9127 | 376.2527 | 1176.1654 | 378.5548 | 116.5276 | 495.0824 | 0.12517 | 0.10847 | 15.0628 | 14.4192 | 26.234 | 25.648 | 0.59551 | 0.89374 | 521.1335 | 144.1848 | 419.4798 | 112.8972 | 2030.7951 | 169.8043 | 6390.653 | 3468.8347
13- Electrification 3 | 2030 | 826.9105 | 379.8724 | 1206.7829 | 389.7481 | 114.6109 | 504.359 | 0.12815 | 0.10948 | 17.3738 | 16.9129 | 31.1459 | 27.6801 | 0.56832 | 0.84749 | 539.616 | 144.1049 | 418.9181 | 112.8972 | 1987.5988 | 152.2535 | 6452.4286 | 3469.8339
13- Electrification 3 | 2031 | 858.4226 | 384.3766 | 1242.7992 | 405.3972 | 113.4717 | 518.8689 | 0.1319 | 0.11075 | 17.6836 | 19.2254 | 35.0006 | 37.8271 | 0.59621 | 0.79682 | 621.1428 | 144.2115 | 450.5198 | 112.8972 | 2252.816 | 151.0816 | 6508.0437 | 3470.6306
13- Electrification 3 | 2032 | 879.5894 | 388.9993 | 1268.5887 | 413.1736 | 112.3441 | 525.5177 | 0.13391 | 0.11206 | 17.3648 | 18.7247 | 30.9974 | 32.9579 | 0.60107 | 0.77835 | 650.5429 | 145.4827 | 449.6282 | 112.8972 | 2230.8844 | 141.7174 | 6568.7093 | 3471.4073
13- Electrification 3 | 2033 | 910.3744 | 397.4969 | 1307.8713 | 431.4372 | 114.9795 | 546.4166 | 0.13776 | 0.11448 | 18.9041 | 21.3474 | 30.2813 | 36.3882 | 0.61966 | 0.76875 | 678.1346 | 147.4473 | 448.7932 | 112.8972 | 2226.7582 | 148.1843 | 6608.3204 | 3472.2947
13- Electrification 3 | 2034 | 936.8704 | 404.2374 | 1341.1079 | 442.4407 | 115.7423 | 558.183 | 0.14078 | 0.11638 | 20.1404 | 22.7055 | 35.2659 | 46.0406 | 0.58814 | 0.7251 | 704.9742 | 149.6434 | 447.9796 | 112.8972 | 2192.7953 | 134.2 | 6655.0295 | 3473.4518
13- Electrification 3 | 2035 | 969.6919 | 413.9699 | 1383.6617 | 460.7702 | 119.3775 | 580.1478 | 0.14471 | 0.11912 | 16.7317 | 21.6786 | 28.0155 | 36.9438 | 0.55373 | 0.69163 | 733.9012 | 150.4978 | 465.1645 | 112.8972 | 2341.3959 | 135.1101 | 6700.9192 | 3475.1685
13- Electrification 3 | 2036 | 1008.5677 | 431.6974 | 1440.2651 | 495.1822 | 130.8845 | 626.0667 | 0.14911 | 0.12414 | 18.5385 | 24.0949 | 34.7021 | 44.3272 | 0.63046 | 0.76303 | 800.6198 | 186.8062 | 462.4912 | 111.4422 | 2364.6951 | 148.9169 | 6764.0521 | 3477.493
13- Electrification 3 | 2037 | 1037.6089 | 439.1691 | 1476.7781 | 500.6521 | 132.0091 | 632.6613 | 0.1524 | 0.12617 | 18.5318 | 25.5604 | 33.0606 | 53.6603 | 0.5674 | 0.64501 | 830.3253 | 186.7396 | 461.5912 | 111.4422 | 2307.5887 | 130.3153 | 6808.6225 | 3480.748
13- Electrification 3 | 2038 | 1082.14 | 455.5391 | 1537.6791 | 538.8299 | 141.8998 | 680.7297 | 0.15755 | 0.13074 | 14.5322 | 28.0466 | 25.6562 | 49.8241 | 0.56416 | 0.68929 | 862.137 | 186.6731 | 501.6305 | 111.4422 | 2685.5366 | 139.5371 | 6868.4984 | 3484.3137
13- Electrification 3 | 2039 | 1115.7682 | 466.8008 | 1582.569 | 558.1834 | 146.5485 | 704.7319 | 0.16095 | 0.13379 | 13.4685 | 30.5475 | 22.2659 | 52.2252 | 0.52159 | 0.63745 | 895.3178 | 186.6065 | 531.7831 | 111.4422 | 2916.6703 | 137.9426 | 6932.585 | 3489.0283
13- Electrification 3 | 2040 | 1143.3763 | 474.3738 | 1617.7501 | 567.8504 | 147.3707 | 715.2211 | 0.16298 | 0.13573 | 13.855 | 31.067 | 25.0978 | 58.2831 | 0.51625 | 0.59607 | 931.5221 | 187.2604 | 530.3281 | 112.197 | 2884.4061 | 126.1282 | 7015.4196 | 3495.0132
13- Electrification 3 | 2041 | 1169.921 | 485.6342 | 1655.5553 | 585.9108 | 151.7442 | 737.655 | 0.16532 | 0.13864 | 15.3649 | 37.1239 | 24.4652 | 73.2812 | 0.55925 | 0.59443 | 986.5096 | 222.814 | 565.7794 | 109.9872 | 3183.0936 | 135.4947 | 7076.7478 | 3502.723
13- Electrification 3 | 2042 | 1214.775 | 503.335 | 1718.11 | 621.5991 | 162.4181 | 784.0172 | 0.16973 | 0.14326 | 16.4228 | 36.8779 | 20.3832 | 76.8722 | 0.5414 | 0.62595 | 1027.2754 | 222.7018 | 616.8655 | 109.9872 | 3621.0305 | 141.6219 | 7157.1416 | 3513.316
13- Electrification 3 | 2043 | 1268.855 | 521.0892 | 1789.9442 | 657.2198 | 172.9979 | 830.2178 | 0.17517 | 0.1478 | 19.139 | 39.0627 | 23.4908 | 72.5845 | 0.51499 | 0.53975 | 1073.7406 | 222.6104 | 652.9797 | 109.9872 | 3844.7294 | 126.5263 | 7243.655 | 3525.6828
13- Electrification 3 | 2044 | 1306.2758 | 537.4428 | 1843.7186 | 696.7528 | 182.0267 | 878.7795 | 0.17762 | 0.15181 | 23.5443 | 47.1595 | 30.9659 | 92.7749 | 0.63926 | 0.67099 | 1120.0843 | 222.6124 | 651.5809 | 109.9872 | 3904.567 | 157.8234 | 7354.3292 | 3540.2823
13- Electrification 3 | 2045 | 1350.0218 | 560.2892 | 1910.311 | 715.524 | 197.3948 | 912.9188 | 0.18146 | 0.15751 | 35.9483 | 49.5017 | 44.212 | 85.1853 | 0.52605 | 0.56572 | 1169.0094 | 226.4152 | 699.5367 | 109.2224 | 4241.3003 | 130.8999 | 7439.7586 | 3557.1993
| NPV | 9893.7038 | 4542.6849 | 14436.3886 | 4712.6042 | 1349.5894 | 6062.1936 |  |  | 200.4555 | 215.9886 | 340.9056 | 395.0113 | 7.8789 | 11.3689
| Levelized | 838.5345 | 385.0123 | 1223.5468 | 399.4137 | 114.3836 | 513.7973 |  |  | 16.9895 | 18.306 | 28.8932 | 33.4789 | 0.66777 | 0.96356
14- 2x SCC | 2022 | 568.0999 | 304.7484 | 872.8483 | 331.2095 | 80.7151 | 411.9246 | 0.10027 | 0.08882 | 17.5303 | 7.3594 | 26.9407 | 11.2368 | 0.89311 | 1.4575 | 0 | 0 | 0 | 0 | 0 | 0 | 5665.8851 | 3431.0876
14- 2x SCC | 2023 | 587.3475 | 312.8782 | 900.2257 | 332.621 | 84.079 | 416.7 | 0.10316 | 0.090915 | 15.0951 | 7.4124 | 29.8145 | 14.1281 | 0.83533 | 1.3981 | 33.4481 | 0 | 45.6288 | 0 | 420.4131 | 0 | 5693.4346 | 3441.4201
14- 2x SCC | 2024 | 616.7251 | 323.859 | 940.5841 | 351.5156 | 90.1905 | 441.7061 | 0.1079 | 0.093847 | 14.7283 | 8.532 | 23.5825 | 14.0901 | 0.85894 | 1.4062 | 68.0919 | 1.6289 | 91.2576 | 0 | 843.321 | 0 | 5715.8841 | 3450.9287
14- 2x SCC | 2025 | 636.6555 | 332.0211 | 968.6766 | 332.6425 | 93.377 | 426.0195 | 0.11099 | 0.095973 | 16.4258 | 9.6597 | 28.7726 | 16.947 | 0.80166 | 1.1839 | 72.6541 | 4.227 | 91.2576 | 0 | 838.6911 | 0 | 5735.9627 | 3459.523
14- 2x SCC | 2026 | 638.2723 | 337.9686 | 976.2409 | 329.3901 | 94.2384 | 423.6285 | 0.11102 | 0.097555 | 18.4286 | 11.0646 | 33.0101 | 20.011 | 0.85317 | 1.2621 | 87.1668 | 12.6861 | 97.6256 | 3.332 | 892.412 | 26.8282 | 5749.0304 | 3464.4041
14- 2x SCC | 2027 | 673.2845 | 367.3652 | 1040.6497 | 294.2382 | 118.4386 | 412.6768 | 0.11689 | 0.10587 | 22.6637 | 13.6889 | 42.4118 | 25.3762 | 0.66363 | 0.84828 | 188.0799 | 156.8483 | 162.6703 | 119.3782 | 990.1629 | 203.7936 | 5760.0871 | 3470.0613
14- 2x SCC | 2028 | 702.2636 | 372.244 | 1074.5076 | 305.2772 | 118.0114 | 423.2887 | 0.12167 | 0.10708 | 18.5879 | 14.0341 | 31.8539 | 24.6169 | 0.57544 | 0.80658 | 218.4211 | 157.2821 | 207.8335 | 119.3782 | 1400.1379 | 179.787 | 5772.0385 | 3476.1665
14- 2x SCC | 2029 | 717.4865 | 378.4599 | 1095.9464 | 300.9699 | 118.8135 | 419.7835 | 0.12405 | 0.10868 | 19.2564 | 14.5675 | 33.0994 | 25.8522 | 0.58404 | 0.76375 | 218.4085 | 157.225 | 207.8335 | 119.3782 | 1396.9831 | 179.4844 | 5783.9524 | 3482.2591
14- 2x SCC | 2030 | 735.5148 | 382.9618 | 1118.4766 | 301.7724 | 117.7943 | 419.5667 | 0.12701 | 0.10986 | 22.4677 | 17.1117 | 38.4915 | 28.0103 | 0.56336 | 0.73259 | 218.339 | 157.1451 | 207.8335 | 119.3782 | 1382.9238 | 160.8738 | 5790.8957 | 3486.0268
14- 2x SCC | 2031 | 752.6733 | 387.5129 | 1140.1861 | 299.1047 | 116.7173 | 415.822 | 0.12982 | 0.11104 | 23.3236 | 19.4711 | 46.1746 | 38.2114 | 0.58685 | 0.6828 | 262.2684 | 157.0538 | 240.571 | 119.3782 | 1656.2516 | 159.6371 | 5797.7853 | 3489.7298
14- 2x SCC | 2032 | 761.4369 | 391.8475 | 1153.2844 | 293.5371 | 115.3167 | 408.8538 | 0.13117 | 0.11217 | 22.7062 | 18.9958 | 39.9705 | 33.5198 | 0.59148 | 0.67256 | 262.1989 | 156.951 | 240.571 | 119.3782 | 1655.0556 | 149.7141 | 5804.7758 | 3493.4458
14- 2x SCC | 2033 | 781.2402 | 401.0261 | 1182.2663 | 297.9127 | 118.6476 | 416.5603 | 0.13442 | 0.11467 | 25.6153 | 21.6989 | 41.5177 | 36.8826 | 0.59898 | 0.6579 | 265.286 | 158.4914 | 243.4788 | 120.8997 | 1651.1091 | 157.3588 | 5812.032 | 3497.2285
14- 2x SCC | 2034 | 799.4548 | 408.3612 | 1207.816 | 300.234 | 120.0184 | 420.2523 | 0.13737 | 0.11664 | 27.3749 | 23.1105 | 53.5023 | 46.9914 | 0.57234 | 0.62618 | 274.8995 | 158.4457 | 243.1878 | 120.8997 | 1642.4869 | 142.3868 | 5819.7441 | 3501.1607
14- 2x SCC | 2035 | 816.3959 | 416.4957 | 1232.8916 | 300.1219 | 122.0673 | 422.1892 | 0.14008 | 0.11882 | 25.6957 | 22.1074 | 44.4035 | 37.5763 | 0.55728 | 0.59176 | 274.83 | 158.3544 | 243.1878 | 120.8997 | 1640.8926 | 143.3752 | 5828.1124 | 3505.3277
14- 2x SCC | 2036 | 842.1906 | 429.9434 | 1272.134 | 325.8691 | 129.3045 | 455.1736 | 0.14428 | 0.1225 | 29.1058 | 24.6328 | 53.5238 | 45.1722 | 0.66043 | 0.70626 | 337.372 | 191.0464 | 294.2641 | 147.6243 | 1710.477 | 189.1349 | 5837.3484 | 3509.8283
14- 2x SCC | 2037 | 859.0946 | 438.5702 | 1297.6648 | 317.9499 | 131.5917 | 449.5417 | 0.14691 | 0.12478 | 30.1609 | 26.1487 | 58.0581 | 55.1384 | 0.58841 | 0.59599 | 337.3024 | 191.153 | 294.2641 | 147.6243 | 1687.899 | 165.0355 | 5847.7124 | 3514.7738
14- 2x SCC | 2038 | 885.0057 | 454.1791 | 1339.1848 | 337.0815 | 140.729 | 477.8105 | 0.15104 | 0.12902 | 30.8859 | 27.5327 | 56.2688 | 49.3994 | 0.60292 | 0.63612 | 348.0586 | 194.6229 | 310.5026 | 156.1207 | 1825.4547 | 246.3707 | 5859.456 | 3520.2958
14- 2x SCC | 2039 | 902.0947 | 460.62 | 1362.7147 | 334.7464 | 140.5624 | 475.3088 | 0.1536 | 0.13062 | 33.92 | 30.0904 | 58.9219 | 51.0634 | 0.57394 | 0.58455 | 347.9891 | 195.348 | 310.5026 | 156.1207 | 1826.5065 | 244.6146 | 5872.8506 | 3526.5152
14- 2x SCC | 2040 | 916.8254 | 468.978 | 1385.8034 | 332.9985 | 142.1734 | 475.1719 | 0.15571 | 0.13272 | 34.9336 | 30.618 | 63.7947 | 57.4967 | 0.55967 | 0.54797 | 347.9196 | 196.7722 | 310.5026 | 157.2404 | 1818.5858 | 229.7254 | 5888.1962 | 3533.5983
14- 2x SCC | 2041 | 930.798 | 477.6928 | 1408.4907 | 333.5921 | 144.003 | 477.5951 | 0.1576 | 0.13488 | 35.528 | 36.2634 | 66.2273 | 72.1329 | 0.5853 | 0.56084 | 374.3104 | 231.0576 | 355.6658 | 189.0152 | 2243.6753 | 284.125 | 5906.0236 | 3541.7399
14- 2x SCC | 2042 | 954.6467 | 491.2158 | 1445.8625 | 350.7975 | 150.4952 | 501.2927 | 0.16108 | 0.13833 | 31.6538 | 35.9958 | 65.5965 | 76.6777 | 0.59042 | 0.59009 | 384.4138 | 230.9796 | 382.426 | 189.0152 | 2456.8757 | 293.7126 | 5926.5828 | 3551.1169
14- 2x SCC | 2043 | 996.9009 | 508.6787 | 1505.5796 | 373.6657 | 160.779 | 534.4448 | 0.16753 | 0.14281 | 32.6602 | 38.2389 | 59.8978 | 68.1964 | 0.54761 | 0.50791 | 396.7873 | 230.8787 | 413.4723 | 189.0152 | 2678.8551 | 268.8985 | 5950.4357 | 3562.0293
14- 2x SCC | 2044 | 1020.0898 | 525.5023 | 1545.5921 | 394.0656 | 170.2722 | 564.3378 | 0.17063 | 0.147 | 38.6001 | 46.0058 | 75.1268 | 91.8135 | 0.65922 | 0.63009 | 408.5232 | 230.8121 | 412.1069 | 189.0152 | 2724.6851 | 320.3801 | 5978.2463 | 3574.8703
14- 2x SCC | 2045 | 1046.8789 | 547.1158 | 1593.9947 | 401.4607 | 184.4014 | 585.8622 | 0.17417 | 0.1524 | 36.6324 | 48.1421 | 64.3107 | 82.8754 | 0.56336 | 0.5301 | 422.2869 | 235.0104 | 448.9887 | 188.1782 | 2987.9979 | 280.0896 | 6010.7825 | 3589.9021
14- 2x SCC | NPV | 8717.9311 | 4544.3696 | 13262.3008 | 3814.8673 | 1352.3801 | 5167.2474 |  |  | 271.5399 | 215.9694 | 488.0358 | 395.1815 | 8.0562 | 10.7509
14- 2x SCC | Levelized | 738.8827 | 385.1551 | 1124.0378 | 323.3266 | 114.6201 | 437.9467 |  |  | 23.0142 | 18.3043 | 41.3632 | 33.4934 | 0.68279 | 0.91118
15- Colstrip Exit 2025 | 2022 | 570.574 | 305.9862 | 876.5603 | 251.9979 | 81.9529 | 333.9508 | 0.10069 | 0.089181 | 11.8577 | 4.7976 | 19.2545 | 7.6728 | 1.3495 | 1.9138 | 0 | 0 | 0 | 0 | 0 | 0 | 5666.8213 | 3431.0872
15- Colstrip Exit 2025 | 2023 | 592.8279 | 315.4486 | 908.2765 | 263.7315 | 86.6493 | 350.3808 | 0.10409 | 0.091662 | 9.9568 | 4.8126 | 18.2473 | 8.6071 | 1.2715 | 1.8343 | 33.271 | 0 | 45.6288 | 0 | 420.4131 | 0 | 5695.406 | 3441.4192
15- Colstrip Exit 2025 | 2024 | 624.7124 | 327.4346 | 952.1471 | 288.6775 | 93.7661 | 382.4436 | 0.10923 | 0.094883 | 9.445 | 5.6557 | 15.2082 | 9.5988 | 1.2689 | 1.8162 | 67.3094 | 1.6289 | 91.2576 | 0 | 843.321 | 0 | 5718.9796 | 3450.9274
15- Colstrip Exit 2025 | 2025 | 644.3138 | 335.4438 | 979.7576 | 285.4265 | 96.7997 | 382.2262 | 0.11225 | 0.096962 | 10.1182 | 6.2234 | 17.5963 | 10.5958 | 1.2122 | 1.5945 | 69.0445 | 4.227 | 91.2576 | 0 | 838.6911 | 0 | 5740.232 | 3459.5217
15- Colstrip Exit 2025 | 2026 | 635.9075 | 338.2753 | 974.1828 | 272.5016 | 94.5451 | 367.0467 | 0.1105 | 0.097643 | 18.4739 | 11.0645 | 33.0922 | 20.011 | 0.85317 | 1.2621 | 79.8928 | 12.6861 | 97.6256 | 3.332 | 892.412 | 26.8282 | 5754.6559 | 3464.4028
15- Colstrip Exit 2025 | 2027 | 672.358 | 367.6763 | 1040.0344 | 266.1004 | 118.7497 | 384.8501 | 0.11658 | 0.10596 | 22.7351 | 13.6889 | 42.6348 | 25.3763 | 0.6694 | 0.85747 | 188.946 | 156.8713 | 172.4529 | 119.397 | 1005.1287 | 203.8223 | 5767.1759 | 3470.0606
15- Colstrip Exit 2025 | 2028 | 701.254 | 372.5335 | 1073.7875 | 281.2512 | 118.3009 | 399.5521 | 0.12131 | 0.10717 | 18.6754 | 14.0341 | 31.902 | 24.617 | 0.58072 | 0.81456 | 217.7148 | 157.3051 | 217.6161 | 119.397 | 1413.1208 | 179.8119 | 5780.6817 | 3476.1672
15- Colstrip Exit 2025 | 2029 | 716.3992 | 378.7291 | 1095.1283 | 281.4639 | 119.0827 | 400.5467 | 0.12364 | 0.10876 | 19.3612 | 14.5675 | 33.2601 | 25.8523 | 0.5894 | 0.77172 | 217.6432 | 157.248 | 217.6161 | 119.397 | 1409.9598 | 179.5093 | 5794.1741 | 3482.2626
15- Colstrip Exit 2025 | 2030 | 734.2642 | 383.2026 | 1117.4669 | 285.4201 | 118.0351 | 403.4552 | 0.12654 | 0.10993 | 22.6028 | 17.1118 | 38.626 | 28.0105 | 0.56815 | 0.73964 | 217.5441 | 157.1681 | 217.6161 | 119.397 | 1394.4038 | 160.8958 | 5802.6628 | 3486.0348
15- Colstrip Exit 2025 | 2031 | 752.0823 | 387.7295 | 1139.8118 | 287.3714 | 116.934 | 404.3054 | 0.12942 | 0.11111 | 23.4815 | 19.4713 | 46.4818 | 38.2118 | 0.59163 | 0.68979 | 261.7986 | 157.0767 | 250.3536 | 119.397 | 1667.6452 | 159.6589 | 5811.0089 | 3489.7442
15- Colstrip Exit 2025 | 2032 | 762.4192 | 392.0394 | 1154.4586 | 285.3646 | 115.5087 | 400.8734 | 0.13101 | 0.11222 | 22.8719 | 18.9962 | 40.2061 | 33.5204 | 0.596 | 0.67906 | 264.2905 | 156.974 | 250.3536 | 119.397 | 1665.6355 | 149.7344 | 5819.3307 | 3493.469
15- Colstrip Exit 2025 | 2033 | 781.6828 | 400.9839 | 1182.6668 | 291.2761 | 118.6057 | 409.8818 | 0.13413 | 0.11466 | 25.8273 | 21.6989 | 41.8725 | 36.8822 | 0.60287 | 0.66342 | 267.8727 | 156.8484 | 250.3536 | 119.397 | 1660.9148 | 156.6427 | 5827.7761 | 3497.2621
15- Colstrip Exit 2025 | 2034 | 796.8346 | 408.2758 | 1205.1104 | 292.4633 | 119.9334 | 412.3967 | 0.13653 | 0.11661 | 27.6561 | 23.111 | 54.4517 | 46.9932 | 0.57519 | 0.63116 | 272.0745 | 156.8028 | 250.3536 | 119.397 | 1653.0855 | 141.7711 | 5836.5168 | 3501.2063
15- Colstrip Exit 2025 | 2035 | 814.1097 | 416.6014 | 1230.711 | 294.8915 | 122.1734 | 417.0649 | 0.13927 | 0.11885 | 25.9898 | 22.1083 | 45.0782 | 37.5777 | 0.56092 | 0.59797 | 276.9088 | 158.3774 | 253.2614 | 120.9184 | 1653.2494 | 143.3945 | 5845.7455 | 3505.3862
15- Colstrip Exit 2025 | 2036 | 839.941 | 430.072 | 1270.0129 | 319.5621 | 129.4336 | 448.9957 | 0.14344 | 0.12253 | 29.4601 | 24.6344 | 54.0984 | 45.1742 | 0.66483 | 0.71373 | 340.0752 | 191.373 | 304.8106 | 147.8905 | 1725.0724 | 189.4432 | 5855.6752 | 3509.9003
15- Colstrip Exit 2025 | 2037 | 856.7856 | 438.1946 | 1294.9802 | 314.3972 | 131.2169 | 445.6141 | 0.14605 | 0.12467 | 30.5408 | 26.1505 | 58.9842 | 55.1441 | 0.59234 | 0.60244 | 340.0057 | 191.2817 | 304.8106 | 147.8905 | 1701.0786 | 165.3016 | 5866.5461 | 3514.8598
15- Colstrip Exit 2025 | 2038 | 882.7105 | 453.7828 | 1336.4932 | 334.0775 | 140.3335 | 474.411 | 0.15016 | 0.1289 | 31.3276 | 27.535 | 56.9765 | 49.4048 | 0.60737 | 0.64311 | 350.7619 | 194.3557 | 321.0492 | 156.3869 | 1839.7007 | 246.6594 | 5878.628 | 3520.396
15- Colstrip Exit 2025 | 2039 | 899.7756 | 460.2074 | 1359.983 | 333.1142 | 140.1507 | 473.2649 | 0.15271 | 0.13049 | 34.4072 | 30.0932 | 59.9928 | 51.0683 | 0.57829 | 0.5915 | 350.6924 | 194.2644 | 321.0492 | 156.3869 | 1841.1419 | 244.9019 | 5892.2232 | 3526.6297
15- Colstrip Exit 2025 | 2040 | 914.5612 | 469.5147 | 1384.0759 | 332.1419 | 142.711 | 474.8528 | 0.15481 | 0.13287 | 35.4572 | 30.6209 | 65.4182 | 57.5003 | 0.5636 | 0.5543 | 350.6229 | 196.8229 | 321.0492 | 159.0368 | 1832.7696 | 229.9866 | 5907.6757 | 3533.7273
15- Colstrip Exit 2025 | 2041 | 928.6038 | 477.7339 | 1406.3377 | 333.4258 | 144.0453 | 477.4711 | 0.15672 | 0.13488 | 36.1213 | 36.2664 | 67.3192 | 72.1415 | 0.58956 | 0.56771 | 377.0285 | 229.3554 | 366.2124 | 189.2814 | 2259.3339 | 284.4085 | 5925.4257 | 3541.8834
15- Colstrip Exit 2025 | 2042 | 952.8797 | 491.6926 | 1444.5723 | 352.0317 | 150.9734 | 503.0051 | 0.16026 | 0.13846 | 31.9895 | 35.9996 | 66.1061 | 76.6904 | 0.59338 | 0.59736 | 387.9275 | 229.2527 | 395.1479 | 189.2814 | 2491.4725 | 294.0125 | 5945.9061 | 3551.275
15- Colstrip Exit 2025 | 2043 | 994.6487 | 509.1562 | 1503.805 | 374.5368 | 161.258 | 535.7949 | 0.16662 | 0.14293 | 33.0089 | 38.2428 | 60.4214 | 68.2046 | 0.5505 | 0.51436 | 399.462 | 229.1271 | 425.4012 | 189.2814 | 2712.6835 | 269.1648 | 5969.6806 | 3562.2017
15- Colstrip Exit 2025 | 2044 | 1017.9098 | 525.9825 | 1543.8922 | 396.8848 | 170.7538 | 567.6386 | 0.16972 | 0.14713 | 39.0243 | 46.0103 | 76.3179 | 91.8269 | 0.66331 | 0.63832 | 411.1882 | 229.0358 | 424.8555 | 189.2814 | 2762.2428 | 320.72 | 5997.4083 | 3575.043
15- Colstrip Exit 2025 | 2045 | 1044.8852 | 548.1295 | 1593.0147 | 404.4596 | 185.4165 | 589.8761 | 0.17329 | 0.15268 | 37.1192 | 49.401 | 65.2637 | 84.8688 | 0.56322 | 0.53725 | 424.9661 | 235.0783 | 461.8149 | 188.9787 | 3025.0163 | 280.9196 | 6029.8598 | 3590.0749
| NPV | 8725.2107 | 4554.8663 | 13280.077 | 3473.2224 | 1362.8804 | 4836.1028 |  |  | 254.5164 | 206.5366 | 459.2949 | 378.8286 | 9.5548 | 12.2708
| Levelized | 739.4996 | 386.0448 | 1125.5444 | 294.3707 | 115.51 | 409.8808 |  |  | 21.5714 | 17.5049 | 38.9272 | 32.1074 | 0.80982 | 1.04
16- Colstrip Exit 2035 | 2022 | 570.5837 | 305.9666 | 876.5503 | 252.004 | 81.9368 | 333.9408 | 0.10069 | 0.089155 | 11.8572 | 4.8001 | 19.2539 | 7.6757 | 1.3495 | 1.9138 | 0 | 0 | 0 | 0 | 0 | 0 | 5666.7202 | 3431.8638
16- Colstrip Exit 2035 | 2023 | 592.8515 | 315.4015 | 908.2529 | 263.7475 | 86.6099 | 350.3574 | 0.1041 | 0.091605 | 9.9557 | 4.8192 | 18.2437 | 8.6153 | 1.2715 | 1.8343 | 33.271 | 0 | 45.6288 | 0 | 420.4131 | 0 | 5695.1859 | 3443.0518
16- Colstrip Exit 2035 | 2024 | 626.2745 | 326.4471 | 952.7215 | 290.2276 | 92.7908 | 383.0184 | 0.10951 | 0.094527 | 9.4432 | 5.6679 | 15.2027 | 9.6235 | 1.2689 | 1.8162 | 67.3094 | 0 | 91.2576 | 0 | 843.321 | 0 | 5718.6295 | 3453.4964
16- Colstrip Exit 2035 | 2025 | 648.8353 | 334.6313 | 983.4666 | 289.9315 | 96.0045 | 385.936 | 0.11304 | 0.096629 | 10.1152 | 6.2444 | 17.5939 | 10.6403 | 1.2122 | 1.5945 | 69.0445 | 0 | 91.2576 | 0 | 838.6911 | 0 | 5739.7423 | 3463.0425
16- Colstrip Exit 2035 | 2026 | 635.3513 | 339.8696 | 975.2209 | 271.8408 | 96.1623 | 368.0032 | 0.11042 | 0.097973 | 18.9579 | 6.7893 | 33.953 | 11.9314 | 1.3316 | 1.7232 | 72.2511 | 0 | 91.2576 | 0 | 841.1377 | 0 | 5754.0189 | 3469.0275
16- Colstrip Exit 2035 | 2027 | 672.1545 | 359.663 | 1031.8174 | 265.8249 | 110.7653 | 376.5902 | 0.11656 | 0.10348 | 22.727 | 8.6694 | 42.6127 | 16.9194 | 1.0899 | 1.251 | 188.4649 | 51.7745 | 172.0607 | 42.2785 | 1004.5287 | 85.8433 | 5766.3979 | 3475.8292
16- Colstrip Exit 2035 | 2028 | 701.066 | 366.6871 | 1067.7531 | 280.9923 | 112.4896 | 393.4819 | 0.1213 | 0.10528 | 18.6656 | 8.8252 | 31.8924 | 14.965 | 0.97932 | 1.1918 | 217.2337 | 51.7745 | 217.2239 | 42.2785 | 1412.6002 | 77.4652 | 5779.7876 | 3483.1129
16- Colstrip Exit 2035 | 2029 | 716.2245 | 373.3921 | 1089.6166 | 281.2137 | 113.7867 | 395.0004 | 0.12363 | 0.10698 | 19.3503 | 9.2761 | 33.2433 | 16.724 | 0.98405 | 1.1457 | 217.162 | 51.7745 | 217.2239 | 42.2785 | 1409.4395 | 77.211 | 5793.2056 | 3490.3252
16- Colstrip Exit 2035 | 2030 | 734.0979 | 377.1379 | 1111.2358 | 285.18 | 112.0166 | 397.1966 | 0.12653 | 0.1079 | 22.5898 | 10.9998 | 38.6123 | 18.9594 | 0.98084 | 1.1345 | 217.0629 | 51.7745 | 217.2239 | 42.2785 | 1393.9436 | 70.396 | 5801.6747 | 3495.0964
16- Colstrip Exit 2035 | 2031 | 752.0346 | 388.4061 | 1140.4408 | 287.2501 | 117.6613 | 404.9113 | 0.12944 | 0.11099 | 23.4683 | 12.8459 | 46.4501 | 25.558 | 1.0119 | 1.1011 | 261.3175 | 87.0825 | 249.9614 | 75.173 | 1667.1884 | 114.0598 | 5810.0602 | 3499.6247
16- Colstrip Exit 2035 | 2032 | 762.37 | 394.5878 | 1156.9578 | 285.2464 | 118.1113 | 403.3577 | 0.13103 | 0.11261 | 22.8602 | 12.8742 | 40.1905 | 22.301 | 0.99266 | 1.0677 | 263.8094 | 87.2191 | 249.9614 | 75.173 | 1665.2113 | 107.0591 | 5818.4773 | 3503.9829
16- Colstrip Exit 2035 | 2033 | 781.6278 | 403.4456 | 1185.0734 | 291.154 | 121.1242 | 412.2782 | 0.13414 | 0.115 | 25.8152 | 14.7286 | 41.8553 | 24.1709 | 0.99839 | 1.0509 | 267.3915 | 87.5493 | 249.9614 | 75.173 | 1660.4651 | 112.3103 | 5827.0577 | 3508.2537
16- Colstrip Exit 2035 | 2034 | 796.7715 | 411.0631 | 1207.8347 | 292.3422 | 122.7796 | 415.1219 | 0.13653 | 0.11703 | 27.6456 | 15.6178 | 54.4189 | 31.5912 | 0.97738 | 1.0264 | 271.5933 | 88.0388 | 249.9614 | 75.173 | 1652.6843 | 102.4329 | 5835.954 | 3512.5258
16- Colstrip Exit 2035 | 2035 | 814.0376 | 419.0922 | 1233.1298 | 294.7664 | 124.7249 | 419.4913 | 0.13926 | 0.11916 | 25.9816 | 14.7987 | 45.0617 | 25.0128 | 0.96418 | 0.99437 | 276.4276 | 90.1374 | 252.8692 | 76.6945 | 1652.8443 | 103.7447 | 5845.3383 | 3516.951
16- Colstrip Exit 2035 | 2036 | 839.8875 | 435.9951 | 1275.8827 | 317.8453 | 135.4187 | 453.2639 | 0.14344 | 0.1238 | 29.3789 | 24.6113 | 53.9807 | 44.8686 | 0.65692 | 0.70738 | 330.2334 | 192.7377 | 298.9915 | 159.8397 | 1713.5358 | 209.7959 | 5855.4098 | 3521.6507
16- Colstrip Exit 2035 | 2037 | 856.7311 | 444.0657 | 1300.7968 | 312.874 | 137.1509 | 450.0249 | 0.14604 | 0.12591 | 30.4662 | 26.1236 | 58.9566 | 55.3412 | 0.58577 | 0.59713 | 330.1639 | 193.7776 | 298.9915 | 159.8397 | 1690.8292 | 183.6135 | 5866.3989 | 3526.7415
16- Colstrip Exit 2035 | 2038 | 882.6378 | 459.551 | 1342.1887 | 332.4673 | 146.1653 | 478.6326 | 0.15014 | 0.1301 | 31.2379 | 27.483 | 56.9792 | 49.6083 | 0.60087 | 0.63806 | 340.9201 | 199.0227 | 315.23 | 168.3362 | 1830.0868 | 266.3216 | 5878.57 | 3532.3498
16- Colstrip Exit 2035 | 2039 | 902.7508 | 465.9205 | 1368.6713 | 334.6834 | 145.928 | 480.6114 | 0.15321 | 0.13167 | 34.1643 | 30.0187 | 59.2974 | 50.9956 | 0.57358 | 0.58733 | 350.4914 | 199.6512 | 314.939 | 168.3362 | 1829.1477 | 265.0278 | 5892.2278 | 3538.6485
16- Colstrip Exit 2035 | 2040 | 917.4473 | 473.5488 | 1390.9961 | 333.7193 | 146.8101 | 480.5295 | 0.1553 | 0.13355 | 35.1701 | 30.5514 | 64.243 | 57.3708 | 0.56 | 0.55105 | 350.4219 | 199.9256 | 314.939 | 168.3362 | 1821.8801 | 248.4436 | 5907.7252 | 3545.8007
16- Colstrip Exit 2035 | 2041 | 931.376 | 482.5031 | 1413.8791 | 334.8221 | 148.8795 | 483.7015 | 0.15718 | 0.13576 | 35.7637 | 36.1266 | 66.6991 | 72.8727 | 0.58608 | 0.5647 | 376.8275 | 235.1765 | 360.1022 | 201.2306 | 2248.2408 | 304.415 | 5925.4798 | 3554.0089
16- Colstrip Exit 2035 | 2042 | 955.5564 | 496.3719 | 1451.9284 | 353.2226 | 155.7182 | 508.9408 | 0.16071 | 0.13929 | 31.5599 | 35.8661 | 64.8115 | 76.8156 | 0.58968 | 0.59395 | 387.729 | 235.0966 | 389.0443 | 201.2306 | 2479.6182 | 314.4667 | 5945.9645 | 3563.5377
16- Colstrip Exit 2035 | 2043 | 997.0759 | 513.8275 | 1510.9034 | 375.6448 | 165.9954 | 541.6402 | 0.16702 | 0.14374 | 32.5867 | 38.1448 | 59.6594 | 67.7913 | 0.54771 | 0.51158 | 399.0774 | 235.0053 | 419.1119 | 201.2306 | 2701.3769 | 287.3525 | 5969.7434 | 3574.6033
16- Colstrip Exit 2035 | 2044 | 1020.1126 | 530.4161 | 1550.5287 | 397.421 | 175.2536 | 572.6746 | 0.17009 | 0.14785 | 38.4802 | 45.8026 | 75.2639 | 91.6168 | 0.65955 | 0.63488 | 410.8054 | 234.9139 | 418.758 | 201.2306 | 2750.0856 | 343.2811 | 5997.4751 | 3587.5128
16- Colstrip Exit 2035 | 2045 | 1046.9242 | 551.6922 | 1598.6164 | 405.0075 | 189.0457 | 594.0532 | 0.17362 | 0.15314 | 36.5092 | 48.2569 | 64.444 | 83.8289 | 0.56263 | 0.53417 | 424.5838 | 238.263 | 455.7186 | 200.5357 | 3013.1632 | 301.0437 | 6029.9304 | 3602.6207
16- Colstrip Exit 2035 | NPV | 8733.704 | 4558.3562 | 13292.0603 | 3477.0204 | 1366.8276 | 4843.848 |  |  | 254.0005 | 173.8506 | 458.1027 | 320.7835 | 11.8258 | 14.4585
16- Colstrip Exit 2035 | Levelized | 740.2195 | 386.3406 | 1126.56 | 294.6926 | 115.8446 | 410.5372 |  |  | 21.5276 | 14.7346 | 38.8262 | 27.1878 | 1.0023 | 1.2254
17- Colstrip Exit 2045 | 2022 | 570.5758 | 305.9615 | 876.5373 | 251.9992 | 81.9329 | 333.932 | 0.10069 | 0.089149 | 11.8577 | 4.8007 | 19.2544 | 7.6763 | 1.3495 | 1.9138 | 0 | 0 | 0 | 0 | 0 | 0 | 5666.8075 | 3432.0137
17- Colstrip Exit 2045 | 2023 | 593.0624 | 315.3908 | 908.4532 | 263.9647 | 86.6016 | 350.5663 | 0.10413 | 0.091593 | 9.9566 | 4.8207 | 18.2467 | 8.6172 | 1.2715 | 1.8343 | 33.8613 | 0 | 45.6288 | 0 | 420.4131 | 0 | 5695.369 | 3443.3889
17- Colstrip Exit 2045 | 2024 | 626.2396 | 326.429 | 952.6686 | 290.202 | 92.7766 | 382.9786 | 0.1095 | 0.094506 | 9.4446 | 5.6709 | 15.207 | 9.6294 | 1.2689 | 1.8162 | 68.6166 | 0 | 91.2576 | 0 | 843.321 | 0 | 5718.9074 | 3454.0727
17- Colstrip Exit 2045 | 2025 | 648.7915 | 334.6021 | 983.3936 | 289.8997 | 95.9809 | 385.8806 | 0.11303 | 0.096596 | 10.1175 | 6.25 | 17.5957 | 10.6494 | 1.2122 | 1.5945 | 71.6166 | 0 | 91.2576 | 0 | 838.6911 | 0 | 5740.1096 | 3463.9281
17- Colstrip Exit 2045 | 2026 | 635.305 | 339.8324 | 975.1374 | 271.8115 | 96.1329 | 367.9444 | 0.1104 | 0.097926 | 18.962 | 6.7989 | 33.9608 | 11.946 | 1.3316 | 1.7232 | 73.0523 | 0 | 91.2576 | 0 | 841.1377 | 0 | 5754.4677 | 3470.2933
17- Colstrip Exit 2045 | 2027 | 672.0809 | 359.6018 | 1031.6826 | 265.7548 | 110.7142 | 376.469 | 0.11654 | 0.10341 | 22.7318 | 8.6841 | 42.6241 | 16.9533 | 1.0898 | 1.2508 | 188.66 | 51.6781 | 171.9104 | 42.1999 | 1004.2988 | 85.723 | 5766.906 | 3477.5386
17- Colstrip Exit 2045 | 2028 | 700.9941 | 366.7527 | 1067.7468 | 280.927 | 112.5678 | 393.4948 | 0.12127 | 0.10523 | 18.671 | 8.8457 | 31.8996 | 14.9875 | 0.9792 | 1.1917 | 217.0072 | 51.8147 | 217.0736 | 42.1999 | 1412.4008 | 77.3609 | 5780.3166 | 3485.3082
17- Colstrip Exit 2045 | 2029 | 716.1602 | 373.3917 | 1089.5519 | 281.1542 | 113.8015 | 394.9557 | 0.12361 | 0.1069 | 19.3554 | 9.302 | 33.2513 | 16.7761 | 0.98393 | 1.1455 | 216.8933 | 52.1448 | 217.0736 | 42.1999 | 1409.2402 | 77.1066 | 5793.7035 | 3493.0195
17- Colstrip Exit 2045 | 2030 | 734.0481 | 377.1215 | 1111.1696 | 285.1322 | 112.0182 | 397.1503 | 0.12651 | 0.1078 | 22.5946 | 11.0347 | 38.6178 | 19.0051 | 0.98072 | 1.1343 | 216.7943 | 52.6344 | 217.0736 | 42.1999 | 1393.7672 | 70.3037 | 5802.0823 | 3498.2716
17- Colstrip Exit 2045 | 2031 | 752.0077 | 388.4485 | 1140.4562 | 287.2183 | 117.7241 | 404.9423 | 0.12943 | 0.11088 | 23.4714 | 12.8888 | 46.4566 | 25.6248 | 1.0117 | 1.101 | 261.0488 | 88.375 | 249.8111 | 75.0944 | 1667.0134 | 113.9682 | 5810.3204 | 3503.2316
17- Colstrip Exit 2045 | 2032 | 762.3724 | 394.4517 | 1156.8241 | 285.236 | 117.9977 | 403.2336 | 0.13102 | 0.11244 | 22.8606 | 12.9194 | 40.1904 | 22.3784 | 0.99256 | 1.0676 | 263.4985 | 88.5002 | 249.8111 | 75.0944 | 1665.0488 | 106.9741 | 5818.5428 | 3507.9536
17- Colstrip Exit 2045 | 2033 | 781.6634 | 403.366 | 1185.0294 | 291.1656 | 121.0689 | 412.2345 | 0.13415 | 0.11484 | 25.8124 | 14.7852 | 41.851 | 24.2583 | 0.99827 | 1.0508 | 267.165 | 88.4774 | 249.8111 | 75.0944 | 1660.2928 | 112.2201 | 5826.9038 | 3512.5145
17- Colstrip Exit 2045 | 2034 | 796.8417 | 411.2887 | 1208.1304 | 292.3792 | 123.0311 | 415.4103 | 0.13655 | 0.11694 | 27.6391 | 15.68 | 54.3989 | 31.7834 | 0.97728 | 1.0262 | 271.3246 | 88.946 | 249.8111 | 75.0944 | 1652.5306 | 102.3525 | 5835.5798 | 3517.0045
17- Colstrip Exit 2045 | 2035 | 814.1395 | 419.5956 | 1233.7351 | 294.8249 | 125.2554 | 420.0803 | 0.13929 | 0.11915 | 25.9723 | 14.8611 | 45.0411 | 25.0897 | 0.96407 | 0.99423 | 276.159 | 91.6519 | 252.7189 | 76.6158 | 1652.6891 | 103.6635 | 5844.7658 | 3521.5878
17- Colstrip Exit 2045 | 2036 | 839.8569 | 435.5632 | 1275.4201 | 319.2935 | 135.0149 | 454.3084 | 0.14345 | 0.12351 | 29.4394 | 17.0243 | 54.062 | 29.7667 | 1.0412 | 1.0822 | 338.456 | 126.3408 | 303.5594 | 103.2171 | 1723.6233 | 144.2189 | 5854.6724 | 3526.4026
17- Colstrip Exit 2045 | 2037 | 856.7157 | 446.8956 | 1303.6114 | 314.1604 | 140.0099 | 454.1702 | 0.14606 | 0.12654 | 30.5181 | 17.985 | 58.9265 | 35.7335 | 0.96479 | 0.96899 | 338.3865 | 126.9694 | 303.5594 | 103.2171 | 1699.8275 | 126.9976 | 5865.5363 | 3531.5875
17- Colstrip Exit 2045 | 2038 | 882.9037 | 462.4414 | 1345.3451 | 334.0864 | 149.0857 | 483.172 | 0.15021 | 0.13073 | 31.3028 | 18.1915 | 56.9498 | 32.7702 | 0.99656 | 1.0262 | 349.3148 | 130.4319 | 319.7979 | 111.7135 | 1838.3434 | 204.8994 | 5877.6217 | 3537.2501
17- Colstrip Exit 2045 | 2039 | 899.975 | 468.9779 | 1368.953 | 333.1247 | 149.0161 | 482.1408 | 0.15277 | 0.13234 | 34.3805 | 20.1957 | 59.9455 | 34.4406 | 0.96141 | 0.96887 | 349.4487 | 130.3748 | 319.7979 | 111.7135 | 1839.7915 | 203.9179 | 5891.2255 | 3543.6308
17- Colstrip Exit 2045 | 2040 | 914.7613 | 478.1061 | 1392.8674 | 332.1604 | 151.3989 | 483.5593 | 0.15487 | 0.13464 | 35.4309 | 21.154 | 65.3608 | 39.6905 | 0.92606 | 0.91197 | 349.6395 | 130.2835 | 319.7979 | 111.7135 | 1831.5419 | 192.8832 | 5906.6886 | 3550.8702
17- Colstrip Exit 2045 | 2041 | 928.5406 | 487.1666 | 1415.7072 | 333.1649 | 153.5743 | 486.7392 | 0.15673 | 0.13688 | 36.0965 | 25.8405 | 67.27 | 52.4204 | 0.9478 | 0.92078 | 376.0038 | 165.5002 | 364.9611 | 144.608 | 2258.0017 | 244.1285 | 5924.4441 | 3559.0843
17- Colstrip Exit 2045 | 2042 | 952.8138 | 500.4129 | 1453.2266 | 351.7425 | 159.7906 | 511.5331 | 0.16027 | 0.14022 | 31.9797 | 25.446 | 66.1029 | 54.049 | 0.96223 | 0.9606 | 386.5955 | 165.4089 | 393.7867 | 144.608 | 2489.1698 | 250.6745 | 5944.9298 | 3568.6561
17- Colstrip Exit 2045 | 2043 | 995.038 | 517.8166 | 1512.8547 | 374.7146 | 170.016 | 544.7307 | 0.16671 | 0.14465 | 32.9991 | 28.0621 | 60.421 | 51.3987 | 0.91542 | 0.87509 | 398.4854 | 165.2832 | 424.661 | 144.608 | 2710.5441 | 230.6985 | 5968.7096 | 3579.7716
17- Colstrip Exit 2045 | 2044 | 1018.2855 | 532.101 | 1550.3865 | 397.0143 | 176.9701 | 573.9844 | 0.16981 | 0.1481 | 38.991 | 34.1034 | 76.2436 | 66.7843 | 0.99381 | 0.96323 | 410.2138 | 165.2262 | 423.4751 | 144.608 | 2759.3388 | 270.9885 | 5996.4425 | 3592.7429
17- Colstrip Exit 2045 | 2045 | 1045.2118 | 554.1021 | 1599.3139 | 404.5522 | 191.4872 | 596.0394 | 0.17337 | 0.15358 | 37.0822 | 35.3506 | 65.2274 | 61.7955 | 0.92821 | 0.89489 | 423.9534 | 168.6286 | 460.4308 | 143.9093 | 3022.2583 | 238.2208 | 6028.899 | 3607.9188
17- Colstrip Exit 2045 | NPV | 8729.3673 | 4566.7535 | 13296.1207 | 3476.3662 | 1375.418 | 4851.7842 |  |  | 254.7562 | 146.0547 | 459.7207 | 266.7845 | 12.9023 | 15.5162
17- Colstrip Exit 2045 | Levelized | 739.8519 | 387.0523 | 1126.9042 | 294.6372 | 116.5727 | 411.2099 |  |  | 21.5917 | 12.3788 | 38.9633 | 22.6112 | 1.0935 | 1.3151
18- Clean Energy Delivered Each Hour | 2022 | 568.0584 | 304.7428 | 872.8012 | 248.3878 | 80.7095 | 329.0973 | 0.10024 | 0.088818 | 17.5355 | 7.3594 | 26.9489 | 11.2368 | 0.89311 | 1.4575 | 0 | 0 | 0 | 0 | 0 | 0 | 5666.8213 | 3431.0872
18- Clean Energy Delivered Each Hour | 2023 | 587.0657 | 312.8783 | 899.944 | 256.8928 | 84.079 | 340.9718 | 0.10308 | 0.090915 | 15.1053 | 7.4124 | 29.8478 | 14.1281 | 0.83533 | 1.3981 | 33.271 | 0 | 45.6288 | 0 | 420.4131 | 0 | 5695.406 | 3441.4192
18- Clean Energy Delivered Each Hour | 2024 | 615.8944 | 323.8591 | 939.7535 | 278.8098 | 90.1905 | 369.0003 | 0.10769 | 0.093847 | 14.7448 | 8.532 | 23.6113 | 14.09 | 0.85894 | 1.4062 | 67.3094 | 1.6289 | 91.2576 | 0 | 843.321 | 0 | 5718.9796 | 3450.9274
18- Clean Energy Delivered Each Hour | 2025 | 634.3471 | 331.9896 | 966.3366 | 274.3674 | 93.3455 | 367.7129 | 0.11051 | 0.095964 | 16.4539 | 9.6597 | 28.8293 | 16.947 | 0.80166 | 1.1839 | 69.0445 | 4.227 | 91.2576 | 0 | 838.6911 | 0 | 5740.232 | 3459.5217
18- Clean Energy Delivered Each Hour | 2026 | 635.9075 | 337.9223 | 973.8298 | 272.5016 | 94.1921 | 366.6937 | 0.1105 | 0.097541 | 18.4739 | 11.0645 | 33.0922 | 20.011 | 0.85317 | 1.2621 | 79.8928 | 12.6861 | 97.6256 | 3.332 | 892.412 | 26.8282 | 5754.6559 | 3464.4028
18- Clean Energy Delivered Each Hour | 2027 | 672.358 | 367.3233 | 1039.6814 | 266.1004 | 118.3967 | 384.4971 | 0.11658 | 0.10586 | 22.7351 | 13.6889 | 42.6348 | 25.3763 | 0.6694 | 0.85747 | 188.946 | 156.8713 | 172.4529 | 119.397 | 1005.1287 | 203.8223 | 5767.1759 | 3470.0606
18- Clean Energy Delivered Each Hour | 2028 | 701.254 | 372.1805 | 1073.4345 | 281.2512 | 117.9479 | 399.1991 | 0.12131 | 0.10707 | 18.6754 | 14.0341 | 31.902 | 24.617 | 0.58072 | 0.81456 | 217.7148 | 157.3051 | 217.6161 | 119.397 | 1413.1208 | 179.8119 | 5780.6817 | 3476.1672
18- Clean Energy Delivered Each Hour | 2029 | 716.3992 | 378.376 | 1094.7753 | 281.4639 | 118.7297 | 400.1936 | 0.12364 | 0.10866 | 19.3612 | 14.5675 | 33.2601 | 25.8523 | 0.5894 | 0.77172 | 217.6432 | 157.248 | 217.6161 | 119.397 | 1409.9598 | 179.5093 | 5794.1741 | 3482.2626
18- Clean Energy Delivered Each Hour | 2030 | 734.2642 | 382.8496 | 1117.1138 | 285.4201 | 117.6821 | 403.1022 | 0.12654 | 0.10982 | 22.6028 | 17.1118 | 38.626 | 28.0105 | 0.56815 | 0.73964 | 217.5441 | 157.1681 | 217.6161 | 119.397 | 1394.4038 | 160.8958 | 5802.6628 | 3486.0348
18- Clean Energy Delivered Each Hour | 2031 | 752.0823 | 387.3765 | 1139.4588 | 287.3714 | 116.581 | 403.9524 | 0.12942 | 0.111 | 23.4815 | 19.4713 | 46.4818 | 38.2118 | 0.59163 | 0.68979 | 261.7986 | 157.0767 | 250.3536 | 119.397 | 1667.6452 | 159.6589 | 5811.0089 | 3489.7442
18- Clean Energy Delivered Each Hour | 2032 | 762.4192 | 391.6864 | 1154.1056 | 285.3646 | 115.1557 | 400.5204 | 0.13101 | 0.11212 | 22.8719 | 18.9962 | 40.2061 | 33.5204 | 0.596 | 0.67906 | 264.2905 | 156.974 | 250.3536 | 119.397 | 1665.6355 | 149.7344 | 5819.3307 | 3493.469
18- Clean Energy Delivered Each Hour | 2033 | 781.6828 | 400.6309 | 1182.3137 | 291.2761 | 118.2527 | 409.5288 | 0.13413 | 0.11456 | 25.8273 | 21.6989 | 41.8725 | 36.8822 | 0.60287 | 0.66342 | 267.8727 | 156.8484 | 250.3536 | 119.397 | 1660.9148 | 156.6427 | 5827.7761 | 3497.2621
18- Clean Energy Delivered Each Hour | 2034 | 796.8346 | 407.9228 | 1204.7574 | 292.4633 | 119.5804 | 412.0436 | 0.13653 | 0.11651 | 27.6561 | 23.111 | 54.4517 | 46.9932 | 0.57519 | 0.63116 | 272.0745 | 156.8028 | 250.3536 | 119.397 | 1653.0855 | 141.7711 | 5836.5168 | 3501.2063
18- Clean Energy Delivered Each Hour | 2035 | 814.1097 | 416.2483 | 1230.358 | 294.8915 | 121.8204 | 416.7119 | 0.13927 | 0.11875 | 25.9898 | 22.1083 | 45.0782 | 37.5777 | 0.56092 | 0.59797 | 276.9088 | 158.3774 | 253.2614 | 120.9184 | 1653.2494 | 143.3945 | 5845.7455 | 3505.3862
18- Clean Energy Delivered Each Hour | 2036 | 980.8664 | 439.0243 | 1419.8906 | 461.4111 | 138.3859 | 599.797 | 0.16751 | 0.12508 | 20.3053 | 24.2943 | 39.9774 | 43.9881 | 0.78368 | 0.69724 | 713.3393 | 228.9021 | 238.7114 | 186.7074 | 1444.0901 | 247.4264 | 5855.6752 | 3509.9003
18- Clean Energy Delivered Each Hour | 2037 | 996.6153 | 447.1857 | 1443.801 | 449.4836 | 140.208 | 589.6916 | 0.16988 | 0.12723 | 19.7291 | 25.7602 | 35.0996 | 54.7133 | 0.69591 | 0.58885 | 713.2698 | 228.8107 | 238.7114 | 186.7074 | 1423.3618 | 216.8421 | 5866.5461 | 3514.8598
18- Clean Energy Delivered Each Hour | 2038 | 1045.0754 | 465.0347 | 1510.1101 | 495.2946 | 151.5854 | 646.88 | 0.17778 | 0.1321 | 14.022 | 27.0572 | 22.5417 | 49.2147 | 0.63309 | 0.62819 | 742.6984 | 231.8848 | 327.9424 | 195.2038 | 2185.7292 | 302.1668 | 5878.628 | 3520.396
18- Clean Energy Delivered Each Hour | 2039 | 1059.6095 | 471.3421 | 1530.9516 | 490.1294 | 151.2855 | 641.4149 | 0.17983 | 0.13365 | 14.8535 | 29.5505 | 22.864 | 50.2868 | 0.61374 | 0.57715 | 742.6289 | 231.7934 | 327.9424 | 195.2038 | 2176.9152 | 301.2544 | 5892.2232 | 3526.6297
18- Clean Energy Delivered Each Hour | 2040 | 1067.5727 | 480.673 | 1548.2457 | 482.7748 | 153.8693 | 636.6441 | 0.18071 | 0.13602 | 15.5244 | 30.077 | 25.128 | 56.7597 | 0.60258 | 0.54139 | 742.5594 | 234.352 | 327.9424 | 197.8537 | 2159.0581 | 281.5391 | 5907.6757 | 3533.7273
18- Clean Energy Delivered Each Hour | 2041 | 1072.0981 | 481.0905 | 1553.1886 | 474.0018 | 147.4018 | 621.4037 | 0.18093 | 0.13583 | 17.8391 | 35.9008 | 24.505 | 72.3689 | 0.61347 | 0.53508 | 768.965 | 231.5765 | 373.1056 | 195.2038 | 2565.0792 | 297.9982 | 5925.4257 | 3541.8834
18- Clean Energy Delivered Each Hour | 2042 | 1133.3094 | 496.0413 | 1629.3507 | 532.7042 | 155.3221 | 688.0263 | 0.1906 | 0.13968 | 32.4236 | 35.6323 | 38.7209 | 76.3913 | 0.52957 | 0.56252 | 793.929 | 231.4738 | 502.1936 | 195.2038 | 3638.5335 | 307.6767 | 5945.9061 | 3551.275
18- Clean Energy Delivered Each Hour | 2043 | 1166.4603 | 513.5231 | 1679.9834 | 546.6909 | 165.6249 | 712.3158 | 0.1954 | 0.14416 | 32.9328 | 37.9183 | 40.6976 | 67.4076 | 0.5015 | 0.48344 | 805.4635 | 231.3482 | 532.4469 | 195.2038 | 3849.4258 | 281.3224 | 5969.6806 | 3562.2017
18- Clean Energy Delivered Each Hour | 2044 | 1178.1481 | 531.7288 | 1709.8768 | 560.346 | 176.5001 | 736.846 | 0.19644 | 0.14873 | 45.5141 | 45.5278 | 57.0948 | 91.0463 | 0.58687 | 0.59857 | 831.0122 | 231.2568 | 569.0037 | 195.2038 | 4194.6452 | 335.5864 | 5997.4083 | 3575.043
18- Clean Energy Delivered Each Hour | 2045 | 1250.1875 | 556.1592 | 1806.3468 | 612.2455 | 193.4463 | 805.6918 | 0.20733 | 0.15492 | 65.5698 | 48.9314 | 77.7593 | 84.7131 | 0.46616 | 0.50263 | 941.7901 | 237.2994 | 654.4632 | 194.9011 | 4703.6854 | 293.6123 | 6029.8598 | 3590.0749
18- Clean Energy Delivered Each Hour | NPV | 9161.6279 | 4567.0591 | 13728.687 | 3903.2643 | 1375.0731 | 5278.3374 |  |  | 251.173 | 215.0076 | 418.3543 | 394.0805 | 8.1425 | 10.7391
| Levelized | 776.4879 | 387.0782 | 1163.566 | 330.8187 | 116.5434 | 447.3621 |  |  | 21.288 | 18.2228 | 35.4573 | 33.4 | 0.69011 | 0.91018
19- SCC on Net P/S | 2022 | 568.0583 | 304.9477 | 873.0061 | 218.829 | 80.9108 | 299.7398 | 0.10024 | 0.088889 | 17.5355 | 7.357 | 26.9489 | 11.233 | 0.89311 | 1.4575 | 0 | 0.47993 | 0 | 0 | 0 | 0 | 5666.8186 | 3430.6416
19- SCC on Net P/S | 2023 | 587.0654 | 313.1228 | 900.1882 | 223.403 | 84.3154 | 307.7184 | 0.10308 | 0.091013 | 15.1053 | 7.4068 | 29.8477 | 14.1226 | 0.83533 | 1.3981 | 33.271 | 1.5426 | 45.6288 | 0 | 420.4131 | 0 | 5695.403 | 3440.4065
19- SCC on Net P/S | 2024 | 615.485 | 323.2042 | 938.6892 | 241.7207 | 89.522 | 331.2427 | 0.10762 | 0.093703 | 14.7448 | 8.5217 | 23.6113 | 14.0616 | 0.85894 | 1.4062 | 66.542 | 3.7703 | 91.2576 | 0 | 843.321 | 0 | 5718.9816 | 3449.2263
19- SCC on Net P/S | 2025 | 633.9646 | 331.3969 | 965.3615 | 245.8194 | 92.7325 | 338.552 | 0.11044 | 0.095863 | 16.454 | 9.6409 | 28.8295 | 16.9258 | 0.80166 | 1.1839 | 66.542 | 4.7521 | 91.2576 | 0.00031438 | 838.6911 | 0.0006452 | 5740.2474 | 3456.9844
19- SCC on Net P/S | 2026 | 636.3504 | 337.6372 | 973.9876 | 242.0089 | 93.8787 | 335.8876 | 0.11058 | 0.097559 | 18.4768 | 11.0339 | 33.101 | 19.9581 | 0.85462 | 1.2644 | 78.1351 | 11.3269 | 100.5334 | 4.9661 | 894.7595 | 28.0576 | 5754.6973 | 3460.867
19- SCC on Net P/S | 2027 | 681.898 | 369.211 | 1051.109 | 249.6561 | 120.247 | 369.9031 | 0.11824 | 0.10654 | 18.8457 | 13.6396 | 35.27 | 25.2997 | 0.56607 | 0.83881 | 193.03 | 149.4974 | 201.9714 | 117.2556 | 1399.2188 | 199.3914 | 5767.261 | 3465.392
19- SCC on Net P/S | 2028 | 700.1156 | 371.4494 | 1071.5649 | 256.3654 | 117.1694 | 373.5348 | 0.12111 | 0.10704 | 18.6636 | 13.9674 | 31.985 | 24.4808 | 0.56992 | 0.79821 | 198.1479 | 149.5541 | 201.9714 | 117.2556 | 1390.2846 | 175.8855 | 5780.8341 | 3470.2674
19- SCC on Net P/S | 2029 | 715.1782 | 377.7595 | 1092.9376 | 259.4723 | 118.0554 | 377.5276 | 0.12343 | 0.10871 | 19.3489 | 14.4847 | 33.2545 | 25.7362 | 0.57844 | 0.75539 | 201.785 | 149.4628 | 201.9714 | 117.2556 | 1387.1373 | 175.5862 | 5794.422 | 3475.0788
19- SCC on Net P/S | 2030 | 732.9952 | 382.3129 | 1115.308 | 263.569 | 117.0771 | 380.6461 | 0.12631 | 0.10994 | 22.5914 | 17.0015 | 38.6439 | 27.8303 | 0.55828 | 0.72509 | 205.8763 | 149.3828 | 201.9714 | 117.2556 | 1374.1053 | 157.3685 | 5803.0377 | 3477.5634
19- SCC on Net P/S | 2031 | 759.7053 | 391.8444 | 1151.5497 | 269.2833 | 120.9704 | 390.2536 | 0.13072 | 0.1126 | 18.5076 | 19.3381 | 37.0216 | 38.0068 | 0.50479 | 0.67535 | 277.5287 | 149.2573 | 279.8721 | 117.2557 | 2068.2091 | 156.1582 | 5811.5417 | 3480.0218
19- SCC on Net P/S | 2032 | 768.1053 | 396.5301 | 1164.6354 | 266.0207 | 119.9112 | 385.9319 | 0.13198 | 0.11386 | 18.1982 | 18.8525 | 32.6878 | 33.224 | 0.51167 | 0.66555 | 277.4296 | 149.1889 | 279.8721 | 117.2557 | 2068.2952 | 146.4314 | 5820.0481 | 3482.5731
19- SCC on Net P/S | 2033 | 786.8213 | 406.6918 | 1193.5131 | 273.2756 | 124.2164 | 397.492 | 0.13499 | 0.11669 | 20.3164 | 21.5174 | 32.1392 | 36.6286 | 0.52173 | 0.64918 | 277.3158 | 150.1099 | 279.8721 | 117.2557 | 2060.2539 | 153.1815 | 5828.6951 | 3485.2938
19- SCC on Net P/S | 2034 | 801.7568 | 414.3351 | 1216.0919 | 274.3636 | 125.8877 | 400.2513 | 0.13734 | 0.11878 | 21.9469 | 22.9058 | 39.7605 | 46.5108 | 0.49718 | 0.6184 | 277.1872 | 151.2352 | 279.8721 | 117.2557 | 2054.2547 | 138.6592 | 5837.6409 | 3488.2967
19- SCC on Net P/S | 2035 | 818.1059 | 422.7907 | 1240.8966 | 276.855 | 128.2511 | 405.1061 | 0.13992 | 0.12108 | 20.5625 | 21.8953 | 34.7962 | 37.2642 | 0.48303 | 0.58391 | 277.0321 | 153.0245 | 279.8729 | 117.2561 | 2052.8215 | 139.6129 | 5847.064 | 3491.6868
19- SCC on Net P/S | 2036 | 843.7104 | 436.9569 | 1280.6673 | 299.9565 | 136.2016 | 436.1582 | 0.14405 | 0.125 | 23.5345 | 24.3994 | 43.8057 | 44.7652 | 0.5885 | 0.70128 | 343.9734 | 188.7117 | 334.489 | 145.8329 | 2128.0635 | 187.061 | 5857.1662 | 3495.5679
19- SCC on Net P/S | 2037 | 860.3391 | 445.4251 | 1305.7642 | 299.5206 | 138.3265 | 437.8471 | 0.14661 | 0.12726 | 24.1142 | 25.8831 | 44.3128 | 54.5372 | 0.52511 | 0.59169 | 343.8595 | 188.6204 | 334.489 | 145.8329 | 2104.4007 | 163.245 | 5868.1786 | 3500.0584
19- SCC on Net P/S | 2038 | 881.1481 | 455.8064 | 1336.9545 | 312.2862 | 142.2336 | 454.5198 | 0.14985 | 0.13003 | 26.456 | 28.4233 | 49.4215 | 50.6658 | 0.56291 | 0.63145 | 343.7457 | 188.529 | 334.489 | 145.8329 | 2109.4522 | 175.2625 | 5880.366 | 3505.2874
19- SCC on Net P/S | 2039 | 897.8961 | 462.4743 | 1360.3705 | 313.7527 | 142.2925 | 456.0452 | 0.15234 | 0.13171 | 29.045 | 30.971 | 50.7852 | 52.96 | 0.53494 | 0.5799 | 343.6318 | 188.4034 | 334.489 | 145.8329 | 2110.6766 | 173.4791 | 5894.0344 | 3511.3223
19- SCC on Net P/S | 2040 | 919.2983 | 474.1018 | 1393.4001 | 324.2453 | 147.1724 | 471.4176 | 0.15556 | 0.13475 | 29.9227 | 31.3965 | 54.9613 | 58.8864 | 0.5373 | 0.56689 | 383.8225 | 209.401 | 372.0385 | 165.4802 | 2154.4349 | 184.4865 | 5909.5383 | 3518.2959
19- SCC on Net P/S | 2041 | 934.6834 | 476.5827 | 1411.2661 | 327.4836 | 142.7682 | 470.2518 | 0.15769 | 0.13514 | 30.6858 | 37.4561 | 58.2751 | 73.5817 | 0.5662 | 0.57438 | 389.3399 | 209.2754 | 413.7096 | 165.4802 | 2549.2687 | 198.351 | 5927.2928 | 3526.4748
19- SCC on Net P/S | 2042 | 953.6098 | 484.7189 | 1438.3287 | 336.7212 | 143.8738 | 480.595 | 0.16033 | 0.13709 | 31.0745 | 37.1503 | 67.9898 | 78.8663 | 0.58947 | 0.60394 | 389.2261 | 209.1727 | 413.7096 | 165.4802 | 2545.2115 | 207.5094 | 5947.7776 | 3535.8474
19- SCC on Net P/S | 2043 | 994.9911 | 505.803 | 1500.7942 | 365.4901 | 157.7791 | 523.2691 | 0.16662 | 0.14261 | 31.9076 | 38.899 | 60.2583 | 70.3829 | 0.54892 | 0.51995 | 400.1481 | 216.2877 | 443.4453 | 165.1233 | 2762.1655 | 177.4945 | 5971.5564 | 3546.7532
19- SCC on Net P/S | 2044 | 1018.4558 | 526.1381 | 1544.5939 | 386.7957 | 170.784 | 557.5797 | 0.16976 | 0.14781 | 37.7109 | 46.4983 | 75.0109 | 92.7777 | 0.66329 | 0.64467 | 411.4296 | 222.4538 | 443.1009 | 164.8125 | 2820.8895 | 217.0405 | 5999.2835 | 3559.6177
19- SCC on Net P/S | 2045 | 1050.9883 | 547.6266 | 1598.6149 | 392.6331 | 184.7884 | 577.4216 | 0.17424 | 0.1532 | 34.247 | 49.6805 | 63.1393 | 84.5953 | 0.55318 | 0.54252 | 425.7645 | 229.0849 | 478.6999 | 164.4804 | 3097.7581 | 178.0484 | 6031.7346 | 3574.6699
19- SCC on Net P/S | NPV | 8726.0455 | 4561.0746 | 13287.1201 | 3179.8357 | 1368.3268 | 4548.1626 |  |  | 246.5226 | 217.1698 | 443.3913 | 397.2068 | 7.7129 | 10.7289
19- SCC on Net P/S | Levelized | 739.5704 | 386.5709 | 1126.1413 | 269.5049 | 115.9717 | 385.4766 |  |  | 20.8939 | 18.4061 | 37.5793 | 33.665 | 0.6537 | 0.90932
20- Use Avg Mrkt for EE SCC | 2022 | 567.975 | 304.7459 | 872.7209 | 248.954 | 80.7121 | 329.6661 | 0.10023 | 0.088819 | 17.547 | 7.359 | 26.9672 | 11.2362 | 0.89311 | 1.4575 | 0 | 0 | 0 | 0 | 0 | 0 | 5666.8289 | 3431.0794
20- Use Avg Mrkt for EE SCC | 2023 | 586.8447 | 312.8857 | 899.7304 | 258.0302 | 84.0854 | 342.1156 | 0.10304 | 0.090918 | 15.1305 | 7.4116 | 29.9299 | 14.1273 | 0.83533 | 1.3981 | 33.271 | 0 | 45.6288 | 0 | 420.4131 | 0 | 5695.4376 | 3441.4145
20- Use Avg Mrkt for EE SCC | 2024 | 615.0743 | 323.8714 | 938.9457 | 280.1858 | 90.2011 | 370.3869 | 0.10755 | 0.09385 | 14.7899 | 8.5305 | 23.6899 | 14.0859 | 0.85894 | 1.4062 | 66.542 | 1.6289 | 91.2576 | 0 | 843.321 | 0 | 5719.0576 | 3450.9412
20- Use Avg Mrkt for EE SCC | 2025 | 633.7848 | 332.006 | 965.7908 | 277.0551 | 93.3595 | 370.4145 | 0.11041 | 0.095967 | 16.5414 | 9.6571 | 29.0061 | 16.944 | 0.80166 | 1.1839 | 67.3094 | 4.227 | 91.2576 | 0 | 838.6911 | 0 | 5740.3884 | 3459.5727
20- Use Avg Mrkt for EE SCC | 2026 | 635.1288 | 337.9426 | 973.0714 | 276.3383 | 94.2092 | 370.5474 | 0.11036 | 0.097544 | 18.6291 | 11.0604 | 33.3733 | 20.0035 | 0.85317 | 1.2621 | 76.6861 | 12.6861 | 97.6256 | 3.332 | 892.412 | 26.8282 | 5754.9263 | 3464.5007
20- Use Avg Mrkt for EE SCC | 2027 | 671.3293 | 362.7155 | 1034.0448 | 271.1652 | 113.7849 | 384.9501 | 0.1164 | 0.10452 | 22.9667 | 13.6476 | 43.2146 | 25.2435 | 0.65263 | 0.83078 | 189.007 | 120.5231 | 173.6128 | 89.7663 | 1006.9032 | 158.4921 | 5767.599 | 3470.2203
20- Use Avg Mrkt for EE SCC | 2028 | 699.8195 | 367.5416 | 1067.3611 | 287.9249 | 113.3041 | 401.229 | 0.12105 | 0.10572 | 18.9915 | 13.9979 | 32.273 | 24.4655 | 0.56539 | 0.7914 | 218.5959 | 120.9569 | 218.776 | 89.7663 | 1414.6601 | 140.488 | 5781.2965 | 3476.4136
20- Use Avg Mrkt for EE SCC | 2029 | 714.534 | 373.7435 | 1088.2775 | 289.5876 | 114.0915 | 403.6791 | 0.1233 | 0.10732 | 19.7626 | 14.5279 | 33.8955 | 25.8876 | 0.57384 | 0.74858 | 219.1377 | 120.8998 | 218.776 | 89.7663 | 1411.4984 | 140.204 | 5795.0176 | 3482.6279
20- Use Avg Mrkt for EE SCC | 2030 | 731.9329 | 378.1851 | 1110.1179 | 294.92 | 113.0114 | 407.9314 | 0.12611 | 0.10847 | 23.1504 | 17.0723 | 39.458 | 27.8481 | 0.55424 | 0.71917 | 219.066 | 120.8199 | 218.776 | 89.7663 | 1395.765 | 126.1237 | 5803.7683 | 3486.555
20- Use Avg Mrkt for EE SCC | 2031 | 748.676 | 389.4942 | 1138.1701 | 297.5999 | 118.6921 | 416.292 | 0.12881 | 0.11159 | 24.1562 | 19.2774 | 48.0309 | 37.8824 | 0.58859 | 0.68897 | 262.9807 | 156.1352 | 251.5135 | 122.7527 | 1668.9961 | 169.4918 | 5812.4032 | 3490.4551
20- Use Avg Mrkt for EE SCC | 2032 | 759.3355 | 393.8232 | 1153.1587 | 297.7621 | 117.2857 | 415.0479 | 0.13045 | 0.1127 | 23.5982 | 18.8344 | 41.0937 | 33.3547 | 0.59316 | 0.67815 | 265.1327 | 156.0325 | 251.5135 | 122.7527 | 1666.8899 | 158.5308 | 5821.0308 | 3494.3812
20- Use Avg Mrkt for EE SCC | 2033 | 778.2296 | 403.1658 | 1181.3954 | 305.3483 | 120.7807 | 426.129 | 0.13349 | 0.11524 | 26.7821 | 21.5029 | 43.1563 | 36.8157 | 0.60018 | 0.66286 | 267.9887 | 156.1048 | 251.5135 | 122.7527 | 1662.2445 | 166.8757 | 5829.7842 | 3498.3912
20- Use Avg Mrkt for EE SCC | 2034 | 792.946 | 410.473 | 1203.419 | 307.9201 | 122.1237 | 430.0438 | 0.13581 | 0.11719 | 28.7468 | 22.9112 | 57.7983 | 46.5163 | 0.57289 | 0.63075 | 272.845 | 156.455 | 251.5135 | 122.7527 | 1654.2721 | 151.1251 | 5838.8168 | 3502.55
20- Use Avg Mrkt for EE SCC | 2035 | 809.891 | 418.7793 | 1228.6702 | 311.6624 | 124.3445 | 436.0069 | 0.13848 | 0.11941 | 27.1233 | 21.9262 | 46.6402 | 37.1883 | 0.55868 | 0.59758 | 278.0465 | 158.846 | 254.4213 | 124.2741 | 1654.4473 | 152.9025 | 5848.3028 | 3506.9362
20- Use Avg Mrkt for EE SCC | 2036 | 835.3659 | 432.1381 | 1267.504 | 337.4819 | 131.493 | 468.9749 | 0.14259 | 0.12306 | 30.7578 | 24.4194 | 56.8608 | 44.5574 | 0.66188 | 0.71266 | 340.9602 | 191.9197 | 305.4754 | 150.9871 | 1725.8423 | 199.5616 | 5858.4442 | 3511.639
20- Use Avg Mrkt for EE SCC | 2037 | 851.8411 | 440.2636 | 1292.1048 | 334.8054 | 133.2792 | 468.0845 | 0.14513 | 0.12519 | 32.0323 | 25.9185 | 62.5773 | 54.7773 | 0.5902 | 0.60184 | 340.8907 | 192.051 | 305.4754 | 150.9871 | 1701.7433 | 174.7798 | 5869.4718 | 3516.7636
20- Use Avg Mrkt for EE SCC | 2038 | 876.4403 | 455.8438 | 1332.2841 | 355.6536 | 142.3879 | 498.0415 | 0.14901 | 0.12941 | 33.0311 | 27.2476 | 58.6623 | 49.1463 | 0.60495 | 0.64237 | 351.7312 | 195.1744 | 321.8404 | 159.5498 | 1841.4513 | 257.2761 | 5881.653 | 3522.4316
20- Use Avg Mrkt for EE SCC | 2039 | 892.9004 | 462.2203 | 1355.1207 | 355.7959 | 142.157 | 497.9528 | 0.15146 | 0.13099 | 36.239 | 29.7696 | 63.029 | 50.5642 | 0.57612 | 0.59102 | 351.6617 | 195.1078 | 321.8404 | 159.5498 | 1842.8895 | 256.0329 | 5895.2989 | 3528.7875
20- Use Avg Mrkt for EE SCC | 2040 | 907.5428 | 471.4199 | 1378.9627 | 357.0377 | 144.6096 | 501.6473 | 0.15354 | 0.13332 | 37.2933 | 30.3074 | 69.7049 | 56.9961 | 0.5618 | 0.55393 | 351.5922 | 197.5129 | 321.8404 | 162.0215 | 1834.457 | 240.3175 | 5910.7707 | 3535.9953
20- Use Avg Mrkt for EE SCC | 2041 | 921.6856 | 479.604 | 1401.2896 | 359.626 | 145.9088 | 505.5348 | 0.15547 | 0.13532 | 38.1275 | 35.8722 | 71.3025 | 72.2971 | 0.58762 | 0.5673 | 378.04 | 230.2484 | 367.0036 | 192.4443 | 2261.0754 | 295.5508 | 5928.509 | 3544.2462
20- Use Avg Mrkt for EE SCC | 2042 | 945.949 | 493.5643 | 1439.5133 | 379.4211 | 152.8386 | 532.2597 | 0.15901 | 0.13888 | 33.8608 | 35.5995 | 70.54 | 76.3373 | 0.59099 | 0.59661 | 388.9933 | 230.1704 | 396.1584 | 192.4443 | 2495.0308 | 305.0504 | 5948.9776 | 3553.7664
20- Use Avg Mrkt for EE SCC | 2043 | 987.6003 | 511.0457 | 1498.646 | 404.9727 | 163.1411 | 568.1138 | 0.16535 | 0.14336 | 34.7651 | 37.888 | 62.8012 | 67.3434 | 0.54861 | 0.51371 | 400.4228 | 230.0695 | 426.2353 | 192.4443 | 2716.1441 | 279.0468 | 5972.7395 | 3564.8164
20- Use Avg Mrkt for EE SCC | 2044 | 1011.5764 | 527.635 | 1539.2114 | 428.7265 | 172.3999 | 601.1264 | 0.16858 | 0.14748 | 41.0912 | 45.4913 | 80.5081 | 90.9541 | 0.6607 | 0.6372 | 412.1465 | 230.0029 | 425.8692 | 192.4443 | 2765.9693 | 332.5377 | 6000.4559 | 3577.6971
20- Use Avg Mrkt for EE SCC | 2045 | 1038.536 | 549.7508 | 1588.2868 | 437.3787 | 187.0315 | 624.4102 | 0.17215 | 0.15302 | 39.1776 | 48.9154 | 69.7581 | 84.679 | 0.56082 | 0.53618 | 425.8301 | 235.8425 | 462.8415 | 192.1517 | 3028.7373 | 291.2694 | 6032.8963 | 3592.7714
20- Use Avg Mrkt for EE SCC | NPV | 8670.6516 | 4543.4972 | 13214.1488 | 3575.2255 | 1351.4569 | 4926.6824 |  |  | 281.9086 | 214.7401 | 507.9701 | 393.4587 | 8.0382 | 10.7435
20- Use Avg Mrkt for EE SCC | Levelized | 734.8755 | 385.0812 | 1119.9567 | 303.0159 | 114.5419 | 417.5578 |  |  | 23.893 | 18.2002 | 43.0527 | 33.3473 | 0.68127 | 0.91056
21- Maximum WA Customer Benefit | 2022 | 571.7428 | 304.9117 | 876.6545 | 252.1037 | 80.8784 | 332.9821 | 0.10123 | 0.088867 | 17.3949 | 7.3594 | 26.7188 | 11.2368 | 0.89126 | 1.4575 | 0.10043 | 0 | 1.2554 | 0 | 7.3313 | 0 | 5647.8517 | 3431.0872
21- Maximum WA Customer Benefit | 2023 | 604.1349 | 314.1955 | 918.3303 | 274.2765 | 85.3962 | 359.6727 | 0.10684 | 0.091298 | 14.4395 | 7.4124 | 27.9506 | 14.1281 | 0.81837 | 1.3981 | 8.8223 | 0.61654 | 55.5684 | 0 | 500.2897 | 0 | 5654.5276 | 3441.4192
21- Maximum WA Customer Benefit | 2024 | 653.5504 | 322.4565 | 976.0069 | 316.5719 | 88.7879 | 405.3598 | 0.11561 | 0.093441 | 16.2103 | 8.532 | 26.4527 | 14.09 | 0.93844 | 1.4062 | 15.0361 | 2.2073 | 59.8335 | 0 | 526.7729 | 0 | 5653.0742 | 3450.9274
21- Maximum WA Customer Benefit | 2025 | 683.8726 | 330.858 | 1014.7306 | 324.2157 | 92.2139 | 416.4297 | 0.12114 | 0.095637 | 17.9056 | 9.6597 | 31.5693 | 16.947 | 0.87214 | 1.1839 | 22.6646 | 5.1838 | 65.7984 | 0 | 556.9912 | 0 | 5645.5259 | 3459.5217
21- Maximum WA Customer Benefit | 2026 | 699.7967 | 337.6647 | 1037.4614 | 336.9928 | 93.9345 | 430.9273 | 0.12436 | 0.097467 | 19.5494 | 11.0658 | 34.9645 | 20.0157 | 0.91322 | 1.2644 | 45.9106 | 12.7485 | 83.463 | 4.8534 | 661.7463 | 28.0565 | 5627.1791 | 3464.4028
21- Maximum WA Customer Benefit | 2027 | 778.6545 | 366.0675 | 1144.722 | 366.2669 | 117.1409 | 483.4078 | 0.13894 | 0.10549 | 22.793 | 13.6728 | 43.4983 | 25.3124 | 0.66881 | 0.77632 | 180.4324 | 138.7269 | 95.2579 | 106.8733 | 738.4611 | 183.5077 | 5604.3207 | 3470.0606
21- Maximum WA Customer Benefit | 2028 | 823.9144 | 368.2658 | 1192.1802 | 398.321 | 114.0331 | 512.3542 | 0.14763 | 0.10594 | 21.4815 | 14.0208 | 35.2923 | 24.5544 | 0.64817 | 0.74401 | 191.2021 | 138.8925 | 114.1119 | 106.8733 | 847.036 | 162.1064 | 5580.8537 | 3476.1672
21- Maximum WA Customer Benefit | 2029 | 867.6418 | 376.1774 | 1243.8192 | 427.3663 | 116.5311 | 543.8974 | 0.15612 | 0.10803 | 20.2286 | 14.5533 | 35.2461 | 25.878 | 0.63283 | 0.70121 | 201.2072 | 138.8373 | 136.8096 | 106.8733 | 975.2429 | 161.8136 | 5557.5364 | 3482.2626
21- Maximum WA Customer Benefit | 2030 | 915.5363 | 382.7902 | 1298.3264 | 462.46 | 117.6226 | 580.0827 | 0.16553 | 0.10981 | 22.0306 | 17.0982 | 38.5144 | 27.9425 | 0.5884 | 0.67716 | 212.4526 | 138.7707 | 162.2184 | 106.8733 | 1118.2026 | 145.1844 | 5530.9371 | 3486.0348
21- Maximum WA Customer Benefit | 2031 | 960.5201 | 390.4729 | 1350.993 | 491.917 | 119.6775 | 611.5945 | 0.17441 | 0.11189 | 21.9681 | 18.559 | 41.6955 | 37.2586 | 0.5898 | 0.62778 | 251.6691 | 153.8115 | 209.4733 | 118.1186 | 1440.7663 | 237.3533 | 5507.1149 | 3489.7442
21- Maximum WA Customer Benefit | 2032 | 996.3187 | 397.7697 | 1394.0884 | 516.1222 | 121.239 | 637.3612 | 0.18158 | 0.11386 | 20.0217 | 18.0999 | 32.5216 | 31.8503 | 0.5744 | 0.62138 | 261.2752 | 154.723 | 232.7633 | 118.1186 | 1576.9037 | 229.3349 | 5487.0172 | 3493.469
21- Maximum WA Customer Benefit | 2033 | 1038.5745 | 408.6124 | 1447.1869 | 544.8135 | 126.2341 | 671.0476 | 0.18985 | 0.11684 | 20.1163 | 20.6927 | 32.5107 | 35.1691 | 0.56557 | 0.60235 | 270.8192 | 155.9073 | 251.6066 | 118.1186 | 1675.0015 | 234.8701 | 5470.4412 | 3497.2621
21- Maximum WA Customer Benefit | 2034 | 1075.4071 | 416.9419 | 1492.3489 | 568.5608 | 128.5994 | 697.1602 | 0.19706 | 0.11909 | 20.1005 | 22.0636 | 38.0328 | 44.8398 | 0.53204 | 0.57662 | 279.7693 | 157.7209 | 265.6705 | 118.1186 | 1754.7764 | 222.743 | 5457.2899 | 3501.2063
21- Maximum WA Customer Benefit | 2035 | 1110.9922 | 425.5425 | 1536.5348 | 589.1289 | 131.1146 | 720.2435 | 0.20396 | 0.1214 | 17.8964 | 21.05 | 27.621 | 36.4255 | 0.51487 | 0.54172 | 288.7695 | 158.3774 | 275.8919 | 118.1186 | 1808.3995 | 223.2888 | 5447.2368 | 3505.3862
21- Maximum WA Customer Benefit | 2036 | 1143.4093 | 443.8768 | 1587.2861 | 613.7141 | 143.2385 | 756.9526 | 0.2102 | 0.12646 | 19.5095 | 23.2719 | 35.7444 | 42.9736 | 0.60339 | 0.63336 | 297.6657 | 215.6806 | 283.5673 | 171.5898 | 1839.4409 | 319.7687 | 5439.6764 | 3509.9003
21- Maximum WA Customer Benefit | 2037 | 1178.6011 | 452.3986 | 1630.9997 | 628.8696 | 145.4208 | 774.2905 | 0.21684 | 0.12871 | 18.7255 | 24.6493 | 34.9457 | 51.5378 | 0.53626 | 0.5334 | 306.4818 | 215.614 | 289.7536 | 171.5898 | 1858.7225 | 293.0881 | 5435.2826 | 3514.8598
21- Maximum WA Customer Benefit | 2038 | 1215.0274 | 463.0129 | 1678.0403 | 655.859 | 149.5636 | 805.4227 | 0.22366 | 0.13152 | 18.2734 | 27.0246 | 31.0598 | 48.4874 | 0.567 | 0.5676 | 315.4861 | 215.5474 | 295.131 | 171.5898 | 1885.1947 | 305.2975 | 5432.5959 | 3520.396
21- Maximum WA Customer Benefit | 2039 | 1247.0635 | 470.9286 | 1717.9922 | 670.3602 | 150.8719 | 821.2322 | 0.22955 | 0.13354 | 19.9146 | 29.4603 | 35.0348 | 50.8965 | 0.54335 | 0.51623 | 324.5753 | 215.4808 | 300.087 | 171.5898 | 1904.3117 | 304.6194 | 5432.5801 | 3526.6297
21- Maximum WA Customer Benefit | 2040 | 1276.2124 | 478.8707 | 1755.0831 | 683.5524 | 152.0674 | 835.6197 | 0.23481 | 0.13551 | 19.6333 | 30.0249 | 37.0554 | 56.5759 | 0.52417 | 0.47455 | 333.7711 | 215.3799 | 304.828 | 171.5898 | 1925.8856 | 286.4609 | 5435.0477 | 3533.7273
21- Maximum WA Customer Benefit | 2041 | 1286.5719 | 478.4685 | 1765.0405 | 680.1268 | 144.7799 | 824.9067 | 0.23637 | 0.13509 | 23.7917 | 35.9156 | 40.2112 | 71.109 | 0.59308 | 0.47423 | 343.1725 | 215.302 | 309.5693 | 171.5898 | 1936.5398 | 298.7521 | 5442.9867 | 3541.8834
21- Maximum WA Customer Benefit | 2042 | 1319.3146 | 487.3929 | 1806.7075 | 702.8095 | 146.6737 | 849.4831 | 0.24191 | 0.13724 | 20.5638 | 35.5927 | 43.2537 | 73.6744 | 0.61984 | 0.49801 | 352.5381 | 215.2011 | 314.3109 | 171.5898 | 1933.9827 | 307.7381 | 5453.8497 | 3551.275
21- Maximum WA Customer Benefit | 2043 | 1365.696 | 502.8975 | 1868.5935 | 729.2132 | 154.9993 | 884.2125 | 0.24975 | 0.14118 | 23.8585 | 37.3911 | 44.2271 | 67.931 | 0.58903 | 0.42589 | 362.2479 | 222.3115 | 319.0528 | 171.231 | 1936.5021 | 277.3487 | 5468.1983 | 3562.2017
21- Maximum WA Customer Benefit | 2044 | 1395.3603 | 522.9119 | 1918.2722 | 754.8001 | 167.6832 | 922.4832 | 0.25406 | 0.14627 | 27.812 | 44.6437 | 49.3451 | 89.0612 | 0.68951 | 0.52471 | 372.5653 | 228.4624 | 326.3416 | 170.9241 | 1982.1138 | 316.0068 | 5492.2965 | 3575.043
21- Maximum WA Customer Benefit | 2045 | 1428.9091 | 543.0514 | 1971.9605 | 769.7755 | 180.3385 | 950.1139 | 0.2588 | 0.15126 | 25.0361 | 47.8045 | 42.8442 | 81.8347 | 0.60091 | 0.43835 | 387.1254 | 235.0783 | 353.2892 | 170.5928 | 2185.6293 | 276.8509 | 5521.2047 | 3590.0749
21- Maximum WA Customer Benefit | NPV | 10763.8365 | 4569.4936 | 15333.3301 | 5453.4944 | 1377.5078 | 6831.0022 |  |  | 231.5789 | 211.3037 | 407.0609 | 386.8799 | 8.2014 | 10.2485
21- Maximum WA Customer Benefit | Levelized | 912.282 | 387.2845 | 1299.5665 | 462.2074 | 116.7498 | 578.9572 |  |  | 19.6273 | 17.9089 | 34.5002 | 32.7898 | 0.6951 | 0.86861
6b- Clean Resource Plan (2045) No Colstrip | 2022 | 566.6329 | 306.3425 | 872.9754 | 246.9016 | 82.3017 | 329.2034 | 0.10003 | 0.089377 | 17.5241 | 7.3413 | 26.9308 | 11.209 | 0.89311 | 1.4575 | 0 | 0 | 0 | 0 | 0 | 0 | 5664.7676 | 3427.5428
6b- Clean Resource Plan (2045) No Colstrip | 2023 | 598.1548 | 325.1567 | 923.3116 | 268.0739 | 96.3402 | 364.4141 | 0.10511 | 0.094699 | 13.8597 | 5.2703 | 26.5409 | 9.2916 | 0.67893 | 1.3981 | 9.3327 | 33.271 | 69.062 | 33.271 | 640.869 | 420.4131 | 5690.9764 | 3433.5967
6b- Clean Resource Plan (2045) No Colstrip | 2024 | 610.9576 | 335.3146 | 946.2722 | 273.4601 | 101.6155 | 375.0756 | 0.10696 | 0.097533 | 15.8296 | 6.1385 | 25.8843 | 10.2526 | 0.80675 | 1.4062 | 9.5098 | 33.271 | 69.062 | 33.271 | 643.2303 | 421.6605 | 5711.7941 | 3437.9624
6b- Clean Resource Plan (2045) No Colstrip | 2025 | 633.7433 | 357.217 | 990.9603 | 273.2208 | 118.5256 | 391.7464 | 0.1106 | 0.10383 | 17.881 | 4.4394 | 31.3427 | 7.4524 | 0.65645 | 1.1839 | 12.7939 | 67.0219 | 69.062 | 66.542 | 637.321 | 838.6911 | 5729.8515 | 3440.5218
6b- Clean Resource Plan (2045) No Colstrip | 2026 | 642.6829 | 367.9827 | 1010.6656 | 278.8054 | 124.1845 | 402.9898 | 0.11195 | 0.10702 | 18.234 | 4.3642 | 32.429 | 7.082 | 0.6378 | 1.2621 | 36.2511 | 78.1151 | 98.7116 | 76.238 | 916.7805 | 985.6031 | 5740.5508 | 3438.4341
6b- Clean Resource Plan (2045) No Colstrip | 2027 | 713.4186 | 394.6799 | 1108.0986 | 301.0293 | 145.6613 | 446.6906 | 0.12409 | 0.11485 | 16.7895 | 4.4112 | 30.9557 | 7.1979 | 0.15511 | 0.67852 | 188.2212 | 108.3724 | 168.5594 | 107.8949 | 1551.8046 | 1261.4218 | 5748.98 | 3436.4284
6b- Clean Resource Plan (2045) No Colstrip | 2028 | 728.7285 | 397.7713 | 1126.4998 | 302.1122 | 143.4203 | 445.5324 | 0.12656 | 0.11582 | 16.2708 | 4.3249 | 27.951 | 6.6162 | 0.19584 | 0.65932 | 191.2591 | 110.485 | 168.5594 | 107.8949 | 1553.3673 | 1264.8762 | 5758.1002 | 3434.4612
6b- Clean Resource Plan (2045) No Colstrip | 2029 | 747.0252 | 403.4859 | 1150.5111 | 305.1461 | 143.6934 | 448.8395 | 0.12953 | 0.11755 | 16.6964 | 4.6339 | 29.0981 | 7.2893 | 0.21653 | 0.61656 | 203.3457 | 111.8055 | 168.2172 | 107.8949 | 1546.9985 | 1261.9763 | 5767.09 | 3432.4868
6b- Clean Resource Plan (2045) No Colstrip | 2030 | 761.9993 | 411.6969 | 1173.6962 | 306.5626 | 146.3557 | 452.9183 | 0.13204 | 0.12008 | 19.4371 | 4.6812 | 33.7072 | 7.1328 | 0.21393 | 0.60237 | 203.3331 | 112.3999 | 168.2172 | 107.9028 | 1542.1593 | 1258.6701 | 5771.1125 | 3428.601
6b- Clean Resource Plan (2045) No Colstrip | 2031 | 784.3906 | 429.518 | 1213.9086 | 314.1537 | 158.5219 | 472.6755 | 0.13582 | 0.1254 | 18.7258 | 4.6389 | 37.0806 | 7.5041 | 0.21729 | 0.55356 | 259.3849 | 139.8554 | 219.116 | 116.6004 | 1961.4403 | 1328.8005 | 5775.1775 | 3425.2168
6b- Clean Resource Plan (2045) No Colstrip | 2032 | 792.8622 | 435.4395 | 1228.3017 | 309.8051 | 158.6829 | 468.4881 | 0.13718 | 0.12722 | 18.3894 | 5.1136 | 32.1608 | 7.9261 | 0.23414 | 0.55255 | 259.3006 | 140.7938 | 219.116 | 116.6004 | 1966.4383 | 1330.6427 | 5779.5283 | 3422.6091
6b- Clean Resource Plan (2045) No Colstrip | 2033 | 815.3317 | 443.7709 | 1259.1026 | 318.2785 | 161.1435 | 479.4221 | 0.14095 | 0.12973 | 20.042 | 4.6442 | 30.6394 | 7.5095 | 0.25124 | 0.52932 | 271.5062 | 141.9277 | 218.7455 | 116.6004 | 1949.9911 | 1323.5513 | 5784.3592 | 3420.8078
6b- Clean Resource Plan (2045) No Colstrip | 2034 | 830.3821 | 451.654 | 1282.0361 | 319.7326 | 163.0415 | 482.7741 | 0.14342 | 0.13207 | 21.4377 | 5.2974 | 39.8647 | 8.3526 | 0.24166 | 0.51149 | 271.4092 | 143.6862 | 218.7455 | 116.6004 | 1950.8493 | 1322.0368 | 5789.8669 | 3419.8421
6b- Clean Resource Plan (2045) No Colstrip | 2035 | 846.4193 | 459.5536 | 1305.973 | 320.4327 | 164.8376 | 485.2703 | 0.14603 | 0.13438 | 20.0194 | 5.3936 | 32.6868 | 9.1154 | 0.23187 | 0.47595 | 271.3819 | 144.6229 | 218.7455 | 116.8605 | 1946.6727 | 1320.6778 | 5796.2511 | 3419.8248
6b- Clean Resource Plan (2045) No Colstrip | 2036 | 877.3839 | 476.8556 | 1354.2396 | 343.8981 | 175.9138 | 519.8119 | 0.15118 | 0.1394 | 22.581 | 5.6985 | 40.7863 | 8.8783 | 0.29008 | 0.5211 | 326.0868 | 180.6638 | 216.5545 | 115.1454 | 1943.0354 | 1324.7358 | 5803.6779 | 3420.6859
6b- Clean Resource Plan (2045) No Colstrip | 2037 | 894.3766 | 485.8258 | 1380.2024 | 340.1133 | 178.5323 | 518.6456 | 0.15387 | 0.14194 | 23.5916 | 5.6916 | 42.5888 | 9.5102 | 0.26112 | 0.43622 | 325.973 | 180.5878 | 216.5545 | 115.1454 | 1933.3259 | 1316.4697 | 5812.4701 | 3422.7426
6b- Clean Resource Plan (2045) No Colstrip | 2038 | 918.81 | 499.4454 | 1418.2553 | 356.6391 | 185.6688 | 542.3079 | 0.1578 | 0.14581 | 22.9993 | 5.8235 | 42.4183 | 9.8035 | 0.27815 | 0.46275 | 336.7291 | 183.6524 | 232.793 | 123.6419 | 2058.0107 | 1385.509 | 5822.6692 | 3425.2758
6b- Clean Resource Plan (2045) No Colstrip | 2039 | 935.4552 | 506.447 | 1441.9022 | 354.8522 | 186.054 | 540.9063 | 0.16032 | 0.14769 | 25.707 | 6.1555 | 48.1631 | 10.1905 | 0.25778 | 0.41203 | 336.6596 | 183.5717 | 232.793 | 123.6419 | 2057.6047 | 1383.0114 | 5834.847 | 3429.0332
6b- Clean Resource Plan (2045) No Colstrip | 2040 | 953.4887 | 518.9468 | 1472.4355 | 359.6567 | 191.8003 | 551.4571 | 0.16302 | 0.15111 | 24.3831 | 6.3613 | 47.5294 | 10.8007 | 0.25273 | 0.39113 | 347.4158 | 186.6611 | 249.0315 | 132.1384 | 2190.4822 | 1455.3189 | 5848.8684 | 3434.1385
6b- Clean Resource Plan (2045) No Colstrip | 2041 | 965.9686 | 520.8241 | 1486.7927 | 356.4364 | 186.7882 | 543.2246 | 0.16468 | 0.15132 | 31.0641 | 7.538 | 57.5335 | 11.2002 | 0.28802 | 0.37198 | 369.4476 | 197.6415 | 248.3644 | 161.8286 | 2167.5125 | 1696.8568 | 5865.5861 | 3441.7793
6b- Clean Resource Plan (2045) No Colstrip | 2042 | 987.9828 | 534.8276 | 1522.8104 | 369.7761 | 193.7621 | 563.5383 | 0.16788 | 0.15494 | 27.7529 | 7.0874 | 57.6395 | 10.1399 | 0.29152 | 0.39049 | 380.1469 | 200.6965 | 264.6029 | 170.3251 | 2278.9538 | 1754.6313 | 5885.0767 | 3451.8161
6b- Clean Resource Plan (2045) No Colstrip | 2043 | 1027.3981 | 554.3352 | 1581.7332 | 390.7704 | 206.0923 | 596.8627 | 0.1739 | 0.16004 | 30.4145 | 8.0105 | 57.6718 | 11.7153 | 0.2865 | 0.33059 | 394.2177 | 205.9229 | 285.8134 | 182.5956 | 2437.3101 | 1836.6021 | 5907.8345 | 3463.6301
6b- Clean Resource Plan (2045) No Colstrip | 2044 | 1048.8989 | 563.3203 | 1612.2192 | 407.0738 | 207.7525 | 614.8263 | 0.17673 | 0.16196 | 35.7897 | 9.0179 | 66.9844 | 13.3361 | 0.35683 | 0.404 | 403.7572 | 212.3304 | 285.5221 | 181.0377 | 2448.5407 | 1846.683 | 5934.8774 | 3478.1848
6b- Clean Resource Plan (2045) No Colstrip | 2045 | 1243.787 | 663.4655 | 1907.2525 | 543.6486 | 300.4182 | 844.0668 | 0.20846 | 0.18983 | 22.9882 | 11.5102 | 33.4792 | 15.7488 | -0.16603 | 0 | 740.3137 | 388.739 | 452.9698 | 243.7102 | 3646.3941 | 2316.2634 | 5966.6668 | 3495.0478
6b- Clean Resource Plan (2045) No Colstrip | NPV | 9004.0203 | 4918.0204 | 13922.0407 | 3665.6126 | 1724.0592 | 5389.6718 |  |  | 232.327 | 66.0264 | 412.6697 | 105.1963 | 4.8059 | 9.5056
6b- Clean Resource Plan (2045) No Colstrip | Levelized | 763.13 | 416.8237 | 1179.9536 | 310.6766 | 146.1215 | 456.7982 |  |  | 19.6907 | 5.596 | 34.9756 | 8.9158 | 0.40732 | 0.80564

## Sensitivity Summary
| PVRR | [6 empty] | GHG Emissions (levelized)
Portfolio | Stochastic Case | Expected Case | High NG Prices | Low NG Prices | SCC | Climate Shift |  | Stochastic Case | Expected Case | High NG Prices | Low NG Prices | SCC | Climate Shift
1- Preferred Resource Strategy | 1122.6309 | 1121.7164 | 1189.9753 | 1097.9643 | 1183.5246 |  |  | 0.91578 | 0.80027 | 0.6582 | 0.93049 | 0.65538
3- Baseline 2 | 1101.6349 | 1101.5071 | 1198.8416 | 1067.9639 | 1228.1204 |  |  | 0.93788 | 0.80722 | 0.66257 | 0.94075 | 0.65973
5- Clean Resource Plan (2027) | 1161.9551 | 1164.4023 | 1205.9787 | 1149.7013 | 1162.7312 |  |  | 0.88821 | 0.78794 | 0.64971 | 0.91255 | 0.6485
6- Clean Resource Plan (2045) | 1179.4839 | 1182.935 | 1213.3124 | 1172.1234 | 1182.935 |  |  | 1.0109 | 0.98966 | 0.87255 | 1.0513 | 0.74075
15- Colstrip Exit 2025 | 1125.5444 | 1124.6143 | 1188.3444 | 1102.3435 | 1188.3875 |  |  | 1.04 | 0.94391 | 0.8123 | 1.0474 | 0.7251
16- Colstrip Exit 2035 | 1126.56 | 1125.7551 | 1184.3739 | 1105.2671 | 1199.9932 |  |  | 1.2254 | 1.1698 | 1.0445 | 1.2266 | 0.82235
17- Colstrip Exit 2045 | 1126.9042 | 1126.158 | 1180.5889 | 1107.1133 | 1208.0229 |  |  | 1.3151 | 1.2759 | 1.1539 | 1.3121 | 0.87607
1a- LCP w/ Climate Shift | [5 empty] | 1109.8421 | [6 empty] | 0.7766
1b- LCP w/ SCC |  |  |  |  | 1154.2884 | [6 empty] | 0.65079
| Change in PVRR vs Expected Case |  |  |  | Change in Levelized GHG MT vs Expected Case
Portfolio | High NG Prices | Low NG Prices | SCC |  | High NG Prices | Low NG Prices | SCC
1- Preferred Resource Strategy | 6.085% | -2.117% | 5.51% |  | -17.75% | 16.27% | -18.11%
3- Baseline 2 | 8.836% | -3.045% | 11.49% |  | -17.92% | 16.54% | -18.27%
5- Clean Resource Plan (2027) | 3.571% | -1.263% | -0.1435% |  | -17.54% | 15.81% | -17.7%
6- Clean Resource Plan (2045) | 2.568% | -0.914% | 0% |  | -11.83% | 6.225% | -25.15%
15- Colstrip Exit 2025 | 5.667% | -1.98% | 5.671% |  | -13.94% | 10.96% | -23.18%
16- Colstrip Exit 2035 | 5.207% | -1.82% | 6.595% |  | -10.71% | 4.857% | -29.7%
17- Colstrip Exit 2045 | 4.833% | -1.691% | 7.269% |  | -9.56% | 2.841% | -31.34%
| Change in PVRR vs PRS |  |  |  | Change in Levelized GHG MT vs PRS
Portfolio | High NG Prices | Low NG Prices | SCC |  | High NG Prices | Low NG Prices | SCC
3- Baseline 2 | 0.7451% | -2.732% | 3.768% |  | 0.6637% | 1.102% | 0.6635%
5- Clean Resource Plan (2027) | 1.345% | 4.712% | -1.757% |  | -1.29% | -1.928% | -1.05%
6- Clean Resource Plan (2045) | 1.961% | 6.754% | -0.04982% |  | 32.57% | 12.98% | 13.03%
15- Colstrip Exit 2025 | -0.1371% | 0.3988% | 0.4109% |  | 23.41% | 12.56% | 10.64%
16- Colstrip Exit 2035 | -0.4707% | 0.6651% | 1.391% |  | 58.69% | 31.83% | 25.48%
17- Colstrip Exit 2045 | -0.7888% | 0.8333% | 2.07% |  | 75.31% | 41.01% | 33.67%

## Sensitivity Data
|  | Deterministic Market Prices | [21 empty] | High Natural Gas Prices | [21 empty] | Low Natural Gas Prices | [21 empty] | Climate Shift | [21 empty] | Social Cost of Carbon
6.68% |  | Rev. Req. |  |  | Optmized Cost |  |  | Rates |  | Stdev |  | 95th V@R |  | System GHG MMT |  | Winter Capacity MW |  | New Energy (aMW) |  | New Dispatch GWh |  | Sales GWh |  | Rev. Req. |  |  | Optmized Cost |  |  | Rates |  | Stdev |  | 95th V@R |  | System GHG MMT |  | Winter Capacity MW |  | New Energy (aMW) |  | New Dispatch GWh |  | Sales GWh |  | Rev. Req. |  |  | Optmized Cost |  |  | Rates |  | Stdev |  | 95th V@R |  | System GHG MMT |  | Winter Capacity MW |  | New Energy (aMW) |  | New Dispatch GWh |  | Sales GWh |  | Rev. Req. |  |  | Optmized Cost |  |  | Rates |  | Stdev |  | 95th V@R |  | System GHG MMT |  | Winter Capacity MW |  | New Energy (aMW) |  | New Dispatch GWh |  | Sales GWh |  | Rev. Req. |  |  | Optmized Cost |  |  | Rates |  | Stdev |  | 95th V@R |  | System GHG MMT |  | Winter Capacity MW |  | New Energy (aMW) |  | New Dispatch GWh |  | Sales GWh
Scenario | Year | WA | ID | Total | WA | ID | Total | WA | ID | WA | ID | WA | ID | Net | Gross | WA | ID | WA | ID | WA | ID | WA | ID | WA | ID | Total | WA | ID | Total | WA | ID | WA | ID | WA | ID | Net | Gross | WA | ID | WA | ID | WA | ID | WA | ID | WA | ID | Total | WA | ID | Total | WA | ID | WA | ID | WA | ID | Net | Gross | WA | ID | WA | ID | WA | ID | WA | ID | WA | ID | Total | WA | ID | Total | WA | ID | WA | ID | WA | ID | Net | Gross | WA | ID | WA | ID | WA | ID | WA | ID | WA | ID | Total | WA | ID | Total | WA | ID | WA | ID | WA | ID | Net | Gross | WA | ID | WA | ID | WA | ID | WA | ID
1- Preferred Resource Strategy | 2022 | 568.6139 | 305.0776 | 873.6915 | 246.9959 | 81.0442 | 328.0402 | 0.10034 | 0.088916 | 8.6773e-13 | 4.0541e-13 | 8.6686e-13 | 4.0501e-13 | 0.79815 | 1.4233 | 0 | 0 | 0 | 0 | 0 | 0 | 5666.8213 | 3431.0872 | 593.8194 | 315.0063 | 908.8257 | 259.8237 | 90.9729 | 350.7966 | 0.10479 | 0.091809 | 1.4225e-13 | 2.4183e-13 | -1.4211e-13 | 2.4158e-13 | 0.65412 | 1.2084 | 0 | 0 | 0 | 0 | 0 | 0 | 5666.8213 | 3431.0872 | 559.2334 | 301.2764 | 860.5098 | 247.0221 | 77.2431 | 324.2652 | 0.098686 | 0.087808 | 9.2463e-13 | 2.0626e-13 | -9.2371e-13 | -2.0606e-13 | 1.0284 | 1.5867 | 0 | 0 | 0 | 0 | 0 | 0 | 5666.8213 | 3431.0872 | [22 empty] | 574.0642 | 307.3406 | 881.4048 | 164.982 | 84.6989 | 249.6809 | 0.1013 | 0.089575 | 2.4183e-13 | 5.69e-13 | 2.4158e-13 | -5.6843e-13 | 0.9717 | 1.2653 | 0 | 0 | 0 | 0 | 0 | 0 | 5666.8213 | 3431.0872
1- Preferred Resource Strategy | 2023 | 586.1629 | 312.498 | 898.6609 | 250.8227 | 83.6987 | 334.5214 | 0.10292 | 0.090805 | 3.5563e-13 | 1.4936e-13 | -3.5527e-13 | 1.4921e-13 | 0.70303 | 1.3111 | 33.271 | 0 | 45.6288 | 0 | 424.9125 | 0 | 5695.406 | 3441.4192 | 608.1446 | 323.0351 | 931.1797 | 256.4813 | 94.2358 | 350.7171 | 0.10678 | 0.093867 | 5.121e-13 | 2.7028e-13 | 5.1159e-13 | -2.7001e-13 | 0.5252 | 1.0384 | 33.271 | 0 | 45.6288 | 0 | 424.9125 | 0 | 5695.406 | 3441.4192 | 578.2215 | 308.6941 | 886.9156 | 254.5024 | 79.8949 | 334.3972 | 0.10152 | 0.0897 | 2.9873e-13 | 2.4183e-13 | -2.9843e-13 | 2.4158e-13 | 0.98129 | 1.5056 | 33.271 | 0 | 45.6288 | 0 | 424.9125 | 0 | 5695.406 | 3441.4192 | [22 empty] | 596.3246 | 318.1079 | 914.4325 | 178.3293 | 91.4971 | 269.8265 | 0.1047 | 0.092435 | 4.4098e-13 | 2.4894e-13 | -4.4054e-13 | -2.4869e-13 | 0.90386 | 1.1629 | 33.271 | 0 | 45.6288 | 0 | 424.9125 | 0 | 5695.406 | 3441.4192
1- Preferred Resource Strategy | 2024 | 614.9628 | 323.6504 | 938.6131 | 272.2504 | 89.9818 | 362.2322 | 0.10753 | 0.093786 | 7.2548e-13 | 5.6189e-13 | -7.2475e-13 | -5.6133e-13 | 0.72409 | 1.3149 | 67.3094 | 1.6289 | 91.2576 | 0 | 851.9718 | 0 | 5718.9796 | 3450.9274 | 636.3282 | 336.1607 | 972.4889 | 282.3124 | 102.4921 | 384.8046 | 0.11127 | 0.097412 | 6.9703e-13 | 2.7028e-13 | 6.9633e-13 | 2.7001e-13 | 0.58506 | 1.1337 | 67.3094 | 1.6289 | 91.2576 | 0 | 851.9718 | 0 | 5718.9796 | 3450.9274 | 607.327 | 319.2586 | 926.5856 | 275.5939 | 85.5901 | 361.1839 | 0.10619 | 0.092514 | 4.6943e-13 | 1.0669e-13 | 4.6896e-13 | -1.0658e-13 | 1.0334 | 1.4919 | 67.3094 | 1.6289 | 91.2576 | 0 | 851.9718 | 0 | 5718.9796 | 3450.9274 | [22 empty] | 628.8973 | 337.6393 | 966.5366 | 199.0692 | 106.8788 | 305.948 | 0.10997 | 0.09784 | 3.8408e-13 | 2.7028e-13 | -3.8369e-13 | 2.7001e-13 | 0.96495 | 1.2202 | 67.3094 | 1.6289 | 91.2576 | 0 | 851.9718 | 0 | 5718.9796 | 3450.9274
1- Preferred Resource Strategy | 2025 | 633.8401 | 331.9781 | 965.8183 | 272.8908 | 93.3341 | 366.2249 | 0.11042 | 0.095961 | 6.259e-13 | 7.0414e-13 | -6.2528e-13 | -7.0344e-13 | 0.70651 | 1.1683 | 69.0445 | 4.227 | 91.2576 | 0 | 849.825 | 0 | 5740.232 | 3459.5217 | 661.9033 | 348.4362 | 1010.3395 | 288.645 | 109.7921 | 398.4371 | 0.11531 | 0.10072 | 1.5648e-12 | 5.69e-13 | -1.5632e-12 | -5.6843e-13 | 0.60067 | 0.97925 | 69.0445 | 4.227 | 91.2576 | 0 | 849.825 | 0 | 5740.232 | 3459.5217 | 624.2003 | 326.4058 | 950.6061 | 271.5854 | 87.7617 | 359.3472 | 0.10874 | 0.09435 | 4.9788e-13 | 1.707e-13 | -4.9738e-13 | 1.7053e-13 | 0.93223 | 1.2973 | 69.0445 | 4.227 | 91.2576 | 0 | 849.825 | 0 | 5740.232 | 3459.5217 | [22 empty] | 672.6352 | 365.5665 | 1038.2017 | 224.3694 | 126.9388 | 351.3082 | 0.11718 | 0.10567 | 1.4225e-13 | 1.7781e-13 | 1.4211e-13 | 1.7764e-13 | 0.89047 | 1.0225 | 69.0445 | 4.227 | 91.2576 | 0 | 849.825 | 0 | 5740.232 | 3459.5217
1- Preferred Resource Strategy | 2026 | 635.3351 | 337.8979 | 973.233 | 270.584 | 94.1677 | 364.7517 | 0.1104 | 0.097534 | 2.845e-13 | 4.552e-13 | -2.8422e-13 | -4.5475e-13 | 0.77865 | 1.2417 | 79.8928 | 12.6861 | 97.6256 | 3.332 | 902.0067 | 27.303 | 5754.6559 | 3464.4028 | 666.1727 | 356.5216 | 1022.6944 | 292.0335 | 112.7914 | 404.825 | 0.11576 | 0.10291 | 9.2463e-13 | 3.2718e-13 | -9.2371e-13 | -3.2685e-13 | 0.68663 | 1.1073 | 79.8928 | 12.6861 | 97.6256 | 3.332 | 903.8687 | 28.2773 | 5754.6559 | 3464.4028 | 624.3494 | 331.311 | 955.6604 | 266.5159 | 87.5808 | 354.0966 | 0.10849 | 0.095633 | 4.2675e-13 | 0 | 4.2633e-13 | 0 | 0.98613 | 1.3426 | 79.8928 | 12.6861 | 97.6256 | 3.332 | 901.5658 | 27.0723 | 5754.6559 | 3464.4028 | [22 empty] | 663.4489 | 366.6193 | 1030.0682 | 231.883 | 123.7325 | 355.6155 | 0.11529 | 0.10582 | 5.69e-13 | 2.2049e-13 | 5.6843e-13 | -2.2027e-13 | 0.97311 | 1.1236 | 79.8928 | 12.6861 | 97.6256 | 3.332 | 903.3613 | 28.0118 | 5754.6559 | 3464.4028
1- Preferred Resource Strategy | 2027 | 668.9065 | 366.2948 | 1035.2013 | 252.8979 | 117.3682 | 370.2662 | 0.11599 | 0.10556 | 5.9745e-13 | 4.1253e-13 | 5.9686e-13 | 4.1211e-13 | 0.49273 | 0.66642 | 188.946 | 156.8713 | 172.4529 | 119.397 | 934.9802 | 79.081 | 5767.1759 | 3470.0606 | 703.4387 | 387.3691 | 1090.8078 | 282.1531 | 138.4425 | 420.5956 | 0.12197 | 0.11163 | 1.2518e-12 | 6.828e-13 | -1.2506e-12 | -6.8212e-13 | 0.44875 | 0.59321 | 188.946 | 156.8713 | 172.4529 | 119.397 | 929.9729 | 69.6058 | 5767.1759 | 3470.0606 | 657.1369 | 359.2036 | 1016.3405 | 247.1797 | 110.277 | 357.4566 | 0.11394 | 0.10352 | 2.845e-14 | 4.7654e-13 | 0 | -4.7606e-13 | 0.62693 | 0.76387 | 188.946 | 156.8713 | 172.4529 | 119.397 | 955.0711 | 110.8809 | 5767.1759 | 3470.0606 | [22 empty] | 714.2904 | 404.3414 | 1118.6319 | 254.5091 | 147.2211 | 401.7301 | 0.12385 | 0.11652 | 3.6985e-13 | 2.9873e-13 | -3.6948e-13 | 2.9843e-13 | 0.65195 | 0.58506 | 188.946 | 156.8713 | 172.4529 | 119.397 | 925.47 | 62.3355 | 5767.1759 | 3470.0606
1- Preferred Resource Strategy | 2028 | 698.5815 | 371.5846 | 1070.1661 | 272.1593 | 117.352 | 389.5113 | 0.12085 | 0.10689 | 3.414e-13 | 3.5563e-13 | 3.4106e-13 | -3.5527e-13 | 0.43385 | 0.68526 | 217.7148 | 157.3051 | 217.6161 | 119.397 | 1365.4887 | 82.7977 | 5780.6817 | 3476.1672 | 727.5754 | 394.5964 | 1122.1717 | 295.087 | 140.3638 | 435.4508 | 0.12586 | 0.11351 | 1.0527e-12 | 6.4013e-13 | 1.0516e-12 | 6.3949e-13 | 0.38657 | 0.60532 | 217.7148 | 157.3051 | 217.6161 | 119.397 | 1358.6206 | 71.7376 | 5780.6817 | 3476.1672 | 688.5573 | 363.6771 | 1052.2344 | 267.7138 | 109.4445 | 377.1583 | 0.11911 | 0.10462 | 4.2675e-14 | 4.6943e-13 | 0 | 4.6896e-13 | 0.56246 | 0.76625 | 217.7148 | 157.3051 | 217.6161 | 119.397 | 1375.6106 | 99.2371 | 5780.6817 | 3476.1672 | [22 empty] | 718.937 | 409.8435 | 1128.7805 | 252.3242 | 145.739 | 398.0632 | 0.12437 | 0.1179 | 5.8323e-13 | 6.1168e-13 | 5.8265e-13 | -6.1107e-13 | 0.58493 | 0.58218 | 217.7148 | 157.3051 | 217.6161 | 119.397 | 1355.1904 | 65.5734 | 5780.6817 | 3476.1672
1- Preferred Resource Strategy | 2029 | 714.0464 | 377.9775 | 1092.0239 | 270.9416 | 118.3312 | 389.2728 | 0.12324 | 0.10854 | 5.121e-13 | 2.845e-13 | 5.1159e-13 | -2.8422e-13 | 0.4339 | 0.62131 | 217.6432 | 157.248 | 217.6161 | 119.397 | 1360.0467 | 80.5794 | 5794.1741 | 3482.2626 | 745.9776 | 403.439 | 1149.4166 | 296.4712 | 143.7926 | 440.2639 | 0.12875 | 0.11586 | 1.707e-12 | 1.01e-12 | -1.7053e-12 | -1.009e-12 | 0.38529 | 0.54096 | 217.6432 | 157.248 | 217.6161 | 119.397 | 1353.2625 | 68.5517 | 5794.1741 | 3482.2626 | 702.7723 | 369.1534 | 1071.9256 | 266.6133 | 109.507 | 376.1203 | 0.12129 | 0.10601 | 8.1083e-13 | 5.2633e-13 | 8.1002e-13 | -5.258e-13 | 0.56563 | 0.71914 | 217.6432 | 157.248 | 217.6161 | 119.397 | 1373.3785 | 101.6708 | 5794.1741 | 3482.2626 | [22 empty] | 739.9173 | 419.6368 | 1159.5541 | 255.983 | 147.5649 | 403.5479 | 0.1277 | 0.12051 | 5.2633e-13 | 6.259e-13 | 5.258e-13 | -6.2528e-13 | 0.54833 | 0.5012 | 217.6432 | 157.248 | 217.6161 | 119.397 | 1346.6628 | 57.074 | 5794.1741 | 3482.2626
1- Preferred Resource Strategy | 2030 | 732.3993 | 382.57 | 1114.9693 | 276.9872 | 117.4025 | 394.3897 | 0.12622 | 0.10974 | 2.9873e-13 | 4.4098e-13 | 2.9843e-13 | 4.4054e-13 | 0.42811 | 0.61569 | 217.5441 | 157.1681 | 217.6161 | 119.397 | 1351.2202 | 67.8417 | 5802.6628 | 3486.0348 | 767.1359 | 410.207 | 1177.3429 | 303.8816 | 145.0395 | 448.921 | 0.1322 | 0.11767 | 1.2803e-12 | 2.845e-13 | -1.279e-12 | -2.8422e-13 | 0.37983 | 0.52623 | 217.5441 | 157.1681 | 217.6161 | 119.397 | 1351.4982 | 67.5445 | 5802.6628 | 3486.0348 | 720.3398 | 373.1477 | 1093.4875 | 272.3869 | 107.9802 | 380.3671 | 0.12414 | 0.10704 | 4.6943e-13 | 6.5435e-13 | -4.6896e-13 | 6.537e-13 | 0.56674 | 0.71578 | 217.5441 | 157.1681 | 217.6161 | 119.397 | 1363.5982 | 87.2403 | 5802.6628 | 3486.0348 | [22 empty] | 756.0321 | 424.9564 | 1180.9886 | 257.7912 | 146.7655 | 404.5567 | 0.13029 | 0.1219 | 7.1125e-14 | 2.1338e-13 | 0 | 2.1316e-13 | 0.54382 | 0.49785 | 217.5441 | 157.1681 | 217.6161 | 119.397 | 1356.9347 | 75.1193 | 5802.6628 | 3486.0348
1- Preferred Resource Strategy | 2031 | 750.6574 | 387.2691 | 1137.9264 | 278.0578 | 116.4736 | 394.5314 | 0.12918 | 0.11097 | 4.1253e-13 | 3.2718e-13 | 4.1211e-13 | -3.2685e-13 | 0.45366 | 0.55574 | 261.7986 | 157.0767 | 250.3536 | 119.397 | 1630.8574 | 75.8029 | 5811.0089 | 3489.7442 | 788.2375 | 420.0045 | 1208.2421 | 307.295 | 149.2091 | 456.5041 | 0.13565 | 0.12035 | 4.8365e-13 | 8.6773e-13 | -4.8317e-13 | 8.6686e-13 | 0.39832 | 0.46059 | 261.7986 | 157.0767 | 250.3536 | 119.397 | 1623.3611 | 63.8902 | 5811.0089 | 3489.7442 | 737.232 | 375.783 | 1113.015 | 273.5149 | 104.9876 | 378.5024 | 0.12687 | 0.10768 | 1.138e-13 | 6.4013e-13 | 1.1369e-13 | -6.3949e-13 | 0.59253 | 0.66883 | 261.7986 | 157.0767 | 250.3536 | 119.397 | 1641.9177 | 93.2371 | 5811.0089 | 3489.7442 | [22 empty] | 777.0392 | 437.5475 | 1214.5867 | 261.4725 | 148.9137 | 410.3862 | 0.13372 | 0.12538 | 2.276e-13 | 1.0242e-12 | 2.2737e-13 | 1.0232e-12 | 0.52889 | 0.42023 | 261.7986 | 157.0767 | 250.3536 | 119.397 | 1623.315 | 62.9654 | 5811.0089 | 3489.7442
1- Preferred Resource Strategy | 2032 | 761.3813 | 391.9357 | 1153.317 | 277.6245 | 115.4051 | 393.0295 | 0.13084 | 0.11219 | 9.3886e-13 | 2.845e-13 | 9.3792e-13 | -2.8422e-13 | 0.47136 | 0.5659 | 264.2905 | 156.974 | 250.3536 | 119.397 | 1633.9262 | 74.3033 | 5819.3307 | 3493.469 | 799.9216 | 426.0953 | 1226.0169 | 306.8238 | 149.5646 | 456.3885 | 0.13746 | 0.12197 | 1.3941e-12 | 5.4055e-13 | 1.3927e-12 | 5.4001e-13 | 0.4096 | 0.46418 | 264.2905 | 156.974 | 250.3536 | 119.397 | 1627.3188 | 63.8811 | 5819.3307 | 3493.469 | 747.3676 | 379.9201 | 1127.2877 | 273.6534 | 103.3895 | 377.0429 | 0.12843 | 0.10875 | 8.5351e-14 | 1.707e-13 | 0 | -1.7053e-13 | 0.61672 | 0.69044 | 264.2905 | 156.974 | 250.3536 | 119.397 | 1647.7295 | 95.9178 | 5819.3307 | 3493.469 | [22 empty] | 786.8702 | 443.2313 | 1230.1015 | 256.5557 | 146.9524 | 403.508 | 0.13522 | 0.12687 | 6.259e-13 | 2.276e-13 | -6.2528e-13 | 2.2737e-13 | 0.52712 | 0.40425 | 264.2905 | 156.974 | 250.3536 | 119.397 | 1625.8934 | 60.7525 | 5819.3307 | 3493.469
1- Preferred Resource Strategy | 2033 | 780.3778 | 400.9002 | 1181.2779 | 280.7004 | 118.5219 | 399.2223 | 0.13391 | 0.11463 | 1.1949e-12 | 4.1253e-13 | -1.1937e-12 | -4.1211e-13 | 0.4565 | 0.51778 | 267.8727 | 156.8484 | 250.3536 | 119.397 | 1625.9368 | 68.6029 | 5827.7761 | 3497.2621 | 822.7832 | 438.378 | 1261.1612 | 314.193 | 155.9997 | 470.1927 | 0.14118 | 0.12535 | 3.414e-13 | 7.8238e-13 | 3.4106e-13 | -7.816e-13 | 0.40085 | 0.42813 | 267.8727 | 156.8484 | 250.3536 | 119.397 | 1621.9712 | 62.1593 | 5827.7761 | 3497.2621 | 765.3759 | 387.9546 | 1153.3305 | 274.7499 | 105.5764 | 380.3262 | 0.13133 | 0.11093 | 2.276e-13 | 4.552e-13 | 2.2737e-13 | 4.5475e-13 | 0.58123 | 0.62656 | 267.8727 | 156.8484 | 250.3536 | 119.397 | 1640.2472 | 91.2035 | 5827.7761 | 3497.2621 | [22 empty] | 806.5465 | 452.2771 | 1258.8236 | 260.7383 | 149.1402 | 409.8785 | 0.1384 | 0.12932 | 1.1096e-12 | 7.966e-13 | -1.1084e-12 | -7.9581e-13 | 0.4936 | 0.36243 | 267.8727 | 156.8484 | 250.3536 | 119.397 | 1617.7068 | 54.9655 | 5827.7761 | 3497.2621
1- Preferred Resource Strategy | 2034 | 796.6333 | 409.0143 | 1205.6476 | 284.7304 | 120.6719 | 405.4023 | 0.13649 | 0.11682 | 1.9915e-13 | 8.5351e-14 | 1.9895e-13 | 0 | 0.4577 | 0.51607 | 272.0745 | 156.8028 | 250.3536 | 119.397 | 1627.8188 | 72.1469 | 5836.5168 | 3501.2063 | 842.5067 | 449.7999 | 1292.3066 | 319.4558 | 161.4575 | 480.9133 | 0.14435 | 0.12847 | 3.1295e-13 | 8.9618e-13 | 3.1264e-13 | -8.9528e-13 | 0.38763 | 0.40437 | 272.0745 | 156.8028 | 250.3536 | 119.397 | 1620.4182 | 60.4628 | 5836.5168 | 3501.2063 | 781.1269 | 395.5035 | 1176.6304 | 278.6357 | 107.1611 | 385.7968 | 0.13383 | 0.11296 | 7.1125e-13 | 8.5351e-14 | -7.1054e-13 | 0 | 0.57756 | 0.6205 | 272.0745 | 156.8028 | 250.3536 | 119.397 | 1635.2559 | 83.5726 | 5836.5168 | 3501.2063 | [22 empty] | 820.7119 | 461.2902 | 1282.0021 | 260.9346 | 150.5499 | 411.4845 | 0.14062 | 0.13175 | 9.3886e-13 | 8.2506e-13 | 9.3792e-13 | -8.2423e-13 | 0.48223 | 0.34413 | 272.0745 | 156.8028 | 250.3536 | 119.397 | 1621.9069 | 61.3874 | 5836.5168 | 3501.2063
1- Preferred Resource Strategy | 2035 | 815.7417 | 418.3905 | 1234.1321 | 286.9717 | 123.9625 | 410.9342 | 0.13954 | 0.11936 | 3.2718e-13 | 2.1338e-13 | 3.2685e-13 | -2.1316e-13 | 0.4403 | 0.46595 | 276.9088 | 158.3774 | 253.2614 | 120.9184 | 1632.0906 | 78.6001 | 5845.7455 | 3505.3862 | 868.5371 | 464.6489 | 1333.1859 | 326.0061 | 170.2209 | 496.227 | 0.14858 | 0.13255 | 1.1949e-12 | 5.9745e-13 | -1.1937e-12 | -5.9686e-13 | 0.3603 | 0.33084 | 276.9088 | 158.3774 | 253.2614 | 120.9184 | 1622.6004 | 63.6112 | 5845.7455 | 3505.3862 | 798.6605 | 403.5795 | 1202.24 | 281.3994 | 109.1516 | 390.551 | 0.13662 | 0.11513 | 3.6985e-13 | 4.552e-13 | -3.6948e-13 | 4.5475e-13 | 0.56805 | 0.58994 | 276.9088 | 158.3774 | 253.2614 | 120.9184 | 1641.1039 | 92.3389 | 5845.7455 | 3505.3862 | [22 empty] | 844.9107 | 474.3906 | 1319.3013 | 269.6418 | 156.9397 | 426.5815 | 0.14453 | 0.13533 | 1.3798e-12 | 9.9576e-14 | 1.3785e-12 | 0 | 0.44148 | 0.2969 | 276.9088 | 158.3774 | 253.2614 | 120.9184 | 1620.3948 | 59.9231 | 5845.7455 | 3505.3862
1- Preferred Resource Strategy | 2036 | 840.2253 | 430.6992 | 1270.9245 | 303.5344 | 130.0608 | 433.5952 | 0.14349 | 0.12271 | 2.845e-13 | 5.9745e-13 | -2.8422e-13 | 5.9686e-13 | 0.48013 | 0.50689 | 340.0752 | 191.373 | 304.8106 | 147.8905 | 1657.3997 | 88.433 | 5855.6752 | 3509.9003 | 889.4315 | 474.6883 | 1364.1198 | 338.8107 | 174.0499 | 512.8606 | 0.15189 | 0.13524 | 1.1665e-12 | 8.8196e-13 | 1.1653e-12 | 8.8107e-13 | 0.39222 | 0.37211 | 340.0752 | 191.373 | 304.8106 | 147.8905 | 1635.7659 | 63.6884 | 5855.6752 | 3509.9003 | 822.5423 | 415.2313 | 1237.7737 | 297.9024 | 114.593 | 412.4953 | 0.14047 | 0.1183 | 1.2803e-13 | 6.5435e-13 | -1.279e-13 | -6.537e-13 | 0.6094 | 0.63361 | 340.0752 | 191.373 | 304.8106 | 147.8905 | 1676.0384 | 109.6999 | 5855.6752 | 3509.9003 | [22 empty] | 867.791 | 487.5161 | 1355.3071 | 278.6505 | 162.3761 | 441.0266 | 0.1482 | 0.1389 | 1.0953e-12 | 3.2718e-13 | 1.0942e-12 | 3.2685e-13 | 0.46428 | 0.31348 | 340.0752 | 191.373 | 304.8106 | 147.8905 | 1638.1371 | 66.0636 | 5855.6752 | 3509.9003
1- Preferred Resource Strategy | 2037 | 857.5538 | 439.4181 | 1296.9719 | 303.1699 | 132.4404 | 435.6102 | 0.14618 | 0.12502 | 3.414e-13 | 9.8153e-13 | 3.4106e-13 | -9.8055e-13 | 0.4533 | 0.45136 | 340.0057 | 191.2817 | 304.8106 | 147.8905 | 1648.8552 | 83.9772 | 5866.5461 | 3514.8598 | 909.4263 | 485.3189 | 1394.7452 | 338.8504 | 178.3411 | 517.1915 | 0.15502 | 0.13808 | 2.5605e-13 | 6.259e-13 | -2.558e-13 | -6.2528e-13 | 0.35357 | 0.30004 | 340.0057 | 191.2817 | 304.8106 | 147.8905 | 1630.4985 | 62.9874 | 5866.5461 | 3514.8598 | 838.639 | 422.9286 | 1261.5676 | 296.9228 | 115.9509 | 412.8737 | 0.14295 | 0.12033 | 1.138e-12 | 7.2548e-13 | 1.1369e-12 | 7.2475e-13 | 0.58167 | 0.58149 | 340.0057 | 191.2817 | 304.8106 | 147.8905 | 1672.0526 | 110.0639 | 5866.5461 | 3514.8598 | [22 empty] | 886.4994 | 498.4998 | 1384.9993 | 281.2868 | 165.7639 | 447.0507 | 0.15111 | 0.14183 | 7.1125e-13 | 7.5393e-13 | -7.1054e-13 | -7.5318e-13 | 0.41851 | 0.26247 | 340.0057 | 191.2817 | 304.8106 | 147.8905 | 1626.1029 | 57.4418 | 5866.5461 | 3514.8598
1- Preferred Resource Strategy | 2038 | 881.7375 | 453.6541 | 1335.3916 | 317.916 | 140.2048 | 458.1208 | 0.14999 | 0.12886 | 2.9873e-13 | 5.8323e-13 | 2.9843e-13 | -5.8265e-13 | 0.43509 | 0.46015 | 350.7619 | 194.3557 | 321.0492 | 156.3869 | 1776.6111 | 148.2745 | 5878.628 | 3520.396 | 932.7088 | 500.4894 | 1433.1982 | 354.0091 | 187.0401 | 541.0492 | 0.15866 | 0.14217 | 2.845e-14 | 1.7924e-12 | 0 | 1.7906e-12 | 0.34033 | 0.32964 | 350.7619 | 194.3557 | 321.0492 | 156.3869 | 1758.4511 | 126.8312 | 5878.628 | 3520.396 | 864.315 | 437.6213 | 1301.9363 | 313.9914 | 124.1721 | 438.1634 | 0.14703 | 0.12431 | 3.8408e-13 | 3.1295e-13 | -3.8369e-13 | -3.1264e-13 | 0.5732 | 0.59464 | 350.7619 | 194.3557 | 321.0492 | 156.3869 | 1804.8298 | 180.5504 | 5878.628 | 3520.396 | [22 empty] | 901.7673 | 511.1562 | 1412.9235 | 286.1045 | 172.9952 | 459.0997 | 0.1534 | 0.1452 | 1.1665e-12 | 8.1083e-13 | -1.1653e-12 | -8.1002e-13 | 0.39122 | 0.25876 | 350.7619 | 194.3557 | 321.0492 | 156.3869 | 1748.7213 | 116.8949 | 5878.628 | 3520.396
1- Preferred Resource Strategy | 2039 | 900.0329 | 461.3252 | 1361.3582 | 318.4332 | 141.2685 | 459.7018 | 0.15275 | 0.13081 | 6.1168e-13 | 6.828e-13 | -6.1107e-13 | -6.8212e-13 | 0.42389 | 0.41705 | 350.6924 | 194.2644 | 321.0492 | 156.3869 | 1777.4271 | 149.7533 | 5892.2232 | 3526.6297 | 955.4623 | 512.3304 | 1467.7927 | 358.7313 | 192.2737 | 551.005 | 0.16216 | 0.14527 | 2.276e-13 | 1.138e-13 | -2.2737e-13 | 0 | 0.33001 | 0.2888 | 350.6924 | 194.2644 | 321.0492 | 156.3869 | 1755.5957 | 124.231 | 5892.2232 | 3526.6297 | 880.8429 | 443.8655 | 1324.7084 | 314.0555 | 123.8088 | 437.8643 | 0.14949 | 0.12586 | 6.9703e-13 | 8.5351e-14 | -6.9633e-13 | 0 | 0.56185 | 0.56118 | 350.6924 | 194.2644 | 321.0492 | 156.3869 | 1810.5419 | 187.9527 | 5892.2232 | 3526.6297 | [22 empty] | 923.6121 | 522.0342 | 1445.6463 | 291.6867 | 176.4273 | 468.114 | 0.15675 | 0.14803 | 1.138e-12 | 1.0527e-12 | -1.1369e-12 | 1.0516e-12 | 0.37583 | 0.24047 | 350.6924 | 194.2644 | 321.0492 | 156.3869 | 1744.9793 | 113.0574 | 5892.2232 | 3526.6297
1- Preferred Resource Strategy | 2040 | 913.7726 | 470.0821 | 1383.8548 | 319.0554 | 143.2784 | 462.3338 | 0.15468 | 0.13303 | 1.0811e-12 | 1.9915e-13 | 1.08e-12 | 1.9895e-13 | 0.43256 | 0.4144 | 350.6229 | 196.8229 | 321.0492 | 159.0368 | 1785.0403 | 154.3119 | 5907.6757 | 3533.7273 | 973.3939 | 524.8033 | 1498.1972 | 363.3232 | 197.9996 | 561.3227 | 0.16477 | 0.14851 | 1.2518e-12 | 8.5351e-14 | 1.2506e-12 | 0 | 0.33534 | 0.28729 | 350.6229 | 196.8229 | 321.0492 | 159.0368 | 1756.8853 | 121.7014 | 5907.6757 | 3533.7273 | 893.978 | 452.1823 | 1346.1603 | 314.6878 | 125.3786 | 440.0664 | 0.15132 | 0.12796 | 6.259e-13 | 1.138e-13 | 6.2528e-13 | -1.1369e-13 | 0.56638 | 0.55834 | 350.6229 | 196.8229 | 321.0492 | 159.0368 | 1815.0768 | 188.7425 | 5907.6757 | 3533.7273 | [22 empty] | 941.3719 | 533.8589 | 1475.2309 | 293.8092 | 180.0763 | 473.8854 | 0.15935 | 0.15108 | 8.6773e-13 | 1.1949e-12 | 8.6686e-13 | 1.1937e-12 | 0.37643 | 0.23137 | 350.6229 | 196.8229 | 321.0492 | 159.0368 | 1747.2178 | 113.7575 | 5907.6757 | 3533.7273
1- Preferred Resource Strategy | 2041 | 926.0317 | 477.7316 | 1403.7633 | 315.9147 | 144.0429 | 459.9577 | 0.15628 | 0.13488 | 7.6815e-13 | 4.2675e-13 | -7.6739e-13 | -4.2633e-13 | 0.43142 | 0.39621 | 377.0285 | 229.3554 | 366.2124 | 189.2814 | 2210.8685 | 181.2583 | 5925.4257 | 3541.8834 | 981.7999 | 539.9403 | 1521.7403 | 354.9969 | 206.2517 | 561.2486 | 0.16569 | 0.15244 | 7.397e-13 | 3.983e-13 | -7.3896e-13 | 3.979e-13 | 0.32552 | 0.25796 | 377.0285 | 229.3554 | 366.2124 | 189.2814 | 2175.5304 | 136.4955 | 5925.4257 | 3541.8834 | 907.4741 | 457.2538 | 1364.7279 | 312.2406 | 123.5652 | 435.8058 | 0.15315 | 0.1291 | 4.2675e-13 | 6.6858e-13 | -4.2633e-13 | -6.6791e-13 | 0.56031 | 0.53142 | 377.0285 | 229.3554 | 366.2124 | 189.2814 | 2241.5309 | 217.4522 | 5925.4257 | 3541.8834 | [22 empty] | 940.0343 | 547.0301 | 1487.0644 | 279.9904 | 182.544 | 462.5343 | 0.15864 | 0.15445 | 2.845e-13 | 5.2633e-13 | -2.8422e-13 | -5.258e-13 | 0.36006 | 0.20234 | 377.0285 | 229.3554 | 366.2124 | 189.2814 | 2170.7891 | 127.5323 | 5925.4257 | 3541.8834
1- Preferred Resource Strategy | 2042 | 951.283 | 492.9486 | 1444.2316 | 335.084 | 152.2293 | 487.3133 | 0.15999 | 0.13881 | 3.6985e-13 | 4.2675e-13 | 3.6948e-13 | -4.2633e-13 | 0.4336 | 0.42563 | 387.9275 | 229.2527 | 395.1479 | 189.2814 | 2446.5904 | 186.4545 | 5945.9061 | 3551.275 | 1002.2688 | 557.3063 | 1559.575 | 368.7392 | 216.587 | 585.3262 | 0.16856 | 0.15693 | 7.1125e-13 | 2.845e-13 | 7.1054e-13 | -2.8422e-13 | 0.32567 | 0.28513 | 387.9275 | 229.2527 | 395.1479 | 189.2814 | 2411.123 | 138.5589 | 5945.9061 | 3551.275 | 933.8194 | 471.3228 | 1405.1423 | 334.2728 | 130.6036 | 464.8764 | 0.15705 | 0.13272 | 5.5478e-13 | 5.8323e-13 | -5.5422e-13 | -5.8265e-13 | 0.57326 | 0.57327 | 387.9275 | 229.2527 | 395.1479 | 189.2814 | 2482.7658 | 228.371 | 5945.9061 | 3551.275 | [22 empty] | 953.2934 | 565.0146 | 1518.308 | 286.5323 | 193.6857 | 480.2181 | 0.16033 | 0.1591 | 4.552e-13 | 8.2506e-13 | -4.5475e-13 | -8.2423e-13 | 0.35581 | 0.23211 | 387.9275 | 229.2527 | 395.1479 | 189.2814 | 2406.3027 | 131.0679 | 5945.9061 | 3551.275
1- Preferred Resource Strategy | 2043 | 991.7434 | 509.3796 | 1501.123 | 356.6227 | 161.4814 | 518.1041 | 0.16613 | 0.143 | 1.9915e-13 | 1.707e-13 | 1.9895e-13 | -1.7053e-13 | 0.40476 | 0.35624 | 399.462 | 229.1271 | 425.4012 | 189.2814 | 2686.4396 | 182.4941 | 5969.6806 | 3562.2017 | 1045.2914 | 580.3143 | 1625.6057 | 393.6437 | 232.4161 | 626.0598 | 0.1751 | 0.16291 | 8.5351e-14 | 8.8196e-13 | 0 | 8.8107e-13 | 0.29691 | 0.22546 | 399.462 | 229.1271 | 425.4012 | 189.2814 | 2646.829 | 130.5234 | 5969.6806 | 3562.2017 | 972.7068 | 484.9756 | 1457.6824 | 353.2052 | 137.0774 | 490.2826 | 0.16294 | 0.13614 | 3.6985e-13 | 4.2675e-14 | -3.6948e-13 | 0 | 0.52569 | 0.48776 | 399.462 | 229.1271 | 425.4012 | 189.2814 | 2715.3579 | 215.1833 | 5969.6806 | 3562.2017 | [22 empty] | 994.1779 | 588.2764 | 1582.4543 | 313.4471 | 209.6281 | 523.0752 | 0.16654 | 0.16514 | 0 | 8.5351e-13 | 0 | -8.5265e-13 | 0.33693 | 0.21026 | 399.462 | 229.1271 | 425.4012 | 189.2814 | 2649.5572 | 132.8046 | 5969.6806 | 3562.2017
1- Preferred Resource Strategy | 2044 | 1014.8614 | 524.1199 | 1538.9813 | 376.8865 | 168.8912 | 545.7777 | 0.16922 | 0.14661 | 3.983e-13 | 8.3928e-13 | -3.979e-13 | 8.3844e-13 | 0.49665 | 0.46207 | 411.1882 | 229.0358 | 424.8555 | 189.2814 | 2711.2762 | 217.1849 | 5997.4083 | 3575.043 | 1071.6312 | 600.9866 | 1672.6178 | 413.6519 | 245.7579 | 659.4098 | 0.17868 | 0.16811 | 9.3886e-13 | 0 | -9.3792e-13 | 0 | 0.36583 | 0.30184 | 411.1882 | 229.0358 | 424.8555 | 189.2814 | 2656.9233 | 144.0415 | 5997.4083 | 3575.043 | 994.1225 | 496.6762 | 1490.7987 | 376.0844 | 141.4475 | 517.532 | 0.16576 | 0.13893 | 3.983e-13 | 2.845e-14 | -3.979e-13 | 0 | 0.64748 | 0.62861 | 411.1882 | 229.0358 | 424.8555 | 189.2814 | 2756.9727 | 267.1192 | 5997.4083 | 3575.043 | [22 empty] | 1011.5469 | 603.6251 | 1615.172 | 314.9804 | 218.3455 | 533.3259 | 0.16866 | 0.16884 | 1.9915e-13 | 1.9915e-13 | 1.9895e-13 | 0 | 0.38603 | 0.26864 | 411.1882 | 229.0358 | 424.8555 | 189.2814 | 2659.7252 | 149.7843 | 5997.4083 | 3575.043
1- Preferred Resource Strategy | 2045 | 1042.9012 | 547.6063 | 1590.5075 | 388.8756 | 184.8933 | 573.7689 | 0.17296 | 0.15253 | 6.5435e-13 | 4.4098e-13 | 6.537e-13 | 4.4054e-13 | 0.43921 | 0.4047 | 424.9661 | 235.0783 | 461.8149 | 188.9787 | 3011.6689 | 216.4302 | 6029.8598 | 3590.0749 | 1094.3196 | 626.373 | 1720.6926 | 420.207 | 263.66 | 683.867 | 0.18148 | 0.17447 | 1.1949e-12 | 7.6815e-13 | 1.1937e-12 | -7.6739e-13 | 0.31105 | 0.24891 | 424.9661 | 235.0783 | 461.8149 | 188.9787 | 2953.9011 | 143.3971 | 6029.8598 | 3590.0749 | 1024.1894 | 519.0669 | 1543.2563 | 385.6899 | 156.354 | 542.0439 | 0.16985 | 0.14458 | 3.414e-13 | 1.138e-13 | -3.4106e-13 | -1.1369e-13 | 0.55382 | 0.52641 | 424.9661 | 235.0783 | 461.8149 | 188.9787 | 3040.5077 | 248.2518 | 6029.8598 | 3590.0749 | [22 empty] | 1028.1972 | 634.5257 | 1662.7229 | 323.4509 | 237.9667 | 561.4176 | 0.17052 | 0.17674 | 2.1338e-14 | 1.0242e-12 | 0 | 1.0232e-12 | 0.36121 | 0.24191 | 424.9661 | 235.0783 | 461.8149 | 188.9787 | 2960.2035 | 148.0637 | 6029.8598 | 3590.0749
1- Preferred Resource Strategy | NPV | 8690.1965 | 4544.7147 | 13234.9112 | 3341.6174 | 1352.7287 | 4694.3461 |  |  | 6.3712e-12 | 4.9855e-12 | 8.7271e-13 | -1.736e-12 | 6.5139 | 9.4422 | [8 empty] | 9128.1753 | 4912.1091 | 14040.2843 | 3641.9666 | 1720.1231 | 5362.0897 |  |  | 9.8516e-12 | 6.4747e-12 | -1.9899e-12 | -7.5418e-13 | 5.3988 | 7.766 | [8 empty] | 8536.6689 | 4417.9964 | 12954.6652 | 3308.6638 | 1226.0104 | 4534.6742 |  |  | 5.157e-12 | 3.8206e-12 | -1.2057e-12 | -4.2026e-13 | 8.5689 | 10.9787 | [8 empty] | 0 | 0 | 0 | 0 | 0 | 0 |  |  | 0 | 0 | 0 | 0 | 0 | 0 | [8 empty] | 8942.8703 | 5021.3036 | 13964.1739 | 2894.4801 | 1681.2272 | 4575.7073 |  |  | 6.2383e-12 | 5.9316e-12 | 2.6472e-13 | -1.1462e-12 | 7.6042 | 7.7327
1- Preferred Resource Strategy | Levelized | 736.532 | 385.1844 | 1121.7164 | 283.2166 | 114.6497 | 397.8663 |  |  | 5.3998e-13 | 4.2254e-13 | 7.3966e-14 | -1.4714e-13 | 0.55208 | 0.80027 | [8 empty] | 773.6526 | 416.3226 | 1189.9753 | 308.6725 | 145.7879 | 454.4605 |  |  | 8.3497e-13 | 5.4876e-13 | -1.6865e-13 | -6.392e-14 | 0.45757 | 0.6582 | [8 empty] | 723.5199 | 374.4444 | 1097.9643 | 280.4237 | 103.9097 | 384.3334 |  |  | 4.3708e-13 | 3.2382e-13 | -1.0219e-13 | -3.5619e-14 | 0.72625 | 0.93049 | [8 empty] | #NUM! | #NUM! | #NUM! | #NUM! | #NUM! | #NUM! |  |  | #NUM! | #NUM! | #NUM! | #NUM! | #NUM! | #NUM! | [8 empty] | 757.9472 | 425.5774 | 1183.5246 | 245.3198 | 142.4913 | 387.8111 |  |  | 5.2873e-13 | 5.0273e-13 | 2.2436e-14 | -9.7142e-14 | 0.64449 | 0.65538
1a- LCP w/ Climate Shift | 2022 | [66 empty] | 568.3527 | 305.3882 | 873.7409 | 247.0066 | 81.3554 | 328.362 | 0.10031 | 0.089026 | 3.414e-13 | 2.845e-14 | 3.4106e-13 | 0 | 0.88927 | 1.4284 | 0 | 0 | 0 | 0 | 0 | 0 | 5666.0669 | 3430.3344
1a- LCP w/ Climate Shift | 2023 | [66 empty] | 586.4532 | 312.5369 | 898.9901 | 250.8082 | 83.7389 | 334.547 | 0.103 | 0.09086 | 9.9576e-14 | 2.5605e-13 | 0 | -2.558e-13 | 0.80734 | 1.3067 | 33.4481 | 0 | 45.6288 | 0 | 424.9125 | 0 | 5693.7556 | 3439.772
1a- LCP w/ Climate Shift | 2024 | [66 empty] | 602.3821 | 319.6527 | 922.0348 | 258.9057 | 85.9863 | 344.892 | 0.10509 | 0.092446 | 2.276e-13 | 5.8323e-13 | 2.2737e-13 | -5.8265e-13 | 0.93925 | 1.3108 | 34.4663 | 0 | 45.6288 | 0 | 425.9859 | 0 | 5731.9331 | 3457.7122
1a- LCP w/ Climate Shift | 2025 | [66 empty] | 633.6523 | 331.3375 | 964.9898 | 271.9854 | 92.6967 | 364.6821 | 0.11046 | 0.095883 | 4.2675e-14 | 6.9703e-13 | 0 | 6.9633e-13 | 0.77922 | 1.1591 | 69.6789 | 0 | 91.2576 | 0 | 849.825 | 0 | 5736.2288 | 3455.6618
1a- LCP w/ Climate Shift | 2026 | [66 empty] | 633.6776 | 336.0513 | 969.7289 | 268.2593 | 92.3257 | 360.585 | 0.11024 | 0.097162 | 8.6773e-13 | 2.7739e-13 | -8.6686e-13 | 2.7711e-13 | 0.87134 | 1.2357 | 72.8118 | 0 | 91.2576 | 0 | 849.825 | 0 | 5748.1912 | 3458.6779
1a- LCP w/ Climate Shift | 2027 | [66 empty] | 662.895 | 362.6172 | 1025.5122 | 245.2271 | 113.6967 | 358.9239 | 0.11512 | 0.10474 | 3.5563e-13 | 1.8493e-13 | 3.5527e-13 | -1.8474e-13 | 0.5189 | 0.64841 | 151.4405 | 125.4448 | 141.6078 | 102.2611 | 871.8231 | 44.678 | 5758.0795 | 3462.2195
1a- LCP w/ Climate Shift | 2028 | [66 empty] | 692.8137 | 367.5697 | 1060.3834 | 264.2605 | 113.3448 | 377.6053 | 0.11975 | 0.10574 | 3.8408e-13 | 2.276e-13 | 3.8369e-13 | 2.2737e-13 | 0.46324 | 0.66069 | 180.0174 | 125.4448 | 186.771 | 102.2611 | 1301.8359 | 48.4966 | 5785.5956 | 3476.2159
1a- LCP w/ Climate Shift | 2029 | [66 empty] | 707.697 | 374.3561 | 1082.053 | 262.487 | 114.7191 | 377.2061 | 0.12247 | 0.1079 | 9.8153e-13 | 1.2803e-13 | -9.8055e-13 | -1.279e-13 | 0.45454 | 0.59773 | 179.9605 | 125.4448 | 186.771 | 102.2611 | 1296.403 | 44.0025 | 5778.734 | 3469.5665
1a- LCP w/ Climate Shift | 2030 | [66 empty] | 725.9357 | 378.7255 | 1104.6612 | 268.1442 | 113.569 | 381.7132 | 0.12548 | 0.10909 | 2.9873e-13 | 6.9703e-13 | -2.9843e-13 | -6.9633e-13 | 0.45163 | 0.59344 | 179.8467 | 125.5814 | 186.771 | 102.2611 | 1294.1575 | 39.4419 | 5785.1562 | 3471.73
1a- LCP w/ Climate Shift | 2031 | [66 empty] | 743.4232 | 384.5633 | 1127.9865 | 268.7571 | 113.78 | 382.5372 | 0.12838 | 0.11071 | 6.5435e-13 | 6.6858e-13 | -6.537e-13 | 6.6791e-13 | 0.45758 | 0.53651 | 231.3735 | 130.3898 | 228.3773 | 106.9015 | 1623.282 | 69.3144 | 5790.6206 | 3473.4959
1a- LCP w/ Climate Shift | 2032 | [66 empty] | 752.7183 | 389.194 | 1141.9123 | 265.915 | 112.6766 | 378.5916 | 0.12952 | 0.11168 | 8.2506e-13 | 7.1125e-14 | 8.2423e-13 | 0 | 0.46523 | 0.53633 | 231.2596 | 131.942 | 228.3773 | 106.9015 | 1626.2237 | 67.1304 | 5811.6636 | 3484.7948
1a- LCP w/ Climate Shift | 2033 | [66 empty] | 771.0988 | 398.2922 | 1169.391 | 268.2924 | 115.9282 | 384.2206 | 0.13292 | 0.11454 | 1.9915e-13 | 9.9576e-14 | 1.9895e-13 | 0 | 0.447 | 0.49049 | 231.1184 | 134.4657 | 228.3773 | 106.9015 | 1620.576 | 64.6912 | 5801.0426 | 3477.2046
1a- LCP w/ Climate Shift | 2034 | [66 empty] | 787.2701 | 406.3506 | 1193.6207 | 272.0058 | 118.0233 | 390.0291 | 0.13553 | 0.11674 | 1.0811e-12 | 1.5648e-13 | -1.08e-12 | 1.5632e-13 | 0.44275 | 0.48569 | 231.0467 | 135.2423 | 228.3773 | 106.9015 | 1619.8496 | 63.3005 | 5808.8525 | 3480.8037
1a- LCP w/ Climate Shift | 2035 | [66 empty] | 805.5584 | 415.4499 | 1221.0084 | 272.8547 | 121.0378 | 393.8925 | 0.13853 | 0.11927 | 3.983e-13 | 2.276e-13 | 3.979e-13 | -2.2737e-13 | 0.41719 | 0.42972 | 234.1169 | 137.194 | 231.2851 | 108.423 | 1621.3233 | 66.1927 | 5814.8974 | 3483.3033
1a- LCP w/ Climate Shift | 2036 | [66 empty] | 828.5943 | 427.6064 | 1256.2007 | 286.9435 | 126.9844 | 413.9279 | 0.14193 | 0.12231 | 2.845e-14 | 4.4098e-13 | 0 | 4.4054e-13 | 0.45139 | 0.46357 | 297.0679 | 170.1458 | 282.6948 | 135.322 | 1646.0674 | 77.2326 | 5838.1655 | 3496.0768
1a- LCP w/ Climate Shift | 2037 | [66 empty] | 846.5561 | 436.059 | 1282.6151 | 286.4798 | 129.098 | 415.5778 | 0.14517 | 0.12492 | 7.2548e-13 | 1.0242e-12 | -7.2475e-13 | -1.0232e-12 | 0.41639 | 0.40246 | 296.9541 | 170.0544 | 282.6948 | 135.322 | 1638.9772 | 74.0189 | 5831.3998 | 3490.752
1a- LCP w/ Climate Shift | 2038 | [66 empty] | 866.1421 | 445.5015 | 1311.6437 | 295.067 | 132.0694 | 427.1364 | 0.14831 | 0.12748 | 1.2945e-12 | 1.4225e-14 | 1.2932e-12 | 0 | 0.42115 | 0.4145 | 298.7515 | 170.9641 | 282.6948 | 135.322 | 1632.5942 | 65.942 | 5840.2391 | 3494.7037
1a- LCP w/ Climate Shift | 2039 | [66 empty] | 884.4422 | 452.4588 | 1336.9009 | 296.6344 | 132.4194 | 429.0539 | 0.15113 | 0.12927 | 1.2376e-12 | 9.3886e-13 | 1.2363e-12 | -9.3792e-13 | 0.40689 | 0.37788 | 301.0158 | 172.078 | 283.9801 | 135.322 | 1645.1719 | 72.7997 | 5852.0503 | 3500.2296
1a- LCP w/ Climate Shift | 2040 | [66 empty] | 898.0948 | 459.0061 | 1357.1009 | 296.7721 | 132.2203 | 428.9924 | 0.15265 | 0.1305 | 8.5351e-13 | 2.1338e-13 | -8.5265e-13 | 2.1316e-13 | 0.40777 | 0.37001 | 304.5546 | 174.1255 | 285.2705 | 135.6036 | 1652.4639 | 67.6412 | 5883.3674 | 3517.1851
1a- LCP w/ Climate Shift | 2041 | [66 empty] | 909.5141 | 467.5886 | 1377.1027 | 290.7861 | 133.9177 | 424.7038 | 0.1546 | 0.13303 | 2.845e-14 | 8.8196e-13 | 0 | 8.8107e-13 | 0.39439 | 0.33732 | 332.0942 | 209.818 | 330.4337 | 168.2165 | 2078.6789 | 95.2039 | 5883.1919 | 3514.9869
1a- LCP w/ Climate Shift | 2042 | [66 empty] | 934.0309 | 481.6565 | 1415.6873 | 308.9732 | 140.955 | 449.9281 | 0.15827 | 0.1367 | 5.9745e-13 | 1.0669e-12 | -5.9686e-13 | -1.0658e-12 | 0.3998 | 0.36853 | 341.1954 | 209.7267 | 355.1687 | 168.2165 | 2278.6263 | 95.4215 | 5901.5387 | 3523.4181
1a- LCP w/ Climate Shift | 2043 | [66 empty] | 972.2137 | 496.9394 | 1469.1531 | 327.0476 | 149.0591 | 476.1067 | 0.16413 | 0.14063 | 6.6858e-13 | 1.0669e-12 | 6.6791e-13 | 1.0658e-12 | 0.35616 | 0.29074 | 352.3111 | 209.6353 | 385.4245 | 168.2165 | 2519.9751 | 93.0561 | 5923.5244 | 3533.577
1a- LCP w/ Climate Shift | 2044 | [66 empty] | 993.2167 | 510.5256 | 1503.7423 | 344.9857 | 155.3148 | 500.3005 | 0.16644 | 0.14355 | 1.0384e-12 | 1.01e-12 | -1.0374e-12 | 1.009e-12 | 0.44765 | 0.40004 | 362.7728 | 209.544 | 385.1058 | 168.2165 | 2544.2183 | 127.3304 | 5967.4298 | 3556.3079
1a- LCP w/ Climate Shift | 2045 | [66 empty] | 1023.6785 | 529.3207 | 1552.9991 | 358.4451 | 166.6252 | 525.0703 | 0.17113 | 0.14865 | 5.121e-13 | 5.8323e-13 | 5.1159e-13 | -5.8265e-13 | 0.3906 | 0.35135 | 375.124 | 210.8972 | 425.4696 | 170.9148 | 2874.4006 | 143.036 | 5981.8574 | 3560.8121
1a- LCP w/ Climate Shift | NPV | 0 | 0 | 0 | 0 | 0 | 0 |  |  | 0 | 0 | 0 | 0 | 0 | 0 | [8 empty] | 0 | 0 | 0 | 0 | 0 | 0 |  |  | 0 | 0 | 0 | 0 | 0 | 0 | [8 empty] | 0 | 0 | 0 | 0 | 0 | 0 |  |  | 0 | 0 | 0 | 0 | 0 | 0 | [8 empty] | 8597.2743 | 4497.534 | 13094.8082 | 3212.9448 | 1305.6603 | 4518.6051 |  |  | 5.9624e-12 | 4.8144e-12 | -3.4668e-13 | -1.8512e-13 | 6.939 | 9.1629 | [8 empty] | 0 | 0 | 0 | 0 | 0 | 0 |  |  | 0 | 0 | 0 | 0 | 0 | 0
1a- LCP w/ Climate Shift | Levelized | #NUM! | #NUM! | #NUM! | #NUM! | #NUM! | #NUM! |  |  | #NUM! | #NUM! | #NUM! | #NUM! | #NUM! | #NUM! | [8 empty] | #NUM! | #NUM! | #NUM! | #NUM! | #NUM! | #NUM! |  |  | #NUM! | #NUM! | #NUM! | #NUM! | #NUM! | #NUM! | [8 empty] | #NUM! | #NUM! | #NUM! | #NUM! | #NUM! | #NUM! |  |  | #NUM! | #NUM! | #NUM! | #NUM! | #NUM! | #NUM! | [8 empty] | 728.6565 | 381.1856 | 1109.8421 | 272.3111 | 110.6604 | 382.9715 |  |  | 5.0534e-13 | 4.0804e-13 | -2.9383e-14 | -1.569e-14 | 0.58811 | 0.7766 | [8 empty] | #NUM! | #NUM! | #NUM! | #NUM! | #NUM! | #NUM! |  |  | #NUM! | #NUM! | #NUM! | #NUM! | #NUM! | #NUM!
1b- LCP w/ SCC | 2022 | [88 empty] | 574.0844 | 307.7424 | 881.8267 | 165.0183 | 85.0515 | 250.0698 | 0.10134 | 0.08992 | 7.5393e-13 | 4.1964e-13 | -7.5318e-13 | 4.1922e-13 | 0.9717 | 1.2653 | 0 | 0 | 0 | 0 | 0 | 0 | 5664.84 | 3422.4182
1b- LCP w/ SCC | 2023 | [88 empty] | 614.6924 | 318.7467 | 933.439 | 201.1439 | 91.9085 | 293.0524 | 0.10801 | 0.093132 | 2.9161e-13 | 3.983e-13 | -2.9132e-13 | 3.979e-13 | 0.73524 | 1.1629 | 45.396 | 0 | 135.3538 | 0 | 1235.7688 | 0 | 5691.1527 | 3422.5356
1b- LCP w/ SCC | 2024 | [88 empty] | 632.3652 | 337.37 | 969.7353 | 206.3427 | 105.9216 | 312.2642 | 0.11071 | 0.098642 | 3.8408e-13 | 3.414e-13 | -3.8369e-13 | 3.4106e-13 | 0.89269 | 1.2202 | 45.396 | 0 | 135.3538 | 0 | 1237.3262 | 0 | 5712.1118 | 3420.16
1b- LCP w/ SCC | 2025 | [88 empty] | 665.5883 | 358.582 | 1024.1703 | 224.7984 | 126.6012 | 351.3997 | 0.11615 | 0.105 | 4.552e-13 | 4.1964e-13 | 4.5475e-13 | 4.1922e-13 | 0.72927 | 1.0225 | 45.396 | 33.7509 | 135.3538 | 33.271 | 1235.7688 | 424.9125 | 5730.3504 | 3415.0277
1b- LCP w/ SCC | 2026 | [88 empty] | 640.5774 | 353.0529 | 993.6303 | 226.9482 | 121.3908 | 348.339 | 0.11157 | 0.1037 | 3.5563e-14 | 2.0449e-14 | 3.5527e-14 | 2.0428e-14 | 0.66721 | 1.1236 | 88.8643 | 57.6941 | 201.0211 | 55.3485 | 1847.2153 | 744.8392 | 5741.2856 | 3404.423
1b- LCP w/ SCC | 2027 | [88 empty] | 691.2209 | 378.7911 | 1070.012 | 250.4312 | 132.0668 | 382.498 | 0.12021 | 0.11163 | 2.276e-13 | 2.5961e-13 | -2.2737e-13 | 2.5935e-13 | 0.32551 | 0.57101 | 196.0817 | 107.8953 | 275.462 | 94.2981 | 1869.2096 | 756.3472 | 5749.9772 | 3393.3377
1b- LCP w/ SCC | 2028 | [88 empty] | 707.2244 | 382.0153 | 1089.2397 | 250.3558 | 127.5763 | 377.9322 | 0.1228 | 0.11296 | 5.4055e-13 | 2.3116e-13 | 5.4001e-13 | 2.3093e-13 | 0.35292 | 0.56664 | 196.8491 | 109.0361 | 275.462 | 94.2981 | 1873.752 | 758.9825 | 5759.3491 | 3381.9234
1b- LCP w/ SCC | 2029 | [88 empty] | 727.5991 | 393.0217 | 1120.6207 | 253.0817 | 129.6627 | 382.7444 | 0.12613 | 0.1166 | 1.4225e-14 | 4.8365e-13 | 0 | 4.8317e-13 | 0.33121 | 0.48928 | 201.7682 | 111.4433 | 278.3698 | 95.8196 | 1865.5393 | 754.4556 | 5768.5464 | 3370.5761
1b- LCP w/ SCC | 2030 | [88 empty] | 739.4108 | 399.643 | 1139.0538 | 250.4372 | 129.1172 | 379.5544 | 0.12809 | 0.11902 | 4.3387e-13 | 1.4225e-13 | -4.3343e-13 | -1.4211e-13 | 0.32678 | 0.47815 | 204.9748 | 111.5343 | 278.3698 | 95.8197 | 1875.8485 | 759.8209 | 5772.7058 | 3357.8546
1b- LCP w/ SCC | 2031 | [88 empty] | 770.255 | 415.0715 | 1185.3265 | 262.0254 | 134.726 | 396.7514 | 0.13334 | 0.12404 | 3.0584e-13 | 1.138e-13 | 3.0553e-13 | 1.1369e-13 | 0.33747 | 0.4145 | 270.3833 | 144.954 | 332.6107 | 124.2 | 2061.1788 | 856.7911 | 5776.8278 | 3346.149
1b- LCP w/ SCC | 2032 | [88 empty] | 777.2322 | 420.1086 | 1197.3409 | 254.2806 | 132.0387 | 386.3192 | 0.13444 | 0.12593 | 5.7612e-13 | 7.1125e-15 | -5.7554e-13 | 0 | 0.33284 | 0.39924 | 270.9252 | 144.874 | 332.6107 | 124.2 | 2062.9809 | 857.9926 | 5781.1548 | 3336.0177
1b- LCP w/ SCC | 2033 | [88 empty] | 798.2891 | 430.0393 | 1228.3284 | 259.2783 | 133.6851 | 392.9634 | 0.13797 | 0.12924 | 7.966e-13 | 8.5351e-14 | 7.9581e-13 | -8.5265e-14 | 0.31632 | 0.35831 | 270.8535 | 144.7827 | 332.6107 | 124.2 | 2053.4029 | 852.7341 | 5785.8977 | 3327.4405
1b- LCP w/ SCC | 2034 | [88 empty] | 811.8798 | 437.6211 | 1249.5009 | 259.2469 | 133.7325 | 392.9795 | 0.14019 | 0.1318 | 5.5478e-13 | 9.9576e-14 | 5.5422e-13 | 9.9476e-14 | 0.29817 | 0.33778 | 270.7544 | 144.6457 | 332.6107 | 124.2 | 2058.1497 | 855.2062 | 5791.2906 | 3320.4073
1b- LCP w/ SCC | 2035 | [88 empty] | 831.1573 | 449.2781 | 1280.4354 | 265.6037 | 138.7692 | 404.3729 | 0.14336 | 0.13553 | 3.1295e-13 | 3.4851e-13 | -3.1264e-13 | 3.4817e-13 | 0.25549 | 0.29251 | 281.4662 | 147.754 | 348.8493 | 132.6965 | 2192.8067 | 925.6627 | 5797.5785 | 3315.0475
1b- LCP w/ SCC | 2036 | [88 empty] | 852.5732 | 460.9614 | 1313.5345 | 272.9535 | 142.708 | 415.6615 | 0.14687 | 0.13922 | 1.6359e-13 | 3.0584e-13 | -1.6342e-13 | -3.0553e-13 | 0.26894 | 0.30463 | 323.4036 | 169.6842 | 388.0398 | 153.2021 | 2207.6748 | 933.7007 | 5804.9517 | 3311.1402
1b- LCP w/ SCC | 2037 | [88 empty] | 870.7482 | 469.4727 | 1340.2208 | 278.3414 | 144.3956 | 422.737 | 0.14977 | 0.14187 | 3.414e-13 | 2.6316e-13 | -3.4106e-13 | -2.629e-13 | 0.22572 | 0.26178 | 335.2849 | 173.1125 | 406.0957 | 162.6495 | 2348.8942 | 1007.3322 | 5813.7494 | 3309.2631
1b- LCP w/ SCC | 2038 | [88 empty] | 886.1618 | 476.7598 | 1362.9217 | 279.205 | 143.7909 | 422.996 | 0.15216 | 0.14414 | 5.9034e-13 | 1.5292e-13 | 5.8975e-13 | -1.5277e-13 | 0.22435 | 0.26212 | 335.228 | 173.0212 | 406.0957 | 162.6495 | 2338.6172 | 1002.21 | 5824.0249 | 3307.6009
1b- LCP w/ SCC | 2039 | [88 empty] | 904.7966 | 486.4902 | 1391.2868 | 284.9436 | 146.7718 | 431.7155 | 0.15503 | 0.14702 | 3.8408e-13 | 2.0271e-13 | -3.8369e-13 | 2.025e-13 | 0.21125 | 0.2466 | 345.9398 | 176.0952 | 422.3343 | 171.146 | 2469.6601 | 1070.6398 | 5836.3449 | 3308.9469
1b- LCP w/ SCC | 2040 | [88 empty] | 924.0013 | 497.5142 | 1421.5154 | 287.6076 | 148.717 | 436.3245 | 0.15793 | 0.15021 | 3.5563e-14 | 2.3471e-13 | 0 | 2.3448e-13 | 0.22075 | 0.23395 | 348.7676 | 178.9748 | 421.7459 | 170.5518 | 2464.0695 | 1065.4292 | 5850.5261 | 3312.1784
1b- LCP w/ SCC | 2041 | [88 empty] | 941.3315 | 511.0322 | 1452.3637 | 286.832 | 152.0677 | 438.8997 | 0.16043 | 0.15393 | 7.1125e-15 | 1.1202e-13 | 0 | 1.1191e-13 | 0.26297 | 0.20093 | 374.6536 | 192.3149 | 434.9496 | 176.9951 | 2572.4808 | 1118.0329 | 5867.5385 | 3319.9067
1b- LCP w/ SCC | 2042 | [88 empty] | 966.0352 | 521.1239 | 1487.1591 | 294.514 | 152.9023 | 447.4163 | 0.16409 | 0.15645 | 1.4403e-13 | 0 | -1.4388e-13 | 0 | 0.31375 | 0.23227 | 396.3456 | 197.2306 | 430.5885 | 175.9868 | 2538.1969 | 1110.8647 | 5887.3242 | 3330.8275
1b- LCP w/ SCC | 2043 | [88 empty] | 1014.754 | 538.139 | 1552.893 | 321.0225 | 159.56 | 480.5825 | 0.17169 | 0.16094 | 8.8907e-14 | 0 | 8.8818e-14 | 0 | 0.34544 | 0.20596 | 418.044 | 204.4271 | 426.226 | 174.5292 | 2491.5722 | 1093.8568 | 5910.4586 | 3343.7409
1b- LCP w/ SCC | 2044 | [88 empty] | 1006.8604 | 536.2427 | 1543.1031 | 299.5224 | 158.0775 | 457.5999 | 0.16957 | 0.1596 | 1.3372e-12 | 5.4055e-13 | 1.3358e-12 | 5.4001e-13 | 0.36186 | 0.26346 | 454.8079 | 212.4931 | 448.6578 | 182.7322 | 2724.7809 | 1657.303 | 5937.575 | 3359.9303
1b- LCP w/ SCC | 2045 | [88 empty] | 1004.0252 | 538.4706 | 1542.4959 | 271.901 | 157.3078 | 429.2088 | 0.16819 | 0.15937 | 1.1096e-12 | 6.828e-13 | -1.1084e-12 | 6.8212e-13 | 0.35367 | 0.23061 | 487.14 | 217.7194 | 442.1602 | 187.4887 | 2649.7098 | 1975.5061 | 5969.4379 | 3378.6784
1b- LCP w/ SCC | NPV | 0 | 0 | 0 | 0 | 0 | 0 |  |  | 0 | 0 | 0 | 0 | 0 | 0 | [8 empty] | 0 | 0 | 0 | 0 | 0 | 0 |  |  | 0 | 0 | 0 | 0 | 0 | 0 | [8 empty] | 0 | 0 | 0 | 0 | 0 | 0 |  |  | 0 | 0 | 0 | 0 | 0 | 0 | [8 empty] | 0 | 0 | 0 | 0 | 0 | 0 |  |  | 0 | 0 | 0 | 0 | 0 | 0 | [8 empty] | 8853.5908 | 4765.6315 | 13619.2223 | 2885.5108 | 1495.4928 | 4381.0036 |  |  | 4.6892e-12 | 3.0305e-12 | -6.5288e-13 | 2.2664e-12 | 5.6615 | 7.6786
1b- LCP w/ SCC | Levelized | #NUM! | #NUM! | #NUM! | #NUM! | #NUM! | #NUM! |  |  | #NUM! | #NUM! | #NUM! | #NUM! | #NUM! | #NUM! | [8 empty] | #NUM! | #NUM! | #NUM! | #NUM! | #NUM! | #NUM! |  |  | #NUM! | #NUM! | #NUM! | #NUM! | #NUM! | #NUM! | [8 empty] | #NUM! | #NUM! | #NUM! | #NUM! | #NUM! | #NUM! |  |  | #NUM! | #NUM! | #NUM! | #NUM! | #NUM! | #NUM! | [8 empty] | #NUM! | #NUM! | #NUM! | #NUM! | #NUM! | #NUM! |  |  | #NUM! | #NUM! | #NUM! | #NUM! | #NUM! | #NUM! | [8 empty] | 750.3804 | 403.908 | 1154.2884 | 244.5596 | 126.7495 | 371.3091 |  |  | 3.9743e-13 | 2.5685e-13 | -5.5335e-14 | 1.9209e-13 | 0.47984 | 0.65079
3- Baseline 2 | 2022 | 568.835 | 305.2559 | 874.0909 | 247.2167 | 81.2226 | 328.4393 | 0.10038 | 0.088968 | 8.6773e-13 | 4.0541e-13 | 8.6686e-13 | 4.0501e-13 | 0.79815 | 1.4233 | 0.59034 | 0.47993 | 0 | 0 | 0 | 0 | 5666.8213 | 3431.0872 | 594.0405 | 315.1846 | 909.2251 | 260.0445 | 91.1512 | 351.1958 | 0.10483 | 0.091861 | 1.4225e-13 | 2.4183e-13 | -1.4211e-13 | 2.4158e-13 | 0.65412 | 1.2084 | 0.59034 | 0.47993 | 0 | 0 | 0 | 0 | 5666.8213 | 3431.0872 | 559.4545 | 301.4548 | 860.9092 | 247.2429 | 77.4214 | 324.6643 | 0.098725 | 0.08786 | 9.2463e-13 | 2.0626e-13 | -9.2371e-13 | -2.0606e-13 | 1.0284 | 1.5867 | 0.59034 | 0.47993 | 0 | 0 | 0 | 0 | 5666.8213 | 3431.0872 | [22 empty] | 574.2853 | 307.5189 | 881.8042 | 165.2028 | 84.8772 | 250.08 | 0.10134 | 0.089627 | 2.4183e-13 | 5.69e-13 | 2.4158e-13 | -5.6843e-13 | 0.9717 | 1.2653 | 0.59034 | 0.47993 | 0 | 0 | 0 | 0 | 5666.8213 | 3431.0872
3- Baseline 2 | 2023 | 575.8653 | 313.0437 | 888.9089 | 240.1025 | 84.2444 | 324.3469 | 0.10111 | 0.090964 | 4.2675e-13 | 1.4936e-13 | 4.2633e-13 | 1.4921e-13 | 0.81013 | 1.3111 | 2.0746 | 1.7405 | 0 | 0 | 0 | 0 | 5695.406 | 3441.4192 | 601.816 | 323.5807 | 925.3967 | 249.7301 | 94.7815 | 344.5116 | 0.10567 | 0.094025 | 1.4083e-12 | 2.7028e-13 | -1.4069e-12 | -2.7001e-13 | 0.64016 | 1.0384 | 2.0746 | 1.7405 | 0 | 0 | 0 | 0 | 5695.406 | 3441.4192 | 566.6362 | 309.2398 | 875.876 | 242.4945 | 80.4405 | 322.935 | 0.09949 | 0.089858 | 3.2718e-13 | 2.4183e-13 | -3.2685e-13 | 2.4158e-13 | 1.0696 | 1.5056 | 2.0746 | 1.7405 | 0 | 0 | 0 | 0 | 5695.406 | 3441.4192 | [22 empty] | 592.0803 | 318.6536 | 910.7339 | 171.7611 | 92.0428 | 263.8039 | 0.10396 | 0.092594 | 8.5351e-14 | 2.4894e-13 | 0 | -2.4869e-13 | 0.99222 | 1.1629 | 2.0746 | 1.7405 | 0 | 0 | 0 | 0 | 5695.406 | 3441.4192
3- Baseline 2 | 2024 | 588.4612 | 323.2485 | 911.7097 | 244.8698 | 89.58 | 334.4498 | 0.1029 | 0.09367 | 4.2675e-13 | 5.6189e-13 | 4.2633e-13 | -5.6133e-13 | 0.93282 | 1.3149 | 5.0746 | 4.3641 | 0 | 0 | 0 | 0 | 5718.9796 | 3450.9274 | 618.7325 | 335.7589 | 954.4913 | 263.8377 | 102.0903 | 365.928 | 0.10819 | 0.097295 | 9.9576e-13 | 2.7028e-13 | -9.9476e-13 | 2.7001e-13 | 0.80764 | 1.1337 | 5.0746 | 4.3641 | 0 | 0 | 0 | 0 | 5718.9796 | 3450.9274 | 578.0206 | 318.8568 | 896.8774 | 245.4084 | 85.1882 | 330.5967 | 0.10107 | 0.092397 | 1.1238e-12 | 1.0669e-13 | -1.1227e-12 | -1.0658e-13 | 1.1932 | 1.4919 | 5.0746 | 4.3641 | 0 | 0 | 0 | 0 | 5718.9796 | 3450.9274 | [22 empty] | 626.5493 | 337.2375 | 963.7867 | 188.2479 | 106.477 | 294.7249 | 0.10956 | 0.097724 | 8.5351e-13 | 2.7028e-13 | -8.5265e-13 | 2.7001e-13 | 1.1247 | 1.2202 | 5.0746 | 4.3641 | 0 | 0 | 0 | 0 | 5718.9796 | 3450.9274
3- Baseline 2 | 2025 | 608.2359 | 331.7682 | 940.0042 | 246.4028 | 93.1242 | 339.527 | 0.10596 | 0.0959 | 5.4055e-13 | 2.9161e-13 | -5.4001e-13 | 2.9132e-13 | 0.90978 | 1.1685 | 9.6943 | 7.828 | 2.9078 | 1.5214 | 0.19023 | 0.099536 | 5740.232 | 3459.5217 | 647.4414 | 348.225 | 995.6664 | 273.2881 | 109.581 | 382.869 | 0.11279 | 0.10066 | 7.1125e-13 | 1.4225e-14 | -7.1054e-13 | 0 | 0.81419 | 0.97925 | 9.6943 | 7.828 | 2.9078 | 1.5214 | 0.0086816 | 0.0045424 | 5740.232 | 3459.5217 | 595.1531 | 326.1976 | 921.3507 | 241.6932 | 87.5535 | 329.2467 | 0.10368 | 0.09429 | 3.5563e-13 | 2.4894e-13 | 3.5527e-13 | 2.4869e-13 | 1.1017 | 1.2981 | 9.6943 | 7.828 | 2.9078 | 1.5214 | 0.81543 | 0.42666 | 5740.232 | 3459.5217 | [22 empty] | 692.9262 | 365.3526 | 1058.2788 | 227.8185 | 126.7346 | 354.5532 | 0.12071 | 0.10561 | 1.707e-12 | 3.6985e-13 | 1.7053e-12 | 3.6948e-13 | 1.0595 | 1.0227 | 9.6943 | 7.828 | 2.9078 | 1.5214 | 0.13372 | 0.069967 | 5740.232 | 3459.5217
3- Baseline 2 | 2026 | 612.1291 | 337.7001 | 949.8292 | 246.4386 | 93.9699 | 340.4085 | 0.10637 | 0.097477 | 1.8493e-13 | 7.5393e-13 | 1.8474e-13 | -7.5318e-13 | 0.96975 | 1.242 | 18.2762 | 13.0202 | 9.2758 | 4.8534 | 52.4557 | 27.4464 | 5754.6559 | 3464.4028 | 657.0168 | 356.3227 | 1013.3396 | 281.9228 | 112.5925 | 394.5154 | 0.11417 | 0.10285 | 1.7639e-12 | 4.1253e-13 | 1.7621e-12 | 4.1211e-13 | 0.88487 | 1.1073 | 18.2762 | 13.0202 | 9.2758 | 4.8534 | 54.0814 | 28.2969 | 5754.6559 | 3464.4028 | 596.2663 | 331.1137 | 927.38 | 237.5213 | 87.3835 | 324.9048 | 0.10361 | 0.095576 | 1.0669e-12 | 4.2675e-13 | -1.0658e-12 | 4.2633e-13 | 1.1432 | 1.3433 | 18.2762 | 13.0202 | 9.2758 | 4.8534 | 52.4452 | 27.4408 | 5754.6559 | 3464.4028 | [22 empty] | 687.942 | 366.4166 | 1054.3586 | 239.7995 | 123.5322 | 363.3318 | 0.11955 | 0.10577 | 1.5363e-12 | 3.414e-13 | -1.5348e-12 | -3.4106e-13 | 1.1298 | 1.1238 | 18.2762 | 13.0202 | 9.2758 | 4.8534 | 53.7306 | 28.1134 | 5754.6559 | 3464.4028
3- Baseline 2 | 2027 | 658.0224 | 361.5118 | 1019.5342 | 243.0416 | 112.5852 | 355.6268 | 0.1141 | 0.10418 | 1.0811e-12 | 8.8196e-13 | -1.08e-12 | -8.8107e-13 | 0.68715 | 0.67465 | 198.6959 | 120.6466 | 141.7344 | 92.083 | 111.3356 | 66.2996 | 5767.1759 | 3470.0606 | 707.847 | 382.555 | 1090.402 | 287.2357 | 133.6284 | 420.8641 | 0.12274 | 0.11024 | 8.2506e-13 | 4.2675e-14 | -8.2423e-13 | 0 | 0.64758 | 0.5996 | 198.6959 | 120.6466 | 141.7344 | 92.083 | 100.9218 | 59.2533 | 5767.1759 | 3470.0606 | 641.1813 | 354.409 | 995.5904 | 233.3189 | 105.4824 | 338.8014 | 0.11118 | 0.10213 | 4.2675e-13 | 4.2675e-13 | 4.2633e-13 | -4.2633e-13 | 0.79832 | 0.77735 | 198.6959 | 120.6466 | 141.7344 | 92.083 | 147.763 | 90.3203 | 5767.1759 | 3470.0606 | [22 empty] | 750.8615 | 399.7001 | 1150.5615 | 274.099 | 142.2072 | 416.3062 | 0.1302 | 0.11519 | 6.5435e-13 | 7.1125e-13 | -6.537e-13 | 7.1054e-13 | 0.81768 | 0.59034 | 198.6959 | 120.6466 | 141.7344 | 92.083 | 92.7567 | 53.8359 | 5767.1759 | 3470.0606
3- Baseline 2 | 2028 | 673.7254 | 366.8109 | 1040.5363 | 247.6583 | 112.5783 | 360.2366 | 0.11655 | 0.10552 | 1.4225e-13 | 2.4183e-13 | 0 | -2.4158e-13 | 0.70319 | 0.69408 | 200.8573 | 120.728 | 141.7344 | 92.083 | 115.5929 | 69.1036 | 5780.6817 | 3476.1672 | 727.417 | 389.7831 | 1117.2001 | 294.8846 | 135.5505 | 430.4352 | 0.12584 | 0.11213 | 1.3372e-12 | 2.9873e-13 | -1.3358e-12 | 2.9843e-13 | 0.65931 | 0.61213 | 200.8573 | 120.728 | 141.7344 | 92.083 | 102.8294 | 60.6854 | 5780.6817 | 3476.1672 | 655.1472 | 358.8932 | 1014.0404 | 235.243 | 104.6606 | 339.9036 | 0.11333 | 0.10324 | 3.6985e-13 | 4.0541e-13 | 3.6948e-13 | -4.0501e-13 | 0.79898 | 0.77789 | 200.8573 | 120.728 | 141.7344 | 92.083 | 134.3449 | 81.512 | 5780.6817 | 3476.1672 | [22 empty] | 766.4401 | 405.2549 | 1171.695 | 274.2692 | 140.9183 | 415.1875 | 0.13259 | 0.11658 | 1.1096e-12 | 2.9873e-13 | -1.1084e-12 | -2.9843e-13 | 0.81737 | 0.58808 | 200.8573 | 120.728 | 141.7344 | 92.083 | 96.2243 | 56.2112 | 5780.6817 | 3476.1672
3- Baseline 2 | 2029 | 689.8061 | 373.2044 | 1063.0105 | 247.0055 | 113.5581 | 360.5636 | 0.11905 | 0.10717 | 5.4055e-13 | 2.845e-13 | 5.4001e-13 | 2.8422e-13 | 0.69041 | 0.62977 | 204.3077 | 120.6615 | 141.7344 | 92.083 | 112.4591 | 67.2179 | 5794.1741 | 3482.2626 | 748.273 | 398.6378 | 1146.9108 | 298.6123 | 138.9914 | 437.6037 | 0.12914 | 0.11448 | 1.3656e-12 | 8.6773e-13 | -1.3642e-12 | 8.6686e-13 | 0.64127 | 0.54728 | 204.3077 | 120.6615 | 141.7344 | 92.083 | 99.1295 | 58.2678 | 5794.1741 | 3482.2626 | 669.6371 | 364.3921 | 1034.0292 | 234.5576 | 104.7457 | 339.3033 | 0.11557 | 0.10464 | 5.121e-13 | 5.69e-14 | -5.1159e-13 | 0 | 0.78952 | 0.7313 | 204.3077 | 120.6615 | 141.7344 | 92.083 | 136.8489 | 83.2688 | 5794.1741 | 3482.2626 | [22 empty] | 787.7659 | 414.9792 | 1202.745 | 278.6462 | 142.7286 | 421.3748 | 0.13596 | 0.11917 | 2.1907e-12 | 1.0242e-12 | -2.1885e-12 | -1.0232e-12 | 0.76669 | 0.50575 | 204.3077 | 120.6615 | 141.7344 | 92.083 | 86.5798 | 49.8314 | 5794.1741 | 3482.2626
3- Baseline 2 | 2030 | 707.9969 | 377.8357 | 1085.8326 | 252.4593 | 112.6682 | 365.1275 | 0.12201 | 0.10839 | 1.9915e-13 | 3.5563e-13 | 0 | 3.5527e-13 | 0.67816 | 0.62227 | 205.719 | 120.6985 | 141.8944 | 92.1752 | 97.5353 | 57.5172 | 5802.6628 | 3486.0348 | 770.291 | 405.4304 | 1175.7215 | 306.8732 | 140.2629 | 447.1361 | 0.13275 | 0.1163 | 1.0811e-12 | 5.2633e-13 | 1.08e-12 | -5.258e-13 | 0.62982 | 0.53254 | 205.719 | 120.6985 | 141.8944 | 92.1752 | 97.3148 | 57.2964 | 5802.6628 | 3486.0348 | 686.8172 | 368.4213 | 1055.2385 | 239.4687 | 103.2538 | 342.7225 | 0.11836 | 0.10568 | 6.1168e-13 | 5.4055e-13 | -6.1107e-13 | -5.4001e-13 | 0.78301 | 0.72568 | 205.719 | 120.6985 | 141.8944 | 92.1752 | 119.9684 | 72.2661 | 5802.6628 | 3486.0348 | [22 empty] | 807.7683 | 420.467 | 1228.2353 | 284.299 | 141.9762 | 426.2752 | 0.13921 | 0.12061 | 5.121e-13 | 2.845e-14 | -5.1159e-13 | 0 | 0.75832 | 0.50535 | 205.719 | 120.6985 | 141.8944 | 92.1752 | 106.392 | 63.1504 | 5802.6628 | 3486.0348
3- Baseline 2 | 2031 | 729.611 | 387.4394 | 1117.0504 | 257.8139 | 116.6439 | 374.4578 | 0.12556 | 0.11102 | 8.5351e-13 | 5.69e-13 | 8.5265e-13 | 5.6843e-13 | 0.70285 | 0.56924 | 267.4781 | 152.9926 | 191.6445 | 118.1974 | 293.894 | 161.4937 | 5811.0089 | 3489.7442 | 798.1181 | 418.3015 | 1216.4196 | 317.3665 | 147.506 | 464.8726 | 0.13735 | 0.11987 | 4.2675e-13 | 6.259e-13 | -4.2633e-13 | 6.2528e-13 | 0.64507 | 0.47023 | 267.4781 | 152.9926 | 191.6445 | 118.1974 | 277.9409 | 151.2846 | 5811.0089 | 3489.7442 | 705.6206 | 376.5956 | 1082.2162 | 243.5804 | 105.8001 | 349.3805 | 0.12143 | 0.10791 | 6.9703e-13 | 4.6943e-13 | -6.9633e-13 | -4.6896e-13 | 0.79866 | 0.68773 | 267.4781 | 152.9926 | 191.6445 | 118.1974 | 317.0055 | 176.3005 | 5811.0089 | 3489.7442 | [22 empty] | 832.8625 | 432.9242 | 1265.7867 | 291.8232 | 145.8657 | 437.689 | 0.14332 | 0.12406 | 6.5435e-13 | 3.8408e-13 | -6.537e-13 | -3.8369e-13 | 0.72835 | 0.43009 | 267.4781 | 152.9926 | 191.6445 | 118.1974 | 277.736 | 150.9675 | 5811.0089 | 3489.7442
3- Baseline 2 | 2032 | 739.1062 | 392.9295 | 1132.0357 | 255.9533 | 116.3989 | 372.3522 | 0.12701 | 0.11248 | 8.8196e-13 | 1.4225e-13 | -8.8107e-13 | 1.4211e-13 | 0.71573 | 0.57938 | 267.4064 | 153.9613 | 191.6445 | 118.1974 | 292.9962 | 160.7882 | 5819.3307 | 3493.469 | 810.0472 | 425.112 | 1235.1592 | 316.9512 | 148.5814 | 465.5326 | 0.1392 | 0.12169 | 1.138e-12 | 1.0527e-12 | -1.1369e-12 | -1.0516e-12 | 0.65175 | 0.47372 | 267.4064 | 153.9613 | 191.6445 | 118.1974 | 278.3489 | 151.4915 | 5819.3307 | 3493.469 | 714.1843 | 381.5734 | 1095.7577 | 242.1276 | 105.0427 | 347.1703 | 0.12273 | 0.10922 | 9.5308e-13 | 6.259e-13 | -9.5213e-13 | 6.2528e-13 | 0.82691 | 0.70983 | 267.4064 | 153.9613 | 191.6445 | 118.1974 | 320.7243 | 178.6502 | 5819.3307 | 3493.469 | [22 empty] | 843.3482 | 439.2845 | 1282.6327 | 285.9636 | 144.5773 | 430.5409 | 0.14492 | 0.12574 | 3.414e-13 | 9.9576e-13 | 3.4106e-13 | -9.9476e-13 | 0.72978 | 0.41337 | 267.4064 | 153.9613 | 191.6445 | 118.1974 | 275.2245 | 149.3111 | 5819.3307 | 3493.469
3- Baseline 2 | 2033 | 759.494 | 401.9424 | 1161.4365 | 260.0955 | 119.5641 | 379.6596 | 0.13032 | 0.11493 | 3.6985e-13 | 3.414e-13 | -3.6948e-13 | 3.4106e-13 | 0.68714 | 0.52888 | 267.3074 | 155.2553 | 191.6445 | 118.1974 | 283.907 | 155.1833 | 5827.7761 | 3497.2621 | 836.6014 | 437.3056 | 1273.907 | 327.9075 | 154.9273 | 482.8349 | 0.14355 | 0.12504 | 2.1338e-12 | 2.9873e-13 | -2.1316e-12 | -2.9843e-13 | 0.62999 | 0.43683 | 267.3074 | 155.2553 | 191.6445 | 118.1974 | 274.9253 | 149.4728 | 5827.7761 | 3497.2621 | 732.8153 | 389.6946 | 1122.5099 | 243.6377 | 107.3163 | 350.954 | 0.12575 | 0.11143 | 4.6943e-13 | 3.983e-13 | 4.6896e-13 | 3.979e-13 | 0.77348 | 0.64413 | 267.3074 | 155.2553 | 191.6445 | 118.1974 | 313.1558 | 174.016 | 5827.7761 | 3497.2621 | [22 empty] | 862.9224 | 448.5006 | 1311.423 | 291.1209 | 146.8659 | 437.9868 | 0.14807 | 0.12824 | 2.0484e-12 | 9.9576e-14 | 2.0464e-12 | 0 | 0.67775 | 0.36928 | 267.3074 | 155.2553 | 191.6445 | 118.1974 | 266.0557 | 143.6755 | 5827.7761 | 3497.2621
3- Baseline 2 | 2034 | 779.346 | 410.0023 | 1189.3483 | 268.0026 | 121.6599 | 389.6625 | 0.13353 | 0.1171 | 2.5605e-13 | 9.9576e-14 | 2.558e-13 | 0 | 0.68402 | 0.52832 | 276.9723 | 157.2637 | 191.3493 | 118.1974 | 287.1485 | 158.1603 | 5836.5168 | 3501.2063 | 862.7012 | 448.5253 | 1311.2265 | 339.623 | 160.1829 | 499.8059 | 0.14781 | 0.12811 | 9.6731e-13 | 1.0384e-12 | -9.6634e-13 | 1.0374e-12 | 0.61234 | 0.41372 | 276.9723 | 157.2637 | 191.3493 | 118.1974 | 272.121 | 148.7357 | 5836.5168 | 3501.2063 | 751.738 | 397.2215 | 1148.9596 | 250.3643 | 108.8791 | 359.2434 | 0.1288 | 0.11345 | 4.1253e-13 | 1.707e-13 | -4.1211e-13 | 1.7053e-13 | 0.77332 | 0.63542 | 276.9723 | 157.2637 | 191.3493 | 118.1974 | 301.383 | 167.3017 | 5836.5168 | 3501.2063 | [22 empty] | 883.8299 | 457.3092 | 1341.1391 | 296.5705 | 148.1587 | 444.7291 | 0.15143 | 0.13061 | 1.7355e-12 | 1.707e-13 | 1.7337e-12 | -1.7053e-13 | 0.67464 | 0.35406 | 276.9723 | 157.2637 | 191.3493 | 118.1974 | 273.5283 | 149.8771 | 5836.5168 | 3501.2063
3- Baseline 2 | 2035 | 799.1341 | 419.1191 | 1218.2532 | 271.2652 | 124.6911 | 395.9564 | 0.1367 | 0.11956 | 6.828e-13 | 6.259e-13 | -6.8212e-13 | 6.2528e-13 | 0.66424 | 0.48059 | 276.8584 | 158.3774 | 191.3493 | 118.4062 | 295.3744 | 163.933 | 5845.7455 | 3505.3862 | 892.9869 | 462.8838 | 1355.8707 | 350.5739 | 168.4558 | 519.0297 | 0.15276 | 0.13205 | 2.2191e-12 | 1.138e-13 | -2.2169e-12 | 0 | 0.5812 | 0.34169 | 276.8584 | 158.3774 | 191.3493 | 118.4062 | 275.7624 | 151.7313 | 5845.7455 | 3505.3862 | 769.0439 | 405.0947 | 1174.1386 | 253.4186 | 110.6667 | 364.0853 | 0.13156 | 0.11556 | 5.5478e-13 | 4.9788e-13 | -5.5422e-13 | 4.9738e-13 | 0.74915 | 0.60831 | 276.8584 | 158.3774 | 191.3493 | 118.4062 | 313.4214 | 175.3547 | 5845.7455 | 3505.3862 | [22 empty] | 910.6327 | 469.9617 | 1380.5945 | 309.4745 | 153.9955 | 463.47 | 0.15578 | 0.13407 | 1.3941e-12 | 1.5648e-13 | -1.3927e-12 | 1.5632e-13 | 0.61706 | 0.30754 | 276.8584 | 158.3774 | 191.3493 | 118.4062 | 271.5347 | 149.2331 | 5845.7455 | 3505.3862
3- Baseline 2 | 2036 | 823.5792 | 431.0673 | 1254.6465 | 287.5515 | 130.429 | 417.9805 | 0.14065 | 0.12281 | 5.69e-13 | 1.0953e-12 | 5.6843e-13 | -1.0942e-12 | 0.69809 | 0.51926 | 337.8779 | 190.1687 | 241.1844 | 144.2726 | 313.8226 | 173.3104 | 5855.6752 | 3509.9003 | 912.6326 | 472.6809 | 1385.3134 | 361.6531 | 172.0425 | 533.6956 | 0.15585 | 0.13467 | 2.5036e-12 | 6.5435e-13 | -2.5011e-12 | 6.537e-13 | 0.60774 | 0.38007 | 337.8779 | 190.1687 | 241.1844 | 144.2726 | 279.9776 | 152.7122 | 5855.6752 | 3509.9003 | 792.2354 | 416.4125 | 1208.6478 | 269.2411 | 115.7741 | 385.0152 | 0.13529 | 0.11864 | 1.0811e-12 | 4.552e-13 | -1.08e-12 | 4.5475e-13 | 0.79415 | 0.6509 | 337.8779 | 190.1687 | 241.1844 | 144.2726 | 344.3823 | 191.7836 | 5855.6752 | 3509.9003 | [22 empty] | 936.0164 | 482.6278 | 1418.6442 | 319.2259 | 159.0502 | 478.2761 | 0.15985 | 0.1375 | 1.8208e-12 | 1.2091e-12 | -1.819e-12 | -1.2079e-12 | 0.64258 | 0.32149 | 337.8779 | 190.1687 | 241.1844 | 144.2726 | 281.6706 | 154.527 | 5855.6752 | 3509.9003
3- Baseline 2 | 2037 | 841.6941 | 439.7451 | 1281.4391 | 287.8554 | 132.7673 | 420.6227 | 0.14347 | 0.12511 | 1.707e-13 | 2.7028e-13 | 0 | -2.7001e-13 | 0.64951 | 0.46317 | 337.764 | 190.0832 | 241.1844 | 144.2726 | 307.479 | 169.3789 | 5866.5461 | 3514.8598 | 934.1249 | 483.2311 | 1417.3559 | 363.1855 | 176.2533 | 539.4388 | 0.15923 | 0.13748 | 2.3614e-12 | 1.2234e-12 | -2.359e-12 | 1.2221e-12 | 0.54686 | 0.30799 | 337.764 | 190.0832 | 241.1844 | 144.2726 | 278.5008 | 151.8357 | 5866.5461 | 3514.8598 | 808.452 | 424.1167 | 1232.5686 | 268.3879 | 117.1389 | 385.5268 | 0.13781 | 0.12066 | 9.6731e-13 | 2.276e-13 | -9.6634e-13 | 2.2737e-13 | 0.75154 | 0.59791 | 337.764 | 190.0832 | 241.1844 | 144.2726 | 342.8282 | 191.1007 | 5866.5461 | 3514.8598 | [22 empty] | 958.4909 | 493.4256 | 1451.9166 | 326.6468 | 162.24 | 488.8868 | 0.16338 | 0.14038 | 9.3886e-13 | 1.1238e-12 | -9.3792e-13 | 1.1227e-12 | 0.58233 | 0.27032 | 337.764 | 190.0832 | 241.1844 | 144.2726 | 270.2636 | 147.8413 | 5866.5461 | 3514.8598
3- Baseline 2 | 2038 | 860.3048 | 450.3382 | 1310.643 | 295.2019 | 136.8889 | 432.0908 | 0.14634 | 0.12792 | 1.3941e-12 | 4.9788e-13 | 1.3927e-12 | -4.9738e-13 | 0.63299 | 0.47083 | 337.6502 | 190.012 | 241.1844 | 144.2726 | 299.8312 | 164.8188 | 5878.628 | 3520.396 | 957.2503 | 496.0593 | 1453.3096 | 376.3347 | 182.61 | 558.9447 | 0.16284 | 0.14091 | 1.0811e-12 | 1.1096e-12 | -1.08e-12 | 1.1084e-12 | 0.53482 | 0.33684 | 337.6502 | 190.012 | 241.1844 | 144.2726 | 270.2632 | 146.9546 | 5878.628 | 3520.396 | 826.8245 | 434.5847 | 1261.4092 | 276.7295 | 121.1354 | 397.8649 | 0.14065 | 0.12345 | 9.3886e-13 | 2.9873e-13 | -9.3792e-13 | -2.9843e-13 | 0.75892 | 0.61166 | 337.6502 | 190.012 | 241.1844 | 144.2726 | 344.4386 | 192.1514 | 5878.628 | 3520.396 | [22 empty] | 981.3206 | 505.872 | 1487.1926 | 335.1017 | 167.5618 | 502.6635 | 0.16693 | 0.1437 | 1.7639e-12 | 1.3087e-12 | 1.7621e-12 | -1.3074e-12 | 0.56843 | 0.26494 | 337.6502 | 190.012 | 241.1844 | 144.2726 | 256.521 | 139.6162 | 5878.628 | 3520.396
3- Baseline 2 | 2039 | 884.6592 | 461.2488 | 1345.9081 | 302.814 | 141.1922 | 444.0062 | 0.15014 | 0.13079 | 7.397e-13 | 4.6943e-13 | -7.3896e-13 | -4.6896e-13 | 0.62028 | 0.42949 | 350.7367 | 195.7217 | 240.7847 | 143.9816 | 299.7499 | 164.4964 | 5892.2232 | 3526.6297 | 990.1009 | 511.1555 | 1501.2564 | 391.8091 | 191.0988 | 582.9079 | 0.16804 | 0.14494 | 2.5605e-12 | 1.6217e-12 | 2.558e-12 | -1.62e-12 | 0.52064 | 0.29553 | 350.7367 | 195.7217 | 240.7847 | 143.9816 | 262.3541 | 141.8098 | 5892.2232 | 3526.6297 | 848.497 | 444.1068 | 1292.6037 | 283.2132 | 124.0501 | 407.2632 | 0.144 | 0.12593 | 7.966e-13 | 1.2803e-13 | 7.9581e-13 | -1.279e-13 | 0.73455 | 0.58028 | 350.7367 | 195.7217 | 240.7847 | 143.9816 | 351.7362 | 196.4757 | 5892.2232 | 3526.6297 | [22 empty] | 1011.0704 | 519.4557 | 1530.526 | 350.6973 | 173.9346 | 524.6319 | 0.17159 | 0.1473 | 9.1041e-13 | 1.8493e-13 | 9.0949e-13 | 1.8474e-13 | 0.53942 | 0.24624 | 350.7367 | 195.7217 | 240.7847 | 143.9816 | 244.9728 | 131.7919 | 5892.2232 | 3526.6297
3- Baseline 2 | 2040 | 899.0487 | 468.9572 | 1368.006 | 304.2737 | 142.1538 | 446.4275 | 0.15218 | 0.13271 | 1.2234e-12 | 1.2091e-12 | 1.2221e-12 | 1.2079e-12 | 0.61597 | 0.42842 | 350.6229 | 196.8229 | 240.7847 | 145.1635 | 305.6254 | 168.2817 | 5907.6757 | 3533.7273 | 1012.3596 | 522.6615 | 1535.0211 | 400.5921 | 195.858 | 596.4501 | 0.17136 | 0.14791 | 1.8777e-12 | 4.2675e-13 | -1.8758e-12 | 4.2633e-13 | 0.51182 | 0.29484 | 350.6229 | 196.8229 | 240.7847 | 145.1635 | 258.9016 | 139.9018 | 5907.6757 | 3533.7273 | 861.9564 | 451.3538 | 1313.3102 | 284.2664 | 124.5503 | 408.8167 | 0.1459 | 0.12773 | 9.3886e-13 | 2.845e-14 | -9.3792e-13 | 0 | 0.73721 | 0.57862 | 350.6229 | 196.8229 | 240.7847 | 145.1635 | 352.2537 | 197.0313 | 5907.6757 | 3533.7273 | [22 empty] | 1030.6346 | 529.8925 | 1560.5271 | 354.0153 | 176.0458 | 530.0611 | 0.17446 | 0.14995 | 2.276e-13 | 1.5079e-12 | -2.2737e-13 | 1.5064e-12 | 0.53912 | 0.23843 | 350.6229 | 196.8229 | 240.7847 | 145.1635 | 241.3384 | 130.6858 | 5907.6757 | 3533.7273
3- Baseline 2 | 2041 | 906.1946 | 478.2319 | 1384.4266 | 295.5414 | 144.5433 | 440.0847 | 0.15293 | 0.13502 | 1.9062e-12 | 8.5351e-13 | -1.9043e-12 | -8.5265e-13 | 0.65618 | 0.40262 | 376.5551 | 231.8963 | 240.7847 | 142.5266 | 312.6573 | 172.8729 | 5925.4257 | 3541.8834 | 1034.9839 | 539.6328 | 1574.6167 | 405.4797 | 205.9442 | 611.4239 | 0.17467 | 0.15236 | 1.5932e-12 | 2.276e-13 | -1.5916e-12 | 2.2737e-13 | 0.54195 | 0.25756 | 376.5551 | 231.8963 | 240.7847 | 142.5266 | 254.0984 | 137.2521 | 5925.4257 | 3541.8834 | 864.1117 | 458.0843 | 1322.196 | 270.0271 | 124.3957 | 394.4229 | 0.14583 | 0.12933 | 5.121e-13 | 4.1253e-13 | -5.1159e-13 | -4.1211e-13 | 0.76868 | 0.54323 | 376.5551 | 231.8963 | 240.7847 | 142.5266 | 360.0727 | 202.1395 | 5925.4257 | 3541.8834 | [22 empty] | 1050.3551 | 543.1471 | 1593.5022 | 352.2275 | 178.8313 | 531.0588 | 0.17726 | 0.15335 | 1.4794e-12 | 9.6731e-13 | 1.4779e-12 | 9.6634e-13 | 0.55833 | 0.20299 | 376.5551 | 231.8963 | 240.7847 | 142.5266 | 244.3079 | 155.6858 | 5925.4257 | 3541.8834
3- Baseline 2 | 2042 | 926.4702 | 492.203 | 1418.6732 | 306.9274 | 151.4838 | 458.4111 | 0.15582 | 0.1386 | 5.9745e-13 | 3.5563e-13 | -5.9686e-13 | -3.5527e-13 | 0.67938 | 0.43304 | 387.3251 | 231.8089 | 240.4937 | 142.5266 | 311.4859 | 174.9185 | 5945.9061 | 3551.275 | 1058.8948 | 555.5583 | 1614.4531 | 419.7163 | 214.839 | 634.5553 | 0.17809 | 0.15644 | 5.69e-13 | 1.3941e-12 | -5.6843e-13 | -1.3927e-12 | 0.56381 | 0.28647 | 387.3251 | 231.8089 | 240.4937 | 142.5266 | 251.0462 | 138.6258 | 5945.9061 | 3551.275 | 882.0197 | 470.8875 | 1352.9073 | 281.1857 | 130.1683 | 411.3539 | 0.14834 | 0.1326 | 1.0384e-12 | 0 | 1.0374e-12 | 0 | 0.79259 | 0.58744 | 387.3251 | 231.8089 | 240.4937 | 142.5266 | 368.5059 | 209.6974 | 5945.9061 | 3551.275 | [22 empty] | 1075.2654 | 558.3349 | 1633.6003 | 364.244 | 187.1281 | 551.3721 | 0.18084 | 0.15722 | 3.0157e-12 | 4.8365e-13 | -3.0127e-12 | -4.8317e-13 | 0.56387 | 0.23365 | 387.3251 | 231.8089 | 240.4937 | 142.5266 | 238.2642 | 167.0256 | 5945.9061 | 3551.275
3- Baseline 2 | 2043 | 958.769 | 507.1752 | 1465.9443 | 318.1749 | 159.277 | 477.452 | 0.16061 | 0.14238 | 1.6217e-12 | 5.4055e-13 | 1.62e-12 | 5.4001e-13 | 0.6246 | 0.3645 | 399.462 | 231.8014 | 240.164 | 142.5266 | 300.1137 | 172.16 | 5969.6806 | 3562.2017 | 1103.3756 | 576.9043 | 1680.28 | 443.4259 | 229.0062 | 672.4321 | 0.18483 | 0.16195 | 3.8692e-12 | 1.2518e-12 | -3.8654e-12 | -1.2506e-12 | 0.50555 | 0.22502 | 399.462 | 231.8014 | 240.164 | 142.5266 | 230.9667 | 131.3408 | 5969.6806 | 3562.2017 | 909.006 | 483.1195 | 1392.1255 | 285.7676 | 135.2213 | 420.9889 | 0.15227 | 0.13562 | 4.4098e-13 | 1.9915e-13 | 4.4054e-13 | -1.9895e-13 | 0.72735 | 0.50205 | 399.462 | 231.8014 | 240.164 | 142.5266 | 346.7165 | 200.3175 | 5969.6806 | 3562.2017 | [22 empty] | 1119.7122 | 578.1968 | 1697.909 | 394.7228 | 199.6968 | 594.4196 | 0.18757 | 0.16231 | 6.828e-13 | 7.1125e-13 | 6.8212e-13 | 7.1054e-13 | 0.52792 | 0.21355 | 399.462 | 231.8014 | 240.164 | 142.5266 | 229.3472 | 180.9539 | 5969.6806 | 3562.2017
3- Baseline 2 | 2044 | 990.1955 | 521.5061 | 1511.7016 | 349.6435 | 166.2774 | 515.9209 | 0.1651 | 0.14587 | 1.7355e-12 | 7.397e-13 | -1.7337e-12 | 7.3896e-13 | 0.7242 | 0.47307 | 411.1882 | 231.755 | 239.8459 | 142.5266 | 330.8387 | 194.4745 | 5997.4083 | 3575.043 | 1146.965 | 597.0824 | 1744.0474 | 482.3989 | 241.8537 | 724.2526 | 0.19124 | 0.16701 | 1.707e-13 | 9.9576e-13 | 0 | -9.9476e-13 | 0.57876 | 0.30176 | 411.1882 | 231.755 | 239.8459 | 142.5266 | 238.7712 | 139.6142 | 5997.4083 | 3575.043 | 934.2872 | 494.4557 | 1428.743 | 316.4245 | 139.2271 | 455.6515 | 0.15578 | 0.13831 | 3.6985e-13 | 1.0669e-12 | 3.6948e-13 | 1.0658e-12 | 0.84293 | 0.64926 | 411.1882 | 231.755 | 239.8459 | 142.5266 | 403.2011 | 238.3952 | 5997.4083 | 3575.043 | [22 empty] | 1153.0034 | 592.7107 | 1745.7141 | 414.5874 | 207.5407 | 622.1282 | 0.19225 | 0.16579 | 1.0242e-12 | 6.828e-13 | 1.0232e-12 | -6.8212e-13 | 0.56497 | 0.2731 | 411.1882 | 231.755 | 239.8459 | 142.5266 | 242.5226 | 202.3774 | 5997.4083 | 3575.043
3- Baseline 2 | 2045 | 1008.8711 | 542.5534 | 1551.4245 | 348.4241 | 179.8405 | 528.2645 | 0.16731 | 0.15113 | 1.4225e-12 | 7.2548e-13 | 1.4211e-12 | 7.2475e-13 | 0.69136 | 0.41993 | 423.7991 | 235.0783 | 239.5027 | 141.8627 | 327.8468 | 195.4757 | 6029.8598 | 3590.0749 | 1168.9962 | 618.5455 | 1787.5416 | 484.3598 | 255.8325 | 740.1924 | 0.19387 | 0.17229 | 3.3571e-12 | 1.9915e-12 | -3.3538e-12 | -1.9895e-12 | 0.54771 | 0.25229 | 423.7991 | 235.0783 | 239.5027 | 141.8627 | 231.6572 | 138.1301 | 6029.8598 | 3590.0749 | 951.4524 | 515.0261 | 1466.4785 | 308.1722 | 152.3131 | 460.4853 | 0.15779 | 0.14346 | 2.845e-14 | 3.414e-13 | 0 | 3.4106e-13 | 0.78962 | 0.54637 | 423.7991 | 235.0783 | 239.5027 | 141.8627 | 373.4317 | 221.2652 | 6029.8598 | 3590.0749 | [22 empty] | 1186.8018 | 616.6789 | 1803.4806 | 426.9835 | 220.6789 | 647.6624 | 0.19682 | 0.17177 | 1.5932e-12 | 7.1125e-13 | 1.5916e-12 | 7.1054e-13 | 0.58074 | 0.24816 | 423.7991 | 235.0783 | 239.5027 | 141.8627 | 235.9507 | 214.6781 | 6029.8598 | 3590.0749
3- Baseline 2 | NPV | 8465.1838 | 4531.2824 | 12996.4663 | 3112.2876 | 1339.2965 | 4451.5842 |  |  | 7.8764e-12 | 5.6409e-12 | 9.5296e-13 | -2.2174e-13 | 8.8319 | 9.5243 | [8 empty] | 9255.6379 | 4889.2584 | 14144.8963 | 3757.3861 | 1697.2725 | 5454.6586 |  |  | 1.5688e-11 | 6.5563e-12 | -1.0278e-11 | 4.7071e-13 | 7.7275 | 7.8175 | [8 empty] | 8193.0677 | 4407.6282 | 12600.6959 | 2969.4924 | 1215.6422 | 4185.1346 |  |  | 7.9432e-12 | 3.7655e-12 | -4.4906e-12 | 3.6851e-13 | 10.5535 | 11.0997 | [8 empty] | 0 | 0 | 0 | 0 | 0 | 0 |  |  | 0 | 0 | 0 | 0 | 0 | 0 | [8 empty] | 9508.8456 | 4981.5055 | 14490.3511 | 3207.4843 | 1645.6973 | 4853.1816 |  |  | 1.2819e-11 | 6.3382e-12 | -1.9121e-12 | -1.1953e-12 | 9.5348 | 7.784
3- Baseline 2 | Levelized | 717.4612 | 384.0459 | 1101.5071 | 263.7799 | 113.5112 | 377.2912 |  |  | 6.6756e-13 | 4.7809e-13 | 8.0767e-14 | -1.8793e-14 | 0.74854 | 0.80722 | [8 empty] | 784.4556 | 414.386 | 1198.8416 | 318.4548 | 143.8512 | 462.3061 |  |  | 1.3296e-12 | 5.5567e-13 | -8.7114e-13 | 3.9895e-14 | 0.65494 | 0.66257 | [8 empty] | 694.3982 | 373.5657 | 1067.9639 | 251.6774 | 103.031 | 354.7084 |  |  | 6.7322e-13 | 3.1914e-13 | -3.8059e-13 | 3.1233e-14 | 0.89445 | 0.94075 | [8 empty] | #NUM! | #NUM! | #NUM! | #NUM! | #NUM! | #NUM! |  |  | #NUM! | #NUM! | #NUM! | #NUM! | #NUM! | #NUM! | [8 empty] | 805.9161 | 422.2043 | 1228.1204 | 271.8483 | 139.48 | 411.3283 |  |  | 1.0865e-12 | 5.3719e-13 | -1.6206e-13 | -1.0131e-13 | 0.80812 | 0.65973
5- Clean Resource Plan (2027) | 2022 | 567.1788 | 306.6298 | 873.8086 | 245.5048 | 82.5941 | 328.0989 | 0.10012 | 0.089441 | 3.6985e-13 | 3.0584e-13 | -3.6948e-13 | -3.0553e-13 | 0.79815 | 1.4233 | 0 | 0 | 0 | 0 | 0 | 0 | 5664.8782 | 3428.2975 | 592.3669 | 316.535 | 908.9018 | 258.3134 | 92.4992 | 350.8126 | 0.10457 | 0.09233 | 7.6815e-13 | 6.9703e-13 | 7.6739e-13 | 6.9633e-13 | 0.65412 | 1.2084 | 0 | 0 | 0 | 0 | 0 | 0 | 5664.8782 | 3428.2975 | 557.8041 | 302.8365 | 860.6406 | 245.5373 | 78.8008 | 324.3381 | 0.098467 | 0.088334 | 4.552e-13 | 2.9873e-13 | -4.5475e-13 | -2.9843e-13 | 1.0284 | 1.5867 | 0 | 0 | 0 | 0 | 0 | 0 | 5664.8782 | 3428.2975 | [22 empty] | 572.626 | 308.8886 | 881.5145 | 163.5595 | 86.2315 | 249.791 | 0.10108 | 0.0901 | 7.1125e-14 | 9.9576e-14 | 0 | -9.9476e-14 | 0.9717 | 1.2653 | 0 | 0 | 0 | 0 | 0 | 0 | 5664.8782 | 3428.2975
5- Clean Resource Plan (2027) | 2023 | 589.0115 | 334.995 | 924.0065 | 253.5561 | 106.1899 | 359.746 | 0.10349 | 0.097514 | 8.5351e-13 | 1.9204e-13 | 8.5265e-13 | -1.9185e-13 | 0.56909 | 1.3111 | 33.271 | 9.4018 | 45.6288 | 9.4018 | 424.9125 | 531.4289 | 5691.2687 | 3435.3479 | 610.9583 | 341.0168 | 951.9751 | 259.1763 | 112.2117 | 371.388 | 0.10735 | 0.099267 | 1.707e-13 | 3.0584e-13 | 1.7053e-13 | -3.0553e-13 | 0.38144 | 1.0384 | 33.271 | 9.4018 | 45.6288 | 9.4018 | 424.9125 | 531.4289 | 5691.2687 | 3435.3479 | 581.0817 | 332.6985 | 913.7803 | 257.2486 | 103.8934 | 361.142 | 0.1021 | 0.096846 | 1.4225e-13 | 2.1338e-13 | -1.4211e-13 | -2.1316e-13 | 0.87078 | 1.5056 | 33.271 | 9.4018 | 45.6288 | 9.4018 | 424.9125 | 531.4289 | 5691.2687 | 3435.3479 | [22 empty] | 599.1381 | 333.2252 | 932.3633 | 181.1561 | 109.4657 | 290.6218 | 0.10527 | 0.096999 | 2.1338e-13 | 7.1125e-14 | -2.1316e-13 | -7.1054e-14 | 0.79335 | 1.1629 | 33.271 | 9.4018 | 45.6288 | 9.4018 | 424.9125 | 531.4289 | 5691.2687 | 3435.3479
5- Clean Resource Plan (2027) | 2024 | 602.9845 | 344.328 | 947.3125 | 259.6501 | 110.6485 | 370.2986 | 0.10556 | 0.10007 | 6.4013e-13 | 3.1295e-13 | 6.3949e-13 | 3.1264e-13 | 0.69815 | 1.3149 | 33.271 | 9.4018 | 45.6288 | 9.4018 | 425.9859 | 531.8881 | 5712.3751 | 3440.9642 | 628.7396 | 351.7487 | 980.4883 | 274.0957 | 118.0692 | 392.1649 | 0.11007 | 0.10222 | 1.1522e-12 | 5.5478e-13 | 1.1511e-12 | -5.5422e-13 | 0.55739 | 1.1337 | 33.271 | 9.4018 | 45.6288 | 9.4018 | 425.9859 | 531.8881 | 5712.3751 | 3440.9642 | 593.966 | 341.5447 | 935.5107 | 261.6128 | 107.8651 | 369.4779 | 0.10398 | 0.099258 | 1.0669e-12 | 5.69e-14 | 1.0658e-12 | 5.6843e-14 | 1.0136 | 1.4919 | 33.271 | 9.4018 | 45.6288 | 9.4018 | 425.9859 | 531.8881 | 5712.3751 | 3440.9642 | [22 empty] | 628.8787 | 343.6258 | 972.5044 | 194.7904 | 117.9514 | 312.7417 | 0.11009 | 0.099863 | 1.5648e-13 | 1.8848e-13 | 1.5632e-13 | 1.8829e-13 | 0.94509 | 1.2202 | 33.271 | 9.4018 | 45.6288 | 9.4018 | 425.9859 | 531.8881 | 5712.3751 | 3440.9642
5- Clean Resource Plan (2027) | 2025 | 636.7095 | 353.5905 | 990.3001 | 275.4751 | 114.9287 | 390.4038 | 0.1111 | 0.10264 | 0 | 4.7654e-13 | 0 | -4.7606e-13 | 0.57947 | 1.1683 | 66.542 | 9.4018 | 91.2576 | 9.4018 | 849.825 | 531.4289 | 5730.8628 | 3445.066 | 664.6603 | 363.5666 | 1028.2269 | 291.106 | 124.9048 | 416.0108 | 0.11598 | 0.10553 | 0 | 7.2548e-13 | 0 | -7.2475e-13 | 0.46715 | 0.97925 | 66.542 | 9.4018 | 91.2576 | 9.4018 | 849.825 | 531.4289 | 5730.8628 | 3445.066 | 627.1045 | 349.9844 | 977.0888 | 274.2078 | 111.3225 | 385.5304 | 0.10943 | 0.10159 | 3.414e-13 | 2.2049e-13 | 3.4106e-13 | -2.2027e-13 | 0.82658 | 1.2973 | 66.542 | 9.4018 | 91.2576 | 9.4018 | 849.825 | 531.4289 | 5730.8628 | 3445.066 | [22 empty] | 675.1998 | 359.3421 | 1034.5418 | 226.7697 | 130.6729 | 357.4426 | 0.11782 | 0.10431 | 3.6985e-13 | 3.2718e-13 | -3.6948e-13 | 3.2685e-13 | 0.78482 | 1.0225 | 66.542 | 9.4018 | 91.2576 | 9.4018 | 849.825 | 531.4289 | 5730.8628 | 3445.066
5- Clean Resource Plan (2027) | 2026 | 638.588 | 365.8898 | 1004.4779 | 273.4333 | 122.1333 | 395.5665 | 0.11121 | 0.10621 | 4.4098e-13 | 2.9873e-13 | 4.4054e-13 | -2.9843e-13 | 0.60507 | 1.2417 | 74.3607 | 15.3418 | 97.6256 | 41.8587 | 902.0067 | 799.9374 | 5742.1569 | 3444.8438 | 669.2364 | 373.2314 | 1042.4677 | 294.6751 | 129.4748 | 424.1499 | 0.11655 | 0.10834 | 1.2945e-12 | 2.9161e-13 | -1.2932e-12 | 2.9132e-13 | 0.50642 | 1.1073 | 74.3607 | 15.3418 | 97.6256 | 41.8587 | 903.8687 | 800.9117 | 5742.1569 | 3444.8438 | 627.6682 | 363.2178 | 990.8859 | 269.4373 | 119.4612 | 388.8985 | 0.10931 | 0.10544 | 8.5351e-14 | 1.7781e-13 | 0 | 1.7764e-13 | 0.84381 | 1.3426 | 74.3607 | 15.3418 | 97.6256 | 41.8587 | 901.5658 | 799.7067 | 5742.1569 | 3444.8438 | [22 empty] | 666.2638 | 353.7323 | 1019.9962 | 234.2497 | 125.5613 | 359.811 | 0.11603 | 0.10268 | 8.3217e-13 | 3.9119e-14 | 8.3134e-13 | 3.908e-14 | 0.83079 | 1.1236 | 74.3607 | 15.3418 | 97.6256 | 41.8587 | 903.3613 | 800.6462 | 5742.1569 | 3444.8438
5- Clean Resource Plan (2027) | 2027 | 694.8329 | 401.854 | 1096.6868 | 277.5977 | 152.8908 | 430.4884 | 0.12081 | 0.11665 | 3.6985e-13 | 3.8408e-13 | -3.6948e-13 | -3.8369e-13 | 0.065616 | 0.64784 | 196.4287 | 140.4978 | 231.2512 | 171.4028 | 1763.1063 | 1086.1068 | 5751.326 | 3444.9601 | 713.7884 | 407.4756 | 1121.264 | 291.2973 | 158.5123 | 449.8097 | 0.12411 | 0.11828 | 3.5563e-13 | 3.414e-13 | -3.5527e-13 | -3.4106e-13 | 0.010481 | 0.57592 | 196.4287 | 140.4978 | 231.2512 | 171.4028 | 1757.8788 | 1078.0238 | 5751.326 | 3444.9601 | 688.2113 | 400.0597 | 1088.271 | 276.208 | 151.0965 | 427.3045 | 0.11966 | 0.11613 | 4.2675e-14 | 4.6232e-13 | 0 | -4.6185e-13 | 0.25089 | 0.73486 | 196.4287 | 140.4978 | 231.2512 | 171.4028 | 1771.7679 | 1113.5831 | 5751.326 | 3444.9601 | [22 empty] | 691.9382 | 387.6297 | 1079.5679 | 248.8166 | 151.485 | 400.3017 | 0.12031 | 0.11252 | 4.6943e-13 | 3.9119e-14 | 4.6896e-13 | 3.908e-14 | 0.28874 | 0.57428 | 196.4287 | 140.4978 | 231.2512 | 171.4028 | 1763.7547 | 1071.7516 | 5751.326 | 3444.9601
5- Clean Resource Plan (2027) | 2028 | 711.2302 | 405.5816 | 1116.8118 | 282.88 | 151.3003 | 434.1804 | 0.12345 | 0.11772 | 5.4055e-13 | 3.6985e-13 | 5.4001e-13 | 3.6948e-13 | 0.12248 | 0.66453 | 198.3704 | 140.4978 | 231.2512 | 171.4028 | 1766.6635 | 1091.2595 | 5761.303 | 3445.2508 | 731.5836 | 411.7919 | 1143.3755 | 297.4064 | 157.5107 | 454.9171 | 0.12698 | 0.11952 | 6.9703e-13 | 3.983e-13 | 6.9633e-13 | -3.979e-13 | 0.072277 | 0.58798 | 198.3704 | 140.4978 | 231.2512 | 171.4028 | 1763.325 | 1081.7158 | 5761.303 | 3445.2508 | 704.1738 | 403.5461 | 1107.7199 | 281.0307 | 149.2648 | 430.2956 | 0.12222 | 0.11713 | 6.1168e-13 | 3.0584e-13 | -6.1107e-13 | 3.0553e-13 | 0.28636 | 0.74065 | 198.3704 | 140.4978 | 231.2512 | 171.4028 | 1771.9268 | 1105.4357 | 5761.303 | 3445.2508 | [22 empty] | 706.7678 | 391.1201 | 1097.8879 | 247.8003 | 147.4464 | 395.2467 | 0.12267 | 0.11352 | 3.6985e-13 | 2.9517e-13 | -3.6948e-13 | -2.9488e-13 | 0.31844 | 0.56995 | 198.3704 | 140.4978 | 231.2512 | 171.4028 | 1767.8407 | 1076.439 | 5761.303 | 3445.2508
5- Clean Resource Plan (2027) | 2029 | 726.8909 | 412.9158 | 1139.8067 | 281.8294 | 153.2075 | 435.0369 | 0.12595 | 0.11984 | 3.5563e-13 | 4.0541e-13 | 3.5527e-13 | 4.0501e-13 | 0.13728 | 0.60215 | 201.8579 | 140.6344 | 231.2512 | 171.4028 | 1762.7023 | 1088.3408 | 5771.2197 | 3445.5287 | 749.4978 | 420.618 | 1170.1158 | 298.2216 | 160.9097 | 459.1313 | 0.12987 | 0.12208 | 1.0953e-12 | 3.7696e-13 | -1.0942e-12 | 3.7659e-13 | 0.089865 | 0.52486 | 201.8579 | 140.6344 | 231.2512 | 171.4028 | 1758.4205 | 1078.035 | 5771.2197 | 3445.5287 | 718.7438 | 410.113 | 1128.8569 | 280.0038 | 150.4047 | 430.4085 | 0.12454 | 0.11903 | 4.552e-13 | 1.4936e-13 | 4.5475e-13 | -1.4921e-13 | 0.30312 | 0.69263 | 201.8579 | 140.6344 | 231.2512 | 171.4028 | 1767.6305 | 1106.2425 | 5771.2197 | 3445.5287 | [22 empty] | 727.9043 | 401.8731 | 1129.7774 | 251.3492 | 149.7053 | 401.0545 | 0.12613 | 0.11664 | 7.397e-13 | 2.276e-13 | -7.3896e-13 | 2.2737e-13 | 0.29816 | 0.49144 | 201.8579 | 140.6344 | 231.2512 | 171.4028 | 1760.6838 | 1068.0256 | 5771.2197 | 3445.5287
5- Clean Resource Plan (2027) | 2030 | 742.356 | 421.462 | 1163.818 | 285.0243 | 156.2183 | 441.2426 | 0.12852 | 0.12238 | 7.8238e-13 | 6.1168e-13 | -7.816e-13 | 6.1107e-13 | 0.13955 | 0.59961 | 203.5306 | 140.9645 | 231.2512 | 171.4028 | 1756.5574 | 1077.1045 | 5776.1803 | 3443.7515 | 767.3037 | 430.9813 | 1198.285 | 302.0439 | 165.7376 | 467.7815 | 0.13284 | 0.12515 | 9.6731e-13 | 6.259e-13 | -9.6634e-13 | 6.2528e-13 | 0.09102 | 0.50992 | 203.5306 | 140.9645 | 231.2512 | 171.4028 | 1756.2035 | 1076.7378 | 5776.1803 | 3443.7515 | 733.5251 | 418.1076 | 1151.6328 | 283.1399 | 152.8639 | 436.0038 | 0.12699 | 0.12141 | 1.5648e-13 | 3.3429e-13 | 1.5632e-13 | 3.3396e-13 | 0.31413 | 0.69361 | 203.5306 | 140.9645 | 231.2512 | 171.4028 | 1762.4515 | 1093.8787 | 5776.1803 | 3443.7515 | [22 empty] | 739.5642 | 409.9889 | 1149.5531 | 248.421 | 151.6069 | 400.0279 | 0.12804 | 0.11905 | 6.5435e-13 | 3.663e-13 | 6.537e-13 | 3.6593e-13 | 0.29527 | 0.48119 | 203.5306 | 140.9645 | 231.2512 | 171.4028 | 1762.839 | 1083.5114 | 5776.1803 | 3443.7515
5- Clean Resource Plan (2027) | 2031 | 765.3325 | 431.1082 | 1196.4407 | 291.7101 | 160.2215 | 451.9315 | 0.13238 | 0.12524 | 2.1338e-13 | 3.8408e-13 | -2.1316e-13 | -3.8369e-13 | 0.13726 | 0.53755 | 260.1829 | 145.0993 | 280.2272 | 179.8993 | 2168.9534 | 1152.9154 | 5781.1432 | 3442.2565 | 790.0909 | 443.2963 | 1233.3872 | 308.4195 | 172.4096 | 480.829 | 0.13667 | 0.12878 | 1.2803e-13 | 1.0669e-13 | -1.279e-13 | 1.0658e-13 | 0.084289 | 0.44629 | 260.1829 | 145.0993 | 280.2272 | 179.8993 | 2165.8009 | 1142.7999 | 5781.1432 | 3442.2565 | 756.272 | 426.6319 | 1182.9039 | 291.0001 | 155.7452 | 446.7452 | 0.13082 | 0.12394 | 1.9915e-13 | 7.1125e-15 | 1.9895e-13 | 0 | 0.33125 | 0.64468 | 260.1829 | 145.0993 | 280.2272 | 179.8993 | 2173.1601 | 1168.1054 | 5781.1432 | 3442.2565 | [22 empty] | 760.1439 | 427.1475 | 1187.2914 | 254.4156 | 158.7959 | 413.2116 | 0.13149 | 0.12409 | 6.0457e-13 | 3.7696e-13 | 6.0396e-13 | -3.7659e-13 | 0.27626 | 0.40696 | 260.1829 | 145.0993 | 280.2272 | 179.8993 | 2167.0003 | 1141.7459 | 5781.1432 | 3442.2565
5- Clean Resource Plan (2027) | 2032 | 776.064 | 435.8621 | 1211.9261 | 290.6841 | 159.2248 | 449.9089 | 0.13412 | 0.12666 | 2.4183e-13 | 3.5563e-13 | 2.4158e-13 | 3.5527e-13 | 0.16177 | 0.54867 | 262.7465 | 146.5946 | 280.2272 | 179.8993 | 2174.3171 | 1153.5672 | 5786.3158 | 3441.277 | 801.1857 | 448.5949 | 1249.7806 | 306.6436 | 171.9576 | 478.6012 | 0.13846 | 0.13036 | 3.414e-13 | 3.2718e-13 | 3.4106e-13 | -3.2685e-13 | 0.10109 | 0.44979 | 262.7465 | 146.5946 | 280.2272 | 179.8993 | 2170.5034 | 1144.653 | 5786.3158 | 3441.277 | 766.5944 | 431.0976 | 1197.692 | 290.4744 | 154.4602 | 444.9346 | 0.13248 | 0.12527 | 8.5351e-14 | 2.4894e-13 | 0 | 2.4869e-13 | 0.34976 | 0.66507 | 262.7465 | 146.5946 | 280.2272 | 179.8993 | 2178.2717 | 1172.2437 | 5786.3158 | 3441.277 | [22 empty] | 769.0794 | 430.7604 | 1199.8399 | 248.4824 | 155.3478 | 403.8302 | 0.13291 | 0.12517 | 4.6232e-13 | 3.5563e-14 | -4.6185e-13 | 0 | 0.27033 | 0.39166 | 262.7465 | 146.5946 | 280.2272 | 179.8993 | 2171.1594 | 1141.7886 | 5786.3158 | 3441.277
5- Clean Resource Plan (2027) | 2033 | 793.9702 | 445.1483 | 1239.1185 | 292.6024 | 162.6483 | 455.2506 | 0.13708 | 0.12937 | 4.6943e-13 | 4.4809e-13 | 4.6896e-13 | 4.4764e-13 | 0.16308 | 0.50164 | 265.3069 | 148.811 | 280.2272 | 179.8993 | 2165.848 | 1146.9235 | 5791.8717 | 3440.851 | 821.9527 | 459.6078 | 1281.5604 | 311.7672 | 177.1078 | 488.8749 | 0.14191 | 0.13357 | 5.121e-13 | 2.276e-13 | -5.1159e-13 | 2.2737e-13 | 0.10799 | 0.41388 | 265.3069 | 148.811 | 280.2272 | 179.8993 | 2164.1197 | 1141.6227 | 5791.8717 | 3440.851 | 783.825 | 440.0514 | 1223.8763 | 290.7081 | 157.5513 | 448.2594 | 0.13533 | 0.12789 | 1.5648e-13 | 2.1338e-13 | 1.5632e-13 | 2.1316e-13 | 0.33609 | 0.60222 | 265.3069 | 148.811 | 280.2272 | 179.8993 | 2170.5461 | 1166.525 | 5791.8717 | 3440.851 | [22 empty] | 788.1425 | 441.7446 | 1229.8871 | 251.456 | 158.4036 | 409.8596 | 0.13608 | 0.12838 | 7.6815e-13 | 4.9788e-14 | -7.6739e-13 | 0 | 0.2594 | 0.35103 | 265.3069 | 148.811 | 280.2272 | 179.8993 | 2162.5544 | 1134.8523 | 5791.8717 | 3440.851
5- Clean Resource Plan (2027) | 2034 | 809.9958 | 453.9776 | 1263.9734 | 296.1474 | 165.4991 | 461.6465 | 0.1397 | 0.13193 | 1.4225e-13 | 2.4183e-13 | 1.4211e-13 | 2.4158e-13 | 0.17051 | 0.49874 | 268.7721 | 149.4395 | 280.2272 | 179.8993 | 2166.6959 | 1150.4512 | 5798.0063 | 3441.026 | 840.2896 | 470.038 | 1310.3275 | 315.7042 | 181.5595 | 497.2636 | 0.14493 | 0.1366 | 1.01e-12 | 4.2675e-13 | -1.009e-12 | 4.2633e-13 | 0.10278 | 0.39174 | 268.7721 | 149.4395 | 280.2272 | 179.8993 | 2165.5612 | 1140.584 | 5798.0063 | 3441.026 | 799.5416 | 448.3844 | 1247.926 | 294.6129 | 159.9059 | 454.5188 | 0.1379 | 0.13031 | 4.4098e-13 | 5.3344e-13 | 4.4054e-13 | -5.3291e-13 | 0.32775 | 0.59836 | 268.7721 | 149.4395 | 280.2272 | 179.8993 | 2168.1422 | 1160.4859 | 5798.0063 | 3441.026 | [22 empty] | 800.6766 | 450.1932 | 1250.8698 | 250.4606 | 160.2534 | 410.714 | 0.1381 | 0.13083 | 6.1879e-13 | 1.8493e-13 | -6.1817e-13 | 1.8474e-13 | 0.24108 | 0.33181 | 268.7721 | 149.4395 | 280.2272 | 179.8993 | 2166.7796 | 1140.9081 | 5798.0063 | 3441.026
5- Clean Resource Plan (2027) | 2035 | 828.16 | 463.5237 | 1291.6837 | 297.1717 | 168.9471 | 466.1188 | 0.14266 | 0.13467 | 4.1253e-13 | 4.6232e-13 | -4.1211e-13 | -4.6185e-13 | 0.15776 | 0.44709 | 273.2518 | 151.4026 | 283.135 | 181.4207 | 2169.9063 | 1157.0295 | 5804.9358 | 3441.958 | 863.8902 | 482.7524 | 1346.6427 | 319.6578 | 188.1759 | 507.8337 | 0.14882 | 0.14026 | 4.2675e-14 | 1.4225e-13 | 0 | 1.4211e-13 | 0.081904 | 0.3177 | 273.2518 | 151.4026 | 283.135 | 181.4207 | 2167.7639 | 1144.3237 | 5804.9358 | 3441.958 | 816.553 | 457.425 | 1273.9779 | 296.5839 | 162.8485 | 459.4324 | 0.14067 | 0.1329 | 1.5648e-13 | 3.6985e-13 | 1.5632e-13 | 3.6948e-13 | 0.33944 | 0.56621 | 273.2518 | 151.4026 | 283.135 | 181.4207 | 2173.0758 | 1168.6797 | 5804.9358 | 3441.958 | [22 empty] | 822.4897 | 461.7675 | 1284.2572 | 255.9865 | 163.6417 | 419.6282 | 0.14169 | 0.13416 | 5.5478e-13 | 7.1125e-15 | 5.5422e-13 | 0 | 0.22425 | 0.28596 | 273.2518 | 151.4026 | 283.135 | 181.4207 | 2167.3507 | 1140.2377 | 5804.9358 | 3441.958
5- Clean Resource Plan (2027) | 2036 | 851.9706 | 477.327 | 1329.2976 | 312.7783 | 176.5292 | 489.3075 | 0.14657 | 0.13861 | 7.2548e-13 | 4.7654e-13 | -7.2475e-13 | -4.7606e-13 | 0.20388 | 0.48699 | 334.2881 | 183.3323 | 332.9701 | 207.4959 | 2193.6963 | 1165.6817 | 5812.8407 | 3443.6092 | 884.6504 | 495.8666 | 1380.5169 | 332.3722 | 195.0687 | 527.441 | 0.15219 | 0.144 | 1.266e-12 | 5.69e-14 | 1.2648e-12 | 0 | 0.1205 | 0.36056 | 334.2881 | 183.3323 | 332.9701 | 207.4959 | 2182.8517 | 1144.352 | 5812.8407 | 3443.6092 | 839.852 | 470.6462 | 1310.4982 | 312.101 | 169.8484 | 481.9494 | 0.14448 | 0.13667 | 8.5351e-14 | 6.1168e-13 | 0 | -6.1107e-13 | 0.37527 | 0.60774 | 334.2881 | 183.3323 | 332.9701 | 207.4959 | 2205.1089 | 1184.3933 | 5812.8407 | 3443.6092 | [22 empty] | 844.4951 | 475.7803 | 1320.2754 | 264.6255 | 171.0518 | 435.6774 | 0.14528 | 0.13816 | 0 | 3.8408e-13 | 0 | -3.8369e-13 | 0.24013 | 0.3009 | 334.2881 | 183.3323 | 332.9701 | 207.4959 | 2182.9527 | 1145.9663 | 5812.8407 | 3443.6092
5- Clean Resource Plan (2027) | 2037 | 868.4889 | 486.0993 | 1354.5882 | 311.6721 | 178.9537 | 490.6257 | 0.14917 | 0.14105 | 7.1125e-14 | 6.3302e-13 | 0 | 6.3238e-13 | 0.20605 | 0.43301 | 334.2608 | 183.2296 | 332.9701 | 207.4959 | 2184.4946 | 1159.6066 | 5822.0521 | 3446.3119 | 903.6919 | 506.4419 | 1410.1339 | 331.3867 | 199.2963 | 530.683 | 0.15522 | 0.14695 | 7.1125e-13 | 5.8323e-13 | -7.1054e-13 | -5.8265e-13 | 0.11026 | 0.28867 | 334.2608 | 183.2296 | 332.9701 | 207.4959 | 2175.599 | 1141.7526 | 5822.0521 | 3446.3119 | 855.7022 | 479.0532 | 1334.7554 | 310.5559 | 171.9076 | 482.4634 | 0.14698 | 0.139 | 3.5563e-13 | 4.0541e-13 | 3.5527e-13 | -4.0501e-13 | 0.36472 | 0.55437 | 334.2608 | 183.2296 | 332.9701 | 207.4959 | 2196.8237 | 1182.9244 | 5822.0521 | 3446.3119 | [22 empty] | 861.1884 | 486.8487 | 1348.0372 | 264.7563 | 173.5877 | 438.344 | 0.14792 | 0.14127 | 6.5435e-13 | 2.9161e-13 | 6.537e-13 | -2.9132e-13 | 0.21653 | 0.25393 | 334.2608 | 183.2296 | 332.9701 | 207.4959 | 2174.3151 | 1136.6229 | 5822.0521 | 3446.3119
5- Clean Resource Plan (2027) | 2038 | 893.9271 | 499.2019 | 1393.129 | 327.6758 | 185.5764 | 513.2522 | 0.15326 | 0.14472 | 7.8238e-13 | 5.121e-13 | -7.816e-13 | 5.1159e-13 | 0.21086 | 0.44315 | 345.017 | 186.3036 | 349.2086 | 215.9924 | 2313.8857 | 1225.2301 | 5832.6368 | 3449.3622 | 927.0386 | 518.3976 | 1445.4362 | 346.7582 | 204.7721 | 551.5304 | 0.15894 | 0.15029 | 6.9703e-13 | 1.01e-12 | 6.9633e-13 | 1.009e-12 | 0.12344 | 0.32044 | 345.017 | 186.3036 | 349.2086 | 215.9924 | 2306.3767 | 1206.6804 | 5832.6368 | 3449.3622 | 882.7148 | 492.7795 | 1375.4942 | 328.7356 | 179.154 | 507.8895 | 0.15134 | 0.14286 | 3.6985e-13 | 4.6232e-13 | 3.6948e-13 | -4.6185e-13 | 0.35945 | 0.56724 | 345.017 | 186.3036 | 349.2086 | 215.9924 | 2329.4041 | 1253.8586 | 5832.6368 | 3449.3622 | [22 empty] | 875.1416 | 495.7429 | 1370.8845 | 268.3351 | 177.2633 | 445.5985 | 0.15004 | 0.14372 | 1.707e-13 | 4.1253e-13 | -1.7053e-13 | 4.1211e-13 | 0.19582 | 0.25312 | 345.017 | 186.3036 | 349.2086 | 215.9924 | 2300.001 | 1196.7131 | 5832.6368 | 3449.3622
5- Clean Resource Plan (2027) | 2039 | 910.027 | 509.4383 | 1419.4653 | 326.0229 | 189.1992 | 515.2221 | 0.15569 | 0.14751 | 8.8196e-13 | 1.707e-13 | 8.8107e-13 | -1.7053e-13 | 0.20514 | 0.40063 | 344.9475 | 187.2361 | 349.2086 | 215.9924 | 2316.368 | 1226.1665 | 5845.1872 | 3453.5488 | 945.8 | 530.7696 | 1476.5696 | 347.4674 | 210.5304 | 557.9979 | 0.16181 | 0.15369 | 7.397e-13 | 1.4225e-13 | 7.3896e-13 | 1.4211e-13 | 0.11968 | 0.28005 | 344.9475 | 187.2361 | 349.2086 | 215.9924 | 2303.6382 | 1204.1151 | 5845.1872 | 3453.5488 | 897.563 | 502.0974 | 1399.6604 | 326.7507 | 181.8582 | 508.6089 | 0.15356 | 0.14539 | 1.9915e-13 | 1.2091e-13 | -1.9895e-13 | 1.2079e-13 | 0.36417 | 0.53177 | 344.9475 | 187.2361 | 349.2086 | 215.9924 | 2333.0444 | 1259.8951 | 5845.1872 | 3453.5488 | [22 empty] | 894.0286 | 508.7687 | 1402.7973 | 270.3545 | 181.6114 | 451.9659 | 0.15295 | 0.14732 | 3.2718e-13 | 4.1964e-13 | -3.2685e-13 | 4.1922e-13 | 0.19921 | 0.23611 | 344.9475 | 187.2361 | 349.2086 | 215.9924 | 2298.2416 | 1193.8227 | 5845.1872 | 3453.5488
5- Clean Resource Plan (2027) | 2040 | 923.9214 | 517.6141 | 1441.5355 | 326.5966 | 190.6238 | 517.2204 | 0.15768 | 0.14964 | 4.2675e-13 | 4.8365e-13 | -4.2633e-13 | -4.8317e-13 | 0.22892 | 0.39702 | 345.8785 | 188.3157 | 350.2092 | 215.9924 | 2324.9283 | 1233.4031 | 5859.5591 | 3459.0211 | 962.086 | 540.702 | 1502.788 | 350.6233 | 213.7116 | 564.3349 | 0.16419 | 0.15632 | 1.6786e-12 | 2.1338e-13 | 1.6769e-12 | -2.1316e-13 | 0.14318 | 0.28043 | 345.8785 | 188.3157 | 350.2092 | 215.9924 | 2309.3473 | 1204.6029 | 5859.5591 | 3459.0211 | 910.9568 | 509.8341 | 1420.791 | 327.5913 | 182.8438 | 510.4351 | 0.15547 | 0.14739 | 2.4183e-13 | 4.2675e-13 | 2.4158e-13 | -4.2633e-13 | 0.37261 | 0.52947 | 345.8785 | 188.3157 | 350.2092 | 215.9924 | 2340.789 | 1263.6834 | 5859.5591 | 3459.0211 | [22 empty] | 911.0577 | 520.2444 | 1431.3021 | 271.792 | 185.0571 | 456.8491 | 0.15548 | 0.1504 | 6.1168e-13 | 3.983e-13 | 6.1107e-13 | 3.979e-13 | 0.20361 | 0.22703 | 345.8785 | 188.3157 | 350.2092 | 215.9924 | 2302.5074 | 1196.4827 | 5859.5591 | 3459.0211
5- Clean Resource Plan (2027) | 2041 | 938.3221 | 526.7658 | 1465.0879 | 327.4442 | 192.888 | 520.3322 | 0.15967 | 0.15194 | 4.2675e-13 | 4.1253e-13 | 4.2633e-13 | 4.1211e-13 | 0.22911 | 0.36806 | 373.2519 | 201.4083 | 384.3091 | 234.358 | 2622.334 | 1393.2971 | 5876.5991 | 3466.9418 | 977.9065 | 551.4522 | 1529.3587 | 351.873 | 217.5744 | 569.4474 | 0.16641 | 0.15906 | 8.9618e-13 | 2.276e-13 | -8.9528e-13 | 2.2737e-13 | 0.13767 | 0.24423 | 373.2519 | 201.4083 | 384.3091 | 234.358 | 2601.8918 | 1357.4596 | 5876.5991 | 3466.9418 | 925.2136 | 518.507 | 1443.7206 | 327.5289 | 184.6292 | 512.1581 | 0.15744 | 0.14956 | 3.8408e-13 | 1.4936e-13 | -3.8369e-13 | -1.4921e-13 | 0.36388 | 0.49037 | 373.2519 | 201.4083 | 384.3091 | 234.358 | 2636.9289 | 1424.5994 | 5876.5991 | 3466.9418 | [22 empty] | 924.8506 | 527.6824 | 1452.533 | 272.188 | 185.4465 | 457.6345 | 0.15738 | 0.1522 | 2.6316e-13 | 3.6274e-13 | 2.629e-13 | 3.6238e-13 | 0.18927 | 0.19169 | 373.2519 | 201.4083 | 384.3091 | 234.358 | 2597.5489 | 1352.8485 | 5876.5991 | 3466.9418
5- Clean Resource Plan (2027) | 2042 | 963.3331 | 540.7994 | 1504.1325 | 344.0216 | 199.8939 | 543.9155 | 0.16338 | 0.15552 | 6.9703e-13 | 1.8493e-13 | -6.9633e-13 | -1.8474e-13 | 0.23586 | 0.3973 | 384.0081 | 206.3633 | 400.5477 | 244.0123 | 2755.8519 | 1461.1337 | 5896.4153 | 3477.3091 | 1001.5279 | 565.0163 | 1566.5442 | 366.4187 | 224.1107 | 590.5294 | 0.16985 | 0.16249 | 6.6858e-13 | 2.1338e-13 | -6.6791e-13 | 2.1316e-13 | 0.14262 | 0.27215 | 384.0081 | 206.3633 | 400.5477 | 244.0123 | 2735.2511 | 1425.1328 | 5896.4153 | 3477.3091 | 950.3538 | 532.7725 | 1483.1263 | 345.624 | 191.8669 | 537.491 | 0.16117 | 0.15321 | 5.4767e-13 | 2.5605e-13 | 5.4712e-13 | -2.558e-13 | 0.38547 | 0.53006 | 384.0081 | 206.3633 | 400.5477 | 244.0123 | 2773.3377 | 1498.113 | 5896.4153 | 3477.3091 | [22 empty] | 943.1175 | 539.3879 | 1482.5054 | 279.8206 | 191.6228 | 471.4433 | 0.15995 | 0.15512 | 3.5563e-14 | 1.138e-13 | 3.5527e-14 | 1.1369e-13 | 0.19528 | 0.22135 | 384.0081 | 206.3633 | 400.5477 | 244.0123 | 2731.0453 | 1420.9675 | 5896.4153 | 3477.3091
5- Clean Resource Plan (2027) | 2043 | 1000.2567 | 568.7571 | 1569.0138 | 361.2224 | 220.6766 | 581.899 | 0.16898 | 0.16299 | 3.1295e-13 | 1.0669e-13 | -3.1264e-13 | -1.0658e-13 | 0.25108 | 0.34006 | 395.168 | 243.7056 | 417.3919 | 284.5624 | 2889.8206 | 1553.4263 | 5919.5476 | 3489.4439 | 1044.3114 | 597.061 | 1641.3725 | 390.1903 | 248.9806 | 639.1709 | 0.17642 | 0.1711 | 9.5308e-13 | 1.01e-12 | -9.5213e-13 | 1.009e-12 | 0.15665 | 0.22127 | 395.168 | 243.7056 | 417.3919 | 284.5624 | 2862.8165 | 1506.8546 | 5919.5476 | 3489.4439 | 984.5026 | 558.9216 | 1543.4243 | 359.3799 | 210.8412 | 570.2211 | 0.16631 | 0.16017 | 6.3302e-13 | 2.9873e-13 | -6.3238e-13 | 2.9843e-13 | 0.37653 | 0.45961 | 395.168 | 243.7056 | 417.3919 | 284.5624 | 2903.5346 | 1582.0971 | 5919.5476 | 3489.4439 | [22 empty] | 987.0953 | 573.0723 | 1560.1676 | 307.0316 | 217.1556 | 524.1872 | 0.16675 | 0.16423 | 3.414e-13 | 9.9576e-14 | 3.4106e-13 | -9.9476e-14 | 0.20833 | 0.20513 | 395.168 | 243.7056 | 417.3919 | 284.5624 | 2864.8475 | 1507.7084 | 5919.5476 | 3489.4439
5- Clean Resource Plan (2027) | 2044 | 1021.6655 | 579.385 | 1601.0505 | 379.7156 | 223.9793 | 603.695 | 0.17181 | 0.16535 | 1.138e-13 | 5.5478e-13 | 1.1369e-13 | 5.5422e-13 | 0.33559 | 0.44106 | 406.3321 | 243.6142 | 417.0511 | 284.5624 | 2911.9253 | 1589.0121 | 5946.6538 | 3504.0116 | 1068.1112 | 608.8376 | 1676.9488 | 407.9609 | 253.4319 | 661.3929 | 0.17962 | 0.17375 | 6.259e-13 | 2.1338e-13 | 6.2528e-13 | 2.1316e-13 | 0.22123 | 0.29561 | 406.3321 | 243.6142 | 417.0511 | 284.5624 | 2872.1567 | 1522.6925 | 5946.6538 | 3504.0116 | 1004.8184 | 568.8848 | 1573.7032 | 379.8667 | 213.4792 | 593.3458 | 0.16897 | 0.16235 | 2.9873e-13 | 7.8238e-14 | -2.9843e-13 | 7.816e-14 | 0.49524 | 0.58806 | 406.3321 | 243.6142 | 417.0511 | 284.5624 | 2932.2623 | 1631.7541 | 5946.6538 | 3504.0116 | [22 empty] | 1001.6407 | 579.4886 | 1581.1292 | 306.2723 | 215.8246 | 522.0969 | 0.16844 | 0.16538 | 2.4183e-13 | 2.845e-13 | -2.4158e-13 | 2.8422e-13 | 0.26361 | 0.26188 | 406.3321 | 243.6142 | 417.0511 | 284.5624 | 2875.6381 | 1526.7763 | 5946.6538 | 3504.0116
5- Clean Resource Plan (2027) | 2045 | 1051.4886 | 593.0406 | 1644.5292 | 388.7187 | 230.1563 | 618.875 | 0.17588 | 0.16844 | 3.8408e-13 | 1.707e-13 | 3.8369e-13 | 1.7053e-13 | 0.2952 | 0.3806 | 418.9064 | 243.5229 | 423.2468 | 284.5624 | 2937.3052 | 1592.3181 | 5978.5119 | 3520.8869 | 1102.0431 | 626.3198 | 1728.3629 | 421.8308 | 263.4355 | 685.2663 | 0.18433 | 0.17789 | 4.8365e-13 | 2.1338e-13 | 4.8317e-13 | -2.1316e-13 | 0.1865 | 0.2439 | 418.9064 | 243.5229 | 423.2468 | 284.5624 | 2900.5138 | 1527.4429 | 5978.5119 | 3520.8869 | 1033.3214 | 580.8081 | 1614.1296 | 384.3093 | 217.9239 | 602.2332 | 0.17284 | 0.16496 | 2.845e-13 | 4.0541e-13 | 2.8422e-13 | -4.0501e-13 | 0.40993 | 0.49078 | 418.9064 | 243.5229 | 423.2468 | 284.5624 | 2951.995 | 1619.9484 | 5978.5119 | 3520.8869 | [22 empty] | 1035.8982 | 598.2798 | 1634.178 | 325.1179 | 226.2987 | 551.4165 | 0.17327 | 0.16992 | 1.4225e-13 | 4.8365e-13 | -1.4211e-13 | -4.8317e-13 | 0.24 | 0.2322 | 418.9064 | 243.5229 | 423.2468 | 284.5624 | 2898.961 | 1531.8221 | 5978.5119 | 3520.8869
5- Clean Resource Plan (2027) | NPV | 8787.2221 | 4951.3319 | 13738.5541 | 3420.4803 | 1758.376 | 5178.8563 |  |  | 5.3018e-12 | 4.369e-12 | 8.1836e-13 | 9.4714e-14 | 4.0288 | 9.2968 | [8 empty] | 9124.7972 | 5104.3086 | 14229.1057 | 3624.8847 | 1911.3526 | 5536.2373 |  |  | 8.1361e-12 | 4.899e-12 | 9.7747e-14 | 3.8441e-13 | 2.9201 | 7.6658 | [8 empty] | 8667.7303 | 4897.3697 | 13565.1 | 3414.3039 | 1704.4137 | 5118.7177 |  |  | 3.9459e-12 | 3.1762e-12 | 1.123e-12 | -1.0628e-12 | 6.403 | 10.767 | [8 empty] | 0 | 0 | 0 | 0 | 0 | 0 |  |  | 0 | 0 | 0 | 0 | 0 | 0 | [8 empty] | 8811.0583 | 4907.7782 | 13718.8365 | 2821.7166 | 1749.805 | 4571.5217 |  |  | 4.8388e-12 | 2.4209e-12 | 2.9072e-13 | 5.4373e-13 | 5.5441 | 7.6516
5- Clean Resource Plan (2027) | Levelized | 744.7554 | 419.647 | 1164.4023 | 289.9006 | 149.03 | 438.9306 |  |  | 4.4935e-13 | 3.7029e-13 | 6.936e-14 | 8.0274e-15 | 0.34146 | 0.78794 | [8 empty] | 773.3663 | 432.6124 | 1205.9787 | 307.2248 | 161.9955 | 469.2202 |  |  | 6.8957e-13 | 4.1521e-13 | 8.2845e-15 | 3.258e-14 | 0.24749 | 0.64971 | [8 empty] | 734.6279 | 415.0734 | 1149.7013 | 289.3771 | 144.4565 | 433.8336 |  |  | 3.3443e-13 | 2.692e-13 | 9.5179e-14 | -9.0075e-14 | 0.54268 | 0.91255 | [8 empty] | #NUM! | #NUM! | #NUM! | #NUM! | #NUM! | #NUM! |  |  | #NUM! | #NUM! | #NUM! | #NUM! | #NUM! | #NUM! | [8 empty] | 746.7756 | 415.9556 | 1162.7312 | 239.1528 | 148.3036 | 387.4564 |  |  | 4.1011e-13 | 2.0518e-13 | 2.464e-14 | 4.6084e-14 | 0.46989 | 0.6485
6- Clean Resource Plan (2045) | 2022 | 568.4881 | 307.3184 | 875.8066 | 247.4317 | 83.2781 | 330.7098 | 0.10036 | 0.089662 | 4.4098e-13 | 1.138e-13 | 4.4054e-13 | 1.1369e-13 | 1.0521 | 1.6772 | 0 | 0 | 0 | 0 | 0 | 0 | 5664.7547 | 3427.5367 | 588.8339 | 314.7526 | 903.5865 | 255.4519 | 90.7123 | 346.1641 | 0.10395 | 0.091831 | 1.1096e-12 | 2.3471e-13 | -1.1084e-12 | 2.3448e-13 | 0.92701 | 1.4813 | 0 | 0 | 0 | 0 | 0 | 0 | 5664.7547 | 3427.5367 | 560.8931 | 304.4331 | 865.3262 | 249.1177 | 80.3927 | 329.5104 | 0.099015 | 0.08882 | 1.4225e-14 | 2.6316e-13 | 0 | -2.629e-13 | 1.2381 | 1.7964 | 0 | 0 | 0 | 0 | 0 | 0 | 5664.7547 | 3427.5367 | [22 empty] | 575.0015 | 311.6662 | 886.6677 | 165.9348 | 87.4577 | 253.3925 | 0.10151 | 0.09093 | 6.828e-13 | 2.845e-14 | -6.8212e-13 | 0 | 1.1264 | 1.42 | 0 | 0 | 0 | 0 | 0 | 0 | 5664.7547 | 3427.5367
6- Clean Resource Plan (2045) | 2023 | 598.965 | 329.9192 | 928.8842 | 264.2849 | 101.1036 | 365.3884 | 0.10525 | 0.096086 | 8.5351e-14 | 3.0584e-13 | 0 | -3.0553e-13 | 0.80633 | 1.5526 | 36.455 | 6.516 | 69.1906 | 6.516 | 604.886 | 368.3082 | 5690.9483 | 3433.583 | 614.8414 | 335.0002 | 949.8416 | 263.922 | 106.1845 | 370.1065 | 0.10804 | 0.097566 | 9.1041e-13 | 2.4894e-13 | 9.0949e-13 | -2.4869e-13 | 0.64796 | 1.3094 | 36.455 | 6.516 | 69.1906 | 6.516 | 604.886 | 368.3082 | 5690.9483 | 3433.583 | 593.1179 | 327.9654 | 921.0833 | 269.9189 | 99.1498 | 369.0687 | 0.10422 | 0.095517 | 4.1253e-13 | 3.2718e-13 | -4.1211e-13 | 3.2685e-13 | 1.061 | 1.6994 | 36.455 | 6.516 | 69.1906 | 6.516 | 604.886 | 368.3082 | 5690.9483 | 3433.583 | [22 empty] | 606.2466 | 333.3198 | 939.5664 | 189.2776 | 105.5573 | 294.8349 | 0.10653 | 0.097076 | 8.8196e-13 | 2.5605e-13 | 8.8107e-13 | -2.558e-13 | 0.91312 | 1.2862 | 36.455 | 6.516 | 69.1906 | 6.516 | 604.886 | 368.3082 | 5690.9483 | 3433.583
6- Clean Resource Plan (2045) | 2024 | 612.6134 | 340.4427 | 953.0562 | 270.0705 | 106.7453 | 376.8158 | 0.10725 | 0.099025 | 7.1125e-14 | 2.845e-13 | 0 | -2.8422e-13 | 0.93521 | 1.5561 | 36.6321 | 6.516 | 69.1906 | 6.516 | 606.1149 | 368.6265 | 5711.7492 | 3437.9355 | 631.3217 | 346.6707 | 977.9924 | 277.5519 | 112.9733 | 390.5251 | 0.11053 | 0.10084 | 1.0384e-12 | 3.4851e-13 | -1.0374e-12 | -3.4817e-13 | 0.82131 | 1.402 | 36.6321 | 6.516 | 69.1906 | 6.516 | 606.1149 | 368.6265 | 5711.7492 | 3437.9355 | 605.658 | 337.9527 | 943.6107 | 273.9293 | 104.2552 | 378.1845 | 0.10604 | 0.098301 | 1.4225e-13 | 2.2049e-13 | 1.4211e-13 | -2.2027e-13 | 1.1971 | 1.6786 | 36.6321 | 6.516 | 69.1906 | 6.516 | 606.1149 | 368.6265 | 5711.7492 | 3437.9355 | [22 empty] | 631.7727 | 349.0246 | 980.7973 | 199.5369 | 115.9221 | 315.459 | 0.11061 | 0.10152 | 3.1295e-13 | 1.4225e-13 | -3.1264e-13 | 1.4211e-13 | 1.0565 | 1.3348 | 36.6321 | 6.516 | 69.1906 | 6.516 | 606.1149 | 368.6265 | 5711.7492 | 3437.9355
6- Clean Resource Plan (2045) | 2025 | 640.8299 | 363.1716 | 1004.0015 | 279.9248 | 124.4828 | 404.4076 | 0.11184 | 0.10556 | 3.6985e-13 | 1.2091e-13 | 3.6948e-13 | -1.2079e-13 | 0.80548 | 1.3983 | 39.5616 | 39.787 | 69.1906 | 39.787 | 604.886 | 793.2207 | 5729.7881 | 3440.48 | 665.9747 | 366.4721 | 1032.4468 | 292.7748 | 127.7833 | 420.5581 | 0.11623 | 0.10652 | 1.1238e-12 | 2.9161e-13 | -1.1227e-12 | -2.9132e-13 | 0.70123 | 1.2176 | 39.5616 | 39.787 | 69.1906 | 39.787 | 604.886 | 793.2207 | 5729.7881 | 3440.48 | 632.3065 | 361.7573 | 994.0638 | 279.532 | 123.0685 | 402.6004 | 0.11035 | 0.10515 | 4.1253e-13 | 3.5563e-14 | 4.1211e-13 | 0 | 0.98794 | 1.462 | 39.5616 | 39.787 | 69.1906 | 39.787 | 604.886 | 793.2207 | 5729.7881 | 3440.48 | [22 empty] | 689.2867 | 362.1131 | 1051.3998 | 236.0878 | 129.4523 | 365.5401 | 0.1203 | 0.10525 | 8.5351e-13 | 7.4682e-14 | 8.5265e-13 | 7.4607e-14 | 0.87716 | 1.1182 | 39.5616 | 39.787 | 69.1906 | 39.787 | 604.886 | 793.2207 | 5729.7881 | 3440.48
6- Clean Resource Plan (2045) | 2026 | 641.7558 | 373.243 | 1014.9988 | 276.4843 | 129.4486 | 405.9329 | 0.1118 | 0.10855 | 5.5478e-13 | 8.5351e-14 | -5.5422e-13 | -8.5265e-14 | 0.83788 | 1.5017 | 61.4288 | 48.8366 | 98.8402 | 48.8366 | 883.841 | 939.1782 | 5740.4676 | 3438.3681 | 673.0226 | 373.0973 | 1046.12 | 298.3391 | 129.3029 | 427.642 | 0.11724 | 0.10851 | 1.9915e-13 | 1.3514e-13 | 1.9895e-13 | -1.35e-13 | 0.74269 | 1.3711 | 61.4288 | 48.8366 | 98.8402 | 48.8366 | 883.841 | 939.1782 | 5740.4676 | 3438.3681 | 630.647 | 373.3471 | 1003.9942 | 272.301 | 129.5528 | 401.8537 | 0.10986 | 0.10858 | 8.2506e-13 | 2.9873e-13 | 8.2423e-13 | 2.9843e-13 | 1.0201 | 1.5413 | 61.4288 | 48.8366 | 98.8402 | 48.8366 | 883.841 | 939.1782 | 5740.4676 | 3438.3681 | [22 empty] | 670.8653 | 360.9983 | 1031.8636 | 238.3673 | 123.4932 | 361.8605 | 0.11687 | 0.10499 | 5.5478e-13 | 6.7569e-14 | -5.5422e-13 | 6.7502e-14 | 0.92117 | 1.2359 | 61.4288 | 48.8366 | 98.8402 | 48.8366 | 883.841 | 939.1782 | 5740.4676 | 3438.3681
6- Clean Resource Plan (2045) | 2027 | 701.5335 | 399.2767 | 1100.8103 | 284.3643 | 150.2634 | 434.6277 | 0.12203 | 0.11619 | 3.8408e-13 | 2.3471e-13 | 3.8369e-13 | -2.3448e-13 | 0.32287 | 0.87109 | 187.4973 | 75.8906 | 167.4833 | 79.4571 | 1514.0725 | 1209.1575 | 5748.8762 | 3436.3178 | 725.2074 | 395.3223 | 1120.5297 | 303.1669 | 146.3089 | 449.4758 | 0.12615 | 0.11504 | 1.3372e-12 | 1.2091e-13 | -1.3358e-12 | -1.2079e-13 | 0.27576 | 0.81012 | 187.4973 | 75.8906 | 167.4833 | 79.4571 | 1515.9752 | 1210.0632 | 5748.8762 | 3436.3178 | 693.327 | 400.7065 | 1094.0335 | 280.8673 | 151.6932 | 432.5605 | 0.1206 | 0.11661 | 5.69e-14 | 1.6359e-13 | 0 | 1.6342e-13 | 0.44229 | 0.88998 | 187.4973 | 75.8906 | 167.4833 | 79.4571 | 1513.3417 | 1208.8312 | 5748.8762 | 3436.3178 | [22 empty] | 712.628 | 382.8657 | 1095.4937 | 264.4803 | 136.1529 | 400.6331 | 0.12396 | 0.11142 | 3.6985e-13 | 1.867e-14 | 3.6948e-13 | -1.8652e-14 | 0.40801 | 0.66224 | 187.4973 | 75.8906 | 167.4833 | 79.4571 | 1508.1869 | 1209.8459 | 5748.8762 | 3436.3178
6- Clean Resource Plan (2045) | 2028 | 717.9775 | 403.655 | 1121.6325 | 289.0929 | 149.3107 | 438.4036 | 0.12469 | 0.11754 | 5.9745e-13 | 1.707e-13 | -5.9686e-13 | 1.7053e-13 | 0.38363 | 0.89223 | 191.2889 | 76.0272 | 167.4833 | 79.4571 | 1516.4934 | 1211.7879 | 5757.9758 | 3434.2748 | 743.2815 | 399.0888 | 1142.3703 | 308.7822 | 144.7446 | 453.5267 | 0.12909 | 0.11621 | 8.3928e-13 | 2.6316e-13 | -8.3844e-13 | 2.629e-13 | 0.34099 | 0.82556 | 191.2889 | 76.0272 | 167.4833 | 79.4571 | 1517.1481 | 1211.9806 | 5757.9758 | 3434.2748 | 709.1933 | 405.1492 | 1114.3425 | 285.1682 | 150.8049 | 435.9731 | 0.12317 | 0.11797 | 8.8196e-13 | 3.2006e-13 | 8.8107e-13 | -3.1974e-13 | 0.48452 | 0.90657 | 191.2889 | 76.0272 | 167.4833 | 79.4571 | 1516.168 | 1211.4721 | 5757.9758 | 3434.2748 | [22 empty] | 728.0377 | 387.0541 | 1115.0918 | 263.5832 | 132.2413 | 395.8245 | 0.12644 | 0.1127 | 8.5351e-14 | 4.4453e-14 | 0 | -4.4409e-14 | 0.43473 | 0.65638 | 191.2889 | 76.0272 | 167.4833 | 79.4571 | 1512.318 | 1212.1314 | 5757.9758 | 3434.2748
6- Clean Resource Plan (2045) | 2029 | 736.3588 | 412.4597 | 1148.8186 | 290.6732 | 152.6755 | 443.3488 | 0.12769 | 0.12017 | 6.4013e-13 | 3.4851e-13 | -6.3949e-13 | 3.4817e-13 | 0.36992 | 0.80039 | 202.4973 | 78.0476 | 167.177 | 79.4571 | 1508.8767 | 1208.7789 | 5766.9455 | 3432.1841 | 764.3214 | 409.0087 | 1173.3301 | 312.7607 | 149.2245 | 461.9852 | 0.13253 | 0.11917 | 1.1807e-12 | 7.1125e-15 | 1.1795e-12 | 0 | 0.3318 | 0.73523 | 202.4973 | 78.0476 | 167.177 | 79.4571 | 1508.3322 | 1209.7323 | 5766.9455 | 3432.1841 | 726.4695 | 413.7088 | 1140.1783 | 286.7856 | 153.9246 | 440.7102 | 0.12597 | 0.12054 | 1.4225e-13 | 7.1125e-14 | 1.4211e-13 | -7.1054e-14 | 0.47405 | 0.83021 | 202.4973 | 78.0476 | 167.177 | 79.4571 | 1508.4609 | 1208.5884 | 5766.9455 | 3432.1841 | [22 empty] | 750.8331 | 397.5313 | 1148.3644 | 268.681 | 135.6325 | 404.3135 | 0.1302 | 0.11582 | 5.8323e-13 | 5.8678e-14 | -5.8265e-13 | -5.862e-14 | 0.40244 | 0.56593 | 202.4973 | 78.0476 | 167.177 | 79.4571 | 1504.2887 | 1209.7047 | 5766.9455 | 3432.1841
6- Clean Resource Plan (2045) | 2030 | 752.1792 | 420.1954 | 1172.3746 | 294.4413 | 154.8639 | 449.3052 | 0.13034 | 0.12257 | 7.8238e-13 | 2.845e-13 | 7.816e-13 | 2.8422e-13 | 0.39485 | 0.82412 | 202.8393 | 81.2009 | 167.177 | 79.4571 | 1509.1691 | 1207.9562 | 5770.9487 | 3428.1334 | 782.6517 | 417.4476 | 1200.0992 | 317.0418 | 152.116 | 469.1579 | 0.13562 | 0.12177 | 1.6501e-12 | 4.4809e-13 | 1.6485e-12 | 4.4764e-13 | 0.35193 | 0.73884 | 202.8393 | 81.2009 | 167.177 | 79.4571 | 1506.8994 | 1208.2905 | 5770.9487 | 3428.1334 | 741.4873 | 420.9624 | 1162.4496 | 290.3176 | 155.6308 | 445.9484 | 0.12849 | 0.1228 | 1.0242e-12 | 3.5563e-14 | -1.0232e-12 | 0 | 0.5049 | 0.85367 | 202.8393 | 81.2009 | 167.177 | 79.4571 | 1507.6774 | 1207.7895 | 5770.9487 | 3428.1334 | [22 empty] | 764.1506 | 404.4557 | 1168.6063 | 266.863 | 133.1171 | 399.9801 | 0.13241 | 0.11798 | 7.2548e-13 | 3.7341e-14 | 7.2475e-13 | -3.7303e-14 | 0.41301 | 0.56354 | 202.8393 | 81.2009 | 167.177 | 79.4571 | 1494.5431 | 1208.4697 | 5770.9487 | 3428.1334
6- Clean Resource Plan (2045) | 2031 | 779.1572 | 431.404 | 1210.5612 | 305.0928 | 160.4187 | 465.5116 | 0.13492 | 0.12597 | 6.259e-13 | 6.4013e-14 | -6.2528e-13 | 6.3949e-14 | 0.38129 | 0.75219 | 259.4392 | 105.0437 | 206.1673 | 100.1074 | 1836.2283 | 1379.8835 | 5774.9951 | 3424.5253 | 811.2249 | 428.8305 | 1240.0555 | 329.3267 | 157.8452 | 487.1719 | 0.14047 | 0.12522 | 1.0953e-12 | 0 | -1.0942e-12 | 0 | 0.34047 | 0.67352 | 259.4392 | 105.0437 | 206.1673 | 100.1074 | 1831.4876 | 1380.098 | 5774.9951 | 3424.5253 | 767.5538 | 432.1201 | 1199.6739 | 301.5468 | 161.1348 | 462.6816 | 0.13291 | 0.12618 | 3.8408e-13 | 7.8238e-14 | -3.8369e-13 | -7.816e-14 | 0.50961 | 0.7961 | 259.4392 | 105.0437 | 206.1673 | 100.1074 | 1835.3283 | 1379.6125 | 5774.9951 | 3424.5253 | [22 empty] | 792.1252 | 419.4964 | 1211.6216 | 279.258 | 139.9369 | 419.1949 | 0.13716 | 0.1225 | 7.1125e-13 | 2.0449e-14 | 7.1054e-13 | -2.0428e-14 | 0.39348 | 0.4957 | 259.4392 | 105.0437 | 206.1673 | 100.1074 | 1819.0919 | 1380.1339 | 5774.9951 | 3424.5253
6- Clean Resource Plan (2045) | 2032 | 788.3952 | 436.6022 | 1224.9975 | 302.3383 | 159.8572 | 462.1955 | 0.13642 | 0.1276 | 6.259e-13 | 1.9204e-13 | 6.2528e-13 | 1.9185e-13 | 0.40757 | 0.76478 | 259.355 | 107.0945 | 206.1673 | 100.1074 | 1836.6374 | 1382.1322 | 5779.3277 | 3421.6365 | 821.4443 | 433.5515 | 1254.9958 | 326.4904 | 156.8065 | 483.2968 | 0.14213 | 0.12671 | 5.69e-13 | 4.9788e-14 | 5.6843e-13 | 0 | 0.36012 | 0.68031 | 259.355 | 107.0945 | 206.1673 | 100.1074 | 1833.223 | 1382.46 | 5779.3277 | 3421.6365 | 776.2127 | 437.0575 | 1213.2702 | 299.14 | 160.3125 | 459.4525 | 0.13431 | 0.12773 | 1.707e-13 | 1.4225e-13 | 1.7053e-13 | 1.4211e-13 | 0.52365 | 0.81122 | 259.355 | 107.0945 | 206.1673 | 100.1074 | 1838.0396 | 1381.9944 | 5779.3277 | 3421.6365 | [22 empty] | 800.7373 | 423.7888 | 1224.526 | 272.741 | 136.7959 | 409.5369 | 0.13855 | 0.12386 | 9.9576e-14 | 4.8899e-14 | 0 | -4.885e-14 | 0.38662 | 0.48188 | 259.355 | 107.0945 | 206.1673 | 100.1074 | 1828.3008 | 1382.402 | 5779.3277 | 3421.6365
6- Clean Resource Plan (2045) | 2033 | 811.3339 | 445.9832 | 1257.3171 | 309.5215 | 163.3678 | 472.8893 | 0.14027 | 0.13042 | 8.5351e-14 | 1.2091e-13 | 0 | 1.2079e-13 | 0.38868 | 0.69963 | 271.5644 | 107.7865 | 205.7967 | 100.1074 | 1831.3042 | 1379.3458 | 5784.1405 | 3419.5176 | 847.8435 | 443.9822 | 1291.8257 | 337.3575 | 161.3667 | 498.7242 | 0.14658 | 0.12984 | 1.4225e-13 | 1.9915e-13 | 0 | -1.9895e-13 | 0.34288 | 0.62221 | 271.5644 | 107.7865 | 205.7967 | 100.1074 | 1829.534 | 1379.929 | 5784.1405 | 3419.5176 | 798.3348 | 446.6938 | 1245.0286 | 304.4237 | 164.0784 | 468.502 | 0.13802 | 0.13063 | 5.8323e-13 | 7.1125e-14 | 5.8265e-13 | 7.1054e-14 | 0.49672 | 0.7378 | 271.5644 | 107.7865 | 205.7967 | 100.1074 | 1832.8126 | 1379.1559 | 5784.1405 | 3419.5176 | [22 empty] | 824.2796 | 433.6786 | 1257.9582 | 280.6683 | 140.005 | 420.6732 | 0.14251 | 0.12682 | 2.845e-14 | 1.1202e-13 | 0 | 1.1191e-13 | 0.35999 | 0.42861 | 271.5644 | 107.7865 | 205.7967 | 100.1074 | 1824.8755 | 1379.2923 | 5784.1405 | 3419.5176
6- Clean Resource Plan (2045) | 2034 | 827.731 | 454.0377 | 1281.7687 | 313.2459 | 165.4373 | 478.6833 | 0.14297 | 0.13283 | 8.8196e-13 | 2.2049e-13 | -8.8107e-13 | -2.2027e-13 | 0.40543 | 0.70529 | 271.4674 | 108.0385 | 205.7967 | 100.1074 | 1829.5547 | 1379.4264 | 5789.6304 | 3418.2247 | 867.1216 | 451.9461 | 1319.0678 | 342.01 | 163.3457 | 505.3557 | 0.14977 | 0.13222 | 5.69e-13 | 2.6316e-13 | -5.6843e-13 | 2.629e-13 | 0.35045 | 0.61214 | 271.4674 | 108.0385 | 205.7967 | 100.1074 | 1825.9681 | 1380.1682 | 5789.6304 | 3418.2247 | 814.2714 | 454.4874 | 1268.7588 | 308.6193 | 165.8871 | 474.5064 | 0.14064 | 0.13296 | 3.414e-13 | 2.5605e-13 | -3.4106e-13 | 2.558e-13 | 0.5008 | 0.74614 | 271.4674 | 108.0385 | 205.7967 | 100.1074 | 1831.2094 | 1379.5437 | 5789.6304 | 3418.2247 | [22 empty] | 838.0406 | 442.0268 | 1280.0674 | 279.9774 | 139.2498 | 419.2272 | 0.14475 | 0.12931 | 3.414e-13 | 5.5122e-14 | -3.4106e-13 | -5.5067e-14 | 0.3568 | 0.41995 | 271.4674 | 108.0385 | 205.7967 | 100.1074 | 1818.6012 | 1379.4401 | 5789.6304 | 3418.2247
6- Clean Resource Plan (2045) | 2035 | 845.8943 | 463.1474 | 1309.0418 | 313.9727 | 168.4434 | 482.4161 | 0.14594 | 0.13551 | 1.1949e-12 | 4.4098e-13 | -1.1937e-12 | 4.4054e-13 | 0.39064 | 0.64686 | 271.4401 | 109.6353 | 205.7967 | 101.6907 | 1821.2211 | 1379.5357 | 5795.9973 | 3417.8986 | 891.375 | 462.3244 | 1353.6994 | 346.4011 | 167.6204 | 514.0215 | 0.15379 | 0.13527 | 9.1041e-13 | 1.9915e-13 | -9.0949e-13 | -1.9895e-13 | 0.32576 | 0.52965 | 271.4401 | 109.6353 | 205.7967 | 101.6907 | 1815.3715 | 1380.205 | 5795.9973 | 3417.8986 | 831.2436 | 463.5404 | 1294.784 | 310.0914 | 168.8364 | 478.9278 | 0.14342 | 0.13562 | 2.276e-13 | 3.983e-13 | 2.2737e-13 | 3.979e-13 | 0.50894 | 0.70813 | 271.4401 | 109.6353 | 205.7967 | 101.6907 | 1822.9632 | 1379.1584 | 5795.9973 | 3417.8986 | [22 empty] | 859.4374 | 451.8254 | 1311.2629 | 285.0599 | 139.5424 | 424.6024 | 0.14828 | 0.13219 | 4.1253e-13 | 8.8907e-14 | -4.1211e-13 | -8.8818e-14 | 0.34411 | 0.37673 | 271.4401 | 109.6353 | 205.7967 | 101.6907 | 1807.0363 | 1378.6779 | 5795.9973 | 3417.8986
6- Clean Resource Plan (2045) | 2036 | 876.2255 | 480.5981 | 1356.8236 | 334.4358 | 179.6685 | 514.1043 | 0.15098 | 0.14059 | 9.9576e-13 | 1.3514e-13 | 9.9476e-13 | -1.35e-13 | 0.42363 | 0.66844 | 326.1449 | 144.3302 | 203.6057 | 98.6524 | 1822.3085 | 1380.8197 | 5803.4066 | 3418.4855 | 918.6756 | 479.0018 | 1397.6773 | 364.7894 | 178.0721 | 542.8615 | 0.1583 | 0.14012 | 1.3656e-12 | 1.2091e-13 | 1.3642e-12 | 1.2079e-13 | 0.3625 | 0.56927 | 326.1449 | 144.3302 | 203.6057 | 98.6524 | 1819.6403 | 1381.8351 | 5803.4066 | 3418.4855 | 860.7226 | 480.642 | 1341.3647 | 329.3253 | 179.7124 | 509.0378 | 0.14831 | 0.1406 | 2.4183e-13 | 3.5563e-14 | 2.4158e-13 | 0 | 0.52544 | 0.72213 | 326.1449 | 144.3302 | 203.6057 | 98.6524 | 1824.06 | 1380.107 | 5803.4066 | 3418.4855 | [22 empty] | 887.5522 | 468.6394 | 1356.1916 | 299.3655 | 149.5619 | 448.9274 | 0.15294 | 0.13709 | 7.1125e-14 | 5.3344e-15 | 0 | 0 | 0.34951 | 0.38137 | 326.1449 | 144.3302 | 203.6057 | 98.6524 | 1823.2299 | 1392.3842 | 5803.4066 | 3418.4855
6- Clean Resource Plan (2045) | 2037 | 893.0054 | 491.4216 | 1384.4271 | 333.4949 | 184.1403 | 517.6352 | 0.15364 | 0.14368 | 1.0242e-12 | 3.5563e-13 | 1.0232e-12 | -3.5527e-13 | 0.40336 | 0.59538 | 326.0754 | 144.2589 | 203.6057 | 98.6524 | 1816.2252 | 1376.1191 | 5812.1833 | 3420.3151 | 938.321 | 491.7683 | 1430.0893 | 364.2079 | 184.4871 | 548.6949 | 0.16144 | 0.14378 | 1.1096e-12 | 2.845e-13 | 1.1084e-12 | 2.8422e-13 | 0.32432 | 0.47252 | 326.0754 | 144.2589 | 203.6057 | 98.6524 | 1813.8939 | 1377.6027 | 5812.1833 | 3420.3151 | 876.9151 | 491.8046 | 1368.7197 | 327.9655 | 184.5233 | 512.4888 | 0.15088 | 0.14379 | 5.9745e-13 | 1.4225e-14 | 5.9686e-13 | 0 | 0.49139 | 0.64741 | 326.0754 | 144.2589 | 203.6057 | 98.6524 | 1816.8666 | 1376.0351 | 5812.1833 | 3420.3151 | [22 empty] | 903.4055 | 476.4578 | 1379.8633 | 298.7181 | 149.8789 | 448.597 | 0.15543 | 0.1393 | 3.5563e-13 | 9.4241e-14 | 3.5527e-13 | -9.4147e-14 | 0.31497 | 0.32567 | 326.0754 | 144.2589 | 203.6057 | 98.6524 | 1818.4187 | 1393.3828 | 5812.1833 | 3420.3151
6- Clean Resource Plan (2045) | 2038 | 917.4018 | 505.8239 | 1423.2257 | 348.5775 | 192.0596 | 540.637 | 0.15757 | 0.14779 | 1.0953e-12 | 1.4225e-14 | 1.0942e-12 | 0 | 0.42356 | 0.62509 | 336.7873 | 147.3253 | 219.8442 | 107.1488 | 1947.8782 | 1445.5583 | 5822.3697 | 3422.6711 | 960.8597 | 503.2577 | 1464.1174 | 378.8776 | 189.4934 | 568.371 | 0.16503 | 0.14704 | 5.9745e-13 | 3.6274e-13 | 5.9686e-13 | 3.6238e-13 | 0.35629 | 0.52625 | 336.7873 | 147.3253 | 219.8442 | 107.1488 | 1944.045 | 1447.0406 | 5822.3697 | 3422.6711 | 902.5336 | 506.877 | 1409.4106 | 344.44 | 193.1126 | 537.5526 | 0.15501 | 0.14809 | 1.8493e-13 | 1.7781e-13 | 1.8474e-13 | -1.7764e-13 | 0.49616 | 0.67049 | 336.7873 | 147.3253 | 219.8442 | 107.1488 | 1948.3163 | 1444.7835 | 5822.3697 | 3422.6711 | [22 empty] | 916.1542 | 484.8122 | 1400.9663 | 301.0348 | 150.101 | 451.1358 | 0.15735 | 0.14165 | 8.8196e-13 | 2.5005e-15 | 8.8107e-13 | 2.498e-15 | 0.31693 | 0.35007 | 336.7873 | 147.3253 | 219.8442 | 107.1488 | 1956.313 | 1467.611 | 5822.3697 | 3422.6711
6- Clean Resource Plan (2045) | 2039 | 935.1339 | 512.6293 | 1447.7631 | 348.1381 | 192.2486 | 540.3867 | 0.16028 | 0.14962 | 4.2675e-13 | 9.2463e-14 | -4.2633e-13 | 9.2371e-14 | 0.41398 | 0.57737 | 336.7178 | 147.2789 | 219.8442 | 107.1488 | 1945.1328 | 1444.937 | 5834.5373 | 3426.2937 | 981.7286 | 510.1397 | 1491.8684 | 381.7379 | 189.759 | 571.497 | 0.16826 | 0.14889 | 9.9576e-13 | 3.2006e-13 | 9.9476e-13 | 3.1974e-13 | 0.35158 | 0.48405 | 336.7178 | 147.2789 | 219.8442 | 107.1488 | 1940.8311 | 1445.9936 | 5834.5373 | 3426.2937 | 919.0791 | 513.4519 | 1432.531 | 343.5209 | 193.0712 | 536.5921 | 0.15752 | 0.14986 | 8.6773e-13 | 9.2463e-14 | 8.6686e-13 | 9.2371e-14 | 0.49695 | 0.6319 | 336.7178 | 147.2789 | 219.8442 | 107.1488 | 1944.8938 | 1443.8792 | 5834.5373 | 3426.2937 | [22 empty] | 936.363 | 492.4519 | 1428.8149 | 305.0161 | 148.0424 | 453.0585 | 0.16049 | 0.14373 | 7.6815e-13 | 0 | -7.6739e-13 | 0 | 0.32011 | 0.33671 | 336.7178 | 147.2789 | 219.8442 | 107.1488 | 1963.7333 | 1471.637 | 5834.5373 | 3426.2937
6- Clean Resource Plan (2045) | 2040 | 952.5334 | 525.7976 | 1478.331 | 353.495 | 198.6633 | 552.1584 | 0.16287 | 0.15324 | 8.3928e-13 | 3.6274e-13 | 8.3844e-13 | -3.6238e-13 | 0.41435 | 0.56847 | 347.4739 | 150.3588 | 236.0827 | 115.6453 | 2079.1382 | 1517.5011 | 5848.5503 | 3431.2987 | 996.7935 | 520.0016 | 1516.7951 | 385.2369 | 192.8673 | 578.1042 | 0.17043 | 0.15155 | 8.2506e-13 | 6.4013e-14 | 8.2423e-13 | 6.3949e-14 | 0.3584 | 0.4849 | 347.4739 | 150.3588 | 236.0827 | 115.6453 | 2071.2413 | 1518.0866 | 5848.5503 | 3431.2987 | 937.2445 | 526.9598 | 1464.2043 | 350.4865 | 199.8255 | 550.312 | 0.16025 | 0.15357 | 2.845e-14 | 4.0541e-13 | 0 | -4.0501e-13 | 0.49156 | 0.63071 | 347.4739 | 150.3588 | 236.0827 | 115.6453 | 2078.0403 | 1516.881 | 5848.5503 | 3431.2987 | [22 empty] | 946.9429 | 503.7915 | 1450.7344 | 302.482 | 152.4885 | 454.9705 | 0.16191 | 0.14682 | 6.9703e-13 | 1.3336e-14 | 6.9633e-13 | -1.3323e-14 | 0.31026 | 0.32394 | 347.4739 | 150.3588 | 236.0827 | 115.6453 | 2078.6263 | 1542.0139 | 5848.5503 | 3431.2987
6- Clean Resource Plan (2045) | 2041 | 963.3069 | 529.4468 | 1492.7537 | 348.7599 | 195.4232 | 544.1831 | 0.16424 | 0.15396 | 3.8408e-13 | 1.0669e-14 | -3.8369e-13 | 0 | 0.41201 | 0.50956 | 370.3112 | 159.8726 | 255.2491 | 125.5395 | 2224.9463 | 1594.4625 | 5865.2604 | 3438.9382 | 1013.7264 | 526.5515 | 1540.2779 | 386.2021 | 192.5279 | 578.73 | 0.17284 | 0.15311 | 7.6815e-13 | 1.0669e-13 | -7.6739e-13 | 1.0658e-13 | 0.35639 | 0.42634 | 370.3112 | 159.8726 | 255.2491 | 125.5395 | 2216.6577 | 1594.2179 | 5865.2604 | 3438.9382 | 946.8063 | 530.5438 | 1477.3501 | 343.7863 | 196.5201 | 540.3064 | 0.16143 | 0.15428 | 6.3302e-13 | 1.0313e-13 | 6.3238e-13 | 1.0303e-13 | 0.4745 | 0.55865 | 370.3112 | 159.8726 | 255.2491 | 125.5395 | 2224.7267 | 1593.7506 | 5865.2604 | 3438.9382 | [22 empty] | 966.4665 | 511.1752 | 1477.6418 | 304.8571 | 153.158 | 458.0151 | 0.16478 | 0.14864 | 1.4225e-13 | 9.2463e-14 | 1.4211e-13 | -9.2371e-14 | 0.29934 | 0.27038 | 370.3112 | 159.8726 | 255.2491 | 125.5395 | 2234.3104 | 1614.9783 | 5865.2604 | 3438.9382
6- Clean Resource Plan (2045) | 2042 | 986.6048 | 543.0963 | 1529.7011 | 363.0696 | 202.043 | 565.1126 | 0.16765 | 0.15747 | 9.2463e-13 | 2.4894e-13 | 9.2371e-13 | -2.4869e-13 | 0.43519 | 0.55124 | 381.0104 | 163.7367 | 271.4876 | 134.8108 | 2341.7152 | 1659.4875 | 5884.7466 | 3448.9746 | 1035.4349 | 538.813 | 1574.2479 | 398.4463 | 197.7596 | 596.2059 | 0.17595 | 0.15622 | 9.6731e-13 | 2.4538e-13 | -9.6634e-13 | 2.4514e-13 | 0.37672 | 0.46662 | 381.0104 | 163.7367 | 271.4876 | 134.8108 | 2336.4268 | 1660.271 | 5884.7466 | 3448.9746 | 970.4254 | 544.6217 | 1515.047 | 359.4431 | 203.5683 | 563.0113 | 0.16491 | 0.15791 | 6.4013e-13 | 2.9161e-13 | 6.3949e-13 | 2.9132e-13 | 0.50703 | 0.60771 | 381.0104 | 163.7367 | 271.4876 | 134.8108 | 2345.5374 | 1659.3993 | 5884.7466 | 3448.9746 | [22 empty] | 979.2259 | 522.5276 | 1501.7535 | 306.8569 | 154.9247 | 461.7816 | 0.1664 | 0.1515 | 2.4894e-13 | 1.1736e-13 | -2.4869e-13 | 1.1724e-13 | 0.32208 | 0.31699 | 381.0104 | 163.7367 | 271.4876 | 134.8108 | 2367.0495 | 1691.6713 | 5884.7466 | 3448.9746
6- Clean Resource Plan (2045) | 2043 | 1025.2861 | 563.2789 | 1588.565 | 381.8296 | 215.0485 | 596.8781 | 0.17356 | 0.16276 | 1.5648e-13 | 5.69e-14 | 1.5632e-13 | -5.6843e-14 | 0.43121 | 0.4784 | 392.1212 | 171.9703 | 288.258 | 142.5198 | 2466.6084 | 1723.2678 | 5907.5005 | 3460.7872 | 1079.066 | 560.8327 | 1639.8986 | 423.5023 | 212.6023 | 636.1046 | 0.18266 | 0.16205 | 1.138e-13 | 3.3073e-13 | 0 | 3.304e-13 | 0.38003 | 0.40854 | 392.1212 | 171.9703 | 288.258 | 142.5198 | 2459.1536 | 1722.4142 | 5907.5005 | 3460.7872 | 1006.3446 | 563.5763 | 1569.9209 | 375.0845 | 215.346 | 590.4304 | 0.17035 | 0.16285 | 6.259e-13 | 3.414e-13 | -6.2528e-13 | 3.4106e-13 | 0.49034 | 0.53331 | 392.1212 | 171.9703 | 288.258 | 142.5198 | 2468.6832 | 1723.0282 | 5907.5005 | 3460.7872 | [22 empty] | 1020.3851 | 544.0985 | 1564.4836 | 332.2504 | 165.7769 | 498.0273 | 0.17273 | 0.15722 | 6.259e-13 | 1.1736e-13 | 6.2528e-13 | -1.1724e-13 | 0.32661 | 0.2935 | 392.1212 | 171.9703 | 288.258 | 142.5198 | 2500.581 | 1762.2103 | 5907.5005 | 3460.7872
6- Clean Resource Plan (2045) | 2044 | 1049.477 | 576.6756 | 1626.1526 | 401.1468 | 221.1201 | 622.2668 | 0.17684 | 0.16593 | 8.5351e-13 | 2.0271e-13 | 8.5265e-13 | -2.025e-13 | 0.46801 | 0.53919 | 403.8154 | 181.1093 | 287.9017 | 167.2548 | 2468.4904 | 1931.3215 | 5934.5404 | 3475.3416 | 1106.2169 | 566.1695 | 1672.3864 | 443.9923 | 210.6139 | 654.6062 | 0.1864 | 0.16291 | 9.6731e-13 | 5.69e-14 | -9.6634e-13 | 5.6843e-14 | 0.40961 | 0.45913 | 403.8154 | 181.1093 | 287.9017 | 167.2548 | 2462.7537 | 1930.3048 | 5934.5404 | 3475.3416 | 1029.2263 | 580.674 | 1609.9003 | 395.2103 | 225.1185 | 620.3288 | 0.17343 | 0.16708 | 6.4013e-13 | 3.1651e-13 | -6.3949e-13 | -3.1619e-13 | 0.54549 | 0.6057 | 403.8154 | 181.1093 | 287.9017 | 167.2548 | 2469.0014 | 1929.5571 | 5934.5404 | 3475.3416 | [22 empty] | 1036.2457 | 537.5336 | 1573.7792 | 333.3959 | 158.998 | 492.3939 | 0.17461 | 0.15467 | 2.845e-13 | 2.0626e-13 | 2.8422e-13 | -2.0606e-13 | 0.33579 | 0.31911 | 403.8154 | 181.1093 | 287.9017 | 167.2548 | 2525.284 | 1981.3717 | 5934.5404 | 3475.3416
6- Clean Resource Plan (2045) | 2045 | 1252.0443 | 682.5695 | 1934.6139 | 552.7756 | 319.5348 | 872.3104 | 0.20985 | 0.19546 | 2.845e-13 | 1.6003e-13 | -2.8422e-13 | 1.5987e-13 | -0.17937 | 0 | 740.3719 | 389.3308 | 452.931 | 243.3856 | 3574.3058 | 2442.9749 | 5966.3271 | 3492.204 | 1235.8803 | 672.1337 | 1908.014 | 533.2713 | 309.099 | 842.3703 | 0.20714 | 0.19247 | 2.1693e-13 | 1.1914e-13 | -2.1672e-13 | 1.1902e-13 | -0.15587 | 0 | 740.3719 | 389.3308 | 452.931 | 243.3856 | 3569.6797 | 2442.6263 | 5966.3271 | 3492.204 | 1257.7542 | 686.5688 | 1944.323 | 559.6467 | 323.5341 | 883.1807 | 0.21081 | 0.1966 | 2.4183e-13 | 1.1736e-13 | 2.4158e-13 | 1.1724e-13 | -0.16577 | 0 | 740.3719 | 389.3308 | 452.931 | 243.3856 | 3574.9489 | 2444.0758 | 5966.3271 | 3492.204 | [22 empty] | 1118.0285 | 577.3054 | 1695.3339 | 417.8764 | 225.7775 | 643.6538 | 0.18739 | 0.16531 | 3.8408e-13 | 6.9703e-13 | 3.8369e-13 | -6.9633e-13 | -0.1123 | 0 | 740.3719 | 389.3308 | 452.931 | 243.3856 | 3619.3166 | 2765.5166 | 5966.3271 | 3492.204
6- Clean Resource Plan (2045) | NPV | 8976.2692 | 4980.9478 | 13957.217 | 3592.7267 | 1787.0744 | 5379.8012 |  |  | 6.3508e-12 | 2.3341e-12 | 8.6995e-13 | -3.1303e-13 | 6.6014 | 11.6768 | [8 empty] | 9340.7441 | 4974.8906 | 14315.6347 | 3833.0557 | 1781.0173 | 5614.073 |  |  | 1.0721e-11 | 2.4596e-12 | -1.6011e-12 | 2.6471e-13 | 5.7199 | 10.295 | [8 empty] | 8848.2061 | 4981.447 | 13829.6531 | 3568.8626 | 1787.5736 | 5356.4362 |  |  | 4.788e-12 | 2.2587e-12 | 1.5685e-12 | 2.6324e-13 | 8.2325 | 12.4036 | [8 empty] | 0 | 0 | 0 | 0 | 0 | 0 |  |  | 0 | 0 | 0 | 0 | 0 | 0 | [8 empty] | 9093.7426 | 4842.3978 | 13936.1404 | 3053.0401 | 1569.0814 | 4622.1215 |  |  | 5.8308e-12 | 1.0366e-12 | 1.1564e-12 | -3.9486e-13 | 6.7876 | 8.74
6- Clean Resource Plan (2045) | Levelized | 760.7779 | 422.157 | 1182.935 | 304.4992 | 151.4623 | 455.9616 |  |  | 5.3826e-13 | 1.9783e-13 | 7.3732e-14 | -2.653e-14 | 0.5595 | 0.98966 | [8 empty] | 791.6688 | 421.6437 | 1213.3124 | 324.8682 | 150.949 | 475.8171 |  |  | 9.0867e-13 | 2.0847e-13 | -1.357e-13 | 2.2436e-14 | 0.48479 | 0.87255 | [8 empty] | 749.924 | 422.1993 | 1172.1234 | 302.4767 | 151.5047 | 453.9813 |  |  | 4.058e-13 | 1.9143e-13 | 1.3293e-13 | 2.2311e-14 | 0.69774 | 1.0513 | [8 empty] | #NUM! | #NUM! | #NUM! | #NUM! | #NUM! | #NUM! |  |  | #NUM! | #NUM! | #NUM! | #NUM! | #NUM! | #NUM! | [8 empty] | 770.7343 | 410.4143 | 1181.1486 | 258.7585 | 132.9865 | 391.7449 |  |  | 4.9419e-13 | 8.7853e-14 | 9.801e-14 | -3.3466e-14 | 0.57528 | 0.74075
15- Colstrip Exit 2025 | 2022 | 571.1394 | 306.326 | 877.4654 | 250.8001 | 82.2926 | 333.0928 | 0.10079 | 0.08928 | 2.7028e-13 | 1.4936e-13 | 2.7001e-13 | 1.4921e-13 | 1.3192 | 1.9443 | 0 | 0 | 0 | 0 | 0 | 0 | 5666.8213 | 3431.0872 | 586.635 | 311.313 | 897.948 | 254.0146 | 87.2796 | 341.2942 | 0.10352 | 0.090733 | 7.2548e-13 | 5.69e-14 | -7.2475e-13 | 5.6843e-14 | 1.2091 | 1.7634 | 0 | 0 | 0 | 0 | 0 | 0 | 5666.8213 | 3431.0872 | 565.2314 | 304.2921 | 869.5236 | 254.0814 | 80.2588 | 334.3401 | 0.099744 | 0.088687 | 9.6731e-13 | 2.4183e-13 | 9.6634e-13 | -2.4158e-13 | 1.473 | 2.0313 | 0 | 0 | 0 | 0 | 0 | 0 | 5666.8213 | 3431.0872 | [22 empty] | 579.1335 | 312.8124 | 891.946 | 170.0513 | 87.2499 | 257.3012 | 0.1022 | 0.09117 | 7.6815e-13 | 4.552e-13 | 7.6739e-13 | -4.5475e-13 | 1.2644 | 1.5581 | 0 | 0 | 0 | 0 | 0 | 0 | 5666.8213 | 3431.0872
15- Colstrip Exit 2025 | 2023 | 591.697 | 314.9523 | 906.6492 | 257.6156 | 86.153 | 343.7686 | 0.10389 | 0.091518 | 3.2718e-13 | 2.4183e-13 | 3.2685e-13 | 2.4158e-13 | 1.2012 | 1.8092 | 33.271 | 0 | 45.6288 | 0 | 424.9125 | 0 | 5695.406 | 3441.4192 | 604.6528 | 320.8957 | 925.5485 | 254.4005 | 92.0964 | 346.4969 | 0.10617 | 0.093245 | 1.0384e-12 | 3.8408e-13 | -1.0374e-12 | 3.8369e-13 | 1.0749 | 1.5881 | 33.271 | 0 | 45.6288 | 0 | 424.9125 | 0 | 5695.406 | 3441.4192 | 586.8192 | 312.7075 | 899.5267 | 264.1064 | 83.9083 | 348.0147 | 0.10303 | 0.090866 | 3.6985e-13 | 4.9788e-14 | -3.6948e-13 | 0 | 1.3939 | 1.9182 | 33.271 | 0 | 45.6288 | 0 | 424.9125 | 0 | 5695.406 | 3441.4192 | [22 empty] | 601.5009 | 326.4579 | 927.9588 | 183.5668 | 93.7847 | 277.3515 | 0.10561 | 0.094861 | 4.4098e-13 | 1.3514e-13 | -4.4054e-13 | -1.35e-13 | 1.1468 | 1.4059 | 33.271 | 0 | 45.6288 | 0 | 424.9125 | 0 | 5695.406 | 3441.4192
15- Colstrip Exit 2025 | 2024 | 623.8385 | 327.2553 | 951.0937 | 282.3755 | 93.5867 | 375.9622 | 0.10908 | 0.094831 | 9.5308e-13 | 1.2803e-13 | 9.5213e-13 | -1.279e-13 | 1.1991 | 1.7899 | 67.3094 | 1.6289 | 91.2576 | 0 | 851.9718 | 0 | 5718.9796 | 3450.9274 | 635.0436 | 334.5947 | 969.6383 | 282.398 | 100.9261 | 383.3241 | 0.11104 | 0.096958 | 2.1338e-13 | 4.7654e-13 | -2.1316e-13 | 4.7606e-13 | 1.0995 | 1.6481 | 67.3094 | 1.6289 | 91.2576 | 0 | 851.9718 | 0 | 5718.9796 | 3450.9274 | 619.346 | 324.4633 | 943.8092 | 288.5679 | 90.7947 | 379.3626 | 0.1083 | 0.094022 | 5.69e-14 | 2.845e-13 | 0 | 2.8422e-13 | 1.4122 | 1.8707 | 67.3094 | 1.6289 | 91.2576 | 0 | 851.9718 | 0 | 5718.9796 | 3450.9274 | [22 empty] | 634.797 | 350.365 | 985.162 | 205.0991 | 108.9953 | 314.0944 | 0.111 | 0.10153 | 3.414e-13 | 2.7028e-13 | -3.4106e-13 | -2.7001e-13 | 1.1775 | 1.4328 | 67.3094 | 1.6289 | 91.2576 | 0 | 851.9718 | 0 | 5718.9796 | 3450.9274
15- Colstrip Exit 2025 | 2025 | 643.8345 | 335.4464 | 979.2809 | 284.225 | 96.8023 | 381.0273 | 0.11216 | 0.096963 | 3.414e-13 | 2.5605e-13 | 3.4106e-13 | 2.558e-13 | 1.1953 | 1.6571 | 69.0445 | 4.227 | 91.2576 | 0 | 849.825 | 0 | 5740.232 | 3459.5217 | 658.9324 | 345.3061 | 1004.2385 | 287.071 | 106.662 | 393.733 | 0.11479 | 0.099813 | 5.69e-13 | 6.1168e-13 | 5.6843e-13 | 6.1107e-13 | 1.1074 | 1.486 | 69.0445 | 4.227 | 91.2576 | 0 | 849.825 | 0 | 5740.232 | 3459.5217 | 638.1401 | 331.8821 | 970.0222 | 286.4956 | 93.238 | 379.7336 | 0.11117 | 0.095933 | 3.1295e-13 | 4.4098e-13 | 3.1264e-13 | 4.4054e-13 | 1.3046 | 1.6697 | 69.0445 | 4.227 | 91.2576 | 0 | 849.825 | 0 | 5740.232 | 3459.5217 | [22 empty] | 675.6803 | 384.9387 | 1060.619 | 227.6646 | 126.9177 | 354.5824 | 0.11771 | 0.11127 | 3.414e-13 | 5.8323e-13 | 3.4106e-13 | 5.8265e-13 | 1.0972 | 1.2292 | 69.0445 | 4.227 | 91.2576 | 0 | 849.825 | 0 | 5740.232 | 3459.5217
15- Colstrip Exit 2025 | 2026 | 635.3351 | 338.251 | 973.586 | 270.584 | 94.5207 | 365.1047 | 0.1104 | 0.097636 | 2.845e-13 | 4.552e-13 | -2.8422e-13 | -4.5475e-13 | 0.77865 | 1.2417 | 79.8928 | 12.6861 | 97.6256 | 3.332 | 902.0067 | 27.303 | 5754.6559 | 3464.4028 | 666.1727 | 356.8747 | 1023.0474 | 292.0335 | 113.1444 | 405.178 | 0.11576 | 0.10301 | 9.2463e-13 | 3.2718e-13 | -9.2371e-13 | -3.2685e-13 | 0.68663 | 1.1073 | 79.8928 | 12.6861 | 97.6256 | 3.332 | 903.8687 | 28.2773 | 5754.6559 | 3464.4028 | 624.3494 | 331.664 | 956.0134 | 266.5159 | 87.9338 | 354.4496 | 0.10849 | 0.095735 | 4.2675e-13 | 0 | 4.2633e-13 | 0 | 0.98613 | 1.3426 | 79.8928 | 12.6861 | 97.6256 | 3.332 | 901.5658 | 27.0723 | 5754.6559 | 3464.4028 | [22 empty] | 663.4489 | 366.9724 | 1030.4212 | 231.883 | 124.0855 | 355.9685 | 0.11529 | 0.10593 | 5.69e-13 | 2.2049e-13 | 5.6843e-13 | -2.2027e-13 | 0.97311 | 1.1236 | 79.8928 | 12.6861 | 97.6256 | 3.332 | 903.3613 | 28.0118 | 5754.6559 | 3464.4028
15- Colstrip Exit 2025 | 2027 | 668.9065 | 366.6478 | 1035.5543 | 252.8979 | 117.7212 | 370.6192 | 0.11599 | 0.10566 | 5.9745e-13 | 4.1253e-13 | 5.9686e-13 | 4.1211e-13 | 0.49273 | 0.66642 | 188.946 | 156.8713 | 172.4529 | 119.397 | 934.9802 | 79.081 | 5767.1759 | 3470.0606 | 703.4387 | 387.7221 | 1091.1608 | 282.1531 | 138.7955 | 420.9486 | 0.12197 | 0.11173 | 1.2518e-12 | 6.6858e-13 | -1.2506e-12 | -6.6791e-13 | 0.44875 | 0.59321 | 188.946 | 156.8713 | 172.4529 | 119.397 | 929.9729 | 69.6058 | 5767.1759 | 3470.0606 | 657.1369 | 359.5566 | 1016.6935 | 247.1797 | 110.63 | 357.8096 | 0.11394 | 0.10362 | 2.845e-14 | 4.7654e-13 | 0 | -4.7606e-13 | 0.62693 | 0.76387 | 188.946 | 156.8713 | 172.4529 | 119.397 | 955.0711 | 110.8809 | 5767.1759 | 3470.0606 | [22 empty] | 714.2904 | 404.6944 | 1118.9849 | 254.5091 | 147.5741 | 402.0831 | 0.12385 | 0.11662 | 3.6985e-13 | 2.9873e-13 | -3.6948e-13 | 2.9843e-13 | 0.65195 | 0.58506 | 188.946 | 156.8713 | 172.4529 | 119.397 | 925.47 | 62.3355 | 5767.1759 | 3470.0606
15- Colstrip Exit 2025 | 2028 | 698.5815 | 371.9376 | 1070.5192 | 272.1593 | 117.705 | 389.8643 | 0.12085 | 0.107 | 3.414e-13 | 3.5563e-13 | 3.4106e-13 | -3.5527e-13 | 0.43385 | 0.68526 | 217.7148 | 157.3051 | 217.6161 | 119.397 | 1365.4887 | 82.7977 | 5780.6817 | 3476.1672 | 727.5754 | 394.9494 | 1122.5247 | 295.087 | 140.7168 | 435.8038 | 0.12586 | 0.11362 | 1.0527e-12 | 6.4013e-13 | 1.0516e-12 | 6.3949e-13 | 0.38657 | 0.60532 | 217.7148 | 157.3051 | 217.6161 | 119.397 | 1358.6206 | 71.7376 | 5780.6817 | 3476.1672 | 688.5573 | 364.0301 | 1052.5874 | 267.7138 | 109.7975 | 377.5113 | 0.11911 | 0.10472 | 4.2675e-14 | 4.6943e-13 | 0 | 4.6896e-13 | 0.56246 | 0.76625 | 217.7148 | 157.3051 | 217.6161 | 119.397 | 1375.6106 | 99.2371 | 5780.6817 | 3476.1672 | [22 empty] | 718.937 | 410.1965 | 1129.1335 | 252.3242 | 146.092 | 398.4162 | 0.12437 | 0.118 | 5.8323e-13 | 6.1168e-13 | 5.8265e-13 | -6.1107e-13 | 0.58493 | 0.58218 | 217.7148 | 157.3051 | 217.6161 | 119.397 | 1355.1904 | 65.5734 | 5780.6817 | 3476.1672
15- Colstrip Exit 2025 | 2029 | 714.0464 | 378.3305 | 1092.3769 | 270.9416 | 118.6842 | 389.6258 | 0.12324 | 0.10865 | 5.121e-13 | 2.845e-13 | 5.1159e-13 | -2.8422e-13 | 0.4339 | 0.62131 | 217.6432 | 157.248 | 217.6161 | 119.397 | 1360.0467 | 80.5794 | 5794.1741 | 3482.2626 | 745.9776 | 403.792 | 1149.7696 | 296.4712 | 144.1457 | 440.6169 | 0.12875 | 0.11596 | 1.707e-12 | 1.01e-12 | -1.7053e-12 | -1.009e-12 | 0.38529 | 0.54096 | 217.6432 | 157.248 | 217.6161 | 119.397 | 1353.2625 | 68.5517 | 5794.1741 | 3482.2626 | 702.7723 | 369.5064 | 1072.2786 | 266.6133 | 109.86 | 376.4733 | 0.12129 | 0.10611 | 8.1083e-13 | 5.2633e-13 | 8.1002e-13 | -5.258e-13 | 0.56563 | 0.71914 | 217.6432 | 157.248 | 217.6161 | 119.397 | 1373.3785 | 101.6708 | 5794.1741 | 3482.2626 | [22 empty] | 739.9173 | 419.9898 | 1159.9071 | 255.983 | 147.918 | 403.9009 | 0.1277 | 0.12061 | 5.2633e-13 | 6.259e-13 | 5.258e-13 | -6.2528e-13 | 0.54833 | 0.5012 | 217.6432 | 157.248 | 217.6161 | 119.397 | 1346.6628 | 57.074 | 5794.1741 | 3482.2626
15- Colstrip Exit 2025 | 2030 | 732.3993 | 382.9231 | 1115.3223 | 276.9872 | 117.7556 | 394.7427 | 0.12622 | 0.10984 | 2.9873e-13 | 4.4098e-13 | 2.9843e-13 | 4.4054e-13 | 0.42811 | 0.61569 | 217.5441 | 157.1681 | 217.6161 | 119.397 | 1351.2202 | 67.8417 | 5802.6628 | 3486.0348 | 767.1359 | 410.56 | 1177.6959 | 303.8816 | 145.3925 | 449.274 | 0.1322 | 0.11777 | 1.2803e-12 | 2.845e-13 | -1.279e-12 | -2.8422e-13 | 0.37983 | 0.52623 | 217.5441 | 157.1681 | 217.6161 | 119.397 | 1351.4982 | 67.5445 | 5802.6628 | 3486.0348 | 720.3398 | 373.5007 | 1093.8405 | 272.3869 | 108.3332 | 380.7201 | 0.12414 | 0.10714 | 4.6943e-13 | 6.5435e-13 | -4.6896e-13 | 6.537e-13 | 0.56674 | 0.71578 | 217.5441 | 157.1681 | 217.6161 | 119.397 | 1363.5982 | 87.2403 | 5802.6628 | 3486.0348 | [22 empty] | 756.0321 | 425.3094 | 1181.3416 | 257.7912 | 147.1185 | 404.9097 | 0.13029 | 0.122 | 7.1125e-14 | 2.1338e-13 | 0 | 2.1316e-13 | 0.54382 | 0.49785 | 217.5441 | 157.1681 | 217.6161 | 119.397 | 1356.9347 | 75.1193 | 5802.6628 | 3486.0348
15- Colstrip Exit 2025 | 2031 | 750.6574 | 387.6221 | 1138.2795 | 278.0578 | 116.8266 | 394.8844 | 0.12918 | 0.11107 | 4.1253e-13 | 3.2718e-13 | 4.1211e-13 | -3.2685e-13 | 0.45366 | 0.55574 | 261.7986 | 157.0767 | 250.3536 | 119.397 | 1630.8574 | 75.8029 | 5811.0089 | 3489.7442 | 788.2375 | 420.3575 | 1208.5951 | 307.295 | 149.5621 | 456.8571 | 0.13565 | 0.12046 | 4.8365e-13 | 8.6773e-13 | -4.8317e-13 | 8.6686e-13 | 0.39832 | 0.46059 | 261.7986 | 157.0767 | 250.3536 | 119.397 | 1623.3611 | 63.8902 | 5811.0089 | 3489.7442 | 737.232 | 376.136 | 1113.3681 | 273.5149 | 105.3406 | 378.8554 | 0.12687 | 0.10778 | 1.138e-13 | 6.4013e-13 | 1.1369e-13 | -6.3949e-13 | 0.59253 | 0.66883 | 261.7986 | 157.0767 | 250.3536 | 119.397 | 1641.9177 | 93.2371 | 5811.0089 | 3489.7442 | [22 empty] | 777.0392 | 437.9005 | 1214.9397 | 261.4725 | 149.2667 | 410.7392 | 0.13372 | 0.12548 | 2.276e-13 | 1.0242e-12 | 2.2737e-13 | 1.0232e-12 | 0.52889 | 0.42023 | 261.7986 | 157.0767 | 250.3536 | 119.397 | 1623.315 | 62.9654 | 5811.0089 | 3489.7442
15- Colstrip Exit 2025 | 2032 | 761.3813 | 392.2887 | 1153.6701 | 277.6245 | 115.7581 | 393.3825 | 0.13084 | 0.11229 | 9.3886e-13 | 2.845e-13 | 9.3792e-13 | -2.8422e-13 | 0.47136 | 0.5659 | 264.2905 | 156.974 | 250.3536 | 119.397 | 1633.9262 | 74.3033 | 5819.3307 | 3493.469 | 799.9216 | 426.4483 | 1226.3699 | 306.8238 | 149.9177 | 456.7415 | 0.13746 | 0.12207 | 1.3941e-12 | 5.4055e-13 | 1.3927e-12 | 5.4001e-13 | 0.4096 | 0.46418 | 264.2905 | 156.974 | 250.3536 | 119.397 | 1627.3188 | 63.8811 | 5819.3307 | 3493.469 | 747.3676 | 380.2731 | 1127.6407 | 273.6534 | 103.7425 | 377.3959 | 0.12843 | 0.10885 | 8.5351e-14 | 1.707e-13 | 0 | -1.7053e-13 | 0.61672 | 0.69044 | 264.2905 | 156.974 | 250.3536 | 119.397 | 1647.7295 | 95.9178 | 5819.3307 | 3493.469 | [22 empty] | 786.8702 | 443.5843 | 1230.4545 | 256.5557 | 147.3054 | 403.8611 | 0.13522 | 0.12698 | 6.259e-13 | 2.276e-13 | -6.2528e-13 | 2.2737e-13 | 0.52712 | 0.40425 | 264.2905 | 156.974 | 250.3536 | 119.397 | 1625.8934 | 60.7525 | 5819.3307 | 3493.469
15- Colstrip Exit 2025 | 2033 | 780.3778 | 401.2532 | 1181.6309 | 280.7004 | 118.8749 | 399.5753 | 0.13391 | 0.11473 | 1.1949e-12 | 4.1253e-13 | -1.1937e-12 | -4.1211e-13 | 0.4565 | 0.51778 | 267.8727 | 156.8484 | 250.3536 | 119.397 | 1625.9368 | 68.6029 | 5827.7761 | 3497.2621 | 822.7832 | 438.731 | 1261.5142 | 314.193 | 156.3527 | 470.5457 | 0.14118 | 0.12545 | 3.414e-13 | 7.8238e-13 | 3.4106e-13 | -7.816e-13 | 0.40085 | 0.42813 | 267.8727 | 156.8484 | 250.3536 | 119.397 | 1621.9712 | 62.1593 | 5827.7761 | 3497.2621 | 765.3759 | 388.3077 | 1153.6835 | 274.7499 | 105.9294 | 380.6792 | 0.13133 | 0.11103 | 2.276e-13 | 4.552e-13 | 2.2737e-13 | 4.5475e-13 | 0.58123 | 0.62656 | 267.8727 | 156.8484 | 250.3536 | 119.397 | 1640.2472 | 91.2035 | 5827.7761 | 3497.2621 | [22 empty] | 806.5465 | 452.6301 | 1259.1766 | 260.7383 | 149.4932 | 410.2315 | 0.1384 | 0.12942 | 1.1096e-12 | 7.966e-13 | -1.1084e-12 | -7.9581e-13 | 0.4936 | 0.36243 | 267.8727 | 156.8484 | 250.3536 | 119.397 | 1617.7068 | 54.9655 | 5827.7761 | 3497.2621
15- Colstrip Exit 2025 | 2034 | 796.6333 | 409.3673 | 1206.0006 | 284.7304 | 121.0249 | 405.7553 | 0.13649 | 0.11692 | 1.9915e-13 | 8.5351e-14 | 1.9895e-13 | 0 | 0.4577 | 0.51607 | 272.0745 | 156.8028 | 250.3536 | 119.397 | 1627.8188 | 72.1469 | 5836.5168 | 3501.2063 | 842.5067 | 450.1529 | 1292.6596 | 319.4558 | 161.8105 | 481.2663 | 0.14435 | 0.12857 | 3.1295e-13 | 8.9618e-13 | 3.1264e-13 | -8.9528e-13 | 0.38763 | 0.40437 | 272.0745 | 156.8028 | 250.3536 | 119.397 | 1620.4182 | 60.4628 | 5836.5168 | 3501.2063 | 781.1269 | 395.8565 | 1176.9834 | 278.6357 | 107.5141 | 386.1498 | 0.13383 | 0.11306 | 7.1125e-13 | 8.5351e-14 | -7.1054e-13 | 0 | 0.57756 | 0.6205 | 272.0745 | 156.8028 | 250.3536 | 119.397 | 1635.2559 | 83.5726 | 5836.5168 | 3501.2063 | [22 empty] | 820.7119 | 461.6432 | 1282.3551 | 260.9346 | 150.9029 | 411.8375 | 0.14062 | 0.13185 | 9.3886e-13 | 8.2506e-13 | 9.3792e-13 | -8.2423e-13 | 0.48223 | 0.34413 | 272.0745 | 156.8028 | 250.3536 | 119.397 | 1621.9069 | 61.3874 | 5836.5168 | 3501.2063
15- Colstrip Exit 2025 | 2035 | 815.7417 | 418.7435 | 1234.4851 | 286.9717 | 124.3156 | 411.2872 | 0.13954 | 0.11946 | 3.2718e-13 | 2.1338e-13 | 3.2685e-13 | -2.1316e-13 | 0.4403 | 0.46595 | 276.9088 | 158.3774 | 253.2614 | 120.9184 | 1632.0906 | 78.6001 | 5845.7455 | 3505.3862 | 868.5371 | 465.0019 | 1333.5389 | 326.0061 | 170.5739 | 496.5801 | 0.14858 | 0.13265 | 1.1949e-12 | 5.9745e-13 | -1.1937e-12 | -5.9686e-13 | 0.3603 | 0.33084 | 276.9088 | 158.3774 | 253.2614 | 120.9184 | 1622.6004 | 63.6112 | 5845.7455 | 3505.3862 | 798.6605 | 403.9325 | 1202.593 | 281.3994 | 109.5046 | 390.904 | 0.13662 | 0.11523 | 3.6985e-13 | 4.552e-13 | -3.6948e-13 | 4.5475e-13 | 0.56805 | 0.58994 | 276.9088 | 158.3774 | 253.2614 | 120.9184 | 1641.1039 | 92.3389 | 5845.7455 | 3505.3862 | [22 empty] | 844.9107 | 474.7436 | 1319.6543 | 269.6418 | 157.2927 | 426.9345 | 0.14453 | 0.13543 | 1.3798e-12 | 9.9576e-14 | 1.3785e-12 | 0 | 0.44148 | 0.2969 | 276.9088 | 158.3774 | 253.2614 | 120.9184 | 1620.3948 | 59.9231 | 5845.7455 | 3505.3862
15- Colstrip Exit 2025 | 2036 | 840.2253 | 431.0522 | 1271.2775 | 303.5344 | 130.4138 | 433.9482 | 0.14349 | 0.12281 | 2.845e-13 | 5.9745e-13 | -2.8422e-13 | 5.9686e-13 | 0.48013 | 0.50689 | 340.0752 | 191.373 | 304.8106 | 147.8905 | 1657.3997 | 88.433 | 5855.6752 | 3509.9003 | 889.4315 | 475.0413 | 1364.4728 | 338.8107 | 174.4029 | 513.2137 | 0.15189 | 0.13534 | 1.1665e-12 | 8.8196e-13 | 1.1653e-12 | 8.8107e-13 | 0.39222 | 0.37211 | 340.0752 | 191.373 | 304.8106 | 147.8905 | 1635.7659 | 63.6884 | 5855.6752 | 3509.9003 | 822.5423 | 415.5843 | 1238.1267 | 297.9024 | 114.946 | 412.8483 | 0.14047 | 0.1184 | 1.2803e-13 | 6.5435e-13 | -1.279e-13 | -6.537e-13 | 0.6094 | 0.63361 | 340.0752 | 191.373 | 304.8106 | 147.8905 | 1676.0384 | 109.6999 | 5855.6752 | 3509.9003 | [22 empty] | 867.791 | 487.8691 | 1355.6602 | 278.6505 | 162.7291 | 441.3796 | 0.1482 | 0.139 | 1.0953e-12 | 3.2718e-13 | 1.0942e-12 | 3.2685e-13 | 0.46428 | 0.31348 | 340.0752 | 191.373 | 304.8106 | 147.8905 | 1638.1371 | 66.0636 | 5855.6752 | 3509.9003
15- Colstrip Exit 2025 | 2037 | 857.5538 | 439.7711 | 1297.3249 | 303.1699 | 132.7934 | 435.9633 | 0.14618 | 0.12512 | 3.414e-13 | 9.8153e-13 | 3.4106e-13 | -9.8055e-13 | 0.4533 | 0.45136 | 340.0057 | 191.2817 | 304.8106 | 147.8905 | 1648.8552 | 83.9772 | 5866.5461 | 3514.8598 | 909.4263 | 485.6719 | 1395.0982 | 338.8504 | 178.6941 | 517.5445 | 0.15502 | 0.13818 | 2.5605e-13 | 6.259e-13 | -2.558e-13 | -6.2528e-13 | 0.35357 | 0.30004 | 340.0057 | 191.2817 | 304.8106 | 147.8905 | 1630.4985 | 62.9874 | 5866.5461 | 3514.8598 | 838.639 | 423.2816 | 1261.9206 | 296.9228 | 116.3039 | 413.2267 | 0.14295 | 0.12043 | 1.138e-12 | 7.2548e-13 | 1.1369e-12 | 7.2475e-13 | 0.58167 | 0.58149 | 340.0057 | 191.2817 | 304.8106 | 147.8905 | 1672.0526 | 110.0639 | 5866.5461 | 3514.8598 | [22 empty] | 886.4994 | 498.8528 | 1385.3523 | 281.2868 | 166.1169 | 447.4037 | 0.15111 | 0.14193 | 7.1125e-13 | 7.5393e-13 | -7.1054e-13 | -7.5318e-13 | 0.41851 | 0.26247 | 340.0057 | 191.2817 | 304.8106 | 147.8905 | 1626.1029 | 57.4418 | 5866.5461 | 3514.8598
15- Colstrip Exit 2025 | 2038 | 881.7375 | 454.0071 | 1335.7446 | 317.916 | 140.5578 | 458.4739 | 0.14999 | 0.12896 | 2.9873e-13 | 5.8323e-13 | 2.9843e-13 | -5.8265e-13 | 0.43509 | 0.46015 | 350.7619 | 194.3557 | 321.0492 | 156.3869 | 1776.6111 | 148.2745 | 5878.628 | 3520.396 | 932.7088 | 500.8424 | 1433.5512 | 354.0091 | 187.3931 | 541.4022 | 0.15866 | 0.14227 | 2.845e-14 | 1.7924e-12 | 0 | 1.7906e-12 | 0.34033 | 0.32964 | 350.7619 | 194.3557 | 321.0492 | 156.3869 | 1758.4511 | 126.8312 | 5878.628 | 3520.396 | 864.315 | 437.9743 | 1302.2893 | 313.9914 | 124.5251 | 438.5164 | 0.14703 | 0.12441 | 3.8408e-13 | 3.1295e-13 | -3.8369e-13 | -3.1264e-13 | 0.5732 | 0.59464 | 350.7619 | 194.3557 | 321.0492 | 156.3869 | 1804.8298 | 180.5504 | 5878.628 | 3520.396 | [22 empty] | 901.7673 | 511.5092 | 1413.2765 | 286.1045 | 173.3482 | 459.4527 | 0.1534 | 0.1453 | 1.1665e-12 | 8.1083e-13 | -1.1653e-12 | -8.1002e-13 | 0.39122 | 0.25876 | 350.7619 | 194.3557 | 321.0492 | 156.3869 | 1748.7213 | 116.8949 | 5878.628 | 3520.396
15- Colstrip Exit 2025 | 2039 | 900.0329 | 461.6782 | 1361.7112 | 318.4332 | 141.6216 | 460.0548 | 0.15275 | 0.13091 | 6.1168e-13 | 6.828e-13 | -6.1107e-13 | -6.8212e-13 | 0.42389 | 0.41705 | 350.6924 | 194.2644 | 321.0492 | 156.3869 | 1777.4271 | 149.7533 | 5892.2232 | 3526.6297 | 955.4623 | 512.6834 | 1468.1457 | 358.7313 | 192.6267 | 551.358 | 0.16216 | 0.14537 | 2.276e-13 | 1.138e-13 | -2.2737e-13 | 0 | 0.33001 | 0.2888 | 350.6924 | 194.2644 | 321.0492 | 156.3869 | 1755.5957 | 124.231 | 5892.2232 | 3526.6297 | 880.8429 | 444.2185 | 1325.0614 | 314.0555 | 124.1618 | 438.2173 | 0.14949 | 0.12596 | 6.9703e-13 | 8.5351e-14 | -6.9633e-13 | 0 | 0.56185 | 0.56118 | 350.6924 | 194.2644 | 321.0492 | 156.3869 | 1810.5419 | 187.9527 | 5892.2232 | 3526.6297 | [22 empty] | 923.6121 | 522.3872 | 1445.9993 | 291.6867 | 176.7803 | 468.467 | 0.15675 | 0.14813 | 1.138e-12 | 1.0527e-12 | -1.1369e-12 | 1.0516e-12 | 0.37583 | 0.24047 | 350.6924 | 194.2644 | 321.0492 | 156.3869 | 1744.9793 | 113.0574 | 5892.2232 | 3526.6297
15- Colstrip Exit 2025 | 2040 | 913.7726 | 470.4351 | 1384.2078 | 319.0554 | 143.6314 | 462.6869 | 0.15468 | 0.13313 | 1.0811e-12 | 1.9915e-13 | 1.08e-12 | 1.9895e-13 | 0.43256 | 0.4144 | 350.6229 | 196.8229 | 321.0492 | 159.0368 | 1785.0403 | 154.3119 | 5907.6757 | 3533.7273 | 973.3939 | 525.1563 | 1498.5503 | 363.3232 | 198.3526 | 561.6757 | 0.16477 | 0.14861 | 1.2518e-12 | 8.5351e-14 | 1.2506e-12 | 0 | 0.33534 | 0.28729 | 350.6229 | 196.8229 | 321.0492 | 159.0368 | 1756.8853 | 121.7014 | 5907.6757 | 3533.7273 | 893.978 | 452.5354 | 1346.5133 | 314.6878 | 125.7316 | 440.4194 | 0.15132 | 0.12806 | 6.259e-13 | 1.138e-13 | 6.2528e-13 | -1.1369e-13 | 0.56638 | 0.55834 | 350.6229 | 196.8229 | 321.0492 | 159.0368 | 1815.0768 | 188.7425 | 5907.6757 | 3533.7273 | [22 empty] | 941.3719 | 534.2119 | 1475.5839 | 293.8092 | 180.4293 | 474.2384 | 0.15935 | 0.15118 | 8.6773e-13 | 1.1949e-12 | 8.6686e-13 | 1.1937e-12 | 0.37643 | 0.23137 | 350.6229 | 196.8229 | 321.0492 | 159.0368 | 1747.2178 | 113.7575 | 5907.6757 | 3533.7273
15- Colstrip Exit 2025 | 2041 | 926.0317 | 478.0846 | 1404.1163 | 315.9147 | 144.3959 | 460.3107 | 0.15628 | 0.13498 | 7.6815e-13 | 4.2675e-13 | -7.6739e-13 | -4.2633e-13 | 0.43142 | 0.39621 | 377.0285 | 229.3554 | 366.2124 | 189.2814 | 2210.8685 | 181.2583 | 5925.4257 | 3541.8834 | 981.7999 | 540.2934 | 1522.0933 | 354.9969 | 206.6047 | 561.6016 | 0.16569 | 0.15254 | 7.397e-13 | 3.983e-13 | -7.3896e-13 | 3.979e-13 | 0.32552 | 0.25796 | 377.0285 | 229.3554 | 366.2124 | 189.2814 | 2175.5304 | 136.4955 | 5925.4257 | 3541.8834 | 907.4741 | 457.6068 | 1365.0809 | 312.2406 | 123.9182 | 436.1588 | 0.15315 | 0.1292 | 4.2675e-13 | 6.6858e-13 | -4.2633e-13 | -6.6791e-13 | 0.56031 | 0.53142 | 377.0285 | 229.3554 | 366.2124 | 189.2814 | 2241.5309 | 217.4522 | 5925.4257 | 3541.8834 | [22 empty] | 940.0343 | 547.3831 | 1487.4174 | 279.9904 | 182.897 | 462.8873 | 0.15864 | 0.15455 | 2.845e-13 | 5.2633e-13 | -2.8422e-13 | -5.258e-13 | 0.36006 | 0.20234 | 377.0285 | 229.3554 | 366.2124 | 189.2814 | 2170.7891 | 127.5323 | 5925.4257 | 3541.8834
15- Colstrip Exit 2025 | 2042 | 951.283 | 493.3016 | 1444.5846 | 335.084 | 152.5823 | 487.6663 | 0.15999 | 0.13891 | 3.6985e-13 | 4.2675e-13 | 3.6948e-13 | -4.2633e-13 | 0.4336 | 0.42563 | 387.9275 | 229.2527 | 395.1479 | 189.2814 | 2446.5904 | 186.4545 | 5945.9061 | 3551.275 | 1002.2688 | 557.6593 | 1559.9281 | 368.7392 | 216.94 | 585.6792 | 0.16856 | 0.15703 | 7.1125e-13 | 2.845e-13 | 7.1054e-13 | -2.8422e-13 | 0.32567 | 0.28513 | 387.9275 | 229.2527 | 395.1479 | 189.2814 | 2411.123 | 138.5589 | 5945.9061 | 3551.275 | 933.8194 | 471.6759 | 1405.4953 | 334.2728 | 130.9566 | 465.2294 | 0.15705 | 0.13282 | 5.5478e-13 | 5.8323e-13 | -5.5422e-13 | -5.8265e-13 | 0.57326 | 0.57327 | 387.9275 | 229.2527 | 395.1479 | 189.2814 | 2482.7658 | 228.371 | 5945.9061 | 3551.275 | [22 empty] | 953.2934 | 565.3676 | 1518.661 | 286.5323 | 194.0387 | 480.5711 | 0.16033 | 0.1592 | 4.552e-13 | 8.2506e-13 | -4.5475e-13 | -8.2423e-13 | 0.35581 | 0.23211 | 387.9275 | 229.2527 | 395.1479 | 189.2814 | 2406.3027 | 131.0679 | 5945.9061 | 3551.275
15- Colstrip Exit 2025 | 2043 | 991.7434 | 509.7326 | 1501.476 | 356.6227 | 161.8344 | 518.4571 | 0.16613 | 0.14309 | 1.9915e-13 | 1.707e-13 | 1.9895e-13 | -1.7053e-13 | 0.40476 | 0.35624 | 399.462 | 229.1271 | 425.4012 | 189.2814 | 2686.4396 | 182.4941 | 5969.6806 | 3562.2017 | 1045.2914 | 580.6673 | 1625.9588 | 393.6437 | 232.7691 | 626.4128 | 0.1751 | 0.16301 | 8.5351e-14 | 8.8196e-13 | 0 | 8.8107e-13 | 0.29691 | 0.22546 | 399.462 | 229.1271 | 425.4012 | 189.2814 | 2646.829 | 130.5234 | 5969.6806 | 3562.2017 | 972.7068 | 485.3286 | 1458.0354 | 353.2052 | 137.4304 | 490.6356 | 0.16294 | 0.13624 | 3.6985e-13 | 4.2675e-14 | -3.6948e-13 | 0 | 0.52569 | 0.48776 | 399.462 | 229.1271 | 425.4012 | 189.2814 | 2715.3579 | 215.1833 | 5969.6806 | 3562.2017 | [22 empty] | 994.1779 | 588.6294 | 1582.8073 | 313.4471 | 209.9811 | 523.4282 | 0.16654 | 0.16524 | 0 | 8.5351e-13 | 0 | -8.5265e-13 | 0.33693 | 0.21026 | 399.462 | 229.1271 | 425.4012 | 189.2814 | 2649.5572 | 132.8046 | 5969.6806 | 3562.2017
15- Colstrip Exit 2025 | 2044 | 1014.8614 | 524.4729 | 1539.3343 | 376.8865 | 169.2442 | 546.1307 | 0.16922 | 0.1467 | 3.983e-13 | 8.3928e-13 | -3.979e-13 | 8.3844e-13 | 0.49665 | 0.46207 | 411.1882 | 229.0358 | 424.8555 | 189.2814 | 2711.2762 | 217.1849 | 5997.4083 | 3575.043 | 1071.6312 | 601.3396 | 1672.9708 | 413.6519 | 246.1109 | 659.7628 | 0.17868 | 0.1682 | 9.3886e-13 | 0 | -9.3792e-13 | 0 | 0.36583 | 0.30184 | 411.1882 | 229.0358 | 424.8555 | 189.2814 | 2656.9233 | 144.0415 | 5997.4083 | 3575.043 | 994.1225 | 497.0292 | 1491.1517 | 376.0844 | 141.8005 | 517.885 | 0.16576 | 0.13903 | 3.983e-13 | 2.845e-14 | -3.979e-13 | 0 | 0.64748 | 0.62861 | 411.1882 | 229.0358 | 424.8555 | 189.2814 | 2756.9727 | 267.1192 | 5997.4083 | 3575.043 | [22 empty] | 1011.5469 | 603.9781 | 1615.525 | 314.9804 | 218.6985 | 533.6789 | 0.16866 | 0.16894 | 1.9915e-13 | 1.9915e-13 | 1.9895e-13 | 0 | 0.38603 | 0.26864 | 411.1882 | 229.0358 | 424.8555 | 189.2814 | 2659.7252 | 149.7843 | 5997.4083 | 3575.043
15- Colstrip Exit 2025 | 2045 | 1042.9012 | 547.9593 | 1590.8605 | 388.8756 | 185.2463 | 574.1219 | 0.17296 | 0.15263 | 6.5435e-13 | 4.4098e-13 | 6.537e-13 | 4.4054e-13 | 0.43921 | 0.4047 | 424.9661 | 235.0783 | 461.8149 | 188.9787 | 3011.6689 | 216.4302 | 6029.8598 | 3590.0749 | 1094.3196 | 626.726 | 1721.0456 | 420.207 | 264.013 | 684.22 | 0.18148 | 0.17457 | 1.1949e-12 | 7.966e-13 | 1.1937e-12 | -7.9581e-13 | 0.31105 | 0.24891 | 424.9661 | 235.0783 | 461.8149 | 188.9787 | 2953.9011 | 143.3971 | 6029.8598 | 3590.0749 | 1024.1894 | 519.4199 | 1543.6094 | 385.6899 | 156.707 | 542.3969 | 0.16985 | 0.14468 | 3.414e-13 | 1.138e-13 | -3.4106e-13 | -1.1369e-13 | 0.55382 | 0.52641 | 424.9661 | 235.0783 | 461.8149 | 188.9787 | 3040.5077 | 248.2518 | 6029.8598 | 3590.0749 | [22 empty] | 1028.1972 | 634.8787 | 1663.0759 | 323.4509 | 238.3197 | 561.7706 | 0.17052 | 0.17684 | 2.1338e-14 | 9.9576e-13 | 0 | 9.9476e-13 | 0.36121 | 0.24191 | 424.9661 | 235.0783 | 461.8149 | 188.9787 | 2960.2035 | 148.0637 | 6029.8598 | 3590.0749
15- Colstrip Exit 2025 | NPV | 8712.4538 | 4556.6492 | 13269.103 | 3368.2429 | 1364.6632 | 4732.9062 |  |  | 5.7539e-12 | 4.1234e-12 | 3.0399e-12 | -7.9703e-13 | 8.2087 | 11.137 | [8 empty] | 9115.0207 | 4906.0213 | 14021.042 | 3633.548 | 1714.0353 | 5347.5833 |  |  | 9.6936e-12 | 6.6006e-12 | -3.0004e-12 | 7.3106e-13 | 7.217 | 9.5842 | [8 empty] | 8570.5085 | 4435.8255 | 13006.334 | 3345.9183 | 1243.8396 | 4589.7578 |  |  | 4.7769e-12 | 4.0404e-12 | 7.4267e-13 | -1.3549e-13 | 9.9477 | 12.3575 | [8 empty] | 0 | 0 | 0 | 0 | 0 | 0 |  |  | 0 | 0 | 0 | 0 | 0 | 0 | [8 empty] | 8959.381 | 5062.1694 | 14021.5504 | 2911.3448 | 1690.3163 | 4601.6611 |  |  | 6.8503e-12 | 6.0319e-12 | 9.4632e-13 | -1.0778e-12 | 8.4268 | 8.5553
15- Colstrip Exit 2025 | Levelized | 738.4184 | 386.1959 | 1124.6143 | 285.4733 | 115.6612 | 401.1344 |  |  | 4.8767e-13 | 3.4947e-13 | 2.5764e-13 | -6.7551e-14 | 0.69572 | 0.94391 | [8 empty] | 772.5377 | 415.8067 | 1188.3444 | 307.959 | 145.272 | 453.231 |  |  | 8.2157e-13 | 5.5943e-13 | -2.543e-13 | 6.1961e-14 | 0.61168 | 0.8123 | [8 empty] | 726.3879 | 375.9555 | 1102.3435 | 283.5812 | 105.4208 | 389.002 |  |  | 4.0486e-13 | 3.4244e-13 | 6.2944e-14 | -1.1483e-14 | 0.84311 | 1.0474 | [8 empty] | #NUM! | #NUM! | #NUM! | #NUM! | #NUM! | #NUM! |  |  | #NUM! | #NUM! | #NUM! | #NUM! | #NUM! | #NUM! | [8 empty] | 759.3466 | 429.0409 | 1188.3875 | 246.7492 | 143.2617 | 390.0108 |  |  | 5.806e-13 | 5.1123e-13 | 8.0205e-14 | -9.1349e-14 | 0.71421 | 0.7251
16- Colstrip Exit 2035 | 2022 | 571.1492 | 306.3059 | 877.4551 | 250.8063 | 82.2762 | 333.0824 | 0.10079 | 0.089254 | 3.8408e-13 | 2.7028e-13 | -3.8369e-13 | -2.7001e-13 | 1.3192 | 1.9443 | 0 | 0 | 0 | 0 | 0 | 0 | 5666.7202 | 3431.8638 | 586.6438 | 311.2995 | 897.9432 | 254.0196 | 87.2697 | 341.2893 | 0.10352 | 0.090709 | 1.2518e-12 | 3.2006e-13 | -1.2506e-12 | 3.1974e-13 | 1.2091 | 1.7634 | 0 | 0 | 0 | 0 | 0 | 0 | 5666.7202 | 3431.8638 | 565.2416 | 304.2698 | 869.5114 | 254.0879 | 80.2401 | 334.328 | 0.099748 | 0.08866 | 6.828e-13 | 4.1253e-13 | 6.8212e-13 | 4.1211e-13 | 1.473 | 2.0313 | 0 | 0 | 0 | 0 | 0 | 0 | 5666.7202 | 3431.8638 | [22 empty] | 579.1431 | 312.7936 | 891.9367 | 170.061 | 87.2383 | 257.2993 | 0.1022 | 0.091144 | 1.0242e-12 | 7.1125e-15 | -1.0232e-12 | 0 | 1.2644 | 1.5581 | 0 | 0 | 0 | 0 | 0 | 0 | 5666.7202 | 3431.8638
16- Colstrip Exit 2035 | 2023 | 591.7207 | 314.905 | 906.6257 | 257.6318 | 86.1134 | 343.7452 | 0.1039 | 0.091461 | 2.9873e-13 | 4.2675e-14 | 2.9843e-13 | 0 | 1.2012 | 1.8092 | 33.271 | 0 | 45.6288 | 0 | 424.9125 | 0 | 5695.1859 | 3443.0518 | 604.6743 | 320.8616 | 925.5359 | 254.4142 | 92.07 | 346.4842 | 0.10617 | 0.093191 | 6.9703e-13 | 5.7612e-13 | 6.9633e-13 | -5.7554e-13 | 1.0749 | 1.5881 | 33.271 | 0 | 45.6288 | 0 | 424.9125 | 0 | 5695.1859 | 3443.0518 | 586.8436 | 312.6559 | 899.4995 | 264.1234 | 83.8643 | 347.9877 | 0.10304 | 0.090808 | 9.8153e-13 | 3.5563e-13 | -9.8055e-13 | -3.5527e-13 | 1.3939 | 1.9182 | 33.271 | 0 | 45.6288 | 0 | 424.9125 | 0 | 5695.1859 | 3443.0518 | [22 empty] | 601.5228 | 326.4242 | 927.9471 | 183.5879 | 93.7766 | 277.3646 | 0.10562 | 0.094807 | 1.9915e-13 | 2.276e-13 | -1.9895e-13 | -2.2737e-13 | 1.1468 | 1.4059 | 33.271 | 0 | 45.6288 | 0 | 424.9125 | 0 | 5695.1859 | 3443.0518
16- Colstrip Exit 2035 | 2024 | 625.4008 | 326.2668 | 951.6676 | 283.9259 | 92.6106 | 376.5365 | 0.10936 | 0.094474 | 4.8365e-13 | 2.7739e-13 | 4.8317e-13 | -2.7711e-13 | 1.1991 | 1.7899 | 67.3094 | 0 | 91.2576 | 0 | 851.9718 | 0 | 5718.6295 | 3453.4964 | 636.6019 | 333.6296 | 970.2315 | 283.944 | 99.9733 | 383.9174 | 0.11132 | 0.096606 | 2.845e-14 | 5.1922e-13 | 0 | -5.187e-13 | 1.0995 | 1.6481 | 67.3094 | 0 | 91.2576 | 0 | 851.9718 | 0 | 5718.6295 | 3453.4964 | 620.9095 | 323.4675 | 944.377 | 290.1197 | 89.8112 | 379.9309 | 0.10858 | 0.093664 | 5.9745e-13 | 3.6274e-13 | 5.9686e-13 | 3.6238e-13 | 1.4122 | 1.8707 | 67.3094 | 0 | 91.2576 | 0 | 851.9718 | 0 | 5718.6295 | 3453.4964 | [22 empty] | 636.3529 | 349.4208 | 985.7737 | 206.6515 | 108.1179 | 314.7694 | 0.11128 | 0.10118 | 5.7612e-13 | 7.1125e-14 | 5.7554e-13 | 7.1054e-14 | 1.1775 | 1.4328 | 67.3094 | 0 | 91.2576 | 0 | 851.9718 | 0 | 5718.6295 | 3453.4964
16- Colstrip Exit 2035 | 2025 | 648.3564 | 334.6326 | 982.989 | 288.7304 | 96.0058 | 384.7362 | 0.11296 | 0.09663 | 2.1338e-13 | 5.1922e-13 | 2.1316e-13 | -5.187e-13 | 1.1953 | 1.6571 | 69.0445 | 0 | 91.2576 | 0 | 849.825 | 0 | 5739.7423 | 3463.0425 | 663.4474 | 344.5323 | 1007.9797 | 291.5688 | 105.9054 | 397.4743 | 0.11559 | 0.099488 | 9.8153e-13 | 2.1338e-13 | -9.8055e-13 | 2.1316e-13 | 1.1074 | 1.486 | 69.0445 | 0 | 91.2576 | 0 | 849.825 | 0 | 5739.7423 | 3463.0425 | 642.6641 | 331.0558 | 973.72 | 291.0033 | 92.429 | 383.4323 | 0.11197 | 0.095597 | 4.552e-13 | 3.5563e-13 | -4.5475e-13 | -3.5527e-13 | 1.3046 | 1.6697 | 69.0445 | 0 | 91.2576 | 0 | 849.825 | 0 | 5739.7423 | 3463.0425 | [22 empty] | 680.1855 | 384.2352 | 1064.4206 | 232.1595 | 126.3678 | 358.5273 | 0.1185 | 0.11095 | 3.414e-13 | 1.7781e-13 | 3.4106e-13 | -1.7764e-13 | 1.0972 | 1.2292 | 69.0445 | 0 | 91.2576 | 0 | 849.825 | 0 | 5739.7423 | 3463.0425
16- Colstrip Exit 2035 | 2026 | 634.6714 | 339.779 | 974.4504 | 269.8144 | 96.0717 | 365.8861 | 0.1103 | 0.097946 | 1.1807e-12 | 3.9119e-13 | -1.1795e-12 | 3.908e-13 | 1.3235 | 1.7687 | 72.2511 | 0 | 91.2576 | 0 | 849.825 | 0 | 5754.0189 | 3469.0275 | 666.5053 | 350.5302 | 1017.0355 | 292.2562 | 106.823 | 399.0791 | 0.11583 | 0.10105 | 1.2518e-12 | 3.983e-13 | -1.2506e-12 | 3.979e-13 | 1.2419 | 1.6434 | 72.2511 | 0 | 91.2576 | 0 | 849.825 | 0 | 5754.0189 | 3469.0275 | 623.3536 | 336.1162 | 959.4698 | 265.4151 | 92.4089 | 357.824 | 0.10833 | 0.096891 | 3.8408e-13 | 5.1922e-13 | 3.8369e-13 | -5.187e-13 | 1.4231 | 1.7651 | 72.2511 | 0 | 91.2576 | 0 | 849.825 | 0 | 5754.0189 | 3469.0275 | [22 empty] | 665.9979 | 388.8046 | 1054.8025 | 233.3373 | 123.8881 | 357.2254 | 0.11574 | 0.11208 | 4.8365e-13 | 2.9161e-13 | 4.8317e-13 | 2.9132e-13 | 1.2122 | 1.3476 | 72.2511 | 0 | 91.2576 | 0 | 849.825 | 0 | 5754.0189 | 3469.0275
16- Colstrip Exit 2035 | 2027 | 668.7014 | 358.2849 | 1026.9863 | 252.6486 | 109.3873 | 362.0359 | 0.11597 | 0.10308 | 8.3928e-13 | 3.414e-13 | -8.3844e-13 | 3.4106e-13 | 1.0008 | 1.1668 | 188.4649 | 51.7745 | 172.0607 | 42.2785 | 934.8042 | 44.4636 | 5766.3979 | 3475.8292 | 703.2183 | 370.1309 | 1073.3491 | 281.8893 | 121.2332 | 403.1225 | 0.12195 | 0.10649 | 1.6217e-12 | 5.69e-14 | 1.62e-12 | 0 | 0.96367 | 1.1017 | 188.4649 | 51.7745 | 172.0607 | 42.2785 | 929.8318 | 41.8619 | 5766.3979 | 3475.8292 | 656.9367 | 354.4331 | 1011.3698 | 246.9286 | 105.5355 | 352.4641 | 0.11392 | 0.10197 | 6.259e-13 | 7.8238e-14 | 6.2528e-13 | 7.816e-14 | 1.0468 | 1.173 | 188.4649 | 51.7745 | 172.0607 | 42.2785 | 954.7865 | 54.9189 | 5766.3979 | 3475.8292 | [22 empty] | 714.0593 | 416.7385 | 1130.7978 | 254.24 | 136.6201 | 390.86 | 0.12383 | 0.1199 | 1.3656e-12 | 4.2675e-14 | 1.3642e-12 | 0 | 0.86527 | 0.79401 | 188.4649 | 51.7745 | 172.0607 | 42.2785 | 925.3539 | 39.5189 | 5766.3979 | 3475.8292
16- Colstrip Exit 2035 | 2028 | 698.3924 | 365.7505 | 1064.1429 | 271.9219 | 111.5529 | 383.4748 | 0.12083 | 0.10501 | 4.1253e-13 | 6.6858e-13 | -4.1211e-13 | -6.6791e-13 | 0.9212 | 1.1649 | 217.2337 | 51.7745 | 217.2239 | 42.2785 | 1365.3 | 45.7001 | 5779.7876 | 3483.1129 | 727.3675 | 378.7201 | 1106.0876 | 294.8316 | 124.5226 | 419.3542 | 0.12585 | 0.10873 | 1.1238e-12 | 2.5605e-13 | 1.1227e-12 | 2.558e-13 | 0.87975 | 1.0922 | 217.2337 | 51.7745 | 217.2239 | 42.2785 | 1358.47 | 42.1264 | 5779.7876 | 3483.1129 | 688.3743 | 361.407 | 1049.7813 | 267.4793 | 107.2094 | 374.6887 | 0.1191 | 0.10376 | 5.9745e-13 | 1.0669e-13 | -5.9686e-13 | 1.0658e-13 | 0.96535 | 1.1605 | 217.2337 | 51.7745 | 217.2239 | 42.2785 | 1375.3651 | 50.9664 | 5779.7876 | 3483.1129 | [22 empty] | 718.7173 | 423.7975 | 1142.5148 | 252.0632 | 137.9865 | 390.0497 | 0.12435 | 0.12167 | 1.138e-13 | 4.8365e-13 | 1.1369e-13 | -4.8317e-13 | 0.78007 | 0.77279 | 217.2337 | 51.7745 | 217.2239 | 42.2785 | 1355.0621 | 40.3433 | 5779.7876 | 3483.1129
16- Colstrip Exit 2035 | 2029 | 713.8709 | 372.7075 | 1086.5784 | 270.7143 | 113.1021 | 383.8164 | 0.12323 | 0.10678 | 4.8365e-13 | 1.9915e-13 | -4.8317e-13 | 1.9895e-13 | 0.9169 | 1.0972 | 217.162 | 51.7745 | 217.2239 | 42.2785 | 1359.8634 | 44.5404 | 5793.2056 | 3490.3252 | 745.7802 | 387.519 | 1133.2992 | 296.223 | 127.9135 | 424.1365 | 0.12873 | 0.11103 | 9.1041e-13 | 7.397e-13 | 9.0949e-13 | -7.3896e-13 | 0.87708 | 1.0273 | 217.162 | 51.7745 | 217.2239 | 42.2785 | 1353.1224 | 41.0133 | 5793.2056 | 3490.3252 | 702.6041 | 367.6202 | 1070.2243 | 266.3889 | 108.0147 | 374.4037 | 0.12128 | 0.10533 | 6.259e-13 | 2.5605e-13 | 6.2528e-13 | -2.558e-13 | 0.96131 | 1.1063 | 217.162 | 51.7745 | 217.2239 | 42.2785 | 1373.1233 | 51.4783 | 5793.2056 | 3490.3252 | [22 empty] | 739.7064 | 434.8915 | 1174.5979 | 255.7275 | 140.5364 | 396.2639 | 0.12769 | 0.1246 | 5.8323e-13 | 1.4225e-14 | -5.8265e-13 | 0 | 0.74538 | 0.69495 | 217.162 | 51.7745 | 217.2239 | 42.2785 | 1346.5637 | 37.5815 | 5793.2056 | 3490.3252
16- Colstrip Exit 2035 | 2030 | 732.2327 | 376.8098 | 1109.0425 | 276.77 | 111.6886 | 388.4586 | 0.12621 | 0.10781 | 8.6773e-13 | 4.8365e-13 | -8.6686e-13 | 4.8317e-13 | 0.92635 | 1.1085 | 217.0629 | 51.7745 | 217.2239 | 42.2785 | 1351.0783 | 39.9438 | 5801.6747 | 3495.0964 | 766.9456 | 393.4676 | 1160.4132 | 303.6386 | 128.3464 | 431.985 | 0.13219 | 0.11258 | 1.2803e-12 | 2.9873e-13 | 1.279e-12 | -2.9843e-13 | 0.88408 | 1.0252 | 217.0629 | 51.7745 | 217.2239 | 42.2785 | 1351.3587 | 40.1002 | 5801.6747 | 3495.0964 | 720.1811 | 371.1584 | 1091.3395 | 272.1736 | 106.0372 | 378.2108 | 0.12413 | 0.10619 | 3.414e-13 | 6.9703e-13 | 3.4106e-13 | -6.9633e-13 | 0.96882 | 1.1111 | 217.0629 | 51.7745 | 217.2239 | 42.2785 | 1363.3904 | 46.3858 | 5801.6747 | 3495.0964 | [22 empty] | 755.828 | 441.8189 | 1197.647 | 257.5393 | 137.7383 | 395.2776 | 0.13028 | 0.12641 | 6.1168e-13 | 2.276e-13 | -6.1107e-13 | -2.2737e-13 | 0.75756 | 0.70629 | 217.0629 | 51.7745 | 217.2239 | 42.2785 | 1356.771 | 42.9223 | 5801.6747 | 3495.0964
16- Colstrip Exit 2035 | 2031 | 750.6096 | 388.6412 | 1139.2509 | 277.9581 | 117.8964 | 395.8545 | 0.12919 | 0.11105 | 1.1522e-12 | 1.9915e-13 | 1.1511e-12 | 1.9895e-13 | 0.94505 | 1.0434 | 261.3175 | 87.0825 | 249.9614 | 75.173 | 1630.6885 | 56.2161 | 5810.0602 | 3499.6247 | 788.1656 | 409.8399 | 1198.0055 | 307.1719 | 139.095 | 446.2669 | 0.13566 | 0.11711 | 9.3886e-13 | 3.5563e-13 | -9.3792e-13 | -3.5527e-13 | 0.90109 | 0.96122 | 261.3175 | 87.0825 | 249.9614 | 75.173 | 1623.2329 | 52.6681 | 5810.0602 | 3499.6247 | 737.1926 | 381.2206 | 1118.4132 | 273.4199 | 110.4758 | 383.8957 | 0.12688 | 0.10893 | 6.828e-13 | 1.2803e-13 | 6.8212e-13 | -1.279e-13 | 0.98793 | 1.0599 | 261.3175 | 87.0825 | 249.9614 | 75.173 | 1641.6894 | 64.7416 | 5810.0602 | 3499.6247 | [22 empty] | 776.9552 | 462.5597 | 1239.5149 | 261.3427 | 148.5994 | 409.9421 | 0.13373 | 0.13217 | 4.4098e-13 | 7.6815e-13 | -4.4054e-13 | 7.6739e-13 | 0.74532 | 0.63491 | 261.3175 | 87.0825 | 249.9614 | 75.173 | 1623.1914 | 51.4813 | 5810.0602 | 3499.6247
16- Colstrip Exit 2035 | 2032 | 761.3321 | 395.0178 | 1156.3499 | 277.5267 | 118.5412 | 396.0678 | 0.13085 | 0.11273 | 7.5393e-13 | 1.4225e-13 | -7.5318e-13 | 1.4211e-13 | 0.94396 | 1.035 | 263.8094 | 87.2191 | 249.9614 | 75.173 | 1633.7624 | 55.5898 | 5818.4773 | 3503.9829 | 799.8487 | 417.1881 | 1217.0367 | 306.7028 | 140.7115 | 447.4143 | 0.13747 | 0.11906 | 8.5351e-13 | 1.8493e-13 | 8.5265e-13 | 1.8474e-13 | 0.89631 | 0.94859 | 263.8094 | 87.2191 | 249.9614 | 75.173 | 1627.1908 | 51.5222 | 5818.4773 | 3503.9829 | 747.3262 | 387.1361 | 1134.4623 | 273.5585 | 110.6595 | 384.2179 | 0.12844 | 0.11048 | 9.9576e-14 | 5.121e-13 | 0 | -5.1159e-13 | 0.98346 | 1.0524 | 263.8094 | 87.2191 | 249.9614 | 75.173 | 1647.4923 | 64.8215 | 5818.4773 | 3503.9829 | [22 empty] | 786.7877 | 468.9535 | 1255.7412 | 256.4315 | 148.0968 | 404.5283 | 0.13522 | 0.13383 | 1.707e-13 | 1.2803e-13 | 1.7053e-13 | -1.279e-13 | 0.72925 | 0.60484 | 263.8094 | 87.2191 | 249.9614 | 75.173 | 1625.7773 | 50.8115 | 5818.4773 | 3503.9829
16- Colstrip Exit 2035 | 2033 | 780.3222 | 403.9509 | 1184.2731 | 280.6024 | 121.6295 | 402.2318 | 0.13391 | 0.11514 | 1.0669e-12 | 2.5605e-13 | 1.0658e-12 | 2.558e-13 | 0.92447 | 0.98298 | 267.3915 | 87.5493 | 249.9614 | 75.173 | 1625.7916 | 52.9425 | 5827.0577 | 3508.2537 | 822.7053 | 428.5997 | 1251.305 | 314.0723 | 146.2783 | 460.3506 | 0.14119 | 0.12217 | 9.3886e-13 | 1.01e-12 | 9.3792e-13 | -1.009e-12 | 0.88051 | 0.9056 | 267.3915 | 87.5493 | 249.9614 | 75.173 | 1621.8481 | 49.7545 | 5827.0577 | 3508.2537 | 765.3275 | 395.4995 | 1160.8271 | 274.6535 | 113.1781 | 387.8316 | 0.13134 | 0.11273 | 1.2803e-13 | 6.828e-13 | -1.279e-13 | 6.8212e-13 | 0.95641 | 0.99758 | 267.3915 | 87.5493 | 249.9614 | 75.173 | 1640.0248 | 61.7719 | 5827.0577 | 3508.2537 | [22 empty] | 806.4606 | 479.6797 | 1286.1402 | 260.6167 | 151.377 | 411.9937 | 0.1384 | 0.13673 | 7.966e-13 | 4.9788e-13 | 7.9581e-13 | -4.9738e-13 | 0.69385 | 0.56152 | 267.3915 | 87.5493 | 249.9614 | 75.173 | 1617.6091 | 46.8304 | 5827.0577 | 3508.2537
16- Colstrip Exit 2035 | 2034 | 796.5693 | 412.4352 | 1209.0045 | 284.6287 | 124.1517 | 408.7804 | 0.13649 | 0.11742 | 4.4098e-13 | 5.69e-14 | 4.4054e-13 | 0 | 0.92939 | 0.98444 | 271.5933 | 88.0388 | 249.9614 | 75.173 | 1627.6608 | 52.8183 | 5835.954 | 3512.5258 | 842.4232 | 439.4381 | 1281.8612 | 319.336 | 151.1546 | 470.4906 | 0.14435 | 0.12511 | 2.845e-14 | 8.1083e-13 | 0 | -8.1002e-13 | 0.87468 | 0.88959 | 271.5933 | 88.0388 | 249.9614 | 75.173 | 1620.3004 | 49.8057 | 5835.954 | 3512.5258 | 781.0693 | 403.4496 | 1184.5189 | 278.5378 | 115.1661 | 393.7039 | 0.13384 | 0.11486 | 5.69e-14 | 8.5351e-14 | 0 | 0 | 0.95168 | 0.99083 | 271.5933 | 88.0388 | 249.9614 | 75.173 | 1635.0591 | 57.5843 | 5835.954 | 3512.5258 | [22 empty] | 820.6238 | 491.4978 | 1312.1216 | 260.8167 | 152.5737 | 413.3904 | 0.14062 | 0.13993 | 4.9788e-13 | 7.5393e-13 | -4.9738e-13 | -7.5318e-13 | 0.69731 | 0.5575 | 271.5933 | 88.0388 | 249.9614 | 75.173 | 1621.7876 | 49.6876 | 5835.954 | 3512.5258
16- Colstrip Exit 2035 | 2035 | 815.6689 | 421.3814 | 1237.0503 | 286.8653 | 127.0141 | 413.8794 | 0.13954 | 0.11981 | 7.966e-13 | 3.1295e-13 | 7.9581e-13 | -3.1264e-13 | 0.90743 | 0.92955 | 276.4276 | 90.1374 | 252.8692 | 76.6945 | 1631.9108 | 57.6756 | 5845.3383 | 3516.951 | 868.4488 | 452.5711 | 1321.0198 | 325.8872 | 158.2038 | 484.0909 | 0.14857 | 0.12868 | 2.845e-14 | 4.4098e-13 | 0 | 4.4054e-13 | 0.83685 | 0.80574 | 276.4276 | 90.1374 | 252.8692 | 76.6945 | 1622.4716 | 53.8587 | 5845.3383 | 3516.951 | 798.5931 | 411.4959 | 1210.089 | 281.295 | 117.1286 | 398.4236 | 0.13662 | 0.117 | 2.5605e-13 | 3.5563e-13 | 2.558e-13 | -3.5527e-13 | 0.94216 | 0.96022 | 276.4276 | 90.1374 | 252.8692 | 76.6945 | 1640.878 | 63.1364 | 5845.3383 | 3516.951 | [22 empty] | 844.8202 | 504.1734 | 1348.9935 | 269.5287 | 157.0186 | 426.5473 | 0.14453 | 0.14336 | 1.1665e-12 | 5.5478e-13 | -1.1653e-12 | 5.5422e-13 | 0.66301 | 0.51727 | 276.4276 | 90.1374 | 252.8692 | 76.6945 | 1620.2789 | 51.1578 | 5845.3383 | 3516.951
16- Colstrip Exit 2035 | 2036 | 840.2248 | 437.2174 | 1277.4422 | 302.2592 | 136.6409 | 438.9001 | 0.1435 | 0.12415 | 1.138e-12 | 6.828e-13 | -1.1369e-12 | -6.8212e-13 | 0.47367 | 0.49933 | 330.2334 | 192.7377 | 298.9915 | 159.8397 | 1645.0958 | 94.0487 | 5855.4098 | 3521.6507 | 889.3684 | 481.4298 | 1370.7983 | 338.0299 | 180.8534 | 518.8833 | 0.15189 | 0.13671 | 4.2675e-13 | 1.138e-12 | -4.2633e-13 | -1.1369e-12 | 0.38983 | 0.36989 | 330.2334 | 192.7377 | 298.9915 | 159.8397 | 1629.2917 | 71.2745 | 5855.4098 | 3521.6507 | 822.5341 | 421.6892 | 1244.2233 | 296.3221 | 121.1127 | 417.4348 | 0.14047 | 0.11974 | 6.259e-13 | 5.5478e-13 | 6.2528e-13 | -5.5422e-13 | 0.59969 | 0.62229 | 330.2334 | 192.7377 | 298.9915 | 159.8397 | 1661.0726 | 112.6512 | 5855.4098 | 3521.6507 | [22 empty] | 867.8428 | 494.1789 | 1362.0217 | 278.4846 | 170.2399 | 448.7245 | 0.14821 | 0.14033 | 2.1338e-13 | 1.2518e-12 | 2.1316e-13 | -1.2506e-12 | 0.46087 | 0.30984 | 330.2334 | 192.7377 | 298.9915 | 159.8397 | 1630.5192 | 72.0604 | 5855.4098 | 3521.6507
16- Colstrip Exit 2035 | 2037 | 857.5426 | 445.8912 | 1303.4338 | 302.0092 | 138.9764 | 440.9856 | 0.14618 | 0.12643 | 1.1665e-12 | 8.8196e-13 | -1.1653e-12 | -8.8107e-13 | 0.44745 | 0.44472 | 330.1639 | 193.7776 | 298.9915 | 159.8397 | 1637.8467 | 89.5969 | 5866.3989 | 3526.7415 | 909.3546 | 492.0025 | 1401.3571 | 338.0997 | 185.0876 | 523.1873 | 0.15501 | 0.13951 | 9.6731e-13 | 9.6731e-13 | 9.6634e-13 | -9.6634e-13 | 0.35165 | 0.2985 | 330.1639 | 193.7776 | 298.9915 | 159.8397 | 1624.21 | 71.8178 | 5866.3989 | 3526.7415 | 838.6418 | 429.3353 | 1267.9771 | 295.1679 | 122.4204 | 417.5884 | 0.14296 | 0.12174 | 4.8365e-13 | 1.01e-12 | 4.8317e-13 | -1.009e-12 | 0.57065 | 0.56863 | 330.1639 | 193.7776 | 298.9915 | 159.8397 | 1654.885 | 112.2351 | 5866.3989 | 3526.7415 | [22 empty] | 886.562 | 504.9993 | 1391.5613 | 281.277 | 173.139 | 454.4159 | 0.15113 | 0.14319 | 1.4225e-14 | 1.0953e-12 | 0 | -1.0942e-12 | 0.41834 | 0.26302 | 330.1639 | 193.7776 | 298.9915 | 159.8397 | 1623.0078 | 66.478 | 5866.3989 | 3526.7415
16- Colstrip Exit 2035 | 2038 | 881.758 | 460.096 | 1341.854 | 316.8091 | 146.7104 | 463.5194 | 0.15 | 0.13025 | 7.8238e-13 | 7.2548e-13 | 7.816e-13 | 7.2475e-13 | 0.4302 | 0.45485 | 340.9201 | 199.0227 | 315.23 | 168.3362 | 1766.1847 | 155.6198 | 5878.57 | 3532.3498 | 932.6465 | 507.1245 | 1439.771 | 353.4229 | 193.7389 | 547.1618 | 0.15865 | 0.14357 | 2.0769e-12 | 8.5351e-13 | 2.0748e-12 | 8.5265e-13 | 0.33951 | 0.3294 | 340.9201 | 199.0227 | 315.23 | 168.3362 | 1754.0239 | 135.6526 | 5878.57 | 3532.3498 | 864.2835 | 443.9489 | 1308.2324 | 312.133 | 130.5633 | 442.6963 | 0.14702 | 0.12568 | 6.259e-13 | 4.9788e-13 | 6.2528e-13 | -4.9738e-13 | 0.56234 | 0.58208 | 340.9201 | 199.0227 | 315.23 | 168.3362 | 1787.8651 | 183.3873 | 5878.57 | 3532.3498 | [22 empty] | 901.8099 | 517.5528 | 1419.3628 | 286.1151 | 180.2999 | 466.415 | 0.15341 | 0.14652 | 1.8493e-13 | 4.1253e-13 | 1.8474e-13 | 4.1211e-13 | 0.39238 | 0.26088 | 340.9201 | 199.0227 | 315.23 | 168.3362 | 1747.5142 | 126.0735 | 5878.57 | 3532.3498
16- Colstrip Exit 2035 | 2039 | 903.2486 | 467.7081 | 1370.9567 | 320.7363 | 147.7156 | 468.4519 | 0.15329 | 0.13217 | 2.9873e-13 | 1.8493e-13 | -2.9843e-13 | 1.8474e-13 | 0.42144 | 0.4142 | 350.4914 | 199.6512 | 314.939 | 168.3362 | 1766.8573 | 160.3284 | 5892.2278 | 3538.6485 | 958.525 | 518.9507 | 1477.4756 | 361.3494 | 198.9582 | 560.3075 | 0.16268 | 0.14665 | 4.2675e-13 | 1.9915e-13 | 4.2633e-13 | 0 | 0.33098 | 0.28976 | 350.4914 | 199.6512 | 314.939 | 168.3362 | 1748.3156 | 135.4186 | 5892.2278 | 3538.6485 | 884.1082 | 450.172 | 1334.2802 | 315.4243 | 130.1795 | 445.6038 | 0.15005 | 0.12722 | 6.5435e-13 | 7.2548e-13 | -6.537e-13 | -7.2475e-13 | 0.55152 | 0.54897 | 350.4914 | 199.6512 | 314.939 | 168.3362 | 1790.8926 | 193.2538 | 5892.2278 | 3538.6485 | [22 empty] | 926.5088 | 528.3686 | 1454.8774 | 294.4704 | 183.7018 | 478.1722 | 0.15724 | 0.14931 | 1.2091e-12 | 6.828e-13 | 1.2079e-12 | 6.8212e-13 | 0.37914 | 0.24371 | 350.4914 | 199.6512 | 314.939 | 168.3362 | 1740.3625 | 123.0076 | 5892.2278 | 3538.6485
16- Colstrip Exit 2035 | 2040 | 916.9543 | 474.7643 | 1391.7186 | 321.2172 | 148.0256 | 469.2428 | 0.15521 | 0.13389 | 3.6985e-13 | 9.1041e-13 | -3.6948e-13 | 9.0949e-13 | 0.42994 | 0.41134 | 350.4219 | 199.9256 | 314.939 | 168.3362 | 1774.3649 | 164.7292 | 5907.7252 | 3545.8007 | 976.3556 | 529.7152 | 1506.0708 | 366.0178 | 202.9765 | 568.9943 | 0.16527 | 0.14939 | 1.4225e-13 | 3.6985e-13 | 0 | 3.6948e-13 | 0.33779 | 0.28992 | 350.4219 | 199.9256 | 314.939 | 168.3362 | 1751.8476 | 132.9624 | 5907.7252 | 3545.8007 | 897.1689 | 456.7717 | 1353.9406 | 315.9822 | 130.033 | 446.0152 | 0.15186 | 0.12882 | 6.5435e-13 | 1.138e-13 | 6.537e-13 | 1.1369e-13 | 0.55719 | 0.54751 | 350.4219 | 199.9256 | 314.939 | 168.3362 | 1796.5307 | 195.3782 | 5907.7252 | 3545.8007 | [22 empty] | 943.8577 | 538.6739 | 1482.5316 | 296.0567 | 185.8332 | 481.8898 | 0.15977 | 0.15192 | 1.01e-12 | 1.7639e-12 | -1.009e-12 | 1.7621e-12 | 0.38023 | 0.23466 | 350.4219 | 199.9256 | 314.939 | 168.3362 | 1741.8119 | 122.7797 | 5907.7252 | 3545.8007
16- Colstrip Exit 2035 | 2041 | 929.1055 | 483.1847 | 1412.2902 | 317.869 | 149.5611 | 467.4301 | 0.1568 | 0.13595 | 2.276e-13 | 3.8408e-13 | -2.2737e-13 | -3.8369e-13 | 0.42864 | 0.39291 | 376.8275 | 235.1765 | 360.1022 | 201.2306 | 2199.2688 | 192.3611 | 5925.4798 | 3554.0089 | 984.7112 | 545.623 | 1530.3342 | 357.6813 | 211.9993 | 569.6806 | 0.16618 | 0.15352 | 1.138e-13 | 5.69e-14 | 0 | 0 | 0.32902 | 0.26182 | 376.8275 | 235.1765 | 360.1022 | 201.2306 | 2170.3836 | 149.7983 | 5925.4798 | 3554.0089 | 910.6801 | 462.6511 | 1373.3312 | 313.2591 | 129.0274 | 442.2865 | 0.15369 | 0.13018 | 2.1338e-13 | 6.4013e-13 | 2.1316e-13 | -6.3949e-13 | 0.54989 | 0.51908 | 376.8275 | 235.1765 | 360.1022 | 201.2306 | 2220.4833 | 224.0491 | 5925.4798 | 3554.0089 | [22 empty] | 942.7443 | 552.5223 | 1495.2666 | 282.4726 | 189.0167 | 471.4893 | 0.1591 | 0.15546 | 2.1338e-13 | 7.6815e-13 | 2.1316e-13 | -7.6739e-13 | 0.36316 | 0.20509 | 376.8275 | 235.1765 | 360.1022 | 201.2306 | 2164.844 | 137.0748 | 5925.4798 | 3554.0089
16- Colstrip Exit 2035 | 2042 | 954.3196 | 498.3343 | 1452.6539 | 337.3405 | 157.6805 | 495.0211 | 0.1605 | 0.13984 | 7.1125e-13 | 8.5351e-13 | -7.1054e-13 | 8.5265e-13 | 0.43376 | 0.4259 | 387.729 | 235.0966 | 389.0443 | 201.2306 | 2438.2498 | 201.0797 | 5945.9645 | 3563.5377 | 1004.989 | 562.9428 | 1567.9317 | 371.5389 | 222.2891 | 593.828 | 0.16902 | 0.15797 | 7.8238e-13 | 3.6985e-13 | 7.816e-13 | -3.6948e-13 | 0.33099 | 0.29109 | 387.729 | 235.0966 | 389.0443 | 201.2306 | 2408.6936 | 152.7792 | 5945.9645 | 3563.5377 | 936.9995 | 476.6733 | 1413.6727 | 335.3684 | 136.0195 | 471.388 | 0.15759 | 0.13376 | 3.1295e-13 | 1.2803e-13 | 3.1264e-13 | 1.279e-13 | 0.56404 | 0.5625 | 387.729 | 235.0966 | 389.0443 | 201.2306 | 2463.5754 | 236.8487 | 5945.9645 | 3563.5377 | [22 empty] | 955.6199 | 570.3523 | 1525.9722 | 288.6444 | 200.0875 | 488.7319 | 0.16072 | 0.16005 | 6.7569e-13 | 1.3941e-12 | -6.7502e-13 | -1.3927e-12 | 0.36103 | 0.23724 | 387.729 | 235.0966 | 389.0443 | 201.2306 | 2402.1481 | 142.8288 | 5945.9645 | 3563.5377
16- Colstrip Exit 2035 | 2043 | 994.5952 | 514.7315 | 1509.3268 | 358.8469 | 166.8994 | 525.7464 | 0.16661 | 0.144 | 1.4225e-13 | 5.8323e-13 | -1.4211e-13 | -5.8265e-13 | 0.40564 | 0.35715 | 399.0774 | 235.0053 | 419.1119 | 201.2306 | 2679.102 | 196.2862 | 5969.7434 | 3574.6033 | 1047.6539 | 585.9351 | 1633.589 | 396.0168 | 238.103 | 634.1198 | 0.17549 | 0.16392 | 8.8196e-13 | 1.7924e-12 | 8.8107e-13 | -1.7906e-12 | 0.3023 | 0.23108 | 399.0774 | 235.0053 | 419.1119 | 201.2306 | 2642.5336 | 144.519 | 5969.7434 | 3574.6033 | 975.6867 | 490.3069 | 1465.9936 | 354.4827 | 142.4748 | 496.9574 | 0.16344 | 0.13716 | 5.69e-13 | 0 | 5.6843e-13 | 0 | 0.51842 | 0.47932 | 399.0774 | 235.0053 | 419.1119 | 201.2306 | 2699.4023 | 222.8882 | 5969.7434 | 3574.6033 | [22 empty] | 995.8928 | 593.4417 | 1589.3346 | 314.9313 | 215.8124 | 530.7436 | 0.16682 | 0.16602 | 3.6985e-13 | 5.121e-13 | -3.6948e-13 | -5.1159e-13 | 0.34133 | 0.21415 | 399.0774 | 235.0053 | 419.1119 | 201.2306 | 2643.8287 | 142.6087 | 5969.7434 | 3574.6033
16- Colstrip Exit 2035 | 2044 | 1017.4969 | 529.3182 | 1546.815 | 378.7925 | 174.1557 | 552.9482 | 0.16965 | 0.14754 | 2.9873e-13 | 2.276e-13 | -2.9843e-13 | 2.2737e-13 | 0.49879 | 0.46486 | 410.8054 | 234.9139 | 418.758 | 201.2306 | 2704.3096 | 237.5384 | 5997.4751 | 3587.5128 | 1073.9372 | 606.4938 | 1680.4311 | 415.8748 | 251.3314 | 667.2062 | 0.17906 | 0.16906 | 8.5351e-13 | 5.9745e-13 | -8.5265e-13 | -5.9686e-13 | 0.37161 | 0.30811 | 410.8054 | 234.9139 | 418.758 | 201.2306 | 2652.3633 | 161.0943 | 5997.4751 | 3587.5128 | 997.0188 | 501.9231 | 1498.9418 | 376.3645 | 146.7606 | 523.1251 | 0.16624 | 0.13991 | 8.6773e-13 | 3.5563e-13 | -8.6686e-13 | 3.5527e-13 | 0.63555 | 0.61517 | 410.8054 | 234.9139 | 418.758 | 201.2306 | 2734.8489 | 276.1173 | 5997.4751 | 3587.5128 | [22 empty] | 1012.9782 | 608.4959 | 1621.4741 | 316.2325 | 224.3468 | 540.5793 | 0.1689 | 0.16961 | 2.4894e-13 | 1.2803e-12 | -2.4869e-13 | -1.279e-12 | 0.3918 | 0.2745 | 410.8054 | 234.9139 | 418.758 | 201.2306 | 2656.193 | 163.818 | 5997.4751 | 3587.5128
16- Colstrip Exit 2035 | 2045 | 1045.2546 | 552.4922 | 1597.7467 | 390.2812 | 189.8456 | 580.1269 | 0.17334 | 0.15336 | 8.8196e-13 | 7.6815e-13 | 8.8107e-13 | -7.6739e-13 | 0.44089 | 0.40394 | 424.5838 | 238.263 | 455.7186 | 200.5357 | 3002.1375 | 232.6084 | 6029.9304 | 3602.6207 | 1095.9834 | 630.028 | 1726.0114 | 422.2896 | 267.3814 | 689.6711 | 0.18176 | 0.17488 | 1.138e-12 | 1.9631e-12 | -1.1369e-12 | -1.9611e-12 | 0.32151 | 0.25805 | 424.5838 | 238.263 | 455.7186 | 200.5357 | 2953.0999 | 162.9832 | 6029.9304 | 3602.6207 | 1026.9564 | 524.3035 | 1551.26 | 386.3466 | 161.657 | 548.0036 | 0.17031 | 0.14553 | 2.1338e-13 | 3.414e-13 | 2.1316e-13 | -3.4106e-13 | 0.54787 | 0.51686 | 424.5838 | 238.263 | 455.7186 | 200.5357 | 3022.3777 | 258.6868 | 6029.9304 | 3602.6207 | [22 empty] | 1029.2029 | 637.0073 | 1666.2102 | 324.1892 | 241.757 | 565.9462 | 0.17068 | 0.17682 | 3.5563e-13 | 1.5079e-12 | 3.5527e-13 | 1.5064e-12 | 0.36715 | 0.24535 | 424.5838 | 238.263 | 455.7186 | 200.5357 | 2953.6233 | 162.2539 | 6029.9304 | 3602.6207
16- Colstrip Exit 2035 | NPV | 8721.5368 | 4561.0263 | 13282.5631 | 3374.1208 | 1369.4977 | 4743.6185 |  |  | 7.4644e-12 | 4.51e-12 | -1.7025e-12 | -3.8249e-13 | 10.9139 | 13.8025 | [8 empty] | 9124.0658 | 4850.1293 | 13974.1951 | 3641.388 | 1658.6006 | 5299.9886 |  |  | 1.0164e-11 | 6.09e-12 | 2.1923e-12 | -2.8156e-12 | 9.9891 | 12.3238 | [8 empty] | 8579.6408 | 4461.1889 | 13040.8296 | 3349.1397 | 1269.6602 | 4618.7999 |  |  | 6.1171e-12 | 4.481e-12 | 1.9353e-12 | -1.9077e-12 | 12.1101 | 14.4728 | [8 empty] | 0 | 0 | 0 | 0 | 0 | 0 |  |  | 0 | 0 | 0 | 0 | 0 | 0 | [8 empty] | 8969.2591 | 5189.2242 | 14158.4833 | 2919.7367 | 1686.3427 | 4606.0794 |  |  | 6.5533e-12 | 5.362e-12 | -1.6536e-13 | -1.1514e-12 | 9.5997 | 9.7027
16- Colstrip Exit 2035 | Levelized | 739.1882 | 386.5669 | 1125.7551 | 285.9714 | 116.0709 | 402.0423 |  |  | 6.3264e-13 | 3.8225e-13 | -1.443e-13 | -3.2417e-14 | 0.925 | 1.1698 | [8 empty] | 773.3043 | 411.0696 | 1184.3739 | 308.6235 | 140.5736 | 449.1971 |  |  | 8.6145e-13 | 5.1615e-13 | 1.8581e-13 | -2.3863e-13 | 0.84662 | 1.0445 | [8 empty] | 727.1619 | 378.1052 | 1105.2671 | 283.8542 | 107.6092 | 391.4634 |  |  | 5.1845e-13 | 3.7978e-13 | 1.6402e-13 | -1.6168e-13 | 1.0264 | 1.2266 | [8 empty] | #NUM! | #NUM! | #NUM! | #NUM! | #NUM! | #NUM! |  |  | #NUM! | #NUM! | #NUM! | #NUM! | #NUM! | #NUM! | [8 empty] | 760.1838 | 439.8094 | 1199.9932 | 247.4604 | 142.9249 | 390.3853 |  |  | 5.5542e-13 | 4.5446e-13 | -1.4015e-14 | -9.7582e-14 | 0.81362 | 0.82235
17- Colstrip Exit 2045 | 2022 | 571.1412 | 306.3007 | 877.4419 | 250.8014 | 82.2721 | 333.0735 | 0.10079 | 0.089248 | 1.9915e-13 | 4.4098e-13 | 1.9895e-13 | -4.4054e-13 | 1.3192 | 1.9443 | 0 | 0 | 0 | 0 | 0 | 0 | 5666.8075 | 3432.0137 | 586.6366 | 311.2958 | 897.9325 | 254.0157 | 87.2672 | 341.2829 | 0.10352 | 0.090704 | 7.966e-13 | 3.9119e-13 | 7.9581e-13 | 3.908e-13 | 1.2091 | 1.7634 | 0 | 0 | 0 | 0 | 0 | 0 | 5666.8075 | 3432.0137 | 565.2333 | 304.2642 | 869.4975 | 254.0827 | 80.2356 | 334.3182 | 0.099745 | 0.088655 | 7.8238e-13 | 2.276e-13 | 7.816e-13 | 2.2737e-13 | 1.473 | 2.0313 | 0 | 0 | 0 | 0 | 0 | 0 | 5666.8075 | 3432.0137 | [22 empty] | 579.1353 | 312.7887 | 891.924 | 170.0531 | 87.2352 | 257.2882 | 0.1022 | 0.091139 | 7.1125e-14 | 2.7739e-13 | 0 | 2.7711e-13 | 1.2644 | 1.5581 | 0 | 0 | 0 | 0 | 0 | 0 | 5666.8075 | 3432.0137
17- Colstrip Exit 2045 | 2023 | 591.9315 | 314.8943 | 906.8258 | 257.8488 | 86.105 | 343.9539 | 0.10393 | 0.091449 | 0 | 3.983e-13 | 0 | -3.979e-13 | 1.2012 | 1.8092 | 33.8613 | 0 | 45.6288 | 0 | 424.9125 | 0 | 5695.369 | 3443.3889 | 604.887 | 320.854 | 925.7409 | 254.6332 | 92.0647 | 346.698 | 0.10621 | 0.09318 | 1.8493e-13 | 5.8323e-13 | 1.8474e-13 | 5.8265e-13 | 1.0749 | 1.5881 | 33.8613 | 0 | 45.6288 | 0 | 424.9125 | 0 | 5695.369 | 3443.3889 | 587.0538 | 312.6441 | 899.698 | 264.3397 | 83.8549 | 348.1947 | 0.10308 | 0.090795 | 1.707e-13 | 5.7612e-13 | 1.7053e-13 | 5.7554e-13 | 1.3939 | 1.9182 | 33.8613 | 0 | 45.6288 | 0 | 424.9125 | 0 | 5695.369 | 3443.3889 | [22 empty] | 601.7352 | 326.4163 | 928.1514 | 183.8008 | 93.7747 | 277.5755 | 0.10565 | 0.094795 | 4.1253e-13 | 7.8238e-14 | -4.1211e-13 | -7.816e-14 | 1.1468 | 1.4059 | 33.8613 | 0 | 45.6288 | 0 | 424.9125 | 0 | 5695.369 | 3443.3889
17- Colstrip Exit 2045 | 2024 | 625.3657 | 326.2485 | 951.6142 | 283.9001 | 92.5961 | 376.4961 | 0.10935 | 0.094453 | 6.6858e-13 | 6.828e-13 | -6.6791e-13 | -6.8212e-13 | 1.1991 | 1.7899 | 68.6166 | 0 | 91.2576 | 0 | 851.9718 | 0 | 5718.9074 | 3454.0727 | 636.5699 | 333.6172 | 970.1872 | 283.9216 | 99.9648 | 383.8864 | 0.11131 | 0.096587 | 9.9576e-14 | 4.4809e-13 | 0 | 4.4764e-13 | 1.0995 | 1.6481 | 68.6166 | 0 | 91.2576 | 0 | 851.9718 | 0 | 5718.9074 | 3454.0727 | 620.8734 | 323.4473 | 944.3207 | 290.0928 | 89.7949 | 379.8876 | 0.10857 | 0.093642 | 2.5605e-13 | 2.4183e-13 | -2.558e-13 | 2.4158e-13 | 1.4122 | 1.8707 | 68.6166 | 0 | 91.2576 | 0 | 851.9718 | 0 | 5718.9074 | 3454.0727 | [22 empty] | 636.3229 | 349.4124 | 985.7353 | 206.6241 | 108.1256 | 314.7497 | 0.11127 | 0.10116 | 1.4936e-13 | 3.5563e-14 | 1.4921e-13 | 0 | 1.1775 | 1.4328 | 68.6166 | 0 | 91.2576 | 0 | 851.9718 | 0 | 5718.9074 | 3454.0727
17- Colstrip Exit 2045 | 2025 | 648.3123 | 334.6029 | 982.9152 | 288.6983 | 95.9817 | 384.6799 | 0.11294 | 0.096596 | 5.9745e-13 | 3.8408e-13 | 5.9686e-13 | -3.8369e-13 | 1.1953 | 1.6571 | 71.6166 | 0 | 91.2576 | 0 | 849.825 | 0 | 5740.1096 | 3463.9281 | 663.4085 | 344.5137 | 1007.9222 | 291.5423 | 105.8925 | 397.4348 | 0.11557 | 0.099458 | 8.1083e-13 | 4.1253e-13 | -8.1002e-13 | 4.1211e-13 | 1.1074 | 1.486 | 71.6166 | 0 | 91.2576 | 0 | 849.825 | 0 | 5740.1096 | 3463.9281 | 642.6185 | 331.0227 | 973.6411 | 290.9695 | 92.4014 | 383.3709 | 0.11195 | 0.095563 | 3.983e-13 | 3.4851e-13 | 3.979e-13 | -3.4817e-13 | 1.3046 | 1.6697 | 71.6166 | 0 | 91.2576 | 0 | 849.825 | 0 | 5740.1096 | 3463.9281 | [22 empty] | 680.154 | 384.2339 | 1064.3879 | 232.1353 | 126.4064 | 358.5417 | 0.11849 | 0.11092 | 1.8493e-13 | 5.7612e-13 | 1.8474e-13 | -5.7554e-13 | 1.0972 | 1.2292 | 71.6166 | 0 | 91.2576 | 0 | 849.825 | 0 | 5740.1096 | 3463.9281
17- Colstrip Exit 2045 | 2026 | 634.6246 | 339.741 | 974.3655 | 269.7845 | 96.0414 | 365.8259 | 0.11028 | 0.0979 | 5.121e-13 | 3.3429e-13 | -5.1159e-13 | -3.3396e-13 | 1.3235 | 1.7687 | 73.0523 | 0 | 91.2576 | 0 | 849.825 | 0 | 5754.4677 | 3470.2933 | 666.4662 | 350.512 | 1016.9782 | 292.2348 | 106.8125 | 399.0473 | 0.11582 | 0.101 | 1.0527e-12 | 2.276e-13 | -1.0516e-12 | -2.2737e-13 | 1.2419 | 1.6434 | 73.0523 | 0 | 91.2576 | 0 | 849.825 | 0 | 5754.4677 | 3470.2933 | 623.3041 | 336.0712 | 959.3753 | 265.3823 | 92.3716 | 357.754 | 0.10832 | 0.096842 | 2.7028e-13 | 3.7696e-13 | 2.7001e-13 | -3.7659e-13 | 1.4231 | 1.7651 | 73.0523 | 0 | 91.2576 | 0 | 849.825 | 0 | 5754.4677 | 3470.2933 | [22 empty] | 665.9672 | 388.8097 | 1054.7769 | 233.3253 | 123.9505 | 357.2757 | 0.11573 | 0.11204 | 5.4055e-13 | 4.9788e-14 | -5.4001e-13 | 0 | 1.2122 | 1.3476 | 73.0523 | 0 | 91.2576 | 0 | 849.825 | 0 | 5754.4677 | 3470.2933
17- Colstrip Exit 2045 | 2027 | 668.6262 | 358.2219 | 1026.8481 | 252.5875 | 109.3343 | 361.9218 | 0.11594 | 0.10301 | 1.2376e-12 | 6.9703e-13 | -1.2363e-12 | 6.9633e-13 | 1.0008 | 1.1667 | 188.66 | 51.6781 | 171.9104 | 42.1999 | 934.7367 | 44.4283 | 5766.906 | 3477.5386 | 703.1524 | 370.0967 | 1073.2491 | 281.8393 | 121.2091 | 403.0484 | 0.12193 | 0.10642 | 1.5079e-12 | 6.828e-13 | -1.5064e-12 | -6.8212e-13 | 0.96363 | 1.1017 | 188.66 | 51.6781 | 171.9104 | 42.1999 | 929.7778 | 41.8336 | 5766.906 | 3477.5386 | 656.8582 | 354.3602 | 1011.2184 | 246.8611 | 105.4727 | 352.3338 | 0.1139 | 0.1019 | 7.2548e-13 | 3.8408e-13 | -7.2475e-13 | 3.8369e-13 | 1.0467 | 1.1729 | 188.66 | 51.6781 | 171.9104 | 42.1999 | 954.6774 | 54.8618 | 5766.906 | 3477.5386 | [22 empty] | 714.0033 | 416.7332 | 1130.7365 | 254.2032 | 136.6916 | 390.8949 | 0.12381 | 0.11984 | 8.9618e-13 | 6.6858e-13 | 8.9528e-13 | 6.6791e-13 | 0.86524 | 0.79397 | 188.66 | 51.6781 | 171.9104 | 42.1999 | 925.3095 | 39.4957 | 5766.906 | 3477.5386
17- Colstrip Exit 2045 | 2028 | 698.3192 | 365.8141 | 1064.1334 | 271.8638 | 111.6293 | 383.493 | 0.12081 | 0.10496 | 3.414e-13 | 2.7028e-13 | -3.4106e-13 | 2.7001e-13 | 0.92116 | 1.1649 | 217.0072 | 51.8147 | 217.0736 | 42.1999 | 1365.2278 | 45.6623 | 5780.3166 | 3485.3082 | 727.3046 | 378.8234 | 1106.128 | 294.7858 | 124.6385 | 419.4243 | 0.12582 | 0.10869 | 1.3514e-12 | 1.138e-13 | -1.35e-12 | 1.1369e-13 | 0.87972 | 1.0922 | 217.0072 | 51.8147 | 217.0736 | 42.1999 | 1358.4123 | 42.0962 | 5780.3166 | 3485.3082 | 688.2974 | 361.4569 | 1049.7543 | 267.4157 | 107.272 | 374.6877 | 0.11908 | 0.10371 | 1.138e-13 | 3.2718e-13 | 1.1369e-13 | -3.2685e-13 | 0.96529 | 1.1604 | 217.0072 | 51.8147 | 217.0736 | 42.1999 | 1375.271 | 50.9172 | 5780.3166 | 3485.3082 | [22 empty] | 718.6648 | 423.9375 | 1142.6023 | 252.0315 | 138.2277 | 390.2592 | 0.12433 | 0.12164 | 9.9576e-14 | 3.8408e-13 | 0 | 3.8369e-13 | 0.78003 | 0.77274 | 217.0072 | 51.8147 | 217.0736 | 42.1999 | 1355.0129 | 40.3176 | 5780.3166 | 3485.3082
17- Colstrip Exit 2045 | 2029 | 713.805 | 372.7036 | 1086.5086 | 270.6621 | 113.1135 | 383.7756 | 0.1232 | 0.1067 | 6.1168e-13 | 1.4225e-14 | 6.1107e-13 | 0 | 0.91686 | 1.0971 | 216.8933 | 52.1448 | 217.0736 | 42.1999 | 1359.7932 | 44.5036 | 5793.7035 | 3493.0195 | 745.7247 | 387.5672 | 1133.292 | 296.1834 | 127.9771 | 424.1605 | 0.12871 | 0.11095 | 1.3087e-12 | 4.552e-13 | -1.3074e-12 | -4.5475e-13 | 0.87705 | 1.0272 | 216.8933 | 52.1448 | 217.0736 | 42.1999 | 1353.0688 | 40.9852 | 5793.7035 | 3493.0195 | 702.5347 | 367.5989 | 1070.1336 | 266.331 | 108.0088 | 374.3398 | 0.12126 | 0.10524 | 1.4225e-14 | 6.1168e-13 | 0 | 6.1107e-13 | 0.96124 | 1.1062 | 216.8933 | 52.1448 | 217.0736 | 42.1999 | 1373.0255 | 51.4271 | 5793.7035 | 3493.0195 | [22 empty] | 739.6602 | 434.9825 | 1174.6427 | 255.7009 | 140.7544 | 396.4554 | 0.12767 | 0.12453 | 7.397e-13 | 1.138e-13 | 7.3896e-13 | -1.1369e-13 | 0.74536 | 0.69491 | 216.8933 | 52.1448 | 217.0736 | 42.1999 | 1346.5257 | 37.5617 | 5793.7035 | 3493.0195
17- Colstrip Exit 2045 | 2030 | 732.1818 | 376.79 | 1108.9718 | 276.7298 | 111.6867 | 388.4165 | 0.12619 | 0.10771 | 8.6773e-13 | 1.9915e-13 | -8.6686e-13 | 1.9895e-13 | 0.92631 | 1.1085 | 216.7943 | 52.6344 | 217.0736 | 42.1999 | 1351.024 | 39.9153 | 5802.0823 | 3498.2716 | 766.9034 | 393.5113 | 1160.4147 | 303.608 | 128.408 | 432.016 | 0.13218 | 0.11249 | 6.828e-13 | 1.4225e-13 | -6.8212e-13 | -1.4211e-13 | 0.88404 | 1.0251 | 216.7943 | 52.6344 | 217.0736 | 42.1999 | 1351.3052 | 40.0722 | 5802.0823 | 3498.2716 | 720.1272 | 371.1174 | 1091.2447 | 272.1284 | 106.0141 | 378.1425 | 0.12412 | 0.10609 | 3.5563e-13 | 1.9915e-13 | 3.5527e-13 | -1.9895e-13 | 0.96876 | 1.111 | 216.7943 | 52.6344 | 217.0736 | 42.1999 | 1363.3108 | 46.3442 | 5802.0823 | 3498.2716 | [22 empty] | 755.7954 | 441.919 | 1197.7144 | 257.5217 | 137.9909 | 395.5126 | 0.13026 | 0.12632 | 7.5393e-13 | 9.5308e-13 | 7.5318e-13 | 9.5213e-13 | 0.75752 | 0.70623 | 216.7943 | 52.6344 | 217.0736 | 42.1999 | 1356.7082 | 42.8895 | 5802.0823 | 3498.2716
17- Colstrip Exit 2045 | 2031 | 750.5815 | 388.6786 | 1139.2601 | 277.9335 | 117.9541 | 395.8876 | 0.12918 | 0.11095 | 1.1807e-12 | 4.4098e-13 | 1.1795e-12 | 4.4054e-13 | 0.94501 | 1.0434 | 261.0488 | 88.375 | 249.8111 | 75.0944 | 1630.6238 | 56.1822 | 5810.3204 | 3503.2316 | 788.1432 | 409.9535 | 1198.0966 | 307.1546 | 139.229 | 446.3836 | 0.13565 | 0.11702 | 1.707e-12 | 6.1168e-13 | -1.7053e-12 | -6.1107e-13 | 0.90106 | 0.96117 | 261.0488 | 88.375 | 249.8111 | 75.0944 | 1623.1838 | 52.6424 | 5810.3204 | 3503.2316 | 737.1626 | 381.2321 | 1118.3948 | 273.3914 | 110.5077 | 383.8991 | 0.12687 | 0.10882 | 1.8493e-13 | 5.121e-13 | -1.8474e-13 | -5.1159e-13 | 0.98787 | 1.0598 | 261.0488 | 88.375 | 249.8111 | 75.0944 | 1641.6019 | 64.6958 | 5810.3204 | 3503.2316 | [22 empty] | 776.9382 | 462.7266 | 1239.6648 | 261.334 | 148.9424 | 410.2764 | 0.13372 | 0.13209 | 8.1083e-13 | 9.9576e-13 | 8.1002e-13 | -9.9476e-13 | 0.74529 | 0.63486 | 261.0488 | 88.375 | 249.8111 | 75.0944 | 1623.144 | 51.4565 | 5810.3204 | 3503.2316
17- Colstrip Exit 2045 | 2032 | 761.334 | 394.8766 | 1156.2106 | 277.5234 | 118.4226 | 395.946 | 0.13085 | 0.11257 | 8.6773e-13 | 2.7028e-13 | 8.6686e-13 | -2.7001e-13 | 0.94392 | 1.035 | 263.4985 | 88.5002 | 249.8111 | 75.0944 | 1633.6997 | 55.5569 | 5818.5428 | 3507.9536 | 799.8512 | 417.1348 | 1216.986 | 306.7014 | 140.6807 | 447.3821 | 0.13747 | 0.11891 | 5.69e-13 | 8.5351e-13 | -5.6843e-13 | -8.5265e-13 | 0.89628 | 0.94854 | 263.4985 | 88.5002 | 249.8111 | 75.0944 | 1627.1417 | 51.4965 | 5818.5428 | 3507.9536 | 747.3279 | 386.9654 | 1134.2932 | 273.5527 | 110.5113 | 384.0641 | 0.12844 | 0.11031 | 1.707e-13 | 8.8196e-13 | -1.7053e-13 | -8.8107e-13 | 0.9834 | 1.0523 | 263.4985 | 88.5002 | 249.8111 | 75.0944 | 1647.4015 | 64.774 | 5818.5428 | 3507.9536 | [22 empty] | 786.793 | 468.9556 | 1255.7486 | 256.4359 | 148.2972 | 404.7331 | 0.13522 | 0.13368 | 1.9915e-13 | 9.9576e-14 | 1.9895e-13 | 0 | 0.72922 | 0.6048 | 263.4985 | 88.5002 | 249.8111 | 75.0944 | 1625.7328 | 50.7882 | 5818.5428 | 3507.9536
17- Colstrip Exit 2045 | 2033 | 780.3575 | 403.8666 | 1184.224 | 280.623 | 121.5695 | 402.1925 | 0.13392 | 0.11498 | 4.1253e-13 | 2.4183e-13 | 4.1211e-13 | 2.4158e-13 | 0.92443 | 0.98293 | 267.165 | 88.4774 | 249.8111 | 75.0944 | 1625.736 | 52.9134 | 5826.9038 | 3512.5145 | 822.7352 | 428.6164 | 1251.3516 | 314.0878 | 146.3193 | 460.4071 | 0.1412 | 0.12203 | 1.707e-13 | 3.983e-13 | 0 | 3.979e-13 | 0.88048 | 0.90555 | 267.165 | 88.4774 | 249.8111 | 75.0944 | 1621.8009 | 49.7298 | 5826.9038 | 3512.5145 | 765.3644 | 395.3808 | 1160.7453 | 274.6735 | 113.0838 | 387.7573 | 0.13135 | 0.11256 | 6.6858e-13 | 1.4225e-14 | -6.6791e-13 | 0 | 0.95635 | 0.9975 | 267.165 | 88.4774 | 249.8111 | 75.0944 | 1639.9396 | 61.7274 | 5826.9038 | 3512.5145 | [22 empty] | 806.4894 | 479.7497 | 1286.2391 | 260.634 | 151.6664 | 412.3003 | 0.13841 | 0.13658 | 6.5435e-13 | 1.0669e-12 | 6.537e-13 | 1.0658e-12 | 0.69382 | 0.56148 | 267.165 | 88.4774 | 249.8111 | 75.0944 | 1617.5716 | 46.8108 | 5826.9038 | 3512.5145
17- Colstrip Exit 2045 | 2034 | 796.6392 | 412.6573 | 1209.2965 | 284.6731 | 124.3997 | 409.0728 | 0.13651 | 0.11733 | 1.138e-13 | 2.845e-14 | -1.1369e-13 | 0 | 0.92935 | 0.98438 | 271.3246 | 88.946 | 249.8111 | 75.0944 | 1627.6003 | 52.7867 | 5835.5798 | 3517.0045 | 842.481 | 439.7744 | 1282.2554 | 319.3686 | 151.5167 | 470.8853 | 0.14437 | 0.12504 | 6.5435e-13 | 6.6858e-13 | -6.537e-13 | 6.6791e-13 | 0.87465 | 0.88955 | 271.3246 | 88.946 | 249.8111 | 75.0944 | 1620.2552 | 49.782 | 5835.5798 | 3517.0045 | 781.1432 | 403.6347 | 1184.7779 | 278.5854 | 115.3771 | 393.9625 | 0.13386 | 0.11477 | 6.6858e-13 | 2.276e-13 | -6.6791e-13 | 2.2737e-13 | 0.95163 | 0.99076 | 271.3246 | 88.946 | 249.8111 | 75.0944 | 1634.9837 | 57.5449 | 5835.5798 | 3517.0045 | [22 empty] | 820.6783 | 491.8861 | 1312.5644 | 260.8482 | 153.1975 | 414.0457 | 0.14063 | 0.13986 | 6.1168e-13 | 4.2675e-14 | -6.1107e-13 | 0 | 0.69727 | 0.55745 | 271.3246 | 88.946 | 249.8111 | 75.0944 | 1621.7419 | 49.6636 | 5835.5798 | 3517.0045
17- Colstrip Exit 2045 | 2035 | 815.7711 | 421.8805 | 1237.6516 | 286.9317 | 127.5402 | 414.4719 | 0.13957 | 0.1198 | 6.828e-13 | 3.6985e-13 | -6.8212e-13 | -3.6948e-13 | 0.90738 | 0.92949 | 276.159 | 91.6519 | 252.7189 | 76.6158 | 1631.8418 | 57.6396 | 5844.7658 | 3521.5878 | 868.533 | 453.1975 | 1321.7306 | 325.9355 | 158.8573 | 484.7928 | 0.1486 | 0.12869 | 1.0242e-12 | 7.5393e-13 | -1.0232e-12 | -7.5318e-13 | 0.83682 | 0.8057 | 276.159 | 91.6519 | 252.7189 | 76.6158 | 1622.4223 | 53.8329 | 5844.7658 | 3521.5878 | 798.7017 | 411.9537 | 1210.6554 | 281.3668 | 117.6135 | 398.9803 | 0.13665 | 0.11698 | 2.7028e-13 | 4.552e-13 | 2.7001e-13 | -4.5475e-13 | 0.9421 | 0.96013 | 276.159 | 91.6519 | 252.7189 | 76.6158 | 1640.7915 | 63.0911 | 5844.7658 | 3521.5878 | [22 empty] | 844.8994 | 504.8541 | 1349.7534 | 269.5747 | 157.9487 | 427.5234 | 0.14456 | 0.14336 | 1.0953e-12 | 1.5648e-13 | 1.0942e-12 | -1.5632e-13 | 0.66298 | 0.51723 | 276.159 | 91.6519 | 252.7189 | 76.6158 | 1620.2345 | 51.1346 | 5844.7658 | 3521.5878
17- Colstrip Exit 2045 | 2036 | 840.1369 | 436.8346 | 1276.9715 | 303.3414 | 136.2863 | 439.6277 | 0.1435 | 0.12388 | 1.1522e-12 | 4.8365e-13 | -1.1511e-12 | 4.8317e-13 | 0.92338 | 0.94689 | 338.456 | 126.3408 | 303.5594 | 103.2171 | 1656.8472 | 69.0454 | 5854.6724 | 3526.4026 | 889.306 | 466.6988 | 1356.0048 | 338.5966 | 166.1505 | 504.7471 | 0.1519 | 0.13234 | 2.276e-13 | 1.138e-13 | 2.2737e-13 | 1.1369e-13 | 0.85266 | 0.83126 | 338.456 | 126.3408 | 303.5594 | 103.2171 | 1635.4318 | 56.1546 | 5854.6724 | 3526.4026 | 822.4667 | 426.4856 | 1248.9523 | 297.7068 | 125.9373 | 423.6441 | 0.14048 | 0.12094 | 6.828e-13 | 6.1168e-13 | -6.8212e-13 | 6.1107e-13 | 0.96015 | 0.98017 | 338.456 | 126.3408 | 303.5594 | 103.2171 | 1675.2994 | 79.2091 | 5854.6724 | 3526.4026 | [22 empty] | 867.6593 | 519.8543 | 1387.5135 | 278.4512 | 166.5904 | 445.0416 | 0.1482 | 0.14742 | 8.5351e-13 | 6.259e-13 | 8.5265e-13 | 6.2528e-13 | 0.66745 | 0.51527 | 338.456 | 126.3408 | 303.5594 | 103.2171 | 1637.7845 | 56.1054 | 5854.6724 | 3526.4026
17- Colstrip Exit 2045 | 2037 | 857.4802 | 448.7489 | 1306.2292 | 302.9972 | 141.8632 | 444.8604 | 0.14619 | 0.12707 | 5.2633e-13 | 5.8323e-13 | 5.258e-13 | -5.8265e-13 | 0.89467 | 0.89005 | 338.3865 | 126.9694 | 303.5594 | 103.2171 | 1648.3388 | 66.2279 | 5865.5363 | 3531.5875 | 909.312 | 480.3359 | 1389.6479 | 338.6501 | 173.4501 | 512.1003 | 0.15503 | 0.13601 | 9.6731e-13 | 9.3886e-13 | 9.6634e-13 | 9.3792e-13 | 0.80748 | 0.75301 | 338.3865 | 126.9694 | 303.5594 | 103.2171 | 1630.1675 | 56.8414 | 5865.5363 | 3531.5875 | 838.58 | 437.5196 | 1276.0996 | 296.7449 | 130.6339 | 427.3788 | 0.14297 | 0.12389 | 6.828e-13 | 2.845e-14 | 6.8212e-13 | 0 | 0.92803 | 0.92389 | 338.3865 | 126.9694 | 303.5594 | 103.2171 | 1671.307 | 78.4928 | 5865.5363 | 3531.5875 | [22 empty] | 886.3749 | 534.767 | 1421.1419 | 281.0994 | 172.1139 | 453.2133 | 0.15112 | 0.15142 | 9.5308e-13 | 1.4652e-12 | 9.5213e-13 | -1.4637e-12 | 0.62958 | 0.47306 | 338.3865 | 126.9694 | 303.5594 | 103.2171 | 1625.8222 | 53.7758 | 5865.5363 | 3531.5875
17- Colstrip Exit 2045 | 2038 | 881.9264 | 463.8195 | 1345.7459 | 318.006 | 150.4638 | 468.4697 | 0.15005 | 0.13112 | 4.2675e-13 | 8.8196e-13 | 4.2633e-13 | -8.8107e-13 | 0.89105 | 0.91419 | 349.3148 | 130.4319 | 319.7979 | 111.7135 | 1776.1372 | 134.1737 | 5877.6217 | 3537.2501 | 932.8545 | 494.9308 | 1427.7853 | 354.0703 | 181.5751 | 535.6454 | 0.15871 | 0.13992 | 7.397e-13 | 3.414e-13 | -7.3896e-13 | 3.4106e-13 | 0.81337 | 0.80213 | 349.3148 | 130.4319 | 319.7979 | 111.7135 | 1758.1702 | 122.9425 | 5877.6217 | 3537.2501 | 864.5182 | 452.913 | 1317.4312 | 314.0694 | 139.5573 | 453.6267 | 0.14709 | 0.12804 | 5.4055e-13 | 4.9788e-13 | 5.4001e-13 | 4.9738e-13 | 0.92549 | 0.94303 | 349.3148 | 130.4319 | 319.7979 | 111.7135 | 1804.0691 | 148.9629 | 5877.6217 | 3537.2501 | [22 empty] | 901.8955 | 550.3462 | 1452.2416 | 286.1686 | 178.4355 | 464.6041 | 0.15345 | 0.15559 | 5.4055e-13 | 7.1125e-13 | 5.4001e-13 | -7.1054e-13 | 0.62389 | 0.49141 | 349.3148 | 130.4319 | 319.7979 | 111.7135 | 1748.5187 | 116.9061 | 5877.6217 | 3537.2501
17- Colstrip Exit 2045 | 2039 | 900.2259 | 471.2083 | 1371.4342 | 318.5228 | 151.2465 | 469.7693 | 0.15281 | 0.13297 | 1.0953e-12 | 4.4098e-13 | 1.0942e-12 | 4.4054e-13 | 0.87577 | 0.86734 | 349.4487 | 130.3748 | 319.7979 | 111.7135 | 1776.9328 | 137.957 | 5891.2255 | 3543.6308 | 955.6099 | 505.4985 | 1461.1084 | 358.7939 | 185.5366 | 544.3306 | 0.16221 | 0.14265 | 2.845e-13 | 1.3087e-12 | 2.8422e-13 | 1.3074e-12 | 0.7968 | 0.75545 | 349.4487 | 130.3748 | 319.7979 | 111.7135 | 1755.3307 | 123.427 | 5891.2255 | 3543.6308 | 881.0522 | 459.3497 | 1340.402 | 314.1294 | 139.3879 | 453.5173 | 0.14955 | 0.12963 | 3.1295e-13 | 2.845e-13 | 3.1264e-13 | 2.8422e-13 | 0.92033 | 0.91604 | 349.4487 | 130.3748 | 319.7979 | 111.7135 | 1809.7112 | 155.6594 | 5891.2255 | 3543.6308 | [22 empty] | 923.7389 | 561.8344 | 1485.5733 | 291.7487 | 181.0422 | 472.7909 | 0.1568 | 0.15855 | 8.8196e-13 | 2.1338e-13 | 8.8107e-13 | 2.1316e-13 | 0.6118 | 0.47666 | 349.4487 | 130.3748 | 319.7979 | 111.7135 | 1744.806 | 115.1626 | 5891.2255 | 3543.6308
17- Colstrip Exit 2045 | 2040 | 913.9666 | 479.7529 | 1393.7195 | 319.139 | 153.0457 | 472.1847 | 0.15473 | 0.13511 | 1.0953e-12 | 1.138e-13 | 1.0942e-12 | -1.1369e-13 | 0.86156 | 0.84168 | 349.6395 | 130.2835 | 319.7979 | 111.7135 | 1784.5026 | 140.3932 | 5906.6886 | 3550.8702 | 973.5409 | 516.3321 | 1489.873 | 363.3852 | 189.6248 | 553.01 | 0.16482 | 0.14541 | 1.5079e-12 | 5.9745e-13 | 1.5064e-12 | 5.9686e-13 | 0.78108 | 0.73302 | 349.6395 | 130.2835 | 319.7979 | 111.7135 | 1756.6384 | 121.7887 | 5906.6886 | 3550.8702 | 894.1878 | 467.4577 | 1361.6456 | 314.7576 | 140.7505 | 455.5081 | 0.15139 | 0.13165 | 4.9788e-13 | 3.983e-13 | -4.9738e-13 | -3.979e-13 | 0.91056 | 0.89908 | 349.6395 | 130.2835 | 319.7979 | 111.7135 | 1814.2351 | 157.2877 | 5906.6886 | 3550.8702 | [22 empty] | 941.4978 | 572.3857 | 1513.8834 | 293.8687 | 184.8938 | 478.7625 | 0.1594 | 0.1612 | 1.138e-13 | 4.6943e-13 | 1.1369e-13 | 4.6896e-13 | 0.59456 | 0.44949 | 349.6395 | 130.2835 | 319.7979 | 111.7135 | 1747.0225 | 113.9413 | 5906.6886 | 3550.8702
17- Colstrip Exit 2045 | 2041 | 925.9578 | 488.4967 | 1414.4544 | 315.7221 | 154.9044 | 470.6265 | 0.15629 | 0.13725 | 3.414e-13 | 5.69e-14 | -3.4106e-13 | 0 | 0.85204 | 0.81492 | 376.0038 | 165.5002 | 364.9611 | 144.608 | 2210.2768 | 165.583 | 5924.4441 | 3559.0843 | 981.6786 | 532.0852 | 1513.7638 | 354.7907 | 198.4929 | 553.2837 | 0.1657 | 0.1495 | 1.2803e-12 | 1.1665e-12 | -1.279e-12 | 1.1653e-12 | 0.76528 | 0.69803 | 376.0038 | 165.5002 | 364.9611 | 144.608 | 2175.3021 | 139.467 | 5924.4441 | 3559.0843 | 907.419 | 474.0641 | 1381.4831 | 312.0351 | 140.4719 | 452.507 | 0.15317 | 0.1332 | 3.1295e-13 | 5.69e-13 | -3.1264e-13 | -5.6843e-13 | 0.88802 | 0.8554 | 376.0038 | 165.5002 | 364.9611 | 144.608 | 2240.6257 | 183.0858 | 5924.4441 | 3559.0843 | [22 empty] | 939.9044 | 588.8081 | 1528.7125 | 279.7945 | 190.3177 | 470.1121 | 0.15865 | 0.16544 | 9.8153e-13 | 9.9576e-13 | 9.8055e-13 | 9.9476e-13 | 0.57373 | 0.41606 | 376.0038 | 165.5002 | 364.9611 | 144.608 | 2170.5956 | 128.3187 | 5924.4441 | 3559.0843
17- Colstrip Exit 2045 | 2042 | 951.204 | 502.7362 | 1453.9402 | 334.8696 | 162.1139 | 496.9836 | 0.16 | 0.14088 | 4.6943e-13 | 9.5308e-13 | 4.6896e-13 | 9.5213e-13 | 0.86744 | 0.8578 | 386.5955 | 165.4089 | 393.7867 | 144.608 | 2445.0841 | 173.3875 | 5944.9298 | 3568.6561 | 1002.1729 | 548.3466 | 1550.5195 | 368.5435 | 207.7243 | 576.2678 | 0.16858 | 0.15366 | 1.5079e-12 | 4.2675e-13 | -1.5064e-12 | -4.2633e-13 | 0.77707 | 0.73678 | 386.5955 | 165.4089 | 393.7867 | 144.608 | 2409.9816 | 141.6831 | 5944.9298 | 3568.6561 | 933.7482 | 487.365 | 1421.1131 | 334.027 | 146.7427 | 480.7697 | 0.15707 | 0.13657 | 2.276e-13 | 6.4013e-13 | -2.2737e-13 | -6.3949e-13 | 0.9169 | 0.91311 | 386.5955 | 165.4089 | 393.7867 | 144.608 | 2480.888 | 192.3792 | 5944.9298 | 3568.6561 | [22 empty] | 953.2126 | 609.4779 | 1562.6905 | 286.3617 | 199.2386 | 485.6002 | 0.16034 | 0.17079 | 5.9034e-13 | 5.69e-13 | 5.8975e-13 | -5.6843e-13 | 0.59171 | 0.46814 | 386.5955 | 165.4089 | 393.7867 | 144.608 | 2405.1966 | 133.2929 | 5944.9298 | 3568.6561
17- Colstrip Exit 2045 | 2043 | 992.1184 | 519.3464 | 1511.4648 | 356.8607 | 171.5458 | 528.4065 | 0.16622 | 0.14508 | 2.1338e-13 | 4.2675e-14 | 2.1316e-13 | 0 | 0.82795 | 0.77806 | 398.4854 | 165.2832 | 424.661 | 144.608 | 2684.9494 | 169.2377 | 5968.7096 | 3579.7716 | 1045.6488 | 570.8564 | 1616.5052 | 393.9051 | 223.0558 | 616.9608 | 0.17519 | 0.15947 | 1.4225e-12 | 4.2675e-13 | -1.4211e-12 | 4.2633e-13 | 0.73881 | 0.66776 | 398.4854 | 165.2832 | 424.661 | 144.608 | 2645.7425 | 135.7417 | 5968.7096 | 3579.7716 | 973.0908 | 501.2642 | 1474.3549 | 353.4198 | 153.4635 | 506.8833 | 0.16303 | 0.14003 | 7.1125e-13 | 9.9576e-14 | -7.1054e-13 | 0 | 0.8676 | 0.82677 | 398.4854 | 165.2832 | 424.661 | 144.608 | 2713.5679 | 182.2474 | 5968.7096 | 3579.7716 | [22 empty] | 994.5528 | 633.1063 | 1627.6591 | 313.7322 | 213.2879 | 527.0201 | 0.16663 | 0.17686 | 5.4055e-13 | 1.0242e-12 | -5.4001e-13 | -1.0232e-12 | 0.57695 | 0.45008 | 398.4854 | 165.2832 | 424.661 | 144.608 | 2648.4173 | 131.3141 | 5968.7096 | 3579.7716
17- Colstrip Exit 2045 | 2044 | 1015.239 | 531.9412 | 1547.1802 | 377.1115 | 176.8103 | 553.9218 | 0.16931 | 0.14806 | 3.414e-13 | 4.6943e-13 | 3.4106e-13 | 4.6896e-13 | 0.88983 | 0.85351 | 410.2138 | 165.2262 | 423.4751 | 144.608 | 2709.2384 | 201.2156 | 5996.4425 | 3592.7429 | 1071.956 | 588.7441 | 1660.7001 | 413.8815 | 233.6132 | 647.4947 | 0.17877 | 0.16387 | 5.4055e-13 | 2.845e-14 | 5.4001e-13 | 0 | 0.77942 | 0.71573 | 410.2138 | 165.2262 | 423.4751 | 144.608 | 2655.3878 | 148.9934 | 5996.4425 | 3592.7429 | 994.5218 | 512.5419 | 1507.0637 | 376.2774 | 157.411 | 533.6885 | 0.16585 | 0.14266 | 3.414e-13 | 5.8323e-13 | 3.4106e-13 | -5.8265e-13 | 0.95182 | 0.92891 | 410.2138 | 165.2262 | 423.4751 | 144.608 | 2754.4873 | 218.3385 | 5996.4425 | 3592.7429 | [22 empty] | 1011.8563 | 642.8207 | 1654.677 | 315.1935 | 221.0156 | 536.2091 | 0.16874 | 0.17892 | 5.4055e-13 | 9.3886e-13 | 5.4001e-13 | -9.3792e-13 | 0.5913 | 0.47364 | 410.2138 | 165.2262 | 423.4751 | 144.608 | 2658.0113 | 148.3995 | 5996.4425 | 3592.7429
17- Colstrip Exit 2045 | 2045 | 1043.2254 | 555.8509 | 1599.0763 | 389.025 | 193.236 | 582.261 | 0.17304 | 0.15406 | 5.4055e-13 | 3.2718e-13 | -5.4001e-13 | -3.2685e-13 | 0.85456 | 0.81511 | 423.9534 | 168.6286 | 460.4308 | 143.9093 | 3009.4125 | 191.7752 | 6028.899 | 3607.9188 | 1094.5741 | 612.8081 | 1707.3822 | 420.3515 | 250.1932 | 670.5447 | 0.18155 | 0.16985 | 4.2675e-13 | 6.828e-13 | -4.2633e-13 | 6.8212e-13 | 0.74937 | 0.6852 | 423.9534 | 168.6286 | 460.4308 | 143.9093 | 2952.1885 | 148.4328 | 6028.899 | 3607.9188 | 1024.5442 | 535.6912 | 1560.2353 | 385.8383 | 173.0762 | 558.9145 | 0.16994 | 0.14848 | 6.1879e-13 | 1.2803e-13 | -6.1817e-13 | 1.279e-13 | 0.89227 | 0.85855 | 423.9534 | 168.6286 | 460.4308 | 143.9093 | 3038.0205 | 205.2935 | 6028.899 | 3607.9188 | [22 empty] | 1028.4448 | 678.7961 | 1707.2409 | 323.587 | 237.4847 | 561.0718 | 0.17059 | 0.18814 | 2.9161e-13 | 1.4225e-12 | -2.9132e-13 | 1.4211e-12 | 0.60383 | 0.48158 | 423.9534 | 168.6286 | 460.4308 | 143.9093 | 2958.3169 | 143.3273 | 6028.899 | 3607.9188
17- Colstrip Exit 2045 | NPV | 8716.5063 | 4570.8102 | 13287.3165 | 3371.6594 | 1379.4747 | 4751.1341 |  |  | 6.9213e-12 | 4.5674e-12 | 5.4918e-14 | -9.786e-13 | 12.1703 | 15.0539 | [8 empty] | 9119.5925 | 4809.9437 | 13929.5362 | 3637.5736 | 1618.6083 | 5256.1819 |  |  | 9.873e-12 | 5.8919e-12 | -5.7235e-12 | 1.6179e-12 | 11.2819 | 13.6147 | [8 empty] | 8574.3928 | 4488.2191 | 13062.6119 | 3349.0511 | 1296.8836 | 4645.9347 |  |  | 4.7045e-12 | 4.5123e-12 | 3.2987e-14 | -1.5977e-13 | 13.1252 | 15.4816 | [8 empty] | 0 | 0 | 0 | 0 | 0 | 0 |  |  | 0 | 0 | 0 | 0 | 0 | 0 | [8 empty] | 8965.5137 | 5287.7113 | 14253.2249 | 2916.3117 | 1682.3469 | 4598.6587 |  |  | 6.0367e-12 | 5.6593e-12 | 3.4838e-12 | 4.6757e-13 | 10.2346 | 10.3366
17- Colstrip Exit 2045 | Levelized | 738.7619 | 387.3961 | 1126.158 | 285.7628 | 116.9165 | 402.6793 |  |  | 5.8661e-13 | 3.8711e-13 | 4.6546e-15 | -8.2941e-14 | 1.0315 | 1.2759 | [8 empty] | 772.9252 | 407.6637 | 1180.5889 | 308.3002 | 137.1841 | 445.4843 |  |  | 8.3678e-13 | 4.9936e-13 | -4.8509e-13 | 1.3713e-13 | 0.95619 | 1.1539 | [8 empty] | 726.7172 | 380.3961 | 1107.1133 | 283.8467 | 109.9165 | 393.7632 |  |  | 3.9872e-13 | 3.8244e-13 | 2.7958e-15 | -1.3542e-14 | 1.1124 | 1.3121 | [8 empty] | #NUM! | #NUM! | #NUM! | #NUM! | #NUM! | #NUM! |  |  | #NUM! | #NUM! | #NUM! | #NUM! | #NUM! | #NUM! | [8 empty] | 759.8664 | 448.1566 | 1208.0229 | 247.1701 | 142.5862 | 389.7564 |  |  | 5.1164e-13 | 4.7965e-13 | 2.9527e-13 | 3.9628e-14 | 0.86743 | 0.87607

## Summary Resources
| Nameplate MW | 2022 | 2023 | 2024 | 2025 | 2026 | 2027 | 2028 | 2029 | 2030 | 2031 | 2032 | 2033 | 2034 | 2035 | 2036 | 2037 | 2038 | 2039 | 2040 | 2041 | 2042 | 2043 | 2044 | 2045 | Total |  |  |  | 1- Preferred Resource Strategy | 2- Baseline 1 | 3- Baseline 2 | 4- Baseline 3 | 5- Clean Resource Plan (2027) | 6- Clean Resource Plan (2045) | 7- SCC Idaho | 8- Low Load Forecast | 9- High Load Forecast | 10- RA Market | 11- Electrification 1 | 12- Electrification 2 | 13- Electrification 3 | 14- 2x SCC | 15- Colstrip Exit 2025 | 16- Colstrip Exit 2035 | 17- Colstrip Exit 2045 | 18- Clean Energy Delivered Each Hour | 19- SCC on Net P/S | 20- Use Avg Mrkt for EE SCC | 1a- LCP w/ Climate Shift | 1b- LCP w/ SCC | 6b- Clean Resource Plan (2045) No Colstrip | 21- Maximum WA Customer Benefit
Shared System Resource
1- Preferred Resource Strategy | Shared System Resource | [27 empty] | NG CT | 213.0149 | 131.9 | 131.9 | 0 | 84 | 0 | 222.5621 | 65.136 | 84.0607 | 87.7538 | 84 | 84.0038 | 84 | 195.7286 | 213.0149 | 125.4646 | 210.9059 | 126.1257 | 250.2061 | 86.0546 | 171.5223 | 246.7323 | 0 | 0
1- Preferred Resource Strategy | NG CT | 0 | 0 | 0 | 0 | 0 | 126.1257 | 0 | 0 | 0 | 0 | 0 | 0 | 0 | 0 | 86.8892 | 0 | 0 | 0 | 0 | 0 | 0 | 0 | 0 | 0 | 213.0149 |  |  | Solar | 100 | 0 | 0 | 0 | 549.2328 | 899.3345 | 0 | 103.763 | 0 | 100 | 0 | 0 | 0 | 100 | 100 | 100 | 100 | 100 | 0 | 100.7789 | 0 | 411.1919 | 820.1476 | 0
1- Preferred Resource Strategy | Solar | 0 | 0 | 0 | 0 | 0 | 0 | 0 | 0 | 0 | 0 | 0 | 0 | 0 | 0 | 0 | 0 | 100 | 0 | 0 | 0 | 0 | 0 | 0 | 0 | 100 |  |  | Storage Added to Solar | 50 | 0 | 0 | 0 | 274.6164 | 449.6672 | 0 | 51.8815 | 0 | 50 | 0 | 0 | 0 | 50 | 50 | 50 | 50 | 50 | 0 | 50.3894 | 0 | 205.596 | 410.0738 | 0
1- Preferred Resource Strategy | Storage Added to Solar | 0 | 0 | 0 | 0 | 0 | 0 | 0 | 0 | 0 | 0 | 0 | 0 | 0 | 0 | 0 | 0 | 50 | 0 | 0 | 0 | 0 | 0 | 0 | 0 | 50 |  |  | Wind | 0 | 0 | 0 | 0 | 0 | 200 | 0 | 0 | 0 | 0 | 0 | 0 | 0 | 0 | 0 | 0 | 0 | 0 | 0 | 0 | 0 | 323.1781 | 100 | 0
1- Preferred Resource Strategy | Wind | 0 | 0 | 0 | 0 | 0 | 0 | 0 | 0 | 0 | 0 | 0 | 0 | 0 | 0 | 0 | 0 | 0 | 0 | 0 | 0 | 0 | 0 | 0 | 0 | 0 |  |  | Storage | 0 | 0 | 0 | 0 | 0 | 0 | 0 | 0 | 0 | 0 | 0 | 0 | 0 | 0 | 0 | 0 | 0 | 0 | 0 | 0 | 0 | 8.8271 | 0 | 0
1- Preferred Resource Strategy | Storage | 0 | 0 | 0 | 0 | 0 | 0 | 0 | 0 | 0 | 0 | 0 | 0 | 0 | 0 | 0 | 0 | 0 | 0 | 0 | 0 | 0 | 0 | 0 | 0 | 0 |  |  | Hydrogen | 0 | 0 | 0 | 0 | 0 | 0 | 0 | 0 | 0 | 0 | 0 | 0 | 0 | 0 | 0 | 0 | 0 | 0 | 0 | 0 | 0 | 0 | 0 | 0
1- Preferred Resource Strategy | Hydrogen | 0 | 0 | 0 | 0 | 0 | 0 | 0 | 0 | 0 | 0 | 0 | 0 | 0 | 0 | 0 | 0 | 0 | 0 | 0 | 0 | 0 | 0 | 0 | 0 | 0 |  |  | Other- (Clean Capacity) | 0 | 0 | 0 | 0 | 20 | 0 | 0 | 0 | 0 | 0 | 0 | 0 | 0 | 0 | 0 | 0 | 0 | 0 | 0 | 0 | 0 | 0 | 0 | 0
1- Preferred Resource Strategy | Other- (Clean Capacity) | 0 | 0 | 0 | 0 | 0 | 0 | 0 | 0 | 0 | 0 | 0 | 0 | 0 | 0 | 0 | 0 | 0 | 0 | 0 | 0 | 0 | 0 | 0 | 0 | 0 |  |  | Thermal Upgrade | 17 | 17 | 17 | 0 | 17 | 12 | 17 | 17 | 21.3 | 17 | 17 | 17 | 17 | 17 | 17 | 17 | 17 | 17 | 17 | 17 | 21.3 | 17 | 12 | 17
1- Preferred Resource Strategy | Thermal Upgrade | 0 | 0 | 0 | 0 | 12 | 0 | 0 | 0 | 0 | 0 | 0 | 0 | 0 | 5 | 0 | 0 | 0 | 0 | 0 | 0 | 0 | 0 | 0 | 0 | 17 |  |  | Hydro | 0 | 75 | 75 | 0 | 0 | 75 | 75 | 0 | 0 | 0 | 0 | 0 | 0 | 0 | 0 | 0 | 0 | 0 | 0 | 0 | 0 | 75 | 68 | 75
1- Preferred Resource Strategy | Hydro | 0 | 0 | 0 | 0 | 0 | 0 | 0 | 0 | 0 | 0 | 0 | 0 | 0 | 0 | 0 | 0 | 0 | 0 | 0 | 0 | 0 | 0 | 0 | 0 | 0
1- Preferred Resource Strategy | [28 empty] | Washington
1- Preferred Resource Strategy | Washington | [27 empty] | NG CT | 0 | 143.5839 | 146.5745 | 0 | 47.9134 | 0 | 1.1102e-16 | 48.0297 | 92.2019 | 49.3956 | 200.2961 | 159.2097 | 200.2961 | 0 | 0 | 51.0375 | 0 | 0 | 0 | 84.085 | 0 | 0 | 0 | 0
1- Preferred Resource Strategy | NG CT | 0 | 0 | 0 | 0 | 0 | 0 | 0 | 0 | 0 | 0 | 0 | 0 | 0 | 0 | 0 | 0 | 0 | 0 | 0 | 0 | 0 | 0 | 0 | 0 | 0 |  |  | Solar | 387.9585 | 0 | 0 | 0 | 25.5261 | 0 | 495.5885 | 130.6264 | 492.9884 | 552.1912 | 276.9901 | 536.2196 | 424.5648 | 378.8386 | 387.9585 | 387.9922 | 387.4992 | 787.9585 | 120.2174 | 388.8988 | 372.0475 | 0 | 0 | 1119.8398
1- Preferred Resource Strategy | Solar | 0 | 0 | 0 | 0 | 0 | 0 | 0 | 0 | 0 | 0 | 0 | 0 | 0 | 0 | 0 | 0 | 0 | 0 | 0 | 0 | 116.9821 | 121.5549 | 0 | 149.4216 | 387.9585 |  |  | Storage Added to Solar | 193.9793 | 0 | 0 | 0 | 2.8422e-14 | 0 | 247.7943 | 0 | 246.4942 | 93.8168 | 138.495 | 268.1098 | 212.2824 | 189.4193 | 193.9793 | 193.9961 | 193.7496 | 368.9793 | 60.1087 | 194.4494 | 111.16 | 0 | 0 | 50.0339
1- Preferred Resource Strategy | Storage Added to Solar | 0 | 0 | 0 | 0 | 0 | 0 | 0 | 0 | 0 | 0 | 0 | 0 | 0 | 0 | 0 | 0 | 0 | 0 | 0 | 0 | 58.491 | 60.7774 | 0 | 74.7108 | 193.9793 |  |  | Wind | 400 | 0 | 0 | 0 | 400 | 400 | 400 | 400 | 514.1761 | 300 | 894.2402 | 627.8928 | 796.1496 | 400 | 400 | 400 | 400 | 700 | 616.1077 | 400 | 400 | 350 | 613.9498 | 142.6205
1- Preferred Resource Strategy | Wind | 0 | 100 | 100 | 0 | 0 | 0 | 100 | 0 | 0 | 0 | 0 | 0 | 0 | 0 | 0 | 0 | 0 | 0 | 0 | 100 | 0 | 0 | 0 | 0 | 400 |  |  | Storage | 12.3369 | 67.7559 | 67.9336 | 0 | 24.2816 | 312.475 | 22.405 | 0 | 112.6825 | 0 | 485.6701 | 278.7628 | 473.9875 | 23.157 | 12.3369 | 22.1455 | 12.9986 | 512.3369 | 21.8353 | 12.2406 | 20.9542 | 865.4606 | 340.5275 | 510.3459
1- Preferred Resource Strategy | Storage | 0 | 0 | 0 | 0 | 0 | 0 | 0 | 0 | 0 | 0 | 0 | 0 | 0 | 0 | 0 | 0 | 0 | 0 | 0 | 0 | 0 | 0 | 12.3369 | 0 | 12.3369 |  |  | Hydrogen | 0 | 0 | 0 | 0 | 0 | 75.2912 | 0 | 0 | 0 | 0 | 396.7712 | 84.1332 | 198.6067 | 0 | 0 | 0 | 0 | 0 | 0 | 0 | 0 | 0 | 75.2913 | 0
1- Preferred Resource Strategy | Hydrogen | 0 | 0 | 0 | 0 | 0 | 0 | 0 | 0 | 0 | 0 | 0 | 0 | 0 | 0 | 0 | 0 | 0 | 0 | 0 | 0 | 0 | 0 | 0 | 0 | 0 |  |  | Other- (Clean Capacity) | 0 | 0 | 0 | 0 | 0 | 95.5734 | 0 | 0 | 20 | 0 | 20 | 20 | 20 | 0 | 0 | 0 | 0 | 100 | 0 | 0 | 0 | 0 | 38.747 | 0
1- Preferred Resource Strategy | Other- (Clean Capacity) | 0 | 0 | 0 | 0 | 0 | 0 | 0 | 0 | 0 | 0 | 0 | 0 | 0 | 0 | 0 | 0 | 0 | 0 | 0 | 0 | 0 | 0 | 0 | 0 | 0 |  |  | Thermal Upgrade | 0 | 0 | 0 | 0 | 0 | 0 | 0 | 0 | 0 | 0 | 0 | 0 | 0 | 0 | 0 | 0 | 0 | 0 | 0 | 0 | 0 | 0 | 0 | 0
1- Preferred Resource Strategy | Thermal Upgrade | 0 | 0 | 0 | 0 | 0 | 0 | 0 | 0 | 0 | 0 | 0 | 0 | 0 | 0 | 0 | 0 | 0 | 0 | 0 | 0 | 0 | 0 | 0 | 0 | 0 |  |  | Hydro | 75 | 0 | 0 | 0 | 75 | 0 | 0 | 75 | 75 | 75 | 75 | 75 | 75 | 75 | 75 | 75 | 75 | 75 | 75 | 75 | 75 | 0 | 75 | 0
1- Preferred Resource Strategy | Hydro | 0 | 0 | 0 | 0 | 0 | 0 | 0 | 0 | 0 | 75 | 0 | 0 | 0 | 0 | 0 | 0 | 0 | 0 | 0 | 0 | 0 | 0 | 0 | 0 | 75 |  |  | DR Capability | 56.3008 | 104.1817 | 97.4905 | 2.6998 | 55.5996 | 104.2508 | 56.6431 | 48.6996 | 48.6996 | 34.3205 | 48.6305 | 48.6305 | 48.6305 | 56.7887 | 56.3008 | 56.3008 | 56.1788 | 56.3008 | 48.9102 | 56.2552 | 48.6996 | 35.0662 | 104.3205 | 179.9409
1- Preferred Resource Strategy | DR Capability | 0 | 0 | 1.2566 | 4.0976 | 9.349 | 36.5777 | 37.4647 | 37.3474 | 37.1851 | 37.5563 | 41.4661 | 47.0882 | 53.6911 | 56.2785 | 56.1618 | 56.0451 | 55.9284 | 55.8117 | 55.695 | 55.7996 | 56.002 | 56.2569 | 56.2904 | 56.3008 | 56.3008 |  |  | EE- Winter Capacity | 85.5058 | 84.8936 | 85.5058 | 85.5058 | 89.4949 | 91.5472 | 86.0693 | 85.5058 | 85.5058 | 85.2557 | 117.8603 | 113.8139 | 113.8382 | 87.6702 | 85.5058 | 85.8165 | 86.2984 | 85.5058 | 85.309 | 81.323 | 86.3216 | 87.1677 | 91.5946 | 117.0641
1- Preferred Resource Strategy | EE- Winter Capacity | 3.4002 | 4.1859 | 4.8623 | 5.7185 | 6.6633 | 7.3521 | 7.7112 | 7.5632 | 7.078 | 6.2477 | 5.2098 | 4.2677 | 3.4767 | 2.8186 | 2.2667 | 1.8039 | 1.6158 | 1.3626 | 1.1875 | 0.68674 | 0.51075 | 0.068886 | -0.20661 | -0.34556 | 85.5058 |  |  | EE- Summer Capacity | 91.7163 | 91.7568 | 91.7163 | 91.7163 | 99.9593 | 100.7217 | 92.6717 | 91.7163 | 91.7163 | 95.5976 | 120.9986 | 96.6084 | 99.1043 | 94.2617 | 91.7163 | 91.5581 | 91.5025 | 91.7163 | 91.5165 | 79.1513 | 96.9436 | 115.1581 | 100.6183 | 230.5359
1- Preferred Resource Strategy | EE- Summer Capacity | 4.2407 | 4.9792 | 5.5874 | 6.5883 | 7.0786 | 7.6194 | 7.8833 | 7.6954 | 7.6856 | 6.3967 | 5.3614 | 4.4498 | 3.694 | 3.0894 | 2.6019 | 2.0065 | 1.8368 | 1.5951 | 1.4764 | 0.43853 | 0.17432 | -0.14722 | -0.29778 | -0.31765 | 91.7163
1- Preferred Resource Strategy | [28 empty] | Idaho
1- Preferred Resource Strategy | Idaho | [27 empty] | NG CT | 121.5097 | 97.3842 | 96.5255 | 0 | 147.5484 | 0 | 57.1122 | 134.6388 | 194.4375 | 147.5824 | 90.7039 | 131.7865 | 90.7039 | 127.153 | 121.5097 | 164.8059 | 72.8 | 157.9097 | 91.7992 | 168.5473 | 120.4067 | 0 | 0 | 172.0616
1- Preferred Resource Strategy | NG CT | 0 | 0 | 0 | 0 | 0 | 85.1097 | 0 | 0 | 0 | 0 | 0 | 0 | 0 | 0 | 0 | 0 | 0 | 0 | 0 | 36.4 | 0 | 0 | 0 | 0 | 121.5097 |  |  | Solar | 0 | 0 | 0 | 0 | 200.0854 | 250 | 0 | 0 | 0 | 0 | 0 | 0 | 0 | 0 | 0 | 0 | 0 | 0 | 0 | 0 | 5.3015 | 0 | 270.0334 | 0
1- Preferred Resource Strategy | Solar | 0 | 0 | 0 | 0 | 0 | 0 | 0 | 0 | 0 | 0 | 0 | 0 | 0 | 0 | 0 | 0 | 0 | 0 | 0 | 0 | 0 | 0 | 0 | 0 | 0 |  |  | Storage Added to Solar | 0 | 0 | 0 | 0 | 0 | 50 | 0 | 0 | 0 | 0 | 0 | 0 | 0 | 0 | 0 | 0 | 0 | 0 | 0 | 0 | 0 | 0 | 60.0167 | 0
1- Preferred Resource Strategy | Storage Added to Solar | 0 | 0 | 0 | 0 | 0 | 0 | 0 | 0 | 0 | 0 | 0 | 0 | 0 | 0 | 0 | 0 | 0 | 0 | 0 | 0 | 0 | 0 | 0 | 0 | 0 |  |  | Wind | 0 | 0 | 0 | 0 | 193.8525 | 200 | 0 | 0 | 0 | 0 | 0 | 0 | 0 | 0 | 0 | 0 | 0 | 0 | 0 | 0 | 0 | 326.8219 | 200 | 0
1- Preferred Resource Strategy | Wind | 0 | 0 | 0 | 0 | 0 | 0 | 0 | 0 | 0 | 0 | 0 | 0 | 0 | 0 | 0 | 0 | 0 | 0 | 0 | 0 | 0 | 0 | 0 | 0 | 0 |  |  | Storage | 10.402 | 20.0633 | 32.8135 | 0 | 0 | 20 | 10.1492 | 0 | 27.5419 | 49.0636 | 26.2797 | 16.1708 | 26.2797 | 28.7621 | 10.402 | 23.8808 | 24.012 | 10.402 | 34.3695 | 10.0533 | 0 | 175.7123 | 40.6294 | 34.2612
1- Preferred Resource Strategy | Storage | 0 | 0 | 0 | 0 | 0 | 0 | 0 | 0 | 0 | 0 | 0 | 0 | 0 | 0 | 0 | 0 | 0 | 0 | 0 | 0 | 0 | 0 | 0 | 10.402 | 10.402 |  |  | Hydrogen | 0 | 50 | 50 | 0 | 0 | 231.5683 | 50 | 0 | 50 | 0 | 100 | 50 | 100 | 0 | 0 | 0 | 0 | 0 | 0 | 0 | 0 | 0 | 245.0829 | 0
1- Preferred Resource Strategy | Hydrogen | 0 | 0 | 0 | 0 | 0 | 0 | 0 | 0 | 0 | 0 | 0 | 0 | 0 | 0 | 0 | 0 | 0 | 0 | 0 | 0 | 0 | 0 | 0 | 0 | 0 |  |  | Other- (Clean Capacity) | 0 | 0 | 0 | 0 | 0 | 20 | 0 | 0 | 0 | 0 | 0 | 0 | 0 | 0 | 0 | 0 | 0 | 0 | 0 | 0 | 0 | 0 | 20 | 0
1- Preferred Resource Strategy | Other- (Clean Capacity) | 0 | 0 | 0 | 0 | 0 | 0 | 0 | 0 | 0 | 0 | 0 | 0 | 0 | 0 | 0 | 0 | 0 | 0 | 0 | 0 | 0 | 0 | 0 | 0 | 0 |  |  | Thermal Upgrade | 0 | 0 | 0 | 0 | 0 | 0 | 0 | 0 | 0 | 0 | 0 | 0 | 0 | 0 | 0 | 0 | 0 | 0 | 0 | 0 | 0 | 0 | 0 | 0
1- Preferred Resource Strategy | Thermal Upgrade | 0 | 0 | 0 | 0 | 0 | 0 | 0 | 0 | 0 | 0 | 0 | 0 | 0 | 0 | 0 | 0 | 0 | 0 | 0 | 0 | 0 | 0 | 0 | 0 | 0 |  |  | Hydro | 0 | 0 | 0 | 0 | 0 | 68 | 0 | 0 | 0 | 0 | 0 | 0 | 0 | 0 | 0 | 0 | 0 | 0 | 0 | 0 | 0 | 0 | 0 | 0
1- Preferred Resource Strategy | Hydro | 0 | 0 | 0 | 0 | 0 | 0 | 0 | 0 | 0 | 0 | 0 | 0 | 0 | 0 | 0 | 0 | 0 | 0 | 0 | 0 | 0 | 0 | 0 | 0 | 0 |  |  | DR Capability | 15.0557 | 18.4621 | 19.8183 | 2.146 | 16.0205 | 20.3222 | 18.8864 | 8.1807 | 16.4848 | 19.3921 | 18.5399 | 18.3454 | 18.5399 | 18.4011 | 15.0557 | 9.0528 | 8.7377 | 15.0557 | 15 | 18.5178 | 16.0575 | 7.5312 | 19.7036 | 18.8122
1- Preferred Resource Strategy | DR Capability | 0 | 0 | 2.5936 | 6.7518 | 13.9012 | 16.7995 | 17.5043 | 17.4116 | 17.2817 | 17.1333 | 16.9664 | 16.7623 | 16.6881 | 16.5397 | 16.3913 | 16.2429 | 16.0945 | 15.9461 | 15.7977 | 15.5936 | 15.4267 | 15.2226 | 15.0742 | 15.0557 | 15.0557 |  |  | EE- Winter Capacity | 24.4988 | 29.4715 | 24.4988 | 24.4988 | 31.1231 | 36.9442 | 37.5349 | 24.4988 | 24.4988 | 24.4775 | 31.5619 | 29.4984 | 31.5619 | 24.5541 | 24.4988 | 21.9023 | 20.6641 | 24.4988 | 29.3855 | 24.7494 | 23.7685 | 38.6516 | 37.4267 | 24.4988
1- Preferred Resource Strategy | EE- Winter Capacity | 1.3113 | 1.5543 | 1.6991 | 1.883 | 2.1374 | 2.297 | 2.3451 | 2.2294 | 2.0057 | 1.6665 | 1.2479 | 0.93307 | 0.68391 | 0.52028 | 0.40511 | 0.31833 | 0.26103 | 0.2466 | 0.24149 | 0.10738 | 0.10441 | 0.10842 | 0.11228 | 0.07984 | 24.4988 |  |  | EE- Summer Capacity | 13.1005 | 13.2232 | 13.1005 | 13.1005 | 26.0683 | 29.8912 | 35.4309 | 13.1005 | 13.1005 | 20.4831 | 15.1582 | 13.2227 | 15.1582 | 13.1005 | 13.1005 | 11.3477 | 10.9579 | 13.1005 | 13.3478 | 13.1186 | 34.7181 | 52.5918 | 27.3753 | 13.1005
1- Preferred Resource Strategy | EE- Summer Capacity | 0.65103 | 0.71034 | 0.70046 | 0.81069 | 0.75092 | 0.76295 | 0.78846 | 0.80399 | 0.99036 | 0.84915 | 0.79049 | 0.76375 | 0.71635 | 0.64554 | 0.54075 | 0.42361 | 0.33852 | 0.29365 | 0.32266 | 0.12416 | 0.084884 | 0.084651 | 0.077684 | 0.075443 | 13.1005
1- Preferred Resource Strategy | [28 empty] | 65.65%
1- Preferred Resource Strategy | Energy Efficiency Energy (GWh excludes losses) | [27 empty] | Washington
1- Preferred Resource Strategy | WA | 31.6959 | 69.1735 | 110.9316 | 159.9132 | 215.0606 | 274.534 | 336.4846 | 396.9468 | 454.7955 | 507.8294 | 554.5184 | 595.4681 | 631.5304 | 663.0652 | 690.4684 | 712.4066 | 733.6207 | 750.3566 | 764.5179 | 772.4361 | 778.4192 | 780.0617 | 779.6344 | 777.1467 | 88.7154 |  |  | NG CT | 139.8443 | 230.1762 | 233.1668 | 0 | 103.0594 | 0 | 146.112 | 90.7915 | 147.3877 | 107.0059 | 255.4421 | 214.3582 | 255.4421 | 128.4958 | 139.8443 | 133.405 | 138.4597 | 82.8015 | 164.2603 | 140.5799 | 112.6044 | 161.9797 | 0 | 0
1- Preferred Resource Strategy | ID | 12.1763 | 25.6248 | 38.8189 | 53.0575 | 68.1549 | 83.8112 | 99.6674 | 114.7741 | 129.4595 | 142.8677 | 153.7811 | 164.2056 | 173.552 | 181.9817 | 189.4413 | 194.8269 | 199.6447 | 204.6232 | 209.5558 | 213.1692 | 216.7099 | 220.5292 | 224.5019 | 227.8048 | 26.0051 |  |  | Solar | 453.6085 | 0 | 0 | 0 | 386.0974 | 590.4131 | 495.5885 | 198.7468 | 492.9884 | 617.8412 | 276.9901 | 536.2196 | 424.5648 | 444.4886 | 453.6085 | 453.6422 | 453.1492 | 853.6085 | 120.2174 | 455.0601 | 372.0475 | 269.9475 | 538.4269 | 1119.8398
1- Preferred Resource Strategy | Total | 43.8722 | 94.7983 | 149.7506 | 212.9707 | 283.2155 | 358.3452 | 436.152 | 511.7209 | 584.255 | 650.6971 | 708.2995 | 759.6737 | 805.0823 | 845.0468 | 879.9097 | 907.2335 | 933.2654 | 954.9798 | 974.0737 | 985.6053 | 995.1292 | 1000.591 | 1004.1363 | 1004.9514 | 114.7205 |  |  | Storage Added to Solar | 226.8043 | 0 | 0 | 0 | 180.2857 | 295.2065 | 247.7943 | 34.0602 | 246.4942 | 126.6418 | 138.495 | 268.1098 | 212.2824 | 222.2443 | 226.8043 | 226.8211 | 226.5746 | 401.8043 | 60.1087 | 227.5301 | 111.16 | 134.9737 | 269.2135 | 50.0339
1- Preferred Resource Strategy | [28 empty] | Wind | 400 | 0 | 0 | 0 | 400 | 531.3 | 400 | 400 | 514.1761 | 300 | 894.2402 | 627.8928 | 796.1496 | 400 | 400 | 400 | 400 | 700 | 616.1077 | 400 | 400 | 562.1664 | 679.5998 | 142.6205
1- Preferred Resource Strategy | aMW w/ losses | [27 empty] | Storage | 12.3369 | 67.7559 | 67.9336 | 0 | 24.2816 | 312.475 | 22.405 | 0 | 112.6825 | 0 | 485.6701 | 278.7628 | 473.9875 | 23.157 | 12.3369 | 22.1455 | 12.9986 | 512.3369 | 21.8353 | 12.2406 | 20.9542 | 871.2556 | 340.5275 | 510.3459
1- Preferred Resource Strategy | WA | 3.8255 | 8.349 | 13.3184 | 19.3023 | 25.9598 | 33.1395 | 40.5014 | 47.9163 | 54.8984 | 61.2994 | 66.7515 | 71.88 | 76.228 | 80.0341 | 83.1221 | 85.9955 | 88.5564 | 90.5823 | 92.0217 | 93.2367 | 93.9673 | 94.1678 | 93.8533 | 93.8034 | 93.8034 |  |  | Hydrogen | 0 | 0 | 0 | 0 | 0 | 75.2912 | 0 | 0 | 0 | 0 | 396.7712 | 84.1332 | 198.6067 | 0 | 0 | 0 | 0 | 0 | 0 | 0 | 0 | 0 | 75.2913 | 0
1- Preferred Resource Strategy | ID | 1.4696 | 3.0928 | 4.6606 | 6.4043 | 8.2269 | 10.117 | 11.9966 | 13.8546 | 15.6271 | 17.2454 | 18.5118 | 19.8216 | 20.9483 | 21.9658 | 22.8059 | 23.5178 | 24.0994 | 24.7019 | 25.2233 | 25.7305 | 26.1603 | 26.6219 | 27.0258 | 27.4966 | 27.4966 |  |  | Other- (Clean Capacity) | 0 | 0 | 0 | 0 | 13.13 | 95.5734 | 0 | 0 | 20 | 0 | 20 | 20 | 20 | 0 | 0 | 0 | 0 | 100 | 0 | 0 | 0 | 0 | 38.747 | 0
1- Preferred Resource Strategy | Total | 5.2951 | 11.4418 | 17.979 | 25.7066 | 34.1868 | 43.2565 | 52.498 | 61.771 | 70.5254 | 78.5447 | 85.2633 | 91.7016 | 97.1763 | 101.9999 | 105.928 | 109.5133 | 112.6559 | 115.2842 | 117.245 | 118.9672 | 120.1276 | 120.7897 | 120.8792 | 121.2999 | 121.2999 |  |  | Thermal Upgrade | 11.1605 | 11.1605 | 11.1605 | 0 | 11.1605 | 7.878 | 11.1605 | 11.1605 | 13.9834 | 11.1605 | 11.1605 | 11.1605 | 11.1605 | 11.1605 | 11.1605 | 11.1605 | 11.1605 | 11.1605 | 11.1605 | 11.1605 | 13.9834 | 11.1605 | 7.878 | 11.1605
[29 empty] | Hydro | 75 | 49.2375 | 49.2375 | 0 | 75 | 49.2375 | 49.2375 | 75 | 75 | 75 | 75 | 75 | 75 | 75 | 75 | 75 | 75 | 75 | 75 | 75 | 75 | 49.2375 | 119.642 | 49.2375
2- Baseline 1 | Shared System Resource | [27 empty] | DR Capability | 56.3008 | 104.1817 | 97.4905 | 2.6998 | 55.5996 | 104.2508 | 56.6431 | 48.6996 | 48.6996 | 34.3205 | 48.6305 | 48.6305 | 48.6305 | 56.7887 | 56.3008 | 56.3008 | 56.1788 | 56.3008 | 48.9102 | 56.2552 | 48.6996 | 35.0662 | 104.3205 | 179.9409
2- Baseline 1 | NG CT | 0 | 0 | 0 | 0 | 0 | 0 | 0 | 0 | 0 | 47.9 | 0 | 0 | 0 | 0 | 84 | 0 | 0 | 0 | 0 | 0 | 0 | 0 | 0 | 0 | 131.9 |  |  | EE- Winter Capacity | 85.5058 | 84.8936 | 85.5058 | 85.5058 | 89.4949 | 91.5472 | 86.0693 | 85.5058 | 85.5058 | 85.2557 | 117.8603 | 113.8139 | 113.8382 | 87.6702 | 85.5058 | 85.8165 | 86.2984 | 85.5058 | 85.309 | 81.323 | 86.3216 | 87.1677 | 91.5946 | 117.0641
2- Baseline 1 | Solar | 0 | 0 | 0 | 0 | 0 | 0 | 0 | 0 | 0 | 0 | 0 | 0 | 0 | 0 | 0 | 0 | 0 | 0 | 0 | 0 | 0 | 0 | 0 | 0 | 0 |  |  | EE- Summer Capacity | 91.7163 | 91.7568 | 91.7163 | 91.7163 | 99.9593 | 100.7217 | 92.6717 | 91.7163 | 91.7163 | 95.5976 | 120.9986 | 96.6084 | 99.1043 | 94.2617 | 91.7163 | 91.5581 | 91.5025 | 91.7163 | 91.5165 | 79.1513 | 96.9436 | 115.1581 | 100.6183 | 230.5359
2- Baseline 1 | Storage Added to Solar | 0 | 0 | 0 | 0 | 0 | 0 | 0 | 0 | 0 | 0 | 0 | 0 | 0 | 0 | 0 | 0 | 0 | 0 | 0 | 0 | 0 | 0 | 0 | 0 | 0
2- Baseline 1 | Wind | 0 | 0 | 0 | 0 | 0 | 0 | 0 | 0 | 0 | 0 | 0 | 0 | 0 | 0 | 0 | 0 | 0 | 0 | 0 | 0 | 0 | 0 | 0 | 0 | 0 |  |  | Idaho
2- Baseline 1 | Storage | 0 | 0 | 0 | 0 | 0 | 0 | 0 | 0 | 0 | 0 | 0 | 0 | 0 | 0 | 0 | 0 | 0 | 0 | 0 | 0 | 0 | 0 | 0 | 0 | 0 |  |  | NG CT | 194.6803 | 142.6918 | 141.8332 | 0 | 176.4024 | 0 | 133.5623 | 157.013 | 223.3123 | 177.7259 | 119.5579 | 160.6418 | 119.5579 | 194.3858 | 194.6803 | 207.903 | 145.2462 | 201.2339 | 177.745 | 198.107 | 179.3246 | 84.7525 | 0 | 172.0616
2- Baseline 1 | Hydrogen | 0 | 0 | 0 | 0 | 0 | 0 | 0 | 0 | 0 | 0 | 0 | 0 | 0 | 0 | 0 | 0 | 0 | 0 | 0 | 0 | 0 | 0 | 0 | 0 | 0 |  |  | Solar | 34.35 | 0 | 0 | 0 | 388.7469 | 558.9214 | 0 | 35.6426 | 0 | 34.35 | 0 | 0 | 0 | 34.35 | 34.35 | 34.35 | 34.35 | 34.35 | 0 | 34.6175 | 5.3015 | 141.2444 | 551.7541 | 0
2- Baseline 1 | Other- (Clean Capacity) | 0 | 0 | 0 | 0 | 0 | 0 | 0 | 0 | 0 | 0 | 0 | 0 | 0 | 0 | 0 | 0 | 0 | 0 | 0 | 0 | 0 | 0 | 0 | 0 | 0 |  |  | Storage Added to Solar | 17.175 | 0 | 0 | 0 | 94.3307 | 204.4607 | 0 | 17.8213 | 0 | 17.175 | 0 | 0 | 0 | 17.175 | 17.175 | 17.175 | 17.175 | 17.175 | 0 | 17.3088 | 0 | 70.6222 | 200.8771 | 0
2- Baseline 1 | Thermal Upgrade | 0 | 0 | 0 | 5 | 12 | 0 | 0 | 0 | 0 | 0 | 0 | 0 | 0 | 0 | 0 | 0 | 0 | 0 | 0 | 0 | 0 | 0 | 0 | 0 | 17 |  |  | Wind | 0 | 0 | 0 | 0 | 193.8525 | 268.7 | 0 | 0 | 0 | 0 | 0 | 0 | 0 | 0 | 0 | 0 | 0 | 0 | 0 | 0 | 0 | 437.8336 | 234.35 | 0
2- Baseline 1 | Hydro | 0 | 0 | 0 | 0 | 0 | 0 | 0 | 0 | 0 | 75 | 0 | 0 | 0 | 0 | 0 | 0 | 0 | 0 | 0 | 0 | 0 | 0 | 0 | 0 | 75 |  |  | Storage | 10.402 | 20.0633 | 32.8135 | 0 | 0 | 20 | 10.1492 | 0 | 27.5419 | 49.0636 | 26.2797 | 16.1708 | 26.2797 | 28.7621 | 10.402 | 23.8808 | 24.012 | 10.402 | 34.3695 | 10.0533 | 0 | 178.7444 | 40.6294 | 34.2612
2- Baseline 1 | [28 empty] | Hydrogen | 0 | 50 | 50 | 0 | 0 | 231.5683 | 50 | 0 | 50 | 0 | 100 | 50 | 100 | 0 | 0 | 0 | 0 | 0 | 0 | 0 | 0 | 0 | 245.0829 | 0
2- Baseline 1 | Washington | [27 empty] | Other- (Clean Capacity) | 0 | 0 | 0 | 0 | 6.87 | 20 | 0 | 0 | 0 | 0 | 0 | 0 | 0 | 0 | 0 | 0 | 0 | 0 | 0 | 0 | 0 | 0 | 20 | 0
2- Baseline 1 | NG CT | 0 | 0 | 0 | 0 | 0 | 143.5839 | 0 | 0 | 0 | 0 | 0 | 0 | 0 | 0 | 0 | 0 | 0 | 0 | 0 | 0 | 0 | 0 | 0 | 0 | 143.5839 |  |  | Thermal Upgrade | 5.8395 | 5.8395 | 5.8395 | 0 | 5.8395 | 4.122 | 5.8395 | 5.8395 | 7.3166 | 5.8395 | 5.8395 | 5.8395 | 5.8395 | 5.8395 | 5.8395 | 5.8395 | 5.8395 | 5.8395 | 5.8395 | 5.8395 | 7.3166 | 5.8395 | 4.122 | 5.8395
2- Baseline 1 | Solar | 0 | 0 | 0 | 0 | 0 | 0 | 0 | 0 | 0 | 0 | 0 | 0 | 0 | 0 | 0 | 0 | 0 | 0 | 0 | 0 | 0 | 0 | 0 | 0 | 0 |  |  | Hydro | 0 | 25.7625 | 25.7625 | 0 | 0 | 93.7625 | 25.7625 | 0 | 0 | 0 | 0 | 0 | 0 | 0 | 0 | 0 | 0 | 0 | 0 | 0 | 0 | 25.7625 | 23.358 | 25.7625
2- Baseline 1 | Storage Added to Solar | 0 | 0 | 0 | 0 | 0 | 0 | 0 | 0 | 0 | 0 | 0 | 0 | 0 | 0 | 0 | 0 | 0 | 0 | 0 | 0 | 0 | 0 | 0 | 0 | 0 |  |  | DR Capability | 15.0557 | 18.4621 | 19.8183 | 2.146 | 16.0205 | 20.3222 | 18.8864 | 8.1807 | 16.4848 | 19.3921 | 18.5399 | 18.3454 | 18.5399 | 18.4011 | 15.0557 | 9.0528 | 8.7377 | 15.0557 | 15 | 18.5178 | 16.0575 | 7.5312 | 19.7036 | 18.8122
2- Baseline 1 | Wind | 0 | 0 | 0 | 0 | 0 | 0 | 0 | 0 | 0 | 0 | 0 | 0 | 0 | 0 | 0 | 0 | 0 | 0 | 0 | 0 | 0 | 0 | 0 | 0 | 0 |  |  | EE- Winter Capacity | 24.4988 | 29.4715 | 24.4988 | 24.4988 | 31.1231 | 36.9442 | 37.5349 | 24.4988 | 24.4988 | 24.4775 | 31.5619 | 29.4984 | 31.5619 | 24.5541 | 24.4988 | 21.9023 | 20.6641 | 24.4988 | 29.3855 | 24.7494 | 23.7685 | 38.6516 | 37.4267 | 24.4988
2- Baseline 1 | Storage | 0 | 0 | 0 | 0 | 0 | 0 | 0 | 0 | 0 | 0 | 0 | 0 | 10 | 0 | 0 | 0 | 0 | 13.8283 | 0 | 0 | 10 | 11.2829 | 10.8757 | 11.7691 | 67.7559 |  |  | EE- Summer Capacity | 13.1005 | 13.2232 | 13.1005 | 13.1005 | 26.0683 | 29.8912 | 35.4309 | 13.1005 | 13.1005 | 20.4831 | 15.1582 | 13.2227 | 15.1582 | 13.1005 | 13.1005 | 11.3477 | 10.9579 | 13.1005 | 13.3478 | 13.1186 | 34.7181 | 52.5918 | 27.3753 | 13.1005
2- Baseline 1 | Hydrogen | 0 | 0 | 0 | 0 | 0 | 0 | 0 | 0 | 0 | 0 | 0 | 0 | 0 | 0 | 0 | 0 | 0 | 0 | 0 | 0 | 0 | 0 | 0 | 0 | 0
2- Baseline 1 | Other- (Clean Capacity) | 0 | 0 | 0 | 0 | 0 | 0 | 0 | 0 | 0 | 0 | 0 | 0 | 0 | 0 | 0 | 0 | 0 | 0 | 0 | 0 | 0 | 0 | 0 | 0 | 0 |  |  | Total System
2- Baseline 1 | Thermal Upgrade | 0 | 0 | 0 | 0 | 0 | 0 | 0 | 0 | 0 | 0 | 0 | 0 | 0 | 0 | 0 | 0 | 0 | 0 | 0 | 0 | 0 | 0 | 0 | 0 | 0 |  |  | NG CT | 334.5246 | 372.8681 | 375 | 0 | 279.4618 | 0 | 279.6743 | 247.8045 | 370.7 | 284.7318 | 375 | 375 | 375 | 322.8816 | 334.5246 | 341.3079 | 283.7059 | 284.0354 | 342.0053 | 338.6869 | 291.9291 | 246.7323 | 0 | 172.0616
2- Baseline 1 | Hydro | 0 | 0 | 0 | 0 | 0 | 0 | 0 | 0 | 0 | 0 | 0 | 0 | 0 | 0 | 0 | 0 | 0 | 0 | 0 | 0 | 0 | 0 | 0 | 0 | 0 |  |  | Solar | 487.9585 | 0 | 0 | 0 | 774.8443 | 1149.3345 | 495.5885 | 234.3894 | 492.9884 | 652.1912 | 276.9901 | 536.2196 | 424.5648 | 478.8386 | 487.9585 | 487.9922 | 487.4992 | 887.9585 | 120.2174 | 489.6777 | 377.349 | 411.1919 | 1090.181 | 1119.8398
2- Baseline 1 | DR Capability | 1.2566 | 4.0976 | 9.349 | 11.5777 | 13.0223 | 42.0253 | 47.7406 | 54.2503 | 56.8136 | 56.6278 | 56.6043 | 56.4876 | 56.3709 | 56.2542 | 56.1375 | 56.0208 | 55.8344 | 55.6486 | 55.5078 | 96.3644 | 98.2021 | 100.2021 | 102.1577 | 104.1817 | 104.1817 |  |  | Storage Added to Solar | 243.9793 | 0 | 0 | 0 | 274.6164 | 499.6672 | 247.7943 | 51.8815 | 246.4942 | 143.8168 | 138.495 | 268.1098 | 212.2824 | 239.4193 | 243.9793 | 243.9961 | 243.7496 | 418.9793 | 60.1087 | 244.8388 | 111.16 | 205.596 | 470.0905 | 50.0339
2- Baseline 1 | EE- Winter Capacity | 3.3994 | 4.1844 | 4.8594 | 5.7136 | 6.6554 | 7.3405 | 7.695 | 7.5418 | 7.0512 | 6.2149 | 5.1717 | 4.2254 | 3.4321 | 2.7735 | 2.2227 | 1.7622 | 1.5692 | 1.3206 | 1.1487 | 0.65425 | 0.47897 | 0.038116 | -0.20992 | -0.34939 | 84.8936 |  |  | Wind | 400 | 0 | 0 | 0 | 593.8525 | 800 | 400 | 400 | 514.1761 | 300 | 894.2402 | 627.8928 | 796.1496 | 400 | 400 | 400 | 400 | 700 | 616.1077 | 400 | 400 | 1000 | 913.9498 | 142.6205
2- Baseline 1 | EE- Summer Capacity | 4.2414 | 4.9803 | 5.5889 | 6.5901 | 7.0806 | 7.621 | 7.8844 | 7.6957 | 7.6852 | 6.3956 | 5.3598 | 4.448 | 3.6924 | 3.0885 | 2.6022 | 2.0084 | 1.8405 | 1.6006 | 1.4827 | 0.44847 | 0.18384 | -0.13571 | -0.30276 | -0.32335 | 91.7568 |  |  | Storage | 22.7388 | 87.8192 | 100.7471 | 0 | 24.2816 | 332.475 | 32.5542 | 0 | 140.2244 | 49.0636 | 511.9499 | 294.9336 | 500.2672 | 51.9191 | 22.7388 | 46.0263 | 37.0106 | 522.7388 | 56.2048 | 22.2939 | 20.9542 | 1050 | 381.1568 | 544.6071
2- Baseline 1 | [28 empty] | Hydrogen | 0 | 50 | 50 | 0 | 0 | 306.8595 | 50 | 0 | 50 | 0 | 496.7712 | 134.1332 | 298.6067 | 0 | 0 | 0 | 0 | 0 | 0 | 0 | 0 | 0 | 320.3742 | 0
2- Baseline 1 | Idaho | [27 empty] | Other- (Clean Capacity) | 0 | 0 | 0 | 0 | 20 | 115.5734 | 0 | 0 | 20 | 0 | 20 | 20 | 20 | 0 | 0 | 0 | 0 | 100 | 0 | 0 | 0 | 0 | 58.747 | 0
2- Baseline 1 | NG CT | 0 | 0 | 0 | 0 | 0 | 97.3842 | 0 | 0 | 0 | 0 | 0 | 0 | 0 | 0 | 0 | 0 | 0 | 0 | 0 | 0 | 0 | 0 | 0 | 0 | 97.3842 |  |  | Thermal Upgrade | 17 | 17 | 17 | 0 | 17 | 12 | 17 | 17 | 21.3 | 17 | 17 | 17 | 17 | 17 | 17 | 17 | 17 | 17 | 17 | 17 | 21.3 | 17 | 12 | 17
2- Baseline 1 | Solar | 0 | 0 | 0 | 0 | 0 | 0 | 0 | 0 | 0 | 0 | 0 | 0 | 0 | 0 | 0 | 0 | 0 | 0 | 0 | 0 | 0 | 0 | 0 | 0 | 0 |  |  | Hydro | 75 | 75 | 75 | 0 | 75 | 143 | 75 | 75 | 75 | 75 | 75 | 75 | 75 | 75 | 75 | 75 | 75 | 75 | 75 | 75 | 75 | 75 | 143 | 75
2- Baseline 1 | Storage Added to Solar | 0 | 0 | 0 | 0 | 0 | 0 | 0 | 0 | 0 | 0 | 0 | 0 | 0 | 0 | 0 | 0 | 0 | 0 | 0 | 0 | 0 | 0 | 0 | 0 | 0 |  |  | DR Capability | 71.3564 | 122.6438 | 117.3089 | 4.8458 | 71.62 | 124.573 | 75.5294 | 56.8803 | 65.1844 | 53.7126 | 67.1705 | 66.9759 | 67.1705 | 75.1898 | 71.3564 | 65.3535 | 64.9166 | 71.3564 | 63.9102 | 74.773 | 64.7571 | 42.5973 | 124.0241 | 198.7531
2- Baseline 1 | Wind | 0 | 0 | 0 | 0 | 0 | 0 | 0 | 0 | 0 | 0 | 0 | 0 | 0 | 0 | 0 | 0 | 0 | 0 | 0 | 0 | 0 | 0 | 0 | 0 | 0 |  |  | EE- Winter Capacity | 110.0046 | 114.3652 | 110.0046 | 110.0046 | 120.618 | 128.4914 | 123.6042 | 110.0046 | 110.0046 | 109.7332 | 149.4222 | 143.3123 | 145.4001 | 112.2244 | 110.0046 | 107.7188 | 106.9625 | 110.0046 | 114.6945 | 106.0724 | 110.0901 | 125.8194 | 129.0214 | 141.5629
2- Baseline 1 | Storage | 0 | 0 | 0 | 0 | 0 | 0 | 0 | 0 | 0 | 0 | 0 | 0 | 0 | 0 | 0 | 0 | 0 | 0 | 0 | 0 | 0 | 0 | 0 | 20.0633 | 20.0633 |  |  | EE- Summer Capacity | 104.8168 | 104.9801 | 104.8168 | 104.8168 | 126.0276 | 130.613 | 128.1026 | 104.8168 | 104.8168 | 116.0807 | 136.1568 | 109.8311 | 114.2625 | 107.3622 | 104.8168 | 102.9058 | 102.4604 | 104.8168 | 104.8643 | 92.2699 | 131.6616 | 167.7499 | 127.9936 | 243.6364
2- Baseline 1 | Hydrogen | 0 | 0 | 0 | 0 | 0 | 0 | 0 | 0 | 0 | 0 | 0 | 0 | 0 | 0 | 0 | 0 | 0 | 0 | 0 | 50 | 0 | 0 | 0 | 0 | 50
2- Baseline 1 | Other- (Clean Capacity) | 0 | 0 | 0 | 0 | 0 | 0 | 0 | 0 | 0 | 0 | 0 | 0 | 0 | 0 | 0 | 0 | 0 | 0 | 0 | 0 | 0 | 0 | 0 | 0 | 0 |  |  | Delta from PRS
2- Baseline 1 | Thermal Upgrade | 0 | 0 | 0 | 0 | 0 | 0 | 0 | 0 | 0 | 0 | 0 | 0 | 0 | 0 | 0 | 0 | 0 | 0 | 0 | 0 | 0 | 0 | 0 | 0 | 0 |  |  | NG CT |  | 38.3434 | 40.4754 | -334.5246 | -55.0628 | -334.5246 | -54.8503 | -86.7201 | 36.1754 | -49.7928 | 40.4754 | 40.4754 | 40.4754 | -11.6431 | 0 | 6.7833 | -50.8187 | -50.4892 | 7.4807 | 4.1623 | -42.5956 | -87.7923 | -334.5246 | -162.463
2- Baseline 1 | Hydro | 0 | 0 | 0 | 0 | 0 | 0 | 0 | 0 | 0 | 0 | 0 | 0 | 0 | 0 | 0 | 0 | 0 | 0 | 0 | 0 | 0 | 0 | 0 | 0 | 0 |  |  | Solar |  | -487.9585 | -487.9585 | -487.9585 | 286.8858 | 661.376 | 7.63 | -253.5692 | 5.0299 | 164.2326 | -210.9685 | 48.261 | -63.3937 | -9.1199 | 0 | 0.03372 | -0.4593 | 400 | -367.7411 | 1.7191 | -110.6095 | -76.7666 | 602.2225 | 631.8813
2- Baseline 1 | DR Capability | 0.7798 | 2.5065 | 6.1262 | 7.721 | 9.0178 | 9.6651 | 9.7572 | 9.6088 | 9.4789 | 9.2748 | 9.1636 | 9.3264 | 9.8189 | 10.9542 | 11.4282 | 13.2217 | 15.0072 | 17.7982 | 18.8257 | 18.6605 | 18.5325 | 18.5344 | 18.4806 | 18.4621 | 18.4621 |  |  | Storage Added to Solar |  | -243.9793 | -243.9793 | -243.9793 | 30.6372 | 255.688 | 3.815 | -192.0978 | 2.515 | -100.1624 | -105.4842 | 24.1305 | -31.6969 | -4.56 | 0 | 0.01686 | -0.22965 | 175 | -183.8706 | 0.85957 | -132.8192 | -38.3833 | 226.1113 | -193.9454
2- Baseline 1 | EE- Winter Capacity | 1.4676 | 1.7503 | 1.9348 | 2.162 | 2.4695 | 2.6713 | 2.7484 | 2.6457 | 2.4198 | 2.0658 | 1.6203 | 1.2726 | 0.98274 | 0.77194 | 0.60717 | 0.46838 | 0.36055 | 0.3067 | 0.2776 | 0.097005 | 0.10021 | 0.104 | 0.09958 | 0.067483 | 29.4715 |  |  | Wind |  | -400 | -400 | -400 | 193.8525 | 400 | -4.3939e-07 | 0 | 114.1761 | -100 | 494.2402 | 227.8928 | 396.1496 | 0 | 0 | 0 | 0 | 300 | 216.1077 | 0 | 0 | 600 | 513.9498 | -257.3795
2- Baseline 1 | EE- Summer Capacity | 0.65568 | 0.71624 | 0.70742 | 0.8185 | 0.75965 | 0.77151 | 0.79713 | 0.81229 | 0.99791 | 0.85576 | 0.79609 | 0.76859 | 0.72068 | 0.64963 | 0.54477 | 0.42758 | 0.34247 | 0.2976 | 0.32659 | 0.1247 | 0.09023 | 0.089856 | 0.07728 | 0.075059 | 13.2232 |  |  | Storage |  | 65.0804 | 78.0083 | -22.7388 | 1.5428 | 309.7362 | 9.8154 | -22.7388 | 117.4856 | 26.3248 | 489.211 | 272.1947 | 477.5284 | 29.1803 | 9.5923e-14 | 23.2875 | 14.2718 | 500 | 33.4659 | -0.44495 | -1.7846 | 1027.2612 | 358.418 | 521.8683
2- Baseline 1 | [28 empty] | Hydrogen |  | 50 | 50 | 0 | 0 | 306.8595 | 50 | 0 | 50 | 0 | 496.7712 | 134.1332 | 298.6067 | 0 | 0 | 0 | 0 | 0 | 0 | 0 | 0 | 0 | 320.3742 | 0
2- Baseline 1 | Energy Efficiency Energy (GWh excludes losses) | [27 empty] | Other- (Clean Capacity) |  | 0 | 0 | 0 | 20 | 115.5734 | 0 | 0 | 20 | 0 | 20 | 20 | 20 | 0 | 0 | 0 | 0 | 100 | 0 | 0 | 0 | 0 | 58.747 | 0
2- Baseline 1 | WA | 31.5721 | 68.8886 | 110.4551 | 159.216 | 214.1912 | 273.4837 | 335.1983 | 395.4098 | 452.9901 | 505.7246 | 552.1211 | 592.7608 | 628.5265 | 659.7755 | 686.9076 | 708.6031 | 729.5828 | 746.1171 | 760.0989 | 767.8884 | 773.7435 | 775.2588 | 774.7807 | 772.2369 | 88.1549 |  |  | Thermal Upgrade |  | 0 | 0 | -17 | 0 | -5 | 0 | 0 | 4.3 | 0 | 0 | 0 | 0 | 0 | 0 | 0 | 0 | 0 | 0 | 0 | 4.3 | 0 | -5 | 0
2- Baseline 1 | ID | 12.6417 | 26.6742 | 40.5698 | 55.6361 | 71.7147 | 88.4705 | 105.507 | 121.8272 | 137.715 | 152.2777 | 164.2635 | 175.6623 | 185.864 | 195.0136 | 203.0513 | 208.8667 | 213.965 | 219.1238 | 224.1713 | 227.7603 | 231.316 | 235.1531 | 239.103 | 242.3862 | 27.6697 |  |  | Hydro |  | 0 | 0 | -75 | 0 | 68 | 0 | 0 | 0 | 0 | 0 | 0 | 0 | 0 | 0 | 0 | 0 | 0 | 0 | 0 | 0 | 0 | 68 | 0
2- Baseline 1 | Total | 44.2138 | 95.5628 | 151.0249 | 214.8521 | 285.9059 | 361.9542 | 440.7054 | 517.237 | 590.7051 | 658.0024 | 716.3846 | 768.4231 | 814.3905 | 854.7892 | 889.9589 | 917.4698 | 943.5478 | 965.2409 | 984.2702 | 995.6487 | 1005.0595 | 1010.4119 | 1013.8837 | 1014.6231 | 115.8246 |  |  | DR Capability |  | 51.2874 | 45.9524 | -66.5107 | 0.2636 | 53.2166 | 4.173 | -14.4761 | -6.172 | -17.6438 | -4.186 | -4.3805 | -4.186 | 3.8333 | 0 | -6.0029 | -6.4399 | 0 | -7.4463 | 3.4165 | -6.5993 | -28.7591 | 52.6677 | 127.3966
2- Baseline 1 | [28 empty] | EE- Winter Capacity |  | 4.3606 | 0 | 0 | 10.6134 | 18.4869 | 13.5996 | 0 | 0 | -0.27134 | 39.4176 | 33.3078 | 35.3955 | 2.2198 | 0 | -2.2858 | -3.0421 | 0 | 4.69 | -3.9321 | 0.085563 | 15.8148 | 19.0168 | 31.5583
2- Baseline 1 | aMW w/ losses | [27 empty] | EE- Summer Capacity |  | 0.16324 | 0 | 0 | 21.2108 | 25.7961 | 23.2858 | 0 | 0 | 11.2639 | 31.34 | 5.0143 | 9.4457 | 2.5454 | 0 | -1.9111 | -2.3564 | 0 | 0.047523 | -12.547 | 26.8448 | 62.9331 | 23.1768 | 138.8196
2- Baseline 1 | WA | 3.8106 | 8.3146 | 13.2612 | 19.2181 | 25.8549 | 33.0127 | 40.3466 | 47.7308 | 54.6804 | 61.0453 | 66.4629 | 71.5532 | 75.8654 | 79.637 | 82.6934 | 85.5364 | 88.069 | 90.0705 | 91.4898 | 92.6878 | 93.4029 | 93.588 | 93.2691 | 93.2108 | 93.2108
2- Baseline 1 | ID | 1.5258 | 3.2195 | 4.8708 | 6.7155 | 8.6566 | 10.6794 | 12.6995 | 14.706 | 16.6236 | 18.3812 | 19.7736 | 21.2045 | 22.4345 | 23.5388 | 24.4443 | 25.2126 | 25.828 | 26.4524 | 26.9825 | 27.4918 | 27.9234 | 28.3873 | 28.7835 | 29.2566 | 29.2566
2- Baseline 1 | Total | 5.3364 | 11.5341 | 18.132 | 25.9336 | 34.5115 | 43.6921 | 53.0461 | 62.4368 | 71.304 | 79.4266 | 86.2365 | 92.7578 | 98.2999 | 103.1758 | 107.1378 | 110.7489 | 113.8971 | 116.523 | 118.4724 | 120.1795 | 121.3264 | 121.9753 | 122.0526 | 122.4673 | 122.4673
Shared System Resource
3- Baseline 2 | NG CT | 0 | 0 | 0 | 0 | 0 | 0 | 0 | 0 | 0 | 47.9 | 0 | 0 | 0 | 0 | 84 | 0 | 0 | 0 | 0 | 0 | 0 | 0 | 0 | 0 | 131.9
3- Baseline 2 | Solar | 0 | 0 | 0 | 0 | 0 | 0 | 0 | 0 | 0 | 0 | 0 | 0 | 0 | 0 | 0 | 0 | 0 | 0 | 0 | 0 | 0 | 0 | 0 | 0 | 0
3- Baseline 2 | Storage Added to Solar | 0 | 0 | 0 | 0 | 0 | 0 | 0 | 0 | 0 | 0 | 0 | 0 | 0 | 0 | 0 | 0 | 0 | 0 | 0 | 0 | 0 | 0 | 0 | 0 | 0
3- Baseline 2 | Wind | 0 | 0 | 0 | 0 | 0 | 0 | 0 | 0 | 0 | 0 | 0 | 0 | 0 | 0 | 0 | 0 | 0 | 0 | 0 | 0 | 0 | 0 | 0 | 0 | 0 |  |  |  | 1- Preferred Resource Strategy | 2- Baseline 1 | 3- Baseline 2 | 4- Baseline 3 | 5- Clean Resource Plan (2027) | 6- Clean Resource Plan (2045) | 6b- Clean Resource Plan (2045) No Colstrip | 7- SCC Idaho | 8- Low Load Forecast | 9- High Load Forecast | 10- RA Market
3- Baseline 2 | Storage | 0 | 0 | 0 | 0 | 0 | 0 | 0 | 0 | 0 | 0 | 0 | 0 | 0 | 0 | 0 | 0 | 0 | 0 | 0 | 0 | 0 | 0 | 0 | 0 | 0 |  |  | Washington
3- Baseline 2 | Hydrogen | 0 | 0 | 0 | 0 | 0 | 0 | 0 | 0 | 0 | 0 | 0 | 0 | 0 | 0 | 0 | 0 | 0 | 0 | 0 | 0 | 0 | 0 | 0 | 0 | 0 |  |  | NG CT | 139.8443 | 230.1762 | 233.1668 | 0 | 103.0594 | 0 | 0 | 146.112 | 90.7915 | 147.3877 | 107.0059
3- Baseline 2 | Other- (Clean Capacity) | 0 | 0 | 0 | 0 | 0 | 0 | 0 | 0 | 0 | 0 | 0 | 0 | 0 | 0 | 0 | 0 | 0 | 0 | 0 | 0 | 0 | 0 | 0 | 0 | 0 |  |  | Solar | 453.6085 | 0 | 0 | 0 | 386.0974 | 590.4131 | 538.4269 | 495.5885 | 198.7468 | 492.9884 | 617.8412
3- Baseline 2 | Thermal Upgrade | 0 | 0 | 0 | 5 | 12 | 0 | 0 | 0 | 0 | 0 | 0 | 0 | 0 | 0 | 0 | 0 | 0 | 0 | 0 | 0 | 0 | 0 | 0 | 0 | 17 |  |  | Storage Added to Solar | 226.8043 | 0 | 0 | 0 | 180.2857 | 295.2065 | 269.2135 | 247.7943 | 34.0602 | 246.4942 | 126.6418
3- Baseline 2 | Hydro | 0 | 0 | 0 | 0 | 0 | 0 | 0 | 0 | 0 | 75 | 0 | 0 | 0 | 0 | 0 | 0 | 0 | 0 | 0 | 0 | 0 | 0 | 0 | 0 | 75 |  |  | Wind | 400 | 0 | 0 | 0 | 400 | 531.3 | 679.5998 | 400 | 400 | 514.1761 | 300
3- Baseline 2 | [28 empty] | Storage | 12.3369 | 67.7559 | 67.9336 | 0 | 24.2816 | 312.475 | 340.5275 | 22.405 | 0 | 112.6825 | 0
3- Baseline 2 | Washington | [27 empty] | Hydrogen | 0 | 0 | 0 | 0 | 0 | 75.2912 | 75.2913 | 0 | 0 | 0 | 0
3- Baseline 2 | NG CT | 0 | 0 | 0 | 0 | 0 | 146.5745 | 0 | 0 | 0 | 0 | 0 | 0 | 0 | 0 | 0 | 0 | 0 | 0 | 0 | 0 | 0 | 0 | 0 | 0 | 146.5745 |  |  | Other- (Clean Capacity) | 0 | 0 | 0 | 0 | 13.13 | 95.5734 | 38.747 | 0 | 0 | 20 | 0
3- Baseline 2 | Solar | 0 | 0 | 0 | 0 | 0 | 0 | 0 | 0 | 0 | 0 | 0 | 0 | 0 | 0 | 0 | 0 | 0 | 0 | 0 | 0 | 0 | 0 | 0 | 0 | 0 |  |  | Thermal Upgrade | 11.1605 | 11.1605 | 11.1605 | 0 | 11.1605 | 7.878 | 7.878 | 11.1605 | 11.1605 | 13.9834 | 11.1605
3- Baseline 2 | Storage Added to Solar | 0 | 0 | 0 | 0 | 0 | 0 | 0 | 0 | 0 | 0 | 0 | 0 | 0 | 0 | 0 | 0 | 0 | 0 | 0 | 0 | 0 | 0 | 0 | 0 | 0 |  |  | Hydro | 75 | 49.2375 | 49.2375 | 0 | 75 | 49.2375 | 119.642 | 49.2375 | 75 | 75 | 75
3- Baseline 2 | Wind | 0 | 0 | 0 | 0 | 0 | 0 | 0 | 0 | 0 | 0 | 0 | 0 | 0 | 0 | 0 | 0 | 0 | 0 | 0 | 0 | 0 | 0 | 0 | 0 | 0 |  |  | DR Capability | 56.3008 | 104.1817 | 97.4905 | 2.6998 | 55.5996 | 104.2508 | 104.3205 | 56.6431 | 48.6996 | 48.6996 | 34.3205
3- Baseline 2 | Storage | 0 | 0 | 0 | 0 | 0 | 0 | 0 | 0 | 0 | 0 | 0 | 0 | 10.1431 | 0 | 0 | 0 | 0 | 13.7359 | 0 | 0 | 10 | 11.3304 | 10.9328 | 11.7915 | 67.9336 |  |  | EE- Winter Capacity | 85.5058 | 84.8936 | 85.5058 | 85.5058 | 89.4949 | 91.5472 | 91.5946 | 86.0693 | 85.5058 | 85.5058 | 85.2557
3- Baseline 2 | Hydrogen | 0 | 0 | 0 | 0 | 0 | 0 | 0 | 0 | 0 | 0 | 0 | 0 | 0 | 0 | 0 | 0 | 0 | 0 | 0 | 0 | 0 | 0 | 0 | 0 | 0 |  |  | EE- Summer Capacity | 91.7163 | 91.7568 | 91.7163 | 91.7163 | 99.9593 | 100.7217 | 100.6183 | 92.6717 | 91.7163 | 91.7163 | 95.5976
3- Baseline 2 | Other- (Clean Capacity) | 0 | 0 | 0 | 0 | 0 | 0 | 0 | 0 | 0 | 0 | 0 | 0 | 0 | 0 | 0 | 0 | 0 | 0 | 0 | 0 | 0 | 0 | 0 | 0 | 0
3- Baseline 2 | Thermal Upgrade | 0 | 0 | 0 | 0 | 0 | 0 | 0 | 0 | 0 | 0 | 0 | 0 | 0 | 0 | 0 | 0 | 0 | 0 | 0 | 0 | 0 | 0 | 0 | 0 | 0 |  |  | Idaho | 0 | 0 | 0 | 0 | 0 | 0 | 0 | 0 | 0 | 0 | 0
3- Baseline 2 | Hydro | 0 | 0 | 0 | 0 | 0 | 0 | 0 | 0 | 0 | 0 | 0 | 0 | 0 | 0 | 0 | 0 | 0 | 0 | 0 | 0 | 0 | 0 | 0 | 0 | 0 |  |  | NG CT | 194.6803 | 142.6918 | 141.8332 | 0 | 176.4024 | 0 | 0 | 133.5623 | 157.013 | 223.3123 | 177.7259
3- Baseline 2 | DR Capability | 0.9674 | 3.3987 | 8.3127 | 10.6619 | 12.1996 | 40.4007 | 43.7918 | 49.2104 | 51.1705 | 50.8909 | 50.7736 | 50.6113 | 50.4249 | 50.2385 | 50.0521 | 49.8657 | 49.6793 | 49.4238 | 49.2374 | 90.0002 | 91.7682 | 93.6744 | 95.5362 | 97.4905 | 97.4905 |  |  | Solar | 34.35 | 0 | 0 | 0 | 388.7469 | 558.9214 | 551.7541 | 0 | 35.6426 | 0 | 34.35
3- Baseline 2 | EE- Winter Capacity | 3.4002 | 4.1859 | 4.8623 | 5.7185 | 6.6633 | 7.3521 | 7.7112 | 7.5632 | 7.078 | 6.2477 | 5.2098 | 4.2677 | 3.4767 | 2.8186 | 2.2667 | 1.8039 | 1.6158 | 1.3626 | 1.1875 | 0.68674 | 0.51075 | 0.068886 | -0.20661 | -0.34556 | 85.5058 |  |  | Storage Added to Solar | 17.175 | 0 | 0 | 0 | 94.3307 | 204.4607 | 200.8771 | 0 | 17.8213 | 0 | 17.175
3- Baseline 2 | EE- Summer Capacity | 4.2407 | 4.9792 | 5.5874 | 6.5883 | 7.0786 | 7.6194 | 7.8833 | 7.6954 | 7.6856 | 6.3967 | 5.3614 | 4.4498 | 3.694 | 3.0894 | 2.6019 | 2.0065 | 1.8368 | 1.5951 | 1.4764 | 0.43853 | 0.17432 | -0.14722 | -0.29778 | -0.31765 | 91.7163 |  |  | Wind | 0 | 0 | 0 | 0 | 193.8525 | 268.7 | 234.35 | 0 | 0 | 0 | 0
3- Baseline 2 | [28 empty] | Storage | 10.402 | 20.0633 | 32.8135 | 0 | 0 | 20 | 40.6294 | 10.1492 | 0 | 27.5419 | 49.0636
3- Baseline 2 | Idaho | [27 empty] | Hydrogen | 0 | 50 | 50 | 0 | 0 | 231.5683 | 245.0829 | 50 | 0 | 50 | 0
3- Baseline 2 | NG CT | 0 | 0 | 0 | 0 | 0 | 96.5255 | 0 | 0 | 0 | 0 | 0 | 0 | 0 | 0 | 0 | 0 | 0 | 0 | 0 | 0 | 0 | 0 | 0 | 0 | 96.5255 |  |  | Other- (Clean Capacity) | 0 | 0 | 0 | 0 | 6.87 | 20 | 20 | 0 | 0 | 0 | 0
3- Baseline 2 | Solar | 0 | 0 | 0 | 0 | 0 | 0 | 0 | 0 | 0 | 0 | 0 | 0 | 0 | 0 | 0 | 0 | 0 | 0 | 0 | 0 | 0 | 0 | 0 | 0 | 0 |  |  | Thermal Upgrade | 5.8395 | 5.8395 | 5.8395 | 0 | 5.8395 | 4.122 | 4.122 | 5.8395 | 5.8395 | 7.3166 | 5.8395
3- Baseline 2 | Storage Added to Solar | 0 | 0 | 0 | 0 | 0 | 0 | 0 | 0 | 0 | 0 | 0 | 0 | 0 | 0 | 0 | 0 | 0 | 0 | 0 | 0 | 0 | 0 | 0 | 0 | 0 |  |  | Hydro | 0 | 25.7625 | 25.7625 | 0 | 0 | 93.7625 | 23.358 | 25.7625 | 0 | 0 | 0
3- Baseline 2 | Wind | 0 | 0 | 0 | 0 | 0 | 0 | 0 | 0 | 0 | 0 | 0 | 0 | 0 | 0 | 0 | 0 | 0 | 0 | 0 | 0 | 0 | 0 | 0 | 0 | 0 |  |  | DR Capability | 15.0557 | 18.4621 | 19.8183 | 2.146 | 16.0205 | 20.3222 | 19.7036 | 18.8864 | 8.1807 | 16.4848 | 19.3921
3- Baseline 2 | Storage | 0 | 0 | 0 | 0 | 0 | 0 | 0 | 0 | 0 | 0 | 0 | 0 | 0 | 0 | 0 | 0 | 0 | 10 | 0 | 0 | 0 | 0 | 0 | 22.8135 | 32.8135 |  |  | EE- Winter Capacity | 24.4988 | 29.4715 | 24.4988 | 24.4988 | 31.1231 | 36.9442 | 37.4267 | 37.5349 | 24.4988 | 24.4988 | 24.4775
3- Baseline 2 | Hydrogen | 0 | 0 | 0 | 0 | 0 | 0 | 0 | 0 | 0 | 0 | 0 | 0 | 0 | 0 | 0 | 0 | 0 | 0 | 0 | 50 | 0 | 0 | 0 | 0 | 50 |  |  | EE- Summer Capacity | 13.1005 | 13.2232 | 13.1005 | 13.1005 | 26.0683 | 29.8912 | 27.3753 | 35.4309 | 13.1005 | 13.1005 | 20.4831
3- Baseline 2 | Other- (Clean Capacity) | 0 | 0 | 0 | 0 | 0 | 0 | 0 | 0 | 0 | 0 | 0 | 0 | 0 | 0 | 0 | 0 | 0 | 0 | 0 | 0 | 0 | 0 | 0 | 0 | 0
3- Baseline 2 | Thermal Upgrade | 0 | 0 | 0 | 0 | 0 | 0 | 0 | 0 | 0 | 0 | 0 | 0 | 0 | 0 | 0 | 0 | 0 | 0 | 0 | 0 | 0 | 0 | 0 | 0 | 0 |  |  |  | 11- Electrification 1 | 12- Electrification 2 | 13- Electrification 3 | 14- 2x SCC | 15- Colstrip Exit 2025 | 16- Colstrip Exit 2035 | 17- Colstrip Exit 2045 | 18- Clean Energy Delivered Each Hour | 19- SCC on Net P/S | 20- Use Avg Mrkt for EE SCC | 21- Maximum WA Customer Benefit
3- Baseline 2 | Hydro | 0 | 0 | 0 | 0 | 0 | 0 | 0 | 0 | 0 | 0 | 0 | 0 | 0 | 0 | 0 | 0 | 0 | 0 | 0 | 0 | 0 | 0 | 0 | 0 | 0 |  |  | Washington
3- Baseline 2 | DR Capability | 0.7798 | 2.8177 | 7.0598 | 9.9383 | 11.8575 | 12.8549 | 12.9859 | 12.8764 | 12.7854 | 12.6202 | 14.1397 | 16.1826 | 19.352 | 20.793 | 20.8161 | 20.6754 | 20.5581 | 20.3773 | 20.2444 | 20.048 | 19.9044 | 19.8907 | 19.8135 | 19.8183 | 19.8183 |  |  | NG CT | 255.4421 | 214.3582 | 255.4421 | 128.4958 | 139.8443 | 133.405 | 138.4597 | 82.8015 | 164.2603 | 140.5799 | 0
3- Baseline 2 | EE- Winter Capacity | 1.3113 | 1.5543 | 1.6991 | 1.883 | 2.1374 | 2.297 | 2.3451 | 2.2294 | 2.0057 | 1.6665 | 1.2479 | 0.93307 | 0.68391 | 0.52028 | 0.40511 | 0.31833 | 0.26103 | 0.2466 | 0.24149 | 0.10738 | 0.10441 | 0.10842 | 0.11228 | 0.07984 | 24.4988 |  |  | Solar | 276.9901 | 536.2196 | 424.5648 | 444.4886 | 453.6085 | 453.6422 | 453.1492 | 853.6085 | 120.2174 | 455.0601 | 1119.8398
3- Baseline 2 | EE- Summer Capacity | 0.65103 | 0.71034 | 0.70046 | 0.81069 | 0.75092 | 0.76295 | 0.78846 | 0.80399 | 0.99036 | 0.84915 | 0.79049 | 0.76375 | 0.71635 | 0.64554 | 0.54075 | 0.42361 | 0.33852 | 0.29365 | 0.32266 | 0.12416 | 0.084884 | 0.084651 | 0.077684 | 0.075443 | 13.1005 |  |  | Storage Added to Solar | 138.495 | 268.1098 | 212.2824 | 222.2443 | 226.8043 | 226.8211 | 226.5746 | 401.8043 | 60.1087 | 227.5301 | 50.0339
3- Baseline 2 | [28 empty] | Wind | 894.2402 | 627.8928 | 796.1496 | 400 | 400 | 400 | 400 | 700 | 616.1077 | 400 | 142.6205
3- Baseline 2 | Energy Efficiency Energy (GWh excludes losses) | [27 empty] | Storage | 485.6701 | 278.7628 | 473.9875 | 23.157 | 12.3369 | 22.1455 | 12.9986 | 512.3369 | 21.8353 | 12.2406 | 510.3459
3- Baseline 2 | WA | 31.6959 | 69.1735 | 110.9316 | 159.9132 | 215.0606 | 274.534 | 336.4846 | 396.9468 | 454.7955 | 507.8294 | 554.5184 | 595.4681 | 631.5304 | 663.0652 | 690.4684 | 712.4066 | 733.6207 | 750.3566 | 764.5179 | 772.4361 | 778.4192 | 780.0617 | 779.6344 | 777.1467 | 88.7154 |  |  | Hydrogen | 396.7712 | 84.1332 | 198.6067 | 0 | 0 | 0 | 0 | 0 | 0 | 0 | 0
3- Baseline 2 | ID | 12.1763 | 25.6248 | 38.8189 | 53.0575 | 68.1549 | 83.8112 | 99.6674 | 114.7741 | 129.4595 | 142.8677 | 153.7811 | 164.2056 | 173.552 | 181.9817 | 189.4413 | 194.8269 | 199.6447 | 204.6232 | 209.5558 | 213.1692 | 216.7099 | 220.5292 | 224.5019 | 227.8048 | 26.0051 |  |  | Other- (Clean Capacity) | 20 | 20 | 20 | 0 | 0 | 0 | 0 | 100 | 0 | 0 | 0
3- Baseline 2 | Total | 43.8722 | 94.7983 | 149.7506 | 212.9707 | 283.2155 | 358.3452 | 436.152 | 511.7209 | 584.255 | 650.6971 | 708.2995 | 759.6737 | 805.0823 | 845.0468 | 879.9097 | 907.2335 | 933.2654 | 954.9798 | 974.0737 | 985.6053 | 995.1292 | 1000.591 | 1004.1363 | 1004.9514 | 114.7205 |  |  | Thermal Upgrade | 11.1605 | 11.1605 | 11.1605 | 11.1605 | 11.1605 | 11.1605 | 11.1605 | 11.1605 | 11.1605 | 11.1605 | 11.1605
3- Baseline 2 | [28 empty] | Hydro | 75 | 75 | 75 | 75 | 75 | 75 | 75 | 75 | 75 | 75 | 49.2375
3- Baseline 2 | aMW w/ losses | [27 empty] | DR Capability | 48.6305 | 48.6305 | 48.6305 | 56.7887 | 56.3008 | 56.3008 | 56.1788 | 56.3008 | 48.9102 | 56.2552 | 179.9409
3- Baseline 2 | WA | 3.8255 | 8.349 | 13.3184 | 19.3023 | 25.9598 | 33.1395 | 40.5014 | 47.9163 | 54.8984 | 61.2994 | 66.7515 | 71.88 | 76.228 | 80.0341 | 83.1221 | 85.9955 | 88.5564 | 90.5823 | 92.0217 | 93.2367 | 93.9673 | 94.1678 | 93.8533 | 93.8034 | 93.8034 |  |  | EE- Winter Capacity | 117.8603 | 113.8139 | 113.8382 | 87.6702 | 85.5058 | 85.8165 | 86.2984 | 85.5058 | 85.309 | 81.323 | 117.0641
3- Baseline 2 | ID | 1.4696 | 3.0928 | 4.6606 | 6.4043 | 8.2269 | 10.117 | 11.9966 | 13.8546 | 15.6271 | 17.2454 | 18.5118 | 19.8216 | 20.9483 | 21.9658 | 22.8059 | 23.5178 | 24.0994 | 24.7019 | 25.2233 | 25.7305 | 26.1603 | 26.6219 | 27.0258 | 27.4966 | 27.4966 |  |  | EE- Summer Capacity | 120.9986 | 96.6084 | 99.1043 | 94.2617 | 91.7163 | 91.5581 | 91.5025 | 91.7163 | 91.5165 | 79.1513 | 230.5359
3- Baseline 2 | Total | 5.2951 | 11.4418 | 17.979 | 25.7066 | 34.1868 | 43.2565 | 52.498 | 61.771 | 70.5254 | 78.5447 | 85.2633 | 91.7016 | 97.1763 | 101.9999 | 105.928 | 109.5133 | 112.6559 | 115.2842 | 117.245 | 118.9672 | 120.1276 | 120.7897 | 120.8792 | 121.2999 | 121.2999 | [13 empty] | 0
[29 empty] | Idaho | 0 | 0 | 0 | 0 | 0 | 0 | 0 | 0 | 0 | 0 | 0
4- Baseline 3 | Shared System Resource | [27 empty] | NG CT | 119.5579 | 160.6418 | 119.5579 | 194.3858 | 194.6803 | 207.903 | 145.2462 | 201.2339 | 177.745 | 198.107 | 172.0616
4- Baseline 3 | NG CT | 0 | 0 | 0 | 0 | 0 | 0 | 0 | 0 | 0 | 0 | 0 | 0 | 0 | 0 | 0 | 0 | 0 | 0 | 0 | 0 | 0 | 0 | 0 | 0 | 0 |  |  | Solar | 0 | 0 | 0 | 34.35 | 34.35 | 34.35 | 34.35 | 34.35 | 0 | 34.6175 | 0
4- Baseline 3 | Solar | 0 | 0 | 0 | 0 | 0 | 0 | 0 | 0 | 0 | 0 | 0 | 0 | 0 | 0 | 0 | 0 | 0 | 0 | 0 | 0 | 0 | 0 | 0 | 0 | 0 |  |  | Storage Added to Solar | 0 | 0 | 0 | 17.175 | 17.175 | 17.175 | 17.175 | 17.175 | 0 | 17.3088 | 0
4- Baseline 3 | Storage Added to Solar | 0 | 0 | 0 | 0 | 0 | 0 | 0 | 0 | 0 | 0 | 0 | 0 | 0 | 0 | 0 | 0 | 0 | 0 | 0 | 0 | 0 | 0 | 0 | 0 | 0 |  |  | Wind | 0 | 0 | 0 | 0 | 0 | 0 | 0 | 0 | 0 | 0 | 0
4- Baseline 3 | Wind | 0 | 0 | 0 | 0 | 0 | 0 | 0 | 0 | 0 | 0 | 0 | 0 | 0 | 0 | 0 | 0 | 0 | 0 | 0 | 0 | 0 | 0 | 0 | 0 | 0 |  |  | Storage | 26.2797 | 16.1708 | 26.2797 | 28.7621 | 10.402 | 23.8808 | 24.012 | 10.402 | 34.3695 | 10.0533 | 34.2612
4- Baseline 3 | Storage | 0 | 0 | 0 | 0 | 0 | 0 | 0 | 0 | 0 | 0 | 0 | 0 | 0 | 0 | 0 | 0 | 0 | 0 | 0 | 0 | 0 | 0 | 0 | 0 | 0 |  |  | Hydrogen | 100 | 50 | 100 | 0 | 0 | 0 | 0 | 0 | 0 | 0 | 0
4- Baseline 3 | Hydrogen | 0 | 0 | 0 | 0 | 0 | 0 | 0 | 0 | 0 | 0 | 0 | 0 | 0 | 0 | 0 | 0 | 0 | 0 | 0 | 0 | 0 | 0 | 0 | 0 | 0 |  |  | Other- (Clean Capacity) | 0 | 0 | 0 | 0 | 0 | 0 | 0 | 0 | 0 | 0 | 0
4- Baseline 3 | Other- (Clean Capacity) | 0 | 0 | 0 | 0 | 0 | 0 | 0 | 0 | 0 | 0 | 0 | 0 | 0 | 0 | 0 | 0 | 0 | 0 | 0 | 0 | 0 | 0 | 0 | 0 | 0 |  |  | Thermal Upgrade | 5.8395 | 5.8395 | 5.8395 | 5.8395 | 5.8395 | 5.8395 | 5.8395 | 5.8395 | 5.8395 | 5.8395 | 5.8395
4- Baseline 3 | Thermal Upgrade | 0 | 0 | 0 | 0 | 0 | 0 | 0 | 0 | 0 | 0 | 0 | 0 | 0 | 0 | 0 | 0 | 0 | 0 | 0 | 0 | 0 | 0 | 0 | 0 | 0 |  |  | Hydro | 0 | 0 | 0 | 0 | 0 | 0 | 0 | 0 | 0 | 0 | 25.7625
4- Baseline 3 | Hydro | 0 | 0 | 0 | 0 | 0 | 0 | 0 | 0 | 0 | 0 | 0 | 0 | 0 | 0 | 0 | 0 | 0 | 0 | 0 | 0 | 0 | 0 | 0 | 0 | 0 |  |  | DR Capability | 18.5399 | 18.3454 | 18.5399 | 18.4011 | 15.0557 | 9.0528 | 8.7377 | 15.0557 | 15 | 18.5178 | 18.8122
4- Baseline 3 | [28 empty] | EE- Winter Capacity | 31.5619 | 29.4984 | 31.5619 | 24.5541 | 24.4988 | 21.9023 | 20.6641 | 24.4988 | 29.3855 | 24.7494 | 24.4988
4- Baseline 3 | Washington | [27 empty] | EE- Summer Capacity | 15.1582 | 13.2227 | 15.1582 | 13.1005 | 13.1005 | 11.3477 | 10.9579 | 13.1005 | 13.3478 | 13.1186 | 13.1005
4- Baseline 3 | NG CT | 0 | 0 | 0 | 0 | 0 | 0 | 0 | 0 | 0 | 0 | 0 | 0 | 0 | 0 | 0 | 0 | 0 | 0 | 0 | 0 | 0 | 0 | 0 | 0 | 0
4- Baseline 3 | Solar | 0 | 0 | 0 | 0 | 0 | 0 | 0 | 0 | 0 | 0 | 0 | 0 | 0 | 0 | 0 | 0 | 0 | 0 | 0 | 0 | 0 | 0 | 0 | 0 | 0
4- Baseline 3 | Storage Added to Solar | 0 | 0 | 0 | 0 | 0 | 0 | 0 | 0 | 0 | 0 | 0 | 0 | 0 | 0 | 0 | 0 | 0 | 0 | 0 | 0 | 0 | 0 | 0 | 0 | 0
4- Baseline 3 | Wind | 0 | 0 | 0 | 0 | 0 | 0 | 0 | 0 | 0 | 0 | 0 | 0 | 0 | 0 | 0 | 0 | 0 | 0 | 0 | 0 | 0 | 0 | 0 | 0 | 0
4- Baseline 3 | Storage | 0 | 0 | 0 | 0 | 0 | 0 | 0 | 0 | 0 | 0 | 0 | 0 | 0 | 0 | 0 | 0 | 0 | 0 | 0 | 0 | 0 | 0 | 0 | 0 | 0
4- Baseline 3 | Hydrogen | 0 | 0 | 0 | 0 | 0 | 0 | 0 | 0 | 0 | 0 | 0 | 0 | 0 | 0 | 0 | 0 | 0 | 0 | 0 | 0 | 0 | 0 | 0 | 0 | 0
4- Baseline 3 | Other- (Clean Capacity) | 0 | 0 | 0 | 0 | 0 | 0 | 0 | 0 | 0 | 0 | 0 | 0 | 0 | 0 | 0 | 0 | 0 | 0 | 0 | 0 | 0 | 0 | 0 | 0 | 0
4- Baseline 3 | Thermal Upgrade | 0 | 0 | 0 | 0 | 0 | 0 | 0 | 0 | 0 | 0 | 0 | 0 | 0 | 0 | 0 | 0 | 0 | 0 | 0 | 0 | 0 | 0 | 0 | 0 | 0
4- Baseline 3 | Hydro | 0 | 0 | 0 | 0 | 0 | 0 | 0 | 0 | 0 | 0 | 0 | 0 | 0 | 0 | 0 | 0 | 0 | 0 | 0 | 0 | 0 | 0 | 0 | 0 | 0
4- Baseline 3 | DR Capability | 0 | 0 | 0 | 0 | 0 | 0 | 0 | 0 | 0.2892 | 0.9881 | 2.0244 | 2.9402 | 3.2053 | 3.1571 | 3.133 | 3.0848 | 3.0125 | 2.9643 | 2.9402 | 2.892 | 2.8438 | 2.7956 | 2.748 | 2.6998 | 2.6998
4- Baseline 3 | EE- Winter Capacity | 3.4002 | 4.1859 | 4.8623 | 5.7185 | 6.6633 | 7.3521 | 7.7112 | 7.5632 | 7.078 | 6.2477 | 5.2098 | 4.2677 | 3.4767 | 2.8186 | 2.2667 | 1.8039 | 1.6158 | 1.3626 | 1.1875 | 0.68674 | 0.51075 | 0.068886 | -0.20661 | -0.34556 | 85.5058
4- Baseline 3 | EE- Summer Capacity | 4.2407 | 4.9792 | 5.5874 | 6.5883 | 7.0786 | 7.6194 | 7.8833 | 7.6954 | 7.6856 | 6.3967 | 5.3614 | 4.4498 | 3.694 | 3.0894 | 2.6019 | 2.0065 | 1.8368 | 1.5951 | 1.4764 | 0.43853 | 0.17432 | -0.14722 | -0.29778 | -0.31765 | 91.7163
4- Baseline 3
4- Baseline 3 | Idaho
4- Baseline 3 | NG CT | 0 | 0 | 0 | 0 | 0 | 0 | 0 | 0 | 0 | 0 | 0 | 0 | 0 | 0 | 0 | 0 | 0 | 0 | 0 | 0 | 0 | 0 | 0 | 0 | 0
4- Baseline 3 | Solar | 0 | 0 | 0 | 0 | 0 | 0 | 0 | 0 | 0 | 0 | 0 | 0 | 0 | 0 | 0 | 0 | 0 | 0 | 0 | 0 | 0 | 0 | 0 | 0 | 0
4- Baseline 3 | Storage Added to Solar | 0 | 0 | 0 | 0 | 0 | 0 | 0 | 0 | 0 | 0 | 0 | 0 | 0 | 0 | 0 | 0 | 0 | 0 | 0 | 0 | 0 | 0 | 0 | 0 | 0
4- Baseline 3 | Wind | 0 | 0 | 0 | 0 | 0 | 0 | 0 | 0 | 0 | 0 | 0 | 0 | 0 | 0 | 0 | 0 | 0 | 0 | 0 | 0 | 0 | 0 | 0 | 0 | 0
4- Baseline 3 | Storage | 0 | 0 | 0 | 0 | 0 | 0 | 0 | 0 | 0 | 0 | 0 | 0 | 0 | 0 | 0 | 0 | 0 | 0 | 0 | 0 | 0 | 0 | 0 | 0 | 0
4- Baseline 3 | Hydrogen | 0 | 0 | 0 | 0 | 0 | 0 | 0 | 0 | 0 | 0 | 0 | 0 | 0 | 0 | 0 | 0 | 0 | 0 | 0 | 0 | 0 | 0 | 0 | 0 | 0
4- Baseline 3 | Other- (Clean Capacity) | 0 | 0 | 0 | 0 | 0 | 0 | 0 | 0 | 0 | 0 | 0 | 0 | 0 | 0 | 0 | 0 | 0 | 0 | 0 | 0 | 0 | 0 | 0 | 0 | 0
4- Baseline 3 | Thermal Upgrade | 0 | 0 | 0 | 0 | 0 | 0 | 0 | 0 | 0 | 0 | 0 | 0 | 0 | 0 | 0 | 0 | 0 | 0 | 0 | 0 | 0 | 0 | 0 | 0 | 0
4- Baseline 3 | Hydro | 0 | 0 | 0 | 0 | 0 | 0 | 0 | 0 | 0 | 0 | 0 | 0 | 0 | 0 | 0 | 0 | 0 | 0 | 0 | 0 | 0 | 0 | 0 | 0 | 0
4- Baseline 3 | DR Capability | 0 | 0 | 0 | 0 | 0 | 0 | 0 | 0 | 0 | 0 | 0.222 | 0.7585 | 1.554 | 2.257 | 2.4605 | 2.4235 | 2.405 | 2.368 | 2.3125 | 2.2755 | 2.257 | 2.22 | 2.183 | 2.146 | 2.146
4- Baseline 3 | EE- Winter Capacity | 1.3113 | 1.5543 | 1.6991 | 1.883 | 2.1374 | 2.297 | 2.3451 | 2.2294 | 2.0057 | 1.6665 | 1.2479 | 0.93307 | 0.68391 | 0.52028 | 0.40511 | 0.31833 | 0.26103 | 0.2466 | 0.24149 | 0.10738 | 0.10441 | 0.10842 | 0.11228 | 0.07984 | 24.4988
4- Baseline 3 | EE- Summer Capacity | 0.65103 | 0.71034 | 0.70046 | 0.81069 | 0.75092 | 0.76295 | 0.78846 | 0.80399 | 0.99036 | 0.84915 | 0.79049 | 0.76375 | 0.71635 | 0.64554 | 0.54075 | 0.42361 | 0.33852 | 0.29365 | 0.32266 | 0.12416 | 0.084884 | 0.084651 | 0.077684 | 0.075443 | 13.1005
4- Baseline 3
4- Baseline 3 | Energy Efficiency Energy (GWh excludes losses)
4- Baseline 3 | WA | 31.6959 | 69.1735 | 110.9316 | 159.9132 | 215.0606 | 274.534 | 336.4846 | 396.9468 | 454.7955 | 507.8294 | 554.5184 | 595.4681 | 631.5304 | 663.0652 | 690.4684 | 712.4066 | 733.6207 | 750.3566 | 764.5179 | 772.4361 | 778.4192 | 780.0617 | 779.6344 | 777.1467 | 88.7154
4- Baseline 3 | ID | 12.1763 | 25.6248 | 38.8189 | 53.0575 | 68.1549 | 83.8112 | 99.6674 | 114.7741 | 129.4595 | 142.8677 | 153.7811 | 164.2056 | 173.552 | 181.9817 | 189.4413 | 194.8269 | 199.6447 | 204.6232 | 209.5558 | 213.1692 | 216.7099 | 220.5292 | 224.5019 | 227.8048 | 26.0051
4- Baseline 3 | Total | 43.8722 | 94.7983 | 149.7506 | 212.9707 | 283.2155 | 358.3452 | 436.152 | 511.7209 | 584.255 | 650.6971 | 708.2995 | 759.6737 | 805.0823 | 845.0468 | 879.9097 | 907.2335 | 933.2654 | 954.9798 | 974.0737 | 985.6053 | 995.1292 | 1000.591 | 1004.1363 | 1004.9514 | 114.7205
4- Baseline 3
4- Baseline 3 | aMW w/ losses
4- Baseline 3 | WA | 3.8255 | 8.349 | 13.3184 | 19.3023 | 25.9598 | 33.1395 | 40.5014 | 47.9163 | 54.8984 | 61.2994 | 66.7515 | 71.88 | 76.228 | 80.0341 | 83.1221 | 85.9955 | 88.5564 | 90.5823 | 92.0217 | 93.2367 | 93.9673 | 94.1678 | 93.8533 | 93.8034 | 93.8034
4- Baseline 3 | ID | 1.4696 | 3.0928 | 4.6606 | 6.4043 | 8.2269 | 10.117 | 11.9966 | 13.8546 | 15.6271 | 17.2454 | 18.5118 | 19.8216 | 20.9483 | 21.9658 | 22.8059 | 23.5178 | 24.0994 | 24.7019 | 25.2233 | 25.7305 | 26.1603 | 26.6219 | 27.0258 | 27.4966 | 27.4966
4- Baseline 3 | Total | 5.2951 | 11.4418 | 17.979 | 25.7066 | 34.1868 | 43.2565 | 52.498 | 61.771 | 70.5254 | 78.5447 | 85.2633 | 91.7016 | 97.1763 | 101.9999 | 105.928 | 109.5133 | 112.6559 | 115.2842 | 117.245 | 118.9672 | 120.1276 | 120.7897 | 120.8792 | 121.2999 | 121.2999
Shared System Resource
5- Clean Resource Plan (2027) | NG CT | 0 | 0 | 0 | 0 | 0 | 0 | 0 | 0 | 0 | 0 | 0 | 0 | 0 | 0 | 84 | 0 | 0 | 0 | 0 | 0 | 0 | 0 | 0 | 0 | 84
5- Clean Resource Plan (2027) | Solar | 0 | 0 | 0 | 0 | 0 | 0 | 0 | 0 | 0 | 100 | 0 | 0 | 0 | 0 | 0 | 0 | 100 | 0 | 0 | 145.503 | 100 | 103.7299 | 0 | 0 | 549.2328
5- Clean Resource Plan (2027) | Storage Added to Solar | 0 | 0 | 0 | 0 | 0 | 0 | 0 | 0 | 0 | 50 | 0 | 0 | 0 | 0 | 0 | 0 | 50 | 0 | 0 | 72.7515 | 50 | 51.8649 | 0 | 0 | 274.6164
5- Clean Resource Plan (2027) | Wind | 0 | 0 | 0 | 0 | 0 | 0 | 0 | 0 | 0 | 0 | 0 | 0 | 0 | 0 | 0 | 0 | 0 | 0 | 0 | 0 | 0 | 0 | 0 | 0 | 0
5- Clean Resource Plan (2027) | Storage | 0 | 0 | 0 | 0 | 0 | 0 | 0 | 0 | 0 | 0 | 0 | 0 | 0 | 0 | 0 | 0 | 0 | 0 | 0 | 0 | 0 | 0 | 0 | 0 | 0
5- Clean Resource Plan (2027) | Hydrogen | 0 | 0 | 0 | 0 | 0 | 0 | 0 | 0 | 0 | 0 | 0 | 0 | 0 | 0 | 0 | 0 | 0 | 0 | 0 | 0 | 0 | 0 | 0 | 0 | 0
5- Clean Resource Plan (2027) | Other- (Clean Capacity) | 0 | 0 | 0 | 0 | 0 | 0 | 0 | 0 | 0 | 0 | 0 | 0 | 0 | 0 | 0 | 0 | 0 | 0 | 0 | 20 | 0 | 0 | 0 | 0 | 20
5- Clean Resource Plan (2027) | Thermal Upgrade | 0 | 0 | 0 | 0 | 12 | 0 | 0 | 0 | 0 | 0 | 0 | 0 | 0 | 5 | 0 | 0 | 0 | 0 | 0 | 0 | 0 | 0 | 0 | 0 | 17
5- Clean Resource Plan (2027) | Hydro | 0 | 0 | 0 | 0 | 0 | 0 | 0 | 0 | 0 | 0 | 0 | 0 | 0 | 0 | 0 | 0 | 0 | 0 | 0 | 0 | 0 | 0 | 0 | 0 | 0
5- Clean Resource Plan (2027)
5- Clean Resource Plan (2027) | Washington
5- Clean Resource Plan (2027) | NG CT | 0 | 0 | 0 | 0 | 0 | 47.9134 | 0 | 0 | 0 | 0 | 0 | 0 | 0 | 0 | 7.1054e-15 | 0 | 0 | 0 | 0 | 0 | 0 | 0 | 0 | 0 | 47.9134
5- Clean Resource Plan (2027) | Solar | 0 | 0 | 0 | 0 | 0 | 0 | 0 | 0 | 0 | 0 | 0 | 0 | 0 | 0 | 0 | 0 | 0 | 0 | 0 | 0 | 0 | 0 | 0 | 25.5261 | 25.5261
5- Clean Resource Plan (2027) | Storage Added to Solar | 0 | 0 | 0 | 0 | 0 | 0 | 0 | 0 | 0 | 0 | 0 | 0 | 0 | 0 | 0 | 0 | 0 | 0 | 0 | 0 | 0 | 0 | 0 | 2.8422e-14 | 2.8422e-14
5- Clean Resource Plan (2027) | Wind | 0 | 100 | 0 | 100 | 0 | 200 | 0 | 0 | 0 | 0 | 0 | 0 | 0 | 0 | 0 | 0 | 0 | 0 | 0 | 0 | 0 | 0 | 0 | 0 | 400
5- Clean Resource Plan (2027) | Storage | 0 | 0 | 0 | 0 | 0 | 0 | 0 | 0 | 0 | 0 | 0 | 0 | 0 | 0 | 0 | 0 | 0 | 0 | 0 | 0 | 0 | 0 | 11.7111 | 12.5705 | 24.2816
5- Clean Resource Plan (2027) | Hydrogen | 0 | 0 | 0 | 0 | 0 | 0 | 0 | 0 | 0 | 0 | 0 | 0 | 0 | 0 | 0 | 0 | 0 | 0 | 0 | 0 | 0 | 0 | 0 | 0 | 0
5- Clean Resource Plan (2027) | Other- (Clean Capacity) | 0 | 0 | 0 | 0 | 0 | 0 | 0 | 0 | 0 | 0 | 0 | 0 | 0 | 0 | 0 | 0 | 0 | 0 | 0 | 0 | 0 | 0 | 0 | 0 | 0
5- Clean Resource Plan (2027) | Thermal Upgrade | 0 | 0 | 0 | 0 | 0 | 0 | 0 | 0 | 0 | 0 | 0 | 0 | 0 | 0 | 0 | 0 | 0 | 0 | 0 | 0 | 0 | 0 | 0 | 0 | 0
5- Clean Resource Plan (2027) | Hydro | 0 | 0 | 0 | 0 | 0 | 0 | 0 | 0 | 0 | 75 | 0 | 0 | 0 | 0 | 0 | 0 | 0 | 0 | 0 | 0 | 0 | 0 | 0 | 0 | 75
5- Clean Resource Plan (2027) | DR Capability | 0 | 0 | 0 | 0 | 0.2892 | 26.9555 | 30.1339 | 35.8224 | 38.5156 | 41.3894 | 45.4165 | 49.4349 | 54.875 | 56.9048 | 56.7431 | 56.6955 | 56.5788 | 56.4621 | 56.3454 | 56.159 | 56.0423 | 55.9256 | 55.7163 | 55.5996 | 55.5996
5- Clean Resource Plan (2027) | EE- Winter Capacity | 3.474 | 4.2839 | 4.9873 | 5.876 | 6.8629 | 7.592 | 7.9856 | 7.8634 | 7.3938 | 6.569 | 5.5251 | 4.5686 | 3.7537 | 3.0627 | 2.4724 | 1.9666 | 1.7343 | 1.4439 | 1.2447 | 0.70735 | 0.53425 | 0.089848 | -0.18107 | -0.31545 | 89.4949
5- Clean Resource Plan (2027) | EE- Summer Capacity | 4.6262 | 5.413 | 6.0783 | 7.1472 | 7.6994 | 8.2749 | 8.5616 | 8.3735 | 8.3345 | 6.9924 | 5.8836 | 4.8938 | 4.061 | 3.3881 | 2.841 | 2.1754 | 1.9667 | 1.6973 | 1.5652 | 0.47384 | 0.21376 | -0.12839 | -0.28035 | -0.29264 | 99.9593
5- Clean Resource Plan (2027)
5- Clean Resource Plan (2027) | Idaho
5- Clean Resource Plan (2027) | NG CT | 0 | 0 | 0 | 0 | 0 | 111.1484 | 0 | 0 | 0 | 0 | 0 | 0 | 0 | 0 | 0 | 0 | 0 | 0 | 0 | 0 | 0 | 36.4 | 0 | 0 | 147.5484
5- Clean Resource Plan (2027) | Solar | 0 | 0 | 0 | 0 | 100.0854 | 100 | 0 | 0 | 0 | 0 | 0 | 0 | 0 | 0 | 0 | 0 | 0 | 0 | 0 | 0 | 0 | 0 | 0 | 0 | 200.0854
5- Clean Resource Plan (2027) | Storage Added to Solar | 0 | 0 | 0 | 0 | 0 | 0 | 0 | 0 | 0 | 0 | 0 | 0 | 0 | 0 | 0 | 0 | 0 | 0 | 0 | 0 | 0 | 0 | 0 | 0 | 0
5- Clean Resource Plan (2027) | Wind | 0 | 193.8525 | 0 | 0 | 0 | 0 | 0 | 0 | 0 | 0 | 0 | 0 | 0 | 0 | 0 | 0 | 0 | 0 | 0 | 0 | 0 | 0 | 0 | 0 | 193.8525
5- Clean Resource Plan (2027) | Storage | 0 | 0 | 0 | 0 | 0 | 0 | 0 | 0 | 0 | 0 | 0 | 0 | 0 | 0 | 0 | 0 | 0 | 0 | 0 | 0 | 0 | 0 | 0 | 0 | 0
5- Clean Resource Plan (2027) | Hydrogen | 0 | 0 | 0 | 0 | 0 | 0 | 0 | 0 | 0 | 0 | 0 | 0 | 0 | 0 | 0 | 0 | 0 | 0 | 0 | 0 | 0 | 0 | 0 | 0 | 0
5- Clean Resource Plan (2027) | Other- (Clean Capacity) | 0 | 0 | 0 | 0 | 0 | 0 | 0 | 0 | 0 | 0 | 0 | 0 | 0 | 0 | 0 | 0 | 0 | 0 | 0 | 0 | 0 | 0 | 0 | 0 | 0
5- Clean Resource Plan (2027) | Thermal Upgrade | 0 | 0 | 0 | 0 | 0 | 0 | 0 | 0 | 0 | 0 | 0 | 0 | 0 | 0 | 0 | 0 | 0 | 0 | 0 | 0 | 0 | 0 | 0 | 0 | 0
5- Clean Resource Plan (2027) | Hydro | 0 | 0 | 0 | 0 | 0 | 0 | 0 | 0 | 0 | 0 | 0 | 0 | 0 | 0 | 0 | 0 | 0 | 0 | 0 | 0 | 0 | 0 | 0 | 0 | 0
5- Clean Resource Plan (2027) | DR Capability | 0 | 0 | 0 | 0 | 0 | 0 | 0 | 0.222 | 0.7585 | 2.3338 | 4.7635 | 8.3647 | 9.386 | 9.8688 | 9.7761 | 9.6092 | 9.4608 | 10.9227 | 12.6136 | 15.4771 | 16.4657 | 16.3173 | 16.1689 | 16.0205 | 16.0205
5- Clean Resource Plan (2027) | EE- Winter Capacity | 1.4049 | 1.6864 | 1.8972 | 2.1454 | 2.4692 | 2.6974 | 2.8097 | 2.7472 | 2.5608 | 2.2552 | 1.8472 | 1.5211 | 1.2397 | 1.0082 | 0.82627 | 0.64589 | 0.58457 | 0.487 | 0.41769 | 0.16917 | -0.017207 | -0.04136 | -0.095655 | -0.14278 | 31.1231
5- Clean Resource Plan (2027) | EE- Summer Capacity | 1.3512 | 1.5368 | 1.6568 | 1.8891 | 1.9813 | 2.089 | 2.1419 | 2.0947 | 2.1302 | 1.7932 | 1.5021 | 1.2814 | 1.0903 | 0.92209 | 0.7677 | 0.59475 | 0.5504 | 0.47073 | 0.46695 | 0.15396 | -0.045628 | -0.069475 | -0.13429 | -0.14683 | 26.0683
5- Clean Resource Plan (2027)
5- Clean Resource Plan (2027) | Energy Efficiency Energy (GWh excludes losses)
5- Clean Resource Plan (2027) | WA | 33.5337 | 73.0866 | 117.1941 | 168.774 | 226.881 | 289.5229 | 354.8132 | 418.6543 | 479.84 | 536.0736 | 585.7413 | 629.4224 | 667.9516 | 701.661 | 730.9753 | 754.4841 | 777.1139 | 794.8352 | 810.0271 | 818.6134 | 825.2205 | 827.4692 | 827.6324 | 825.7094 | 94.2591
5- Clean Resource Plan (2027) | ID | 14.8149 | 31.367 | 48.2662 | 66.7289 | 86.6519 | 107.5483 | 128.9084 | 149.5126 | 169.4468 | 187.7773 | 203.1401 | 217.5527 | 230.4674 | 241.969 | 252.1302 | 259.6519 | 266.8204 | 273.7305 | 280.2138 | 284.0445 | 286.6561 | 289.3314 | 291.6756 | 293.2399 | 33.4749
5- Clean Resource Plan (2027) | Total | 48.3486 | 104.4535 | 165.4604 | 235.5028 | 313.5329 | 397.0713 | 483.7216 | 568.1669 | 649.2868 | 723.8509 | 788.8814 | 846.9751 | 898.419 | 943.63 | 983.1055 | 1014.136 | 1043.9343 | 1068.5656 | 1090.2409 | 1102.6578 | 1111.8765 | 1116.8006 | 1119.308 | 1118.9494 | 127.7339
5- Clean Resource Plan (2027)
5- Clean Resource Plan (2027) | aMW w/ losses
5- Clean Resource Plan (2027) | WA | 4.0473 | 8.8213 | 14.0703 | 20.3718 | 27.3867 | 34.9488 | 42.7075 | 50.5367 | 57.9215 | 64.7087 | 70.51 | 75.9787 | 80.6242 | 84.6928 | 87.9985 | 91.0747 | 93.8066 | 95.9517 | 97.4995 | 98.8105 | 99.617 | 99.8908 | 99.6314 | 99.665 | 99.665
5- Clean Resource Plan (2027) | ID | 1.7881 | 3.7859 | 5.7948 | 8.0545 | 10.4597 | 12.9823 | 15.5162 | 18.048 | 20.4539 | 22.6663 | 24.4535 | 26.2612 | 27.8182 | 29.2064 | 30.3527 | 31.3429 | 32.2083 | 33.0445 | 33.7281 | 34.2855 | 34.6039 | 34.9276 | 35.1123 | 35.3947 | 35.3947
5- Clean Resource Plan (2027) | Total | 5.8354 | 12.6072 | 19.8651 | 28.4263 | 37.8464 | 47.9312 | 58.2238 | 68.5847 | 78.3754 | 87.375 | 94.9635 | 102.2399 | 108.4424 | 113.8992 | 118.3512 | 122.4176 | 126.0149 | 128.9962 | 131.2276 | 133.096 | 134.2208 | 134.8184 | 134.7437 | 135.0598 | 135.0598
6- Clean Resource Plan (2045) | Shared System Resource
6- Clean Resource Plan (2045) | NG CT | 0 | 0 | 0 | 0 | 0 | 0 | 0 | 0 | 0 | 0 | 0 | 0 | 0 | 0 | 0 | 0 | 0 | 0 | 0 | 0 | 0 | 0 | 0 | 0 | 0
6- Clean Resource Plan (2045) | Solar | 0 | 0 | 0 | 0 | 0 | 115.4909 | 5.1789e-05 | 0 | 0 | 110.6922 | 0 | 0 | 0 | 0 | 0 | 0 | 100 | 0 | 100 | 119.8758 | 100 | 103.2756 | 0 | 150 | 899.3345
6- Clean Resource Plan (2045) | Storage Added to Solar | 0 | 0 | 0 | 0 | 0 | 57.7454 | 2.5894e-05 | 0 | 0 | 55.3461 | 0 | 0 | 0 | 0 | 0 | 0 | 50 | 0 | 50 | 59.9379 | 50 | 51.6378 | 0 | 75 | 449.6672
6- Clean Resource Plan (2045) | Wind | 0 | 100 | 0 | 0 | 100 | 0 | 0 | 0 | 0 | 0 | 0 | 0 | 0 | 0 | 0 | 0 | 0 | 0 | 0 | 0 | 0 | 0 | 0 | 0 | 200
6- Clean Resource Plan (2045) | Storage | 0 | 0 | 0 | 0 | 0 | 0 | 0 | 0 | 0 | 0 | 0 | 0 | 0 | 0 | 0 | 0 | 0 | 0 | 0 | 0 | 0 | 0 | 0 | 0 | 0
6- Clean Resource Plan (2045) | Hydrogen | 0 | 0 | 0 | 0 | 0 | 0 | 0 | 0 | 0 | 0 | 0 | 0 | 0 | 0 | 0 | 0 | 0 | 0 | 0 | 0 | 0 | 0 | 0 | 0 | 0
6- Clean Resource Plan (2045) | Other- (Clean Capacity) | 0 | 0 | 0 | 0 | 0 | 0 | 0 | 0 | 0 | 0 | 0 | 0 | 0 | 0 | 0 | 0 | 0 | 0 | 0 | 0 | 0 | 0 | 0 | 0 | 0
6- Clean Resource Plan (2045) | Thermal Upgrade | 0 | 0 | 0 | 0 | 0 | 12 | 0 | 0 | 0 | 0 | 0 | 0 | 0 | 0 | 0 | 0 | 0 | 0 | 0 | 0 | 0 | 0 | 0 | 0 | 12
6- Clean Resource Plan (2045) | Hydro | 0 | 0 | 0 | 0 | 0 | 0 | 0 | 0 | 0 | 75 | 0 | 0 | 0 | 0 | 0 | 0 | 0 | 0 | 0 | 0 | 0 | 0 | 0 | 0 | 75
6- Clean Resource Plan (2045)
6- Clean Resource Plan (2045) | Washington
6- Clean Resource Plan (2045) | NG CT | 0 | 0 | 0 | 0 | 0 | 0 | 0 | 0 | 0 | 0 | 0 | 0 | 0 | 0 | 0 | 0 | 0 | 0 | 0 | 0 | 0 | 0 | 0 | 0 | 0
6- Clean Resource Plan (2045) | Solar | 0 | 0 | 0 | 0 | 0 | 0 | 0 | 0 | 0 | 0 | 0 | 0 | 0 | 0 | 0 | 0 | 0 | 0 | 0 | 0 | 0 | 0 | 0 | 0 | 0
6- Clean Resource Plan (2045) | Storage Added to Solar | 0 | 0 | 0 | 0 | 0 | 0 | 0 | 0 | 0 | 0 | 0 | 0 | 0 | 0 | 0 | 0 | 0 | 0 | 0 | 0 | 0 | 0 | 0 | 0 | 0
6- Clean Resource Plan (2045) | Wind | 0 | 100 | 0 | 0 | 0 | 100 | 0 | 0 | 0 | 0 | 0 | 0 | 0 | 0 | 0 | 0 | 0 | 0 | 0 | 0 | 0 | 0 | 0 | 200 | 400
6- Clean Resource Plan (2045) | Storage | 0 | 0 | 0 | 0 | 0 | 56.4325 | 0 | 10.5273 | 0 | 16.3795 | 0 | 12.7364 | 0 | 0 | 0 | 0 | 0 | 0 | 0 | 10.2993 | 0 | 0 | 12.2457 | 193.8543 | 312.475
6- Clean Resource Plan (2045) | Hydrogen | 0 | 0 | 0 | 0 | 0 | 0 | 0 | 0 | 0 | 0 | 0 | 0 | 0 | 0 | 75.2912 | 0 | 0 | 0 | 0 | 0 | 0 | 0 | 0 | 0 | 75.2912
6- Clean Resource Plan (2045) | Other- (Clean Capacity) | 0 | 0 | 0 | 0 | 0 | 0 | 0 | 0 | 0 | 0 | 0 | 0 | 0 | 0 | 0 | 0 | 0 | 0 | 0 | 0 | 0 | 0 | 0 | 95.5734 | 95.5734
6- Clean Resource Plan (2045) | Thermal Upgrade | 0 | 0 | 0 | 0 | 0 | 0 | 0 | 0 | 0 | 0 | 0 | 0 | 0 | 0 | 0 | 0 | 0 | 0 | 0 | 0 | 0 | 0 | 0 | 0 | 0
6- Clean Resource Plan (2045) | Hydro | 0 | 0 | 0 | 0 | 0 | 0 | 0 | 0 | 0 | 0 | 0 | 0 | 0 | 0 | 0 | 0 | 0 | 0 | 0 | 0 | 0 | 0 | 0 | 0 | 0
6- Clean Resource Plan (2045) | DR Capability | 0 | 0 | 0.2892 | 4.9606 | 12.2741 | 49.1011 | 55.1257 | 56.8146 | 57.3487 | 57.232 | 57.0912 | 56.9745 | 56.8128 | 56.7652 | 56.6485 | 56.5318 | 56.3454 | 56.2287 | 56.112 | 55.9953 | 55.7854 | 55.6687 | 55.4835 | 104.2508 | 104.2508
6- Clean Resource Plan (2045) | EE- Winter Capacity | 3.4884 | 4.3047 | 5.0185 | 5.9207 | 6.9255 | 7.67 | 8.0783 | 7.9684 | 7.5078 | 6.6892 | 5.6485 | 4.6927 | 3.8766 | 3.1832 | 2.5897 | 2.0795 | 1.852 | 1.5563 | 1.3531 | 0.81091 | 0.63609 | 0.19187 | -0.18017 | -0.31482 | 91.5472
6- Clean Resource Plan (2045) | EE- Summer Capacity | 4.6411 | 5.4326 | 6.1047 | 7.1827 | 7.7454 | 8.33 | 8.6239 | 8.4397 | 8.4006 | 7.0545 | 5.9387 | 4.9405 | 4.0997 | 3.4203 | 2.8677 | 2.1971 | 1.9841 | 1.7123 | 1.5789 | 0.48458 | 0.22429 | -0.11662 | -0.27644 | -0.28863 | 100.7217
6- Clean Resource Plan (2045)
6- Clean Resource Plan (2045) | Idaho
6- Clean Resource Plan (2045) | NG CT | 0 | 0 | 0 | 0 | 0 | 0 | 0 | 0 | 0 | 0 | 0 | 0 | 0 | 0 | 0 | 0 | 0 | 0 | 0 | 0 | 0 | 0 | 0 | 0 | 0
6- Clean Resource Plan (2045) | Solar | 0 | 0 | 0 | 0 | 0 | 0 | 0 | 0 | 0 | 0 | 0 | 0 | 0 | 0 | 0 | 0 | 0 | 0 | 0 | 0 | 0 | 0 | 100 | 150 | 250
6- Clean Resource Plan (2045) | Storage Added to Solar | 0 | 0 | 0 | 0 | 0 | 0 | 0 | 0 | 0 | 0 | 0 | 0 | 0 | 0 | 0 | 0 | 0 | 0 | 0 | 0 | 0 | 0 | 50 | 0 | 50
6- Clean Resource Plan (2045) | Wind | 0 | 100 | 0 | 100 | 0 | 0 | 0 | 0 | 0 | 0 | 0 | 0 | 0 | 0 | 0 | 0 | 0 | 0 | 0 | 0 | 0 | 0 | 0 | 0 | 200
6- Clean Resource Plan (2045) | Storage | 0 | 0 | 0 | 0 | 0 | 0 | 0 | 0 | 0 | 0 | 0 | 0 | 0 | 0 | 0 | 0 | 0 | 0 | 0 | 10 | 0 | 10 | 0 | 0 | 20
6- Clean Resource Plan (2045) | Hydrogen | 0 | 0 | 0 | 0 | 0 | 0 | 0 | 0 | 0 | 0 | 0 | 0 | 0 | 0 | 50 | 0 | 0 | 0 | 0 | 0 | 0 | 0 | 0 | 181.5683 | 231.5683
6- Clean Resource Plan (2045) | Other- (Clean Capacity) | 0 | 0 | 0 | 0 | 0 | 20 | 0 | 0 | 0 | 0 | 0 | 0 | 0 | 0 | 0 | 0 | 0 | 0 | 0 | 0 | 0 | 0 | 0 | 0 | 20
6- Clean Resource Plan (2045) | Thermal Upgrade | 0 | 0 | 0 | 0 | 0 | 0 | 0 | 0 | 0 | 0 | 0 | 0 | 0 | 0 | 0 | 0 | 0 | 0 | 0 | 0 | 0 | 0 | 0 | 0 | 0
6- Clean Resource Plan (2045) | Hydro | 0 | 0 | 0 | 0 | 0 | 0 | 0 | 0 | 0 | 0 | 0 | 0 | 0 | 0 | 0 | 0 | 0 | 0 | 0 | 0 | 0 | 0 | 0 | 68 | 68
6- Clean Resource Plan (2045) | DR Capability | 0 | 0 | 0 | 0 | 0 | 0 | 0.222 | 3.4413 | 8.4809 | 16.8215 | 20.1001 | 21.2187 | 21.6358 | 21.6589 | 21.4997 | 21.3824 | 21.2201 | 21.1429 | 21.0022 | 20.8382 | 20.7131 | 20.5802 | 20.4551 | 20.3222 | 20.3222
6- Clean Resource Plan (2045) | EE- Winter Capacity | 1.5844 | 1.9188 | 2.1866 | 2.4983 | 2.8941 | 3.1762 | 3.3145 | 3.2465 | 3.0272 | 2.6709 | 2.2028 | 1.8204 | 1.4895 | 1.2175 | 1.002 | 0.79273 | 0.7068 | 0.59055 | 0.50921 | 0.24177 | 0.059374 | 0.03375 | -0.096102 | -0.14372 | 36.9442
6- Clean Resource Plan (2045) | EE- Summer Capacity | 1.4275 | 1.6378 | 1.7852 | 2.0455 | 2.1772 | 2.3227 | 2.408 | 2.3831 | 2.4301 | 2.0986 | 1.8064 | 1.5755 | 1.3643 | 1.1663 | 0.97597 | 0.76172 | 0.67286 | 0.55668 | 0.5226 | 0.15812 | -0.035262 | -0.059152 | -0.13919 | -0.1511 | 29.8912
6- Clean Resource Plan (2045)
6- Clean Resource Plan (2045) | Energy Efficiency Energy (GWh excludes losses)
6- Clean Resource Plan (2045) | WA | 33.6505 | 73.3896 | 117.7876 | 169.7903 | 228.4785 | 291.8397 | 357.9601 | 422.6964 | 484.7875 | 541.888 | 592.35 | 636.7337 | 675.8731 | 710.1147 | 739.8967 | 763.8168 | 786.8234 | 804.906 | 820.4393 | 829.3368 | 836.255 | 838.8613 | 839.088 | 837.2333 | 95.5746
6- Clean Resource Plan (2045) | ID | 15.5344 | 33.0363 | 51.1381 | 71.066 | 92.776 | 115.7213 | 139.2896 | 162.1323 | 184.2168 | 204.5459 | 221.7145 | 237.7273 | 252.0318 | 264.7232 | 275.8887 | 284.2368 | 292.0618 | 299.5037 | 306.4341 | 310.5286 | 313.4507 | 316.4301 | 318.7885 | 320.3671 | 36.5716
6- Clean Resource Plan (2045) | Total | 49.1849 | 106.4259 | 168.9258 | 240.8563 | 321.2545 | 407.561 | 497.2496 | 584.8287 | 669.0043 | 746.4338 | 814.0645 | 874.461 | 927.9049 | 974.8379 | 1015.7854 | 1048.0536 | 1078.8852 | 1104.4096 | 1126.8734 | 1139.8654 | 1149.7057 | 1155.2914 | 1157.8765 | 1157.6003 | 132.1462
6- Clean Resource Plan (2045)
6- Clean Resource Plan (2045) | aMW w/ losses
6- Clean Resource Plan (2045) | WA | 4.0614 | 8.8579 | 14.1415 | 20.4945 | 27.5795 | 35.2285 | 43.0863 | 51.0246 | 58.5187 | 65.4105 | 71.3056 | 76.8613 | 81.5803 | 85.7131 | 89.0725 | 92.2013 | 94.9786 | 97.1675 | 98.7527 | 100.1049 | 100.949 | 101.266 | 101.0104 | 101.056 | 101.056
6- Clean Resource Plan (2045) | ID | 1.8749 | 3.9874 | 6.1396 | 8.578 | 11.1989 | 13.9689 | 16.7658 | 19.5714 | 22.2368 | 24.6904 | 26.6894 | 28.6965 | 30.4211 | 31.953 | 33.2129 | 34.3106 | 35.2552 | 36.1558 | 36.8841 | 37.4823 | 37.8384 | 38.1989 | 38.3762 | 38.669 | 38.669
6- Clean Resource Plan (2045) | Total | 5.9363 | 12.8452 | 20.2812 | 29.0725 | 38.7784 | 49.1974 | 59.8521 | 70.596 | 80.7555 | 90.101 | 97.995 | 105.5578 | 112.0015 | 117.6661 | 122.2854 | 126.5118 | 130.2338 | 133.3233 | 135.6369 | 137.5872 | 138.7874 | 139.4649 | 139.3866 | 139.725 | 139.725
7- SCC Idaho | Shared System Resource
7- SCC Idaho | NG CT | 0 | 0 | 0 | 0 | 0 | 88.081 | 0 | 0 | 0 | 47.9 | 0 | 0 | 0 | 0 | 86.5811 | 0 | 0 | 0 | 0 | 0 | 0 | 0 | 0 | 0 | 222.5621
7- SCC Idaho | Solar | 0 | 0 | 0 | 0 | 0 | 0 | 0 | 0 | 0 | 0 | 0 | 0 | 0 | 0 | 0 | 0 | 0 | 0 | 0 | 0 | 0 | 0 | 0 | 0 | 0
7- SCC Idaho | Storage Added to Solar | 0 | 0 | 0 | 0 | 0 | 0 | 0 | 0 | 0 | 0 | 0 | 0 | 0 | 0 | 0 | 0 | 0 | 0 | 0 | 0 | 0 | 0 | 0 | 0 | 0
7- SCC Idaho | Wind | 0 | 0 | 0 | 0 | 0 | 0 | 0 | 0 | 0 | 0 | 0 | 0 | 0 | 0 | 0 | 0 | 0 | 0 | 0 | 0 | 0 | 0 | 0 | 0 | 0
7- SCC Idaho | Storage | 0 | 0 | 0 | 0 | 0 | 0 | 0 | 0 | 0 | 0 | 0 | 0 | 0 | 0 | 0 | 0 | 0 | 0 | 0 | 0 | 0 | 0 | 0 | 0 | 0
7- SCC Idaho | Hydrogen | 0 | 0 | 0 | 0 | 0 | 0 | 0 | 0 | 0 | 0 | 0 | 0 | 0 | 0 | 0 | 0 | 0 | 0 | 0 | 0 | 0 | 0 | 0 | 0 | 0
7- SCC Idaho | Other- (Clean Capacity) | 0 | 0 | 0 | 0 | 0 | 0 | 0 | 0 | 0 | 0 | 0 | 0 | 0 | 0 | 0 | 0 | 0 | 0 | 0 | 0 | 0 | 0 | 0 | 0 | 0
7- SCC Idaho | Thermal Upgrade | 0 | 0 | 0 | 0 | 0 | 12 | 0 | 5 | 0 | 0 | 0 | 0 | 0 | 0 | 0 | 0 | 0 | 0 | 0 | 0 | 0 | 0 | 0 | 0 | 17
7- SCC Idaho | Hydro | 0 | 0 | 0 | 0 | 0 | 0 | 0 | 0 | 0 | 75 | 0 | 0 | 0 | 0 | 0 | 0 | 0 | 0 | 0 | 0 | 0 | 0 | 0 | 0 | 75
7- SCC Idaho
7- SCC Idaho | Washington
7- SCC Idaho | NG CT | 0 | 0 | 0 | 0 | 0 | 0 | 0 | 0 | 0 | 0 | 0 | 0 | 0 | 0 | 0 | 1.1102e-16 | 0 | 0 | 0 | 0 | 0 | 0 | 0 | 0 | 1.1102e-16
7- SCC Idaho | Solar | 0 | 0 | 0 | 0 | 0 | 0 | 0 | 0 | 0 | 0 | 0 | 0 | 0 | 0 | 0 | 0 | 107.2153 | 0 | 0 | 0 | 117.3542 | 122.0951 | 0 | 148.9239 | 495.5885
7- SCC Idaho | Storage Added to Solar | 0 | 0 | 0 | 0 | 0 | 0 | 0 | 0 | 0 | 0 | 0 | 0 | 0 | 0 | 0 | 0 | 53.6077 | 0 | 0 | 0 | 58.6771 | 61.0476 | 0 | 74.4619 | 247.7943
7- SCC Idaho | Wind | 0 | 100 | 100 | 0 | 0 | 100 | 0 | 0 | 0 | 0 | 0 | 0 | 0 | 0 | 0 | 0 | 0 | 0 | 0 | 100 | 0 | 0 | 0 | 0 | 400
7- SCC Idaho | Storage | 0 | 0 | 0 | 0 | 0 | 0 | 0 | 0 | 0 | 0 | 0 | 0 | 10 | 0 | 0 | 0 | 0 | 0 | 0 | 0 | 0 | 0 | 12.405 | 0 | 22.405
7- SCC Idaho | Hydrogen | 0 | 0 | 0 | 0 | 0 | 0 | 0 | 0 | 0 | 0 | 0 | 0 | 0 | 0 | 0 | 0 | 0 | 0 | 0 | 0 | 0 | 0 | 0 | 0 | 0
7- SCC Idaho | Other- (Clean Capacity) | 0 | 0 | 0 | 0 | 0 | 0 | 0 | 0 | 0 | 0 | 0 | 0 | 0 | 0 | 0 | 0 | 0 | 0 | 0 | 0 | 0 | 0 | 0 | 0 | 0
7- SCC Idaho | Thermal Upgrade | 0 | 0 | 0 | 0 | 0 | 0 | 0 | 0 | 0 | 0 | 0 | 0 | 0 | 0 | 0 | 0 | 0 | 0 | 0 | 0 | 0 | 0 | 0 | 0 | 0
7- SCC Idaho | Hydro | 0 | 0 | 0 | 0 | 0 | 0 | 0 | 0 | 0 | 0 | 0 | 0 | 0 | 0 | 0 | 0 | 0 | 0 | 0 | 0 | 0 | 0 | 0 | 0 | 0
7- SCC Idaho | DR Capability | 0 | 0 | 0 | 0.9674 | 3.3987 | 36.8754 | 43.9173 | 53.336 | 56.7937 | 57.2346 | 57.142 | 57.0253 | 56.8154 | 56.7678 | 56.6752 | 56.5585 | 56.4418 | 56.2554 | 56.4291 | 56.6556 | 56.9802 | 57.0131 | 56.7686 | 56.6431 | 56.6431
7- SCC Idaho | EE- Winter Capacity | 3.4025 | 4.1902 | 4.8693 | 5.7294 | 6.6792 | 7.3743 | 7.7406 | 7.6003 | 7.1227 | 6.2989 | 5.2655 | 4.3248 | 3.5318 | 2.8681 | 2.3085 | 1.8365 | 1.6388 | 1.3775 | 1.1974 | 0.68651 | 0.51052 | 0.068615 | -0.20688 | -0.34584 | 86.0693
7- SCC Idaho | EE- Summer Capacity | 4.2489 | 4.9912 | 5.6044 | 6.6118 | 7.1108 | 7.6616 | 7.9365 | 7.7598 | 7.7602 | 6.4796 | 5.4492 | 4.5385 | 3.7788 | 3.1658 | 2.6671 | 2.0586 | 1.8753 | 1.6222 | 1.4959 | 0.44123 | 0.17697 | -0.14456 | -0.2992 | -0.319 | 92.6717
7- SCC Idaho
7- SCC Idaho | Idaho
7- SCC Idaho | NG CT | 0 | 0 | 0 | 0 | 0 | 57.1122 | 0 | 0 | 0 | 0 | 0 | 0 | 0 | 0 | 0 | 0 | 0 | 0 | 0 | 0 | 0 | 0 | 0 | 0 | 57.1122
7- SCC Idaho | Solar | 0 | 0 | 0 | 0 | 0 | 0 | 0 | 0 | 0 | 0 | 0 | 0 | 0 | 0 | 0 | 0 | 0 | 0 | 0 | 0 | 0 | 0 | 0 | 0 | 0
7- SCC Idaho | Storage Added to Solar | 0 | 0 | 0 | 0 | 0 | 0 | 0 | 0 | 0 | 0 | 0 | 0 | 0 | 0 | 0 | 0 | 0 | 0 | 0 | 0 | 0 | 0 | 0 | 0 | 0
7- SCC Idaho | Wind | 0 | 0 | 0 | 0 | 0 | 0 | 0 | 0 | 0 | 0 | 0 | 0 | 0 | 0 | 0 | 0 | 0 | 0 | 0 | 0 | 0 | 0 | 0 | 0 | 0
7- SCC Idaho | Storage | 0 | 0 | 0 | 0 | 0 | 0 | 0 | 0 | 0 | 0 | 0 | 0 | 0 | 0 | 0 | 0 | 0 | 0 | 0 | 0 | 0 | 0 | 0 | 10.1492 | 10.1492
7- SCC Idaho | Hydrogen | 0 | 0 | 0 | 0 | 0 | 0 | 0 | 0 | 0 | 0 | 0 | 0 | 0 | 0 | 0 | 0 | 0 | 0 | 0 | 50 | 0 | 0 | 0 | 0 | 50
7- SCC Idaho | Other- (Clean Capacity) | 0 | 0 | 0 | 0 | 0 | 0 | 0 | 0 | 0 | 0 | 0 | 0 | 0 | 0 | 0 | 0 | 0 | 0 | 0 | 0 | 0 | 0 | 0 | 0 | 0
7- SCC Idaho | Thermal Upgrade | 0 | 0 | 0 | 0 | 0 | 0 | 0 | 0 | 0 | 0 | 0 | 0 | 0 | 0 | 0 | 0 | 0 | 0 | 0 | 0 | 0 | 0 | 0 | 0 | 0
7- SCC Idaho | Hydro | 0 | 0 | 0 | 0 | 0 | 0 | 0 | 0 | 0 | 0 | 0 | 0 | 0 | 0 | 0 | 0 | 0 | 0 | 0 | 0 | 0 | 0 | 0 | 0 | 0
7- SCC Idaho | DR Capability | 0 | 0 | 2.6828 | 7.1489 | 15.323 | 18.9362 | 20.4906 | 20.6773 | 20.5678 | 20.4768 | 20.3673 | 20.1836 | 20.1298 | 20.0388 | 19.8904 | 19.7809 | 19.6714 | 19.5619 | 19.4524 | 19.2872 | 19.1777 | 18.994 | 18.8845 | 18.8864 | 18.8864
7- SCC Idaho | EE- Winter Capacity | 1.6011 | 1.9435 | 2.2195 | 2.5405 | 2.9418 | 3.2316 | 3.3769 | 3.3089 | 3.0848 | 2.72 | 2.2392 | 1.8468 | 1.5078 | 1.2308 | 1.0127 | 0.80137 | 0.71381 | 0.59631 | 0.51416 | 0.24428 | 0.061641 | 0.035369 | -0.095136 | -0.14293 | 37.5349
7- SCC Idaho | EE- Summer Capacity | 1.765 | 2.0264 | 2.2174 | 2.5149 | 2.6795 | 2.8468 | 2.9385 | 2.88 | 2.8656 | 2.4646 | 2.0917 | 1.7964 | 1.5346 | 1.3021 | 1.0888 | 0.84852 | 0.74306 | 0.61559 | 0.57454 | 0.13057 | -0.062904 | -0.086401 | -0.16698 | -0.17742 | 35.4309
7- SCC Idaho
7- SCC Idaho | Energy Efficiency Energy (GWh excludes losses)
7- SCC Idaho | WA | 31.772 | 69.3534 | 111.2505 | 160.4171 | 215.8121 | 275.6047 | 337.9512 | 398.8862 | 457.2767 | 510.9067 | 558.2226 | 599.801 | 636.4608 | 668.5295 | 696.3841 | 718.6782 | 740.1486 | 757.0576 | 771.3379 | 779.2475 | 785.2232 | 786.8598 | 786.4248 | 783.9307 | 89.4898
7- SCC Idaho | ID | 17.1518 | 36.6301 | 57.1269 | 79.8105 | 104.6907 | 131.1548 | 158.4895 | 185.1036 | 210.7814 | 234.6513 | 255.1292 | 274.2393 | 291.4511 | 306.7638 | 320.3467 | 330.7975 | 341.253 | 349.8446 | 357.6125 | 361.6413 | 363.7407 | 365.6959 | 366.5615 | 366.3995 | 41.8264
7- SCC Idaho | Total | 48.9239 | 105.9834 | 168.3774 | 240.2276 | 320.5028 | 406.7594 | 496.4407 | 583.9898 | 668.058 | 745.5581 | 813.3517 | 874.0404 | 927.9119 | 975.2932 | 1016.7308 | 1049.4757 | 1081.4016 | 1106.9023 | 1128.9505 | 1140.8888 | 1148.964 | 1152.5556 | 1152.9862 | 1150.3302 | 131.3162
7- SCC Idaho
7- SCC Idaho | aMW w/ losses
7- SCC Idaho | WA | 3.8347 | 8.3707 | 13.3567 | 19.3631 | 26.0505 | 33.2687 | 40.6779 | 48.1504 | 55.1979 | 61.6708 | 67.1974 | 72.4031 | 76.8231 | 80.6937 | 83.8342 | 86.7525 | 89.3444 | 91.3913 | 92.8426 | 94.0589 | 94.7887 | 94.9885 | 94.6708 | 94.6222 | 94.6222
7- SCC Idaho | ID | 2.0701 | 4.4211 | 6.8586 | 9.6335 | 12.6371 | 15.8319 | 19.0768 | 22.3443 | 25.4434 | 28.3244 | 30.7118 | 33.1039 | 35.1792 | 37.0274 | 38.565 | 39.931 | 41.1932 | 42.2329 | 43.0443 | 43.6518 | 43.9092 | 44.1462 | 44.1271 | 44.2253 | 44.2253
7- SCC Idaho | Total | 5.9048 | 12.7918 | 20.2153 | 28.9966 | 38.6877 | 49.1006 | 59.7547 | 70.4947 | 80.6413 | 89.9953 | 97.9092 | 105.507 | 112.0023 | 117.7211 | 122.3992 | 126.6835 | 130.5376 | 133.6242 | 135.8869 | 137.7107 | 138.6979 | 139.1347 | 138.7979 | 138.8475 | 138.8475
8- Low Load Forecast | Shared System Resource
8- Low Load Forecast | NG CT | 0 | 0 | 0 | 0 | 0 | 0 | 0 | 0 | 0 | 0 | 0 | 0 | 0 | 0 | 65.136 | 0 | 0 | 0 | 0 | 0 | 0 | 0 | 0 | 0 | 65.136
8- Low Load Forecast | Solar | 0 | 0 | 0 | 0 | 0 | 0 | 0 | 0 | 0 | 0 | 0 | 0 | 0 | 0 | 0 | 0 | 103.763 | 0 | 0 | 0 | 0 | 0 | 0 | 0 | 103.763
8- Low Load Forecast | Storage Added to Solar | 0 | 0 | 0 | 0 | 0 | 0 | 0 | 0 | 0 | 0 | 0 | 0 | 0 | 0 | 0 | 0 | 51.8815 | 0 | 0 | 0 | 0 | 0 | 0 | 0 | 51.8815
8- Low Load Forecast | Wind | 0 | 0 | 0 | 0 | 0 | 0 | 0 | 0 | 0 | 0 | 0 | 0 | 0 | 0 | 0 | 0 | 0 | 0 | 0 | 0 | 0 | 0 | 0 | 0 | 0
8- Low Load Forecast | Storage | 0 | 0 | 0 | 0 | 0 | 0 | 0 | 0 | 0 | 0 | 0 | 0 | 0 | 0 | 0 | 0 | 0 | 0 | 0 | 0 | 0 | 0 | 0 | 0 | 0
8- Low Load Forecast | Hydrogen | 0 | 0 | 0 | 0 | 0 | 0 | 0 | 0 | 0 | 0 | 0 | 0 | 0 | 0 | 0 | 0 | 0 | 0 | 0 | 0 | 0 | 0 | 0 | 0 | 0
8- Low Load Forecast | Other- (Clean Capacity) | 0 | 0 | 0 | 0 | 0 | 0 | 0 | 0 | 0 | 0 | 0 | 0 | 0 | 0 | 0 | 0 | 0 | 0 | 0 | 0 | 0 | 0 | 0 | 0 | 0
8- Low Load Forecast | Thermal Upgrade | 0 | 0 | 0 | 0 | 0 | 12 | 0 | 0 | 0 | 5 | 0 | 0 | 0 | 0 | 0 | 0 | 0 | 0 | 0 | 0 | 0 | 0 | 0 | 0 | 17
8- Low Load Forecast | Hydro | 0 | 0 | 0 | 0 | 0 | 0 | 0 | 0 | 0 | 0 | 0 | 0 | 0 | 0 | 0 | 0 | 0 | 0 | 0 | 0 | 0 | 0 | 0 | 0 | 0
8- Low Load Forecast
8- Low Load Forecast | Washington
8- Low Load Forecast | NG CT | 0 | 0 | 0 | 0 | 0 | 48.0297 | 0 | 0 | 0 | 0 | 0 | 0 | 0 | 0 | 0 | 0 | 0 | 0 | 0 | 0 | 0 | 0 | 0 | 0 | 48.0297
8- Low Load Forecast | Solar | 0 | 0 | 0 | 0 | 0 | 0 | 0 | 28.4299 | 0 | 0 | 0 | 0 | 0 | 0 | 0 | 0 | 0 | 0 | 0 | 0 | 0 | 0 | 0 | 102.1965 | 130.6264
8- Low Load Forecast | Storage Added to Solar | 0 | 0 | 0 | 0 | 0 | 0 | 0 | 0 | 0 | 0 | 0 | 0 | 0 | 0 | 0 | 0 | 0 | 0 | 0 | 0 | 0 | 0 | 0 | 0 | 0
8- Low Load Forecast | Wind | 0 | 100 | 0 | 0 | 100 | 0 | 0 | 0 | 0 | 0 | 0 | 0 | 0 | 0 | 0 | 0 | 0 | 0 | 0 | 100 | 100 | 0 | 0 | 0 | 400
8- Low Load Forecast | Storage | 0 | 0 | 0 | 0 | 0 | 0 | 0 | 0 | 0 | 0 | 0 | 0 | 0 | 0 | 0 | 0 | 0 | 0 | 0 | 0 | 0 | 0 | 0 | 0 | 0
8- Low Load Forecast | Hydrogen | 0 | 0 | 0 | 0 | 0 | 0 | 0 | 0 | 0 | 0 | 0 | 0 | 0 | 0 | 0 | 0 | 0 | 0 | 0 | 0 | 0 | 0 | 0 | 0 | 0
8- Low Load Forecast | Other- (Clean Capacity) | 0 | 0 | 0 | 0 | 0 | 0 | 0 | 0 | 0 | 0 | 0 | 0 | 0 | 0 | 0 | 0 | 0 | 0 | 0 | 0 | 0 | 0 | 0 | 0 | 0
8- Low Load Forecast | Thermal Upgrade | 0 | 0 | 0 | 0 | 0 | 0 | 0 | 0 | 0 | 0 | 0 | 0 | 0 | 0 | 0 | 0 | 0 | 0 | 0 | 0 | 0 | 0 | 0 | 0 | 0
8- Low Load Forecast | Hydro | 0 | 0 | 0 | 0 | 0 | 0 | 0 | 0 | 0 | 75 | 0 | 0 | 0 | 0 | 0 | 0 | 0 | 0 | 0 | 0 | 0 | 0 | 0 | 0 | 75
8- Low Load Forecast | DR Capability | 0 | 0.2892 | 1.9555 | 5.1339 | 10.2648 | 36.8428 | 40.4216 | 43.9059 | 49.3004 | 51.2364 | 51.05 | 50.8186 | 50.7013 | 50.5149 | 50.3285 | 50.1421 | 49.9557 | 49.7693 | 49.5829 | 49.3033 | 49.1169 | 48.8614 | 48.6997 | 48.6996 | 48.6996
8- Low Load Forecast | EE- Winter Capacity | 3.4002 | 4.1859 | 4.8623 | 5.7185 | 6.6633 | 7.3521 | 7.7112 | 7.5632 | 7.078 | 6.2477 | 5.2098 | 4.2677 | 3.4767 | 2.8186 | 2.2667 | 1.8039 | 1.6158 | 1.3626 | 1.1875 | 0.68674 | 0.51075 | 0.068886 | -0.20661 | -0.34556 | 85.5058
8- Low Load Forecast | EE- Summer Capacity | 4.2407 | 4.9792 | 5.5874 | 6.5883 | 7.0786 | 7.6194 | 7.8833 | 7.6954 | 7.6856 | 6.3967 | 5.3614 | 4.4498 | 3.694 | 3.0894 | 2.6019 | 2.0065 | 1.8368 | 1.5951 | 1.4764 | 0.43853 | 0.17432 | -0.14722 | -0.29778 | -0.31765 | 91.7163
8- Low Load Forecast
8- Low Load Forecast | Idaho
8- Low Load Forecast | NG CT | 0 | 0 | 0 | 0 | 0 | 98.2388 | 0 | 0 | 0 | 0 | 0 | 0 | 0 | 0 | 0 | 0 | 0 | 0 | 0 | 36.4 | 0 | 0 | 0 | 0 | 134.6388
8- Low Load Forecast | Solar | 0 | 0 | 0 | 0 | 0 | 0 | 0 | 0 | 0 | 0 | 0 | 0 | 0 | 0 | 0 | 0 | 0 | 0 | 0 | 0 | 0 | 0 | 0 | 0 | 0
8- Low Load Forecast | Storage Added to Solar | 0 | 0 | 0 | 0 | 0 | 0 | 0 | 0 | 0 | 0 | 0 | 0 | 0 | 0 | 0 | 0 | 0 | 0 | 0 | 0 | 0 | 0 | 0 | 0 | 0
8- Low Load Forecast | Wind | 0 | 0 | 0 | 0 | 0 | 0 | 0 | 0 | 0 | 0 | 0 | 0 | 0 | 0 | 0 | 0 | 0 | 0 | 0 | 0 | 0 | 0 | 0 | 0 | 0
8- Low Load Forecast | Storage | 0 | 0 | 0 | 0 | 0 | 0 | 0 | 0 | 0 | 0 | 0 | 0 | 0 | 0 | 0 | 0 | 0 | 0 | 0 | 0 | 0 | 0 | 0 | 0 | 0
8- Low Load Forecast | Hydrogen | 0 | 0 | 0 | 0 | 0 | 0 | 0 | 0 | 0 | 0 | 0 | 0 | 0 | 0 | 0 | 0 | 0 | 0 | 0 | 0 | 0 | 0 | 0 | 0 | 0
8- Low Load Forecast | Other- (Clean Capacity) | 0 | 0 | 0 | 0 | 0 | 0 | 0 | 0 | 0 | 0 | 0 | 0 | 0 | 0 | 0 | 0 | 0 | 0 | 0 | 0 | 0 | 0 | 0 | 0 | 0
8- Low Load Forecast | Thermal Upgrade | 0 | 0 | 0 | 0 | 0 | 0 | 0 | 0 | 0 | 0 | 0 | 0 | 0 | 0 | 0 | 0 | 0 | 0 | 0 | 0 | 0 | 0 | 0 | 0 | 0
8- Low Load Forecast | Hydro | 0 | 0 | 0 | 0 | 0 | 0 | 0 | 0 | 0 | 0 | 0 | 0 | 0 | 0 | 0 | 0 | 0 | 0 | 0 | 0 | 0 | 0 | 0 | 0 | 0
8- Low Load Forecast | DR Capability | 0 | 0 | 0 | 0 | 0 | 0 | 0.222 | 1.5383 | 4.0605 | 8.1612 | 9.423 | 9.8873 | 9.8131 | 9.6647 | 9.4978 | 9.3494 | 9.1638 | 9.0711 | 8.9227 | 8.7743 | 8.6259 | 8.4775 | 8.3291 | 8.1807 | 8.1807
8- Low Load Forecast | EE- Winter Capacity | 1.3113 | 1.5543 | 1.6991 | 1.883 | 2.1374 | 2.297 | 2.3451 | 2.2294 | 2.0057 | 1.6665 | 1.2479 | 0.93307 | 0.68391 | 0.52028 | 0.40511 | 0.31833 | 0.26103 | 0.2466 | 0.24149 | 0.10738 | 0.10441 | 0.10842 | 0.11228 | 0.07984 | 24.4988
8- Low Load Forecast | EE- Summer Capacity | 0.65103 | 0.71034 | 0.70046 | 0.81069 | 0.75092 | 0.76295 | 0.78846 | 0.80399 | 0.99036 | 0.84915 | 0.79049 | 0.76375 | 0.71635 | 0.64554 | 0.54075 | 0.42361 | 0.33852 | 0.29365 | 0.32266 | 0.12416 | 0.084884 | 0.084651 | 0.077684 | 0.075443 | 13.1005
8- Low Load Forecast
8- Low Load Forecast | Energy Efficiency Energy (GWh excludes losses)
8- Low Load Forecast | WA | 31.6959 | 69.1735 | 110.9316 | 159.9132 | 215.0606 | 274.534 | 336.4846 | 396.9468 | 454.7955 | 507.8294 | 554.5184 | 595.4681 | 631.5304 | 663.0652 | 690.4684 | 712.4066 | 733.6207 | 750.3566 | 764.5179 | 772.4361 | 778.4192 | 780.0617 | 779.6344 | 777.1467 | 88.7154
8- Low Load Forecast | ID | 12.1763 | 25.6248 | 38.8189 | 53.0575 | 68.1549 | 83.8112 | 99.6674 | 114.7741 | 129.4595 | 142.8677 | 153.7811 | 164.2056 | 173.552 | 181.9817 | 189.4413 | 194.8269 | 199.6447 | 204.6232 | 209.5558 | 213.1692 | 216.7099 | 220.5292 | 224.5019 | 227.8048 | 26.0051
8- Low Load Forecast | Total | 43.8722 | 94.7983 | 149.7506 | 212.9707 | 283.2155 | 358.3452 | 436.152 | 511.7209 | 584.255 | 650.6971 | 708.2995 | 759.6737 | 805.0823 | 845.0468 | 879.9097 | 907.2335 | 933.2654 | 954.9798 | 974.0737 | 985.6053 | 995.1292 | 1000.591 | 1004.1363 | 1004.9514 | 114.7205
8- Low Load Forecast
8- Low Load Forecast | aMW w/ losses
8- Low Load Forecast | WA | 3.8255 | 8.349 | 13.3184 | 19.3023 | 25.9598 | 33.1395 | 40.5014 | 47.9163 | 54.8984 | 61.2994 | 66.7515 | 71.88 | 76.228 | 80.0341 | 83.1221 | 85.9955 | 88.5564 | 90.5823 | 92.0217 | 93.2367 | 93.9673 | 94.1678 | 93.8533 | 93.8034 | 93.8034
8- Low Load Forecast | ID | 1.4696 | 3.0928 | 4.6606 | 6.4043 | 8.2269 | 10.117 | 11.9966 | 13.8546 | 15.6271 | 17.2454 | 18.5118 | 19.8216 | 20.9483 | 21.9658 | 22.8059 | 23.5178 | 24.0994 | 24.7019 | 25.2233 | 25.7305 | 26.1603 | 26.6219 | 27.0258 | 27.4966 | 27.4966
8- Low Load Forecast | Total | 5.2951 | 11.4418 | 17.979 | 25.7066 | 34.1868 | 43.2565 | 52.498 | 61.771 | 70.5254 | 78.5447 | 85.2633 | 91.7016 | 97.1763 | 101.9999 | 105.928 | 109.5133 | 112.6559 | 115.2842 | 117.245 | 118.9672 | 120.1276 | 120.7897 | 120.8792 | 121.2999 | 121.2999
9- High Load Forecast | Shared System Resource
9- High Load Forecast | NG CT | 0 | 0 | 0 | 0 | 0 | 0 | 0 | 0 | 0 | 0 | 0 | 0 | 0 | 0 | 84.0607 | 0 | 0 | 0 | 0 | 0 | 0 | 0 | 0 | 0 | 84.0607
9- High Load Forecast | Solar | 0 | 0 | 0 | 0 | 0 | 0 | 0 | 0 | 0 | 0 | 0 | 0 | 0 | 0 | 0 | 0 | 0 | 0 | 0 | 0 | 0 | 0 | 0 | 0 | 0
9- High Load Forecast | Storage Added to Solar | 0 | 0 | 0 | 0 | 0 | 0 | 0 | 0 | 0 | 0 | 0 | 0 | 0 | 0 | 0 | 0 | 0 | 0 | 0 | 0 | 0 | 0 | 0 | 0 | 0
9- High Load Forecast | Wind | 0 | 0 | 0 | 0 | 0 | 0 | 0 | 0 | 0 | 0 | 0 | 0 | 0 | 0 | 0 | 0 | 0 | 0 | 0 | 0 | 0 | 0 | 0 | 0 | 0
9- High Load Forecast | Storage | 0 | 0 | 0 | 0 | 0 | 0 | 0 | 0 | 0 | 0 | 0 | 0 | 0 | 0 | 0 | 0 | 0 | 0 | 0 | 0 | 0 | 0 | 0 | 0 | 0
9- High Load Forecast | Hydrogen | 0 | 0 | 0 | 0 | 0 | 0 | 0 | 0 | 0 | 0 | 0 | 0 | 0 | 0 | 0 | 0 | 0 | 0 | 0 | 0 | 0 | 0 | 0 | 0 | 0
9- High Load Forecast | Other- (Clean Capacity) | 0 | 0 | 0 | 0 | 0 | 0 | 0 | 0 | 0 | 0 | 0 | 0 | 0 | 0 | 0 | 0 | 0 | 0 | 0 | 0 | 0 | 0 | 0 | 0 | 0
9- High Load Forecast | Thermal Upgrade | 0 | 0 | 0 | 0 | 0 | 17 | 0 | 0 | 0 | 0 | 0 | 0 | 0 | 4.3 | 0 | 0 | 0 | 0 | 0 | 0 | 0 | 0 | 0 | 0 | 21.3
9- High Load Forecast | Hydro | 0 | 0 | 0 | 0 | 0 | 0 | 0 | 0 | 0 | 0 | 0 | 0 | 0 | 0 | 0 | 0 | 0 | 0 | 0 | 0 | 0 | 0 | 0 | 0 | 0
9- High Load Forecast
9- High Load Forecast | Washington
9- High Load Forecast | NG CT | 0 | 0 | 0 | 0 | 0 | 92.2019 | 0 | 0 | 0 | 0 | 0 | 0 | 0 | 0 | 0 | 0 | 0 | 0 | 0 | 0 | 0 | 0 | 0 | 0 | 92.2019
9- High Load Forecast | Solar | 0 | 0 | 0 | 0 | 0 | 0 | 0 | 0 | 0 | 0 | 0 | 0 | 0 | 0 | 0 | 0 | 0 | 0 | 100 | 107.5201 | 150 | 135.4683 | 0 | 0 | 492.9884
9- High Load Forecast | Storage Added to Solar | 0 | 0 | 0 | 0 | 0 | 0 | 0 | 0 | 0 | 0 | 0 | 0 | 0 | 0 | 0 | 0 | 0 | 0 | 50 | 53.7601 | 75 | 67.7342 | 0 | 0 | 246.4942
9- High Load Forecast | Wind | 0 | 100 | 100 | 0 | 0 | 0 | 100 | 0 | 0 | 0 | 0 | 0 | 0 | 0 | 0 | 0 | 100 | 0 | 0 | 0 | 0 | 0 | 0 | 114.1761 | 514.1761
9- High Load Forecast | Storage | 0 | 0 | 0 | 0 | 0 | 0 | 0 | 0 | 0 | 13.3285 | 10 | 10 | 10.4369 | 10.0633 | 0 | 0 | 0 | 0 | 0 | 21.7508 | 0 | 10 | 14.1506 | 12.9524 | 112.6825
9- High Load Forecast | Hydrogen | 0 | 0 | 0 | 0 | 0 | 0 | 0 | 0 | 0 | 0 | 0 | 0 | 0 | 0 | 0 | 0 | 0 | 0 | 0 | 0 | 0 | 0 | 0 | 0 | 0
9- High Load Forecast | Other- (Clean Capacity) | 0 | 0 | 0 | 0 | 20 | 0 | 0 | 0 | 0 | 0 | 0 | 0 | 0 | 0 | 0 | 0 | 0 | 0 | 0 | 0 | 0 | 0 | 0 | 0 | 20
9- High Load Forecast | Thermal Upgrade | 0 | 0 | 0 | 0 | 0 | 0 | 0 | 0 | 0 | 0 | 0 | 0 | 0 | 0 | 0 | 0 | 0 | 0 | 0 | 0 | 0 | 0 | 0 | 0 | 0
9- High Load Forecast | Hydro | 0 | 0 | 0 | 0 | 0 | 0 | 0 | 0 | 0 | 75 | 0 | 0 | 0 | 0 | 0 | 0 | 0 | 0 | 0 | 0 | 0 | 0 | 0 | 0 | 75
9- High Load Forecast | DR Capability | 0 | 25 | 25.2892 | 29.9606 | 36.7165 | 47.4283 | 51.1528 | 51.7265 | 51.6333 | 51.4469 | 51.2364 | 51.05 | 50.8186 | 50.7013 | 50.5149 | 50.3285 | 50.1421 | 49.9557 | 49.7693 | 49.5829 | 49.3033 | 49.1169 | 48.862 | 48.6996 | 48.6996
9- High Load Forecast | EE- Winter Capacity | 3.4002 | 4.1859 | 4.8623 | 5.7185 | 6.6633 | 7.3521 | 7.7112 | 7.5632 | 7.078 | 6.2477 | 5.2098 | 4.2677 | 3.4767 | 2.8186 | 2.2667 | 1.8039 | 1.6158 | 1.3626 | 1.1875 | 0.68674 | 0.51075 | 0.068886 | -0.20661 | -0.34556 | 85.5058
9- High Load Forecast | EE- Summer Capacity | 4.2407 | 4.9792 | 5.5874 | 6.5883 | 7.0786 | 7.6194 | 7.8833 | 7.6954 | 7.6856 | 6.3967 | 5.3614 | 4.4498 | 3.694 | 3.0894 | 2.6019 | 2.0065 | 1.8368 | 1.5951 | 1.4764 | 0.43853 | 0.17432 | -0.14722 | -0.29778 | -0.31765 | 91.7163
9- High Load Forecast
9- High Load Forecast | Idaho
9- High Load Forecast | NG CT | 0 | 0 | 0 | 0 | 55.2 | 84.0375 | 0 | 0 | 0 | 55.2 | 0 | 0 | 0 | 0 | 0 | 0 | 0 | 0 | 0 | 0 | 0 | 0 | 0 | 0 | 194.4375
9- High Load Forecast | Solar | 0 | 0 | 0 | 0 | 0 | 0 | 0 | 0 | 0 | 0 | 0 | 0 | 0 | 0 | 0 | 0 | 0 | 0 | 0 | 0 | 0 | 0 | 0 | 0 | 0
9- High Load Forecast | Storage Added to Solar | 0 | 0 | 0 | 0 | 0 | 0 | 0 | 0 | 0 | 0 | 0 | 0 | 0 | 0 | 0 | 0 | 0 | 0 | 0 | 0 | 0 | 0 | 0 | 0 | 0
9- High Load Forecast | Wind | 0 | 0 | 0 | 0 | 0 | 0 | 0 | 0 | 0 | 0 | 0 | 0 | 0 | 0 | 0 | 0 | 0 | 0 | 0 | 0 | 0 | 0 | 0 | 0 | 0
9- High Load Forecast | Storage | 0 | 0 | 0 | 0 | 0 | 0 | 0 | 0 | 0 | 0 | 0 | 0 | 0 | 0 | 0 | 0 | 0 | 0 | 0 | 0 | 0 | 0 | 11.1806 | 16.3614 | 27.5419
9- High Load Forecast | Hydrogen | 0 | 0 | 0 | 0 | 0 | 0 | 0 | 0 | 0 | 0 | 0 | 0 | 0 | 0 | 0 | 0 | 0 | 0 | 0 | 50 | 0 | 0 | 0 | 0 | 50
9- High Load Forecast | Other- (Clean Capacity) | 0 | 0 | 0 | 0 | 0 | 0 | 0 | 0 | 0 | 0 | 0 | 0 | 0 | 0 | 0 | 0 | 0 | 0 | 0 | 0 | 0 | 0 | 0 | 0 | 0
9- High Load Forecast | Thermal Upgrade | 0 | 0 | 0 | 0 | 0 | 0 | 0 | 0 | 0 | 0 | 0 | 0 | 0 | 0 | 0 | 0 | 0 | 0 | 0 | 0 | 0 | 0 | 0 | 0 | 0
9- High Load Forecast | Hydro | 0 | 0 | 0 | 0 | 0 | 0 | 0 | 0 | 0 | 0 | 0 | 0 | 0 | 0 | 0 | 0 | 0 | 0 | 0 | 0 | 0 | 0 | 0 | 0 | 0
9- High Load Forecast | DR Capability | 0 | 0 | 0 | 0 | 0 | 0 | 0.222 | 0.7585 | 1.554 | 2.257 | 2.4605 | 2.4235 | 2.405 | 2.368 | 3.0923 | 6.3738 | 11.648 | 15.6255 | 17.2268 | 17.1341 | 16.9857 | 16.8373 | 16.6889 | 16.4848 | 16.4848
9- High Load Forecast | EE- Winter Capacity | 1.3113 | 1.5543 | 1.6991 | 1.883 | 2.1374 | 2.297 | 2.3451 | 2.2294 | 2.0057 | 1.6665 | 1.2479 | 0.93307 | 0.68391 | 0.52028 | 0.40511 | 0.31833 | 0.26103 | 0.2466 | 0.24149 | 0.10738 | 0.10441 | 0.10842 | 0.11228 | 0.07984 | 24.4988
9- High Load Forecast | EE- Summer Capacity | 0.65103 | 0.71034 | 0.70046 | 0.81069 | 0.75092 | 0.76295 | 0.78846 | 0.80399 | 0.99036 | 0.84915 | 0.79049 | 0.76375 | 0.71635 | 0.64554 | 0.54075 | 0.42361 | 0.33852 | 0.29365 | 0.32266 | 0.12416 | 0.084884 | 0.084651 | 0.077684 | 0.075443 | 13.1005
9- High Load Forecast
9- High Load Forecast | Energy Efficiency Energy (GWh excludes losses)
9- High Load Forecast | WA | 31.6959 | 69.1735 | 110.9316 | 159.9132 | 215.0606 | 274.534 | 336.4846 | 396.9468 | 454.7955 | 507.8294 | 554.5184 | 595.4681 | 631.5304 | 663.0652 | 690.4684 | 712.4066 | 733.6207 | 750.3566 | 764.5179 | 772.4361 | 778.4192 | 780.0617 | 779.6344 | 777.1467 | 88.7154
9- High Load Forecast | ID | 12.1763 | 25.6248 | 38.8189 | 53.0575 | 68.1549 | 83.8112 | 99.6674 | 114.7741 | 129.4595 | 142.8677 | 153.7811 | 164.2056 | 173.552 | 181.9817 | 189.4413 | 194.8269 | 199.6447 | 204.6232 | 209.5558 | 213.1692 | 216.7099 | 220.5292 | 224.5019 | 227.8048 | 26.0051
9- High Load Forecast | Total | 43.8722 | 94.7983 | 149.7506 | 212.9707 | 283.2155 | 358.3452 | 436.152 | 511.7209 | 584.255 | 650.6971 | 708.2995 | 759.6737 | 805.0823 | 845.0468 | 879.9097 | 907.2335 | 933.2654 | 954.9798 | 974.0737 | 985.6053 | 995.1292 | 1000.591 | 1004.1363 | 1004.9514 | 114.7205
9- High Load Forecast
9- High Load Forecast | aMW w/ losses
9- High Load Forecast | WA | 3.8255 | 8.349 | 13.3184 | 19.3023 | 25.9598 | 33.1395 | 40.5014 | 47.9163 | 54.8984 | 61.2994 | 66.7515 | 71.88 | 76.228 | 80.0341 | 83.1221 | 85.9955 | 88.5564 | 90.5823 | 92.0217 | 93.2367 | 93.9673 | 94.1678 | 93.8533 | 93.8034 | 93.8034
9- High Load Forecast | ID | 1.4696 | 3.0928 | 4.6606 | 6.4043 | 8.2269 | 10.117 | 11.9966 | 13.8546 | 15.6271 | 17.2454 | 18.5118 | 19.8216 | 20.9483 | 21.9658 | 22.8059 | 23.5178 | 24.0994 | 24.7019 | 25.2233 | 25.7305 | 26.1603 | 26.6219 | 27.0258 | 27.4966 | 27.4966
9- High Load Forecast | Total | 5.2951 | 11.4418 | 17.979 | 25.7066 | 34.1868 | 43.2565 | 52.498 | 61.771 | 70.5254 | 78.5447 | 85.2633 | 91.7016 | 97.1763 | 101.9999 | 105.928 | 109.5133 | 112.6559 | 115.2842 | 117.245 | 118.9672 | 120.1276 | 120.7897 | 120.8792 | 121.2999 | 121.2999
10- RA Market | Shared System Resource
10- RA Market | NG CT | 0 | 0 | 0 | 0 | 0 | 87.7538 | 0 | 0 | 0 | 0 | 0 | 0 | 0 | 0 | 0 | 0 | 0 | 0 | 0 | 0 | 0 | 0 | 0 | 0 | 87.7538
10- RA Market | Solar | 0 | 0 | 0 | 0 | 0 | 0 | 0 | 0 | 0 | 0 | 0 | 0 | 0 | 0 | 0 | 0 | 0 | 0 | 0 | 0 | 0 | 100 | 0 | 0 | 100
10- RA Market | Storage Added to Solar | 0 | 0 | 0 | 0 | 0 | 0 | 0 | 0 | 0 | 0 | 0 | 0 | 0 | 0 | 0 | 0 | 0 | 0 | 0 | 0 | 0 | 50 | 0 | 0 | 50
10- RA Market | Wind | 0 | 0 | 0 | 0 | 0 | 0 | 0 | 0 | 0 | 0 | 0 | 0 | 0 | 0 | 0 | 0 | 0 | 0 | 0 | 0 | 0 | 0 | 0 | 0 | 0
10- RA Market | Storage | 0 | 0 | 0 | 0 | 0 | 0 | 0 | 0 | 0 | 0 | 0 | 0 | 0 | 0 | 0 | 0 | 0 | 0 | 0 | 0 | 0 | 0 | 0 | 0 | 0
10- RA Market | Hydrogen | 0 | 0 | 0 | 0 | 0 | 0 | 0 | 0 | 0 | 0 | 0 | 0 | 0 | 0 | 0 | 0 | 0 | 0 | 0 | 0 | 0 | 0 | 0 | 0 | 0
10- RA Market | Other- (Clean Capacity) | 0 | 0 | 0 | 0 | 0 | 0 | 0 | 0 | 0 | 0 | 0 | 0 | 0 | 0 | 0 | 0 | 0 | 0 | 0 | 0 | 0 | 0 | 0 | 0 | 0
10- RA Market | Thermal Upgrade | 0 | 0 | 0 | 0 | 12 | 0 | 0 | 0 | 0 | 0 | 0 | 0 | 0 | 5 | 0 | 0 | 0 | 0 | 0 | 0 | 0 | 0 | 0 | 0 | 17
10- RA Market | Hydro | 0 | 0 | 0 | 0 | 0 | 0 | 0 | 0 | 0 | 0 | 0 | 0 | 0 | 0 | 0 | 0 | 0 | 0 | 0 | 0 | 0 | 0 | 0 | 0 | 0
10- RA Market
10- RA Market | Washington
10- RA Market | NG CT | 0 | 0 | 0 | 0 | 0 | 0 | 0 | 0 | 0 | 0 | 0 | 0 | 0 | 0 | 49.3956 | 0 | 0 | 0 | 7.1054e-15 | 0 | 0 | 0 | 0 | 0 | 49.3956
10- RA Market | Solar | 0 | 107.8469 | 0 | 0 | 0 | 100.92 | 100 | 0 | 0 | 0 | 0 | 0 | 0 | 0 | 0 | 0 | 137.1736 | 0 | 0 | 0 | 0 | 0 | 0 | 106.2506 | 552.1912
10- RA Market | Storage Added to Solar | 0 | 0 | 0 | 0 | 0 | 25.23 | 0 | 0 | 0 | 0 | 0 | 0 | 0 | 0 | 0 | 0 | 68.5868 | 0 | 0 | 0 | 0 | 0 | 0 | 0 | 93.8168
10- RA Market | Wind | 0 | 100 | 0 | 0 | 0 | 0 | 0 | 0 | 0 | 0 | 0 | 0 | 0 | 0 | 0 | 0 | 0 | 0 | 0 | 100 | 100 | 0 | 0 | 0 | 300
10- RA Market | Storage | 0 | 0 | 0 | 0 | 0 | 0 | 0 | 0 | 0 | 0 | 0 | 0 | 0 | 0 | 0 | 0 | 0 | 0 | 0 | 0 | 0 | 0 | 0 | 0 | 0
10- RA Market | Hydrogen | 0 | 0 | 0 | 0 | 0 | 0 | 0 | 0 | 0 | 0 | 0 | 0 | 0 | 0 | 0 | 0 | 0 | 0 | 0 | 0 | 0 | 0 | 0 | 0 | 0
10- RA Market | Other- (Clean Capacity) | 0 | 0 | 0 | 0 | 0 | 0 | 0 | 0 | 0 | 0 | 0 | 0 | 0 | 0 | 0 | 0 | 0 | 0 | 0 | 0 | 0 | 0 | 0 | 0 | 0
10- RA Market | Thermal Upgrade | 0 | 0 | 0 | 0 | 0 | 0 | 0 | 0 | 0 | 0 | 0 | 0 | 0 | 0 | 0 | 0 | 0 | 0 | 0 | 0 | 0 | 0 | 0 | 0 | 0
10- RA Market | Hydro | 0 | 0 | 0 | 0 | 0 | 0 | 0 | 0 | 0 | 75 | 0 | 0 | 0 | 0 | 0 | 0 | 0 | 0 | 0 | 0 | 0 | 0 | 0 | 0 | 75
10- RA Market | DR Capability | 0 | 1.2566 | 4.0976 | 9.349 | 11.5777 | 37.4647 | 37.3474 | 37.1851 | 36.9987 | 36.7882 | 36.5327 | 36.4395 | 36.2531 | 36.0667 | 35.8803 | 35.6939 | 35.5075 | 35.3211 | 35.0656 | 34.8551 | 34.5996 | 34.4132 | 34.3897 | 34.3205 | 34.3205
10- RA Market | EE- Winter Capacity | 3.3998 | 4.1852 | 4.8609 | 5.716 | 6.6591 | 7.3457 | 7.7019 | 7.5506 | 7.0619 | 6.2283 | 5.1877 | 4.2439 | 3.4527 | 2.796 | 2.2465 | 1.787 | 1.6026 | 1.3527 | 1.1796 | 0.68381 | 0.50747 | 0.065871 | -0.21006 | -0.34954 | 85.2557
10- RA Market | EE- Summer Capacity | 4.4722 | 5.2409 | 5.8839 | 6.9253 | 7.4522 | 8.0101 | 8.2785 | 8.0764 | 8.0306 | 6.6899 | 5.5919 | 4.6201 | 3.8114 | 3.1669 | 2.6502 | 2.0231 | 1.8421 | 1.5935 | 1.4717 | 0.42271 | 0.1588 | -0.16268 | -0.31654 | -0.33555 | 95.5976
10- RA Market
10- RA Market | Idaho
10- RA Market | NG CT | 0 | 0 | 0 | 0 | 0 | 91.4529 | 0 | 0 | 0 | 0 | 0 | 0 | 0 | 0 | 56.1294 | 0 | 0 | 0 | 0 | 0 | 0 | 0 | 0 | 0.00019376 | 147.5824
10- RA Market | Solar | 0 | 0 | 0 | 0 | 0 | 0 | 0 | 0 | 0 | 0 | 0 | 0 | 0 | 0 | 0 | 0 | 0 | 0 | 0 | 0 | 0 | 0 | 0 | 0 | 0
10- RA Market | Storage Added to Solar | 0 | 0 | 0 | 0 | 0 | 0 | 0 | 0 | 0 | 0 | 0 | 0 | 0 | 0 | 0 | 0 | 0 | 0 | 0 | 0 | 0 | 0 | 0 | 0 | 0
10- RA Market | Wind | 0 | 0 | 0 | 0 | 0 | 0 | 0 | 0 | 0 | 0 | 0 | 0 | 0 | 0 | 0 | 0 | 0 | 0 | 0 | 0 | 0 | 0 | 0 | 0 | 0
10- RA Market | Storage | 0 | 0 | 0 | 0 | 0 | 0 | 0 | 0 | 0 | 0 | 0 | 0 | 0 | 0 | 0 | 0 | 0 | 0 | 0 | 0 | 0 | 0 | 0 | 49.0636 | 49.0636
10- RA Market | Hydrogen | 0 | 0 | 0 | 0 | 0 | 0 | 0 | 0 | 0 | 0 | 0 | 0 | 0 | 0 | 0 | 0 | 0 | 0 | 0 | 0 | 0 | 0 | 0 | 0 | 0
10- RA Market | Other- (Clean Capacity) | 0 | 0 | 0 | 0 | 0 | 0 | 0 | 0 | 0 | 0 | 0 | 0 | 0 | 0 | 0 | 0 | 0 | 0 | 0 | 0 | 0 | 0 | 0 | 0 | 0
10- RA Market | Thermal Upgrade | 0 | 0 | 0 | 0 | 0 | 0 | 0 | 0 | 0 | 0 | 0 | 0 | 0 | 0 | 0 | 0 | 0 | 0 | 0 | 0 | 0 | 0 | 0 | 0 | 0
10- RA Market | Hydro | 0 | 0 | 0 | 0 | 0 | 0 | 0 | 0 | 0 | 0 | 0 | 0 | 0 | 0 | 0 | 0 | 0 | 0 | 0 | 0 | 0 | 0 | 0 | 0 | 0
10- RA Market | DR Capability | 0 | 0 | 1.0018 | 3.265 | 7.4582 | 9.2195 | 9.9243 | 9.8316 | 9.7017 | 9.5533 | 10.9782 | 12.6691 | 15.5511 | 16.5397 | 16.3913 | 16.2429 | 16.0945 | 15.9461 | 15.7977 | 15.9048 | 16.6177 | 18.0015 | 18.9279 | 19.3921 | 19.3921
10- RA Market | EE- Winter Capacity | 1.3107 | 1.5533 | 1.6978 | 1.8813 | 2.1352 | 2.2944 | 2.3423 | 2.2266 | 2.0031 | 1.6644 | 1.2465 | 0.93221 | 0.68372 | 0.52022 | 0.40514 | 0.31844 | 0.26113 | 0.24671 | 0.2416 | 0.10748 | 0.1045 | 0.1085 | 0.11235 | 0.079912 | 24.4775
10- RA Market | EE- Summer Capacity | 0.95891 | 1.0897 | 1.1477 | 1.3316 | 1.3738 | 1.4666 | 1.5363 | 1.5478 | 1.6806 | 1.4481 | 1.2689 | 1.1337 | 0.99563 | 0.85862 | 0.70383 | 0.54199 | 0.4154 | 0.3365 | 0.3376 | 0.094492 | 0.055163 | 0.056093 | 0.051907 | 0.05218 | 20.4831
10- RA Market
10- RA Market | Energy Efficiency Energy (GWh excludes losses)
10- RA Market | WA | 32.5468 | 70.9366 | 113.6562 | 163.5791 | 219.7625 | 280.2645 | 343.2098 | 404.5404 | 463.0889 | 516.6159 | 563.5902 | 604.6513 | 640.6994 | 672.1572 | 699.4628 | 721.2894 | 742.4132 | 759.0821 | 773.1908 | 781.0586 | 786.989 | 788.5793 | 788.0963 | 785.5463 | 89.6742
10- RA Market | ID | 12.447 | 26.2226 | 39.7964 | 54.4672 | 70.069 | 86.2824 | 102.7192 | 118.3916 | 133.5889 | 147.431 | 158.6823 | 169.3605 | 178.894 | 187.4624 | 195.0263 | 200.4854 | 205.3505 | 210.3551 | 215.2966 | 218.8876 | 222.4062 | 226.2043 | 230.1576 | 233.443 | 26.6487
10- RA Market | Total | 44.9939 | 97.1591 | 153.4526 | 218.0464 | 289.8315 | 366.5469 | 445.929 | 522.932 | 596.6778 | 664.0469 | 722.2725 | 774.0118 | 819.5934 | 859.6196 | 894.4891 | 921.7748 | 947.7637 | 969.4372 | 988.4874 | 999.9462 | 1009.3952 | 1014.7836 | 1018.2538 | 1018.9892 | 116.323
10- RA Market
10- RA Market | aMW w/ losses
10- RA Market | WA | 3.9282 | 8.5618 | 13.6455 | 19.7448 | 26.5274 | 33.8312 | 41.3109 | 48.833 | 55.8995 | 62.36 | 67.8435 | 72.9886 | 77.3347 | 81.1316 | 84.2049 | 87.0677 | 89.6178 | 91.6357 | 93.0656 | 94.2775 | 95.0018 | 95.196 | 94.872 | 94.8172 | 94.8172
10- RA Market | ID | 1.5023 | 3.165 | 4.7779 | 6.5744 | 8.458 | 10.4153 | 12.3639 | 14.2913 | 16.1255 | 17.7962 | 19.1018 | 20.4438 | 21.5931 | 22.6273 | 23.4783 | 24.2008 | 24.7882 | 25.3939 | 25.9143 | 26.4208 | 26.8479 | 27.307 | 27.7067 | 28.1771 | 28.1771
10- RA Market | Total | 5.4305 | 11.7268 | 18.4235 | 26.3192 | 34.9854 | 44.2465 | 53.6748 | 63.1243 | 72.025 | 80.1562 | 86.9453 | 93.4324 | 98.9279 | 103.7589 | 107.6831 | 111.2686 | 114.406 | 117.0295 | 118.98 | 120.6983 | 121.8497 | 122.5031 | 122.5787 | 122.9943 | 122.9943
11- Electrification 1 | Shared System Resource
11- Electrification 1 | NG CT | 0 | 0 | 0 | 0 | 0 | 0 | 0 | 84 | 0 | 0 | 0 | 0 | 0 | 0 | 0 | 0 | 0 | 0 | 0 | 0 | 0 | 0 | 0 | 0 | 84
11- Electrification 1 | Solar | 0 | 0 | 0 | 0 | 0 | 0 | 0 | 0 | 0 | 0 | 0 | 0 | 0 | 0 | 0 | 0 | 0 | 0 | 0 | 0 | 0 | 0 | 0 | 0 | 0
11- Electrification 1 | Storage Added to Solar | 0 | 0 | 0 | 0 | 0 | 0 | 0 | 0 | 0 | 0 | 0 | 0 | 0 | 0 | 0 | 0 | 0 | 0 | 0 | 0 | 0 | 0 | 0 | 0 | 0
11- Electrification 1 | Wind | 0 | 0 | 0 | 0 | 0 | 0 | 0 | 0 | 0 | 0 | 0 | 0 | 0 | 0 | 0 | 0 | 0 | 0 | 0 | 0 | 0 | 0 | 0 | 0 | 0
11- Electrification 1 | Storage | 0 | 0 | 0 | 0 | 0 | 0 | 0 | 0 | 0 | 0 | 0 | 0 | 0 | 0 | 0 | 0 | 0 | 0 | 0 | 0 | 0 | 0 | 0 | 0 | 0
11- Electrification 1 | Hydrogen | 0 | 0 | 0 | 0 | 0 | 0 | 0 | 0 | 0 | 0 | 0 | 0 | 0 | 0 | 0 | 0 | 0 | 0 | 0 | 0 | 0 | 0 | 0 | 0 | 0
11- Electrification 1 | Other- (Clean Capacity) | 0 | 0 | 0 | 0 | 0 | 0 | 0 | 0 | 0 | 0 | 0 | 0 | 0 | 0 | 0 | 0 | 0 | 0 | 0 | 0 | 0 | 0 | 0 | 0 | 0
11- Electrification 1 | Thermal Upgrade | 0 | 0 | 0 | 5 | 12 | 0 | 0 | 0 | 0 | 0 | 0 | 0 | 0 | 0 | 0 | 0 | 0 | 0 | 0 | 0 | 0 | 0 | 0 | 0 | 17
11- Electrification 1 | Hydro | 0 | 0 | 0 | 0 | 0 | 0 | 0 | 0 | 0 | 0 | 0 | 0 | 0 | 0 | 0 | 0 | 0 | 0 | 0 | 0 | 0 | 0 | 0 | 0 | 0
11- Electrification 1
11- Electrification 1 | Washington
11- Electrification 1 | NG CT | 0 | 0 | 0 | 0 | 0 | 200.2961 | 0 | 0 | 0 | 0 | 0 | 0 | 0 | 0 | 0 | 0 | 0 | 0 | 0 | 0 | 0 | 0 | 0 | 0 | 200.2961
11- Electrification 1 | Solar | 0 | 0 | 0 | 0 | 0 | 0 | 0 | 0 | 0 | 0 | 0 | 0 | 0 | 0 | 0 | 0 | 0 | 126.9901 | 0 | 150 | 0 | 0 | 0 | 0 | 276.9901
11- Electrification 1 | Storage Added to Solar | 0 | 0 | 0 | 0 | 0 | 0 | 0 | 0 | 0 | 0 | 0 | 0 | 0 | 0 | 0 | 0 | 0 | 63.495 | 0 | 75 | 0 | 0 | 0 | 0 | 138.495
11- Electrification 1 | Wind | 0 | 100 | 100 | 0 | 100 | 0 | 100 | 0 | 0 | 0 | 0 | 0 | 0 | 0 | 0 | 0 | 113.7101 | 0 | 0 | 0 | 129.0074 | 112.1736 | 0 | 139.349 | 894.2402
11- Electrification 1 | Storage | 0 | 0 | 0 | 46.8786 | 26.4546 | 27.641 | 28.9406 | 0 | 33.5304 | 44.6941 | 35.4502 | 33.1826 | 33.0539 | 10 | 0 | 0 | 30.7937 | 27.9704 | 0 | 0 | 0 | 0 | 55.395 | 51.6851 | 485.6701
11- Electrification 1 | Hydrogen | 0 | 0 | 0 | 0 | 0 | 0 | 0 | 0 | 0 | 0 | 0 | 0 | 0 | 0 | 103.0127 | 50 | 0 | 0 | 55.9697 | 65.9572 | 56.7025 | 65.1291 | 0 | 0 | 396.7712
11- Electrification 1 | Other- (Clean Capacity) | 0 | 0 | 0 | 0 | 0 | 0 | 0 | 0 | 0 | 0 | 0 | 0 | 0 | 20 | 0 | 0 | 0 | 0 | 0 | 0 | 0 | 0 | 0 | 0 | 20
11- Electrification 1 | Thermal Upgrade | 0 | 0 | 0 | 0 | 0 | 0 | 0 | 0 | 0 | 0 | 0 | 0 | 0 | 0 | 0 | 0 | 0 | 0 | 0 | 0 | 0 | 0 | 0 | 0 | 0
11- Electrification 1 | Hydro | 0 | 0 | 0 | 0 | 0 | 0 | 0 | 0 | 0 | 75 | 0 | 0 | 0 | 0 | 0 | 0 | 0 | 0 | 0 | 0 | 0 | 0 | 0 | 0 | 75
11- Electrification 1 | DR Capability | 0.2892 | 1.9555 | 8.139 | 41.8474 | 49.0063 | 51.7265 | 51.6333 | 51.4469 | 51.2364 | 51.05 | 50.8186 | 50.7013 | 50.5149 | 50.3285 | 50.1421 | 49.9557 | 49.7693 | 49.5829 | 49.3033 | 49.1169 | 48.8614 | 48.6991 | 48.6997 | 48.6305 | 48.6305
11- Electrification 1 | EE- Winter Capacity | 3.5752 | 4.4707 | 5.4924 | 6.6987 | 7.9795 | 8.9911 | 9.6208 | 9.6512 | 9.227 | 8.3531 | 7.1899 | 6.0883 | 5.1201 | 4.351 | 3.7353 | 3.1786 | 2.9111 | 2.5899 | 2.3969 | 1.7819 | 1.6557 | 1.2736 | 0.80686 | 0.7215 | 117.8603
11- Electrification 1 | EE- Summer Capacity | 4.8297 | 5.708 | 6.5122 | 7.7483 | 8.5007 | 9.2886 | 9.8016 | 9.8205 | 9.9555 | 8.7387 | 7.6949 | 6.7043 | 5.777 | 4.9301 | 4.1801 | 3.2456 | 2.7803 | 2.3062 | 2.072 | 0.57947 | 0.33243 | -0.035419 | -0.23737 | -0.23499 | 120.9986
11- Electrification 1
11- Electrification 1 | Idaho
11- Electrification 1 | NG CT | 0 | 0 | 0 | 0 | 0 | 90.7039 | 0 | 0 | 0 | 0 | 0 | 0 | 0 | 0 | 0 | 0 | 0 | 0 | 0 | 0 | 0 | 0 | 0 | 0 | 90.7039
11- Electrification 1 | Solar | 0 | 0 | 0 | 0 | 0 | 0 | 0 | 0 | 0 | 0 | 0 | 0 | 0 | 0 | 0 | 0 | 0 | 0 | 0 | 0 | 0 | 0 | 0 | 0 | 0
11- Electrification 1 | Storage Added to Solar | 0 | 0 | 0 | 0 | 0 | 0 | 0 | 0 | 0 | 0 | 0 | 0 | 0 | 0 | 0 | 0 | 0 | 0 | 0 | 0 | 0 | 0 | 0 | 0 | 0
11- Electrification 1 | Wind | 0 | 0 | 0 | 0 | 0 | 0 | 0 | 0 | 0 | 0 | 0 | 0 | 0 | 0 | 0 | 0 | 0 | 0 | 0 | 0 | 0 | 0 | 0 | 0 | 0
11- Electrification 1 | Storage | 0 | 0 | 0 | 0 | 0 | 0 | 0 | 0 | 0 | 0 | 0 | 0 | 0 | 0 | 0 | 0 | 0 | 0 | 0 | 0 | 0 | 0 | 0 | 26.2797 | 26.2797
11- Electrification 1 | Hydrogen | 0 | 0 | 0 | 0 | 0 | 0 | 0 | 0 | 0 | 0 | 0 | 0 | 0 | 0 | 50 | 0 | 0 | 0 | 0 | 50 | 0 | 0 | 0 | 0 | 100
11- Electrification 1 | Other- (Clean Capacity) | 0 | 0 | 0 | 0 | 0 | 0 | 0 | 0 | 0 | 0 | 0 | 0 | 0 | 0 | 0 | 0 | 0 | 0 | 0 | 0 | 0 | 0 | 0 | 0 | 0
11- Electrification 1 | Thermal Upgrade | 0 | 0 | 0 | 0 | 0 | 0 | 0 | 0 | 0 | 0 | 0 | 0 | 0 | 0 | 0 | 0 | 0 | 0 | 0 | 0 | 0 | 0 | 0 | 0 | 0
11- Electrification 1 | Hydro | 0 | 0 | 0 | 0 | 0 | 0 | 0 | 0 | 0 | 0 | 0 | 0 | 0 | 0 | 0 | 0 | 0 | 0 | 0 | 0 | 0 | 0 | 0 | 0 | 0
11- Electrification 1 | DR Capability | 0 | 0.7798 | 2.7285 | 6.6627 | 8.5165 | 9.7208 | 9.8686 | 9.7202 | 9.5903 | 9.7531 | 11.7447 | 14.8307 | 18.2794 | 19.6181 | 19.5086 | 19.3991 | 19.2896 | 19.1801 | 19.0149 | 18.9054 | 18.7217 | 18.5733 | 18.5752 | 18.5399 | 18.5399
11- Electrification 1 | EE- Winter Capacity | 1.4777 | 1.7699 | 1.9865 | 2.2377 | 2.5671 | 2.7932 | 2.8931 | 2.8107 | 2.6008 | 2.271 | 1.8413 | 1.5011 | 1.2122 | 0.97883 | 0.79803 | 0.61979 | 0.56154 | 0.46565 | 0.39709 | 0.15422 | -0.045087 | -0.069738 | -0.10659 | -0.15415 | 31.5619
11- Electrification 1 | EE- Summer Capacity | 0.67147 | 0.7418 | 0.76249 | 0.89582 | 0.85761 | 0.89132 | 0.93667 | 0.96836 | 1.1659 | 1.0426 | 0.99411 | 0.97128 | 0.92291 | 0.8313 | 0.71231 | 0.56045 | 0.52031 | 0.43855 | 0.4328 | 0.1754 | -0.039701 | -0.065473 | -0.10703 | -0.12306 | 15.1582
11- Electrification 1
11- Electrification 1 | Energy Efficiency Energy (GWh excludes losses)
11- Electrification 1 | WA | 34.5549 | 75.6147 | 122.6582 | 178.6302 | 242.5115 | 312.2502 | 385.7854 | 458.6355 | 529.1308 | 594.5717 | 652.9983 | 704.7933 | 750.6604 | 791.177 | 826.9521 | 856.5105 | 884.6507 | 907.6335 | 928.1704 | 941.1123 | 952.2305 | 959.3811 | 963.8611 | 966.5268 | 110.3341
11- Electrification 1 | ID | 12.7573 | 26.9839 | 41.3266 | 57.0267 | 73.9096 | 91.6523 | 109.8463 | 127.4726 | 144.7807 | 160.9436 | 174.6453 | 187.8169 | 199.8008 | 210.5601 | 220.0877 | 227.0861 | 233.7672 | 240.1801 | 246.1721 | 250.2048 | 252.606 | 255.0627 | 257.3747 | 258.8972 | 29.5545
11- Electrification 1 | Total | 47.3121 | 102.5987 | 163.9848 | 235.6569 | 316.4211 | 403.9026 | 495.6318 | 586.1081 | 673.9115 | 755.5153 | 827.6435 | 892.6103 | 950.4611 | 1001.7371 | 1047.0398 | 1083.5966 | 1118.4178 | 1147.8136 | 1174.3424 | 1191.3171 | 1204.8364 | 1214.4438 | 1221.2358 | 1225.424 | 139.8886
11- Electrification 1
11- Electrification 1 | aMW w/ losses
11- Electrification 1 | WA | 4.1706 | 9.1264 | 14.7263 | 21.5615 | 29.2734 | 37.6923 | 46.4356 | 55.3629 | 63.8714 | 71.7699 | 78.6062 | 85.0769 | 90.6074 | 95.4976 | 99.5527 | 103.3904 | 106.7875 | 109.5686 | 111.7199 | 113.5967 | 114.9491 | 115.8149 | 116.0308 | 116.662 | 116.662
11- Electrification 1 | ID | 1.5397 | 3.2569 | 4.9617 | 6.8834 | 8.9216 | 11.0635 | 13.2218 | 15.3875 | 17.4765 | 19.4273 | 21.0233 | 22.6717 | 24.1167 | 25.4153 | 26.4953 | 27.4118 | 28.2184 | 28.9943 | 29.6307 | 30.2009 | 30.4935 | 30.7908 | 30.9831 | 31.2495 | 31.2495
11- Electrification 1 | Total | 5.7103 | 12.3833 | 19.6879 | 28.4449 | 38.195 | 48.7558 | 59.6574 | 70.7504 | 81.3479 | 91.1972 | 99.6296 | 107.7486 | 114.7241 | 120.9129 | 126.0479 | 130.8023 | 135.0059 | 138.563 | 141.3505 | 143.7976 | 145.4425 | 146.6057 | 147.0139 | 147.9115 | 147.9115
12- Electrification 2 | Shared System Resource
12- Electrification 2 | NG CT | 0 | 0 | 0 | 0 | 0 | 0 | 0 | 0 | 0 | 84.0038 | 0 | 0 | 0 | 0 | 0 | 0 | 0 | 0 | 0 | 0 | 0 | 0 | 0 | 0 | 84.0038
12- Electrification 2 | Solar | 0 | 0 | 0 | 0 | 0 | 0 | 0 | 0 | 0 | 0 | 0 | 0 | 0 | 0 | 0 | 0 | 0 | 0 | 0 | 0 | 0 | 0 | 0 | 0 | 0
12- Electrification 2 | Storage Added to Solar | 0 | 0 | 0 | 0 | 0 | 0 | 0 | 0 | 0 | 0 | 0 | 0 | 0 | 0 | 0 | 0 | 0 | 0 | 0 | 0 | 0 | 0 | 0 | 0 | 0
12- Electrification 2 | Wind | 0 | 0 | 0 | 0 | 0 | 0 | 0 | 0 | 0 | 0 | 0 | 0 | 0 | 0 | 0 | 0 | 0 | 0 | 0 | 0 | 0 | 0 | 0 | 0 | 0
12- Electrification 2 | Storage | 0 | 0 | 0 | 0 | 0 | 0 | 0 | 0 | 0 | 0 | 0 | 0 | 0 | 0 | 0 | 0 | 0 | 0 | 0 | 0 | 0 | 0 | 0 | 0 | 0
12- Electrification 2 | Hydrogen | 0 | 0 | 0 | 0 | 0 | 0 | 0 | 0 | 0 | 0 | 0 | 0 | 0 | 0 | 0 | 0 | 0 | 0 | 0 | 0 | 0 | 0 | 0 | 0 | 0
12- Electrification 2 | Other- (Clean Capacity) | 0 | 0 | 0 | 0 | 0 | 0 | 0 | 0 | 0 | 0 | 0 | 0 | 0 | 0 | 0 | 0 | 0 | 0 | 0 | 0 | 0 | 0 | 0 | 0 | 0
12- Electrification 2 | Thermal Upgrade | 0 | 0 | 0 | 5 | 12 | 0 | 0 | 0 | 0 | 0 | 0 | 0 | 0 | 0 | 0 | 0 | 0 | 0 | 0 | 0 | 0 | 0 | 0 | 0 | 17
12- Electrification 2 | Hydro | 0 | 0 | 0 | 0 | 0 | 0 | 0 | 0 | 0 | 0 | 0 | 0 | 0 | 0 | 0 | 0 | 0 | 0 | 0 | 0 | 0 | 0 | 0 | 0 | 0
12- Electrification 2
12- Electrification 2 | Washington
12- Electrification 2 | NG CT | 0 | 0 | 0 | 0 | 0 | 159.2097 | 0 | 0 | 0 | 0 | 0 | 0 | 0 | 0 | 0 | 0 | 0 | 0 | 0 | 0 | 0 | 0 | 0 | 0 | 159.2097
12- Electrification 2 | Solar | 0 | 0 | 0 | 0 | 0 | 0 | 0 | 0 | 0 | 0 | 0 | 0 | 0 | 0 | 0 | 0 | 0 | 108.7013 | 0 | 150 | 127.5183 | 150 | 0 | 0 | 536.2196
12- Electrification 2 | Storage Added to Solar | 0 | 0 | 0 | 0 | 0 | 0 | 0 | 0 | 0 | 0 | 0 | 0 | 0 | 0 | 0 | 0 | 0 | 54.3506 | 0 | 75 | 63.7592 | 75 | 0 | 0 | 268.1098
12- Electrification 2 | Wind | 0 | 100 | 100 | 0 | 100 | 0 | 100 | 0 | 0 | 0 | 0 | 0 | 0 | 0 | 0 | 0 | 100.5079 | 0 | 0 | 0 | 0 | 0 | 0 | 127.3849 | 627.8928
12- Electrification 2 | Storage | 0 | 0 | 0 | 0 | 0 | 11.7955 | 0 | 27.1158 | 22.668 | 0 | 0 | 0 | 17.9593 | 16.6928 | 0 | 20.2104 | 16.8345 | 12.394 | 24.5209 | 30.6996 | 0 | 16.1358 | 33.0877 | 28.6484 | 278.7628
12- Electrification 2 | Hydrogen | 0 | 0 | 0 | 0 | 0 | 0 | 0 | 0 | 0 | 0 | 0 | 0 | 0 | 0 | 84.1332 | 0 | 0 | 0 | 0 | 0 | 0 | 0 | 0 | 0 | 84.1332
12- Electrification 2 | Other- (Clean Capacity) | 0 | 0 | 0 | 0 | 0 | 0 | 0 | 0 | 0 | 0 | 0 | 0 | 0 | 0 | 0 | 0 | 0 | 0 | 0 | 0 | 20 | 0 | 0 | 0 | 20
12- Electrification 2 | Thermal Upgrade | 0 | 0 | 0 | 0 | 0 | 0 | 0 | 0 | 0 | 0 | 0 | 0 | 0 | 0 | 0 | 0 | 0 | 0 | 0 | 0 | 0 | 0 | 0 | 0 | 0
12- Electrification 2 | Hydro | 0 | 0 | 0 | 0 | 0 | 0 | 0 | 0 | 0 | 75 | 0 | 0 | 0 | 0 | 0 | 0 | 0 | 0 | 0 | 0 | 0 | 0 | 0 | 0 | 75
12- Electrification 2 | DR Capability | 0 | 1.2566 | 4.0976 | 9.349 | 14.5828 | 44.0473 | 49.5109 | 51.4951 | 51.3087 | 51.0982 | 50.8427 | 50.7495 | 50.5631 | 50.3767 | 50.1903 | 50.0039 | 49.8175 | 49.6311 | 49.3756 | 49.1651 | 48.9096 | 48.7232 | 48.6997 | 48.6305 | 48.6305
12- Electrification 2 | EE- Winter Capacity | 3.4775 | 4.3543 | 5.3513 | 6.532 | 7.7789 | 8.7654 | 9.3781 | 9.4034 | 8.9866 | 8.1278 | 6.9848 | 5.901 | 4.946 | 4.1829 | 3.5688 | 3.0135 | 2.7406 | 2.4199 | 2.226 | 1.6255 | 1.4963 | 1.1079 | 0.76641 | 0.67902 | 113.8139
12- Electrification 2 | EE- Summer Capacity | 4.2799 | 5.0392 | 5.6922 | 6.7414 | 7.2807 | 7.8684 | 8.1737 | 8.0165 | 8.0228 | 6.7353 | 5.6879 | 4.7546 | 3.9701 | 3.3388 | 2.8415 | 2.2063 | 2.0119 | 1.7563 | 1.6513 | 0.56669 | 0.31663 | -0.0037754 | -0.16647 | -0.17341 | 96.6084
12- Electrification 2
12- Electrification 2 | Idaho
12- Electrification 2 | NG CT | 0 | 0 | 0 | 0 | 0 | 95.3865 | 0 | 0 | 0 | 0 | 0 | 0 | 0 | 0 | 36.4 | 0 | 0 | 0 | 0 | 0 | 0 | 0 | 0 | 0 | 131.7865
12- Electrification 2 | Solar | 0 | 0 | 0 | 0 | 0 | 0 | 0 | 0 | 0 | 0 | 0 | 0 | 0 | 0 | 0 | 0 | 0 | 0 | 0 | 0 | 0 | 0 | 0 | 0 | 0
12- Electrification 2 | Storage Added to Solar | 0 | 0 | 0 | 0 | 0 | 0 | 0 | 0 | 0 | 0 | 0 | 0 | 0 | 0 | 0 | 0 | 0 | 0 | 0 | 0 | 0 | 0 | 0 | 0 | 0
12- Electrification 2 | Wind | 0 | 0 | 0 | 0 | 0 | 0 | 0 | 0 | 0 | 0 | 0 | 0 | 0 | 0 | 0 | 0 | 0 | 0 | 0 | 0 | 0 | 0 | 0 | 0 | 0
12- Electrification 2 | Storage | 0 | 0 | 0 | 0 | 0 | 0 | 0 | 0 | 0 | 0 | 0 | 0 | 0 | 0 | 0 | 0 | 0 | 0 | 0 | 0 | 0 | 0 | 0 | 16.1708 | 16.1708
12- Electrification 2 | Hydrogen | 0 | 0 | 0 | 0 | 0 | 0 | 0 | 0 | 0 | 0 | 0 | 0 | 0 | 0 | 0 | 0 | 0 | 0 | 0 | 50 | 0 | 0 | 0 | 0 | 50
12- Electrification 2 | Other- (Clean Capacity) | 0 | 0 | 0 | 0 | 0 | 0 | 0 | 0 | 0 | 0 | 0 | 0 | 0 | 0 | 0 | 0 | 0 | 0 | 0 | 0 | 0 | 0 | 0 | 0 | 0
12- Electrification 2 | Thermal Upgrade | 0 | 0 | 0 | 0 | 0 | 0 | 0 | 0 | 0 | 0 | 0 | 0 | 0 | 0 | 0 | 0 | 0 | 0 | 0 | 0 | 0 | 0 | 0 | 0 | 0
12- Electrification 2 | Hydro | 0 | 0 | 0 | 0 | 0 | 0 | 0 | 0 | 0 | 0 | 0 | 0 | 0 | 0 | 0 | 0 | 0 | 0 | 0 | 0 | 0 | 0 | 0 | 0 | 0
12- Electrification 2 | DR Capability | 0.7798 | 2.5065 | 6.1262 | 7.721 | 9.0178 | 9.6651 | 9.7572 | 9.6088 | 9.4789 | 9.2748 | 9.1636 | 10.607 | 12.3721 | 15.1799 | 16.1685 | 16.3313 | 16.8053 | 17.8849 | 18.3589 | 18.5049 | 18.3769 | 18.3788 | 18.325 | 18.3454 | 18.3454
12- Electrification 2 | EE- Winter Capacity | 1.4672 | 1.7499 | 1.9347 | 2.1625 | 2.4705 | 2.6737 | 2.7512 | 2.6487 | 2.4227 | 2.0686 | 1.6227 | 1.2745 | 0.98421 | 0.773 | 0.60787 | 0.46884 | 0.36083 | 0.30684 | 0.27769 | 0.10108 | 0.10016 | 0.10395 | 0.099536 | 0.067439 | 29.4984
12- Electrification 2 | EE- Summer Capacity | 0.65516 | 0.71555 | 0.70661 | 0.81773 | 0.75887 | 0.77147 | 0.79708 | 0.81225 | 0.99788 | 0.85573 | 0.79606 | 0.76856 | 0.72065 | 0.6496 | 0.54474 | 0.42757 | 0.34246 | 0.29759 | 0.3266 | 0.12809 | 0.09023 | 0.089856 | 0.07728 | 0.07506 | 13.2227
12- Electrification 2
12- Electrification 2 | Energy Efficiency Energy (GWh excludes losses)
12- Electrification 2 | WA | 32.1674 | 70.5096 | 114.4084 | 166.8442 | 226.6909 | 292.0877 | 361.0285 | 429.247 | 495.2125 | 556.335 | 610.7614 | 658.9052 | 701.4845 | 739.059 | 772.1768 | 799.4501 | 825.455 | 846.7391 | 865.3991 | 877.3234 | 887.4604 | 893.5946 | 897.5296 | 899.6837 | 102.7036
12- Electrification 2 | ID | 12.639 | 26.6683 | 40.561 | 55.6262 | 71.7053 | 88.468 | 105.5126 | 121.8414 | 137.7378 | 152.3085 | 164.3012 | 175.7055 | 185.9115 | 195.0641 | 203.1038 | 208.9204 | 214.0196 | 219.1788 | 224.2266 | 227.8384 | 231.3939 | 235.2309 | 239.1806 | 242.4637 | 27.6785
12- Electrification 2 | Total | 44.8064 | 97.178 | 154.9694 | 222.4704 | 298.3963 | 380.5557 | 466.541 | 551.0884 | 632.9503 | 708.6435 | 775.0625 | 834.6108 | 887.396 | 934.1231 | 975.2805 | 1008.3706 | 1039.4746 | 1065.9179 | 1089.6257 | 1105.1618 | 1118.8543 | 1128.8255 | 1136.7102 | 1142.1474 | 130.3821
12- Electrification 2
12- Electrification 2 | aMW w/ losses
12- Electrification 2 | WA | 3.8824 | 8.5103 | 13.7358 | 20.1389 | 27.3637 | 35.2584 | 43.4557 | 51.8154 | 59.7771 | 67.1544 | 73.5219 | 79.5377 | 84.6717 | 89.2068 | 92.9585 | 96.5026 | 99.6419 | 102.2175 | 104.1644 | 105.8971 | 107.1303 | 107.8733 | 108.0457 | 108.5939 | 108.5939
12- Electrification 2 | ID | 1.5255 | 3.2188 | 4.8697 | 6.7143 | 8.6555 | 10.6791 | 12.7002 | 14.7077 | 16.6263 | 18.385 | 19.7781 | 21.2097 | 22.4402 | 23.5449 | 24.4507 | 25.219 | 25.8346 | 26.4591 | 26.9892 | 27.5012 | 27.9329 | 28.3967 | 28.7929 | 29.2659 | 29.2659
12- Electrification 2 | Total | 5.4079 | 11.729 | 18.6056 | 26.8532 | 36.0192 | 45.9375 | 56.1558 | 66.5231 | 76.4034 | 85.5394 | 93.3 | 100.7474 | 107.1119 | 112.7517 | 117.4092 | 121.7216 | 125.4765 | 128.6766 | 131.1535 | 133.3983 | 135.0632 | 136.27 | 136.8386 | 137.8598 | 137.8598
13- Electrification 3 | Shared System Resource
13- Electrification 3 | NG CT | 0 | 0 | 0 | 0 | 0 | 0 | 0 | 84 | 0 | 0 | 0 | 0 | 0 | 0 | 0 | 0 | 0 | 0 | 0 | 0 | 0 | 0 | 0 | 0 | 84
13- Electrification 3 | Solar | 0 | 0 | 0 | 0 | 0 | 0 | 0 | 0 | 0 | 0 | 0 | 0 | 0 | 0 | 0 | 0 | 0 | 0 | 0 | 0 | 0 | 0 | 0 | 0 | 0
13- Electrification 3 | Storage Added to Solar | 0 | 0 | 0 | 0 | 0 | 0 | 0 | 0 | 0 | 0 | 0 | 0 | 0 | 0 | 0 | 0 | 0 | 0 | 0 | 0 | 0 | 0 | 0 | 0 | 0
13- Electrification 3 | Wind | 0 | 0 | 0 | 0 | 0 | 0 | 0 | 0 | 0 | 0 | 0 | 0 | 0 | 0 | 0 | 0 | 0 | 0 | 0 | 0 | 0 | 0 | 0 | 0 | 0
13- Electrification 3 | Storage | 0 | 0 | 0 | 0 | 0 | 0 | 0 | 0 | 0 | 0 | 0 | 0 | 0 | 0 | 0 | 0 | 0 | 0 | 0 | 0 | 0 | 0 | 0 | 0 | 0
13- Electrification 3 | Hydrogen | 0 | 0 | 0 | 0 | 0 | 0 | 0 | 0 | 0 | 0 | 0 | 0 | 0 | 0 | 0 | 0 | 0 | 0 | 0 | 0 | 0 | 0 | 0 | 0 | 0
13- Electrification 3 | Other- (Clean Capacity) | 0 | 0 | 0 | 0 | 0 | 0 | 0 | 0 | 0 | 0 | 0 | 0 | 0 | 0 | 0 | 0 | 0 | 0 | 0 | 0 | 0 | 0 | 0 | 0 | 0
13- Electrification 3 | Thermal Upgrade | 0 | 0 | 0 | 5 | 12 | 0 | 0 | 0 | 0 | 0 | 0 | 0 | 0 | 0 | 0 | 0 | 0 | 0 | 0 | 0 | 0 | 0 | 0 | 0 | 17
13- Electrification 3 | Hydro | 0 | 0 | 0 | 0 | 0 | 0 | 0 | 0 | 0 | 0 | 0 | 0 | 0 | 0 | 0 | 0 | 0 | 0 | 0 | 0 | 0 | 0 | 0 | 0 | 0
13- Electrification 3
13- Electrification 3 | Washington
13- Electrification 3 | NG CT | 0 | 0 | 0 | 0 | 0 | 200.2961 | 0 | 0 | 0 | 0 | 0 | 0 | 0 | 0 | 0 | 0 | 0 | 0 | 0 | 0 | 0 | 0 | 0 | 0 | 200.2961
13- Electrification 3 | Solar | 0 | 0 | 0 | 0 | 0 | 0 | 0 | 0 | 0 | 0 | 0 | 0 | 0 | 0 | 0 | 0 | 0 | 124.5648 | 0 | 150 | 0 | 150 | 0 | 0 | 424.5648
13- Electrification 3 | Storage Added to Solar | 0 | 0 | 0 | 0 | 0 | 0 | 0 | 0 | 0 | 0 | 0 | 0 | 0 | 0 | 0 | 0 | 0 | 62.2824 | 0 | 75 | 0 | 75 | 0 | 0 | 212.2824
13- Electrification 3 | Wind | 0 | 100 | 100 | 0 | 100 | 0 | 100 | 0 | 0 | 0 | 0 | 0 | 0 | 0 | 0 | 0 | 113.7821 | 0 | 0 | 0 | 145.1901 | 0 | 0 | 137.1774 | 796.1496
13- Electrification 3 | Storage | 0 | 0 | 0 | 25.5326 | 13.3041 | 17.1212 | 20.3883 | 0 | 19.3045 | 39.0286 | 30.6419 | 28.694 | 27.9576 | 10 | 0 | 30.9302 | 27.3909 | 22.6288 | 0 | 0 | 35.1423 | 33.9616 | 48.0702 | 43.8905 | 473.9875
13- Electrification 3 | Hydrogen | 0 | 0 | 0 | 0 | 0 | 0 | 0 | 0 | 0 | 0 | 0 | 0 | 0 | 0 | 91.866 | 0 | 0 | 0 | 50 | 56.7407 | 0 | 0 | 0 | 0 | 198.6067
13- Electrification 3 | Other- (Clean Capacity) | 0 | 0 | 0 | 0 | 0 | 0 | 0 | 0 | 0 | 0 | 0 | 0 | 0 | 20 | 0 | 0 | 0 | 0 | 0 | 0 | 0 | 0 | 0 | 0 | 20
13- Electrification 3 | Thermal Upgrade | 0 | 0 | 0 | 0 | 0 | 0 | 0 | 0 | 0 | 0 | 0 | 0 | 0 | 0 | 0 | 0 | 0 | 0 | 0 | 0 | 0 | 0 | 0 | 0 | 0
13- Electrification 3 | Hydro | 0 | 0 | 0 | 0 | 0 | 0 | 0 | 0 | 0 | 75 | 0 | 0 | 0 | 0 | 0 | 0 | 0 | 0 | 0 | 0 | 0 | 0 | 0 | 0 | 75
13- Electrification 3 | DR Capability | 0.2892 | 1.9555 | 8.139 | 41.8474 | 49.0063 | 51.7265 | 51.6333 | 51.4469 | 51.2364 | 51.05 | 50.8186 | 50.7013 | 50.5149 | 50.3285 | 50.1421 | 49.9557 | 49.7693 | 49.5829 | 49.3033 | 49.1169 | 48.8614 | 48.6991 | 48.6997 | 48.6305 | 48.6305
13- Electrification 3 | EE- Winter Capacity | 3.4789 | 4.3556 | 5.3526 | 6.5335 | 7.7806 | 8.7672 | 9.38 | 9.4053 | 8.9883 | 8.1293 | 6.9861 | 5.902 | 4.9469 | 4.1836 | 3.5695 | 3.0141 | 2.7412 | 2.4205 | 2.2266 | 1.6258 | 1.4967 | 1.1083 | 0.76646 | 0.67908 | 113.8382
13- Electrification 3 | EE- Summer Capacity | 4.3328 | 5.1141 | 5.7966 | 6.8823 | 7.4651 | 8.0926 | 8.4269 | 8.2833 | 8.2837 | 6.9741 | 5.8919 | 4.9194 | 4.0953 | 3.4302 | 2.9051 | 2.2477 | 2.037 | 1.7698 | 1.6595 | 0.55874 | 0.30916 | -0.013759 | -0.17566 | -0.18133 | 99.1043
13- Electrification 3
13- Electrification 3 | Idaho
13- Electrification 3 | NG CT | 0 | 0 | 0 | 0 | 0 | 90.7039 | 0 | 0 | 0 | 0 | 0 | 0 | 0 | 0 | 0 | 0 | 0 | 0 | 0 | 0 | 0 | 0 | 0 | 0 | 90.7039
13- Electrification 3 | Solar | 0 | 0 | 0 | 0 | 0 | 0 | 0 | 0 | 0 | 0 | 0 | 0 | 0 | 0 | 0 | 0 | 0 | 0 | 0 | 0 | 0 | 0 | 0 | 0 | 0
13- Electrification 3 | Storage Added to Solar | 0 | 0 | 0 | 0 | 0 | 0 | 0 | 0 | 0 | 0 | 0 | 0 | 0 | 0 | 0 | 0 | 0 | 0 | 0 | 0 | 0 | 0 | 0 | 0 | 0
13- Electrification 3 | Wind | 0 | 0 | 0 | 0 | 0 | 0 | 0 | 0 | 0 | 0 | 0 | 0 | 0 | 0 | 0 | 0 | 0 | 0 | 0 | 0 | 0 | 0 | 0 | 0 | 0
13- Electrification 3 | Storage | 0 | 0 | 0 | 0 | 0 | 0 | 0 | 0 | 0 | 0 | 0 | 0 | 0 | 0 | 0 | 0 | 0 | 0 | 0 | 0 | 0 | 0 | 0 | 26.2797 | 26.2797
13- Electrification 3 | Hydrogen | 0 | 0 | 0 | 0 | 0 | 0 | 0 | 0 | 0 | 0 | 0 | 0 | 0 | 0 | 50 | 0 | 0 | 0 | 0 | 50 | 0 | 0 | 0 | 0 | 100
13- Electrification 3 | Other- (Clean Capacity) | 0 | 0 | 0 | 0 | 0 | 0 | 0 | 0 | 0 | 0 | 0 | 0 | 0 | 0 | 0 | 0 | 0 | 0 | 0 | 0 | 0 | 0 | 0 | 0 | 0
13- Electrification 3 | Thermal Upgrade | 0 | 0 | 0 | 0 | 0 | 0 | 0 | 0 | 0 | 0 | 0 | 0 | 0 | 0 | 0 | 0 | 0 | 0 | 0 | 0 | 0 | 0 | 0 | 0 | 0
13- Electrification 3 | Hydro | 0 | 0 | 0 | 0 | 0 | 0 | 0 | 0 | 0 | 0 | 0 | 0 | 0 | 0 | 0 | 0 | 0 | 0 | 0 | 0 | 0 | 0 | 0 | 0 | 0
13- Electrification 3 | DR Capability | 0 | 0.7798 | 2.7285 | 6.6627 | 8.5165 | 9.7208 | 9.8686 | 9.7202 | 9.5903 | 9.7531 | 11.7447 | 14.8307 | 18.2794 | 19.6181 | 19.5086 | 19.3991 | 19.2896 | 19.1801 | 19.0149 | 18.9054 | 18.7217 | 18.5733 | 18.5752 | 18.5399 | 18.5399
13- Electrification 3 | EE- Winter Capacity | 1.4777 | 1.7699 | 1.9865 | 2.2377 | 2.5671 | 2.7932 | 2.8931 | 2.8107 | 2.6008 | 2.271 | 1.8413 | 1.5011 | 1.2122 | 0.97883 | 0.79803 | 0.61979 | 0.56154 | 0.46565 | 0.39709 | 0.15422 | -0.045087 | -0.069738 | -0.10659 | -0.15415 | 31.5619
13- Electrification 3 | EE- Summer Capacity | 0.67147 | 0.7418 | 0.76249 | 0.89582 | 0.85761 | 0.89132 | 0.93667 | 0.96836 | 1.1659 | 1.0426 | 0.99411 | 0.97128 | 0.92291 | 0.8313 | 0.71231 | 0.56045 | 0.52031 | 0.43855 | 0.4328 | 0.1754 | -0.039701 | -0.065473 | -0.10703 | -0.12306 | 15.1582
13- Electrification 3
13- Electrification 3 | Energy Efficiency Energy (GWh excludes losses)
13- Electrification 3 | WA | 32.4378 | 71.1028 | 115.3758 | 168.2617 | 228.6261 | 294.5905 | 364.1197 | 432.9141 | 499.419 | 561.0078 | 615.8129 | 664.2579 | 707.0733 | 744.8453 | 778.1375 | 805.5652 | 831.7126 | 853.1286 | 871.915 | 883.9288 | 894.1308 | 900.3223 | 904.3241 | 906.5175 | 103.4837
13- Electrification 3 | ID | 12.7573 | 26.9839 | 41.3266 | 57.0267 | 73.9096 | 91.6523 | 109.8463 | 127.4726 | 144.7807 | 160.9436 | 174.6453 | 187.8169 | 199.8008 | 210.5601 | 220.0877 | 227.0861 | 233.7672 | 240.1801 | 246.1721 | 250.2048 | 252.606 | 255.0627 | 257.3747 | 258.8972 | 29.5545
13- Electrification 3 | Total | 45.1951 | 98.0867 | 156.7024 | 225.2883 | 302.5357 | 386.2428 | 473.966 | 560.3867 | 644.1997 | 721.9514 | 790.4581 | 852.0748 | 906.8741 | 955.4054 | 998.2252 | 1032.6513 | 1065.4798 | 1093.3087 | 1118.0871 | 1134.1336 | 1146.7368 | 1155.385 | 1161.6988 | 1165.4147 | 133.0382
13- Electrification 3
13- Electrification 3 | aMW w/ losses
13- Electrification 3 | WA | 3.9151 | 8.5819 | 13.852 | 20.31 | 27.5973 | 35.5605 | 43.8277 | 52.258 | 60.2849 | 67.7185 | 74.13 | 80.1838 | 85.3463 | 89.9052 | 93.6761 | 97.2408 | 100.3973 | 102.9889 | 104.9486 | 106.6944 | 107.9355 | 108.6855 | 108.8636 | 109.4187 | 109.4187
13- Electrification 3 | ID | 1.5397 | 3.2569 | 4.9617 | 6.8834 | 8.9216 | 11.0635 | 13.2218 | 15.3875 | 17.4765 | 19.4273 | 21.0233 | 22.6717 | 24.1167 | 25.4153 | 26.4953 | 27.4118 | 28.2184 | 28.9943 | 29.6307 | 30.2009 | 30.4935 | 30.7908 | 30.9831 | 31.2495 | 31.2495
13- Electrification 3 | Total | 5.4548 | 11.8387 | 18.8136 | 27.1933 | 36.5189 | 46.624 | 57.0495 | 67.6455 | 77.7613 | 87.1457 | 95.1533 | 102.8555 | 109.463 | 115.3205 | 120.1714 | 124.6526 | 128.6157 | 131.9832 | 134.5793 | 136.8953 | 138.429 | 139.4762 | 139.8467 | 140.6682 | 140.6682
14- 2x SCC | Shared System Resource
14- 2x SCC | NG CT | 0 | 0 | 0 | 0 | 0 | 109.6365 | 0 | 0 | 0 | 0 | 0 | 0 | 0 | 0 | 86.092 | 0 | 0 | 0 | 0 | 0 | 0 | 0 | 0 | 0 | 195.7286
14- 2x SCC | Solar | 0 | 0 | 0 | 0 | 0 | 0 | 0 | 0 | 0 | 0 | 0 | 0 | 0 | 0 | 0 | 0 | 100 | 0 | 0 | 0 | 0 | 0 | 0 | 0 | 100
14- 2x SCC | Storage Added to Solar | 0 | 0 | 0 | 0 | 0 | 0 | 0 | 0 | 0 | 0 | 0 | 0 | 0 | 0 | 0 | 0 | 50 | 0 | 0 | 0 | 0 | 0 | 0 | 0 | 50
14- 2x SCC | Wind | 0 | 0 | 0 | 0 | 0 | 0 | 0 | 0 | 0 | 0 | 0 | 0 | 0 | 0 | 0 | 0 | 0 | 0 | 0 | 0 | 0 | 0 | 0 | 0 | 0
14- 2x SCC | Storage | 0 | 0 | 0 | 0 | 0 | 0 | 0 | 0 | 0 | 0 | 0 | 0 | 0 | 0 | 0 | 0 | 0 | 0 | 0 | 0 | 0 | 0 | 0 | 0 | 0
14- 2x SCC | Hydrogen | 0 | 0 | 0 | 0 | 0 | 0 | 0 | 0 | 0 | 0 | 0 | 0 | 0 | 0 | 0 | 0 | 0 | 0 | 0 | 0 | 0 | 0 | 0 | 0 | 0
14- 2x SCC | Other- (Clean Capacity) | 0 | 0 | 0 | 0 | 0 | 0 | 0 | 0 | 0 | 0 | 0 | 0 | 0 | 0 | 0 | 0 | 0 | 0 | 0 | 0 | 0 | 0 | 0 | 0 | 0
14- 2x SCC | Thermal Upgrade | 0 | 0 | 0 | 0 | 12 | 0 | 0 | 0 | 0 | 0 | 0 | 5 | 0 | 0 | 0 | 0 | 0 | 0 | 0 | 0 | 0 | 0 | 0 | 0 | 17
14- 2x SCC | Hydro | 0 | 0 | 0 | 0 | 0 | 0 | 0 | 0 | 0 | 0 | 0 | 0 | 0 | 0 | 0 | 0 | 0 | 0 | 0 | 0 | 0 | 0 | 0 | 0 | 0
14- 2x SCC
14- 2x SCC | Washington
14- 2x SCC | NG CT | 0 | 0 | 0 | 0 | 0 | 0 | 0 | 0 | 0 | 0 | 0 | 0 | 0 | 0 | 0 | 0 | 0 | 0 | 0 | 0 | 0 | 0 | 0 | 0 | 0
14- 2x SCC | Solar | 0 | 0 | 0 | 0 | 0 | 0 | 0 | 0 | 0 | 0 | 0 | 0 | 0 | 0 | 0 | 0 | 0 | 0 | 0 | 0 | 108.1874 | 121.5437 | 0 | 149.1075 | 378.8386
14- 2x SCC | Storage Added to Solar | 0 | 0 | 0 | 0 | 0 | 0 | 0 | 0 | 0 | 0 | 0 | 0 | 0 | 0 | 0 | 0 | 0 | 0 | 0 | 0 | 54.0937 | 60.7719 | 0 | 74.5538 | 189.4193
14- 2x SCC | Wind | 0 | 100 | 100 | 0 | 0 | 0 | 100 | 3.9968e-13 | 0 | 0 | 0 | 0 | 0 | 0 | 0 | 0 | 0 | 0 | 0 | 100 | 0 | 0 | 0 | 0 | 400
14- 2x SCC | Storage | 0 | 0 | 0 | 0 | 0 | 0 | 0 | 0 | 0 | 0 | 0 | 0 | 10 | 0 | 0 | 0 | 0 | 0 | 0 | 0 | 0 | 0 | 13.157 | 0 | 23.157
14- 2x SCC | Hydrogen | 0 | 0 | 0 | 0 | 0 | 0 | 0 | 0 | 0 | 0 | 0 | 0 | 0 | 0 | 0 | 0 | 0 | 0 | 0 | 0 | 0 | 0 | 0 | 0 | 0
14- 2x SCC | Other- (Clean Capacity) | 0 | 0 | 0 | 0 | 0 | 0 | 0 | 0 | 0 | 0 | 0 | 0 | 0 | 0 | 0 | 0 | 0 | 0 | 0 | 0 | 0 | 0 | 0 | 0 | 0
14- 2x SCC | Thermal Upgrade | 0 | 0 | 0 | 0 | 0 | 0 | 0 | 0 | 0 | 0 | 0 | 0 | 0 | 0 | 0 | 0 | 0 | 0 | 0 | 0 | 0 | 0 | 0 | 0 | 0
14- 2x SCC | Hydro | 0 | 0 | 0 | 0 | 0 | 0 | 0 | 0 | 0 | 75 | 0 | 0 | 0 | 0 | 0 | 0 | 0 | 0 | 0 | 0 | 0 | 0 | 0 | 0 | 75
14- 2x SCC | DR Capability | 0 | 0.2892 | 2.5131 | 9.8118 | 20.8203 | 54.0944 | 57.4419 | 57.4184 | 57.3017 | 57.1609 | 57.0442 | 56.8825 | 56.8349 | 56.7182 | 56.5318 | 56.4151 | 56.2984 | 56.1817 | 56.065 | 56.1455 | 56.372 | 56.6966 | 56.7542 | 56.7887 | 56.7887
14- 2x SCC | EE- Winter Capacity | 3.4552 | 4.2567 | 4.9495 | 5.8243 | 6.7924 | 7.5021 | 7.8775 | 7.7404 | 7.2605 | 6.4301 | 5.3861 | 4.4334 | 3.6263 | 2.9467 | 2.3705 | 1.8813 | 1.6667 | 1.3922 | 1.2039 | 0.67892 | 0.50267 | 0.061015 | -0.21437 | -0.35379 | 87.6702
14- 2x SCC | EE- Summer Capacity | 4.424 | 5.1722 | 5.789 | 6.7992 | 7.2944 | 7.8295 | 8.0867 | 7.8902 | 7.8663 | 6.5604 | 5.5047 | 4.5737 | 3.7991 | 3.1765 | 2.6719 | 2.0533 | 1.8683 | 1.6137 | 1.4864 | 0.42908 | 0.16462 | -0.15405 | -0.30883 | -0.32868 | 94.2617
14- 2x SCC
14- 2x SCC | Idaho
14- 2x SCC | NG CT | 0 | 0 | 0 | 0 | 0 | 90.753 | 0 | 0 | 0 | 0 | 0 | 0 | 0 | 0 | 0 | 0 | 0 | 0 | 0 | 36.4 | 0 | 0 | 0 | 0 | 127.153
14- 2x SCC | Solar | 0 | 0 | 0 | 0 | 0 | 0 | 0 | 0 | 0 | 0 | 0 | 0 | 0 | 0 | 0 | 0 | 0 | 0 | 0 | 0 | 0 | 0 | 0 | 0 | 0
14- 2x SCC | Storage Added to Solar | 0 | 0 | 0 | 0 | 0 | 0 | 0 | 0 | 0 | 0 | 0 | 0 | 0 | 0 | 0 | 0 | 0 | 0 | 0 | 0 | 0 | 0 | 0 | 0 | 0
14- 2x SCC | Wind | 0 | 0 | 0 | 0 | 0 | 0 | 0 | 0 | 0 | 0 | 0 | 0 | 0 | 0 | 0 | 0 | 0 | 0 | 0 | 0 | 0 | 0 | 0 | 0 | 0
14- 2x SCC | Storage | 0 | 0 | 0 | 0 | 0 | 0 | 0 | 0 | 0 | 0 | 0 | 0 | 0 | 0 | 0 | 0 | 0 | 0 | 0 | 0 | 0 | 0 | 0 | 28.7621 | 28.7621
14- 2x SCC | Hydrogen | 0 | 0 | 0 | 0 | 0 | 0 | 0 | 0 | 0 | 0 | 0 | 0 | 0 | 0 | 0 | 0 | 0 | 0 | 0 | 0 | 0 | 0 | 0 | 0 | 0
14- 2x SCC | Other- (Clean Capacity) | 0 | 0 | 0 | 0 | 0 | 0 | 0 | 0 | 0 | 0 | 0 | 0 | 0 | 0 | 0 | 0 | 0 | 0 | 0 | 0 | 0 | 0 | 0 | 0 | 0
14- 2x SCC | Thermal Upgrade | 0 | 0 | 0 | 0 | 0 | 0 | 0 | 0 | 0 | 0 | 0 | 0 | 0 | 0 | 0 | 0 | 0 | 0 | 0 | 0 | 0 | 0 | 0 | 0 | 0
14- 2x SCC | Hydro | 0 | 0 | 0 | 0 | 0 | 0 | 0 | 0 | 0 | 0 | 0 | 0 | 0 | 0 | 0 | 0 | 0 | 0 | 0 | 0 | 0 | 0 | 0 | 0 | 0
14- 2x SCC | DR Capability | 0 | 0 | 2.5936 | 6.7518 | 13.9012 | 16.7995 | 17.5043 | 17.4116 | 17.2817 | 17.1333 | 16.9664 | 16.7623 | 16.6881 | 16.5397 | 16.3913 | 16.5541 | 17.0281 | 18.1634 | 18.6374 | 18.7834 | 18.6554 | 18.4902 | 18.3807 | 18.4011 | 18.4011
14- 2x SCC | EE- Winter Capacity | 1.3112 | 1.5541 | 1.699 | 1.883 | 2.1374 | 2.2972 | 2.3455 | 2.2303 | 2.0071 | 1.6686 | 1.2507 | 0.93643 | 0.68775 | 0.52442 | 0.40944 | 0.3228 | 0.26557 | 0.2512 | 0.24614 | 0.11203 | 0.10905 | 0.11303 | 0.11235 | 0.079904 | 24.5541
14- 2x SCC | EE- Summer Capacity | 0.65103 | 0.71034 | 0.70046 | 0.81069 | 0.75092 | 0.76295 | 0.78846 | 0.80399 | 0.99036 | 0.84915 | 0.79049 | 0.76375 | 0.71635 | 0.64554 | 0.54075 | 0.42361 | 0.33852 | 0.29365 | 0.32266 | 0.12416 | 0.084884 | 0.084651 | 0.077684 | 0.075443 | 13.1005
14- 2x SCC
14- 2x SCC | Energy Efficiency Energy (GWh excludes losses)
14- 2x SCC | WA | 32.5814 | 71.0381 | 113.8669 | 163.9508 | 220.3807 | 281.2377 | 344.6595 | 406.6132 | 465.9236 | 520.3351 | 568.2833 | 610.3571 | 647.3931 | 679.7417 | 707.7994 | 730.2174 | 751.7514 | 768.6759 | 782.9418 | 790.7854 | 796.6924 | 798.2604 | 797.7557 | 795.1893 | 90.775
14- 2x SCC | ID | 12.1759 | 25.6239 | 38.8177 | 53.0563 | 68.1537 | 83.8105 | 99.6681 | 114.7774 | 129.4671 | 142.8814 | 153.803 | 164.2374 | 173.5951 | 182.037 | 189.5095 | 194.9083 | 199.7394 | 204.7315 | 209.6779 | 213.3049 | 216.8594 | 220.6923 | 224.6651 | 227.9682 | 26.0238
14- 2x SCC | Total | 44.7573 | 96.6619 | 152.6845 | 217.007 | 288.5344 | 365.0482 | 444.3276 | 521.3906 | 595.3907 | 663.2165 | 722.0862 | 774.5945 | 820.9882 | 861.7787 | 897.3089 | 925.1257 | 951.4908 | 973.4074 | 992.6196 | 1004.0903 | 1013.5518 | 1018.9527 | 1022.4209 | 1023.1575 | 116.7988
14- 2x SCC
14- 2x SCC | aMW w/ losses
14- 2x SCC | WA | 3.9324 | 8.574 | 13.6708 | 19.7896 | 26.602 | 33.9487 | 41.4854 | 49.0832 | 56.2416 | 62.8089 | 68.4085 | 73.6773 | 78.1427 | 82.047 | 85.2085 | 88.1454 | 90.745 | 92.7938 | 94.2393 | 95.4515 | 96.1732 | 96.3647 | 96.0348 | 95.9812 | 95.9812 | 1.0232
14- 2x SCC | ID | 1.4696 | 3.0927 | 4.6604 | 6.4041 | 8.2268 | 10.1169 | 11.9967 | 13.855 | 15.628 | 17.247 | 18.5144 | 19.8254 | 20.9536 | 21.9725 | 22.8141 | 23.5276 | 24.1108 | 24.715 | 25.238 | 25.7469 | 26.1783 | 26.6416 | 27.0455 | 27.5163 | 27.5163
14- 2x SCC | Total | 5.4019 | 11.6668 | 18.3312 | 26.1938 | 34.8288 | 44.0656 | 53.4821 | 62.9382 | 71.8696 | 80.0559 | 86.9229 | 93.5027 | 99.0962 | 104.0195 | 108.0226 | 111.6731 | 114.8559 | 117.5088 | 119.4773 | 121.1985 | 122.3515 | 123.0063 | 123.0803 | 123.4975 | 123.4975
15- Colstrip Exit 2025 | Shared System Resource
15- Colstrip Exit 2025 | NG CT | 0 | 0 | 0 | 0 | 0 | 126.1257 | 0 | 0 | 0 | 0 | 0 | 0 | 0 | 0 | 86.8892 | 0 | 0 | 0 | 0 | 0 | 0 | 0 | 0 | 0 | 213.0149
15- Colstrip Exit 2025 | Solar | 0 | 0 | 0 | 0 | 0 | 0 | 0 | 0 | 0 | 0 | 0 | 0 | 0 | 0 | 0 | 0 | 100 | 0 | 0 | 0 | 0 | 0 | 0 | 0 | 100
15- Colstrip Exit 2025 | Storage Added to Solar | 0 | 0 | 0 | 0 | 0 | 0 | 0 | 0 | 0 | 0 | 0 | 0 | 0 | 0 | 0 | 0 | 50 | 0 | 0 | 0 | 0 | 0 | 0 | 0 | 50
15- Colstrip Exit 2025 | Wind | 0 | 0 | 0 | 0 | 0 | 0 | 0 | 0 | 0 | 0 | 0 | 0 | 0 | 0 | 0 | 0 | 0 | 0 | 0 | 0 | 0 | 0 | 0 | 0 | 0
15- Colstrip Exit 2025 | Storage | 0 | 0 | 0 | 0 | 0 | 0 | 0 | 0 | 0 | 0 | 0 | 0 | 0 | 0 | 0 | 0 | 0 | 0 | 0 | 0 | 0 | 0 | 0 | 0 | 0
15- Colstrip Exit 2025 | Hydrogen | 0 | 0 | 0 | 0 | 0 | 0 | 0 | 0 | 0 | 0 | 0 | 0 | 0 | 0 | 0 | 0 | 0 | 0 | 0 | 0 | 0 | 0 | 0 | 0 | 0
15- Colstrip Exit 2025 | Other- (Clean Capacity) | 0 | 0 | 0 | 0 | 0 | 0 | 0 | 0 | 0 | 0 | 0 | 0 | 0 | 0 | 0 | 0 | 0 | 0 | 0 | 0 | 0 | 0 | 0 | 0 | 0
15- Colstrip Exit 2025 | Thermal Upgrade | 0 | 0 | 0 | 0 | 12 | 0 | 0 | 0 | 0 | 0 | 0 | 0 | 0 | 5 | 0 | 0 | 0 | 0 | 0 | 0 | 0 | 0 | 0 | 0 | 17
15- Colstrip Exit 2025 | Hydro | 0 | 0 | 0 | 0 | 0 | 0 | 0 | 0 | 0 | 0 | 0 | 0 | 0 | 0 | 0 | 0 | 0 | 0 | 0 | 0 | 0 | 0 | 0 | 0 | 0
15- Colstrip Exit 2025
15- Colstrip Exit 2025 | Washington
15- Colstrip Exit 2025 | NG CT | 0 | 0 | 0 | 0 | 0 | 0 | 0 | 0 | 0 | 0 | 0 | 0 | 0 | 0 | 0 | 0 | 0 | 0 | 0 | 0 | 0 | 0 | 0 | 0 | 0
15- Colstrip Exit 2025 | Solar | 0 | 0 | 0 | 0 | 0 | 0 | 0 | 0 | 0 | 0 | 0 | 0 | 0 | 0 | 0 | 0 | 0 | 0 | 0 | 0 | 116.9821 | 121.5549 | 0 | 149.4216 | 387.9585
15- Colstrip Exit 2025 | Storage Added to Solar | 0 | 0 | 0 | 0 | 0 | 0 | 0 | 0 | 0 | 0 | 0 | 0 | 0 | 0 | 0 | 0 | 0 | 0 | 0 | 0 | 58.491 | 60.7774 | 0 | 74.7108 | 193.9793
15- Colstrip Exit 2025 | Wind | 0 | 100 | 100 | 0 | 0 | 0 | 100 | 0 | 0 | 0 | 0 | 0 | 0 | 0 | 0 | 0 | 0 | 0 | 0 | 100 | 0 | 0 | 0 | 0 | 400
15- Colstrip Exit 2025 | Storage | 0 | 0 | 0 | 0 | 0 | 0 | 0 | 0 | 0 | 0 | 0 | 0 | 0 | 0 | 0 | 0 | 0 | 0 | 0 | 0 | 0 | 0 | 12.3369 | 0 | 12.3369
15- Colstrip Exit 2025 | Hydrogen | 0 | 0 | 0 | 0 | 0 | 0 | 0 | 0 | 0 | 0 | 0 | 0 | 0 | 0 | 0 | 0 | 0 | 0 | 0 | 0 | 0 | 0 | 0 | 0 | 0
15- Colstrip Exit 2025 | Other- (Clean Capacity) | 0 | 0 | 0 | 0 | 0 | 0 | 0 | 0 | 0 | 0 | 0 | 0 | 0 | 0 | 0 | 0 | 0 | 0 | 0 | 0 | 0 | 0 | 0 | 0 | 0
15- Colstrip Exit 2025 | Thermal Upgrade | 0 | 0 | 0 | 0 | 0 | 0 | 0 | 0 | 0 | 0 | 0 | 0 | 0 | 0 | 0 | 0 | 0 | 0 | 0 | 0 | 0 | 0 | 0 | 0 | 0
15- Colstrip Exit 2025 | Hydro | 0 | 0 | 0 | 0 | 0 | 0 | 0 | 0 | 0 | 75 | 0 | 0 | 0 | 0 | 0 | 0 | 0 | 0 | 0 | 0 | 0 | 0 | 0 | 0 | 75
15- Colstrip Exit 2025 | DR Capability | 0 | 0 | 1.2566 | 4.0976 | 9.349 | 36.5777 | 37.4647 | 37.3474 | 37.1851 | 37.5563 | 41.4661 | 47.0882 | 53.6911 | 56.2785 | 56.1618 | 56.0451 | 55.9284 | 55.8117 | 55.695 | 55.7996 | 56.002 | 56.2569 | 56.2904 | 56.3008 | 56.3008
15- Colstrip Exit 2025 | EE- Winter Capacity | 3.4002 | 4.1859 | 4.8623 | 5.7185 | 6.6633 | 7.3521 | 7.7112 | 7.5632 | 7.078 | 6.2477 | 5.2098 | 4.2677 | 3.4767 | 2.8186 | 2.2667 | 1.8039 | 1.6158 | 1.3626 | 1.1875 | 0.68674 | 0.51075 | 0.068886 | -0.20661 | -0.34556 | 85.5058
15- Colstrip Exit 2025 | EE- Summer Capacity | 4.2407 | 4.9792 | 5.5874 | 6.5883 | 7.0786 | 7.6194 | 7.8833 | 7.6954 | 7.6856 | 6.3967 | 5.3614 | 4.4498 | 3.694 | 3.0894 | 2.6019 | 2.0065 | 1.8368 | 1.5951 | 1.4764 | 0.43853 | 0.17432 | -0.14722 | -0.29778 | -0.31765 | 91.7163
15- Colstrip Exit 2025
15- Colstrip Exit 2025 | Idaho
15- Colstrip Exit 2025 | NG CT | 0 | 0 | 0 | 0 | 0 | 85.1097 | 0 | 0 | 0 | 0 | 0 | 0 | 0 | 0 | 0 | 0 | 0 | 0 | 0 | 36.4 | 0 | 0 | 0 | 0 | 121.5097
15- Colstrip Exit 2025 | Solar | 0 | 0 | 0 | 0 | 0 | 0 | 0 | 0 | 0 | 0 | 0 | 0 | 0 | 0 | 0 | 0 | 0 | 0 | 0 | 0 | 0 | 0 | 0 | 0 | 0
15- Colstrip Exit 2025 | Storage Added to Solar | 0 | 0 | 0 | 0 | 0 | 0 | 0 | 0 | 0 | 0 | 0 | 0 | 0 | 0 | 0 | 0 | 0 | 0 | 0 | 0 | 0 | 0 | 0 | 0 | 0
15- Colstrip Exit 2025 | Wind | 0 | 0 | 0 | 0 | 0 | 0 | 0 | 0 | 0 | 0 | 0 | 0 | 0 | 0 | 0 | 0 | 0 | 0 | 0 | 0 | 0 | 0 | 0 | 0 | 0
15- Colstrip Exit 2025 | Storage | 0 | 0 | 0 | 0 | 0 | 0 | 0 | 0 | 0 | 0 | 0 | 0 | 0 | 0 | 0 | 0 | 0 | 0 | 0 | 0 | 0 | 0 | 0 | 10.402 | 10.402
15- Colstrip Exit 2025 | Hydrogen | 0 | 0 | 0 | 0 | 0 | 0 | 0 | 0 | 0 | 0 | 0 | 0 | 0 | 0 | 0 | 0 | 0 | 0 | 0 | 0 | 0 | 0 | 0 | 0 | 0
15- Colstrip Exit 2025 | Other- (Clean Capacity) | 0 | 0 | 0 | 0 | 0 | 0 | 0 | 0 | 0 | 0 | 0 | 0 | 0 | 0 | 0 | 0 | 0 | 0 | 0 | 0 | 0 | 0 | 0 | 0 | 0
15- Colstrip Exit 2025 | Thermal Upgrade | 0 | 0 | 0 | 0 | 0 | 0 | 0 | 0 | 0 | 0 | 0 | 0 | 0 | 0 | 0 | 0 | 0 | 0 | 0 | 0 | 0 | 0 | 0 | 0 | 0
15- Colstrip Exit 2025 | Hydro | 0 | 0 | 0 | 0 | 0 | 0 | 0 | 0 | 0 | 0 | 0 | 0 | 0 | 0 | 0 | 0 | 0 | 0 | 0 | 0 | 0 | 0 | 0 | 0 | 0
15- Colstrip Exit 2025 | DR Capability | 0 | 0 | 2.5936 | 6.7518 | 13.9012 | 16.7995 | 17.5043 | 17.4116 | 17.2817 | 17.1333 | 16.9664 | 16.7623 | 16.6881 | 16.5397 | 16.3913 | 16.2429 | 16.0945 | 15.9461 | 15.7977 | 15.5936 | 15.4267 | 15.2226 | 15.0742 | 15.0557 | 15.0557
15- Colstrip Exit 2025 | EE- Winter Capacity | 1.3113 | 1.5543 | 1.6991 | 1.883 | 2.1374 | 2.297 | 2.3451 | 2.2294 | 2.0057 | 1.6665 | 1.2479 | 0.93307 | 0.68391 | 0.52028 | 0.40511 | 0.31833 | 0.26103 | 0.2466 | 0.24149 | 0.10738 | 0.10441 | 0.10842 | 0.11228 | 0.07984 | 24.4988
15- Colstrip Exit 2025 | EE- Summer Capacity | 0.65103 | 0.71034 | 0.70046 | 0.81069 | 0.75092 | 0.76295 | 0.78846 | 0.80399 | 0.99036 | 0.84915 | 0.79049 | 0.76375 | 0.71635 | 0.64554 | 0.54075 | 0.42361 | 0.33852 | 0.29365 | 0.32266 | 0.12416 | 0.084884 | 0.084651 | 0.077684 | 0.075443 | 13.1005
15- Colstrip Exit 2025
15- Colstrip Exit 2025 | Energy Efficiency Energy (GWh excludes losses)
15- Colstrip Exit 2025 | WA | 31.6959 | 69.1735 | 110.9316 | 159.9132 | 215.0606 | 274.534 | 336.4846 | 396.9468 | 454.7955 | 507.8294 | 554.5184 | 595.4681 | 631.5304 | 663.0652 | 690.4684 | 712.4066 | 733.6207 | 750.3566 | 764.5179 | 772.4361 | 778.4192 | 780.0617 | 779.6344 | 777.1467 | 88.7154
15- Colstrip Exit 2025 | ID | 12.1763 | 25.6248 | 38.8189 | 53.0575 | 68.1549 | 83.8112 | 99.6674 | 114.7741 | 129.4595 | 142.8677 | 153.7811 | 164.2056 | 173.552 | 181.9817 | 189.4413 | 194.8269 | 199.6447 | 204.6232 | 209.5558 | 213.1692 | 216.7099 | 220.5292 | 224.5019 | 227.8048 | 26.0051
15- Colstrip Exit 2025 | Total | 43.8722 | 94.7983 | 149.7506 | 212.9707 | 283.2155 | 358.3452 | 436.152 | 511.7209 | 584.255 | 650.6971 | 708.2995 | 759.6737 | 805.0823 | 845.0468 | 879.9097 | 907.2335 | 933.2654 | 954.9798 | 974.0737 | 985.6053 | 995.1292 | 1000.591 | 1004.1363 | 1004.9514 | 114.7205
15- Colstrip Exit 2025
15- Colstrip Exit 2025 | aMW w/ losses
15- Colstrip Exit 2025 | WA | 3.8255 | 8.349 | 13.3184 | 19.3023 | 25.9598 | 33.1395 | 40.5014 | 47.9163 | 54.8984 | 61.2994 | 66.7515 | 71.88 | 76.228 | 80.0341 | 83.1221 | 85.9955 | 88.5564 | 90.5823 | 92.0217 | 93.2367 | 93.9673 | 94.1678 | 93.8533 | 93.8034 | 93.8034
15- Colstrip Exit 2025 | ID | 1.4696 | 3.0928 | 4.6606 | 6.4043 | 8.2269 | 10.117 | 11.9966 | 13.8546 | 15.6271 | 17.2454 | 18.5118 | 19.8216 | 20.9483 | 21.9658 | 22.8059 | 23.5178 | 24.0994 | 24.7019 | 25.2233 | 25.7305 | 26.1603 | 26.6219 | 27.0258 | 27.4966 | 27.4966
15- Colstrip Exit 2025 | Total | 5.2951 | 11.4418 | 17.979 | 25.7066 | 34.1868 | 43.2565 | 52.498 | 61.771 | 70.5254 | 78.5447 | 85.2633 | 91.7016 | 97.1763 | 101.9999 | 105.928 | 109.5133 | 112.6559 | 115.2842 | 117.245 | 118.9672 | 120.1276 | 120.7897 | 120.8792 | 121.2999 | 121.2999
16- Colstrip Exit 2035 | Shared System Resource
16- Colstrip Exit 2035 | NG CT | 0 | 0 | 0 | 0 | 0 | 125.4646 | 0 | 0 | 0 | 0 | 0 | 0 | 0 | 0 | 0 | 0 | 0 | 0 | 0 | 0 | 0 | 0 | 0 | 0 | 125.4646
16- Colstrip Exit 2035 | Solar | 0 | 0 | 0 | 0 | 0 | 0 | 0 | 0 | 0 | 0 | 0 | 0 | 0 | 0 | 0 | 0 | 100 | 0 | 0 | 0 | 0 | 0 | 0 | 0 | 100
16- Colstrip Exit 2035 | Storage Added to Solar | 0 | 0 | 0 | 0 | 0 | 0 | 0 | 0 | 0 | 0 | 0 | 0 | 0 | 0 | 0 | 0 | 50 | 0 | 0 | 0 | 0 | 0 | 0 | 0 | 50
16- Colstrip Exit 2035 | Wind | 0 | 0 | 0 | 0 | 0 | 0 | 0 | 0 | 0 | 0 | 0 | 0 | 0 | 0 | 0 | 0 | 0 | 0 | 0 | 0 | 0 | 0 | 0 | 0 | 0
16- Colstrip Exit 2035 | Storage | 0 | 0 | 0 | 0 | 0 | 0 | 0 | 0 | 0 | 0 | 0 | 0 | 0 | 0 | 0 | 0 | 0 | 0 | 0 | 0 | 0 | 0 | 0 | 0 | 0
16- Colstrip Exit 2035 | Hydrogen | 0 | 0 | 0 | 0 | 0 | 0 | 0 | 0 | 0 | 0 | 0 | 0 | 0 | 0 | 0 | 0 | 0 | 0 | 0 | 0 | 0 | 0 | 0 | 0 | 0
16- Colstrip Exit 2035 | Other- (Clean Capacity) | 0 | 0 | 0 | 0 | 0 | 0 | 0 | 0 | 0 | 0 | 0 | 0 | 0 | 0 | 0 | 0 | 0 | 0 | 0 | 0 | 0 | 0 | 0 | 0 | 0
16- Colstrip Exit 2035 | Thermal Upgrade | 0 | 0 | 0 | 0 | 0 | 12 | 0 | 0 | 0 | 0 | 0 | 0 | 0 | 5 | 0 | 0 | 0 | 0 | 0 | 0 | 0 | 0 | 0 | 0 | 17
16- Colstrip Exit 2035 | Hydro | 0 | 0 | 0 | 0 | 0 | 0 | 0 | 0 | 0 | 0 | 0 | 0 | 0 | 0 | 0 | 0 | 0 | 0 | 0 | 0 | 0 | 0 | 0 | 0 | 0
16- Colstrip Exit 2035
16- Colstrip Exit 2035 | Washington
16- Colstrip Exit 2035 | NG CT | 0 | 0 | 0 | 0 | 0 | 0 | 0 | 0 | 0 | 0 | 0 | 0 | 0 | 0 | 51.0375 | 0 | 0 | 0 | 0 | 0 | 0 | 0 | 0 | 0 | 51.0375
16- Colstrip Exit 2035 | Solar | 0 | 0 | 0 | 0 | 0 | 0 | 0 | 0 | 0 | 0 | 0 | 0 | 0 | 0 | 0 | 0 | 0 | 0 | 0 | 0 | 117.0086 | 121.557 | 0 | 149.4266 | 387.9922
16- Colstrip Exit 2035 | Storage Added to Solar | 0 | 0 | 0 | 0 | 0 | 0 | 0 | 0 | 0 | 0 | 0 | 0 | 0 | 0 | 0 | 0 | 0 | 0 | 0 | 0 | 58.5043 | 60.7785 | 0 | 74.7133 | 193.9961
16- Colstrip Exit 2035 | Wind | 0 | 100 | 100 | 0 | 0 | 0 | 100 | 0 | 0 | 0 | 0 | 0 | 0 | 0 | 0 | 0 | 0 | 0 | 0 | 100 | 0 | 0 | 0 | 0 | 400
16- Colstrip Exit 2035 | Storage | 0 | 0 | 0 | 0 | 0 | 0 | 0 | 0 | 0 | 0 | 0 | 0 | 0 | 0 | 0 | 0 | 0 | 10 | 0 | 0 | 0 | 0 | 12.1455 | 0 | 22.1455
16- Colstrip Exit 2035 | Hydrogen | 0 | 0 | 0 | 0 | 0 | 0 | 0 | 0 | 0 | 0 | 0 | 0 | 0 | 0 | 0 | 0 | 0 | 0 | 0 | 0 | 0 | 0 | 0 | 0 | 0
16- Colstrip Exit 2035 | Other- (Clean Capacity) | 0 | 0 | 0 | 0 | 0 | 0 | 0 | 0 | 0 | 0 | 0 | 0 | 0 | 0 | 0 | 0 | 0 | 0 | 0 | 0 | 0 | 0 | 0 | 0 | 0
16- Colstrip Exit 2035 | Thermal Upgrade | 0 | 0 | 0 | 0 | 0 | 0 | 0 | 0 | 0 | 0 | 0 | 0 | 0 | 0 | 0 | 0 | 0 | 0 | 0 | 0 | 0 | 0 | 0 | 0 | 0
16- Colstrip Exit 2035 | Hydro | 0 | 0 | 0 | 0 | 0 | 0 | 0 | 0 | 0 | 75 | 0 | 0 | 0 | 0 | 0 | 0 | 0 | 0 | 0 | 0 | 0 | 0 | 0 | 0 | 75
16- Colstrip Exit 2035 | DR Capability | 0 | 0 | 1.2566 | 4.0976 | 9.349 | 36.5777 | 37.4647 | 37.3474 | 37.1851 | 37.5563 | 41.4661 | 47.0882 | 53.6911 | 56.2785 | 56.1618 | 56.0451 | 55.9284 | 55.8117 | 55.695 | 55.7996 | 56.002 | 56.2569 | 56.2904 | 56.3008 | 56.3008
16- Colstrip Exit 2035 | EE- Winter Capacity | 3.435 | 4.2273 | 4.9085 | 5.7688 | 6.7186 | 7.4082 | 7.7629 | 7.6053 | 7.1068 | 6.2618 | 5.2095 | 4.2571 | 3.4601 | 2.8005 | 2.2496 | 1.7894 | 1.6046 | 1.3544 | 1.1813 | 0.68514 | 0.5092 | 0.067361 | -0.20803 | -0.3469 | 85.8165
16- Colstrip Exit 2035 | EE- Summer Capacity | 4.2405 | 4.9789 | 5.5867 | 6.587 | 7.0762 | 7.6156 | 7.8776 | 7.6875 | 7.6751 | 6.3837 | 5.3461 | 4.433 | 3.6767 | 3.0729 | 2.5871 | 1.9943 | 1.8277 | 1.5889 | 1.4721 | 0.4386 | 0.17438 | -0.14715 | -0.29771 | -0.31758 | 91.5581
16- Colstrip Exit 2035
16- Colstrip Exit 2035 | Idaho
16- Colstrip Exit 2035 | NG CT | 0 | 0 | 0 | 0 | 0 | 0 | 0 | 0 | 0 | 36.4 | 0 | 0 | 0 | 0 | 92.0059 | 0 | 0 | 0 | 0 | 36.4 | 0 | 0 | 0 | 0 | 164.8059
16- Colstrip Exit 2035 | Solar | 0 | 0 | 0 | 0 | 0 | 0 | 0 | 0 | 0 | 0 | 0 | 0 | 0 | 0 | 0 | 0 | 0 | 0 | 0 | 0 | 0 | 0 | 0 | 0 | 0
16- Colstrip Exit 2035 | Storage Added to Solar | 0 | 0 | 0 | 0 | 0 | 0 | 0 | 0 | 0 | 0 | 0 | 0 | 0 | 0 | 0 | 0 | 0 | 0 | 0 | 0 | 0 | 0 | 0 | 0 | 0
16- Colstrip Exit 2035 | Wind | 0 | 0 | 0 | 0 | 0 | 0 | 0 | 0 | 0 | 0 | 0 | 0 | 0 | 0 | 0 | 0 | 0 | 0 | 0 | 0 | 0 | 0 | 0 | 0 | 0
16- Colstrip Exit 2035 | Storage | 0 | 0 | 0 | 0 | 0 | 0 | 0 | 0 | 0 | 0 | 0 | 0 | 0 | 0 | 0 | 0 | 0 | 0 | 0 | 0 | 0 | 0 | 0 | 23.8808 | 23.8808
16- Colstrip Exit 2035 | Hydrogen | 0 | 0 | 0 | 0 | 0 | 0 | 0 | 0 | 0 | 0 | 0 | 0 | 0 | 0 | 0 | 0 | 0 | 0 | 0 | 0 | 0 | 0 | 0 | 0 | 0
16- Colstrip Exit 2035 | Other- (Clean Capacity) | 0 | 0 | 0 | 0 | 0 | 0 | 0 | 0 | 0 | 0 | 0 | 0 | 0 | 0 | 0 | 0 | 0 | 0 | 0 | 0 | 0 | 0 | 0 | 0 | 0
16- Colstrip Exit 2035 | Thermal Upgrade | 0 | 0 | 0 | 0 | 0 | 0 | 0 | 0 | 0 | 0 | 0 | 0 | 0 | 0 | 0 | 0 | 0 | 0 | 0 | 0 | 0 | 0 | 0 | 0 | 0
16- Colstrip Exit 2035 | Hydro | 0 | 0 | 0 | 0 | 0 | 0 | 0 | 0 | 0 | 0 | 0 | 0 | 0 | 0 | 0 | 0 | 0 | 0 | 0 | 0 | 0 | 0 | 0 | 0 | 0
16- Colstrip Exit 2035 | DR Capability | 0 | 0 | 0 | 0 | 0 | 0 | 0 | 0 | 0 | 0 | 0.222 | 0.7585 | 1.554 | 2.257 | 3.2403 | 4.93 | 8.3092 | 9.3305 | 9.7763 | 9.6836 | 9.5537 | 9.4053 | 9.2569 | 9.0528 | 9.0528
16- Colstrip Exit 2035 | EE- Winter Capacity | 1.1702 | 1.3937 | 1.5182 | 1.6883 | 1.913 | 2.0622 | 2.1042 | 1.9987 | 1.7985 | 1.4948 | 1.1119 | 0.82552 | 0.60383 | 0.45634 | 0.35388 | 0.27995 | 0.23374 | 0.22547 | 0.22423 | 0.094768 | 0.082462 | 0.087218 | 0.10695 | 0.074227 | 21.9023
16- Colstrip Exit 2035 | EE- Summer Capacity | 0.52555 | 0.57227 | 0.55022 | 0.65573 | 0.57936 | 0.58902 | 0.61629 | 0.6455 | 0.85403 | 0.74128 | 0.71542 | 0.71377 | 0.68847 | 0.6271 | 0.52769 | 0.4153 | 0.33308 | 0.28756 | 0.31577 | 0.11618 | 0.068553 | 0.068672 | 0.071661 | 0.069195 | 11.3477
16- Colstrip Exit 2035
16- Colstrip Exit 2035 | Energy Efficiency Energy (GWh excludes losses)
16- Colstrip Exit 2035 | WA | 31.7915 | 69.3817 | 111.2636 | 160.3763 | 215.6631 | 275.2697 | 337.3303 | 397.8627 | 455.7299 | 508.7266 | 555.3255 | 596.1475 | 632.0626 | 663.4503 | 690.7193 | 712.5458 | 733.6756 | 750.3523 | 764.471 | 772.3849 | 778.364 | 780.0024 | 779.5712 | 777.08 | 88.7078
16- Colstrip Exit 2035 | ID | 11.4418 | 24.0806 | 36.3829 | 49.7278 | 63.7813 | 78.3559 | 93.0981 | 107.1495 | 120.89 | 133.5237 | 143.8379 | 153.8111 | 162.8466 | 171.0443 | 178.3294 | 183.5905 | 188.3401 | 193.2579 | 198.1366 | 201.7017 | 205.1136 | 208.8019 | 212.7093 | 215.9395 | 24.6506
16- Colstrip Exit 2035 | Total | 43.2332 | 93.4623 | 147.6465 | 210.1041 | 279.4444 | 353.6256 | 430.4284 | 505.0122 | 576.6199 | 642.2502 | 699.1634 | 749.9586 | 794.9092 | 834.4946 | 869.0488 | 896.1364 | 922.0156 | 943.6102 | 962.6076 | 974.0866 | 983.4776 | 988.8043 | 992.2805 | 993.0195 | 113.3584
16- Colstrip Exit 2035
16- Colstrip Exit 2035 | aMW w/ losses
16- Colstrip Exit 2035 | WA | 3.837 | 8.3741 | 13.3583 | 19.3582 | 26.0325 | 33.2283 | 40.6032 | 48.0269 | 55.0112 | 61.4077 | 66.8487 | 71.9621 | 76.2922 | 80.0806 | 83.1523 | 86.0123 | 88.5631 | 90.5818 | 92.0161 | 93.2305 | 93.9607 | 94.1606 | 93.8457 | 93.7953 | 93.7953
16- Colstrip Exit 2035 | ID | 1.381 | 2.9064 | 4.3681 | 6.0024 | 7.699 | 9.4585 | 11.2059 | 12.9343 | 14.5926 | 16.1175 | 17.3148 | 18.5668 | 19.6562 | 20.6456 | 21.4682 | 22.1614 | 22.7348 | 23.3299 | 23.8488 | 24.3464 | 24.7604 | 25.2062 | 25.6062 | 26.0644 | 26.0644
16- Colstrip Exit 2035 | Total | 5.218 | 11.2806 | 17.7264 | 25.3605 | 33.7316 | 42.6867 | 51.8091 | 60.9611 | 69.6038 | 77.5251 | 84.1635 | 90.5289 | 95.9484 | 100.7262 | 104.6205 | 108.1737 | 111.2979 | 113.9117 | 115.8649 | 117.5769 | 118.7211 | 119.3669 | 119.452 | 119.8597 | 119.8597
17- Colstrip Exit 2045 | Shared System Resource
17- Colstrip Exit 2045 | NG CT | 0 | 0 | 0 | 0 | 0 | 125.2113 | 0 | 0 | 0 | 0 | 0 | 0 | 0 | 0 | 85.6946 | 0 | 0 | 0 | 0 | 0 | 0 | 0 | 0 | 0 | 210.9059
17- Colstrip Exit 2045 | Solar | 0 | 0 | 0 | 0 | 0 | 0 | 0 | 0 | 0 | 0 | 0 | 0 | 0 | 0 | 0 | 0 | 100 | 0 | 0 | 0 | 0 | 0 | 0 | 0 | 100
17- Colstrip Exit 2045 | Storage Added to Solar | 0 | 0 | 0 | 0 | 0 | 0 | 0 | 0 | 0 | 0 | 0 | 0 | 0 | 0 | 0 | 0 | 50 | 0 | 0 | 0 | 0 | 0 | 0 | 0 | 50
17- Colstrip Exit 2045 | Wind | 0 | 0 | 0 | 0 | 0 | 0 | 0 | 0 | 0 | 0 | 0 | 0 | 0 | 0 | 0 | 0 | 0 | 0 | 0 | 0 | 0 | 0 | 0 | 0 | 0
17- Colstrip Exit 2045 | Storage | 0 | 0 | 0 | 0 | 0 | 0 | 0 | 0 | 0 | 0 | 0 | 0 | 0 | 0 | 0 | 0 | 0 | 0 | 0 | 0 | 0 | 0 | 0 | 0 | 0
17- Colstrip Exit 2045 | Hydrogen | 0 | 0 | 0 | 0 | 0 | 0 | 0 | 0 | 0 | 0 | 0 | 0 | 0 | 0 | 0 | 0 | 0 | 0 | 0 | 0 | 0 | 0 | 0 | 0 | 0
17- Colstrip Exit 2045 | Other- (Clean Capacity) | 0 | 0 | 0 | 0 | 0 | 0 | 0 | 0 | 0 | 0 | 0 | 0 | 0 | 0 | 0 | 0 | 0 | 0 | 0 | 0 | 0 | 0 | 0 | 0 | 0
17- Colstrip Exit 2045 | Thermal Upgrade | 0 | 0 | 0 | 0 | 0 | 12 | 0 | 0 | 0 | 0 | 0 | 0 | 0 | 5 | 0 | 0 | 0 | 0 | 0 | 0 | 0 | 0 | 0 | 0 | 17
17- Colstrip Exit 2045 | Hydro | 0 | 0 | 0 | 0 | 0 | 0 | 0 | 0 | 0 | 0 | 0 | 0 | 0 | 0 | 0 | 0 | 0 | 0 | 0 | 0 | 0 | 0 | 0 | 0 | 0
17- Colstrip Exit 2045
17- Colstrip Exit 2045 | Washington
17- Colstrip Exit 2045 | NG CT | 0 | 0 | 0 | 0 | 0 | 0 | 0 | 0 | 0 | 0 | 0 | 0 | 0 | 0 | 0 | 0 | 0 | 0 | 0 | 0 | 0 | 0 | 0 | 0 | 0
17- Colstrip Exit 2045 | Solar | 0 | 0 | 0 | 0 | 0 | 0 | 0 | 0 | 0 | 0 | 0 | 0 | 0 | 0 | 0 | 0 | 0 | 0 | 0 | 0 | 116.5377 | 121.5549 | 0 | 149.4066 | 387.4992
17- Colstrip Exit 2045 | Storage Added to Solar | 0 | 0 | 0 | 0 | 0 | 0 | 0 | 0 | 0 | 0 | 0 | 0 | 0 | 0 | 0 | 0 | 0 | 0 | 0 | 0 | 58.2688 | 60.7775 | 0 | 74.7033 | 193.7496
17- Colstrip Exit 2045 | Wind | 0 | 100 | 100 | 0 | 0 | 0 | 100 | 0 | 0 | 0 | 0 | 0 | 0 | 0 | 0 | 0 | 0 | 0 | 0 | 100 | 0 | 0 | 0 | 0 | 400
17- Colstrip Exit 2045 | Storage | 0 | 0 | 0 | 0 | 0 | 0 | 0 | 0 | 0 | 0 | 0 | 0 | 0 | 0 | 0 | 0 | 0 | 0 | 0 | 0 | 0 | 0 | 12.9986 | 0 | 12.9986
17- Colstrip Exit 2045 | Hydrogen | 0 | 0 | 0 | 0 | 0 | 0 | 0 | 0 | 0 | 0 | 0 | 0 | 0 | 0 | 0 | 0 | 0 | 0 | 0 | 0 | 0 | 0 | 0 | 0 | 0
17- Colstrip Exit 2045 | Other- (Clean Capacity) | 0 | 0 | 0 | 0 | 0 | 0 | 0 | 0 | 0 | 0 | 0 | 0 | 0 | 0 | 0 | 0 | 0 | 0 | 0 | 0 | 0 | 0 | 0 | 0 | 0
17- Colstrip Exit 2045 | Thermal Upgrade | 0 | 0 | 0 | 0 | 0 | 0 | 0 | 0 | 0 | 0 | 0 | 0 | 0 | 0 | 0 | 0 | 0 | 0 | 0 | 0 | 0 | 0 | 0 | 0 | 0
17- Colstrip Exit 2045 | Hydro | 0 | 0 | 0 | 0 | 0 | 0 | 0 | 0 | 0 | 75 | 0 | 0 | 0 | 0 | 0 | 0 | 0 | 0 | 0 | 0 | 0 | 0 | 0 | 0 | 75
17- Colstrip Exit 2045 | DR Capability | 0 | 0.9674 | 3.3987 | 8.3127 | 10.6619 | 37.1996 | 37.3956 | 37.2092 | 37.0469 | 37.4181 | 41.2588 | 47.0191 | 53.5529 | 56.1403 | 56.0236 | 55.9069 | 56.0806 | 56.3071 | 56.6317 | 56.6646 | 56.4195 | 56.2243 | 56.2288 | 56.1788 | 56.1788
17- Colstrip Exit 2045 | EE- Winter Capacity | 3.4057 | 4.1955 | 4.8775 | 5.741 | 6.6944 | 7.3931 | 7.7625 | 7.6245 | 7.1479 | 6.3238 | 5.2888 | 4.3451 | 3.548 | 2.8795 | 2.3155 | 1.8396 | 1.6392 | 1.3763 | 1.1954 | 0.68482 | 0.50883 | 0.067019 | -0.20842 | -0.34733 | 86.2984
17- Colstrip Exit 2045 | EE- Summer Capacity | 4.2403 | 4.9785 | 5.586 | 6.5859 | 7.0746 | 7.6134 | 7.8747 | 7.6838 | 7.6707 | 6.3786 | 5.3406 | 4.4274 | 3.6713 | 3.068 | 2.583 | 1.9911 | 1.8255 | 1.5875 | 1.4711 | 0.43862 | 0.17441 | -0.14712 | -0.29769 | -0.31756 | 91.5025
17- Colstrip Exit 2045
17- Colstrip Exit 2045 | Idaho
17- Colstrip Exit 2045 | NG CT | 0 | 0 | 0 | 0 | 0 | 0 | 0 | 0 | 0 | 36.4 | 0 | 0 | 0 | 0 | 0 | 0 | 0 | 0 | 0 | 36.4 | 0 | 0 | 0 | 0 | 72.8
17- Colstrip Exit 2045 | Solar | 0 | 0 | 0 | 0 | 0 | 0 | 0 | 0 | 0 | 0 | 0 | 0 | 0 | 0 | 0 | 0 | 0 | 0 | 0 | 0 | 0 | 0 | 0 | 0 | 0
17- Colstrip Exit 2045 | Storage Added to Solar | 0 | 0 | 0 | 0 | 0 | 0 | 0 | 0 | 0 | 0 | 0 | 0 | 0 | 0 | 0 | 0 | 0 | 0 | 0 | 0 | 0 | 0 | 0 | 0 | 0
17- Colstrip Exit 2045 | Wind | 0 | 0 | 0 | 0 | 0 | 0 | 0 | 0 | 0 | 0 | 0 | 0 | 0 | 0 | 0 | 0 | 0 | 0 | 0 | 0 | 0 | 0 | 0 | 0 | 0
17- Colstrip Exit 2045 | Storage | 0 | 0 | 0 | 0 | 0 | 0 | 0 | 0 | 0 | 0 | 0 | 0 | 0 | 0 | 0 | 0 | 0 | 0 | 0 | 0 | 0 | 0 | 0 | 24.012 | 24.012
17- Colstrip Exit 2045 | Hydrogen | 0 | 0 | 0 | 0 | 0 | 0 | 0 | 0 | 0 | 0 | 0 | 0 | 0 | 0 | 0 | 0 | 0 | 0 | 0 | 0 | 0 | 0 | 0 | 0 | 0
17- Colstrip Exit 2045 | Other- (Clean Capacity) | 0 | 0 | 0 | 0 | 0 | 0 | 0 | 0 | 0 | 0 | 0 | 0 | 0 | 0 | 0 | 0 | 0 | 0 | 0 | 0 | 0 | 0 | 0 | 0 | 0
17- Colstrip Exit 2045 | Thermal Upgrade | 0 | 0 | 0 | 0 | 0 | 0 | 0 | 0 | 0 | 0 | 0 | 0 | 0 | 0 | 0 | 0 | 0 | 0 | 0 | 0 | 0 | 0 | 0 | 0 | 0
17- Colstrip Exit 2045 | Hydro | 0 | 0 | 0 | 0 | 0 | 0 | 0 | 0 | 0 | 0 | 0 | 0 | 0 | 0 | 0 | 0 | 0 | 0 | 0 | 0 | 0 | 0 | 0 | 0 | 0
17- Colstrip Exit 2045 | DR Capability | 0 | 0 | 0 | 0 | 0 | 0 | 0.222 | 0.7585 | 1.554 | 2.257 | 2.4605 | 2.4235 | 3.1848 | 4.8745 | 8.2167 | 9.238 | 9.7208 | 9.6281 | 9.4797 | 9.3313 | 9.1829 | 8.9788 | 8.8861 | 8.7377 | 8.7377
17- Colstrip Exit 2045 | EE- Winter Capacity | 1.1272 | 1.3444 | 1.4599 | 1.6187 | 1.8309 | 1.969 | 2.0032 | 1.8948 | 1.697 | 1.4004 | 1.0279 | 0.75342 | 0.54353 | 0.4069 | 0.31251 | 0.24339 | 0.20171 | 0.1955 | 0.19496 | 0.095881 | 0.08093 | 0.085399 | 0.1047 | 0.071786 | 20.6641
17- Colstrip Exit 2045 | EE- Summer Capacity | 0.52079 | 0.56391 | 0.53685 | 0.63612 | 0.55278 | 0.55607 | 0.57872 | 0.60595 | 0.81425 | 0.706 | 0.68573 | 0.69033 | 0.67125 | 0.61563 | 0.52017 | 0.40954 | 0.32953 | 0.28457 | 0.30853 | 0.11322 | 0.063609 | 0.06367 | 0.066521 | 0.064129 | 10.9579
17- Colstrip Exit 2045
17- Colstrip Exit 2045 | Energy Efficiency Energy (GWh excludes losses)
17- Colstrip Exit 2045 | WA | 31.709 | 69.2085 | 111 | 160.0289 | 215.2386 | 274.7892 | 336.83 | 397.3918 | 455.3445 | 508.4805 | 555.2636 | 596.2931 | 632.4165 | 663.9918 | 691.4167 | 713.3615 | 734.5723 | 751.3001 | 765.4514 | 773.3644 | 779.3425 | 780.98 | 780.5478 | 778.0553 | 88.8191
17- Colstrip Exit 2045 | ID | 11.3 | 23.7618 | 35.8365 | 48.8902 | 62.5843 | 76.7393 | 91.0218 | 104.6015 | 117.8872 | 130.1126 | 140.0826 | 149.7816 | 158.6109 | 166.659 | 173.8358 | 179.0077 | 183.706 | 188.5465 | 193.3418 | 196.9017 | 200.2734 | 203.9146 | 207.7632 | 210.9288 | 24.0786
17- Colstrip Exit 2045 | Total | 43.0089 | 92.9703 | 146.8365 | 208.9191 | 277.823 | 351.5285 | 427.8518 | 501.9933 | 573.2317 | 638.593 | 695.3462 | 746.0748 | 791.0274 | 830.6508 | 865.2525 | 892.3692 | 918.2783 | 939.8466 | 958.7932 | 970.2661 | 979.6159 | 984.8946 | 988.311 | 988.9841 | 112.8977
17- Colstrip Exit 2045
17- Colstrip Exit 2045 | aMW w/ losses
17- Colstrip Exit 2045 | WA | 3.8271 | 8.3532 | 13.3266 | 19.3162 | 25.9813 | 33.1703 | 40.543 | 47.9701 | 54.9646 | 61.378 | 66.8412 | 71.9796 | 76.3349 | 80.146 | 83.2362 | 86.1107 | 88.6713 | 90.6962 | 92.1341 | 93.3488 | 94.0788 | 94.2787 | 93.9633 | 93.9131 | 93.9131
17- Colstrip Exit 2045 | ID | 1.3638 | 2.868 | 4.3025 | 5.9013 | 7.5545 | 9.2633 | 10.956 | 12.6267 | 14.2302 | 15.7057 | 16.8628 | 18.0804 | 19.1449 | 20.1163 | 20.9272 | 21.6082 | 22.1754 | 22.7612 | 23.2717 | 23.767 | 24.1761 | 24.6162 | 25.0108 | 25.4596 | 25.4596
17- Colstrip Exit 2045 | Total | 5.1909 | 11.2212 | 17.6291 | 25.2175 | 33.5358 | 42.4336 | 51.4989 | 60.5967 | 69.1948 | 77.0837 | 83.704 | 90.06 | 95.4799 | 100.2623 | 104.1635 | 107.719 | 110.8467 | 113.4574 | 115.4058 | 117.1157 | 118.2549 | 118.8949 | 118.9741 | 119.3727 | 119.3727
18- Clean Energy Delivered Each Hour | Shared System Resource
18- Clean Energy Delivered Each Hour | NG CT | 0 | 0 | 0 | 0 | 0 | 126.1257 | 0 | 0 | 0 | 0 | 0 | 0 | 0 | 0 | 0 | 0 | 0 | 0 | 0 | 0 | 0 | 0 | 0 | 0 | 126.1257
18- Clean Energy Delivered Each Hour | Solar | 0 | 0 | 0 | 0 | 0 | 0 | 0 | 0 | 0 | 0 | 0 | 0 | 0 | 0 | 0 | 0 | 100 | 0 | 0 | 0 | 0 | 0 | 0 | 0 | 100
18- Clean Energy Delivered Each Hour | Storage Added to Solar | 0 | 0 | 0 | 0 | 0 | 0 | 0 | 0 | 0 | 0 | 0 | 0 | 0 | 0 | 0 | 0 | 50 | 0 | 0 | 0 | 0 | 0 | 0 | 0 | 50
18- Clean Energy Delivered Each Hour | Wind | 0 | 0 | 0 | 0 | 0 | 0 | 0 | 0 | 0 | 0 | 0 | 0 | 0 | 0 | 0 | 0 | 0 | 0 | 0 | 0 | 0 | 0 | 0 | 0 | 0
18- Clean Energy Delivered Each Hour | Storage | 0 | 0 | 0 | 0 | 0 | 0 | 0 | 0 | 0 | 0 | 0 | 0 | 0 | 0 | 0 | 0 | 0 | 0 | 0 | 0 | 0 | 0 | 0 | 0 | 0
18- Clean Energy Delivered Each Hour | Hydrogen | 0 | 0 | 0 | 0 | 0 | 0 | 0 | 0 | 0 | 0 | 0 | 0 | 0 | 0 | 0 | 0 | 0 | 0 | 0 | 0 | 0 | 0 | 0 | 0 | 0
18- Clean Energy Delivered Each Hour | Other- (Clean Capacity) | 0 | 0 | 0 | 0 | 0 | 0 | 0 | 0 | 0 | 0 | 0 | 0 | 0 | 0 | 0 | 0 | 0 | 0 | 0 | 0 | 0 | 0 | 0 | 0 | 0
18- Clean Energy Delivered Each Hour | Thermal Upgrade | 0 | 0 | 0 | 0 | 12 | 0 | 0 | 0 | 0 | 0 | 0 | 0 | 0 | 5 | 0 | 0 | 0 | 0 | 0 | 0 | 0 | 0 | 0 | 0 | 17
18- Clean Energy Delivered Each Hour | Hydro | 0 | 0 | 0 | 0 | 0 | 0 | 0 | 0 | 0 | 0 | 0 | 0 | 0 | 0 | 0 | 0 | 0 | 0 | 0 | 0 | 0 | 0 | 0 | 0 | 0
18- Clean Energy Delivered Each Hour
18- Clean Energy Delivered Each Hour | Washington
18- Clean Energy Delivered Each Hour | NG CT | 0 | 0 | 0 | 0 | 0 | 0 | 0 | 0 | 0 | 0 | 0 | 0 | 0 | 0 | 0 | 0 | 0 | 0 | 0 | 0 | 0 | 0 | 0 | 0 | 0
18- Clean Energy Delivered Each Hour | Solar | 0 | 0 | 0 | 0 | 0 | 0 | 0 | 0 | 0 | 0 | 0 | 0 | 0 | 0 | 0 | 0 | 150 | 0 | 0 | 0 | 216.9821 | 121.5549 | 150 | 149.4216 | 787.9585
18- Clean Energy Delivered Each Hour | Storage Added to Solar | 0 | 0 | 0 | 0 | 0 | 0 | 0 | 0 | 0 | 0 | 0 | 0 | 0 | 0 | 0 | 0 | 75 | 0 | 0 | 0 | 83.491 | 60.7774 | 75 | 74.7108 | 368.9793
18- Clean Energy Delivered Each Hour | Wind | 0 | 100 | 100 | 0 | 0 | 0 | 100 | 0 | 0 | 0 | 0 | 0 | 0 | 0 | 0 | 0 | 100 | 0 | 0 | 100 | 200 | 0 | 0 | 0 | 700
18- Clean Energy Delivered Each Hour | Storage | 0 | 0 | 0 | 0 | 0 | 0 | 0 | 0 | 0 | 0 | 0 | 0 | 0 | 0 | 500 | 0 | 0 | 0 | 0 | 0 | 0 | 0 | 12.3369 | 0 | 512.3369
18- Clean Energy Delivered Each Hour | Hydrogen | 0 | 0 | 0 | 0 | 0 | 0 | 0 | 0 | 0 | 0 | 0 | 0 | 0 | 0 | 0 | 0 | 0 | 0 | 0 | 0 | 0 | 0 | 0 | 0 | 0
18- Clean Energy Delivered Each Hour | Other- (Clean Capacity) | 0 | 0 | 0 | 0 | 0 | 0 | 0 | 0 | 0 | 0 | 0 | 0 | 0 | 0 | 0 | 0 | 0 | 0 | 0 | 0 | 0 | 0 | 0 | 100 | 100
18- Clean Energy Delivered Each Hour | Thermal Upgrade | 0 | 0 | 0 | 0 | 0 | 0 | 0 | 0 | 0 | 0 | 0 | 0 | 0 | 0 | 0 | 0 | 0 | 0 | 0 | 0 | 0 | 0 | 0 | 0 | 0
18- Clean Energy Delivered Each Hour | Hydro | 0 | 0 | 0 | 0 | 0 | 0 | 0 | 0 | 0 | 75 | 0 | 0 | 0 | 0 | 0 | 0 | 0 | 0 | 0 | 0 | 0 | 0 | 0 | 0 | 75
18- Clean Energy Delivered Each Hour | DR Capability | 0 | 0 | 1.2566 | 4.0976 | 9.349 | 36.5777 | 37.4647 | 37.3474 | 37.1851 | 37.5563 | 41.4661 | 47.0882 | 53.6911 | 56.2785 | 56.1618 | 56.0451 | 55.9284 | 55.8117 | 55.695 | 55.7996 | 56.002 | 56.2569 | 56.2904 | 56.3008 | 56.3008
18- Clean Energy Delivered Each Hour | EE- Winter Capacity | 3.4002 | 4.1859 | 4.8623 | 5.7185 | 6.6633 | 7.3521 | 7.7112 | 7.5632 | 7.078 | 6.2477 | 5.2098 | 4.2677 | 3.4767 | 2.8186 | 2.2667 | 1.8039 | 1.6158 | 1.3626 | 1.1875 | 0.68674 | 0.51075 | 0.068886 | -0.20661 | -0.34556 | 85.5058
18- Clean Energy Delivered Each Hour | EE- Summer Capacity | 4.2407 | 4.9792 | 5.5874 | 6.5883 | 7.0786 | 7.6194 | 7.8833 | 7.6954 | 7.6856 | 6.3967 | 5.3614 | 4.4498 | 3.694 | 3.0894 | 2.6019 | 2.0065 | 1.8368 | 1.5951 | 1.4764 | 0.43853 | 0.17432 | -0.14722 | -0.29778 | -0.31765 | 91.7163
18- Clean Energy Delivered Each Hour
18- Clean Energy Delivered Each Hour | Idaho
18- Clean Energy Delivered Each Hour | NG CT | 0 | 0 | 0 | 0 | 0 | 85.1097 | 0 | 0 | 0 | 0 | 0 | 0 | 0 | 0 | 72.8 | 0 | 0 | 0 | 0 | 0 | 0 | 0 | 0 | 0 | 157.9097
18- Clean Energy Delivered Each Hour | Solar | 0 | 0 | 0 | 0 | 0 | 0 | 0 | 0 | 0 | 0 | 0 | 0 | 0 | 0 | 0 | 0 | 0 | 0 | 0 | 0 | 0 | 0 | 0 | 0 | 0
18- Clean Energy Delivered Each Hour | Storage Added to Solar | 0 | 0 | 0 | 0 | 0 | 0 | 0 | 0 | 0 | 0 | 0 | 0 | 0 | 0 | 0 | 0 | 0 | 0 | 0 | 0 | 0 | 0 | 0 | 0 | 0
18- Clean Energy Delivered Each Hour | Wind | 0 | 0 | 0 | 0 | 0 | 0 | 0 | 0 | 0 | 0 | 0 | 0 | 0 | 0 | 0 | 0 | 0 | 0 | 0 | 0 | 0 | 0 | 0 | 0 | 0
18- Clean Energy Delivered Each Hour | Storage | 0 | 0 | 0 | 0 | 0 | 0 | 0 | 0 | 0 | 0 | 0 | 0 | 0 | 0 | 0 | 0 | 0 | 0 | 0 | 0 | 0 | 0 | 0 | 10.402 | 10.402
18- Clean Energy Delivered Each Hour | Hydrogen | 0 | 0 | 0 | 0 | 0 | 0 | 0 | 0 | 0 | 0 | 0 | 0 | 0 | 0 | 0 | 0 | 0 | 0 | 0 | 0 | 0 | 0 | 0 | 0 | 0
18- Clean Energy Delivered Each Hour | Other- (Clean Capacity) | 0 | 0 | 0 | 0 | 0 | 0 | 0 | 0 | 0 | 0 | 0 | 0 | 0 | 0 | 0 | 0 | 0 | 0 | 0 | 0 | 0 | 0 | 0 | 0 | 0
18- Clean Energy Delivered Each Hour | Thermal Upgrade | 0 | 0 | 0 | 0 | 0 | 0 | 0 | 0 | 0 | 0 | 0 | 0 | 0 | 0 | 0 | 0 | 0 | 0 | 0 | 0 | 0 | 0 | 0 | 0 | 0
18- Clean Energy Delivered Each Hour | Hydro | 0 | 0 | 0 | 0 | 0 | 0 | 0 | 0 | 0 | 0 | 0 | 0 | 0 | 0 | 0 | 0 | 0 | 0 | 0 | 0 | 0 | 0 | 0 | 0 | 0
18- Clean Energy Delivered Each Hour | DR Capability | 0 | 0 | 2.5936 | 6.7518 | 13.9012 | 16.7995 | 17.5043 | 17.4116 | 17.2817 | 17.1333 | 16.9664 | 16.7623 | 16.6881 | 16.5397 | 16.3913 | 16.2429 | 16.0945 | 15.9461 | 15.7977 | 15.5936 | 15.4267 | 15.2226 | 15.0742 | 15.0557 | 15.0557
18- Clean Energy Delivered Each Hour | EE- Winter Capacity | 1.3113 | 1.5543 | 1.6991 | 1.883 | 2.1374 | 2.297 | 2.3451 | 2.2294 | 2.0057 | 1.6665 | 1.2479 | 0.93307 | 0.68391 | 0.52028 | 0.40511 | 0.31833 | 0.26103 | 0.2466 | 0.24149 | 0.10738 | 0.10441 | 0.10842 | 0.11228 | 0.07984 | 24.4988
18- Clean Energy Delivered Each Hour | EE- Summer Capacity | 0.65103 | 0.71034 | 0.70046 | 0.81069 | 0.75092 | 0.76295 | 0.78846 | 0.80399 | 0.99036 | 0.84915 | 0.79049 | 0.76375 | 0.71635 | 0.64554 | 0.54075 | 0.42361 | 0.33852 | 0.29365 | 0.32266 | 0.12416 | 0.084884 | 0.084651 | 0.077684 | 0.075443 | 13.1005
18- Clean Energy Delivered Each Hour
18- Clean Energy Delivered Each Hour | Energy Efficiency Energy (GWh excludes losses)
18- Clean Energy Delivered Each Hour | WA | 31.6959 | 69.1735 | 110.9316 | 159.9132 | 215.0606 | 274.534 | 336.4846 | 396.9468 | 454.7955 | 507.8294 | 554.5184 | 595.4681 | 631.5304 | 663.0652 | 690.4684 | 712.4066 | 733.6207 | 750.3566 | 764.5179 | 772.4361 | 778.4192 | 780.0617 | 779.6344 | 777.1467 | 88.7154
18- Clean Energy Delivered Each Hour | ID | 12.1763 | 25.6248 | 38.8189 | 53.0575 | 68.1549 | 83.8112 | 99.6674 | 114.7741 | 129.4595 | 142.8677 | 153.7811 | 164.2056 | 173.552 | 181.9817 | 189.4413 | 194.8269 | 199.6447 | 204.6232 | 209.5558 | 213.1692 | 216.7099 | 220.5292 | 224.5019 | 227.8048 | 26.0051
18- Clean Energy Delivered Each Hour | Total | 43.8722 | 94.7983 | 149.7506 | 212.9707 | 283.2155 | 358.3452 | 436.152 | 511.7209 | 584.255 | 650.6971 | 708.2995 | 759.6737 | 805.0823 | 845.0468 | 879.9097 | 907.2335 | 933.2654 | 954.9798 | 974.0737 | 985.6053 | 995.1292 | 1000.591 | 1004.1363 | 1004.9514 | 114.7205
18- Clean Energy Delivered Each Hour
18- Clean Energy Delivered Each Hour | aMW w/ losses
18- Clean Energy Delivered Each Hour | WA | 3.8255 | 8.349 | 13.3184 | 19.3023 | 25.9598 | 33.1395 | 40.5014 | 47.9163 | 54.8984 | 61.2994 | 66.7515 | 71.88 | 76.228 | 80.0341 | 83.1221 | 85.9955 | 88.5564 | 90.5823 | 92.0217 | 93.2367 | 93.9673 | 94.1678 | 93.8533 | 93.8034 | 93.8034
18- Clean Energy Delivered Each Hour | ID | 1.4696 | 3.0928 | 4.6606 | 6.4043 | 8.2269 | 10.117 | 11.9966 | 13.8546 | 15.6271 | 17.2454 | 18.5118 | 19.8216 | 20.9483 | 21.9658 | 22.8059 | 23.5178 | 24.0994 | 24.7019 | 25.2233 | 25.7305 | 26.1603 | 26.6219 | 27.0258 | 27.4966 | 27.4966
18- Clean Energy Delivered Each Hour | Total | 5.2951 | 11.4418 | 17.979 | 25.7066 | 34.1868 | 43.2565 | 52.498 | 61.771 | 70.5254 | 78.5447 | 85.2633 | 91.7016 | 97.1763 | 101.9999 | 105.928 | 109.5133 | 112.6559 | 115.2842 | 117.245 | 118.9672 | 120.1276 | 120.7897 | 120.8792 | 121.2999 | 121.2999
19- SCC on Net P/S | Shared System Resource
19- SCC on Net P/S | NG CT | 0 | 0 | 0 | 0 | 0 | 94.8543 | 0 | 0 | 0 | 0 | 0 | 0 | 0 | 0.0013442 | 92.0586 | 0 | 0 | 0 | 63.2918 | 0 | 0 | 0 | 0 | 0 | 250.2061
19- SCC on Net P/S | Solar | 0 | 0 | 0 | 0 | 0 | 0 | 0 | 0 | 0 | 0 | 0 | 0 | 0 | 0 | 0 | 0 | 0 | 0 | 0 | 0 | 0 | 0 | 0 | 0 | 0
19- SCC on Net P/S | Storage Added to Solar | 0 | 0 | 0 | 0 | 0 | 0 | 0 | 0 | 0 | 0 | 0 | 0 | 0 | 0 | 0 | 0 | 0 | 0 | 0 | 0 | 0 | 0 | 0 | 0 | 0
19- SCC on Net P/S | Wind | 0 | 0 | 0 | 0 | 0 | 0 | 0 | 0 | 0 | 0 | 0 | 0 | 0 | 0 | 0 | 0 | 0 | 0 | 0 | 0 | 0 | 0 | 0 | 0 | 0
19- SCC on Net P/S | Storage | 0 | 0 | 0 | 0 | 0 | 0 | 0 | 0 | 0 | 0 | 0 | 0 | 0 | 0 | 0 | 0 | 0 | 0 | 0 | 0 | 0 | 0 | 0 | 0 | 0
19- SCC on Net P/S | Hydrogen | 0 | 0 | 0 | 0 | 0 | 0 | 0 | 0 | 0 | 0 | 0 | 0 | 0 | 0 | 0 | 0 | 0 | 0 | 0 | 0 | 0 | 0 | 0 | 0 | 0
19- SCC on Net P/S | Other- (Clean Capacity) | 0 | 0 | 0 | 0 | 0 | 0 | 0 | 0 | 0 | 0 | 0 | 0 | 0 | 0 | 0 | 0 | 0 | 0 | 0 | 0 | 0 | 0 | 0 | 0 | 0
19- SCC on Net P/S | Thermal Upgrade | 0 | 0 | 0 | 0 | 17 | 0 | 0 | 0 | 0 | 0 | 0 | 0 | 0 | 0 | 0 | 0 | 0 | 0 | 0 | 0 | 0 | 0 | 0 | 0 | 17
19- SCC on Net P/S | Hydro | 0 | 0 | 0 | 0 | 0 | 0 | 0 | 0 | 0 | 0 | 0 | 0 | 0 | 0 | 0 | 0 | 0 | 0 | 0 | 0 | 0 | 0 | 0 | 0 | 0
19- SCC on Net P/S
19- SCC on Net P/S | Washington
19- SCC on Net P/S | NG CT | 0 | 0 | 0 | 0 | 0 | 0 | 0 | 0 | 0 | 0 | 0 | 0 | 0 | 0 | 0 | 0 | 0 | 0 | 0 | 0 | 0 | 0 | 0 | 0 | 0
19- SCC on Net P/S | Solar | 0 | 0 | 0 | 0 | 0 | 0 | 0 | 0 | 0 | 0 | 0 | 0 | 0 | 0 | 0 | 0 | 0 | 0 | 0 | 0 | 0 | 120.2174 | 0 | 0 | 120.2174
19- SCC on Net P/S | Storage Added to Solar | 0 | 0 | 0 | 0 | 0 | 0 | 0 | 0 | 0 | 0 | 0 | 0 | 0 | 0 | 0 | 0 | 0 | 0 | 0 | 0 | 0 | 60.1087 | 0 | 0 | 60.1087
19- SCC on Net P/S | Wind | 0 | 100 | 100 | 0 | 0 | 100 | 0 | 0 | 0 | 100 | 0 | 0 | 0 | 0 | 0 | 0 | 0 | 0 | 0 | 116.1077 | 0 | 0 | 0 | 100 | 616.1077
19- SCC on Net P/S | Storage | 0 | 0 | 0 | 0 | 0 | 0 | 0 | 0 | 0 | 0 | 0 | 0 | 0 | 0 | 0 | 0 | 0 | 0 | 0 | 0 | 0 | 0 | 11.8353 | 10 | 21.8353
19- SCC on Net P/S | Hydrogen | 0 | 0 | 0 | 0 | 0 | 0 | 0 | 0 | 0 | 0 | 0 | 0 | 0 | 0 | 0 | 0 | 0 | 0 | 0 | 0 | 0 | 0 | 0 | 0 | 0
19- SCC on Net P/S | Other- (Clean Capacity) | 0 | 0 | 0 | 0 | 0 | 0 | 0 | 0 | 0 | 0 | 0 | 0 | 0 | 0 | 0 | 0 | 0 | 0 | 0 | 0 | 0 | 0 | 0 | 0 | 0
19- SCC on Net P/S | Thermal Upgrade | 0 | 0 | 0 | 0 | 0 | 0 | 0 | 0 | 0 | 0 | 0 | 0 | 0 | 0 | 0 | 0 | 0 | 0 | 0 | 0 | 0 | 0 | 0 | 0 | 0
19- SCC on Net P/S | Hydro | 0 | 0 | 0 | 0 | 0 | 0 | 0 | 0 | 0 | 75 | 0 | 0 | 0 | 0 | 0 | 0 | 0 | 0 | 0 | 0 | 0 | 0 | 0 | 0 | 75
19- SCC on Net P/S | DR Capability | 0 | 0 | 0 | 0 | 1.2566 | 29.0976 | 37.3541 | 43.1603 | 49.6282 | 51.6574 | 51.4951 | 51.3087 | 51.0982 | 50.8427 | 50.7495 | 50.5631 | 50.3767 | 50.1903 | 50.0039 | 49.8175 | 49.6311 | 49.3756 | 49.1657 | 48.9102 | 48.9102
19- SCC on Net P/S | EE- Winter Capacity | 3.3998 | 4.1852 | 4.8608 | 5.7161 | 6.6595 | 7.3465 | 7.7032 | 7.5525 | 7.0644 | 6.2313 | 5.191 | 4.2475 | 3.4563 | 2.7994 | 2.2497 | 1.7899 | 1.6054 | 1.3553 | 1.1823 | 0.68621 | 0.51022 | 0.068395 | -0.20655 | -0.34548 | 85.309
19- SCC on Net P/S | EE- Summer Capacity | 4.2415 | 4.9799 | 5.5876 | 6.5877 | 7.0767 | 7.6156 | 7.8769 | 7.6858 | 7.6723 | 6.3798 | 5.3412 | 4.4276 | 3.6712 | 3.0677 | 2.5826 | 1.9907 | 1.825 | 1.587 | 1.4707 | 0.43814 | 0.17392 | -0.14761 | -0.29774 | -0.31761 | 91.5165
19- SCC on Net P/S
19- SCC on Net P/S | Idaho
19- SCC on Net P/S | NG CT | 0 | 0 | 0 | 0.00034788 | 0.00020042 | 91.7978 | 0 | 0 | 0 | 9.2077e-05 | 0 | 0 | 0 | 0 | 0 | 0 | 0 | 0 | 0.00033745 | 0 | 0 | 0 | 0.00038239 | 0 | 91.7992
19- SCC on Net P/S | Solar | 0 | 0 | 0 | 0 | 0 | 0 | 0 | 0 | 0 | 0 | 0 | 0 | 0 | 0 | 0 | 0 | 0 | 0 | 0 | 0 | 0 | 0 | 0 | 0 | 0
19- SCC on Net P/S | Storage Added to Solar | 0 | 0 | 0 | 0 | 0 | 0 | 0 | 0 | 0 | 0 | 0 | 0 | 0 | 0 | 0 | 0 | 0 | 0 | 0 | 0 | 0 | 0 | 0 | 0 | 0
19- SCC on Net P/S | Wind | 0 | 0 | 0 | 0 | 0 | 0 | 0 | 0 | 0 | 0 | 0 | 0 | 0 | 0 | 0 | 0 | 0 | 0 | 0 | 0 | 0 | 0 | 0 | 0 | 0
19- SCC on Net P/S | Storage | 0 | 0 | 0 | 0 | 0 | 0 | 0 | 0 | 0 | 0 | 0 | 0 | 0 | 0 | 0 | 0 | 0 | 0 | 0 | 0 | 0 | 12.2642 | 10.692 | 11.4133 | 34.3695
19- SCC on Net P/S | Hydrogen | 0 | 0 | 0 | 0 | 0 | 0 | 0 | 0 | 0 | 0 | 0 | 0 | 0 | 0 | 0 | 0 | 0 | 0 | 0 | 0 | 0 | 0 | 0 | 0 | 0
19- SCC on Net P/S | Other- (Clean Capacity) | 0 | 0 | 0 | 0 | 0 | 0 | 0 | 0 | 0 | 0 | 0 | 0 | 0 | 0 | 0 | 0 | 0 | 0 | 0 | 0 | 0 | 0 | 0 | 0 | 0
19- SCC on Net P/S | Thermal Upgrade | 0 | 0 | 0 | 0 | 0 | 0 | 0 | 0 | 0 | 0 | 0 | 0 | 0 | 0 | 0 | 0 | 0 | 0 | 0 | 0 | 0 | 0 | 0 | 0 | 0
19- SCC on Net P/S | Hydro | 0 | 0 | 0 | 0 | 0 | 0 | 0 | 0 | 0 | 0 | 0 | 0 | 0 | 0 | 0 | 0 | 0 | 0 | 0 | 0 | 0 | 0 | 0 | 0 | 0
19- SCC on Net P/S | DR Capability | 0.7798 | 2.5065 | 6.1262 | 7.721 | 9.0178 | 9.6651 | 9.7572 | 9.6088 | 9.4789 | 9.2748 | 9.1636 | 10.607 | 12.3721 | 15.1799 | 16.1685 | 16.0201 | 15.8717 | 15.6676 | 15.5192 | 15.3151 | 15.1482 | 15.1112 | 15.0185 | 15 | 15
19- SCC on Net P/S | EE- Winter Capacity | 1.4512 | 1.7318 | 1.9158 | 2.1432 | 2.4505 | 2.6539 | 2.7344 | 2.6366 | 2.4161 | 2.0675 | 1.6264 | 1.2808 | 0.99118 | 0.7789 | 0.61243 | 0.47237 | 0.36343 | 0.30875 | 0.27919 | 0.097616 | 0.1008 | 0.1046 | 0.10016 | 0.068049 | 29.3855
19- SCC on Net P/S | EE- Summer Capacity | 0.65689 | 0.71866 | 0.71161 | 0.82496 | 0.76862 | 0.78283 | 0.81024 | 0.82631 | 1.0118 | 0.86868 | 0.80714 | 0.77739 | 0.72706 | 0.65365 | 0.54714 | 0.42912 | 0.34342 | 0.29816 | 0.32697 | 0.1247 | 0.09023 | 0.089855 | 0.077279 | 0.075059 | 13.3478
19- SCC on Net P/S
19- SCC on Net P/S | Energy Efficiency Energy (GWh excludes losses)
19- SCC on Net P/S | WA | 31.6985 | 69.1763 | 110.9297 | 159.8986 | 215.0214 | 274.4534 | 336.3405 | 396.7123 | 454.441 | 507.3255 | 553.84 | 594.5991 | 630.4672 | 661.8183 | 689.0584 | 710.8627 | 731.9771 | 748.6439 | 762.7562 | 770.6703 | 776.6495 | 778.2879 | 777.861 | 775.3736 | 88.513
19- SCC on Net P/S | ID | 12.5977 | 26.5825 | 40.4319 | 55.4571 | 71.4987 | 88.2263 | 105.2474 | 121.5677 | 137.4709 | 152.0623 | 164.0855 | 175.5238 | 185.7613 | 194.9379 | 202.9949 | 208.8244 | 213.9326 | 219.0983 | 224.1511 | 227.7417 | 231.2991 | 235.1379 | 239.0894 | 242.3742 | 27.6683
19- SCC on Net P/S | Total | 44.2962 | 95.7589 | 151.3617 | 215.3557 | 286.5202 | 362.6797 | 441.588 | 518.28 | 591.912 | 659.3878 | 717.9255 | 770.1229 | 816.2284 | 856.7562 | 892.0533 | 919.6871 | 945.9097 | 967.7422 | 986.9072 | 998.412 | 1007.9486 | 1013.4258 | 1016.9504 | 1017.7478 | 116.1813
19- SCC on Net P/S
19- SCC on Net P/S | aMW w/ losses
19- SCC on Net P/S | WA | 3.8258 | 8.3493 | 13.3182 | 19.3005 | 25.9551 | 33.1297 | 40.4841 | 47.888 | 54.8556 | 61.2386 | 66.6698 | 71.7751 | 76.0997 | 79.8836 | 82.9523 | 85.8091 | 88.358 | 90.3756 | 91.8097 | 93.0236 | 93.7537 | 93.9537 | 93.6399 | 93.5894 | 93.5894
19- SCC on Net P/S | ID | 1.5205 | 3.2084 | 4.8542 | 6.6939 | 8.6306 | 10.6499 | 12.6682 | 14.6747 | 16.5941 | 18.3552 | 19.7522 | 21.1878 | 22.4221 | 23.5296 | 24.4376 | 25.2075 | 25.8241 | 26.4493 | 26.9801 | 27.4895 | 27.9214 | 28.3855 | 28.7819 | 29.2551 | 29.2551
19- SCC on Net P/S | Total | 5.3463 | 11.5578 | 18.1724 | 25.9944 | 34.5857 | 43.7797 | 53.1523 | 62.5627 | 71.4497 | 79.5938 | 86.422 | 92.9629 | 98.5217 | 103.4133 | 107.3899 | 111.0166 | 114.1822 | 116.8249 | 118.7898 | 120.5131 | 121.6751 | 122.3391 | 122.4217 | 122.8445 | 122.8445
20- Use Avg Mrkt for EE SCC | Shared System Resource
20- Use Avg Mrkt for EE SCC | NG CT | 0 | 0 | 0 | 0 | 0 | 0 | 0 | 0 | 0 | 0 | 0 | 0 | 0 | 0 | 86.0546 | 0 | 0 | 0 | 0 | 0 | 0 | 0 | 0 | 0 | 86.0546
20- Use Avg Mrkt for EE SCC | Solar | 0 | 0 | 0 | 0 | 0 | 0 | 0 | 0 | 0 | 0 | 0 | 0 | 0 | 0 | 0 | 0 | 100.7789 | 0 | 0 | 0 | 0 | 0 | 0 | 0 | 100.7789
20- Use Avg Mrkt for EE SCC | Storage Added to Solar | 0 | 0 | 0 | 0 | 0 | 0 | 0 | 0 | 0 | 0 | 0 | 0 | 0 | 0 | 0 | 0 | 50.3894 | 0 | 0 | 0 | 0 | 0 | 0 | 0 | 50.3894
20- Use Avg Mrkt for EE SCC | Wind | 0 | 0 | 0 | 0 | 0 | 0 | 0 | 0 | 0 | 0 | 0 | 0 | 0 | 0 | 0 | 0 | 0 | 0 | 0 | 0 | 0 | 0 | 0 | 0 | 0
20- Use Avg Mrkt for EE SCC | Storage | 0 | 0 | 0 | 0 | 0 | 0 | 0 | 0 | 0 | 0 | 0 | 0 | 0 | 0 | 0 | 0 | 0 | 0 | 0 | 0 | 0 | 0 | 0 | 0 | 0
20- Use Avg Mrkt for EE SCC | Hydrogen | 0 | 0 | 0 | 0 | 0 | 0 | 0 | 0 | 0 | 0 | 0 | 0 | 0 | 0 | 0 | 0 | 0 | 0 | 0 | 0 | 0 | 0 | 0 | 0 | 0
20- Use Avg Mrkt for EE SCC | Other- (Clean Capacity) | 0 | 0 | 0 | 0 | 0 | 0 | 0 | 0 | 0 | 0 | 0 | 0 | 0 | 0 | 0 | 0 | 0 | 0 | 0 | 0 | 0 | 0 | 0 | 0 | 0
20- Use Avg Mrkt for EE SCC | Thermal Upgrade | 0 | 0 | 0 | 0 | 12 | 0 | 0 | 0 | 0 | 0 | 0 | 0 | 0 | 5 | 0 | 0 | 0 | 0 | 0 | 0 | 0 | 0 | 0 | 0 | 17
20- Use Avg Mrkt for EE SCC | Hydro | 0 | 0 | 0 | 0 | 0 | 0 | 0 | 0 | 0 | 0 | 0 | 0 | 0 | 0 | 0 | 0 | 0 | 0 | 0 | 0 | 0 | 0 | 0 | 0 | 0
20- Use Avg Mrkt for EE SCC
20- Use Avg Mrkt for EE SCC | Washington
20- Use Avg Mrkt for EE SCC | NG CT | 0 | 0 | 0 | 0 | 0 | 84.085 | 0 | 0 | 0 | 0 | 0 | 0 | 0 | 0 | 0 | 0 | 0 | 0 | 0 | 0 | 0 | 0 | 0 | 0 | 84.085
20- Use Avg Mrkt for EE SCC | Solar | 0 | 0 | 0 | 0 | 0 | 0 | 0 | 0 | 0 | 0 | 0 | 0 | 0 | 0 | 0 | 0 | 0 | 0 | 0 | 0 | 117.8686 | 121.5566 | 0 | 149.4736 | 388.8988
20- Use Avg Mrkt for EE SCC | Storage Added to Solar | 0 | 0 | 0 | 0 | 0 | 0 | 0 | 0 | 0 | 0 | 0 | 0 | 0 | 0 | 0 | 0 | 0 | 0 | 0 | 0 | 58.9343 | 60.7783 | 0 | 74.7368 | 194.4494
20- Use Avg Mrkt for EE SCC | Wind | 0 | 100 | 100 | 0 | 0 | 0 | 100 | 0 | 0 | 0 | 0 | 0 | 0 | 0 | 0 | 0 | 0 | 0 | 0 | 100 | 0 | 0 | 0 | 0 | 400
20- Use Avg Mrkt for EE SCC | Storage | 0 | 0 | 0 | 0 | 0 | 0 | 0 | 0 | 0 | 0 | 0 | 0 | 0 | 0 | 0 | 0 | 0 | 0 | 0 | 0 | 0 | 0 | 12.2406 | 0 | 12.2406
20- Use Avg Mrkt for EE SCC | Hydrogen | 0 | 0 | 0 | 0 | 0 | 0 | 0 | 0 | 0 | 0 | 0 | 0 | 0 | 0 | 0 | 0 | 0 | 0 | 0 | 0 | 0 | 0 | 0 | 0 | 0
20- Use Avg Mrkt for EE SCC | Other- (Clean Capacity) | 0 | 0 | 0 | 0 | 0 | 0 | 0 | 0 | 0 | 0 | 0 | 0 | 0 | 0 | 0 | 0 | 0 | 0 | 0 | 0 | 0 | 0 | 0 | 0 | 0
20- Use Avg Mrkt for EE SCC | Thermal Upgrade | 0 | 0 | 0 | 0 | 0 | 0 | 0 | 0 | 0 | 0 | 0 | 0 | 0 | 0 | 0 | 0 | 0 | 0 | 0 | 0 | 0 | 0 | 0 | 0 | 0
20- Use Avg Mrkt for EE SCC | Hydro | 0 | 0 | 0 | 0 | 0 | 0 | 0 | 0 | 0 | 75 | 0 | 0 | 0 | 0 | 0 | 0 | 0 | 0 | 0 | 0 | 0 | 0 | 0 | 0 | 75
20- Use Avg Mrkt for EE SCC | DR Capability | 0 | 0 | 0 | 1.2566 | 4.0976 | 34.349 | 36.5777 | 37.4647 | 37.3474 | 37.1851 | 40.5614 | 45.0436 | 52.6691 | 55.8376 | 56.2785 | 56.1618 | 56.0451 | 55.9284 | 55.8117 | 55.9854 | 56.1428 | 56.5124 | 56.4071 | 56.2552 | 56.2552
20- Use Avg Mrkt for EE SCC | EE- Winter Capacity | 3.3528 | 4.0994 | 4.7196 | 5.5053 | 6.3817 | 7.0019 | 7.3067 | 7.1342 | 6.6529 | 5.8505 | 4.8608 | 3.9749 | 3.2424 | 2.6397 | 2.1351 | 1.7121 | 1.5554 | 1.3246 | 1.1613 | 0.68538 | 0.50881 | 0.067644 | -0.20519 | -0.34494 | 81.323
20- Use Avg Mrkt for EE SCC | EE- Summer Capacity | 3.7847 | 4.4332 | 4.9501 | 5.8571 | 6.2493 | 6.6967 | 6.8842 | 6.6753 | 6.6911 | 5.4507 | 4.4968 | 3.6687 | 3.0036 | 2.494 | 2.0998 | 1.615 | 1.5451 | 1.3829 | 1.3115 | 0.43411 | 0.16846 | -0.141 | -0.28841 | -0.31171 | 79.1513
20- Use Avg Mrkt for EE SCC
20- Use Avg Mrkt for EE SCC | Idaho
20- Use Avg Mrkt for EE SCC | NG CT | 0 | 0 | 0 | 0 | 0 | 95.6456 | 0 | 0 | 0 | 36.5017 | 0 | 0 | 0 | 0 | 0 | 0 | 0 | 0 | 0 | 36.4 | 0 | 0 | 0 | 0 | 168.5473
20- Use Avg Mrkt for EE SCC | Solar | 0 | 0 | 0 | 0 | 0 | 0 | 0 | 0 | 0 | 0 | 0 | 0 | 0 | 0 | 0 | 0 | 0 | 0 | 0 | 0 | 0 | 0 | 0 | 0 | 0
20- Use Avg Mrkt for EE SCC | Storage Added to Solar | 0 | 0 | 0 | 0 | 0 | 0 | 0 | 0 | 0 | 0 | 0 | 0 | 0 | 0 | 0 | 0 | 0 | 0 | 0 | 0 | 0 | 0 | 0 | 0 | 0
20- Use Avg Mrkt for EE SCC | Wind | 0 | 0 | 0 | 0 | 0 | 0 | 0 | 0 | 0 | 0 | 0 | 0 | 0 | 0 | 0 | 0 | 0 | 0 | 0 | 0 | 0 | 0 | 0 | 0 | 0
20- Use Avg Mrkt for EE SCC | Storage | 0 | 0 | 0 | 0 | 0 | 0 | 0 | 0 | 0 | 0 | 0 | 0 | 0 | 0 | 0 | 0 | 0 | 0 | 0 | 0 | 0 | 0 | 0 | 10.0533 | 10.0533
20- Use Avg Mrkt for EE SCC | Hydrogen | 0 | 0 | 0 | 0 | 0 | 0 | 0 | 0 | 0 | 0 | 0 | 0 | 0 | 0 | 0 | 0 | 0 | 0 | 0 | 0 | 0 | 0 | 0 | 0 | 0
20- Use Avg Mrkt for EE SCC | Other- (Clean Capacity) | 0 | 0 | 0 | 0 | 0 | 0 | 0 | 0 | 0 | 0 | 0 | 0 | 0 | 0 | 0 | 0 | 0 | 0 | 0 | 0 | 0 | 0 | 0 | 0 | 0
20- Use Avg Mrkt for EE SCC | Thermal Upgrade | 0 | 0 | 0 | 0 | 0 | 0 | 0 | 0 | 0 | 0 | 0 | 0 | 0 | 0 | 0 | 0 | 0 | 0 | 0 | 0 | 0 | 0 | 0 | 0 | 0
20- Use Avg Mrkt for EE SCC | Hydro | 0 | 0 | 0 | 0 | 0 | 0 | 0 | 0 | 0 | 0 | 0 | 0 | 0 | 0 | 0 | 0 | 0 | 0 | 0 | 0 | 0 | 0 | 0 | 0 | 0
20- Use Avg Mrkt for EE SCC | DR Capability | 0 | 0 | 2.5936 | 6.7518 | 13.9012 | 16.7995 | 17.5043 | 17.4116 | 17.2817 | 17.1333 | 16.9664 | 17.0735 | 17.6217 | 18.757 | 19.231 | 19.4327 | 19.3232 | 19.2137 | 19.1042 | 18.939 | 18.811 | 18.6458 | 18.5363 | 18.5178 | 18.5178
20- Use Avg Mrkt for EE SCC | EE- Winter Capacity | 1.3304 | 1.5769 | 1.7245 | 1.911 | 2.1688 | 2.3299 | 2.3769 | 2.2576 | 2.028 | 1.682 | 1.2564 | 0.93629 | 0.68393 | 0.51863 | 0.40291 | 0.31616 | 0.25898 | 0.24472 | 0.23972 | 0.10581 | 0.10269 | 0.10673 | 0.11139 | 0.078978 | 24.7494
20- Use Avg Mrkt for EE SCC | EE- Summer Capacity | 0.65349 | 0.71313 | 0.70345 | 0.81383 | 0.75429 | 0.76634 | 0.79158 | 0.80657 | 0.9922 | 0.85018 | 0.79074 | 0.76344 | 0.7159 | 0.64479 | 0.53991 | 0.42277 | 0.33767 | 0.29281 | 0.32184 | 0.12334 | 0.083919 | 0.083716 | 0.077455 | 0.075229 | 13.1186
20- Use Avg Mrkt for EE SCC
20- Use Avg Mrkt for EE SCC | Energy Efficiency Energy (GWh excludes losses)
20- Use Avg Mrkt for EE SCC | WA | 29.7252 | 64.5339 | 102.8796 | 147.3324 | 196.94 | 249.9559 | 304.593 | 357.3129 | 407.3459 | 452.3978 | 491.3292 | 524.8288 | 553.8524 | 579.1136 | 600.8429 | 617.7712 | 633.8698 | 648.7447 | 662.5345 | 671.5195 | 679.1222 | 682.9593 | 685.5184 | 686.4464 | 78.3615 | -10.3539 | -0.11671
20- Use Avg Mrkt for EE SCC | ID | 12.2444 | 25.773 | 39.0566 | 53.3931 | 68.5996 | 84.3697 | 100.3353 | 115.5381 | 130.2989 | 143.7586 | 154.6991 | 165.1326 | 174.478 | 182.9004 | 190.3509 | 195.7276 | 200.5374 | 205.5071 | 210.431 | 214.0359 | 217.5668 | 221.3761 | 225.3433 | 228.6406 | 26.1005
20- Use Avg Mrkt for EE SCC | Total | 41.9696 | 90.3069 | 141.9362 | 200.7255 | 265.5396 | 334.3255 | 404.9284 | 472.8509 | 537.6449 | 596.1564 | 646.0283 | 689.9614 | 728.3304 | 762.014 | 791.1939 | 813.4988 | 834.4073 | 854.2518 | 872.9654 | 885.5554 | 896.6891 | 904.3354 | 910.8617 | 915.087 | 104.462
20- Use Avg Mrkt for EE SCC
20- Use Avg Mrkt for EE SCC | aMW w/ losses
20- Use Avg Mrkt for EE SCC | WA | 3.5877 | 7.789 | 12.3517 | 17.7837 | 23.7725 | 30.1726 | 36.6627 | 43.132 | 49.1707 | 54.6083 | 59.1449 | 63.353 | 66.852 | 69.9009 | 72.3325 | 74.5719 | 76.5154 | 78.3158 | 79.7464 | 81.0556 | 81.9806 | 82.4458 | 82.5236 | 82.8557 | 82.8557
20- Use Avg Mrkt for EE SCC | ID | 1.4778 | 3.1107 | 4.6891 | 6.4448 | 8.2806 | 10.1844 | 12.077 | 13.9469 | 15.7284 | 17.3529 | 18.6223 | 19.9335 | 21.0601 | 22.0767 | 22.9154 | 23.6265 | 24.2072 | 24.8086 | 25.3287 | 25.8351 | 26.2637 | 26.7242 | 27.1271 | 27.5974 | 27.5974
20- Use Avg Mrkt for EE SCC | Total | 5.0655 | 10.8997 | 17.0408 | 24.2285 | 32.0531 | 40.357 | 48.7397 | 57.0789 | 64.8991 | 71.9612 | 77.7672 | 83.2865 | 87.9121 | 91.9776 | 95.2479 | 98.1984 | 100.7225 | 103.1245 | 105.0751 | 106.8907 | 108.2444 | 109.1699 | 109.6507 | 110.4531 | 110.4531
1a- LCP w/ Climate Shift | Shared System Resource
1a- LCP w/ Climate Shift | NG CT | 0 | 0 | 0 | 0 | 0 | 84.8682 | 0 | 0 | 0 | 0 | 0 | 0 | 0 | 0 | 86.6541 | 0 | 0 | 0 | 0 | 0 | 0 | 0 | 0 | 0 | 171.5223
1a- LCP w/ Climate Shift | Solar | 0 | 0 | 0 | 0 | 0 | 0 | 0 | 0 | 0 | 0 | 0 | 0 | 0 | 0 | 0 | 0 | 0 | 0 | 0 | 0 | 0 | 0 | 0 | 0 | 0
1a- LCP w/ Climate Shift | Storage Added to Solar | 0 | 0 | 0 | 0 | 0 | 0 | 0 | 0 | 0 | 0 | 0 | 0 | 0 | 0 | 0 | 0 | 0 | 0 | 0 | 0 | 0 | 0 | 0 | 0 | 0
1a- LCP w/ Climate Shift | Wind | 0 | 0 | 0 | 0 | 0 | 0 | 0 | 0 | 0 | 0 | 0 | 0 | 0 | 0 | 0 | 0 | 0 | 0 | 0 | 0 | 0 | 0 | 0 | 0 | 0
1a- LCP w/ Climate Shift | Storage | 0 | 0 | 0 | 0 | 0 | 0 | 0 | 0 | 0 | 0 | 0 | 0 | 0 | 0 | 0 | 0 | 0 | 0 | 0 | 0 | 0 | 0 | 0 | 0 | 0
1a- LCP w/ Climate Shift | Hydrogen | 0 | 0 | 0 | 0 | 0 | 0 | 0 | 0 | 0 | 0 | 0 | 0 | 0 | 0 | 0 | 0 | 0 | 0 | 0 | 0 | 0 | 0 | 0 | 0 | 0
1a- LCP w/ Climate Shift | Other- (Clean Capacity) | 0 | 0 | 0 | 0 | 0 | 0 | 0 | 0 | 0 | 0 | 0 | 0 | 0 | 0 | 0 | 0 | 0 | 0 | 0 | 0 | 0 | 0 | 0 | 0 | 0
1a- LCP w/ Climate Shift | Thermal Upgrade | 0 | 0 | 0 | 0 | 0 | 0 | 0 | 0 | 0 | 16.3 | 0 | 0 | 0 | 5 | 0 | 0 | 0 | 0 | 0 | 0 | 0 | 0 | 0 | 0 | 21.3
1a- LCP w/ Climate Shift | Hydro | 0 | 0 | 0 | 0 | 0 | 0 | 0 | 0 | 0 | 0 | 0 | 0 | 0 | 0 | 0 | 0 | 0 | 0 | 0 | 0 | 0 | 0 | 0 | 0 | 0
1a- LCP w/ Climate Shift
1a- LCP w/ Climate Shift | Washington
1a- LCP w/ Climate Shift | NG CT | 0 | 0 | 0 | 0 | 0 | 0 | 0 | 0 | 0 | 0 | 0 | 0 | 0 | 0 | 0 | 0 | 0 | 0 | 0 | 0 | 0 | 0 | 0 | 0 | 0
1a- LCP w/ Climate Shift | Solar | 0 | 0 | 0 | 0 | 0 | 0 | 0 | 0 | 0 | 0 | 0 | 0 | 0 | 0 | 0 | 0 | 0 | 5 | 5.02 | 0 | 100 | 122.32 | 0 | 139.7075 | 372.0475
1a- LCP w/ Climate Shift | Storage Added to Solar | 0 | 0 | 0 | 0 | 0 | 0 | 0 | 0 | 0 | 0 | 0 | 0 | 0 | 0 | 0 | 0 | 0 | 0 | 0 | 0 | 50 | 61.16 | 0 | 0 | 111.16
1a- LCP w/ Climate Shift | Wind | 0 | 100 | 0 | 100 | 0 | 0 | 100 | 0 | 0 | 0 | 0 | 0 | 0 | 0 | 0 | 0 | 0 | 0 | 0 | 100 | 0 | 0 | 0 | 0 | 400
1a- LCP w/ Climate Shift | Storage | 0 | 0 | 0 | 0 | 0 | 0 | 0 | 0 | 0 | 0 | 0 | 0 | 0 | 0 | 0 | 0 | 0 | 0 | 0 | 0 | 0 | 0 | 10.9542 | 10 | 20.9542
1a- LCP w/ Climate Shift | Hydrogen | 0 | 0 | 0 | 0 | 0 | 0 | 0 | 0 | 0 | 0 | 0 | 0 | 0 | 0 | 0 | 0 | 0 | 0 | 0 | 0 | 0 | 0 | 0 | 0 | 0
1a- LCP w/ Climate Shift | Other- (Clean Capacity) | 0 | 0 | 0 | 0 | 0 | 0 | 0 | 0 | 0 | 0 | 0 | 0 | 0 | 0 | 0 | 0 | 0 | 0 | 0 | 0 | 0 | 0 | 0 | 0 | 0
1a- LCP w/ Climate Shift | Thermal Upgrade | 0 | 0 | 0 | 0 | 0 | 0 | 0 | 0 | 0 | 0 | 0 | 0 | 0 | 0 | 0 | 0 | 0 | 0 | 0 | 0 | 0 | 0 | 0 | 0 | 0
1a- LCP w/ Climate Shift | Hydro | 0 | 0 | 0 | 0 | 0 | 0 | 0 | 0 | 0 | 75 | 0 | 0 | 0 | 0 | 0 | 0 | 0 | 0 | 0 | 0 | 0 | 0 | 0 | 0 | 75
1a- LCP w/ Climate Shift | DR Capability | 0 | 0.2892 | 1.9555 | 5.1339 | 10.2648 | 36.8428 | 37.4165 | 37.3233 | 37.1369 | 36.9264 | 36.74 | 36.5086 | 36.3913 | 36.2049 | 36.0185 | 35.8321 | 38.6508 | 42.0419 | 47.4364 | 49.3033 | 49.1169 | 48.8614 | 48.6997 | 48.6996 | 48.6996
1a- LCP w/ Climate Shift | EE- Winter Capacity | 3.4032 | 4.1914 | 4.8713 | 5.7327 | 6.6844 | 7.3821 | 7.7519 | 7.6156 | 7.1422 | 6.322 | 5.2912 | 4.3516 | 3.5578 | 2.8917 | 2.3286 | 1.8523 | 1.6501 | 1.385 | 1.2025 | 0.68677 | 0.51076 | 0.068895 | -0.20669 | -0.34562 | 86.3216
1a- LCP w/ Climate Shift | EE- Summer Capacity | 4.454 | 5.2251 | 5.8737 | 6.9241 | 7.4634 | 8.0391 | 8.3299 | 8.154 | 8.1353 | 6.8189 | 5.7396 | 4.7766 | 3.9655 | 3.3074 | 2.7705 | 2.1191 | 1.912 | 1.6412 | 1.5058 | 0.42766 | 0.16417 | -0.15961 | -0.31289 | -0.33119 | 96.9436
1a- LCP w/ Climate Shift
1a- LCP w/ Climate Shift | Idaho
1a- LCP w/ Climate Shift | NG CT | 0 | 0 | 0 | 0 | 0 | 84.0067 | 0 | 0 | 0 | 0 | 0 | 0 | 0 | 0 | 0 | 0 | 0 | 0 | 0 | 36.4 | 0 | 0 | 0 | 0 | 120.4067
1a- LCP w/ Climate Shift | Solar | 0 | 0 | 0 | 0 | 0 | 0 | 0 | 0 | 0 | 0 | 0 | 0 | 0 | 0 | 0 | 0 | 0 | 0 | 0 | 0 | 0 | 0 | 0 | 5.3015 | 5.3015
1a- LCP w/ Climate Shift | Storage Added to Solar | 0 | 0 | 0 | 0 | 0 | 0 | 0 | 0 | 0 | 0 | 0 | 0 | 0 | 0 | 0 | 0 | 0 | 0 | 0 | 0 | 0 | 0 | 0 | 0 | 0
1a- LCP w/ Climate Shift | Wind | 0 | 0 | 0 | 0 | 0 | 0 | 0 | 0 | 0 | 0 | 0 | 0 | 0 | 0 | 0 | 0 | 0 | 0 | 0 | 0 | 0 | 0 | 0 | 0 | 0
1a- LCP w/ Climate Shift | Storage | 0 | 0 | 0 | 0 | 0 | 0 | 0 | 0 | 0 | 0 | 0 | 0 | 0 | 0 | 0 | 0 | 0 | 0 | 0 | 0 | 0 | 0 | 0 | 0 | 0
1a- LCP w/ Climate Shift | Hydrogen | 0 | 0 | 0 | 0 | 0 | 0 | 0 | 0 | 0 | 0 | 0 | 0 | 0 | 0 | 0 | 0 | 0 | 0 | 0 | 0 | 0 | 0 | 0 | 0 | 0
1a- LCP w/ Climate Shift | Other- (Clean Capacity) | 0 | 0 | 0 | 0 | 0 | 0 | 0 | 0 | 0 | 0 | 0 | 0 | 0 | 0 | 0 | 0 | 0 | 0 | 0 | 0 | 0 | 0 | 0 | 0 | 0
1a- LCP w/ Climate Shift | Thermal Upgrade | 0 | 0 | 0 | 0 | 0 | 0 | 0 | 0 | 0 | 0 | 0 | 0 | 0 | 0 | 0 | 0 | 0 | 0 | 0 | 0 | 0 | 0 | 0 | 0 | 0
1a- LCP w/ Climate Shift | Hydro | 0 | 0 | 0 | 0 | 0 | 0 | 0 | 0 | 0 | 0 | 0 | 0 | 0 | 0 | 0 | 0 | 0 | 0 | 0 | 0 | 0 | 0 | 0 | 0 | 0
1a- LCP w/ Climate Shift | DR Capability | 0 | 0 | 0 | 0 | 0 | 0 | 0 | 0 | 0.222 | 1.5383 | 4.0605 | 8.1612 | 9.423 | 9.8873 | 9.8131 | 9.6647 | 11.0896 | 12.8362 | 15.6068 | 16.6511 | 16.5027 | 16.3543 | 16.2059 | 16.0575 | 16.0575
1a- LCP w/ Climate Shift | EE- Winter Capacity | 1.2908 | 1.5263 | 1.6629 | 1.837 | 2.0804 | 2.2349 | 2.2786 | 2.1626 | 1.9436 | 1.6143 | 1.2042 | 0.89357 | 0.64966 | 0.49111 | 0.381 | 0.29936 | 0.24671 | 0.23599 | 0.23314 | 0.10329 | 0.10031 | 0.10457 | 0.11328 | 0.080846 | 23.7685
1a- LCP w/ Climate Shift | EE- Summer Capacity | 1.2437 | 1.4677 | 1.6368 | 1.9593 | 2.1779 | 2.4346 | 2.647 | 2.7558 | 2.9292 | 2.6787 | 2.442 | 2.2266 | 1.977 | 1.7041 | 1.4029 | 1.0826 | 0.80049 | 0.58702 | 0.46313 | 0.052632 | 0.014002 | 0.016687 | 0.0069793 | 0.011109 | 34.7181
1a- LCP w/ Climate Shift
1a- LCP w/ Climate Shift | Energy Efficiency Energy (GWh excludes losses)
1a- LCP w/ Climate Shift | WA | 32.4094 | 70.7344 | 113.506 | 163.6991 | 220.2715 | 281.3498 | 345.054 | 407.3703 | 467.1271 | 522.069 | 570.6022 | 613.3038 | 650.9953 | 683.9877 | 712.6899 | 735.7296 | 757.9701 | 775.5499 | 790.4346 | 798.8181 | 805.193 | 807.189 | 807.0732 | 804.8233 | 91.8748
1a- LCP w/ Climate Shift | ID | 12.8883 | 27.1827 | 41.3512 | 56.708 | 73.1116 | 90.2269 | 107.635 | 124.3037 | 140.4753 | 155.2314 | 167.303 | 178.6926 | 188.8294 | 197.9 | 205.8715 | 211.6351 | 216.7156 | 221.8588 | 226.8656 | 230.4 | 233.863 | 237.6082 | 241.5216 | 244.7709 | 27.9419
1a- LCP w/ Climate Shift | Total | 45.2977 | 97.9172 | 154.8572 | 220.4072 | 293.3831 | 371.5767 | 452.6891 | 531.674 | 607.6024 | 677.3004 | 737.9053 | 791.9964 | 839.8248 | 881.8877 | 918.5614 | 947.3647 | 974.6857 | 997.4087 | 1017.3002 | 1029.218 | 1039.056 | 1044.7972 | 1048.5948 | 1049.5942 | 119.8167
1a- LCP w/ Climate Shift
1a- LCP w/ Climate Shift | aMW w/ losses
1a- LCP w/ Climate Shift | WA | 3.9116 | 8.5374 | 13.6275 | 19.7592 | 26.5888 | 33.9622 | 41.5329 | 49.1746 | 56.3869 | 63.0182 | 68.6876 | 74.033 | 78.5775 | 82.5595 | 85.7972 | 88.8108 | 91.4957 | 93.6236 | 95.1412 | 96.4211 | 97.1994 | 97.4426 | 97.1565 | 97.144 | 97.144
1a- LCP w/ Climate Shift | ID | 1.5555 | 3.2809 | 4.9646 | 6.8449 | 8.8253 | 10.8914 | 12.9556 | 15.005 | 16.9568 | 18.7378 | 20.1395 | 21.5703 | 22.7924 | 23.8872 | 24.7838 | 25.5467 | 26.1601 | 26.7826 | 27.3068 | 27.8104 | 28.2309 | 28.6837 | 29.0747 | 29.5444 | 29.5444
1a- LCP w/ Climate Shift | Total | 5.4672 | 11.8183 | 18.5921 | 26.6042 | 35.4141 | 44.8537 | 54.4885 | 64.1796 | 73.3437 | 81.756 | 88.8271 | 95.6033 | 101.3699 | 106.4467 | 110.5811 | 114.3576 | 117.6558 | 120.4062 | 122.448 | 124.2315 | 125.4303 | 126.1262 | 126.2311 | 126.6884 | 126.6884
1b- LCP w/ SCC | Shared System Resource
1b- LCP w/ SCC | NG CT | 0 | 0 | 0 | 0 | 0 | 125.4744 | 0 | 0 | 0 | 55.2 | 0 | 0 | 0 | 0 | 66.0579 | 0 | 0 | 0 | 0 | 0 | 0 | 0 | 0 | 0 | 246.7323
1b- LCP w/ SCC | Solar | 0 | 0 | 0 | 0 | 0 | 0 | 0 | 0 | 0 | 0 | 0 | 0 | 0 | 100 | 0 | 111.1919 | 0 | 100 | 0 | 100 | 0 | 0 | 0 | 0 | 411.1919
1b- LCP w/ SCC | Storage Added to Solar | 0 | 0 | 0 | 0 | 0 | 0 | 0 | 0 | 0 | 0 | 0 | 0 | 0 | 50 | 0 | 55.596 | 0 | 50 | 0 | 50 | 0 | 0 | 0 | 0 | 205.596
1b- LCP w/ SCC | Wind | 0 | 0 | 0 | 0 | 200 | 0 | 0 | 0 | 0 | 0 | 0 | 0 | 0 | 0 | 0 | 0 | 0 | 0 | 0 | 0 | 0 | 0 | 123.1781 | 0 | 323.1781
1b- LCP w/ SCC | Storage | 0 | 0 | 0 | 0 | 0 | 0 | 0 | 0 | 0 | 0 | 0 | 0 | 0 | 0 | 0 | 0 | 0 | 0 | 0 | 0 | 0 | 0 | 0 | 8.8271 | 8.8271
1b- LCP w/ SCC | Hydrogen | 0 | 0 | 0 | 0 | 0 | 0 | 0 | 0 | 0 | 0 | 0 | 0 | 0 | 0 | 0 | 0 | 0 | 0 | 0 | 0 | 0 | 0 | 0 | 0 | 0
1b- LCP w/ SCC | Other- (Clean Capacity) | 0 | 0 | 0 | 0 | 0 | 0 | 0 | 0 | 0 | 0 | 0 | 0 | 0 | 0 | 0 | 0 | 0 | 0 | 0 | 0 | 0 | 0 | 0 | 0 | 0
1b- LCP w/ SCC | Thermal Upgrade | 0 | 0 | 0 | 0 | 12 | 0 | 0 | 5 | 0 | 0 | 0 | 0 | 0 | 0 | 0 | 0 | 0 | 0 | 0 | 0 | 0 | 0 | 0 | 0 | 17
1b- LCP w/ SCC | Hydro | 0 | 0 | 0 | 0 | 0 | 0 | 0 | 0 | 0 | 75 | 0 | 0 | 0 | 0 | 0 | 0 | 0 | 0 | 0 | 0 | 0 | 0 | 0 | 0 | 75
1b- LCP w/ SCC
1b- LCP w/ SCC | Washington
1b- LCP w/ SCC | NG CT | 0 | 0 | 0 | 0 | 0 | 0 | 0 | 0 | 0 | 0 | 0 | 0 | 0 | 0 | 0 | 0 | 0 | 0 | 0 | 0 | 0 | 0 | 0 | 0 | 0
1b- LCP w/ SCC | Solar | 0 | 0 | 0 | 0 | 0 | 0 | 0 | 0 | 0 | 0 | 0 | 0 | 0 | 0 | 0 | 0 | 0 | 0 | 0 | 0 | 0 | 0 | 0 | 0 | 0
1b- LCP w/ SCC | Storage Added to Solar | 0 | 0 | 0 | 0 | 0 | 0 | 0 | 0 | 0 | 0 | 0 | 0 | 0 | 0 | 0 | 0 | 0 | 0 | 0 | 0 | 0 | 0 | 0 | 0 | 0
1b- LCP w/ SCC | Wind | 0 | 350 | 0 | 0 | 0 | 0 | 0 | 0 | 0 | 0 | 0 | 0 | 0 | 0 | 0 | 0 | 0 | 0 | 0 | 0 | 0 | 0 | 0 | 0 | 350
1b- LCP w/ SCC | Storage | 0 | 0 | 0 | 0 | 0 | 0 | 0 | 0 | 0 | 0 | 0 | 0 | 0 | 0 | 0 | 0 | 0 | 0 | 20.2175 | 104.2894 | 149.8687 | 149.9121 | 225 | 216.1729 | 865.4606
1b- LCP w/ SCC | Hydrogen | 0 | 0 | 0 | 0 | 0 | 0 | 0 | 0 | 0 | 0 | 0 | 0 | 0 | 0 | 0 | 0 | 0 | 0 | 0 | 0 | 0 | 0 | 0 | 0 | 0
1b- LCP w/ SCC | Other- (Clean Capacity) | 0 | 0 | 0 | 0 | 0 | 0 | 0 | 0 | 0 | 0 | 0 | 0 | 0 | 0 | 0 | 0 | 0 | 0 | 0 | 0 | 0 | 0 | 0 | 0 | 0
1b- LCP w/ SCC | Thermal Upgrade | 0 | 0 | 0 | 0 | 0 | 0 | 0 | 0 | 0 | 0 | 0 | 0 | 0 | 0 | 0 | 0 | 0 | 0 | 0 | 0 | 0 | 0 | 0 | 0 | 0
1b- LCP w/ SCC | Hydro | 0 | 0 | 0 | 0 | 0 | 0 | 0 | 0 | 0 | 0 | 0 | 0 | 0 | 0 | 0 | 0 | 0 | 0 | 0 | 0 | 0 | 0 | 0 | 0 | 0
1b- LCP w/ SCC | DR Capability | 0 | 0 | 0 | 0 | 0 | 25 | 26.2566 | 29.0976 | 34.349 | 36.5777 | 37.4647 | 37.3474 | 37.1851 | 36.9987 | 36.7882 | 36.5327 | 36.4395 | 36.2531 | 36.0667 | 35.8803 | 35.6939 | 35.5075 | 35.3217 | 35.0662 | 35.0662
1b- LCP w/ SCC | EE- Winter Capacity | 3.4165 | 4.21 | 4.8966 | 5.7662 | 6.7278 | 7.4345 | 7.8106 | 7.6771 | 7.2022 | 6.3772 | 5.3392 | 4.3921 | 3.5919 | 2.921 | 2.3544 | 1.8765 | 1.6736 | 1.4089 | 1.2281 | 0.71301 | 0.5399 | 0.096365 | -0.17583 | -0.31001 | 87.1677
1b- LCP w/ SCC | EE- Summer Capacity | 4.7162 | 5.5671 | 6.3228 | 7.5129 | 8.2211 | 8.9697 | 9.4485 | 9.4516 | 9.5839 | 8.3695 | 7.34 | 6.3717 | 5.473 | 4.6488 | 3.9026 | 3.0023 | 2.5502 | 2.0783 | 1.8229 | 0.46589 | 0.20801 | -0.18238 | -0.34012 | -0.3463 | 115.1581
1b- LCP w/ SCC
1b- LCP w/ SCC | Idaho
1b- LCP w/ SCC | NG CT | 0 | 0 | 0 | 0 | 0 | 0 | 0 | 0 | 0 | 0 | 0 | 0 | 0 | 0 | 0 | 0 | 0 | 0 | 0 | 0 | 0 | 0 | 0 | 0 | 0
1b- LCP w/ SCC | Solar | 0 | 0 | 0 | 0 | 0 | 0 | 0 | 0 | 0 | 0 | 0 | 0 | 0 | 0 | 0 | 0 | 0 | 0 | 0 | 0 | 0 | 0 | 0 | 0 | 0
1b- LCP w/ SCC | Storage Added to Solar | 0 | 0 | 0 | 0 | 0 | 0 | 0 | 0 | 0 | 0 | 0 | 0 | 0 | 0 | 0 | 0 | 0 | 0 | 0 | 0 | 0 | 0 | 0 | 0 | 0
1b- LCP w/ SCC | Wind | 0 | 0 | 0 | 100 | 0 | 0 | 0 | 0 | 0 | 0 | 0 | 0 | 0 | 0 | 0 | 0 | 0 | 0 | 0 | 0 | 0 | 0 | 126.8219 | 100 | 326.8219
1b- LCP w/ SCC | Storage | 0 | 0 | 0 | 0 | 0 | 0 | 0 | 0 | 0 | 0 | 0 | 0 | 0 | 0 | 0 | 0 | 0 | 0 | 20.419 | 70.5568 | 34.6486 | 50.0879 | 0 | 0 | 175.7123
1b- LCP w/ SCC | Hydrogen | 0 | 0 | 0 | 0 | 0 | 0 | 0 | 0 | 0 | 0 | 0 | 0 | 0 | 0 | 0 | 0 | 0 | 0 | 0 | 0 | 0 | 0 | 0 | 0 | 0
1b- LCP w/ SCC | Other- (Clean Capacity) | 0 | 0 | 0 | 0 | 0 | 0 | 0 | 0 | 0 | 0 | 0 | 0 | 0 | 0 | 0 | 0 | 0 | 0 | 0 | 0 | 0 | 0 | 0 | 0 | 0
1b- LCP w/ SCC | Thermal Upgrade | 0 | 0 | 0 | 0 | 0 | 0 | 0 | 0 | 0 | 0 | 0 | 0 | 0 | 0 | 0 | 0 | 0 | 0 | 0 | 0 | 0 | 0 | 0 | 0 | 0
1b- LCP w/ SCC | Hydro | 0 | 0 | 0 | 0 | 0 | 0 | 0 | 0 | 0 | 0 | 0 | 0 | 0 | 0 | 0 | 0 | 0 | 0 | 0 | 0 | 0 | 0 | 0 | 0 | 0
1b- LCP w/ SCC | DR Capability | 0 | 0 | 0 | 0.7798 | 2.7285 | 6.6627 | 8.5165 | 9.7208 | 9.8686 | 9.7202 | 9.5903 | 9.4419 | 9.2193 | 9.1266 | 8.9967 | 8.8483 | 8.6999 | 8.5515 | 8.4031 | 8.2547 | 8.0506 | 7.9022 | 7.6796 | 7.5312 | 7.5312
1b- LCP w/ SCC | EE- Winter Capacity | 1.6494 | 1.9991 | 2.2792 | 2.6072 | 3.0232 | 3.3215 | 3.4715 | 3.4056 | 3.1766 | 2.8029 | 2.312 | 1.9091 | 1.5612 | 1.2752 | 1.0488 | 0.82948 | 0.73376 | 0.60986 | 0.52331 | 0.24564 | 0.063483 | 0.03796 | -0.093594 | -0.1408 | 38.6516
1b- LCP w/ SCC | EE- Summer Capacity | 2.2703 | 2.6393 | 2.9503 | 3.3945 | 3.7397 | 4.0567 | 4.2738 | 4.2912 | 4.2891 | 3.8442 | 3.3866 | 2.9932 | 2.6092 | 2.235 | 1.8724 | 1.4619 | 1.1983 | 0.93639 | 0.76782 | 0.079699 | -0.11297 | -0.13342 | -0.22343 | -0.22795 | 52.5918
1b- LCP w/ SCC
1b- LCP w/ SCC | Energy Efficiency Energy (GWh excludes losses)
1b- LCP w/ SCC | WA | 33.5698 | 73.1963 | 117.4438 | 169.2586 | 227.705 | 290.7985 | 356.6613 | 421.1825 | 483.1258 | 540.1548 | 590.6221 | 635.0719 | 674.3029 | 708.6192 | 738.4356 | 762.3358 | 785.2581 | 803.1967 | 818.5707 | 827.1823 | 833.8175 | 836.064 | 836.2181 | 834.2913 | 95.2387
1b- LCP w/ SCC | ID | 20.3756 | 43.485 | 67.9933 | 95.1373 | 124.8781 | 156.3669 | 188.8039 | 220.3939 | 250.6794 | 278.6671 | 302.6859 | 324.8032 | 344.5424 | 361.9948 | 377.4008 | 389.2574 | 400.8822 | 410.47 | 419.0995 | 423.1014 | 425.1771 | 427.1129 | 427.9318 | 427.7348 | 48.8282
1b- LCP w/ SCC | Total | 53.9454 | 116.6813 | 185.4371 | 264.3959 | 352.583 | 447.1654 | 545.4652 | 641.5764 | 733.8052 | 818.8219 | 893.308 | 959.8751 | 1018.8453 | 1070.614 | 1115.8364 | 1151.5931 | 1186.1403 | 1213.6666 | 1237.6701 | 1250.2836 | 1258.9946 | 1263.1769 | 1264.15 | 1262.0261 | 144.0669
1b- LCP w/ SCC
1b- LCP w/ SCC | aMW w/ losses
1b- LCP w/ SCC | WA | 4.0517 | 8.8345 | 14.1003 | 20.4303 | 27.4861 | 35.1028 | 42.93 | 50.8419 | 58.3181 | 65.2013 | 71.0976 | 76.6607 | 81.3908 | 85.5326 | 88.8966 | 92.0225 | 94.7897 | 96.9611 | 98.5278 | 99.8448 | 100.6548 | 100.9283 | 100.665 | 100.7009 | 100.7009
1b- LCP w/ SCC | ID | 2.4592 | 5.2485 | 8.1632 | 11.4835 | 15.074 | 18.8753 | 22.7256 | 26.6042 | 30.2595 | 33.6375 | 36.4365 | 39.2076 | 41.5875 | 43.6939 | 45.4334 | 46.9877 | 48.3911 | 49.5515 | 50.4452 | 51.0703 | 51.3255 | 51.5604 | 51.515 | 51.6286 | 51.6286
1b- LCP w/ SCC | Total | 6.5109 | 14.083 | 22.2635 | 31.9138 | 42.5601 | 53.9781 | 65.6556 | 77.4461 | 88.5776 | 98.8389 | 107.5341 | 115.8683 | 122.9783 | 129.2266 | 134.33 | 139.0102 | 143.1808 | 146.5127 | 148.973 | 150.9152 | 151.9803 | 152.4887 | 152.1799 | 152.3294 | 152.3294
21- Maximum WA Customer Benefit | Shared System Resource
21- Maximum WA Customer Benefit | NG CT | 0 | 0 | 0 | 0 | 0 | 0 | 0 | 0 | 0 | 0 | 0 | 0 | 0 | 0 | 0 | 0 | 0 | 0 | 0 | 0 | 0 | 0 | 0 | 0 | 0
21- Maximum WA Customer Benefit | Solar | 0 | 0 | 0 | 0 | 0 | 0 | 0 | 0 | 0 | 0 | 0 | 0 | 0 | 0 | 0 | 0 | 0 | 0 | 0 | 0 | 0 | 0 | 0 | 0 | 0
21- Maximum WA Customer Benefit | Storage Added to Solar | 0 | 0 | 0 | 0 | 0 | 0 | 0 | 0 | 0 | 0 | 0 | 0 | 0 | 0 | 0 | 0 | 0 | 0 | 0 | 0 | 0 | 0 | 0 | 0 | 0
21- Maximum WA Customer Benefit | Wind | 0 | 0 | 0 | 0 | 0 | 0 | 0 | 0 | 0 | 0 | 0 | 0 | 0 | 0 | 0 | 0 | 0 | 0 | 0 | 0 | 0 | 0 | 0 | 0 | 0
21- Maximum WA Customer Benefit | Storage | 0 | 0 | 0 | 0 | 0 | 0 | 0 | 0 | 0 | 0 | 0 | 0 | 0 | 0 | 0 | 0 | 0 | 0 | 0 | 0 | 0 | 0 | 0 | 0 | 0
21- Maximum WA Customer Benefit | Hydrogen | 0 | 0 | 0 | 0 | 0 | 0 | 0 | 0 | 0 | 0 | 0 | 0 | 0 | 0 | 0 | 0 | 0 | 0 | 0 | 0 | 0 | 0 | 0 | 0 | 0
21- Maximum WA Customer Benefit | Other- (Clean Capacity) | 0 | 0 | 0 | 0 | 0 | 0 | 0 | 0 | 0 | 0 | 0 | 0 | 0 | 0 | 0 | 0 | 0 | 0 | 0 | 0 | 0 | 0 | 0 | 0 | 0
21- Maximum WA Customer Benefit | Thermal Upgrade | 0 | 0 | 0 | 0 | 17 | 0 | 0 | 0 | 0 | 0 | 0 | 0 | 0 | 0 | 0 | 0 | 0 | 0 | 0 | 0 | 0 | 0 | 0 | 0 | 17
21- Maximum WA Customer Benefit | Hydro | 0 | 0 | 0 | 0 | 0 | 0 | 0 | 0 | 0 | 75 | 0 | 0 | 0 | 0 | 0 | 0 | 0 | 0 | 0 | 0 | 0 | 0 | 0 | 0 | 75
21- Maximum WA Customer Benefit
21- Maximum WA Customer Benefit | Washington
21- Maximum WA Customer Benefit | NG CT | 0 | 0 | 0 | 0 | 0 | 0 | 0 | 0 | 0 | 0 | 0 | 0 | 0 | 0 | 0 | 0 | 0 | 0 | 0 | 0 | 0 | 0 | 0 | 0 | 0
21- Maximum WA Customer Benefit | Solar | 4.8837 | 12.763 | 17.1928 | 23.8052 | 33.2348 | 60.7773 | 75.7478 | 90.7008 | 101.2478 | 102.6244 | 93.0049 | 75.7059 | 57.113 | 42.1641 | 32.2597 | 26.4663 | 23.3199 | 21.6801 | 20.8439 | 20.8451 | 20.8462 | 20.8474 | 20.8485 | 120.9174 | 1119.8398
21- Maximum WA Customer Benefit | Storage Added to Solar | 0 | 0 | 0 | 0 | 0 | 0 | 0 | 0 | 0 | 0 | 0 | 0 | 0 | 0 | 0 | 0 | 0 | 0 | 0 | 0 | 0 | 0 | 0 | 50.0339 | 50.0339
21- Maximum WA Customer Benefit | Wind | 0 | 142.6205 | 0 | 0 | 0 | 0 | 0 | 0 | 0 | 0 | 0 | 0 | 0 | 0 | 0 | 0 | 0 | 0 | 0 | 0 | 0 | 0 | 0 | 0 | 142.6205
21- Maximum WA Customer Benefit | Storage | 0 | 5 | 5 | 5 | 5 | 130.3459 | 20 | 20 | 20 | 20 | 20 | 20 | 20 | 20 | 20 | 20 | 20 | 20 | 20 | 20 | 20 | 20 | 20 | 20 | 510.3459
21- Maximum WA Customer Benefit | Hydrogen | 0 | 0 | 0 | 0 | 0 | 0 | 0 | 0 | 0 | 0 | 0 | 0 | 0 | 0 | 0 | 0 | 0 | 0 | 0 | 0 | 0 | 0 | 0 | 0 | 0
21- Maximum WA Customer Benefit | Other- (Clean Capacity) | 0 | 0 | 0 | 0 | 0 | 0 | 0 | 0 | 0 | 0 | 0 | 0 | 0 | 0 | 0 | 0 | 0 | 0 | 0 | 0 | 0 | 0 | 0 | 0 | 0
21- Maximum WA Customer Benefit | Thermal Upgrade | 0 | 0 | 0 | 0 | 0 | 0 | 0 | 0 | 0 | 0 | 0 | 0 | 0 | 0 | 0 | 0 | 0 | 0 | 0 | 0 | 0 | 0 | 0 | 0 | 0
21- Maximum WA Customer Benefit | Hydro | 0 | 0 | 0 | 0 | 0 | 0 | 0 | 0 | 0 | 0 | 0 | 0 | 0 | 0 | 0 | 0 | 0 | 0 | 0 | 0 | 0 | 0 | 0 | 0 | 0
21- Maximum WA Customer Benefit | DR Capability | 0 | 0 | 8.5001 | 20.4989 | 44.2275 | 80.8852 | 88.9578 | 93.1196 | 99.4276 | 103.6974 | 107.6878 | 112.143 | 116.4217 | 121.491 | 126.3314 | 131.7687 | 137.6078 | 144.0118 | 150.6105 | 157.6829 | 164.5477 | 172.4876 | 177.3814 | 179.9409 | 179.9409
21- Maximum WA Customer Benefit | EE- Winter Capacity | 4.1293 | 5.0547 | 5.8816 | 6.9067 | 8.0852 | 8.9573 | 9.4642 | 9.4009 | 8.9417 | 8.1074 | 7.0241 | 6.0315 | 5.174 | 4.4319 | 3.7961 | 3.2222 | 3.1284 | 2.7324 | 2.4547 | 1.7977 | 1.5917 | 1.168 | -0.14317 | -0.27453 | 117.0641
21- Maximum WA Customer Benefit | EE- Summer Capacity | 8.3021 | 9.8044 | 11.3833 | 13.3535 | 15.0761 | 16.5784 | 17.5084 | 17.5259 | 17.2721 | 15.3888 | 13.493 | 11.7938 | 10.3193 | 9.1358 | 8.1664 | 7.0691 | 6.6794 | 6.0594 | 5.7501 | 3.76 | 3.514 | 2.08 | 0.32533 | 0.19749 | 230.5359
21- Maximum WA Customer Benefit
21- Maximum WA Customer Benefit | Idaho
21- Maximum WA Customer Benefit | NG CT | 0 | 0 | 0 | 0 | 0 | 112.892 | 0 | 0 | 0 | 0 | 0 | 0 | 0 | 2.7399e-06 | 59.1696 | 0 | 0 | 0 | 0 | 0 | 6.6234e-10 | 0 | 0 | 0 | 172.0616
21- Maximum WA Customer Benefit | Solar | 0 | 0 | 0 | 0 | 0 | 0 | 0 | 0 | 0 | 0 | 0 | 0 | 0 | 0 | 0 | 0 | 0 | 0 | 0 | 0 | 0 | 0 | 0 | 0 | 0
21- Maximum WA Customer Benefit | Storage Added to Solar | 0 | 0 | 0 | 0 | 0 | 0 | 0 | 0 | 0 | 0 | 0 | 0 | 0 | 0 | 0 | 0 | 0 | 0 | 0 | 0 | 0 | 0 | 0 | 0 | 0
21- Maximum WA Customer Benefit | Wind | 0 | 0 | 0 | 0 | 0 | 0 | 0 | 0 | 0 | 0 | 0 | 0 | 0 | 0 | 0 | 0 | 0 | 0 | 0 | 0 | 0 | 0 | 0 | 0 | 0
21- Maximum WA Customer Benefit | Storage | 0 | 0 | 0 | 0 | 0 | 0 | 0 | 0 | 0 | 0 | 0 | 0 | 0 | 0 | 0 | 0 | 0 | 0 | 0 | 0 | 0 | 12.3317 | 10.5456 | 11.3839 | 34.2612
21- Maximum WA Customer Benefit | Hydrogen | 0 | 0 | 0 | 0 | 0 | 0 | 0 | 0 | 0 | 0 | 0 | 0 | 0 | 0 | 0 | 0 | 0 | 0 | 0 | 0 | 0 | 0 | 0 | 0 | 0
21- Maximum WA Customer Benefit | Other- (Clean Capacity) | 0 | 0 | 0 | 0 | 0 | 0 | 0 | 0 | 0 | 0 | 0 | 0 | 0 | 0 | 0 | 0 | 0 | 0 | 0 | 0 | 0 | 0 | 0 | 0 | 0
21- Maximum WA Customer Benefit | Thermal Upgrade | 0 | 0 | 0 | 0 | 0 | 0 | 0 | 0 | 0 | 0 | 0 | 0 | 0 | 0 | 0 | 0 | 0 | 0 | 0 | 0 | 0 | 0 | 0 | 0 | 0
21- Maximum WA Customer Benefit | Hydro | 0 | 0 | 0 | 0 | 0 | 0 | 0 | 0 | 0 | 0 | 0 | 0 | 0 | 0 | 0 | 0 | 0 | 0 | 0 | 0 | 0 | 0 | 0 | 0 | 0
21- Maximum WA Customer Benefit | DR Capability | 0 | 1.0018 | 3.5762 | 8.3918 | 11.4368 | 12.764 | 13.0214 | 12.9304 | 12.8209 | 12.6929 | 14.1195 | 15.9792 | 18.8259 | 19.8534 | 19.705 | 19.5955 | 19.486 | 19.3765 | 19.2113 | 19.0833 | 18.9181 | 18.8086 | 18.829 | 18.8122 | 18.8122
21- Maximum WA Customer Benefit | EE- Winter Capacity | 1.3113 | 1.5543 | 1.6991 | 1.883 | 2.1374 | 2.297 | 2.3451 | 2.2294 | 2.0057 | 1.6665 | 1.2479 | 0.93307 | 0.68391 | 0.52028 | 0.40511 | 0.31833 | 0.26103 | 0.2466 | 0.24149 | 0.10738 | 0.10441 | 0.10842 | 0.11228 | 0.07984 | 24.4988
21- Maximum WA Customer Benefit | EE- Summer Capacity | 0.65103 | 0.71034 | 0.70046 | 0.81069 | 0.75092 | 0.76295 | 0.78846 | 0.80399 | 0.99036 | 0.84915 | 0.79049 | 0.76375 | 0.71635 | 0.64554 | 0.54075 | 0.42361 | 0.33852 | 0.29365 | 0.32266 | 0.12416 | 0.084884 | 0.084651 | 0.077684 | 0.075443 | 13.1005
21- Maximum WA Customer Benefit
21- Maximum WA Customer Benefit | Energy Efficiency Energy (GWh excludes losses)
21- Maximum WA Customer Benefit | WA | 49.6377 | 107.8365 | 173.4247 | 249.4805 | 335.6159 | 428.5437 | 525.4835 | 620.7306 | 711.7661 | 795.2248 | 868.794 | 933.3941 | 990.1836 | 1039.9553 | 1083.8619 | 1120.2476 | 1155.4273 | 1185.0078 | 1211.5353 | 1228.6977 | 1243.7346 | 1254.2798 | 1257.3137 | 1258.2117 | 143.6315
21- Maximum WA Customer Benefit | ID | 12.1763 | 25.6248 | 38.8189 | 53.0575 | 68.1549 | 83.8112 | 99.6674 | 114.7741 | 129.4595 | 142.8677 | 153.7811 | 164.2056 | 173.552 | 181.9817 | 189.4413 | 194.8269 | 199.6447 | 204.6232 | 209.5558 | 213.1692 | 216.7099 | 220.5292 | 224.5019 | 227.8048 | 26.0051
21- Maximum WA Customer Benefit | Total | 61.8141 | 133.4613 | 212.2436 | 302.538 | 403.7708 | 512.3549 | 625.1509 | 735.5047 | 841.2256 | 938.0925 | 1022.5751 | 1097.5997 | 1163.7356 | 1221.9369 | 1273.3032 | 1315.0745 | 1355.0719 | 1389.631 | 1421.0911 | 1441.8669 | 1460.4446 | 1474.809 | 1481.8156 | 1486.0164 | 169.6366
21- Maximum WA Customer Benefit
21- Maximum WA Customer Benefit | aMW w/ losses
21- Maximum WA Customer Benefit | WA | 5.991 | 13.0155 | 20.8213 | 30.1135 | 40.512 | 51.7302 | 63.2505 | 74.9298 | 85.9173 | 95.9905 | 104.5832 | 112.6717 | 119.5187 | 125.526 | 130.4808 | 135.2265 | 139.4733 | 143.053 | 145.8273 | 148.3096 | 150.1382 | 151.4146 | 151.357 | 151.869 | 151.869
21- Maximum WA Customer Benefit | ID | 1.4696 | 3.0928 | 4.6606 | 6.4043 | 8.2269 | 10.117 | 11.9966 | 13.8546 | 15.6271 | 17.2454 | 18.5118 | 19.8216 | 20.9483 | 21.9658 | 22.8059 | 23.5178 | 24.0994 | 24.7019 | 25.2233 | 25.7305 | 26.1603 | 26.6219 | 27.0258 | 27.4966 | 27.4966
21- Maximum WA Customer Benefit | Total | 7.4606 | 16.1083 | 25.4819 | 36.5177 | 48.7389 | 61.8472 | 75.2471 | 88.7844 | 101.5443 | 113.2358 | 123.095 | 132.4933 | 140.4671 | 147.4918 | 153.2867 | 158.7443 | 163.5728 | 167.7549 | 171.0506 | 174.0402 | 176.2984 | 178.0366 | 178.3828 | 179.3656 | 179.3656
6b- Clean Resource Plan (2045) No Colstrip | Shared System Resource
6b- Clean Resource Plan (2045) No Colstrip | NG CT | 0 | 0 | 0 | 0 | 0 | 0 | 0 | 0 | 0 | 0 | 0 | 0 | 0 | 0 | 0 | 0 | 0 | 0 | 0 | 0 | 0 | 0 | 0 | 0 | 0
6b- Clean Resource Plan (2045) No Colstrip | Solar | 0 | 0 | 0 | 0 | 0 | 127.6886 | 0 | 0 | 0 | 111.8407 | 0 | 0 | 0 | 0 | 0 | 0 | 100 | 0 | 100 | 0 | 100 | 130.6183 | 0 | 150 | 820.1476
6b- Clean Resource Plan (2045) No Colstrip | Storage Added to Solar | 0 | 0 | 0 | 0 | 0 | 63.8443 | 0 | 0 | 0 | 55.9203 | 0 | 0 | 0 | 0 | 0 | 0 | 50 | 0 | 50 | 0 | 50 | 65.3092 | 0 | 75 | 410.0738
6b- Clean Resource Plan (2045) No Colstrip | Wind | 0 | 0 | 0 | 0 | 100 | 0 | 0 | 0 | 0 | 0 | 0 | 0 | 0 | 0 | 0 | 0 | 0 | 0 | 0 | 0 | 0 | 0 | 0 | 0 | 100
6b- Clean Resource Plan (2045) No Colstrip | Storage | 0 | 0 | 0 | 0 | 0 | 0 | 0 | 0 | 0 | 0 | 0 | 0 | 0 | 0 | 0 | 0 | 0 | 0 | 0 | 0 | 0 | 0 | 0 | 0 | 0
6b- Clean Resource Plan (2045) No Colstrip | Hydrogen | 0 | 0 | 0 | 0 | 0 | 0 | 0 | 0 | 0 | 0 | 0 | 0 | 0 | 0 | 0 | 0 | 0 | 0 | 0 | 0 | 0 | 0 | 0 | 0 | 0
6b- Clean Resource Plan (2045) No Colstrip | Other- (Clean Capacity) | 0 | 0 | 0 | 0 | 0 | 0 | 0 | 0 | 0 | 0 | 0 | 0 | 0 | 0 | 0 | 0 | 0 | 0 | 0 | 0 | 0 | 0 | 0 | 0 | 0
6b- Clean Resource Plan (2045) No Colstrip | Thermal Upgrade | 0 | 0 | 0 | 0 | 0 | 12 | 0 | 0 | 0 | 0 | 0 | 0 | 0 | 0 | 0 | 0 | 0 | 0 | 0 | 0 | 0 | 0 | 0 | 0 | 12
6b- Clean Resource Plan (2045) No Colstrip | Hydro | 0 | 0 | 0 | 0 | 0 | 0 | 0 | 0 | 0 | 0 | 0 | 0 | 0 | 0 | 0 | 0 | 0 | 0 | 0 | 0 | 0 | 0 | 0 | 68 | 68
6b- Clean Resource Plan (2045) No Colstrip
6b- Clean Resource Plan (2045) No Colstrip | Washington
6b- Clean Resource Plan (2045) No Colstrip | NG CT | 0 | 0 | 0 | 0 | 0 | 0 | 0 | 0 | 0 | 0 | 0 | 0 | 0 | 0 | 0 | 0 | 0 | 0 | 0 | 0 | 0 | 0 | 0 | 0 | 0
6b- Clean Resource Plan (2045) No Colstrip | Solar | 0 | 0 | 0 | 0 | 0 | 0 | 0 | 0 | 0 | 0 | 0 | 0 | 0 | 0 | 0 | 0 | 0 | 0 | 0 | 0 | 0 | 0 | 0 | 0 | 0
6b- Clean Resource Plan (2045) No Colstrip | Storage Added to Solar | 0 | 0 | 0 | 0 | 0 | 0 | 0 | 0 | 0 | 0 | 0 | 0 | 0 | 0 | 0 | 0 | 0 | 0 | 0 | 0 | 0 | 0 | 0 | 0 | 0
6b- Clean Resource Plan (2045) No Colstrip | Wind | 0 | 192.4267 | 0 | 0 | 0 | 100 | 0 | 0 | 0 | 0 | 0 | 0 | 0 | 0 | 0 | 0 | 0 | 0 | 0 | 0 | 0 | 0 | 0 | 321.523 | 613.9498
6b- Clean Resource Plan (2045) No Colstrip | Storage | 0 | 0 | 0 | 0 | 0 | 83.0996 | 0 | 11.76 | 0 | 0 | 0 | 12.7324 | 0 | 0 | 0 | 0 | 0 | 0 | 0 | 22.9247 | 0 | 0 | 10.0107 | 200 | 340.5275
6b- Clean Resource Plan (2045) No Colstrip | Hydrogen | 0 | 0 | 0 | 0 | 0 | 0 | 0 | 0 | 0 | 0 | 0 | 0 | 0 | 0 | 75.2913 | 0 | 0 | 0 | 0 | 0 | 0 | 0 | 0 | 0 | 75.2913
6b- Clean Resource Plan (2045) No Colstrip | Other- (Clean Capacity) | 0 | 0 | 0 | 0 | 0 | 0 | 0 | 0 | 0 | 0 | 0 | 0 | 0 | 0 | 0 | 0 | 0 | 0 | 0 | 0 | 0 | 0 | 0 | 38.747 | 38.747
6b- Clean Resource Plan (2045) No Colstrip | Thermal Upgrade | 0 | 0 | 0 | 0 | 0 | 0 | 0 | 0 | 0 | 0 | 0 | 0 | 0 | 0 | 0 | 0 | 0 | 0 | 0 | 0 | 0 | 0 | 0 | 0 | 0
6b- Clean Resource Plan (2045) No Colstrip | Hydro | 0 | 0 | 0 | 0 | 0 | 0 | 0 | 0 | 0 | 75 | 0 | 0 | 0 | 0 | 0 | 0 | 0 | 0 | 0 | 0 | 0 | 0 | 0 | 0 | 75
6b- Clean Resource Plan (2045) No Colstrip | DR Capability | 0 | 0 | 0.2892 | 5.5182 | 13.3893 | 51.4012 | 56.2409 | 57.4419 | 57.4184 | 57.3017 | 57.1609 | 57.0442 | 56.8825 | 56.8349 | 56.7182 | 56.5318 | 56.4151 | 56.2984 | 56.1817 | 56.065 | 55.8551 | 55.7384 | 55.5532 | 104.3205 | 104.3205
6b- Clean Resource Plan (2045) No Colstrip | EE- Winter Capacity | 3.4894 | 4.3064 | 5.0209 | 5.9239 | 6.9299 | 7.6755 | 8.0845 | 7.9747 | 7.5136 | 6.694 | 5.6518 | 4.6946 | 3.8775 | 3.1836 | 2.5897 | 2.0794 | 1.852 | 1.5563 | 1.3531 | 0.81096 | 0.63613 | 0.19184 | -0.18018 | -0.31483 | 91.5946
6b- Clean Resource Plan (2045) No Colstrip | EE- Summer Capacity | 4.6379 | 5.4287 | 6.1002 | 7.1773 | 7.739 | 8.3226 | 8.6158 | 8.4313 | 8.3921 | 7.0464 | 5.9311 | 4.9335 | 4.0934 | 3.4147 | 2.863 | 2.1934 | 1.9815 | 1.7107 | 1.578 | 0.48466 | 0.22436 | -0.11654 | -0.27636 | -0.28855 | 100.6183
6b- Clean Resource Plan (2045) No Colstrip
6b- Clean Resource Plan (2045) No Colstrip | Idaho
6b- Clean Resource Plan (2045) No Colstrip | NG CT | 0 | 0 | 0 | 0 | 0 | 0 | 0 | 0 | 0 | 0 | 0 | 0 | 0 | 0 | 0 | 0 | 0 | 0 | 0 | 0 | 0 | 0 | 0 | 0 | 0
6b- Clean Resource Plan (2045) No Colstrip | Solar | 0 | 0 | 0 | 0 | 0 | 0 | 0 | 0 | 0 | 0 | 0 | 0 | 0 | 0 | 0 | 0 | 0 | 0 | 0 | 120.0334 | 0 | 0 | 0 | 150 | 270.0334
6b- Clean Resource Plan (2045) No Colstrip | Storage Added to Solar | 0 | 0 | 0 | 0 | 0 | 0 | 0 | 0 | 0 | 0 | 0 | 0 | 0 | 0 | 0 | 0 | 0 | 0 | 0 | 60.0167 | 0 | 0 | 0 | 0 | 60.0167
6b- Clean Resource Plan (2045) No Colstrip | Wind | 0 | 100 | 0 | 100 | 0 | 0 | 0 | 0 | 0 | 0 | 0 | 0 | 0 | 0 | 0 | 0 | 0 | 0 | 0 | 0 | 0 | 0 | 0 | 0 | 200
6b- Clean Resource Plan (2045) No Colstrip | Storage | 0 | 0 | 0 | 0 | 0 | 0 | 0 | 0 | 0 | 27.388 | 0 | 0 | 0 | 0 | 0 | 0 | 0 | 0 | 0 | 0 | 0 | 0 | 13.2413 | 0 | 40.6294
6b- Clean Resource Plan (2045) No Colstrip | Hydrogen | 0 | 0 | 0 | 0 | 0 | 0 | 0 | 0 | 0 | 0 | 0 | 0 | 0 | 0 | 50 | 0 | 0 | 0 | 0 | 0 | 0 | 0 | 0 | 195.0829 | 245.0829
6b- Clean Resource Plan (2045) No Colstrip | Other- (Clean Capacity) | 0 | 0 | 0 | 0 | 0 | 20 | 0 | 0 | 0 | 0 | 0 | 0 | 0 | 0 | 0 | 0 | 0 | 0 | 0 | 0 | 0 | 0 | 0 | 0 | 20
6b- Clean Resource Plan (2045) No Colstrip | Thermal Upgrade | 0 | 0 | 0 | 0 | 0 | 0 | 0 | 0 | 0 | 0 | 0 | 0 | 0 | 0 | 0 | 0 | 0 | 0 | 0 | 0 | 0 | 0 | 0 | 0 | 0
6b- Clean Resource Plan (2045) No Colstrip | Hydro | 0 | 0 | 0 | 0 | 0 | 0 | 0 | 0 | 0 | 0 | 0 | 0 | 0 | 0 | 0 | 0 | 0 | 0 | 0 | 0 | 0 | 0 | 0 | 0 | 0
6b- Clean Resource Plan (2045) No Colstrip | DR Capability | 0 | 0 | 0 | 0.7798 | 3.0397 | 7.5963 | 10.9912 | 13.1221 | 14.0724 | 14.0955 | 15.5651 | 17.3428 | 20.0997 | 21.1595 | 21.0373 | 20.9122 | 20.7482 | 20.6153 | 20.4902 | 20.3573 | 20.1765 | 20.0436 | 19.8365 | 19.7036 | 19.7036
6b- Clean Resource Plan (2045) No Colstrip | EE- Winter Capacity | 1.5985 | 1.9401 | 2.2156 | 2.5361 | 2.9425 | 3.2327 | 3.3753 | 3.3064 | 3.0805 | 2.7131 | 2.2315 | 1.8374 | 1.4976 | 1.2207 | 1.003 | 0.79297 | 0.70696 | 0.59093 | 0.50979 | 0.24204 | 0.059589 | 0.033496 | -0.096116 | -0.14379 | 37.4267
6b- Clean Resource Plan (2045) No Colstrip | EE- Summer Capacity | 1.4143 | 1.615 | 1.7488 | 1.9929 | 2.1018 | 2.22 | 2.2743 | 2.2175 | 2.2339 | 1.8743 | 1.5609 | 1.3215 | 1.1172 | 0.94168 | 0.78353 | 0.60904 | 0.56294 | 0.48405 | 0.48082 | 0.16834 | -0.024997 | -0.049278 | -0.13029 | -0.14309 | 27.3753
6b- Clean Resource Plan (2045) No Colstrip
6b- Clean Resource Plan (2045) No Colstrip | Energy Efficiency Energy (GWh excludes losses)
6b- Clean Resource Plan (2045) No Colstrip | WA | 33.6383 | 73.363 | 117.745 | 169.7305 | 228.3998 | 291.7416 | 357.8424 | 422.5598 | 484.6326 | 541.7155 | 592.1603 | 636.5268 | 675.6494 | 709.8746 | 739.6401 | 763.5456 | 786.5402 | 804.6131 | 820.1385 | 829.0288 | 835.9429 | 838.5455 | 838.7693 | 836.912 | 95.5379
6b- Clean Resource Plan (2045) No Colstrip | ID | 15.5287 | 33.0233 | 51.1126 | 71.0265 | 92.7136 | 115.6167 | 139.1133 | 161.8461 | 183.7746 | 203.892 | 220.7947 | 236.5072 | 250.5021 | 262.9015 | 273.8079 | 281.9411 | 289.5986 | 296.9131 | 303.7481 | 307.8417 | 310.7637 | 313.7418 | 316.0997 | 317.6775 | 36.2646
6b- Clean Resource Plan (2045) No Colstrip | Total | 49.167 | 106.3864 | 168.8577 | 240.757 | 321.1135 | 407.3582 | 496.9557 | 584.4059 | 668.4072 | 745.6074 | 812.955 | 873.034 | 926.1515 | 972.7761 | 1013.448 | 1045.4868 | 1076.1388 | 1101.5262 | 1123.8867 | 1136.8705 | 1146.7065 | 1152.2873 | 1154.869 | 1154.5895 | 131.8025
6b- Clean Resource Plan (2045) No Colstrip
6b- Clean Resource Plan (2045) No Colstrip | aMW w/ losses
6b- Clean Resource Plan (2045) No Colstrip | WA | 4.06 | 8.8547 | 14.1364 | 20.4873 | 27.57 | 35.2166 | 43.0722 | 51.0081 | 58.5 | 65.3897 | 71.2827 | 76.8363 | 81.5533 | 85.6842 | 89.0416 | 92.1685 | 94.9444 | 97.1321 | 98.7165 | 100.0677 | 100.9113 | 101.2279 | 100.9721 | 101.0172 | 101.0172
6b- Clean Resource Plan (2045) No Colstrip | ID | 1.8742 | 3.9858 | 6.1366 | 8.5732 | 11.1914 | 13.9563 | 16.7445 | 19.5368 | 22.1834 | 24.6115 | 26.5787 | 28.5492 | 30.2365 | 31.7331 | 32.9624 | 34.0335 | 34.9579 | 35.8431 | 36.5608 | 37.158 | 37.514 | 37.8744 | 38.0525 | 38.3444 | 38.3444
6b- Clean Resource Plan (2045) No Colstrip | Total | 5.9342 | 12.8405 | 20.273 | 29.0605 | 38.7614 | 49.1729 | 59.8167 | 70.5449 | 80.6834 | 90.0012 | 97.8614 | 105.3855 | 111.7898 | 117.4172 | 122.004 | 126.202 | 129.9023 | 132.9752 | 135.2774 | 137.2257 | 138.4254 | 139.1023 | 139.0246 | 139.3616 | 139.3616

## PRS
WA | 65.7%
ID | 34.3%
| Nameplate MW | 2022 | 2023 | 2024 | 2025 | 2026 | 2027 | 2028 | 2029 | 2030 | 2031 | 2032 | 2033 | 2034 | 2035 | 2036 | 2037 | 2038 | 2039 | 2040 | 2041 | 2042 | 2043 | 2044 | 2045 | Total
Washington
| NG CT | 0 | 0 | 0 | 0 | 0 | 82.8646 | 0 | 0 | 0 | 0 | 0 | 0 | 0 | 0 | 57.0862 | 0 | 0 | 0 | 0 | 0 | 0 | 0 | 0 | 0 | 139.9508
| Solar | 0 | 0 | 0 | 0 | 0 | 0 | 0 | 0 | 0 | 0 | 0 | 0 | 0 | 0 | 0 | 0 | 65.7 | 0 | 0 | 0 | 116.9821 | 121.5549 | 0 | 149.4216 | 453.6585
| Storage Added to Solar | 0 | 0 | 0 | 0 | 0 | 0 | 0 | 0 | 0 | 0 | 0 | 0 | 0 | 0 | 0 | 0 | 32.85 | 0 | 0 | 0 | 58.491 | 60.7774 | 0 | 74.7108 | 226.8293
| Wind | 0 | 100 | 100 | 0 | 0 | 0 | 100 | 0 | 0 | 0 | 0 | 0 | 0 | 0 | 0 | 0 | 0 | 0 | 0 | 100 | 0 | 0 | 0 | 0 | 400
| Storage | 0 | 0 | 0 | 0 | 0 | 0 | 0 | 0 | 0 | 0 | 0 | 0 | 0 | 0 | 0 | 0 | 0 | 0 | 0 | 0 | 0 | 0 | 12.3369 | 0 | 12.3369
| Hydrogen | 0 | 0 | 0 | 0 | 0 | 0 | 0 | 0 | 0 | 0 | 0 | 0 | 0 | 0 | 0 | 0 | 0 | 0 | 0 | 0 | 0 | 0 | 0 | 0 | 0
| Other- (Clean Capacity) | 0 | 0 | 0 | 0 | 0 | 0 | 0 | 0 | 0 | 0 | 0 | 0 | 0 | 0 | 0 | 0 | 0 | 0 | 0 | 0 | 0 | 0 | 0 | 0 | 0
| Thermal Upgrade | 0 | 0 | 0 | 0 | 7.884 | 0 | 0 | 0 | 0 | 0 | 0 | 0 | 0 | 3.285 | 0 | 0 | 0 | 0 | 0 | 0 | 0 | 0 | 0 | 0 | 11.169
| Hydro | 0 | 0 | 0 | 0 | 0 | 0 | 0 | 0 | 0 | 75 | 0 | 0 | 0 | 0 | 0 | 0 | 0 | 0 | 0 | 0 | 0 | 0 | 0 | 0 | 75
Idaho
| NG CT | 0 | 0 | 0 | 0 | 0 | 128.3708 | 0 | 0 | 0 | 0 | 0 | 0 | 0 | 0 | 29.803 | 0 | 0 | 0 | 0 | 36.4 | 0 | 0 | 0 | 0 | 194.5738
| Solar | 0 | 0 | 0 | 0 | 0 | 0 | 0 | 0 | 0 | 0 | 0 | 0 | 0 | 0 | 0 | 0 | 34.3 | 0 | 0 | 0 | 0 | 0 | 0 | 0 | 34.3
| Storage Added to Solar | 0 | 0 | 0 | 0 | 0 | 0 | 0 | 0 | 0 | 0 | 0 | 0 | 0 | 0 | 0 | 0 | 17.15 | 0 | 0 | 0 | 0 | 0 | 0 | 0 | 17.15
| Wind | 0 | 0 | 0 | 0 | 0 | 0 | 0 | 0 | 0 | 0 | 0 | 0 | 0 | 0 | 0 | 0 | 0 | 0 | 0 | 0 | 0 | 0 | 0 | 0 | 0
| Storage | 0 | 0 | 0 | 0 | 0 | 0 | 0 | 0 | 0 | 0 | 0 | 0 | 0 | 0 | 0 | 0 | 0 | 0 | 0 | 0 | 0 | 0 | 0 | 10.402 | 10.402
| Hydrogen | 0 | 0 | 0 | 0 | 0 | 0 | 0 | 0 | 0 | 0 | 0 | 0 | 0 | 0 | 0 | 0 | 0 | 0 | 0 | 0 | 0 | 0 | 0 | 0 | 0
| Other- (Clean Capacity) | 0 | 0 | 0 | 0 | 0 | 0 | 0 | 0 | 0 | 0 | 0 | 0 | 0 | 0 | 0 | 0 | 0 | 0 | 0 | 0 | 0 | 0 | 0 | 0 | 0
| Thermal Upgrade | 0 | 0 | 0 | 0 | 4.116 | 0 | 0 | 0 | 0 | 0 | 0 | 0 | 0 | 1.715 | 0 | 0 | 0 | 0 | 0 | 0 | 0 | 0 | 0 | 0 | 5.831
| Hydro | 0 | 0 | 0 | 0 | 0 | 0 | 0 | 0 | 0 | 0 | 0 | 0 | 0 | 0 | 0 | 0 | 0 | 0 | 0 | 0 | 0 | 0 | 0 | 0 | 0

## Existing Resources
|  | 1- Preferred Resource Strategy | 2- Baseline 1 | 3- Baseline 2 | 4- Baseline 3 | 5- Clean Resource Plan (2027) | 6- Clean Resource Plan (2045) | 7- SCC Idaho | 8- Low Load Forecast | 9- High Load Forecast | 10- RA Market | 11- Electrification 1 | 12- Electrification 2 | 13- Electrification 3 | 14- 2x SCC | 15- Colstrip Exit 2025 | 16- Colstrip Exit 2035 | 17- Colstrip Exit 2045 | 18- Clean Energy Delivered Each Hour | 19- SCC on Net P/S | 20- Use Avg Mrkt for EE SCC | 1a- LCP w/ Climate Shift | 1b- LCP w/ SCC | 6b- Clean Resource Plan (2045) No Colstrip
| Coyote Springs 2 | - | - | - | - | - | 2044 | - | - | - | - | - | - | - | - | - | - | - | - | - | - | - | - | 2044
| Lancaster | 2026 | 2026 | 2026 | 2026 | 2026 | 2026 | 2026 | 2026 | 2026 | 2026 | 2026 | 2026 | 2026 | 2026 | 2026 | 2026 | 2026 | 2026 | 2026 | 2026 | 2026 | 2026 | 2026
| Colstrip (3) | 2021 | 2021 | 2021 | 2021 | 2021 | 2044 | 2021 | 2021 | 2021 | 2021 | 2021 | 2021 | 2021 | 2021 | 2025 | 2035 | - | 2021 | 2021 | 2021 | 2021 | 2021 | 2021
| Colstrip (4) | 2021 | 2021 | 2021 | 2021 | 2021 | 2021 | 2021 | 2021 | 2022 | 2021 | 2021 | 2021 | 2021 | 2021 | 2025 | 2035 | - | 2021 | 2021 | 2021 | 2021 | 2021 | 2021
| Kettle Falls | - | - | - | - | - | - | - | - | - | - | - | - | - | - | - | - | - | - | - | - | - | - | -
| Kettle Falls CT | - | - | - | - | - | 2044 | - | - | - | - | - | - | - | - | - | - | - | - | - | - | - | - | 2044
| Boulder Park 1-6 | 2040 | 2040 | 2040 | 2040 | 2040 | 2040 | 2040 | 2040 | 2040 | 2037 | 2040 | 2040 | 2040 | 2040 | 2040 | 2040 | 2040 | 2040 | 2039 | 2040 | 2040 | 2040 | 2040
| Rathdrum 1 | - | - | - | - | - | 2044 | - | - | - | - | - | - | - | - | - | - | - | - | - | - | - | - | 2044
| Rathdrum 2 | - | - | - | - | - | 2044 | - | - | - | - | - | - | - | - | - | - | - | - | - | - | - | - | 2044
| Northeast A&B | 2035 | 2035 | 2035 | 2035 | 2035 | 2035 | 2035 | 2035 | 2035 | 2035 | 2035 | 2035 | 2035 | 2035 | 2035 | 2035 | 2035 | 2035 | 2035 | 2035 | 2035 | 2035 | 2035
| Item | 2021 | 2022 | 2023 | 2024 | 2025 | 2026 | 2027 | 2028 | 2029 | 2030 | 2031 | 2032 | 2033 | 2034 | 2035 | 2036 | 2037 | 2038 | 2039 | 2040 | 2041 | 2042 | 2043 | 2044 | 2045 | 2022 | 2023 | 2024 | 2025 | 2026 | 2027 | 2028 | 2029 | 2030 | 2031 | 2032 | 2033 | 2034 | 2035 | 2036 | 2037 | 2038 | 2039 | 2040 | 2041 | 2042 | 2043 | 2044 | 2045 |  | 2022 | 2023 | 2024 | 2025 | 2026 | 2027 | 2028 | 2029 | 2030 | 2031 | 2032 | 2033 | 2034 | 2035 | 2036 | 2037 | 2038 | 2039 | 2040 | 2041 | 2042 | 2043 | 2044 | 2045
1- Preferred Resource Strategy | Coyote Springs 2 | [25 empty] | 0 | 0 | 0 | 0 | 0 | 0 | 0 | 0 | 0 | 0 | 0 | 0 | 0 | 0 | 0 | 0 | 0 | 0 | 0 | 0 | 0 | 0 | 0 | 0 | - | 0 | 0 | 0 | 0 | 0 | 0 | 0 | 0 | 0 | 0 | 0 | 0 | 0 | 0 | 0 | 0 | 0 | 0 | 0 | 0 | 0 | 0 | 0 | 0 | bar: 2021 to 2045
1- Preferred Resource Strategy | Lancaster | 1 | 1 | 1 | 1 | 1 | 1 | 0 | 0 | 0 | 0 | 0 | 0 | 0 | 0 | 0 | 0 | 0 | 0 | 0 | 0 | 0 | 0 | 0 | 0 | 0 | 0 | 0 | 0 | 0 | 0 | 1 | 0 | 0 | 0 | 0 | 0 | 0 | 0 | 0 | 0 | 0 | 0 | 0 | 0 | 0 | 0 | 0 | 0 | 0 | 2026 | 0 | 0 | 0 | 0 | 0 | 2027 | 0 | 0 | 0 | 0 | 0 | 0 | 0 | 0 | 0 | 0 | 0 | 0 | 0 | 0 | 0 | 0 | 0 | 0
1- Preferred Resource Strategy | Colstrip (3) | 1 | 0 | 0 | 0 | 0 | 0 | 0 | 0 | 0 | 0 | 0 | 0 | 0 | 0 | 0 | 0 | 0 | 0 | 0 | 0 | 0 | 0 | 0 | 0 | 0 | 1 | 0 | 0 | 0 | 0 | 0 | 0 | 0 | 0 | 0 | 0 | 0 | 0 | 0 | 0 | 0 | 0 | 0 | 0 | 0 | 0 | 0 | 0 | 0 | 2021 | 2022 | 0 | 0 | 0 | 0 | 0 | 0 | 0 | 0 | 0 | 0 | 0 | 0 | 0 | 0 | 0 | 0 | 0 | 0 | 0 | 0 | 0 | 0 | 0
1- Preferred Resource Strategy | Colstrip (4) | 1 | 0 | 0 | 0 | 0 | 0 | 0 | 0 | 0 | 0 | 0 | 0 | 0 | 0 | 0 | 0 | 0 | 0 | 0 | 0 | 0 | 0 | 0 | 0 | 0 | 1 | 0 | 0 | 0 | 0 | 0 | 0 | 0 | 0 | 0 | 0 | 0 | 0 | 0 | 0 | 0 | 0 | 0 | 0 | 0 | 0 | 0 | 0 | 0 | 2021 | 2022 | 0 | 0 | 0 | 0 | 0 | 0 | 0 | 0 | 0 | 0 | 0 | 0 | 0 | 0 | 0 | 0 | 0 | 0 | 0 | 0 | 0 | 0 | 0
1- Preferred Resource Strategy | Kettle Falls | [25 empty] | 0 | 0 | 0 | 0 | 0 | 0 | 0 | 0 | 0 | 0 | 0 | 0 | 0 | 0 | 0 | 0 | 0 | 0 | 0 | 0 | 0 | 0 | 0 | 0 | - | 0 | 0 | 0 | 0 | 0 | 0 | 0 | 0 | 0 | 0 | 0 | 0 | 0 | 0 | 0 | 0 | 0 | 0 | 0 | 0 | 0 | 0 | 0 | 0 | bar: 2021 to 2045
1- Preferred Resource Strategy | Kettle Falls CT | [25 empty] | 0 | 0 | 0 | 0 | 0 | 0 | 0 | 0 | 0 | 0 | 0 | 0 | 0 | 0 | 0 | 0 | 0 | 0 | 0 | 0 | 0 | 0 | 0 | 0 | - | 0 | 0 | 0 | 0 | 0 | 0 | 0 | 0 | 0 | 0 | 0 | 0 | 0 | 0 | 0 | 0 | 0 | 0 | 0 | 0 | 0 | 0 | 0 | 0 | bar: 2021 to 2045
1- Preferred Resource Strategy | Boulder Park 1-6 | 1 | 1 | 1 | 1 | 1 | 1 | 1 | 1 | 1 | 1 | 1 | 1 | 1 | 1 | 1 | 1 | 1 | 1 | 1 | 1 | 0 | 0 | 0 | 0 | 0 | 0 | 0 | 0 | 0 | 0 | 0 | 0 | 0 | 0 | 0 | 0 | 0 | 0 | 0 | 0 | 0 | 0 | 0 | 0 | 1 | 0 | 0 | 0 | 0 | 2040 | 0 | 0 | 0 | 0 | 0 | 0 | 0 | 0 | 0 | 0 | 0 | 0 | 0 | 0 | 0 | 0 | 0 | 0 | 0 | 2041 | 0 | 0 | 0 | 0
1- Preferred Resource Strategy | Rathdrum 1 | [25 empty] | 0 | 0 | 0 | 0 | 0 | 0 | 0 | 0 | 0 | 0 | 0 | 0 | 0 | 0 | 0 | 0 | 0 | 0 | 0 | 0 | 0 | 0 | 0 | 0 | - | 0 | 0 | 0 | 0 | 0 | 0 | 0 | 0 | 0 | 0 | 0 | 0 | 0 | 0 | 0 | 0 | 0 | 0 | 0 | 0 | 0 | 0 | 0 | 0 | bar: 2021 to 2045
1- Preferred Resource Strategy | Rathdrum 2 | [25 empty] | 0 | 0 | 0 | 0 | 0 | 0 | 0 | 0 | 0 | 0 | 0 | 0 | 0 | 0 | 0 | 0 | 0 | 0 | 0 | 0 | 0 | 0 | 0 | 0 | - | 0 | 0 | 0 | 0 | 0 | 0 | 0 | 0 | 0 | 0 | 0 | 0 | 0 | 0 | 0 | 0 | 0 | 0 | 0 | 0 | 0 | 0 | 0 | 0 | bar: 2021 to 2045
1- Preferred Resource Strategy | Northeast A&B | 1 | 1 | 1 | 1 | 1 | 1 | 1 | 1 | 1 | 1 | 1 | 1 | 1 | 1 | 1 | 0 | 0 | 0 | 0 | 0 | 0 | 0 | 0 | 0 | 0 | 0 | 0 | 0 | 0 | 0 | 0 | 0 | 0 | 0 | 0 | 0 | 0 | 0 | 0 | 1 | 0 | 0 | 0 | 0 | 0 | 0 | 0 | 0 | 0 | 2035 | 0 | 0 | 0 | 0 | 0 | 0 | 0 | 0 | 0 | 0 | 0 | 0 | 0 | 0 | 2036 | 0 | 0 | 0 | 0 | 0 | 0 | 0 | 0 | 0
2- Baseline 1 | Coyote Springs 2 | [25 empty] | 0 | 0 | 0 | 0 | 0 | 0 | 0 | 0 | 0 | 0 | 0 | 0 | 0 | 0 | 0 | 0 | 0 | 0 | 0 | 0 | 0 | 0 | 0 | 0 | - | 0 | 0 | 0 | 0 | 0 | 0 | 0 | 0 | 0 | 0 | 0 | 0 | 0 | 0 | 0 | 0 | 0 | 0 | 0 | 0 | 0 | 0 | 0 | 0 | bar: 2021 to 2045
2- Baseline 1 | Lancaster | 1 | 1 | 1 | 1 | 1 | 1 | 0 | 0 | 0 | 0 | 0 | 0 | 0 | 0 | 0 | 0 | 0 | 0 | 0 | 0 | 0 | 0 | 0 | 0 | 0 | 0 | 0 | 0 | 0 | 0 | 1 | 0 | 0 | 0 | 0 | 0 | 0 | 0 | 0 | 0 | 0 | 0 | 0 | 0 | 0 | 0 | 0 | 0 | 0 | 2026 | 0 | 0 | 0 | 0 | 0 | 2027 | 0 | 0 | 0 | 0 | 0 | 0 | 0 | 0 | 0 | 0 | 0 | 0 | 0 | 0 | 0 | 0 | 0 | 0
2- Baseline 1 | Colstrip (3) | 1 | 0 | 0 | 0 | 0 | 0 | 0 | 0 | 0 | 0 | 0 | 0 | 0 | 0 | 0 | 0 | 0 | 0 | 0 | 0 | 0 | 0 | 0 | 0 | 0 | 1 | 0 | 0 | 0 | 0 | 0 | 0 | 0 | 0 | 0 | 0 | 0 | 0 | 0 | 0 | 0 | 0 | 0 | 0 | 0 | 0 | 0 | 0 | 0 | 2021 | 2022 | 0 | 0 | 0 | 0 | 0 | 0 | 0 | 0 | 0 | 0 | 0 | 0 | 0 | 0 | 0 | 0 | 0 | 0 | 0 | 0 | 0 | 0 | 0
2- Baseline 1 | Colstrip (4) | 1 | 0 | 0 | 0 | 0 | 0 | 0 | 0 | 0 | 0 | 0 | 0 | 0 | 0 | 0 | 0 | 0 | 0 | 0 | 0 | 0 | 0 | 0 | 0 | 0 | 1 | 0 | 0 | 0 | 0 | 0 | 0 | 0 | 0 | 0 | 0 | 0 | 0 | 0 | 0 | 0 | 0 | 0 | 0 | 0 | 0 | 0 | 0 | 0 | 2021 | 2022 | 0 | 0 | 0 | 0 | 0 | 0 | 0 | 0 | 0 | 0 | 0 | 0 | 0 | 0 | 0 | 0 | 0 | 0 | 0 | 0 | 0 | 0 | 0
2- Baseline 1 | Kettle Falls | [25 empty] | 0 | 0 | 0 | 0 | 0 | 0 | 0 | 0 | 0 | 0 | 0 | 0 | 0 | 0 | 0 | 0 | 0 | 0 | 0 | 0 | 0 | 0 | 0 | 0 | - | 0 | 0 | 0 | 0 | 0 | 0 | 0 | 0 | 0 | 0 | 0 | 0 | 0 | 0 | 0 | 0 | 0 | 0 | 0 | 0 | 0 | 0 | 0 | 0 | bar: 2021 to 2045
2- Baseline 1 | Kettle Falls CT | [25 empty] | 0 | 0 | 0 | 0 | 0 | 0 | 0 | 0 | 0 | 0 | 0 | 0 | 0 | 0 | 0 | 0 | 0 | 0 | 0 | 0 | 0 | 0 | 0 | 0 | - | 0 | 0 | 0 | 0 | 0 | 0 | 0 | 0 | 0 | 0 | 0 | 0 | 0 | 0 | 0 | 0 | 0 | 0 | 0 | 0 | 0 | 0 | 0 | 0 | bar: 2021 to 2045
2- Baseline 1 | Boulder Park 1-6 | 1 | 1 | 1 | 1 | 1 | 1 | 1 | 1 | 1 | 1 | 1 | 1 | 1 | 1 | 1 | 1 | 1 | 1 | 1 | 1 | 0 | 0 | 0 | 0 | 0 | 0 | 0 | 0 | 0 | 0 | 0 | 0 | 0 | 0 | 0 | 0 | 0 | 0 | 0 | 0 | 0 | 0 | 0 | 0 | 1 | 0 | 0 | 0 | 0 | 2040 | 0 | 0 | 0 | 0 | 0 | 0 | 0 | 0 | 0 | 0 | 0 | 0 | 0 | 0 | 0 | 0 | 0 | 0 | 0 | 2041 | 0 | 0 | 0 | 0
2- Baseline 1 | Rathdrum 1 | [25 empty] | 0 | 0 | 0 | 0 | 0 | 0 | 0 | 0 | 0 | 0 | 0 | 0 | 0 | 0 | 0 | 0 | 0 | 0 | 0 | 0 | 0 | 0 | 0 | 0 | - | 0 | 0 | 0 | 0 | 0 | 0 | 0 | 0 | 0 | 0 | 0 | 0 | 0 | 0 | 0 | 0 | 0 | 0 | 0 | 0 | 0 | 0 | 0 | 0 | bar: 2021 to 2045
2- Baseline 1 | Rathdrum 2 | [25 empty] | 0 | 0 | 0 | 0 | 0 | 0 | 0 | 0 | 0 | 0 | 0 | 0 | 0 | 0 | 0 | 0 | 0 | 0 | 0 | 0 | 0 | 0 | 0 | 0 | - | 0 | 0 | 0 | 0 | 0 | 0 | 0 | 0 | 0 | 0 | 0 | 0 | 0 | 0 | 0 | 0 | 0 | 0 | 0 | 0 | 0 | 0 | 0 | 0 | bar: 2021 to 2045
2- Baseline 1 | Northeast A&B | 1 | 1 | 1 | 1 | 1 | 1 | 1 | 1 | 1 | 1 | 1 | 1 | 1 | 1 | 1 | 0 | 0 | 0 | 0 | 0 | 0 | 0 | 0 | 0 | 0 | 0 | 0 | 0 | 0 | 0 | 0 | 0 | 0 | 0 | 0 | 0 | 0 | 0 | 0 | 1 | 0 | 0 | 0 | 0 | 0 | 0 | 0 | 0 | 0 | 2035 | 0 | 0 | 0 | 0 | 0 | 0 | 0 | 0 | 0 | 0 | 0 | 0 | 0 | 0 | 2036 | 0 | 0 | 0 | 0 | 0 | 0 | 0 | 0 | 0
3- Baseline 2 | Coyote Springs 2 | [25 empty] | 0 | 0 | 0 | 0 | 0 | 0 | 0 | 0 | 0 | 0 | 0 | 0 | 0 | 0 | 0 | 0 | 0 | 0 | 0 | 0 | 0 | 0 | 0 | 0 | - | 0 | 0 | 0 | 0 | 0 | 0 | 0 | 0 | 0 | 0 | 0 | 0 | 0 | 0 | 0 | 0 | 0 | 0 | 0 | 0 | 0 | 0 | 0 | 0 | bar: 2021 to 2045
3- Baseline 2 | Lancaster | 1 | 1 | 1 | 1 | 1 | 1 | 0 | 0 | 0 | 0 | 0 | 0 | 0 | 0 | 0 | 0 | 0 | 0 | 0 | 0 | 0 | 0 | 0 | 0 | 0 | 0 | 0 | 0 | 0 | 0 | 1 | 0 | 0 | 0 | 0 | 0 | 0 | 0 | 0 | 0 | 0 | 0 | 0 | 0 | 0 | 0 | 0 | 0 | 0 | 2026 | 0 | 0 | 0 | 0 | 0 | 2027 | 0 | 0 | 0 | 0 | 0 | 0 | 0 | 0 | 0 | 0 | 0 | 0 | 0 | 0 | 0 | 0 | 0 | 0
3- Baseline 2 | Colstrip (3) | 1 | 0 | 0 | 0 | 0 | 0 | 0 | 0 | 0 | 0 | 0 | 0 | 0 | 0 | 0 | 0 | 0 | 0 | 0 | 0 | 0 | 0 | 0 | 0 | 0 | 1 | 0 | 0 | 0 | 0 | 0 | 0 | 0 | 0 | 0 | 0 | 0 | 0 | 0 | 0 | 0 | 0 | 0 | 0 | 0 | 0 | 0 | 0 | 0 | 2021 | 2022 | 0 | 0 | 0 | 0 | 0 | 0 | 0 | 0 | 0 | 0 | 0 | 0 | 0 | 0 | 0 | 0 | 0 | 0 | 0 | 0 | 0 | 0 | 0
3- Baseline 2 | Colstrip (4) | 1 | 0 | 0 | 0 | 0 | 0 | 0 | 0 | 0 | 0 | 0 | 0 | 0 | 0 | 0 | 0 | 0 | 0 | 0 | 0 | 0 | 0 | 0 | 0 | 0 | 1 | 0 | 0 | 0 | 0 | 0 | 0 | 0 | 0 | 0 | 0 | 0 | 0 | 0 | 0 | 0 | 0 | 0 | 0 | 0 | 0 | 0 | 0 | 0 | 2021 | 2022 | 0 | 0 | 0 | 0 | 0 | 0 | 0 | 0 | 0 | 0 | 0 | 0 | 0 | 0 | 0 | 0 | 0 | 0 | 0 | 0 | 0 | 0 | 0
3- Baseline 2 | Kettle Falls | [25 empty] | 0 | 0 | 0 | 0 | 0 | 0 | 0 | 0 | 0 | 0 | 0 | 0 | 0 | 0 | 0 | 0 | 0 | 0 | 0 | 0 | 0 | 0 | 0 | 0 | - | 0 | 0 | 0 | 0 | 0 | 0 | 0 | 0 | 0 | 0 | 0 | 0 | 0 | 0 | 0 | 0 | 0 | 0 | 0 | 0 | 0 | 0 | 0 | 0 | bar: 2021 to 2045
3- Baseline 2 | Kettle Falls CT | [25 empty] | 0 | 0 | 0 | 0 | 0 | 0 | 0 | 0 | 0 | 0 | 0 | 0 | 0 | 0 | 0 | 0 | 0 | 0 | 0 | 0 | 0 | 0 | 0 | 0 | - | 0 | 0 | 0 | 0 | 0 | 0 | 0 | 0 | 0 | 0 | 0 | 0 | 0 | 0 | 0 | 0 | 0 | 0 | 0 | 0 | 0 | 0 | 0 | 0 | bar: 2021 to 2045
3- Baseline 2 | Boulder Park 1-6 | 1 | 1 | 1 | 1 | 1 | 1 | 1 | 1 | 1 | 1 | 1 | 1 | 1 | 1 | 1 | 1 | 1 | 1 | 1 | 1 | 0 | 0 | 0 | 0 | 0 | 0 | 0 | 0 | 0 | 0 | 0 | 0 | 0 | 0 | 0 | 0 | 0 | 0 | 0 | 0 | 0 | 0 | 0 | 0 | 1 | 0 | 0 | 0 | 0 | 2040 | 0 | 0 | 0 | 0 | 0 | 0 | 0 | 0 | 0 | 0 | 0 | 0 | 0 | 0 | 0 | 0 | 0 | 0 | 0 | 2041 | 0 | 0 | 0 | 0
3- Baseline 2 | Rathdrum 1 | [25 empty] | 0 | 0 | 0 | 0 | 0 | 0 | 0 | 0 | 0 | 0 | 0 | 0 | 0 | 0 | 0 | 0 | 0 | 0 | 0 | 0 | 0 | 0 | 0 | 0 | - | 0 | 0 | 0 | 0 | 0 | 0 | 0 | 0 | 0 | 0 | 0 | 0 | 0 | 0 | 0 | 0 | 0 | 0 | 0 | 0 | 0 | 0 | 0 | 0 | bar: 2021 to 2045
3- Baseline 2 | Rathdrum 2 | [25 empty] | 0 | 0 | 0 | 0 | 0 | 0 | 0 | 0 | 0 | 0 | 0 | 0 | 0 | 0 | 0 | 0 | 0 | 0 | 0 | 0 | 0 | 0 | 0 | 0 | - | 0 | 0 | 0 | 0 | 0 | 0 | 0 | 0 | 0 | 0 | 0 | 0 | 0 | 0 | 0 | 0 | 0 | 0 | 0 | 0 | 0 | 0 | 0 | 0 | bar: 2021 to 2045
3- Baseline 2 | Northeast A&B | 1 | 1 | 1 | 1 | 1 | 1 | 1 | 1 | 1 | 1 | 1 | 1 | 1 | 1 | 1 | 0 | 0 | 0 | 0 | 0 | 0 | 0 | 0 | 0 | 0 | 0 | 0 | 0 | 0 | 0 | 0 | 0 | 0 | 0 | 0 | 0 | 0 | 0 | 0 | 1 | 0 | 0 | 0 | 0 | 0 | 0 | 0 | 0 | 0 | 2035 | 0 | 0 | 0 | 0 | 0 | 0 | 0 | 0 | 0 | 0 | 0 | 0 | 0 | 0 | 2036 | 0 | 0 | 0 | 0 | 0 | 0 | 0 | 0 | 0
4- Baseline 3 | Coyote Springs 2 | [25 empty] | 0 | 0 | 0 | 0 | 0 | 0 | 0 | 0 | 0 | 0 | 0 | 0 | 0 | 0 | 0 | 0 | 0 | 0 | 0 | 0 | 0 | 0 | 0 | 0 | - | 0 | 0 | 0 | 0 | 0 | 0 | 0 | 0 | 0 | 0 | 0 | 0 | 0 | 0 | 0 | 0 | 0 | 0 | 0 | 0 | 0 | 0 | 0 | 0 | bar: 2021 to 2045
4- Baseline 3 | Lancaster | 1 | 1 | 1 | 1 | 1 | 1 | 0 | 0 | 0 | 0 | 0 | 0 | 0 | 0 | 0 | 0 | 0 | 0 | 0 | 0 | 0 | 0 | 0 | 0 | 0 | 0 | 0 | 0 | 0 | 0 | 1 | 0 | 0 | 0 | 0 | 0 | 0 | 0 | 0 | 0 | 0 | 0 | 0 | 0 | 0 | 0 | 0 | 0 | 0 | 2026 | 0 | 0 | 0 | 0 | 0 | 2027 | 0 | 0 | 0 | 0 | 0 | 0 | 0 | 0 | 0 | 0 | 0 | 0 | 0 | 0 | 0 | 0 | 0 | 0
4- Baseline 3 | Colstrip (3) | 1 | 0 | 0 | 0 | 0 | 0 | 0 | 0 | 0 | 0 | 0 | 0 | 0 | 0 | 0 | 0 | 0 | 0 | 0 | 0 | 0 | 0 | 0 | 0 | 0 | 1 | 0 | 0 | 0 | 0 | 0 | 0 | 0 | 0 | 0 | 0 | 0 | 0 | 0 | 0 | 0 | 0 | 0 | 0 | 0 | 0 | 0 | 0 | 0 | 2021 | 2022 | 0 | 0 | 0 | 0 | 0 | 0 | 0 | 0 | 0 | 0 | 0 | 0 | 0 | 0 | 0 | 0 | 0 | 0 | 0 | 0 | 0 | 0 | 0
4- Baseline 3 | Colstrip (4) | 1 | 0 | 0 | 0 | 0 | 0 | 0 | 0 | 0 | 0 | 0 | 0 | 0 | 0 | 0 | 0 | 0 | 0 | 0 | 0 | 0 | 0 | 0 | 0 | 0 | 1 | 0 | 0 | 0 | 0 | 0 | 0 | 0 | 0 | 0 | 0 | 0 | 0 | 0 | 0 | 0 | 0 | 0 | 0 | 0 | 0 | 0 | 0 | 0 | 2021 | 2022 | 0 | 0 | 0 | 0 | 0 | 0 | 0 | 0 | 0 | 0 | 0 | 0 | 0 | 0 | 0 | 0 | 0 | 0 | 0 | 0 | 0 | 0 | 0
4- Baseline 3 | Kettle Falls | [25 empty] | 0 | 0 | 0 | 0 | 0 | 0 | 0 | 0 | 0 | 0 | 0 | 0 | 0 | 0 | 0 | 0 | 0 | 0 | 0 | 0 | 0 | 0 | 0 | 0 | - | 0 | 0 | 0 | 0 | 0 | 0 | 0 | 0 | 0 | 0 | 0 | 0 | 0 | 0 | 0 | 0 | 0 | 0 | 0 | 0 | 0 | 0 | 0 | 0 | bar: 2021 to 2045
4- Baseline 3 | Kettle Falls CT | [25 empty] | 0 | 0 | 0 | 0 | 0 | 0 | 0 | 0 | 0 | 0 | 0 | 0 | 0 | 0 | 0 | 0 | 0 | 0 | 0 | 0 | 0 | 0 | 0 | 0 | - | 0 | 0 | 0 | 0 | 0 | 0 | 0 | 0 | 0 | 0 | 0 | 0 | 0 | 0 | 0 | 0 | 0 | 0 | 0 | 0 | 0 | 0 | 0 | 0 | bar: 2021 to 2045
4- Baseline 3 | Boulder Park 1-6 | 1 | 1 | 1 | 1 | 1 | 1 | 1 | 1 | 1 | 1 | 1 | 1 | 1 | 1 | 1 | 1 | 1 | 1 | 1 | 1 | 0 | 0 | 0 | 0 | 0 | 0 | 0 | 0 | 0 | 0 | 0 | 0 | 0 | 0 | 0 | 0 | 0 | 0 | 0 | 0 | 0 | 0 | 0 | 0 | 1 | 0 | 0 | 0 | 0 | 2040 | 0 | 0 | 0 | 0 | 0 | 0 | 0 | 0 | 0 | 0 | 0 | 0 | 0 | 0 | 0 | 0 | 0 | 0 | 0 | 2041 | 0 | 0 | 0 | 0
4- Baseline 3 | Rathdrum 1 | [25 empty] | 0 | 0 | 0 | 0 | 0 | 0 | 0 | 0 | 0 | 0 | 0 | 0 | 0 | 0 | 0 | 0 | 0 | 0 | 0 | 0 | 0 | 0 | 0 | 0 | - | 0 | 0 | 0 | 0 | 0 | 0 | 0 | 0 | 0 | 0 | 0 | 0 | 0 | 0 | 0 | 0 | 0 | 0 | 0 | 0 | 0 | 0 | 0 | 0 | bar: 2021 to 2045
4- Baseline 3 | Rathdrum 2 | [25 empty] | 0 | 0 | 0 | 0 | 0 | 0 | 0 | 0 | 0 | 0 | 0 | 0 | 0 | 0 | 0 | 0 | 0 | 0 | 0 | 0 | 0 | 0 | 0 | 0 | - | 0 | 0 | 0 | 0 | 0 | 0 | 0 | 0 | 0 | 0 | 0 | 0 | 0 | 0 | 0 | 0 | 0 | 0 | 0 | 0 | 0 | 0 | 0 | 0 | bar: 2021 to 2045
4- Baseline 3 | Northeast A&B | 1 | 1 | 1 | 1 | 1 | 1 | 1 | 1 | 1 | 1 | 1 | 1 | 1 | 1 | 1 | 0 | 0 | 0 | 0 | 0 | 0 | 0 | 0 | 0 | 0 | 0 | 0 | 0 | 0 | 0 | 0 | 0 | 0 | 0 | 0 | 0 | 0 | 0 | 0 | 1 | 0 | 0 | 0 | 0 | 0 | 0 | 0 | 0 | 0 | 2035 | 0 | 0 | 0 | 0 | 0 | 0 | 0 | 0 | 0 | 0 | 0 | 0 | 0 | 0 | 2036 | 0 | 0 | 0 | 0 | 0 | 0 | 0 | 0 | 0
5- Clean Resource Plan (2027) | Coyote Springs 2 | [25 empty] | 0 | 0 | 0 | 0 | 0 | 0 | 0 | 0 | 0 | 0 | 0 | 0 | 0 | 0 | 0 | 0 | 0 | 0 | 0 | 0 | 0 | 0 | 0 | 0 | - | 0 | 0 | 0 | 0 | 0 | 0 | 0 | 0 | 0 | 0 | 0 | 0 | 0 | 0 | 0 | 0 | 0 | 0 | 0 | 0 | 0 | 0 | 0 | 0 | bar: 2021 to 2045
5- Clean Resource Plan (2027) | Lancaster | 1 | 1 | 1 | 1 | 1 | 1 | 0 | 0 | 0 | 0 | 0 | 0 | 0 | 0 | 0 | 0 | 0 | 0 | 0 | 0 | 0 | 0 | 0 | 0 | 0 | 0 | 0 | 0 | 0 | 0 | 1 | 0 | 0 | 0 | 0 | 0 | 0 | 0 | 0 | 0 | 0 | 0 | 0 | 0 | 0 | 0 | 0 | 0 | 0 | 2026 | 0 | 0 | 0 | 0 | 0 | 2027 | 0 | 0 | 0 | 0 | 0 | 0 | 0 | 0 | 0 | 0 | 0 | 0 | 0 | 0 | 0 | 0 | 0 | 0
5- Clean Resource Plan (2027) | Colstrip (3) | 1 | 0 | 0 | 0 | 0 | 0 | 0 | 0 | 0 | 0 | 0 | 0 | 0 | 0 | 0 | 0 | 0 | 0 | 0 | 0 | 0 | 0 | 0 | 0 | 0 | 1 | 0 | 0 | 0 | 0 | 0 | 0 | 0 | 0 | 0 | 0 | 0 | 0 | 0 | 0 | 0 | 0 | 0 | 0 | 0 | 0 | 0 | 0 | 0 | 2021 | 2022 | 0 | 0 | 0 | 0 | 0 | 0 | 0 | 0 | 0 | 0 | 0 | 0 | 0 | 0 | 0 | 0 | 0 | 0 | 0 | 0 | 0 | 0 | 0
5- Clean Resource Plan (2027) | Colstrip (4) | 1 | 0 | 0 | 0 | 0 | 0 | 0 | 0 | 0 | 0 | 0 | 0 | 0 | 0 | 0 | 0 | 0 | 0 | 0 | 0 | 0 | 0 | 0 | 0 | 0 | 1 | 0 | 0 | 0 | 0 | 0 | 0 | 0 | 0 | 0 | 0 | 0 | 0 | 0 | 0 | 0 | 0 | 0 | 0 | 0 | 0 | 0 | 0 | 0 | 2021 | 2022 | 0 | 0 | 0 | 0 | 0 | 0 | 0 | 0 | 0 | 0 | 0 | 0 | 0 | 0 | 0 | 0 | 0 | 0 | 0 | 0 | 0 | 0 | 0
5- Clean Resource Plan (2027) | Kettle Falls | [25 empty] | 0 | 0 | 0 | 0 | 0 | 0 | 0 | 0 | 0 | 0 | 0 | 0 | 0 | 0 | 0 | 0 | 0 | 0 | 0 | 0 | 0 | 0 | 0 | 0 | - | 0 | 0 | 0 | 0 | 0 | 0 | 0 | 0 | 0 | 0 | 0 | 0 | 0 | 0 | 0 | 0 | 0 | 0 | 0 | 0 | 0 | 0 | 0 | 0 | bar: 2021 to 2045
5- Clean Resource Plan (2027) | Kettle Falls CT | [25 empty] | 0 | 0 | 0 | 0 | 0 | 0 | 0 | 0 | 0 | 0 | 0 | 0 | 0 | 0 | 0 | 0 | 0 | 0 | 0 | 0 | 0 | 0 | 0 | 0 | - | 0 | 0 | 0 | 0 | 0 | 0 | 0 | 0 | 0 | 0 | 0 | 0 | 0 | 0 | 0 | 0 | 0 | 0 | 0 | 0 | 0 | 0 | 0 | 0 | bar: 2021 to 2045
5- Clean Resource Plan (2027) | Boulder Park 1-6 | 1 | 1 | 1 | 1 | 1 | 1 | 1 | 1 | 1 | 1 | 1 | 1 | 1 | 1 | 1 | 1 | 1 | 1 | 1 | 1 | 0 | 0 | 0 | 0 | 0 | 0 | 0 | 0 | 0 | 0 | 0 | 0 | 0 | 0 | 0 | 0 | 0 | 0 | 0 | 0 | 0 | 0 | 0 | 0 | 1 | 0 | 0 | 0 | 0 | 2040 | 0 | 0 | 0 | 0 | 0 | 0 | 0 | 0 | 0 | 0 | 0 | 0 | 0 | 0 | 0 | 0 | 0 | 0 | 0 | 2041 | 0 | 0 | 0 | 0
5- Clean Resource Plan (2027) | Rathdrum 1 | [25 empty] | 0 | 0 | 0 | 0 | 0 | 0 | 0 | 0 | 0 | 0 | 0 | 0 | 0 | 0 | 0 | 0 | 0 | 0 | 0 | 0 | 0 | 0 | 0 | 0 | - | 0 | 0 | 0 | 0 | 0 | 0 | 0 | 0 | 0 | 0 | 0 | 0 | 0 | 0 | 0 | 0 | 0 | 0 | 0 | 0 | 0 | 0 | 0 | 0 | bar: 2021 to 2045
5- Clean Resource Plan (2027) | Rathdrum 2 | [25 empty] | 0 | 0 | 0 | 0 | 0 | 0 | 0 | 0 | 0 | 0 | 0 | 0 | 0 | 0 | 0 | 0 | 0 | 0 | 0 | 0 | 0 | 0 | 0 | 0 | - | 0 | 0 | 0 | 0 | 0 | 0 | 0 | 0 | 0 | 0 | 0 | 0 | 0 | 0 | 0 | 0 | 0 | 0 | 0 | 0 | 0 | 0 | 0 | 0 | bar: 2021 to 2045
5- Clean Resource Plan (2027) | Northeast A&B | 1 | 1 | 1 | 1 | 1 | 1 | 1 | 1 | 1 | 1 | 1 | 1 | 1 | 1 | 1 | 0 | 0 | 0 | 0 | 0 | 0 | 0 | 0 | 0 | 0 | 0 | 0 | 0 | 0 | 0 | 0 | 0 | 0 | 0 | 0 | 0 | 0 | 0 | 0 | 1 | 0 | 0 | 0 | 0 | 0 | 0 | 0 | 0 | 0 | 2035 | 0 | 0 | 0 | 0 | 0 | 0 | 0 | 0 | 0 | 0 | 0 | 0 | 0 | 0 | 2036 | 0 | 0 | 0 | 0 | 0 | 0 | 0 | 0 | 0
6- Clean Resource Plan (2045) | Coyote Springs 2 | 1 | 1 | 1 | 1 | 1 | 1 | 1 | 1 | 1 | 1 | 1 | 1 | 1 | 1 | 1 | 1 | 1 | 1 | 1 | 1 | 1 | 1 | 1 | 1 | 0 | 0 | 0 | 0 | 0 | 0 | 0 | 0 | 0 | 0 | 0 | 0 | 0 | 0 | 0 | 0 | 0 | 0 | 0 | 0 | 0 | 0 | 0 | 0 | 1 | 2044 | 0 | 0 | 0 | 0 | 0 | 0 | 0 | 0 | 0 | 0 | 0 | 0 | 0 | 0 | 0 | 0 | 0 | 0 | 0 | 0 | 0 | 0 | 0 | 2045
6- Clean Resource Plan (2045) | Lancaster | 1 | 1 | 1 | 1 | 1 | 1 | 0 | 0 | 0 | 0 | 0 | 0 | 0 | 0 | 0 | 0 | 0 | 0 | 0 | 0 | 0 | 0 | 0 | 0 | 0 | 0 | 0 | 0 | 0 | 0 | 1 | 0 | 0 | 0 | 0 | 0 | 0 | 0 | 0 | 0 | 0 | 0 | 0 | 0 | 0 | 0 | 0 | 0 | 0 | 2026 | 0 | 0 | 0 | 0 | 0 | 2027 | 0 | 0 | 0 | 0 | 0 | 0 | 0 | 0 | 0 | 0 | 0 | 0 | 0 | 0 | 0 | 0 | 0 | 0
6- Clean Resource Plan (2045) | Colstrip (3) | 1 | 1 | 1 | 1 | 1 | 1 | 1 | 1 | 1 | 1 | 1 | 1 | 1 | 1 | 1 | 1 | 1 | 1 | 1 | 1 | 1 | 1 | 1 | 1 | 0 | 0 | 0 | 0 | 0 | 0 | 0 | 0 | 0 | 0 | 0 | 0 | 0 | 0 | 0 | 0 | 0 | 0 | 0 | 0 | 0 | 0 | 0 | 0 | 1 | 2044 | 0 | 0 | 0 | 0 | 0 | 0 | 0 | 0 | 0 | 0 | 0 | 0 | 0 | 0 | 0 | 0 | 0 | 0 | 0 | 0 | 0 | 0 | 0 | 2045
6- Clean Resource Plan (2045) | Colstrip (4) | 1 | 0 | 0 | 0 | 0 | 0 | 0 | 0 | 0 | 0 | 0 | 0 | 0 | 0 | 0 | 0 | 0 | 0 | 0 | 0 | 0 | 0 | 0 | 0 | 0 | 1 | 0 | 0 | 0 | 0 | 0 | 0 | 0 | 0 | 0 | 0 | 0 | 0 | 0 | 0 | 0 | 0 | 0 | 0 | 0 | 0 | 0 | 0 | 0 | 2021 | 2022 | 0 | 0 | 0 | 0 | 0 | 0 | 0 | 0 | 0 | 0 | 0 | 0 | 0 | 0 | 0 | 0 | 0 | 0 | 0 | 0 | 0 | 0 | 0
6- Clean Resource Plan (2045) | Kettle Falls | [25 empty] | 0 | 0 | 0 | 0 | 0 | 0 | 0 | 0 | 0 | 0 | 0 | 0 | 0 | 0 | 0 | 0 | 0 | 0 | 0 | 0 | 0 | 0 | 0 | 0 | - | 0 | 0 | 0 | 0 | 0 | 0 | 0 | 0 | 0 | 0 | 0 | 0 | 0 | 0 | 0 | 0 | 0 | 0 | 0 | 0 | 0 | 0 | 0 | 0 | bar: 2021 to 2045
6- Clean Resource Plan (2045) | Kettle Falls CT | 1 | 1 | 1 | 1 | 1 | 1 | 1 | 1 | 1 | 1 | 1 | 1 | 1 | 1 | 1 | 1 | 1 | 1 | 1 | 1 | 1 | 1 | 1 | 1 | 0 | 0 | 0 | 0 | 0 | 0 | 0 | 0 | 0 | 0 | 0 | 0 | 0 | 0 | 0 | 0 | 0 | 0 | 0 | 0 | 0 | 0 | 0 | 0 | 1 | 2044 | 0 | 0 | 0 | 0 | 0 | 0 | 0 | 0 | 0 | 0 | 0 | 0 | 0 | 0 | 0 | 0 | 0 | 0 | 0 | 0 | 0 | 0 | 0 | 2045
6- Clean Resource Plan (2045) | Boulder Park 1-6 | 1 | 1 | 1 | 1 | 1 | 1 | 1 | 1 | 1 | 1 | 1 | 1 | 1 | 1 | 1 | 1 | 1 | 1 | 1 | 1 | 0 | 0 | 0 | 0 | 0 | 0 | 0 | 0 | 0 | 0 | 0 | 0 | 0 | 0 | 0 | 0 | 0 | 0 | 0 | 0 | 0 | 0 | 0 | 0 | 1 | 0 | 0 | 0 | 0 | 2040 | 0 | 0 | 0 | 0 | 0 | 0 | 0 | 0 | 0 | 0 | 0 | 0 | 0 | 0 | 0 | 0 | 0 | 0 | 0 | 2041 | 0 | 0 | 0 | 0
6- Clean Resource Plan (2045) | Rathdrum 1 | 1 | 1 | 1 | 1 | 1 | 1 | 1 | 1 | 1 | 1 | 1 | 1 | 1 | 1 | 1 | 1 | 1 | 1 | 1 | 1 | 1 | 1 | 1 | 1 | 0 | 0 | 0 | 0 | 0 | 0 | 0 | 0 | 0 | 0 | 0 | 0 | 0 | 0 | 0 | 0 | 0 | 0 | 0 | 0 | 0 | 0 | 0 | 0 | 1 | 2044 | 0 | 0 | 0 | 0 | 0 | 0 | 0 | 0 | 0 | 0 | 0 | 0 | 0 | 0 | 0 | 0 | 0 | 0 | 0 | 0 | 0 | 0 | 0 | 2045
6- Clean Resource Plan (2045) | Rathdrum 2 | 1 | 1 | 1 | 1 | 1 | 1 | 1 | 1 | 1 | 1 | 1 | 1 | 1 | 1 | 1 | 1 | 1 | 1 | 1 | 1 | 1 | 1 | 1 | 1 | 0 | 0 | 0 | 0 | 0 | 0 | 0 | 0 | 0 | 0 | 0 | 0 | 0 | 0 | 0 | 0 | 0 | 0 | 0 | 0 | 0 | 0 | 0 | 0 | 1 | 2044 | 0 | 0 | 0 | 0 | 0 | 0 | 0 | 0 | 0 | 0 | 0 | 0 | 0 | 0 | 0 | 0 | 0 | 0 | 0 | 0 | 0 | 0 | 0 | 2045
6- Clean Resource Plan (2045) | Northeast A&B | 1 | 1 | 1 | 1 | 1 | 1 | 1 | 1 | 1 | 1 | 1 | 1 | 1 | 1 | 1 | 0 | 0 | 0 | 0 | 0 | 0 | 0 | 0 | 0 | 0 | 0 | 0 | 0 | 0 | 0 | 0 | 0 | 0 | 0 | 0 | 0 | 0 | 0 | 0 | 1 | 0 | 0 | 0 | 0 | 0 | 0 | 0 | 0 | 0 | 2035 | 0 | 0 | 0 | 0 | 0 | 0 | 0 | 0 | 0 | 0 | 0 | 0 | 0 | 0 | 2036 | 0 | 0 | 0 | 0 | 0 | 0 | 0 | 0 | 0
7- SCC Idaho | Coyote Springs 2 | [25 empty] | 0 | 0 | 0 | 0 | 0 | 0 | 0 | 0 | 0 | 0 | 0 | 0 | 0 | 0 | 0 | 0 | 0 | 0 | 0 | 0 | 0 | 0 | 0 | 0 | - | 0 | 0 | 0 | 0 | 0 | 0 | 0 | 0 | 0 | 0 | 0 | 0 | 0 | 0 | 0 | 0 | 0 | 0 | 0 | 0 | 0 | 0 | 0 | 0 | bar: 2021 to 2045
7- SCC Idaho | Lancaster | 1 | 1 | 1 | 1 | 1 | 1 | 0 | 0 | 0 | 0 | 0 | 0 | 0 | 0 | 0 | 0 | 0 | 0 | 0 | 0 | 0 | 0 | 0 | 0 | 0 | 0 | 0 | 0 | 0 | 0 | 1 | 0 | 0 | 0 | 0 | 0 | 0 | 0 | 0 | 0 | 0 | 0 | 0 | 0 | 0 | 0 | 0 | 0 | 0 | 2026 | 0 | 0 | 0 | 0 | 0 | 2027 | 0 | 0 | 0 | 0 | 0 | 0 | 0 | 0 | 0 | 0 | 0 | 0 | 0 | 0 | 0 | 0 | 0 | 0
7- SCC Idaho | Colstrip (3) | 1 | 0 | 0 | 0 | 0 | 0 | 0 | 0 | 0 | 0 | 0 | 0 | 0 | 0 | 0 | 0 | 0 | 0 | 0 | 0 | 0 | 0 | 0 | 0 | 0 | 1 | 0 | 0 | 0 | 0 | 0 | 0 | 0 | 0 | 0 | 0 | 0 | 0 | 0 | 0 | 0 | 0 | 0 | 0 | 0 | 0 | 0 | 0 | 0 | 2021 | 2022 | 0 | 0 | 0 | 0 | 0 | 0 | 0 | 0 | 0 | 0 | 0 | 0 | 0 | 0 | 0 | 0 | 0 | 0 | 0 | 0 | 0 | 0 | 0
7- SCC Idaho | Colstrip (4) | 1 | 0 | 0 | 0 | 0 | 0 | 0 | 0 | 0 | 0 | 0 | 0 | 0 | 0 | 0 | 0 | 0 | 0 | 0 | 0 | 0 | 0 | 0 | 0 | 0 | 1 | 0 | 0 | 0 | 0 | 0 | 0 | 0 | 0 | 0 | 0 | 0 | 0 | 0 | 0 | 0 | 0 | 0 | 0 | 0 | 0 | 0 | 0 | 0 | 2021 | 2022 | 0 | 0 | 0 | 0 | 0 | 0 | 0 | 0 | 0 | 0 | 0 | 0 | 0 | 0 | 0 | 0 | 0 | 0 | 0 | 0 | 0 | 0 | 0
7- SCC Idaho | Kettle Falls | [25 empty] | 0 | 0 | 0 | 0 | 0 | 0 | 0 | 0 | 0 | 0 | 0 | 0 | 0 | 0 | 0 | 0 | 0 | 0 | 0 | 0 | 0 | 0 | 0 | 0 | - | 0 | 0 | 0 | 0 | 0 | 0 | 0 | 0 | 0 | 0 | 0 | 0 | 0 | 0 | 0 | 0 | 0 | 0 | 0 | 0 | 0 | 0 | 0 | 0 | bar: 2021 to 2045
7- SCC Idaho | Kettle Falls CT | [25 empty] | 0 | 0 | 0 | 0 | 0 | 0 | 0 | 0 | 0 | 0 | 0 | 0 | 0 | 0 | 0 | 0 | 0 | 0 | 0 | 0 | 0 | 0 | 0 | 0 | - | 0 | 0 | 0 | 0 | 0 | 0 | 0 | 0 | 0 | 0 | 0 | 0 | 0 | 0 | 0 | 0 | 0 | 0 | 0 | 0 | 0 | 0 | 0 | 0 | bar: 2021 to 2045
7- SCC Idaho | Boulder Park 1-6 | 1 | 1 | 1 | 1 | 1 | 1 | 1 | 1 | 1 | 1 | 1 | 1 | 1 | 1 | 1 | 1 | 1 | 1 | 1 | 1 | 0 | 0 | 0 | 0 | 0 | 0 | 0 | 0 | 0 | 0 | 0 | 0 | 0 | 0 | 0 | 0 | 0 | 0 | 0 | 0 | 0 | 0 | 0 | 0 | 1 | 0 | 0 | 0 | 0 | 2040 | 0 | 0 | 0 | 0 | 0 | 0 | 0 | 0 | 0 | 0 | 0 | 0 | 0 | 0 | 0 | 0 | 0 | 0 | 0 | 2041 | 0 | 0 | 0 | 0
7- SCC Idaho | Rathdrum 1 | [25 empty] | 0 | 0 | 0 | 0 | 0 | 0 | 0 | 0 | 0 | 0 | 0 | 0 | 0 | 0 | 0 | 0 | 0 | 0 | 0 | 0 | 0 | 0 | 0 | 0 | - | 0 | 0 | 0 | 0 | 0 | 0 | 0 | 0 | 0 | 0 | 0 | 0 | 0 | 0 | 0 | 0 | 0 | 0 | 0 | 0 | 0 | 0 | 0 | 0 | bar: 2021 to 2045
7- SCC Idaho | Rathdrum 2 | [25 empty] | 0 | 0 | 0 | 0 | 0 | 0 | 0 | 0 | 0 | 0 | 0 | 0 | 0 | 0 | 0 | 0 | 0 | 0 | 0 | 0 | 0 | 0 | 0 | 0 | - | 0 | 0 | 0 | 0 | 0 | 0 | 0 | 0 | 0 | 0 | 0 | 0 | 0 | 0 | 0 | 0 | 0 | 0 | 0 | 0 | 0 | 0 | 0 | 0 | bar: 2021 to 2045
7- SCC Idaho | Northeast A&B | 1 | 1 | 1 | 1 | 1 | 1 | 1 | 1 | 1 | 1 | 1 | 1 | 1 | 1 | 1 | 0 | 0 | 0 | 0 | 0 | 0 | 0 | 0 | 0 | 0 | 0 | 0 | 0 | 0 | 0 | 0 | 0 | 0 | 0 | 0 | 0 | 0 | 0 | 0 | 1 | 0 | 0 | 0 | 0 | 0 | 0 | 0 | 0 | 0 | 2035 | 0 | 0 | 0 | 0 | 0 | 0 | 0 | 0 | 0 | 0 | 0 | 0 | 0 | 0 | 2036 | 0 | 0 | 0 | 0 | 0 | 0 | 0 | 0 | 0
8- Low Load Forecast | Coyote Springs 2 | [25 empty] | 0 | 0 | 0 | 0 | 0 | 0 | 0 | 0 | 0 | 0 | 0 | 0 | 0 | 0 | 0 | 0 | 0 | 0 | 0 | 0 | 0 | 0 | 0 | 0 | - | 0 | 0 | 0 | 0 | 0 | 0 | 0 | 0 | 0 | 0 | 0 | 0 | 0 | 0 | 0 | 0 | 0 | 0 | 0 | 0 | 0 | 0 | 0 | 0 | bar: 2021 to 2045
8- Low Load Forecast | Lancaster | 1 | 1 | 1 | 1 | 1 | 1 | 0 | 0 | 0 | 0 | 0 | 0 | 0 | 0 | 0 | 0 | 0 | 0 | 0 | 0 | 0 | 0 | 0 | 0 | 0 | 0 | 0 | 0 | 0 | 0 | 1 | 0 | 0 | 0 | 0 | 0 | 0 | 0 | 0 | 0 | 0 | 0 | 0 | 0 | 0 | 0 | 0 | 0 | 0 | 2026 | 0 | 0 | 0 | 0 | 0 | 2027 | 0 | 0 | 0 | 0 | 0 | 0 | 0 | 0 | 0 | 0 | 0 | 0 | 0 | 0 | 0 | 0 | 0 | 0
8- Low Load Forecast | Colstrip (3) | 1 | 0 | 0 | 0 | 0 | 0 | 0 | 0 | 0 | 0 | 0 | 0 | 0 | 0 | 0 | 0 | 0 | 0 | 0 | 0 | 0 | 0 | 0 | 0 | 0 | 1 | 0 | 0 | 0 | 0 | 0 | 0 | 0 | 0 | 0 | 0 | 0 | 0 | 0 | 0 | 0 | 0 | 0 | 0 | 0 | 0 | 0 | 0 | 0 | 2021 | 2022 | 0 | 0 | 0 | 0 | 0 | 0 | 0 | 0 | 0 | 0 | 0 | 0 | 0 | 0 | 0 | 0 | 0 | 0 | 0 | 0 | 0 | 0 | 0
8- Low Load Forecast | Colstrip (4) | 1 | 0 | 0 | 0 | 0 | 0 | 0 | 0 | 0 | 0 | 0 | 0 | 0 | 0 | 0 | 0 | 0 | 0 | 0 | 0 | 0 | 0 | 0 | 0 | 0 | 1 | 0 | 0 | 0 | 0 | 0 | 0 | 0 | 0 | 0 | 0 | 0 | 0 | 0 | 0 | 0 | 0 | 0 | 0 | 0 | 0 | 0 | 0 | 0 | 2021 | 2022 | 0 | 0 | 0 | 0 | 0 | 0 | 0 | 0 | 0 | 0 | 0 | 0 | 0 | 0 | 0 | 0 | 0 | 0 | 0 | 0 | 0 | 0 | 0
8- Low Load Forecast | Kettle Falls | [25 empty] | 0 | 0 | 0 | 0 | 0 | 0 | 0 | 0 | 0 | 0 | 0 | 0 | 0 | 0 | 0 | 0 | 0 | 0 | 0 | 0 | 0 | 0 | 0 | 0 | - | 0 | 0 | 0 | 0 | 0 | 0 | 0 | 0 | 0 | 0 | 0 | 0 | 0 | 0 | 0 | 0 | 0 | 0 | 0 | 0 | 0 | 0 | 0 | 0 | bar: 2021 to 2045
8- Low Load Forecast | Kettle Falls CT | [25 empty] | 0 | 0 | 0 | 0 | 0 | 0 | 0 | 0 | 0 | 0 | 0 | 0 | 0 | 0 | 0 | 0 | 0 | 0 | 0 | 0 | 0 | 0 | 0 | 0 | - | 0 | 0 | 0 | 0 | 0 | 0 | 0 | 0 | 0 | 0 | 0 | 0 | 0 | 0 | 0 | 0 | 0 | 0 | 0 | 0 | 0 | 0 | 0 | 0 | bar: 2021 to 2045
8- Low Load Forecast | Boulder Park 1-6 | 1 | 1 | 1 | 1 | 1 | 1 | 1 | 1 | 1 | 1 | 1 | 1 | 1 | 1 | 1 | 1 | 1 | 1 | 1 | 1 | 0 | 0 | 0 | 0 | 0 | 0 | 0 | 0 | 0 | 0 | 0 | 0 | 0 | 0 | 0 | 0 | 0 | 0 | 0 | 0 | 0 | 0 | 0 | 0 | 1 | 0 | 0 | 0 | 0 | 2040 | 0 | 0 | 0 | 0 | 0 | 0 | 0 | 0 | 0 | 0 | 0 | 0 | 0 | 0 | 0 | 0 | 0 | 0 | 0 | 2041 | 0 | 0 | 0 | 0
8- Low Load Forecast | Rathdrum 1 | [25 empty] | 0 | 0 | 0 | 0 | 0 | 0 | 0 | 0 | 0 | 0 | 0 | 0 | 0 | 0 | 0 | 0 | 0 | 0 | 0 | 0 | 0 | 0 | 0 | 0 | - | 0 | 0 | 0 | 0 | 0 | 0 | 0 | 0 | 0 | 0 | 0 | 0 | 0 | 0 | 0 | 0 | 0 | 0 | 0 | 0 | 0 | 0 | 0 | 0 | bar: 2021 to 2045
8- Low Load Forecast | Rathdrum 2 | [25 empty] | 0 | 0 | 0 | 0 | 0 | 0 | 0 | 0 | 0 | 0 | 0 | 0 | 0 | 0 | 0 | 0 | 0 | 0 | 0 | 0 | 0 | 0 | 0 | 0 | - | 0 | 0 | 0 | 0 | 0 | 0 | 0 | 0 | 0 | 0 | 0 | 0 | 0 | 0 | 0 | 0 | 0 | 0 | 0 | 0 | 0 | 0 | 0 | 0 | bar: 2021 to 2045
8- Low Load Forecast | Northeast A&B | 1 | 1 | 1 | 1 | 1 | 1 | 1 | 1 | 1 | 1 | 1 | 1 | 1 | 1 | 1 | 0 | 0 | 0 | 0 | 0 | 0 | 0 | 0 | 0 | 0 | 0 | 0 | 0 | 0 | 0 | 0 | 0 | 0 | 0 | 0 | 0 | 0 | 0 | 0 | 1 | 0 | 0 | 0 | 0 | 0 | 0 | 0 | 0 | 0 | 2035 | 0 | 0 | 0 | 0 | 0 | 0 | 0 | 0 | 0 | 0 | 0 | 0 | 0 | 0 | 2036 | 0 | 0 | 0 | 0 | 0 | 0 | 0 | 0 | 0
9- High Load Forecast | Coyote Springs 2 | [25 empty] | 0 | 0 | 0 | 0 | 0 | 0 | 0 | 0 | 0 | 0 | 0 | 0 | 0 | 0 | 0 | 0 | 0 | 0 | 0 | 0 | 0 | 0 | 0 | 0 | - | 0 | 0 | 0 | 0 | 0 | 0 | 0 | 0 | 0 | 0 | 0 | 0 | 0 | 0 | 0 | 0 | 0 | 0 | 0 | 0 | 0 | 0 | 0 | 0 | bar: 2021 to 2045
9- High Load Forecast | Lancaster | 1 | 1 | 1 | 1 | 1 | 1 | 0 | 0 | 0 | 0 | 0 | 0 | 0 | 0 | 0 | 0 | 0 | 0 | 0 | 0 | 0 | 0 | 0 | 0 | 0 | 0 | 0 | 0 | 0 | 0 | 1 | 0 | 0 | 0 | 0 | 0 | 0 | 0 | 0 | 0 | 0 | 0 | 0 | 0 | 0 | 0 | 0 | 0 | 0 | 2026 | 0 | 0 | 0 | 0 | 0 | 2027 | 0 | 0 | 0 | 0 | 0 | 0 | 0 | 0 | 0 | 0 | 0 | 0 | 0 | 0 | 0 | 0 | 0 | 0
9- High Load Forecast | Colstrip (3) | 1 | 0 | 0 | 0 | 0 | 0 | 0 | 0 | 0 | 0 | 0 | 0 | 0 | 0 | 0 | 0 | 0 | 0 | 0 | 0 | 0 | 0 | 0 | 0 | 0 | 1 | 0 | 0 | 0 | 0 | 0 | 0 | 0 | 0 | 0 | 0 | 0 | 0 | 0 | 0 | 0 | 0 | 0 | 0 | 0 | 0 | 0 | 0 | 0 | 2021 | 2022 | 0 | 0 | 0 | 0 | 0 | 0 | 0 | 0 | 0 | 0 | 0 | 0 | 0 | 0 | 0 | 0 | 0 | 0 | 0 | 0 | 0 | 0 | 0
9- High Load Forecast | Colstrip (4) | 1 | 1 | 0 | 0 | 0 | 0 | 0 | 0 | 0 | 0 | 0 | 0 | 0 | 0 | 0 | 0 | 0 | 0 | 0 | 0 | 0 | 0 | 0 | 0 | 0 | 0 | 1 | 0 | 0 | 0 | 0 | 0 | 0 | 0 | 0 | 0 | 0 | 0 | 0 | 0 | 0 | 0 | 0 | 0 | 0 | 0 | 0 | 0 | 0 | 2022 | 0 | 2023 | 0 | 0 | 0 | 0 | 0 | 0 | 0 | 0 | 0 | 0 | 0 | 0 | 0 | 0 | 0 | 0 | 0 | 0 | 0 | 0 | 0 | 0
9- High Load Forecast | Kettle Falls | [25 empty] | 0 | 0 | 0 | 0 | 0 | 0 | 0 | 0 | 0 | 0 | 0 | 0 | 0 | 0 | 0 | 0 | 0 | 0 | 0 | 0 | 0 | 0 | 0 | 0 | - | 0 | 0 | 0 | 0 | 0 | 0 | 0 | 0 | 0 | 0 | 0 | 0 | 0 | 0 | 0 | 0 | 0 | 0 | 0 | 0 | 0 | 0 | 0 | 0 | bar: 2021 to 2045
9- High Load Forecast | Kettle Falls CT | [25 empty] | 0 | 0 | 0 | 0 | 0 | 0 | 0 | 0 | 0 | 0 | 0 | 0 | 0 | 0 | 0 | 0 | 0 | 0 | 0 | 0 | 0 | 0 | 0 | 0 | - | 0 | 0 | 0 | 0 | 0 | 0 | 0 | 0 | 0 | 0 | 0 | 0 | 0 | 0 | 0 | 0 | 0 | 0 | 0 | 0 | 0 | 0 | 0 | 0 | bar: 2021 to 2045
9- High Load Forecast | Boulder Park 1-6 | 1 | 1 | 1 | 1 | 1 | 1 | 1 | 1 | 1 | 1 | 1 | 1 | 1 | 1 | 1 | 1 | 1 | 1 | 1 | 1 | 0 | 0 | 0 | 0 | 0 | 0 | 0 | 0 | 0 | 0 | 0 | 0 | 0 | 0 | 0 | 0 | 0 | 0 | 0 | 0 | 0 | 0 | 0 | 0 | 1 | 0 | 0 | 0 | 0 | 2040 | 0 | 0 | 0 | 0 | 0 | 0 | 0 | 0 | 0 | 0 | 0 | 0 | 0 | 0 | 0 | 0 | 0 | 0 | 0 | 2041 | 0 | 0 | 0 | 0
9- High Load Forecast | Rathdrum 1 | [25 empty] | 0 | 0 | 0 | 0 | 0 | 0 | 0 | 0 | 0 | 0 | 0 | 0 | 0 | 0 | 0 | 0 | 0 | 0 | 0 | 0 | 0 | 0 | 0 | 0 | - | 0 | 0 | 0 | 0 | 0 | 0 | 0 | 0 | 0 | 0 | 0 | 0 | 0 | 0 | 0 | 0 | 0 | 0 | 0 | 0 | 0 | 0 | 0 | 0 | bar: 2021 to 2045
9- High Load Forecast | Rathdrum 2 | [25 empty] | 0 | 0 | 0 | 0 | 0 | 0 | 0 | 0 | 0 | 0 | 0 | 0 | 0 | 0 | 0 | 0 | 0 | 0 | 0 | 0 | 0 | 0 | 0 | 0 | - | 0 | 0 | 0 | 0 | 0 | 0 | 0 | 0 | 0 | 0 | 0 | 0 | 0 | 0 | 0 | 0 | 0 | 0 | 0 | 0 | 0 | 0 | 0 | 0 | bar: 2021 to 2045
9- High Load Forecast | Northeast A&B | 1 | 1 | 1 | 1 | 1 | 1 | 1 | 1 | 1 | 1 | 1 | 1 | 1 | 1 | 1 | 0 | 0 | 0 | 0 | 0 | 0 | 0 | 0 | 0 | 0 | 0 | 0 | 0 | 0 | 0 | 0 | 0 | 0 | 0 | 0 | 0 | 0 | 0 | 0 | 1 | 0 | 0 | 0 | 0 | 0 | 0 | 0 | 0 | 0 | 2035 | 0 | 0 | 0 | 0 | 0 | 0 | 0 | 0 | 0 | 0 | 0 | 0 | 0 | 0 | 2036 | 0 | 0 | 0 | 0 | 0 | 0 | 0 | 0 | 0
10- RA Market | Coyote Springs 2 | [25 empty] | 0 | 0 | 0 | 0 | 0 | 0 | 0 | 0 | 0 | 0 | 0 | 0 | 0 | 0 | 0 | 0 | 0 | 0 | 0 | 0 | 0 | 0 | 0 | 0 | - | 0 | 0 | 0 | 0 | 0 | 0 | 0 | 0 | 0 | 0 | 0 | 0 | 0 | 0 | 0 | 0 | 0 | 0 | 0 | 0 | 0 | 0 | 0 | 0 | bar: 2021 to 2045
10- RA Market | Lancaster | 1 | 1 | 1 | 1 | 1 | 1 | 0 | 0 | 0 | 0 | 0 | 0 | 0 | 0 | 0 | 0 | 0 | 0 | 0 | 0 | 0 | 0 | 0 | 0 | 0 | 0 | 0 | 0 | 0 | 0 | 1 | 0 | 0 | 0 | 0 | 0 | 0 | 0 | 0 | 0 | 0 | 0 | 0 | 0 | 0 | 0 | 0 | 0 | 0 | 2026 | 0 | 0 | 0 | 0 | 0 | 2027 | 0 | 0 | 0 | 0 | 0 | 0 | 0 | 0 | 0 | 0 | 0 | 0 | 0 | 0 | 0 | 0 | 0 | 0
10- RA Market | Colstrip (3) | 1 | 0 | 0 | 0 | 0 | 0 | 0 | 0 | 0 | 0 | 0 | 0 | 0 | 0 | 0 | 0 | 0 | 0 | 0 | 0 | 0 | 0 | 0 | 0 | 0 | 1 | 0 | 0 | 0 | 0 | 0 | 0 | 0 | 0 | 0 | 0 | 0 | 0 | 0 | 0 | 0 | 0 | 0 | 0 | 0 | 0 | 0 | 0 | 0 | 2021 | 2022 | 0 | 0 | 0 | 0 | 0 | 0 | 0 | 0 | 0 | 0 | 0 | 0 | 0 | 0 | 0 | 0 | 0 | 0 | 0 | 0 | 0 | 0 | 0
10- RA Market | Colstrip (4) | 1 | 0 | 0 | 0 | 0 | 0 | 0 | 0 | 0 | 0 | 0 | 0 | 0 | 0 | 0 | 0 | 0 | 0 | 0 | 0 | 0 | 0 | 0 | 0 | 0 | 1 | 0 | 0 | 0 | 0 | 0 | 0 | 0 | 0 | 0 | 0 | 0 | 0 | 0 | 0 | 0 | 0 | 0 | 0 | 0 | 0 | 0 | 0 | 0 | 2021 | 2022 | 0 | 0 | 0 | 0 | 0 | 0 | 0 | 0 | 0 | 0 | 0 | 0 | 0 | 0 | 0 | 0 | 0 | 0 | 0 | 0 | 0 | 0 | 0
10- RA Market | Kettle Falls | [25 empty] | 0 | 0 | 0 | 0 | 0 | 0 | 0 | 0 | 0 | 0 | 0 | 0 | 0 | 0 | 0 | 0 | 0 | 0 | 0 | 0 | 0 | 0 | 0 | 0 | - | 0 | 0 | 0 | 0 | 0 | 0 | 0 | 0 | 0 | 0 | 0 | 0 | 0 | 0 | 0 | 0 | 0 | 0 | 0 | 0 | 0 | 0 | 0 | 0 | bar: 2021 to 2045
10- RA Market | Kettle Falls CT | [25 empty] | 0 | 0 | 0 | 0 | 0 | 0 | 0 | 0 | 0 | 0 | 0 | 0 | 0 | 0 | 0 | 0 | 0 | 0 | 0 | 0 | 0 | 0 | 0 | 0 | - | 0 | 0 | 0 | 0 | 0 | 0 | 0 | 0 | 0 | 0 | 0 | 0 | 0 | 0 | 0 | 0 | 0 | 0 | 0 | 0 | 0 | 0 | 0 | 0 | bar: 2021 to 2045
10- RA Market | Boulder Park 1-6 | 1 | 1 | 1 | 1 | 1 | 1 | 1 | 1 | 1 | 1 | 1 | 1 | 1 | 1 | 1 | 1 | 1 | 0 | 0 | 0 | 0 | 0 | 0 | 0 | 0 | 0 | 0 | 0 | 0 | 0 | 0 | 0 | 0 | 0 | 0 | 0 | 0 | 0 | 0 | 0 | 0 | 1 | 0 | 0 | 0 | 0 | 0 | 0 | 0 | 2037 | 0 | 0 | 0 | 0 | 0 | 0 | 0 | 0 | 0 | 0 | 0 | 0 | 0 | 0 | 0 | 0 | 2038 | 0 | 0 | 0 | 0 | 0 | 0 | 0
10- RA Market | Rathdrum 1 | [25 empty] | 0 | 0 | 0 | 0 | 0 | 0 | 0 | 0 | 0 | 0 | 0 | 0 | 0 | 0 | 0 | 0 | 0 | 0 | 0 | 0 | 0 | 0 | 0 | 0 | - | 0 | 0 | 0 | 0 | 0 | 0 | 0 | 0 | 0 | 0 | 0 | 0 | 0 | 0 | 0 | 0 | 0 | 0 | 0 | 0 | 0 | 0 | 0 | 0 | bar: 2021 to 2045
10- RA Market | Rathdrum 2 | [25 empty] | 0 | 0 | 0 | 0 | 0 | 0 | 0 | 0 | 0 | 0 | 0 | 0 | 0 | 0 | 0 | 0 | 0 | 0 | 0 | 0 | 0 | 0 | 0 | 0 | - | 0 | 0 | 0 | 0 | 0 | 0 | 0 | 0 | 0 | 0 | 0 | 0 | 0 | 0 | 0 | 0 | 0 | 0 | 0 | 0 | 0 | 0 | 0 | 0 | bar: 2021 to 2045
10- RA Market | Northeast A&B | 1 | 1 | 1 | 1 | 1 | 1 | 1 | 1 | 1 | 1 | 1 | 1 | 1 | 1 | 1 | 0 | 0 | 0 | 0 | 0 | 0 | 0 | 0 | 0 | 0 | 0 | 0 | 0 | 0 | 0 | 0 | 0 | 0 | 0 | 0 | 0 | 0 | 0 | 0 | 1 | 0 | 0 | 0 | 0 | 0 | 0 | 0 | 0 | 0 | 2035 | 0 | 0 | 0 | 0 | 0 | 0 | 0 | 0 | 0 | 0 | 0 | 0 | 0 | 0 | 2036 | 0 | 0 | 0 | 0 | 0 | 0 | 0 | 0 | 0
11- Electrification 1 | Coyote Springs 2 | [25 empty] | 0 | 0 | 0 | 0 | 0 | 0 | 0 | 0 | 0 | 0 | 0 | 0 | 0 | 0 | 0 | 0 | 0 | 0 | 0 | 0 | 0 | 0 | 0 | 0 | - | 0 | 0 | 0 | 0 | 0 | 0 | 0 | 0 | 0 | 0 | 0 | 0 | 0 | 0 | 0 | 0 | 0 | 0 | 0 | 0 | 0 | 0 | 0 | 0 | bar: 2021 to 2045
11- Electrification 1 | Lancaster | 1 | 1 | 1 | 1 | 1 | 1 | 0 | 0 | 0 | 0 | 0 | 0 | 0 | 0 | 0 | 0 | 0 | 0 | 0 | 0 | 0 | 0 | 0 | 0 | 0 | 0 | 0 | 0 | 0 | 0 | 1 | 0 | 0 | 0 | 0 | 0 | 0 | 0 | 0 | 0 | 0 | 0 | 0 | 0 | 0 | 0 | 0 | 0 | 0 | 2026 | 0 | 0 | 0 | 0 | 0 | 2027 | 0 | 0 | 0 | 0 | 0 | 0 | 0 | 0 | 0 | 0 | 0 | 0 | 0 | 0 | 0 | 0 | 0 | 0
11- Electrification 1 | Colstrip (3) | 1 | 0 | 0 | 0 | 0 | 0 | 0 | 0 | 0 | 0 | 0 | 0 | 0 | 0 | 0 | 0 | 0 | 0 | 0 | 0 | 0 | 0 | 0 | 0 | 0 | 1 | 0 | 0 | 0 | 0 | 0 | 0 | 0 | 0 | 0 | 0 | 0 | 0 | 0 | 0 | 0 | 0 | 0 | 0 | 0 | 0 | 0 | 0 | 0 | 2021 | 2022 | 0 | 0 | 0 | 0 | 0 | 0 | 0 | 0 | 0 | 0 | 0 | 0 | 0 | 0 | 0 | 0 | 0 | 0 | 0 | 0 | 0 | 0 | 0
11- Electrification 1 | Colstrip (4) | 1 | 0 | 0 | 0 | 0 | 0 | 0 | 0 | 0 | 0 | 0 | 0 | 0 | 0 | 0 | 0 | 0 | 0 | 0 | 0 | 0 | 0 | 0 | 0 | 0 | 1 | 0 | 0 | 0 | 0 | 0 | 0 | 0 | 0 | 0 | 0 | 0 | 0 | 0 | 0 | 0 | 0 | 0 | 0 | 0 | 0 | 0 | 0 | 0 | 2021 | 2022 | 0 | 0 | 0 | 0 | 0 | 0 | 0 | 0 | 0 | 0 | 0 | 0 | 0 | 0 | 0 | 0 | 0 | 0 | 0 | 0 | 0 | 0 | 0
11- Electrification 1 | Kettle Falls | [25 empty] | 0 | 0 | 0 | 0 | 0 | 0 | 0 | 0 | 0 | 0 | 0 | 0 | 0 | 0 | 0 | 0 | 0 | 0 | 0 | 0 | 0 | 0 | 0 | 0 | - | 0 | 0 | 0 | 0 | 0 | 0 | 0 | 0 | 0 | 0 | 0 | 0 | 0 | 0 | 0 | 0 | 0 | 0 | 0 | 0 | 0 | 0 | 0 | 0 | bar: 2021 to 2045
11- Electrification 1 | Kettle Falls CT | [25 empty] | 0 | 0 | 0 | 0 | 0 | 0 | 0 | 0 | 0 | 0 | 0 | 0 | 0 | 0 | 0 | 0 | 0 | 0 | 0 | 0 | 0 | 0 | 0 | 0 | - | 0 | 0 | 0 | 0 | 0 | 0 | 0 | 0 | 0 | 0 | 0 | 0 | 0 | 0 | 0 | 0 | 0 | 0 | 0 | 0 | 0 | 0 | 0 | 0 | bar: 2021 to 2045
11- Electrification 1 | Boulder Park 1-6 | 1 | 1 | 1 | 1 | 1 | 1 | 1 | 1 | 1 | 1 | 1 | 1 | 1 | 1 | 1 | 1 | 1 | 1 | 1 | 1 | 0 | 0 | 0 | 0 | 0 | 0 | 0 | 0 | 0 | 0 | 0 | 0 | 0 | 0 | 0 | 0 | 0 | 0 | 0 | 0 | 0 | 0 | 0 | 0 | 1 | 0 | 0 | 0 | 0 | 2040 | 0 | 0 | 0 | 0 | 0 | 0 | 0 | 0 | 0 | 0 | 0 | 0 | 0 | 0 | 0 | 0 | 0 | 0 | 0 | 2041 | 0 | 0 | 0 | 0
11- Electrification 1 | Rathdrum 1 | [25 empty] | 0 | 0 | 0 | 0 | 0 | 0 | 0 | 0 | 0 | 0 | 0 | 0 | 0 | 0 | 0 | 0 | 0 | 0 | 0 | 0 | 0 | 0 | 0 | 0 | - | 0 | 0 | 0 | 0 | 0 | 0 | 0 | 0 | 0 | 0 | 0 | 0 | 0 | 0 | 0 | 0 | 0 | 0 | 0 | 0 | 0 | 0 | 0 | 0 | bar: 2021 to 2045
11- Electrification 1 | Rathdrum 2 | [25 empty] | 0 | 0 | 0 | 0 | 0 | 0 | 0 | 0 | 0 | 0 | 0 | 0 | 0 | 0 | 0 | 0 | 0 | 0 | 0 | 0 | 0 | 0 | 0 | 0 | - | 0 | 0 | 0 | 0 | 0 | 0 | 0 | 0 | 0 | 0 | 0 | 0 | 0 | 0 | 0 | 0 | 0 | 0 | 0 | 0 | 0 | 0 | 0 | 0 | bar: 2021 to 2045
11- Electrification 1 | Northeast A&B | 1 | 1 | 1 | 1 | 1 | 1 | 1 | 1 | 1 | 1 | 1 | 1 | 1 | 1 | 1 | 0 | 0 | 0 | 0 | 0 | 0 | 0 | 0 | 0 | 0 | 0 | 0 | 0 | 0 | 0 | 0 | 0 | 0 | 0 | 0 | 0 | 0 | 0 | 0 | 1 | 0 | 0 | 0 | 0 | 0 | 0 | 0 | 0 | 0 | 2035 | 0 | 0 | 0 | 0 | 0 | 0 | 0 | 0 | 0 | 0 | 0 | 0 | 0 | 0 | 2036 | 0 | 0 | 0 | 0 | 0 | 0 | 0 | 0 | 0
12- Electrification 2 | Coyote Springs 2 | [25 empty] | 0 | 0 | 0 | 0 | 0 | 0 | 0 | 0 | 0 | 0 | 0 | 0 | 0 | 0 | 0 | 0 | 0 | 0 | 0 | 0 | 0 | 0 | 0 | 0 | - | 0 | 0 | 0 | 0 | 0 | 0 | 0 | 0 | 0 | 0 | 0 | 0 | 0 | 0 | 0 | 0 | 0 | 0 | 0 | 0 | 0 | 0 | 0 | 0 | bar: 2021 to 2045
12- Electrification 2 | Lancaster | 1 | 1 | 1 | 1 | 1 | 1 | 0 | 0 | 0 | 0 | 0 | 0 | 0 | 0 | 0 | 0 | 0 | 0 | 0 | 0 | 0 | 0 | 0 | 0 | 0 | 0 | 0 | 0 | 0 | 0 | 1 | 0 | 0 | 0 | 0 | 0 | 0 | 0 | 0 | 0 | 0 | 0 | 0 | 0 | 0 | 0 | 0 | 0 | 0 | 2026 | 0 | 0 | 0 | 0 | 0 | 2027 | 0 | 0 | 0 | 0 | 0 | 0 | 0 | 0 | 0 | 0 | 0 | 0 | 0 | 0 | 0 | 0 | 0 | 0
12- Electrification 2 | Colstrip (3) | 1 | 0 | 0 | 0 | 0 | 0 | 0 | 0 | 0 | 0 | 0 | 0 | 0 | 0 | 0 | 0 | 0 | 0 | 0 | 0 | 0 | 0 | 0 | 0 | 0 | 1 | 0 | 0 | 0 | 0 | 0 | 0 | 0 | 0 | 0 | 0 | 0 | 0 | 0 | 0 | 0 | 0 | 0 | 0 | 0 | 0 | 0 | 0 | 0 | 2021 | 2022 | 0 | 0 | 0 | 0 | 0 | 0 | 0 | 0 | 0 | 0 | 0 | 0 | 0 | 0 | 0 | 0 | 0 | 0 | 0 | 0 | 0 | 0 | 0
12- Electrification 2 | Colstrip (4) | 1 | 0 | 0 | 0 | 0 | 0 | 0 | 0 | 0 | 0 | 0 | 0 | 0 | 0 | 0 | 0 | 0 | 0 | 0 | 0 | 0 | 0 | 0 | 0 | 0 | 1 | 0 | 0 | 0 | 0 | 0 | 0 | 0 | 0 | 0 | 0 | 0 | 0 | 0 | 0 | 0 | 0 | 0 | 0 | 0 | 0 | 0 | 0 | 0 | 2021 | 2022 | 0 | 0 | 0 | 0 | 0 | 0 | 0 | 0 | 0 | 0 | 0 | 0 | 0 | 0 | 0 | 0 | 0 | 0 | 0 | 0 | 0 | 0 | 0
12- Electrification 2 | Kettle Falls | [25 empty] | 0 | 0 | 0 | 0 | 0 | 0 | 0 | 0 | 0 | 0 | 0 | 0 | 0 | 0 | 0 | 0 | 0 | 0 | 0 | 0 | 0 | 0 | 0 | 0 | - | 0 | 0 | 0 | 0 | 0 | 0 | 0 | 0 | 0 | 0 | 0 | 0 | 0 | 0 | 0 | 0 | 0 | 0 | 0 | 0 | 0 | 0 | 0 | 0 | bar: 2021 to 2045
12- Electrification 2 | Kettle Falls CT | [25 empty] | 0 | 0 | 0 | 0 | 0 | 0 | 0 | 0 | 0 | 0 | 0 | 0 | 0 | 0 | 0 | 0 | 0 | 0 | 0 | 0 | 0 | 0 | 0 | 0 | - | 0 | 0 | 0 | 0 | 0 | 0 | 0 | 0 | 0 | 0 | 0 | 0 | 0 | 0 | 0 | 0 | 0 | 0 | 0 | 0 | 0 | 0 | 0 | 0 | bar: 2021 to 2045
12- Electrification 2 | Boulder Park 1-6 | 1 | 1 | 1 | 1 | 1 | 1 | 1 | 1 | 1 | 1 | 1 | 1 | 1 | 1 | 1 | 1 | 1 | 1 | 1 | 1 | 0 | 0 | 0 | 0 | 0 | 0 | 0 | 0 | 0 | 0 | 0 | 0 | 0 | 0 | 0 | 0 | 0 | 0 | 0 | 0 | 0 | 0 | 0 | 0 | 1 | 0 | 0 | 0 | 0 | 2040 | 0 | 0 | 0 | 0 | 0 | 0 | 0 | 0 | 0 | 0 | 0 | 0 | 0 | 0 | 0 | 0 | 0 | 0 | 0 | 2041 | 0 | 0 | 0 | 0
12- Electrification 2 | Rathdrum 1 | [25 empty] | 0 | 0 | 0 | 0 | 0 | 0 | 0 | 0 | 0 | 0 | 0 | 0 | 0 | 0 | 0 | 0 | 0 | 0 | 0 | 0 | 0 | 0 | 0 | 0 | - | 0 | 0 | 0 | 0 | 0 | 0 | 0 | 0 | 0 | 0 | 0 | 0 | 0 | 0 | 0 | 0 | 0 | 0 | 0 | 0 | 0 | 0 | 0 | 0 | bar: 2021 to 2045
12- Electrification 2 | Rathdrum 2 | [25 empty] | 0 | 0 | 0 | 0 | 0 | 0 | 0 | 0 | 0 | 0 | 0 | 0 | 0 | 0 | 0 | 0 | 0 | 0 | 0 | 0 | 0 | 0 | 0 | 0 | - | 0 | 0 | 0 | 0 | 0 | 0 | 0 | 0 | 0 | 0 | 0 | 0 | 0 | 0 | 0 | 0 | 0 | 0 | 0 | 0 | 0 | 0 | 0 | 0 | bar: 2021 to 2045
12- Electrification 2 | Northeast A&B | 1 | 1 | 1 | 1 | 1 | 1 | 1 | 1 | 1 | 1 | 1 | 1 | 1 | 1 | 1 | 0 | 0 | 0 | 0 | 0 | 0 | 0 | 0 | 0 | 0 | 0 | 0 | 0 | 0 | 0 | 0 | 0 | 0 | 0 | 0 | 0 | 0 | 0 | 0 | 1 | 0 | 0 | 0 | 0 | 0 | 0 | 0 | 0 | 0 | 2035 | 0 | 0 | 0 | 0 | 0 | 0 | 0 | 0 | 0 | 0 | 0 | 0 | 0 | 0 | 2036 | 0 | 0 | 0 | 0 | 0 | 0 | 0 | 0 | 0
13- Electrification 3 | Coyote Springs 2 | [25 empty] | 0 | 0 | 0 | 0 | 0 | 0 | 0 | 0 | 0 | 0 | 0 | 0 | 0 | 0 | 0 | 0 | 0 | 0 | 0 | 0 | 0 | 0 | 0 | 0 | - | 0 | 0 | 0 | 0 | 0 | 0 | 0 | 0 | 0 | 0 | 0 | 0 | 0 | 0 | 0 | 0 | 0 | 0 | 0 | 0 | 0 | 0 | 0 | 0 | bar: 2021 to 2045
13- Electrification 3 | Lancaster | 1 | 1 | 1 | 1 | 1 | 1 | 0 | 0 | 0 | 0 | 0 | 0 | 0 | 0 | 0 | 0 | 0 | 0 | 0 | 0 | 0 | 0 | 0 | 0 | 0 | 0 | 0 | 0 | 0 | 0 | 1 | 0 | 0 | 0 | 0 | 0 | 0 | 0 | 0 | 0 | 0 | 0 | 0 | 0 | 0 | 0 | 0 | 0 | 0 | 2026 | 0 | 0 | 0 | 0 | 0 | 2027 | 0 | 0 | 0 | 0 | 0 | 0 | 0 | 0 | 0 | 0 | 0 | 0 | 0 | 0 | 0 | 0 | 0 | 0
13- Electrification 3 | Colstrip (3) | 1 | 0 | 0 | 0 | 0 | 0 | 0 | 0 | 0 | 0 | 0 | 0 | 0 | 0 | 0 | 0 | 0 | 0 | 0 | 0 | 0 | 0 | 0 | 0 | 0 | 1 | 0 | 0 | 0 | 0 | 0 | 0 | 0 | 0 | 0 | 0 | 0 | 0 | 0 | 0 | 0 | 0 | 0 | 0 | 0 | 0 | 0 | 0 | 0 | 2021 | 2022 | 0 | 0 | 0 | 0 | 0 | 0 | 0 | 0 | 0 | 0 | 0 | 0 | 0 | 0 | 0 | 0 | 0 | 0 | 0 | 0 | 0 | 0 | 0
13- Electrification 3 | Colstrip (4) | 1 | 0 | 0 | 0 | 0 | 0 | 0 | 0 | 0 | 0 | 0 | 0 | 0 | 0 | 0 | 0 | 0 | 0 | 0 | 0 | 0 | 0 | 0 | 0 | 0 | 1 | 0 | 0 | 0 | 0 | 0 | 0 | 0 | 0 | 0 | 0 | 0 | 0 | 0 | 0 | 0 | 0 | 0 | 0 | 0 | 0 | 0 | 0 | 0 | 2021 | 2022 | 0 | 0 | 0 | 0 | 0 | 0 | 0 | 0 | 0 | 0 | 0 | 0 | 0 | 0 | 0 | 0 | 0 | 0 | 0 | 0 | 0 | 0 | 0
13- Electrification 3 | Kettle Falls | [25 empty] | 0 | 0 | 0 | 0 | 0 | 0 | 0 | 0 | 0 | 0 | 0 | 0 | 0 | 0 | 0 | 0 | 0 | 0 | 0 | 0 | 0 | 0 | 0 | 0 | - | 0 | 0 | 0 | 0 | 0 | 0 | 0 | 0 | 0 | 0 | 0 | 0 | 0 | 0 | 0 | 0 | 0 | 0 | 0 | 0 | 0 | 0 | 0 | 0 | bar: 2021 to 2045
13- Electrification 3 | Kettle Falls CT | [25 empty] | 0 | 0 | 0 | 0 | 0 | 0 | 0 | 0 | 0 | 0 | 0 | 0 | 0 | 0 | 0 | 0 | 0 | 0 | 0 | 0 | 0 | 0 | 0 | 0 | - | 0 | 0 | 0 | 0 | 0 | 0 | 0 | 0 | 0 | 0 | 0 | 0 | 0 | 0 | 0 | 0 | 0 | 0 | 0 | 0 | 0 | 0 | 0 | 0 | bar: 2021 to 2045
13- Electrification 3 | Boulder Park 1-6 | 1 | 1 | 1 | 1 | 1 | 1 | 1 | 1 | 1 | 1 | 1 | 1 | 1 | 1 | 1 | 1 | 1 | 1 | 1 | 1 | 0 | 0 | 0 | 0 | 0 | 0 | 0 | 0 | 0 | 0 | 0 | 0 | 0 | 0 | 0 | 0 | 0 | 0 | 0 | 0 | 0 | 0 | 0 | 0 | 1 | 0 | 0 | 0 | 0 | 2040 | 0 | 0 | 0 | 0 | 0 | 0 | 0 | 0 | 0 | 0 | 0 | 0 | 0 | 0 | 0 | 0 | 0 | 0 | 0 | 2041 | 0 | 0 | 0 | 0
13- Electrification 3 | Rathdrum 1 | [25 empty] | 0 | 0 | 0 | 0 | 0 | 0 | 0 | 0 | 0 | 0 | 0 | 0 | 0 | 0 | 0 | 0 | 0 | 0 | 0 | 0 | 0 | 0 | 0 | 0 | - | 0 | 0 | 0 | 0 | 0 | 0 | 0 | 0 | 0 | 0 | 0 | 0 | 0 | 0 | 0 | 0 | 0 | 0 | 0 | 0 | 0 | 0 | 0 | 0 | bar: 2021 to 2045
13- Electrification 3 | Rathdrum 2 | [25 empty] | 0 | 0 | 0 | 0 | 0 | 0 | 0 | 0 | 0 | 0 | 0 | 0 | 0 | 0 | 0 | 0 | 0 | 0 | 0 | 0 | 0 | 0 | 0 | 0 | - | 0 | 0 | 0 | 0 | 0 | 0 | 0 | 0 | 0 | 0 | 0 | 0 | 0 | 0 | 0 | 0 | 0 | 0 | 0 | 0 | 0 | 0 | 0 | 0 | bar: 2021 to 2045
13- Electrification 3 | Northeast A&B | 1 | 1 | 1 | 1 | 1 | 1 | 1 | 1 | 1 | 1 | 1 | 1 | 1 | 1 | 1 | 0 | 0 | 0 | 0 | 0 | 0 | 0 | 0 | 0 | 0 | 0 | 0 | 0 | 0 | 0 | 0 | 0 | 0 | 0 | 0 | 0 | 0 | 0 | 0 | 1 | 0 | 0 | 0 | 0 | 0 | 0 | 0 | 0 | 0 | 2035 | 0 | 0 | 0 | 0 | 0 | 0 | 0 | 0 | 0 | 0 | 0 | 0 | 0 | 0 | 2036 | 0 | 0 | 0 | 0 | 0 | 0 | 0 | 0 | 0
14- 2x SCC | Coyote Springs 2 | [25 empty] | 0 | 0 | 0 | 0 | 0 | 0 | 0 | 0 | 0 | 0 | 0 | 0 | 0 | 0 | 0 | 0 | 0 | 0 | 0 | 0 | 0 | 0 | 0 | 0 | - | 0 | 0 | 0 | 0 | 0 | 0 | 0 | 0 | 0 | 0 | 0 | 0 | 0 | 0 | 0 | 0 | 0 | 0 | 0 | 0 | 0 | 0 | 0 | 0 | bar: 2021 to 2045
14- 2x SCC | Lancaster | 1 | 1 | 1 | 1 | 1 | 1 | 0 | 0 | 0 | 0 | 0 | 0 | 0 | 0 | 0 | 0 | 0 | 0 | 0 | 0 | 0 | 0 | 0 | 0 | 0 | 0 | 0 | 0 | 0 | 0 | 1 | 0 | 0 | 0 | 0 | 0 | 0 | 0 | 0 | 0 | 0 | 0 | 0 | 0 | 0 | 0 | 0 | 0 | 0 | 2026 | 0 | 0 | 0 | 0 | 0 | 2027 | 0 | 0 | 0 | 0 | 0 | 0 | 0 | 0 | 0 | 0 | 0 | 0 | 0 | 0 | 0 | 0 | 0 | 0
14- 2x SCC | Colstrip (3) | 1 | 0 | 0 | 0 | 0 | 0 | 0 | 0 | 0 | 0 | 0 | 0 | 0 | 0 | 0 | 0 | 0 | 0 | 0 | 0 | 0 | 0 | 0 | 0 | 0 | 1 | 0 | 0 | 0 | 0 | 0 | 0 | 0 | 0 | 0 | 0 | 0 | 0 | 0 | 0 | 0 | 0 | 0 | 0 | 0 | 0 | 0 | 0 | 0 | 2021 | 2022 | 0 | 0 | 0 | 0 | 0 | 0 | 0 | 0 | 0 | 0 | 0 | 0 | 0 | 0 | 0 | 0 | 0 | 0 | 0 | 0 | 0 | 0 | 0
14- 2x SCC | Colstrip (4) | 1 | 0 | 0 | 0 | 0 | 0 | 0 | 0 | 0 | 0 | 0 | 0 | 0 | 0 | 0 | 0 | 0 | 0 | 0 | 0 | 0 | 0 | 0 | 0 | 0 | 1 | 0 | 0 | 0 | 0 | 0 | 0 | 0 | 0 | 0 | 0 | 0 | 0 | 0 | 0 | 0 | 0 | 0 | 0 | 0 | 0 | 0 | 0 | 0 | 2021 | 2022 | 0 | 0 | 0 | 0 | 0 | 0 | 0 | 0 | 0 | 0 | 0 | 0 | 0 | 0 | 0 | 0 | 0 | 0 | 0 | 0 | 0 | 0 | 0
14- 2x SCC | Kettle Falls | [25 empty] | 0 | 0 | 0 | 0 | 0 | 0 | 0 | 0 | 0 | 0 | 0 | 0 | 0 | 0 | 0 | 0 | 0 | 0 | 0 | 0 | 0 | 0 | 0 | 0 | - | 0 | 0 | 0 | 0 | 0 | 0 | 0 | 0 | 0 | 0 | 0 | 0 | 0 | 0 | 0 | 0 | 0 | 0 | 0 | 0 | 0 | 0 | 0 | 0 | bar: 2021 to 2045
14- 2x SCC | Kettle Falls CT | [25 empty] | 0 | 0 | 0 | 0 | 0 | 0 | 0 | 0 | 0 | 0 | 0 | 0 | 0 | 0 | 0 | 0 | 0 | 0 | 0 | 0 | 0 | 0 | 0 | 0 | - | 0 | 0 | 0 | 0 | 0 | 0 | 0 | 0 | 0 | 0 | 0 | 0 | 0 | 0 | 0 | 0 | 0 | 0 | 0 | 0 | 0 | 0 | 0 | 0 | bar: 2021 to 2045
14- 2x SCC | Boulder Park 1-6 | 1 | 1 | 1 | 1 | 1 | 1 | 1 | 1 | 1 | 1 | 1 | 1 | 1 | 1 | 1 | 1 | 1 | 1 | 1 | 1 | 0 | 0 | 0 | 0 | 0 | 0 | 0 | 0 | 0 | 0 | 0 | 0 | 0 | 0 | 0 | 0 | 0 | 0 | 0 | 0 | 0 | 0 | 0 | 0 | 1 | 0 | 0 | 0 | 0 | 2040 | 0 | 0 | 0 | 0 | 0 | 0 | 0 | 0 | 0 | 0 | 0 | 0 | 0 | 0 | 0 | 0 | 0 | 0 | 0 | 2041 | 0 | 0 | 0 | 0
14- 2x SCC | Rathdrum 1 | [25 empty] | 0 | 0 | 0 | 0 | 0 | 0 | 0 | 0 | 0 | 0 | 0 | 0 | 0 | 0 | 0 | 0 | 0 | 0 | 0 | 0 | 0 | 0 | 0 | 0 | - | 0 | 0 | 0 | 0 | 0 | 0 | 0 | 0 | 0 | 0 | 0 | 0 | 0 | 0 | 0 | 0 | 0 | 0 | 0 | 0 | 0 | 0 | 0 | 0 | bar: 2021 to 2045
14- 2x SCC | Rathdrum 2 | [25 empty] | 0 | 0 | 0 | 0 | 0 | 0 | 0 | 0 | 0 | 0 | 0 | 0 | 0 | 0 | 0 | 0 | 0 | 0 | 0 | 0 | 0 | 0 | 0 | 0 | - | 0 | 0 | 0 | 0 | 0 | 0 | 0 | 0 | 0 | 0 | 0 | 0 | 0 | 0 | 0 | 0 | 0 | 0 | 0 | 0 | 0 | 0 | 0 | 0 | bar: 2021 to 2045
14- 2x SCC | Northeast A&B | 1 | 1 | 1 | 1 | 1 | 1 | 1 | 1 | 1 | 1 | 1 | 1 | 1 | 1 | 1 | 0 | 0 | 0 | 0 | 0 | 0 | 0 | 0 | 0 | 0 | 0 | 0 | 0 | 0 | 0 | 0 | 0 | 0 | 0 | 0 | 0 | 0 | 0 | 0 | 1 | 0 | 0 | 0 | 0 | 0 | 0 | 0 | 0 | 0 | 2035 | 0 | 0 | 0 | 0 | 0 | 0 | 0 | 0 | 0 | 0 | 0 | 0 | 0 | 0 | 2036 | 0 | 0 | 0 | 0 | 0 | 0 | 0 | 0 | 0
15- Colstrip Exit 2025 | Coyote Springs 2 | [25 empty] | 0 | 0 | 0 | 0 | 0 | 0 | 0 | 0 | 0 | 0 | 0 | 0 | 0 | 0 | 0 | 0 | 0 | 0 | 0 | 0 | 0 | 0 | 0 | 0 | - | 0 | 0 | 0 | 0 | 0 | 0 | 0 | 0 | 0 | 0 | 0 | 0 | 0 | 0 | 0 | 0 | 0 | 0 | 0 | 0 | 0 | 0 | 0 | 0 | bar: 2021 to 2045
15- Colstrip Exit 2025 | Lancaster | 1 | 1 | 1 | 1 | 1 | 1 | 0 | 0 | 0 | 0 | 0 | 0 | 0 | 0 | 0 | 0 | 0 | 0 | 0 | 0 | 0 | 0 | 0 | 0 | 0 | 0 | 0 | 0 | 0 | 0 | 1 | 0 | 0 | 0 | 0 | 0 | 0 | 0 | 0 | 0 | 0 | 0 | 0 | 0 | 0 | 0 | 0 | 0 | 0 | 2026 | 0 | 0 | 0 | 0 | 0 | 2027 | 0 | 0 | 0 | 0 | 0 | 0 | 0 | 0 | 0 | 0 | 0 | 0 | 0 | 0 | 0 | 0 | 0 | 0
15- Colstrip Exit 2025 | Colstrip (3) | 1 | 1 | 1 | 1 | 1 | 0 | 0 | 0 | 0 | 0 | 0 | 0 | 0 | 0 | 0 | 0 | 0 | 0 | 0 | 0 | 0 | 0 | 0 | 0 | 0 | 0 | 0 | 0 | 0 | 1 | 0 | 0 | 0 | 0 | 0 | 0 | 0 | 0 | 0 | 0 | 0 | 0 | 0 | 0 | 0 | 0 | 0 | 0 | 0 | 2025 | 0 | 0 | 0 | 0 | 2026 | 0 | 0 | 0 | 0 | 0 | 0 | 0 | 0 | 0 | 0 | 0 | 0 | 0 | 0 | 0 | 0 | 0 | 0 | 0
15- Colstrip Exit 2025 | Colstrip (4) | 1 | 1 | 1 | 1 | 1 | 0 | 0 | 0 | 0 | 0 | 0 | 0 | 0 | 0 | 0 | 0 | 0 | 0 | 0 | 0 | 0 | 0 | 0 | 0 | 0 | 0 | 0 | 0 | 0 | 1 | 0 | 0 | 0 | 0 | 0 | 0 | 0 | 0 | 0 | 0 | 0 | 0 | 0 | 0 | 0 | 0 | 0 | 0 | 0 | 2025 | 0 | 0 | 0 | 0 | 2026 | 0 | 0 | 0 | 0 | 0 | 0 | 0 | 0 | 0 | 0 | 0 | 0 | 0 | 0 | 0 | 0 | 0 | 0 | 0
15- Colstrip Exit 2025 | Kettle Falls | [25 empty] | 0 | 0 | 0 | 0 | 0 | 0 | 0 | 0 | 0 | 0 | 0 | 0 | 0 | 0 | 0 | 0 | 0 | 0 | 0 | 0 | 0 | 0 | 0 | 0 | - | 0 | 0 | 0 | 0 | 0 | 0 | 0 | 0 | 0 | 0 | 0 | 0 | 0 | 0 | 0 | 0 | 0 | 0 | 0 | 0 | 0 | 0 | 0 | 0 | bar: 2021 to 2045
15- Colstrip Exit 2025 | Kettle Falls CT | [25 empty] | 0 | 0 | 0 | 0 | 0 | 0 | 0 | 0 | 0 | 0 | 0 | 0 | 0 | 0 | 0 | 0 | 0 | 0 | 0 | 0 | 0 | 0 | 0 | 0 | - | 0 | 0 | 0 | 0 | 0 | 0 | 0 | 0 | 0 | 0 | 0 | 0 | 0 | 0 | 0 | 0 | 0 | 0 | 0 | 0 | 0 | 0 | 0 | 0 | bar: 2021 to 2045
15- Colstrip Exit 2025 | Boulder Park 1-6 | 1 | 1 | 1 | 1 | 1 | 1 | 1 | 1 | 1 | 1 | 1 | 1 | 1 | 1 | 1 | 1 | 1 | 1 | 1 | 1 | 0 | 0 | 0 | 0 | 0 | 0 | 0 | 0 | 0 | 0 | 0 | 0 | 0 | 0 | 0 | 0 | 0 | 0 | 0 | 0 | 0 | 0 | 0 | 0 | 1 | 0 | 0 | 0 | 0 | 2040 | 0 | 0 | 0 | 0 | 0 | 0 | 0 | 0 | 0 | 0 | 0 | 0 | 0 | 0 | 0 | 0 | 0 | 0 | 0 | 2041 | 0 | 0 | 0 | 0
15- Colstrip Exit 2025 | Rathdrum 1 | [25 empty] | 0 | 0 | 0 | 0 | 0 | 0 | 0 | 0 | 0 | 0 | 0 | 0 | 0 | 0 | 0 | 0 | 0 | 0 | 0 | 0 | 0 | 0 | 0 | 0 | - | 0 | 0 | 0 | 0 | 0 | 0 | 0 | 0 | 0 | 0 | 0 | 0 | 0 | 0 | 0 | 0 | 0 | 0 | 0 | 0 | 0 | 0 | 0 | 0 | bar: 2021 to 2045
15- Colstrip Exit 2025 | Rathdrum 2 | [25 empty] | 0 | 0 | 0 | 0 | 0 | 0 | 0 | 0 | 0 | 0 | 0 | 0 | 0 | 0 | 0 | 0 | 0 | 0 | 0 | 0 | 0 | 0 | 0 | 0 | - | 0 | 0 | 0 | 0 | 0 | 0 | 0 | 0 | 0 | 0 | 0 | 0 | 0 | 0 | 0 | 0 | 0 | 0 | 0 | 0 | 0 | 0 | 0 | 0 | bar: 2021 to 2045
15- Colstrip Exit 2025 | Northeast A&B | 1 | 1 | 1 | 1 | 1 | 1 | 1 | 1 | 1 | 1 | 1 | 1 | 1 | 1 | 1 | 0 | 0 | 0 | 0 | 0 | 0 | 0 | 0 | 0 | 0 | 0 | 0 | 0 | 0 | 0 | 0 | 0 | 0 | 0 | 0 | 0 | 0 | 0 | 0 | 1 | 0 | 0 | 0 | 0 | 0 | 0 | 0 | 0 | 0 | 2035 | 0 | 0 | 0 | 0 | 0 | 0 | 0 | 0 | 0 | 0 | 0 | 0 | 0 | 0 | 2036 | 0 | 0 | 0 | 0 | 0 | 0 | 0 | 0 | 0
16- Colstrip Exit 2035 | Coyote Springs 2 | [25 empty] | 0 | 0 | 0 | 0 | 0 | 0 | 0 | 0 | 0 | 0 | 0 | 0 | 0 | 0 | 0 | 0 | 0 | 0 | 0 | 0 | 0 | 0 | 0 | 0 | - | 0 | 0 | 0 | 0 | 0 | 0 | 0 | 0 | 0 | 0 | 0 | 0 | 0 | 0 | 0 | 0 | 0 | 0 | 0 | 0 | 0 | 0 | 0 | 0 | bar: 2021 to 2045
16- Colstrip Exit 2035 | Lancaster | 1 | 1 | 1 | 1 | 1 | 1 | 0 | 0 | 0 | 0 | 0 | 0 | 0 | 0 | 0 | 0 | 0 | 0 | 0 | 0 | 0 | 0 | 0 | 0 | 0 | 0 | 0 | 0 | 0 | 0 | 1 | 0 | 0 | 0 | 0 | 0 | 0 | 0 | 0 | 0 | 0 | 0 | 0 | 0 | 0 | 0 | 0 | 0 | 0 | 2026 | 0 | 0 | 0 | 0 | 0 | 2027 | 0 | 0 | 0 | 0 | 0 | 0 | 0 | 0 | 0 | 0 | 0 | 0 | 0 | 0 | 0 | 0 | 0 | 0
16- Colstrip Exit 2035 | Colstrip (3) | 1 | 1 | 1 | 1 | 1 | 1 | 1 | 1 | 1 | 1 | 1 | 1 | 1 | 1 | 1 | 0 | 0 | 0 | 0 | 0 | 0 | 0 | 0 | 0 | 0 | 0 | 0 | 0 | 0 | 0 | 0 | 0 | 0 | 0 | 0 | 0 | 0 | 0 | 0 | 1 | 0 | 0 | 0 | 0 | 0 | 0 | 0 | 0 | 0 | 2035 | 0 | 0 | 0 | 0 | 0 | 0 | 0 | 0 | 0 | 0 | 0 | 0 | 0 | 0 | 2036 | 0 | 0 | 0 | 0 | 0 | 0 | 0 | 0 | 0
16- Colstrip Exit 2035 | Colstrip (4) | 1 | 1 | 1 | 1 | 1 | 1 | 1 | 1 | 1 | 1 | 1 | 1 | 1 | 1 | 1 | 0 | 0 | 0 | 0 | 0 | 0 | 0 | 0 | 0 | 0 | 0 | 0 | 0 | 0 | 0 | 0 | 0 | 0 | 0 | 0 | 0 | 0 | 0 | 0 | 1 | 0 | 0 | 0 | 0 | 0 | 0 | 0 | 0 | 0 | 2035 | 0 | 0 | 0 | 0 | 0 | 0 | 0 | 0 | 0 | 0 | 0 | 0 | 0 | 0 | 2036 | 0 | 0 | 0 | 0 | 0 | 0 | 0 | 0 | 0
16- Colstrip Exit 2035 | Kettle Falls | [25 empty] | 0 | 0 | 0 | 0 | 0 | 0 | 0 | 0 | 0 | 0 | 0 | 0 | 0 | 0 | 0 | 0 | 0 | 0 | 0 | 0 | 0 | 0 | 0 | 0 | - | 0 | 0 | 0 | 0 | 0 | 0 | 0 | 0 | 0 | 0 | 0 | 0 | 0 | 0 | 0 | 0 | 0 | 0 | 0 | 0 | 0 | 0 | 0 | 0 | bar: 2021 to 2045
16- Colstrip Exit 2035 | Kettle Falls CT | [25 empty] | 0 | 0 | 0 | 0 | 0 | 0 | 0 | 0 | 0 | 0 | 0 | 0 | 0 | 0 | 0 | 0 | 0 | 0 | 0 | 0 | 0 | 0 | 0 | 0 | - | 0 | 0 | 0 | 0 | 0 | 0 | 0 | 0 | 0 | 0 | 0 | 0 | 0 | 0 | 0 | 0 | 0 | 0 | 0 | 0 | 0 | 0 | 0 | 0 | bar: 2021 to 2045
16- Colstrip Exit 2035 | Boulder Park 1-6 | 1 | 1 | 1 | 1 | 1 | 1 | 1 | 1 | 1 | 1 | 1 | 1 | 1 | 1 | 1 | 1 | 1 | 1 | 1 | 1 | 0 | 0 | 0 | 0 | 0 | 0 | 0 | 0 | 0 | 0 | 0 | 0 | 0 | 0 | 0 | 0 | 0 | 0 | 0 | 0 | 0 | 0 | 0 | 0 | 1 | 0 | 0 | 0 | 0 | 2040 | 0 | 0 | 0 | 0 | 0 | 0 | 0 | 0 | 0 | 0 | 0 | 0 | 0 | 0 | 0 | 0 | 0 | 0 | 0 | 2041 | 0 | 0 | 0 | 0
16- Colstrip Exit 2035 | Rathdrum 1 | [25 empty] | 0 | 0 | 0 | 0 | 0 | 0 | 0 | 0 | 0 | 0 | 0 | 0 | 0 | 0 | 0 | 0 | 0 | 0 | 0 | 0 | 0 | 0 | 0 | 0 | - | 0 | 0 | 0 | 0 | 0 | 0 | 0 | 0 | 0 | 0 | 0 | 0 | 0 | 0 | 0 | 0 | 0 | 0 | 0 | 0 | 0 | 0 | 0 | 0 | bar: 2021 to 2045
16- Colstrip Exit 2035 | Rathdrum 2 | [25 empty] | 0 | 0 | 0 | 0 | 0 | 0 | 0 | 0 | 0 | 0 | 0 | 0 | 0 | 0 | 0 | 0 | 0 | 0 | 0 | 0 | 0 | 0 | 0 | 0 | - | 0 | 0 | 0 | 0 | 0 | 0 | 0 | 0 | 0 | 0 | 0 | 0 | 0 | 0 | 0 | 0 | 0 | 0 | 0 | 0 | 0 | 0 | 0 | 0 | bar: 2021 to 2045
16- Colstrip Exit 2035 | Northeast A&B | 1 | 1 | 1 | 1 | 1 | 1 | 1 | 1 | 1 | 1 | 1 | 1 | 1 | 1 | 1 | 0 | 0 | 0 | 0 | 0 | 0 | 0 | 0 | 0 | 0 | 0 | 0 | 0 | 0 | 0 | 0 | 0 | 0 | 0 | 0 | 0 | 0 | 0 | 0 | 1 | 0 | 0 | 0 | 0 | 0 | 0 | 0 | 0 | 0 | 2035 | 0 | 0 | 0 | 0 | 0 | 0 | 0 | 0 | 0 | 0 | 0 | 0 | 0 | 0 | 2036 | 0 | 0 | 0 | 0 | 0 | 0 | 0 | 0 | 0
17- Colstrip Exit 2045 | Coyote Springs 2 | [25 empty] | 0 | 0 | 0 | 0 | 0 | 0 | 0 | 0 | 0 | 0 | 0 | 0 | 0 | 0 | 0 | 0 | 0 | 0 | 0 | 0 | 0 | 0 | 0 | 0 | - | 0 | 0 | 0 | 0 | 0 | 0 | 0 | 0 | 0 | 0 | 0 | 0 | 0 | 0 | 0 | 0 | 0 | 0 | 0 | 0 | 0 | 0 | 0 | 0 | bar: 2021 to 2045
17- Colstrip Exit 2045 | Lancaster | 1 | 1 | 1 | 1 | 1 | 1 | 0 | 0 | 0 | 0 | 0 | 0 | 0 | 0 | 0 | 0 | 0 | 0 | 0 | 0 | 0 | 0 | 0 | 0 | 0 | 0 | 0 | 0 | 0 | 0 | 1 | 0 | 0 | 0 | 0 | 0 | 0 | 0 | 0 | 0 | 0 | 0 | 0 | 0 | 0 | 0 | 0 | 0 | 0 | 2026 | 0 | 0 | 0 | 0 | 0 | 2027 | 0 | 0 | 0 | 0 | 0 | 0 | 0 | 0 | 0 | 0 | 0 | 0 | 0 | 0 | 0 | 0 | 0 | 0
17- Colstrip Exit 2045 | Colstrip (3) | [25 empty] | 0 | 0 | 0 | 0 | 0 | 0 | 0 | 0 | 0 | 0 | 0 | 0 | 0 | 0 | 0 | 0 | 0 | 0 | 0 | 0 | 0 | 0 | 0 | 0 | - | 0 | 0 | 0 | 0 | 0 | 0 | 0 | 0 | 0 | 0 | 0 | 0 | 0 | 0 | 0 | 0 | 0 | 0 | 0 | 0 | 0 | 0 | 0 | 0 | bar: 2021 to 2045
17- Colstrip Exit 2045 | Colstrip (4) | [25 empty] | 0 | 0 | 0 | 0 | 0 | 0 | 0 | 0 | 0 | 0 | 0 | 0 | 0 | 0 | 0 | 0 | 0 | 0 | 0 | 0 | 0 | 0 | 0 | 0 | - | 0 | 0 | 0 | 0 | 0 | 0 | 0 | 0 | 0 | 0 | 0 | 0 | 0 | 0 | 0 | 0 | 0 | 0 | 0 | 0 | 0 | 0 | 0 | 0 | bar: 2021 to 2045
17- Colstrip Exit 2045 | Kettle Falls | [25 empty] | 0 | 0 | 0 | 0 | 0 | 0 | 0 | 0 | 0 | 0 | 0 | 0 | 0 | 0 | 0 | 0 | 0 | 0 | 0 | 0 | 0 | 0 | 0 | 0 | - | 0 | 0 | 0 | 0 | 0 | 0 | 0 | 0 | 0 | 0 | 0 | 0 | 0 | 0 | 0 | 0 | 0 | 0 | 0 | 0 | 0 | 0 | 0 | 0 | bar: 2021 to 2045
17- Colstrip Exit 2045 | Kettle Falls CT | [25 empty] | 0 | 0 | 0 | 0 | 0 | 0 | 0 | 0 | 0 | 0 | 0 | 0 | 0 | 0 | 0 | 0 | 0 | 0 | 0 | 0 | 0 | 0 | 0 | 0 | - | 0 | 0 | 0 | 0 | 0 | 0 | 0 | 0 | 0 | 0 | 0 | 0 | 0 | 0 | 0 | 0 | 0 | 0 | 0 | 0 | 0 | 0 | 0 | 0 | bar: 2021 to 2045
17- Colstrip Exit 2045 | Boulder Park 1-6 | 1 | 1 | 1 | 1 | 1 | 1 | 1 | 1 | 1 | 1 | 1 | 1 | 1 | 1 | 1 | 1 | 1 | 1 | 1 | 1 | 0 | 0 | 0 | 0 | 0 | 0 | 0 | 0 | 0 | 0 | 0 | 0 | 0 | 0 | 0 | 0 | 0 | 0 | 0 | 0 | 0 | 0 | 0 | 0 | 1 | 0 | 0 | 0 | 0 | 2040 | 0 | 0 | 0 | 0 | 0 | 0 | 0 | 0 | 0 | 0 | 0 | 0 | 0 | 0 | 0 | 0 | 0 | 0 | 0 | 2041 | 0 | 0 | 0 | 0
17- Colstrip Exit 2045 | Rathdrum 1 | [25 empty] | 0 | 0 | 0 | 0 | 0 | 0 | 0 | 0 | 0 | 0 | 0 | 0 | 0 | 0 | 0 | 0 | 0 | 0 | 0 | 0 | 0 | 0 | 0 | 0 | - | 0 | 0 | 0 | 0 | 0 | 0 | 0 | 0 | 0 | 0 | 0 | 0 | 0 | 0 | 0 | 0 | 0 | 0 | 0 | 0 | 0 | 0 | 0 | 0 | bar: 2021 to 2045
17- Colstrip Exit 2045 | Rathdrum 2 | [25 empty] | 0 | 0 | 0 | 0 | 0 | 0 | 0 | 0 | 0 | 0 | 0 | 0 | 0 | 0 | 0 | 0 | 0 | 0 | 0 | 0 | 0 | 0 | 0 | 0 | - | 0 | 0 | 0 | 0 | 0 | 0 | 0 | 0 | 0 | 0 | 0 | 0 | 0 | 0 | 0 | 0 | 0 | 0 | 0 | 0 | 0 | 0 | 0 | 0 | bar: 2021 to 2045
17- Colstrip Exit 2045 | Northeast A&B | 1 | 1 | 1 | 1 | 1 | 1 | 1 | 1 | 1 | 1 | 1 | 1 | 1 | 1 | 1 | 0 | 0 | 0 | 0 | 0 | 0 | 0 | 0 | 0 | 0 | 0 | 0 | 0 | 0 | 0 | 0 | 0 | 0 | 0 | 0 | 0 | 0 | 0 | 0 | 1 | 0 | 0 | 0 | 0 | 0 | 0 | 0 | 0 | 0 | 2035 | 0 | 0 | 0 | 0 | 0 | 0 | 0 | 0 | 0 | 0 | 0 | 0 | 0 | 0 | 2036 | 0 | 0 | 0 | 0 | 0 | 0 | 0 | 0 | 0
18- Clean Energy Delivered Each Hour | Coyote Springs 2 | [25 empty] | 0 | 0 | 0 | 0 | 0 | 0 | 0 | 0 | 0 | 0 | 0 | 0 | 0 | 0 | 0 | 0 | 0 | 0 | 0 | 0 | 0 | 0 | 0 | 0 | - | 0 | 0 | 0 | 0 | 0 | 0 | 0 | 0 | 0 | 0 | 0 | 0 | 0 | 0 | 0 | 0 | 0 | 0 | 0 | 0 | 0 | 0 | 0 | 0 | bar: 2021 to 2045
18- Clean Energy Delivered Each Hour | Lancaster | 1 | 1 | 1 | 1 | 1 | 1 | 0 | 0 | 0 | 0 | 0 | 0 | 0 | 0 | 0 | 0 | 0 | 0 | 0 | 0 | 0 | 0 | 0 | 0 | 0 | 0 | 0 | 0 | 0 | 0 | 1 | 0 | 0 | 0 | 0 | 0 | 0 | 0 | 0 | 0 | 0 | 0 | 0 | 0 | 0 | 0 | 0 | 0 | 0 | 2026 | 0 | 0 | 0 | 0 | 0 | 2027 | 0 | 0 | 0 | 0 | 0 | 0 | 0 | 0 | 0 | 0 | 0 | 0 | 0 | 0 | 0 | 0 | 0 | 0
18- Clean Energy Delivered Each Hour | Colstrip (3) | 1 | 0 | 0 | 0 | 0 | 0 | 0 | 0 | 0 | 0 | 0 | 0 | 0 | 0 | 0 | 0 | 0 | 0 | 0 | 0 | 0 | 0 | 0 | 0 | 0 | 1 | 0 | 0 | 0 | 0 | 0 | 0 | 0 | 0 | 0 | 0 | 0 | 0 | 0 | 0 | 0 | 0 | 0 | 0 | 0 | 0 | 0 | 0 | 0 | 2021 | 2022 | 0 | 0 | 0 | 0 | 0 | 0 | 0 | 0 | 0 | 0 | 0 | 0 | 0 | 0 | 0 | 0 | 0 | 0 | 0 | 0 | 0 | 0 | 0
18- Clean Energy Delivered Each Hour | Colstrip (4) | 1 | 0 | 0 | 0 | 0 | 0 | 0 | 0 | 0 | 0 | 0 | 0 | 0 | 0 | 0 | 0 | 0 | 0 | 0 | 0 | 0 | 0 | 0 | 0 | 0 | 1 | 0 | 0 | 0 | 0 | 0 | 0 | 0 | 0 | 0 | 0 | 0 | 0 | 0 | 0 | 0 | 0 | 0 | 0 | 0 | 0 | 0 | 0 | 0 | 2021 | 2022 | 0 | 0 | 0 | 0 | 0 | 0 | 0 | 0 | 0 | 0 | 0 | 0 | 0 | 0 | 0 | 0 | 0 | 0 | 0 | 0 | 0 | 0 | 0
18- Clean Energy Delivered Each Hour | Kettle Falls | [25 empty] | 0 | 0 | 0 | 0 | 0 | 0 | 0 | 0 | 0 | 0 | 0 | 0 | 0 | 0 | 0 | 0 | 0 | 0 | 0 | 0 | 0 | 0 | 0 | 0 | - | 0 | 0 | 0 | 0 | 0 | 0 | 0 | 0 | 0 | 0 | 0 | 0 | 0 | 0 | 0 | 0 | 0 | 0 | 0 | 0 | 0 | 0 | 0 | 0 | bar: 2021 to 2045
18- Clean Energy Delivered Each Hour | Kettle Falls CT | [25 empty] | 0 | 0 | 0 | 0 | 0 | 0 | 0 | 0 | 0 | 0 | 0 | 0 | 0 | 0 | 0 | 0 | 0 | 0 | 0 | 0 | 0 | 0 | 0 | 0 | - | 0 | 0 | 0 | 0 | 0 | 0 | 0 | 0 | 0 | 0 | 0 | 0 | 0 | 0 | 0 | 0 | 0 | 0 | 0 | 0 | 0 | 0 | 0 | 0 | bar: 2021 to 2045
18- Clean Energy Delivered Each Hour | Boulder Park 1-6 | 1 | 1 | 1 | 1 | 1 | 1 | 1 | 1 | 1 | 1 | 1 | 1 | 1 | 1 | 1 | 1 | 1 | 1 | 1 | 1 | 0 | 0 | 0 | 0 | 0 | 0 | 0 | 0 | 0 | 0 | 0 | 0 | 0 | 0 | 0 | 0 | 0 | 0 | 0 | 0 | 0 | 0 | 0 | 0 | 1 | 0 | 0 | 0 | 0 | 2040 | 0 | 0 | 0 | 0 | 0 | 0 | 0 | 0 | 0 | 0 | 0 | 0 | 0 | 0 | 0 | 0 | 0 | 0 | 0 | 2041 | 0 | 0 | 0 | 0
18- Clean Energy Delivered Each Hour | Rathdrum 1 | [25 empty] | 0 | 0 | 0 | 0 | 0 | 0 | 0 | 0 | 0 | 0 | 0 | 0 | 0 | 0 | 0 | 0 | 0 | 0 | 0 | 0 | 0 | 0 | 0 | 0 | - | 0 | 0 | 0 | 0 | 0 | 0 | 0 | 0 | 0 | 0 | 0 | 0 | 0 | 0 | 0 | 0 | 0 | 0 | 0 | 0 | 0 | 0 | 0 | 0 | bar: 2021 to 2045
18- Clean Energy Delivered Each Hour | Rathdrum 2 | [25 empty] | 0 | 0 | 0 | 0 | 0 | 0 | 0 | 0 | 0 | 0 | 0 | 0 | 0 | 0 | 0 | 0 | 0 | 0 | 0 | 0 | 0 | 0 | 0 | 0 | - | 0 | 0 | 0 | 0 | 0 | 0 | 0 | 0 | 0 | 0 | 0 | 0 | 0 | 0 | 0 | 0 | 0 | 0 | 0 | 0 | 0 | 0 | 0 | 0 | bar: 2021 to 2045
18- Clean Energy Delivered Each Hour | Northeast A&B | 1 | 1 | 1 | 1 | 1 | 1 | 1 | 1 | 1 | 1 | 1 | 1 | 1 | 1 | 1 | 0 | 0 | 0 | 0 | 0 | 0 | 0 | 0 | 0 | 0 | 0 | 0 | 0 | 0 | 0 | 0 | 0 | 0 | 0 | 0 | 0 | 0 | 0 | 0 | 1 | 0 | 0 | 0 | 0 | 0 | 0 | 0 | 0 | 0 | 2035 | 0 | 0 | 0 | 0 | 0 | 0 | 0 | 0 | 0 | 0 | 0 | 0 | 0 | 0 | 2036 | 0 | 0 | 0 | 0 | 0 | 0 | 0 | 0 | 0
19- SCC on Net P/S | Coyote Springs 2 | [25 empty] | 0 | 0 | 0 | 0 | 0 | 0 | 0 | 0 | 0 | 0 | 0 | 0 | 0 | 0 | 0 | 0 | 0 | 0 | 0 | 0 | 0 | 0 | 0 | 0 | - | 0 | 0 | 0 | 0 | 0 | 0 | 0 | 0 | 0 | 0 | 0 | 0 | 0 | 0 | 0 | 0 | 0 | 0 | 0 | 0 | 0 | 0 | 0 | 0 | bar: 2021 to 2045
19- SCC on Net P/S | Lancaster | 1 | 1 | 1 | 1 | 1 | 1 | 0 | 0 | 0 | 0 | 0 | 0 | 0 | 0 | 0 | 0 | 0 | 0 | 0 | 0 | 0 | 0 | 0 | 0 | 0 | 0 | 0 | 0 | 0 | 0 | 1 | 0 | 0 | 0 | 0 | 0 | 0 | 0 | 0 | 0 | 0 | 0 | 0 | 0 | 0 | 0 | 0 | 0 | 0 | 2026 | 0 | 0 | 0 | 0 | 0 | 2027 | 0 | 0 | 0 | 0 | 0 | 0 | 0 | 0 | 0 | 0 | 0 | 0 | 0 | 0 | 0 | 0 | 0 | 0
19- SCC on Net P/S | Colstrip (3) | 1 | 0 | 0 | 0 | 0 | 0 | 0 | 0 | 0 | 0 | 0 | 0 | 0 | 0 | 0 | 0 | 0 | 0 | 0 | 0 | 0 | 0 | 0 | 0 | 0 | 1 | 0 | 0 | 0 | 0 | 0 | 0 | 0 | 0 | 0 | 0 | 0 | 0 | 0 | 0 | 0 | 0 | 0 | 0 | 0 | 0 | 0 | 0 | 0 | 2021 | 2022 | 0 | 0 | 0 | 0 | 0 | 0 | 0 | 0 | 0 | 0 | 0 | 0 | 0 | 0 | 0 | 0 | 0 | 0 | 0 | 0 | 0 | 0 | 0
19- SCC on Net P/S | Colstrip (4) | 1 | 0 | 0 | 0 | 0 | 0 | 0 | 0 | 0 | 0 | 0 | 0 | 0 | 0 | 0 | 0 | 0 | 0 | 0 | 0 | 0 | 0 | 0 | 0 | 0 | 1 | 0 | 0 | 0 | 0 | 0 | 0 | 0 | 0 | 0 | 0 | 0 | 0 | 0 | 0 | 0 | 0 | 0 | 0 | 0 | 0 | 0 | 0 | 0 | 2021 | 2022 | 0 | 0 | 0 | 0 | 0 | 0 | 0 | 0 | 0 | 0 | 0 | 0 | 0 | 0 | 0 | 0 | 0 | 0 | 0 | 0 | 0 | 0 | 0
19- SCC on Net P/S | Kettle Falls | [25 empty] | 0 | 0 | 0 | 0 | 0 | 0 | 0 | 0 | 0 | 0 | 0 | 0 | 0 | 0 | 0 | 0 | 0 | 0 | 0 | 0 | 0 | 0 | 0 | 0 | - | 0 | 0 | 0 | 0 | 0 | 0 | 0 | 0 | 0 | 0 | 0 | 0 | 0 | 0 | 0 | 0 | 0 | 0 | 0 | 0 | 0 | 0 | 0 | 0 | bar: 2021 to 2045
19- SCC on Net P/S | Kettle Falls CT | [25 empty] | 0 | 0 | 0 | 0 | 0 | 0 | 0 | 0 | 0 | 0 | 0 | 0 | 0 | 0 | 0 | 0 | 0 | 0 | 0 | 0 | 0 | 0 | 0 | 0 | - | 0 | 0 | 0 | 0 | 0 | 0 | 0 | 0 | 0 | 0 | 0 | 0 | 0 | 0 | 0 | 0 | 0 | 0 | 0 | 0 | 0 | 0 | 0 | 0 | bar: 2021 to 2045
19- SCC on Net P/S | Boulder Park 1-6 | 1 | 1 | 1 | 1 | 1 | 1 | 1 | 1 | 1 | 1 | 1 | 1 | 1 | 1 | 1 | 1 | 1 | 1 | 1 | 0 | 0 | 0 | 0 | 0 | 0 | 0 | 0 | 0 | 0 | 0 | 0 | 0 | 0 | 0 | 0 | 0 | 0 | 0 | 0 | 0 | 0 | 0 | 0 | 1 | 0 | 0 | 0 | 0 | 0 | 2039 | 0 | 0 | 0 | 0 | 0 | 0 | 0 | 0 | 0 | 0 | 0 | 0 | 0 | 0 | 0 | 0 | 0 | 0 | 2040 | 0 | 0 | 0 | 0 | 0
19- SCC on Net P/S | Rathdrum 1 | [25 empty] | 0 | 0 | 0 | 0 | 0 | 0 | 0 | 0 | 0 | 0 | 0 | 0 | 0 | 0 | 0 | 0 | 0 | 0 | 0 | 0 | 0 | 0 | 0 | 0 | - | 0 | 0 | 0 | 0 | 0 | 0 | 0 | 0 | 0 | 0 | 0 | 0 | 0 | 0 | 0 | 0 | 0 | 0 | 0 | 0 | 0 | 0 | 0 | 0 | bar: 2021 to 2045
19- SCC on Net P/S | Rathdrum 2 | [25 empty] | 0 | 0 | 0 | 0 | 0 | 0 | 0 | 0 | 0 | 0 | 0 | 0 | 0 | 0 | 0 | 0 | 0 | 0 | 0 | 0 | 0 | 0 | 0 | 0 | - | 0 | 0 | 0 | 0 | 0 | 0 | 0 | 0 | 0 | 0 | 0 | 0 | 0 | 0 | 0 | 0 | 0 | 0 | 0 | 0 | 0 | 0 | 0 | 0 | bar: 2021 to 2045
19- SCC on Net P/S | Northeast A&B | 1 | 1 | 1 | 1 | 1 | 1 | 1 | 1 | 1 | 1 | 1 | 1 | 1 | 1 | 1 | 0 | 0 | 0 | 0 | 0 | 0 | 0 | 0 | 0 | 0 | 0 | 0 | 0 | 0 | 0 | 0 | 0 | 0 | 0 | 0 | 0 | 0 | 0 | 0 | 1 | 0 | 0 | 0 | 0 | 0 | 0 | 0 | 0 | 0 | 2035 | 0 | 0 | 0 | 0 | 0 | 0 | 0 | 0 | 0 | 0 | 0 | 0 | 0 | 0 | 2036 | 0 | 0 | 0 | 0 | 0 | 0 | 0 | 0 | 0
20- Use Avg Mrkt for EE SCC | Coyote Springs 2 | [25 empty] | 0 | 0 | 0 | 0 | 0 | 0 | 0 | 0 | 0 | 0 | 0 | 0 | 0 | 0 | 0 | 0 | 0 | 0 | 0 | 0 | 0 | 0 | 0 | 0 | - | 0 | 0 | 0 | 0 | 0 | 0 | 0 | 0 | 0 | 0 | 0 | 0 | 0 | 0 | 0 | 0 | 0 | 0 | 0 | 0 | 0 | 0 | 0 | 0 | bar: 2021 to 2045
20- Use Avg Mrkt for EE SCC | Lancaster | 1 | 1 | 1 | 1 | 1 | 1 | 0 | 0 | 0 | 0 | 0 | 0 | 0 | 0 | 0 | 0 | 0 | 0 | 0 | 0 | 0 | 0 | 0 | 0 | 0 | 0 | 0 | 0 | 0 | 0 | 1 | 0 | 0 | 0 | 0 | 0 | 0 | 0 | 0 | 0 | 0 | 0 | 0 | 0 | 0 | 0 | 0 | 0 | 0 | 2026 | 0 | 0 | 0 | 0 | 0 | 2027 | 0 | 0 | 0 | 0 | 0 | 0 | 0 | 0 | 0 | 0 | 0 | 0 | 0 | 0 | 0 | 0 | 0 | 0
20- Use Avg Mrkt for EE SCC | Colstrip (3) | 1 | 0 | 0 | 0 | 0 | 0 | 0 | 0 | 0 | 0 | 0 | 0 | 0 | 0 | 0 | 0 | 0 | 0 | 0 | 0 | 0 | 0 | 0 | 0 | 0 | 1 | 0 | 0 | 0 | 0 | 0 | 0 | 0 | 0 | 0 | 0 | 0 | 0 | 0 | 0 | 0 | 0 | 0 | 0 | 0 | 0 | 0 | 0 | 0 | 2021 | 2022 | 0 | 0 | 0 | 0 | 0 | 0 | 0 | 0 | 0 | 0 | 0 | 0 | 0 | 0 | 0 | 0 | 0 | 0 | 0 | 0 | 0 | 0 | 0
20- Use Avg Mrkt for EE SCC | Colstrip (4) | 1 | 0 | 0 | 0 | 0 | 0 | 0 | 0 | 0 | 0 | 0 | 0 | 0 | 0 | 0 | 0 | 0 | 0 | 0 | 0 | 0 | 0 | 0 | 0 | 0 | 1 | 0 | 0 | 0 | 0 | 0 | 0 | 0 | 0 | 0 | 0 | 0 | 0 | 0 | 0 | 0 | 0 | 0 | 0 | 0 | 0 | 0 | 0 | 0 | 2021 | 2022 | 0 | 0 | 0 | 0 | 0 | 0 | 0 | 0 | 0 | 0 | 0 | 0 | 0 | 0 | 0 | 0 | 0 | 0 | 0 | 0 | 0 | 0 | 0
20- Use Avg Mrkt for EE SCC | Kettle Falls | [25 empty] | 0 | 0 | 0 | 0 | 0 | 0 | 0 | 0 | 0 | 0 | 0 | 0 | 0 | 0 | 0 | 0 | 0 | 0 | 0 | 0 | 0 | 0 | 0 | 0 | - | 0 | 0 | 0 | 0 | 0 | 0 | 0 | 0 | 0 | 0 | 0 | 0 | 0 | 0 | 0 | 0 | 0 | 0 | 0 | 0 | 0 | 0 | 0 | 0 | bar: 2021 to 2045
20- Use Avg Mrkt for EE SCC | Kettle Falls CT | [25 empty] | 0 | 0 | 0 | 0 | 0 | 0 | 0 | 0 | 0 | 0 | 0 | 0 | 0 | 0 | 0 | 0 | 0 | 0 | 0 | 0 | 0 | 0 | 0 | 0 | - | 0 | 0 | 0 | 0 | 0 | 0 | 0 | 0 | 0 | 0 | 0 | 0 | 0 | 0 | 0 | 0 | 0 | 0 | 0 | 0 | 0 | 0 | 0 | 0 | bar: 2021 to 2045
20- Use Avg Mrkt for EE SCC | Boulder Park 1-6 | 1 | 1 | 1 | 1 | 1 | 1 | 1 | 1 | 1 | 1 | 1 | 1 | 1 | 1 | 1 | 1 | 1 | 1 | 1 | 1 | 0 | 0 | 0 | 0 | 0 | 0 | 0 | 0 | 0 | 0 | 0 | 0 | 0 | 0 | 0 | 0 | 0 | 0 | 0 | 0 | 0 | 0 | 0 | 0 | 1 | 0 | 0 | 0 | 0 | 2040 | 0 | 0 | 0 | 0 | 0 | 0 | 0 | 0 | 0 | 0 | 0 | 0 | 0 | 0 | 0 | 0 | 0 | 0 | 0 | 2041 | 0 | 0 | 0 | 0
20- Use Avg Mrkt for EE SCC | Rathdrum 1 | [25 empty] | 0 | 0 | 0 | 0 | 0 | 0 | 0 | 0 | 0 | 0 | 0 | 0 | 0 | 0 | 0 | 0 | 0 | 0 | 0 | 0 | 0 | 0 | 0 | 0 | - | 0 | 0 | 0 | 0 | 0 | 0 | 0 | 0 | 0 | 0 | 0 | 0 | 0 | 0 | 0 | 0 | 0 | 0 | 0 | 0 | 0 | 0 | 0 | 0 | bar: 2021 to 2045
20- Use Avg Mrkt for EE SCC | Rathdrum 2 | [25 empty] | 0 | 0 | 0 | 0 | 0 | 0 | 0 | 0 | 0 | 0 | 0 | 0 | 0 | 0 | 0 | 0 | 0 | 0 | 0 | 0 | 0 | 0 | 0 | 0 | - | 0 | 0 | 0 | 0 | 0 | 0 | 0 | 0 | 0 | 0 | 0 | 0 | 0 | 0 | 0 | 0 | 0 | 0 | 0 | 0 | 0 | 0 | 0 | 0 | bar: 2021 to 2045
20- Use Avg Mrkt for EE SCC | Northeast A&B | 1 | 1 | 1 | 1 | 1 | 1 | 1 | 1 | 1 | 1 | 1 | 1 | 1 | 1 | 1 | 0 | 0 | 0 | 0 | 0 | 0 | 0 | 0 | 0 | 0 | 0 | 0 | 0 | 0 | 0 | 0 | 0 | 0 | 0 | 0 | 0 | 0 | 0 | 0 | 1 | 0 | 0 | 0 | 0 | 0 | 0 | 0 | 0 | 0 | 2035 | 0 | 0 | 0 | 0 | 0 | 0 | 0 | 0 | 0 | 0 | 0 | 0 | 0 | 0 | 2036 | 0 | 0 | 0 | 0 | 0 | 0 | 0 | 0 | 0
1a- LCP w/ Climate Shift | Coyote Springs 2 | [25 empty] | 0 | 0 | 0 | 0 | 0 | 0 | 0 | 0 | 0 | 0 | 0 | 0 | 0 | 0 | 0 | 0 | 0 | 0 | 0 | 0 | 0 | 0 | 0 | 0 | - | 0 | 0 | 0 | 0 | 0 | 0 | 0 | 0 | 0 | 0 | 0 | 0 | 0 | 0 | 0 | 0 | 0 | 0 | 0 | 0 | 0 | 0 | 0 | 0 | bar: 2021 to 2045
1a- LCP w/ Climate Shift | Lancaster | 1 | 1 | 1 | 1 | 1 | 1 | 0 | 0 | 0 | 0 | 0 | 0 | 0 | 0 | 0 | 0 | 0 | 0 | 0 | 0 | 0 | 0 | 0 | 0 | 0 | 0 | 0 | 0 | 0 | 0 | 1 | 0 | 0 | 0 | 0 | 0 | 0 | 0 | 0 | 0 | 0 | 0 | 0 | 0 | 0 | 0 | 0 | 0 | 0 | 2026 | 0 | 0 | 0 | 0 | 0 | 2027 | 0 | 0 | 0 | 0 | 0 | 0 | 0 | 0 | 0 | 0 | 0 | 0 | 0 | 0 | 0 | 0 | 0 | 0
1a- LCP w/ Climate Shift | Colstrip (3) | 1 | 0 | 0 | 0 | 0 | 0 | 0 | 0 | 0 | 0 | 0 | 0 | 0 | 0 | 0 | 0 | 0 | 0 | 0 | 0 | 0 | 0 | 0 | 0 | 0 | 1 | 0 | 0 | 0 | 0 | 0 | 0 | 0 | 0 | 0 | 0 | 0 | 0 | 0 | 0 | 0 | 0 | 0 | 0 | 0 | 0 | 0 | 0 | 0 | 2021 | 2022 | 0 | 0 | 0 | 0 | 0 | 0 | 0 | 0 | 0 | 0 | 0 | 0 | 0 | 0 | 0 | 0 | 0 | 0 | 0 | 0 | 0 | 0 | 0
1a- LCP w/ Climate Shift | Colstrip (4) | 1 | 0 | 0 | 0 | 0 | 0 | 0 | 0 | 0 | 0 | 0 | 0 | 0 | 0 | 0 | 0 | 0 | 0 | 0 | 0 | 0 | 0 | 0 | 0 | 0 | 1 | 0 | 0 | 0 | 0 | 0 | 0 | 0 | 0 | 0 | 0 | 0 | 0 | 0 | 0 | 0 | 0 | 0 | 0 | 0 | 0 | 0 | 0 | 0 | 2021 | 2022 | 0 | 0 | 0 | 0 | 0 | 0 | 0 | 0 | 0 | 0 | 0 | 0 | 0 | 0 | 0 | 0 | 0 | 0 | 0 | 0 | 0 | 0 | 0
1a- LCP w/ Climate Shift | Kettle Falls | [25 empty] | 0 | 0 | 0 | 0 | 0 | 0 | 0 | 0 | 0 | 0 | 0 | 0 | 0 | 0 | 0 | 0 | 0 | 0 | 0 | 0 | 0 | 0 | 0 | 0 | - | 0 | 0 | 0 | 0 | 0 | 0 | 0 | 0 | 0 | 0 | 0 | 0 | 0 | 0 | 0 | 0 | 0 | 0 | 0 | 0 | 0 | 0 | 0 | 0 | bar: 2021 to 2045
1a- LCP w/ Climate Shift | Kettle Falls CT | [25 empty] | 0 | 0 | 0 | 0 | 0 | 0 | 0 | 0 | 0 | 0 | 0 | 0 | 0 | 0 | 0 | 0 | 0 | 0 | 0 | 0 | 0 | 0 | 0 | 0 | - | 0 | 0 | 0 | 0 | 0 | 0 | 0 | 0 | 0 | 0 | 0 | 0 | 0 | 0 | 0 | 0 | 0 | 0 | 0 | 0 | 0 | 0 | 0 | 0 | bar: 2021 to 2045
1a- LCP w/ Climate Shift | Boulder Park 1-6 | 1 | 1 | 1 | 1 | 1 | 1 | 1 | 1 | 1 | 1 | 1 | 1 | 1 | 1 | 1 | 1 | 1 | 1 | 1 | 1 | 0 | 0 | 0 | 0 | 0 | 0 | 0 | 0 | 0 | 0 | 0 | 0 | 0 | 0 | 0 | 0 | 0 | 0 | 0 | 0 | 0 | 0 | 0 | 0 | 1 | 0 | 0 | 0 | 0 | 2040 | 0 | 0 | 0 | 0 | 0 | 0 | 0 | 0 | 0 | 0 | 0 | 0 | 0 | 0 | 0 | 0 | 0 | 0 | 0 | 2041 | 0 | 0 | 0 | 0
1a- LCP w/ Climate Shift | Rathdrum 1 | [25 empty] | 0 | 0 | 0 | 0 | 0 | 0 | 0 | 0 | 0 | 0 | 0 | 0 | 0 | 0 | 0 | 0 | 0 | 0 | 0 | 0 | 0 | 0 | 0 | 0 | - | 0 | 0 | 0 | 0 | 0 | 0 | 0 | 0 | 0 | 0 | 0 | 0 | 0 | 0 | 0 | 0 | 0 | 0 | 0 | 0 | 0 | 0 | 0 | 0 | bar: 2021 to 2045
1a- LCP w/ Climate Shift | Rathdrum 2 | [25 empty] | 0 | 0 | 0 | 0 | 0 | 0 | 0 | 0 | 0 | 0 | 0 | 0 | 0 | 0 | 0 | 0 | 0 | 0 | 0 | 0 | 0 | 0 | 0 | 0 | - | 0 | 0 | 0 | 0 | 0 | 0 | 0 | 0 | 0 | 0 | 0 | 0 | 0 | 0 | 0 | 0 | 0 | 0 | 0 | 0 | 0 | 0 | 0 | 0 | bar: 2021 to 2045
1a- LCP w/ Climate Shift | Northeast A&B | 1 | 1 | 1 | 1 | 1 | 1 | 1 | 1 | 1 | 1 | 1 | 1 | 1 | 1 | 1 | 0 | 0 | 0 | 0 | 0 | 0 | 0 | 0 | 0 | 0 | 0 | 0 | 0 | 0 | 0 | 0 | 0 | 0 | 0 | 0 | 0 | 0 | 0 | 0 | 1 | 0 | 0 | 0 | 0 | 0 | 0 | 0 | 0 | 0 | 2035 | 0 | 0 | 0 | 0 | 0 | 0 | 0 | 0 | 0 | 0 | 0 | 0 | 0 | 0 | 2036 | 0 | 0 | 0 | 0 | 0 | 0 | 0 | 0 | 0
1b- LCP w/ SCC | Coyote Springs 2 | [25 empty] | 0 | 0 | 0 | 0 | 0 | 0 | 0 | 0 | 0 | 0 | 0 | 0 | 0 | 0 | 0 | 0 | 0 | 0 | 0 | 0 | 0 | 0 | 0 | 0 | - | 0 | 0 | 0 | 0 | 0 | 0 | 0 | 0 | 0 | 0 | 0 | 0 | 0 | 0 | 0 | 0 | 0 | 0 | 0 | 0 | 0 | 0 | 0 | 0 | bar: 2021 to 2045
1b- LCP w/ SCC | Lancaster | 1 | 1 | 1 | 1 | 1 | 1 | 0 | 0 | 0 | 0 | 0 | 0 | 0 | 0 | 0 | 0 | 0 | 0 | 0 | 0 | 0 | 0 | 0 | 0 | 0 | 0 | 0 | 0 | 0 | 0 | 1 | 0 | 0 | 0 | 0 | 0 | 0 | 0 | 0 | 0 | 0 | 0 | 0 | 0 | 0 | 0 | 0 | 0 | 0 | 2026 | 0 | 0 | 0 | 0 | 0 | 2027 | 0 | 0 | 0 | 0 | 0 | 0 | 0 | 0 | 0 | 0 | 0 | 0 | 0 | 0 | 0 | 0 | 0 | 0
1b- LCP w/ SCC | Colstrip (3) | 1 | 0 | 0 | 0 | 0 | 0 | 0 | 0 | 0 | 0 | 0 | 0 | 0 | 0 | 0 | 0 | 0 | 0 | 0 | 0 | 0 | 0 | 0 | 0 | 0 | 1 | 0 | 0 | 0 | 0 | 0 | 0 | 0 | 0 | 0 | 0 | 0 | 0 | 0 | 0 | 0 | 0 | 0 | 0 | 0 | 0 | 0 | 0 | 0 | 2021 | 2022 | 0 | 0 | 0 | 0 | 0 | 0 | 0 | 0 | 0 | 0 | 0 | 0 | 0 | 0 | 0 | 0 | 0 | 0 | 0 | 0 | 0 | 0 | 0
1b- LCP w/ SCC | Colstrip (4) | 1 | 0 | 0 | 0 | 0 | 0 | 0 | 0 | 0 | 0 | 0 | 0 | 0 | 0 | 0 | 0 | 0 | 0 | 0 | 0 | 0 | 0 | 0 | 0 | 0 | 1 | 0 | 0 | 0 | 0 | 0 | 0 | 0 | 0 | 0 | 0 | 0 | 0 | 0 | 0 | 0 | 0 | 0 | 0 | 0 | 0 | 0 | 0 | 0 | 2021 | 2022 | 0 | 0 | 0 | 0 | 0 | 0 | 0 | 0 | 0 | 0 | 0 | 0 | 0 | 0 | 0 | 0 | 0 | 0 | 0 | 0 | 0 | 0 | 0
1b- LCP w/ SCC | Kettle Falls | [25 empty] | 0 | 0 | 0 | 0 | 0 | 0 | 0 | 0 | 0 | 0 | 0 | 0 | 0 | 0 | 0 | 0 | 0 | 0 | 0 | 0 | 0 | 0 | 0 | 0 | - | 0 | 0 | 0 | 0 | 0 | 0 | 0 | 0 | 0 | 0 | 0 | 0 | 0 | 0 | 0 | 0 | 0 | 0 | 0 | 0 | 0 | 0 | 0 | 0 | bar: 2021 to 2045
1b- LCP w/ SCC | Kettle Falls CT | [25 empty] | 0 | 0 | 0 | 0 | 0 | 0 | 0 | 0 | 0 | 0 | 0 | 0 | 0 | 0 | 0 | 0 | 0 | 0 | 0 | 0 | 0 | 0 | 0 | 0 | - | 0 | 0 | 0 | 0 | 0 | 0 | 0 | 0 | 0 | 0 | 0 | 0 | 0 | 0 | 0 | 0 | 0 | 0 | 0 | 0 | 0 | 0 | 0 | 0 | bar: 2021 to 2045
1b- LCP w/ SCC | Boulder Park 1-6 | 1 | 1 | 1 | 1 | 1 | 1 | 1 | 1 | 1 | 1 | 1 | 1 | 1 | 1 | 1 | 1 | 1 | 1 | 1 | 1 | 0 | 0 | 0 | 0 | 0 | 0 | 0 | 0 | 0 | 0 | 0 | 0 | 0 | 0 | 0 | 0 | 0 | 0 | 0 | 0 | 0 | 0 | 0 | 0 | 1 | 0 | 0 | 0 | 0 | 2040 | 0 | 0 | 0 | 0 | 0 | 0 | 0 | 0 | 0 | 0 | 0 | 0 | 0 | 0 | 0 | 0 | 0 | 0 | 0 | 2041 | 0 | 0 | 0 | 0
1b- LCP w/ SCC | Rathdrum 1 | [25 empty] | 0 | 0 | 0 | 0 | 0 | 0 | 0 | 0 | 0 | 0 | 0 | 0 | 0 | 0 | 0 | 0 | 0 | 0 | 0 | 0 | 0 | 0 | 0 | 0 | - | 0 | 0 | 0 | 0 | 0 | 0 | 0 | 0 | 0 | 0 | 0 | 0 | 0 | 0 | 0 | 0 | 0 | 0 | 0 | 0 | 0 | 0 | 0 | 0 | bar: 2021 to 2045
1b- LCP w/ SCC | Rathdrum 2 | [25 empty] | 0 | 0 | 0 | 0 | 0 | 0 | 0 | 0 | 0 | 0 | 0 | 0 | 0 | 0 | 0 | 0 | 0 | 0 | 0 | 0 | 0 | 0 | 0 | 0 | - | 0 | 0 | 0 | 0 | 0 | 0 | 0 | 0 | 0 | 0 | 0 | 0 | 0 | 0 | 0 | 0 | 0 | 0 | 0 | 0 | 0 | 0 | 0 | 0 | bar: 2021 to 2045
1b- LCP w/ SCC | Northeast A&B | 1 | 1 | 1 | 1 | 1 | 1 | 1 | 1 | 1 | 1 | 1 | 1 | 1 | 1 | 1 | 0 | 0 | 0 | 0 | 0 | 0 | 0 | 0 | 0 | 0 | 0 | 0 | 0 | 0 | 0 | 0 | 0 | 0 | 0 | 0 | 0 | 0 | 0 | 0 | 1 | 0 | 0 | 0 | 0 | 0 | 0 | 0 | 0 | 0 | 2035 | 0 | 0 | 0 | 0 | 0 | 0 | 0 | 0 | 0 | 0 | 0 | 0 | 0 | 0 | 2036 | 0 | 0 | 0 | 0 | 0 | 0 | 0 | 0 | 0
21- Maximum WA Customer Benefit | Coyote Springs 2 | [25 empty] | 0 | 0 | 0 | 0 | 0 | 0 | 0 | 0 | 0 | 0 | 0 | 0 | 0 | 0 | 0 | 0 | 0 | 0 | 0 | 0 | 0 | 0 | 0 | 0 | - | 0 | 0 | 0 | 0 | 0 | 0 | 0 | 0 | 0 | 0 | 0 | 0 | 0 | 0 | 0 | 0 | 0 | 0 | 0 | 0 | 0 | 0 | 0 | 0 | bar: 2021 to 2045
21- Maximum WA Customer Benefit | Lancaster | 1 | 1 | 1 | 1 | 1 | 1 | 0 | 0 | 0 | 0 | 0 | 0 | 0 | 0 | 0 | 0 | 0 | 0 | 0 | 0 | 0 | 0 | 0 | 0 | 0 | 0 | 0 | 0 | 0 | 0 | 1 | 0 | 0 | 0 | 0 | 0 | 0 | 0 | 0 | 0 | 0 | 0 | 0 | 0 | 0 | 0 | 0 | 0 | 0 | 2026 | 0 | 0 | 0 | 0 | 0 | 2027 | 0 | 0 | 0 | 0 | 0 | 0 | 0 | 0 | 0 | 0 | 0 | 0 | 0 | 0 | 0 | 0 | 0 | 0
21- Maximum WA Customer Benefit | Colstrip (3) | 1 | 0 | 0 | 0 | 0 | 0 | 0 | 0 | 0 | 0 | 0 | 0 | 0 | 0 | 0 | 0 | 0 | 0 | 0 | 0 | 0 | 0 | 0 | 0 | 0 | 1 | 0 | 0 | 0 | 0 | 0 | 0 | 0 | 0 | 0 | 0 | 0 | 0 | 0 | 0 | 0 | 0 | 0 | 0 | 0 | 0 | 0 | 0 | 0 | 2021 | 2022 | 0 | 0 | 0 | 0 | 0 | 0 | 0 | 0 | 0 | 0 | 0 | 0 | 0 | 0 | 0 | 0 | 0 | 0 | 0 | 0 | 0 | 0 | 0
21- Maximum WA Customer Benefit | Colstrip (4) | 1 | 0 | 0 | 0 | 0 | 0 | 0 | 0 | 0 | 0 | 0 | 0 | 0 | 0 | 0 | 0 | 0 | 0 | 0 | 0 | 0 | 0 | 0 | 0 | 0 | 1 | 0 | 0 | 0 | 0 | 0 | 0 | 0 | 0 | 0 | 0 | 0 | 0 | 0 | 0 | 0 | 0 | 0 | 0 | 0 | 0 | 0 | 0 | 0 | 2021 | 2022 | 0 | 0 | 0 | 0 | 0 | 0 | 0 | 0 | 0 | 0 | 0 | 0 | 0 | 0 | 0 | 0 | 0 | 0 | 0 | 0 | 0 | 0 | 0
21- Maximum WA Customer Benefit | Kettle Falls | [25 empty] | 0 | 0 | 0 | 0 | 0 | 0 | 0 | 0 | 0 | 0 | 0 | 0 | 0 | 0 | 0 | 0 | 0 | 0 | 0 | 0 | 0 | 0 | 0 | 0 | - | 0 | 0 | 0 | 0 | 0 | 0 | 0 | 0 | 0 | 0 | 0 | 0 | 0 | 0 | 0 | 0 | 0 | 0 | 0 | 0 | 0 | 0 | 0 | 0 | bar: 2021 to 2045
21- Maximum WA Customer Benefit | Kettle Falls CT | [25 empty] | 0 | 0 | 0 | 0 | 0 | 0 | 0 | 0 | 0 | 0 | 0 | 0 | 0 | 0 | 0 | 0 | 0 | 0 | 0 | 0 | 0 | 0 | 0 | 0 | - | 0 | 0 | 0 | 0 | 0 | 0 | 0 | 0 | 0 | 0 | 0 | 0 | 0 | 0 | 0 | 0 | 0 | 0 | 0 | 0 | 0 | 0 | 0 | 0 | bar: 2021 to 2045
21- Maximum WA Customer Benefit | Boulder Park 1-6 | 1 | 1 | 1 | 1 | 1 | 1 | 1 | 1 | 1 | 1 | 1 | 1 | 1 | 1 | 1 | 1 | 1 | 1 | 1 | 0 | 0 | 0 | 0 | 0 | 0 | 0 | 0 | 0 | 0 | 0 | 0 | 0 | 0 | 0 | 0 | 0 | 0 | 0 | 0 | 0 | 0 | 0 | 0 | 1 | 0 | 0 | 0 | 0 | 0 | 2039 | 0 | 0 | 0 | 0 | 0 | 0 | 0 | 0 | 0 | 0 | 0 | 0 | 0 | 0 | 0 | 0 | 0 | 0 | 2040 | 0 | 0 | 0 | 0 | 0
21- Maximum WA Customer Benefit | Rathdrum 1 | [25 empty] | 0 | 0 | 0 | 0 | 0 | 0 | 0 | 0 | 0 | 0 | 0 | 0 | 0 | 0 | 0 | 0 | 0 | 0 | 0 | 0 | 0 | 0 | 0 | 0 | - | 0 | 0 | 0 | 0 | 0 | 0 | 0 | 0 | 0 | 0 | 0 | 0 | 0 | 0 | 0 | 0 | 0 | 0 | 0 | 0 | 0 | 0 | 0 | 0 | bar: 2021 to 2045
21- Maximum WA Customer Benefit | Rathdrum 2 | [25 empty] | 0 | 0 | 0 | 0 | 0 | 0 | 0 | 0 | 0 | 0 | 0 | 0 | 0 | 0 | 0 | 0 | 0 | 0 | 0 | 0 | 0 | 0 | 0 | 0 | - | 0 | 0 | 0 | 0 | 0 | 0 | 0 | 0 | 0 | 0 | 0 | 0 | 0 | 0 | 0 | 0 | 0 | 0 | 0 | 0 | 0 | 0 | 0 | 0 | bar: 2021 to 2045
21- Maximum WA Customer Benefit | Northeast A&B | 1 | 1 | 1 | 1 | 1 | 1 | 1 | 1 | 1 | 1 | 1 | 1 | 1 | 1 | 1 | 0 | 0 | 0 | 0 | 0 | 0 | 0 | 0 | 0 | 0 | 0 | 0 | 0 | 0 | 0 | 0 | 0 | 0 | 0 | 0 | 0 | 0 | 0 | 0 | 1 | 0 | 0 | 0 | 0 | 0 | 0 | 0 | 0 | 0 | 2035 | 0 | 0 | 0 | 0 | 0 | 0 | 0 | 0 | 0 | 0 | 0 | 0 | 0 | 0 | 2036 | 0 | 0 | 0 | 0 | 0 | 0 | 0 | 0 | 0
6b- Clean Resource Plan (2045) No Colstrip | Coyote Springs 2 | 1 | 1 | 1 | 1 | 1 | 1 | 1 | 1 | 1 | 1 | 1 | 1 | 1 | 1 | 1 | 1 | 1 | 1 | 1 | 1 | 1 | 1 | 1 | 1 | 0 | 0 | 0 | 0 | 0 | 0 | 0 | 0 | 0 | 0 | 0 | 0 | 0 | 0 | 0 | 0 | 0 | 0 | 0 | 0 | 0 | 0 | 0 | 0 | 1 | 2044 | 0 | 0 | 0 | 0 | 0 | 0 | 0 | 0 | 0 | 0 | 0 | 0 | 0 | 0 | 0 | 0 | 0 | 0 | 0 | 0 | 0 | 0 | 0 | 2045
6b- Clean Resource Plan (2045) No Colstrip | Lancaster | 1 | 1 | 1 | 1 | 1 | 1 | 0 | 0 | 0 | 0 | 0 | 0 | 0 | 0 | 0 | 0 | 0 | 0 | 0 | 0 | 0 | 0 | 0 | 0 | 0 | 0 | 0 | 0 | 0 | 0 | 1 | 0 | 0 | 0 | 0 | 0 | 0 | 0 | 0 | 0 | 0 | 0 | 0 | 0 | 0 | 0 | 0 | 0 | 0 | 2026 | 0 | 0 | 0 | 0 | 0 | 2027 | 0 | 0 | 0 | 0 | 0 | 0 | 0 | 0 | 0 | 0 | 0 | 0 | 0 | 0 | 0 | 0 | 0 | 0
6b- Clean Resource Plan (2045) No Colstrip | Colstrip (3) | 1 | 0 | 0 | 0 | 0 | 0 | 0 | 0 | 0 | 0 | 0 | 0 | 0 | 0 | 0 | 0 | 0 | 0 | 0 | 0 | 0 | 0 | 0 | 0 | 0 | 1 | 0 | 0 | 0 | 0 | 0 | 0 | 0 | 0 | 0 | 0 | 0 | 0 | 0 | 0 | 0 | 0 | 0 | 0 | 0 | 0 | 0 | 0 | 0 | 2021 | 2022 | 0 | 0 | 0 | 0 | 0 | 0 | 0 | 0 | 0 | 0 | 0 | 0 | 0 | 0 | 0 | 0 | 0 | 0 | 0 | 0 | 0 | 0 | 0
6b- Clean Resource Plan (2045) No Colstrip | Colstrip (4) | 1 | 0 | 0 | 0 | 0 | 0 | 0 | 0 | 0 | 0 | 0 | 0 | 0 | 0 | 0 | 0 | 0 | 0 | 0 | 0 | 0 | 0 | 0 | 0 | 0 | 1 | 0 | 0 | 0 | 0 | 0 | 0 | 0 | 0 | 0 | 0 | 0 | 0 | 0 | 0 | 0 | 0 | 0 | 0 | 0 | 0 | 0 | 0 | 0 | 2021 | 2022 | 0 | 0 | 0 | 0 | 0 | 0 | 0 | 0 | 0 | 0 | 0 | 0 | 0 | 0 | 0 | 0 | 0 | 0 | 0 | 0 | 0 | 0 | 0
6b- Clean Resource Plan (2045) No Colstrip | Kettle Falls | [25 empty] | 0 | 0 | 0 | 0 | 0 | 0 | 0 | 0 | 0 | 0 | 0 | 0 | 0 | 0 | 0 | 0 | 0 | 0 | 0 | 0 | 0 | 0 | 0 | 0 | - | 0 | 0 | 0 | 0 | 0 | 0 | 0 | 0 | 0 | 0 | 0 | 0 | 0 | 0 | 0 | 0 | 0 | 0 | 0 | 0 | 0 | 0 | 0 | 0 | bar: 2021 to 2045
6b- Clean Resource Plan (2045) No Colstrip | Kettle Falls CT | 1 | 1 | 1 | 1 | 1 | 1 | 1 | 1 | 1 | 1 | 1 | 1 | 1 | 1 | 1 | 1 | 1 | 1 | 1 | 1 | 1 | 1 | 1 | 1 | 0 | 0 | 0 | 0 | 0 | 0 | 0 | 0 | 0 | 0 | 0 | 0 | 0 | 0 | 0 | 0 | 0 | 0 | 0 | 0 | 0 | 0 | 0 | 0 | 1 | 2044 | 0 | 0 | 0 | 0 | 0 | 0 | 0 | 0 | 0 | 0 | 0 | 0 | 0 | 0 | 0 | 0 | 0 | 0 | 0 | 0 | 0 | 0 | 0 | 2045
6b- Clean Resource Plan (2045) No Colstrip | Boulder Park 1-6 | 1 | 1 | 1 | 1 | 1 | 1 | 1 | 1 | 1 | 1 | 1 | 1 | 1 | 1 | 1 | 1 | 1 | 1 | 1 | 1 | 0 | 0 | 0 | 0 | 0 | 0 | 0 | 0 | 0 | 0 | 0 | 0 | 0 | 0 | 0 | 0 | 0 | 0 | 0 | 0 | 0 | 0 | 0 | 0 | 1 | 0 | 0 | 0 | 0 | 2040 | 0 | 0 | 0 | 0 | 0 | 0 | 0 | 0 | 0 | 0 | 0 | 0 | 0 | 0 | 0 | 0 | 0 | 0 | 0 | 2041 | 0 | 0 | 0 | 0
6b- Clean Resource Plan (2045) No Colstrip | Rathdrum 1 | 1 | 1 | 1 | 1 | 1 | 1 | 1 | 1 | 1 | 1 | 1 | 1 | 1 | 1 | 1 | 1 | 1 | 1 | 1 | 1 | 1 | 1 | 1 | 1 | 0 | 0 | 0 | 0 | 0 | 0 | 0 | 0 | 0 | 0 | 0 | 0 | 0 | 0 | 0 | 0 | 0 | 0 | 0 | 0 | 0 | 0 | 0 | 0 | 1 | 2044 | 0 | 0 | 0 | 0 | 0 | 0 | 0 | 0 | 0 | 0 | 0 | 0 | 0 | 0 | 0 | 0 | 0 | 0 | 0 | 0 | 0 | 0 | 0 | 2045
6b- Clean Resource Plan (2045) No Colstrip | Rathdrum 2 | 1 | 1 | 1 | 1 | 1 | 1 | 1 | 1 | 1 | 1 | 1 | 1 | 1 | 1 | 1 | 1 | 1 | 1 | 1 | 1 | 1 | 1 | 1 | 1 | 0 | 0 | 0 | 0 | 0 | 0 | 0 | 0 | 0 | 0 | 0 | 0 | 0 | 0 | 0 | 0 | 0 | 0 | 0 | 0 | 0 | 0 | 0 | 0 | 1 | 2044 | 0 | 0 | 0 | 0 | 0 | 0 | 0 | 0 | 0 | 0 | 0 | 0 | 0 | 0 | 0 | 0 | 0 | 0 | 0 | 0 | 0 | 0 | 0 | 2045
6b- Clean Resource Plan (2045) No Colstrip | Northeast A&B | 1 | 1 | 1 | 1 | 1 | 1 | 1 | 1 | 1 | 1 | 1 | 1 | 1 | 1 | 1 | 0 | 0 | 0 | 0 | 0 | 0 | 0 | 0 | 0 | 0 | 0 | 0 | 0 | 0 | 0 | 0 | 0 | 0 | 0 | 0 | 0 | 0 | 0 | 0 | 1 | 0 | 0 | 0 | 0 | 0 | 0 | 0 | 0 | 0 | 2035 | 0 | 0 | 0 | 0 | 0 | 0 | 0 | 0 | 0 | 0 | 0 | 0 | 0 | 0 | 2036 | 0 | 0 | 0 | 0 | 0 | 0 | 0 | 0 | 0

## Annual Summaries
6.68%
| Washington | [22 empty] | Idaho
| 1- Preferred Resource Strategy | 2- Baseline 1 | 3- Baseline 2 | 4- Baseline 3 | 5- Clean Resource Plan (2027) | 6- Clean Resource Plan (2045) | 7- SCC Idaho | 8- Low Load Forecast | 9- High Load Forecast | 10- RA Market | 11- Electrification 1 | 12- Electrification 2 | 13- Electrification 3 | 14- 2x SCC | 15- Colstrip Exit 2025 | 16- Colstrip Exit 2035 | 17- Colstrip Exit 2045 | 18- Clean Energy Delivered Each Hour | 19- SCC on Net P/S | 20- Use Avg Mrkt for EE SCC | 21- Maximum WA Customer Benefit | 6b- Clean Resource Plan (2045) No Colstrip |  | 1- Preferred Resource Strategy | 2- Baseline 1 | 3- Baseline 2 | 4- Baseline 3 | 5- Clean Resource Plan (2027) | 6- Clean Resource Plan (2045) | 7- SCC Idaho | 8- Low Load Forecast | 9- High Load Forecast | 10- RA Market | 11- Electrification 1 | 12- Electrification 2 | 13- Electrification 3 | 14- 2x SCC | 15- Colstrip Exit 2025 | 16- Colstrip Exit 2035 | 17- Colstrip Exit 2045 | 18- Clean Energy Delivered Each Hour | 19- SCC on Net P/S | 20- Use Avg Mrkt for EE SCC | 21- Maximum WA Customer Benefit | 6b- Clean Resource Plan (2045) No Colstrip
Cost (Millions)
2022 | 568.0584 | 566.8702 | 566.7338 | 566.5127 | 566.6223 | 567.9339 | 568.0618 | 567.3362 | 570.2981 | 568.092 | 568.7006 | 568.3312 | 568.5507 | 568.0999 | 570.574 | 570.5837 | 570.5758 | 568.0584 | 568.0583 | 567.975 | 571.7428 | 566.6329 |  | 304.7428 | 306.4549 | 306.4247 | 306.2463 | 306.2936 | 306.9828 | 304.8929 | 305.4453 | 304.3455 | 304.7505 | 304.7302 | 304.905 | 304.7218 | 304.7484 | 305.9862 | 305.9666 | 305.9615 | 304.7428 | 304.9477 | 304.7459 | 304.9117 | 306.3425
2023 | 587.0657 | 576.4458 | 576.4808 | 576.0857 | 589.914 | 599.2111 | 587.0758 | 587.2375 | 588.3494 | 595.0168 | 588.8586 | 588.2593 | 588.4765 | 587.3475 | 592.8279 | 592.8515 | 593.0624 | 587.0657 | 587.0654 | 586.8447 | 604.1349 | 598.1548 |  | 312.8783 | 313.131 | 313.4239 | 312.8783 | 333.1889 | 328.837 | 313.2596 | 312.8783 | 312.7893 | 312.8864 | 313.1519 | 313.1308 | 313.1519 | 312.8782 | 315.4486 | 315.4015 | 315.3908 | 312.8783 | 313.1228 | 312.8857 | 314.1955 | 325.1567
2024 | 615.8944 | 588.8207 | 588.8774 | 588.5055 | 603.6558 | 612.4332 | 615.5053 | 602.2943 | 618.156 | 609.054 | 621.9415 | 618.9507 | 621.2424 | 616.7251 | 624.7124 | 626.2745 | 626.2396 | 615.8944 | 615.485 | 615.0743 | 653.5504 | 610.9576 |  | 323.8591 | 323.2173 | 323.4573 | 322.7809 | 342.1364 | 338.9764 | 324.7507 | 320.4998 | 321.4963 | 321.9437 | 322.4611 | 322.6331 | 322.4601 | 323.859 | 327.4346 | 326.4471 | 326.429 | 323.8591 | 323.2042 | 323.8714 | 322.4565 | 335.3146
2025 | 634.3471 | 607.7218 | 607.795 | 607.1187 | 637.2118 | 640.2182 | 634.2329 | 621.1896 | 638.6142 | 627.8987 | 658.7047 | 641.6332 | 652.31 | 636.6555 | 644.3138 | 648.8353 | 648.7915 | 634.3471 | 633.9646 | 633.7848 | 683.8726 | 633.7433 |  | 331.9896 | 332.1166 | 332.2933 | 331.4563 | 350.9162 | 361.5245 | 333.3698 | 328.5401 | 329.305 | 329.8998 | 329.7163 | 330.0505 | 329.7047 | 332.0211 | 335.4438 | 334.6313 | 334.6021 | 331.9896 | 331.3969 | 332.006 | 330.858 | 357.217
2026 | 635.9075 | 610.8497 | 610.2169 | 608.487 | 639.1528 | 641.2749 | 635.4101 | 634.108 | 649.1364 | 630.103 | 684.0755 | 660.1239 | 673.8371 | 638.2723 | 635.9075 | 635.3513 | 635.305 | 635.9075 | 636.3504 | 635.1288 | 699.7967 | 642.6829 |  | 337.9223 | 339.6291 | 339.738 | 338.3557 | 363.0634 | 371.4226 | 338.5508 | 337.4014 | 342.9209 | 335.7784 | 338.4653 | 339.0199 | 338.4612 | 337.9686 | 338.2753 | 339.8696 | 339.8324 | 337.9223 | 337.6372 | 337.9426 | 337.6647 | 367.9827
2027 | 672.358 | 658.2362 | 658.0285 | 632.5661 | 698.6703 | 704.0084 | 683.1105 | 666.583 | 686.7064 | 669.6803 | 747.6791 | 713.5054 | 734.2232 | 673.2845 | 672.358 | 672.1545 | 672.0809 | 672.358 | 681.898 | 671.3293 | 778.6545 | 713.4186 |  | 367.3233 | 365.52 | 365.426 | 350.2451 | 400.1108 | 398.5554 | 367.0796 | 363.8085 | 367.1099 | 366.9155 | 362.1437 | 363.4613 | 362.1328 | 367.3652 | 367.6763 | 359.663 | 359.6018 | 367.3233 | 369.211 | 362.7155 | 366.0675 | 394.6799
2028 | 701.254 | 674.546 | 674.3621 | 648.9324 | 714.162 | 719.3666 | 699.7854 | 686.2781 | 715.8199 | 693.3527 | 789.1612 | 745.8672 | 772.9564 | 702.2636 | 701.254 | 701.066 | 700.9941 | 701.254 | 700.1156 | 699.8195 | 823.9144 | 728.7285 |  | 372.1805 | 368.9206 | 368.729 | 353.5123 | 403.2665 | 402.2093 | 369.6747 | 364.9359 | 371.8553 | 370.4846 | 366.168 | 367.6916 | 366.1509 | 372.244 | 372.5335 | 366.6871 | 366.7527 | 372.1805 | 371.4494 | 367.5416 | 368.2658 | 397.7713
2029 | 716.3992 | 689.3002 | 689.1369 | 664.1338 | 729.448 | 737.4023 | 715.2344 | 705.1387 | 730.9876 | 708.9822 | 816.576 | 770.9595 | 799.9127 | 717.4865 | 716.3992 | 716.2245 | 716.1602 | 716.3992 | 715.1782 | 714.534 | 867.6418 | 747.0252 |  | 378.376 | 376.3356 | 376.041 | 360.9431 | 409.9626 | 410.6515 | 376.5555 | 371.9251 | 377.8472 | 376.6544 | 376.2869 | 373.632 | 376.2527 | 378.4599 | 378.7291 | 373.3921 | 373.3917 | 378.376 | 377.7595 | 373.7435 | 376.1774 | 403.4859
2030 | 734.2642 | 703.8248 | 703.7639 | 678.2518 | 744.3659 | 752.5044 | 733.1257 | 722.6698 | 749.4104 | 727.5053 | 847.9998 | 798.0368 | 826.9105 | 735.5148 | 734.2642 | 734.0979 | 734.0481 | 734.2642 | 732.9952 | 731.9329 | 915.5363 | 761.9993 |  | 382.8496 | 383.9214 | 383.5609 | 368.1995 | 418.2233 | 417.9007 | 381.6209 | 376.4744 | 381.7897 | 381.0563 | 379.9274 | 377.4698 | 379.8724 | 382.9618 | 383.2026 | 377.1379 | 377.1215 | 382.8496 | 382.3129 | 378.1851 | 382.7902 | 411.6969
2031 | 752.0823 | 724.2198 | 724.1483 | 689.4327 | 766.5292 | 778.4748 | 754.67 | 740.2828 | 770.4544 | 745.1162 | 881.5917 | 826.6267 | 858.4226 | 752.6733 | 752.0823 | 752.0346 | 752.0077 | 752.0823 | 759.7053 | 748.676 | 960.5201 | 784.3906 |  | 387.3765 | 394.4069 | 393.9202 | 373.7484 | 427.1992 | 428.3494 | 390.4593 | 381.2942 | 394.259 | 385.4734 | 384.4394 | 386.2093 | 384.3766 | 387.5129 | 387.7295 | 388.4061 | 388.4485 | 387.3765 | 391.8444 | 389.4942 | 390.4729 | 429.518
2032 | 762.4192 | 732.7538 | 732.718 | 698.2419 | 777.1142 | 787.2754 | 763.5064 | 748.7861 | 782.2166 | 754.1509 | 904.5512 | 838.3679 | 879.5894 | 761.4369 | 762.4192 | 762.37 | 762.3724 | 762.4192 | 768.1053 | 759.3355 | 996.3187 | 792.8622 |  | 391.6864 | 398.898 | 399.1794 | 378.3619 | 431.8598 | 433.4011 | 395.2243 | 385.7216 | 398.394 | 390.5923 | 389.0925 | 390.1021 | 388.9993 | 391.8475 | 392.0394 | 394.5878 | 394.4517 | 391.6864 | 396.5301 | 393.8232 | 397.7697 | 435.4395
2033 | 781.6828 | 752.1552 | 752.1451 | 718.0505 | 795.2138 | 809.9967 | 783.0107 | 768.1985 | 804.4956 | 773.8323 | 937.0512 | 860.2568 | 910.3744 | 781.2402 | 781.6828 | 781.6278 | 781.6634 | 781.6828 | 786.8213 | 778.2296 | 1038.5745 | 815.3317 |  | 400.6309 | 409.1665 | 409.1016 | 388.3107 | 441.0124 | 442.9199 | 404.4387 | 394.8802 | 406.7774 | 399.4911 | 397.6135 | 399.6097 | 397.4969 | 401.0261 | 400.9839 | 403.4456 | 403.366 | 400.6309 | 406.6918 | 403.1658 | 408.6124 | 443.7709
2034 | 796.8346 | 769.8314 | 769.8984 | 732.7343 | 810.3428 | 825.2092 | 801.28 | 783.169 | 823.1054 | 789.3853 | 965.4547 | 883.2567 | 936.8704 | 799.4548 | 796.8346 | 796.7715 | 796.8417 | 796.8346 | 801.7568 | 792.946 | 1075.4071 | 830.3821 |  | 407.9228 | 416.8977 | 416.7198 | 395.8377 | 449.1874 | 450.4101 | 412.2191 | 402.3506 | 413.7979 | 406.7008 | 404.375 | 406.5146 | 404.2374 | 408.3612 | 408.2758 | 411.0631 | 411.2887 | 407.9228 | 414.3351 | 410.473 | 416.9419 | 451.654
2035 | 814.1097 | 786.8285 | 786.9268 | 750.1906 | 826.8357 | 841.6713 | 818.3911 | 800.0944 | 843.241 | 807.3206 | 998.5657 | 907.8235 | 969.6919 | 816.3959 | 814.1097 | 814.0376 | 814.1395 | 814.1097 | 818.1059 | 809.891 | 1110.9922 | 846.4193 |  | 416.2483 | 425.5809 | 425.4291 | 404.6031 | 457.912 | 458.7316 | 420.522 | 410.6586 | 421.5003 | 414.9573 | 414.1107 | 414.186 | 413.9699 | 416.4957 | 416.6014 | 419.0922 | 419.5956 | 416.2483 | 422.7907 | 418.7793 | 425.5425 | 459.5536
2036 | 839.941 | 813.1268 | 813.2629 | 768.8401 | 851.3492 | 872.9461 | 844.3575 | 824.5223 | 868.8035 | 834.3896 | 1039.8825 | 944.0212 | 1008.5677 | 842.1906 | 839.941 | 839.8875 | 839.8569 | 980.8664 | 843.7104 | 835.3659 | 1143.4093 | 877.3839 |  | 429.719 | 439.5391 | 439.1777 | 413.9057 | 471.3497 | 475.6652 | 434.0748 | 423.5264 | 434.4194 | 432.1829 | 431.927 | 429.8588 | 431.6974 | 429.9434 | 430.072 | 435.9951 | 435.5632 | 439.0243 | 436.9569 | 432.1381 | 443.8768 | 476.8556
2037 | 856.7856 | 829.3504 | 829.5199 | 784.5695 | 868.2247 | 890.036 | 861.3571 | 841.0037 | 886.146 | 851.8988 | 1069.6199 | 969.4267 | 1037.6089 | 859.0946 | 856.7856 | 856.7311 | 856.7157 | 996.6153 | 860.3391 | 851.8411 | 1178.6011 | 894.3766 |  | 437.8416 | 449.0156 | 447.6541 | 422.2563 | 480.8751 | 487.568 | 442.5791 | 431.8734 | 443.0479 | 440.2619 | 439.8421 | 437.9304 | 439.1691 | 438.5702 | 438.1946 | 444.0657 | 446.8956 | 447.1857 | 445.4251 | 440.2636 | 452.3986 | 485.8258
2038 | 882.7105 | 852.3611 | 852.5484 | 808.1445 | 894.5978 | 915.0075 | 889.1654 | 867.4816 | 916.0363 | 881.9319 | 1115.446 | 1009.369 | 1082.14 | 885.0057 | 882.7105 | 882.6378 | 882.9037 | 1045.0754 | 881.1481 | 876.4403 | 1215.0274 | 918.81 |  | 453.4297 | 459.7447 | 458.3935 | 433.447 | 493.8032 | 501.0415 | 457.6181 | 447.9676 | 459.0679 | 456.0113 | 456.1971 | 453.5354 | 455.5391 | 454.1791 | 453.7828 | 459.551 | 462.4414 | 465.0347 | 455.8064 | 455.8438 | 463.0129 | 499.4454
2039 | 899.7756 | 871.9769 | 872.2054 | 824.1332 | 910.1621 | 931.9426 | 906.3071 | 884.2988 | 933.1241 | 899.9412 | 1151.1513 | 1038.7967 | 1115.7682 | 902.0947 | 899.7756 | 902.7508 | 899.975 | 1059.6095 | 897.8961 | 892.9004 | 1247.0635 | 935.4552 |  | 459.8544 | 467.7999 | 469.4773 | 441.6597 | 503.5122 | 507.9951 | 464.3052 | 454.7438 | 464.9097 | 462.3317 | 467.5497 | 464.146 | 466.8008 | 460.62 | 460.2074 | 465.9205 | 468.9779 | 471.3421 | 462.4743 | 462.2203 | 470.9286 | 506.447
2040 | 914.5612 | 886.8639 | 887.118 | 839.4929 | 925.087 | 949.7173 | 921.3926 | 899.0125 | 952.7592 | 916.567 | 1179.8897 | 1064.2392 | 1143.3763 | 916.8254 | 914.5612 | 917.4473 | 914.7613 | 1067.5727 | 919.2983 | 907.5428 | 1276.2124 | 953.4887 |  | 469.1617 | 476.2576 | 478.0926 | 449.7176 | 511.9736 | 521.2756 | 474.1174 | 462.922 | 477.0324 | 470.0345 | 475.1733 | 471.3125 | 474.3738 | 468.978 | 469.5147 | 473.5488 | 478.1061 | 480.673 | 474.1018 | 471.4199 | 478.8707 | 518.9468
2041 | 928.6038 | 897.2687 | 897.5433 | 843.0719 | 940.3449 | 961.5515 | 935.8625 | 913.2385 | 969.823 | 929.9677 | 1208.1062 | 1089.6242 | 1169.921 | 930.798 | 928.6038 | 931.376 | 928.5406 | 1072.0981 | 934.6834 | 921.6856 | 1286.5719 | 965.9686 |  | 477.3809 | 486.4906 | 488.0741 | 451.597 | 521.0091 | 524.8036 | 485.3997 | 472.3653 | 484.9292 | 472.1203 | 486.4696 | 481.2399 | 485.6342 | 477.6928 | 477.7339 | 482.5031 | 487.1666 | 481.0905 | 476.5827 | 479.604 | 478.4685 | 520.8241
2042 | 952.8797 | 918.6411 | 918.9331 | 861.8884 | 964.7311 | 983.7757 | 960.1482 | 939.1207 | 995.3186 | 957.1384 | 1252.3205 | 1126.9235 | 1214.775 | 954.6467 | 952.8797 | 955.5564 | 952.8138 | 1133.3094 | 953.6098 | 945.949 | 1319.3146 | 987.9828 |  | 491.3396 | 495.321 | 496.794 | 460.634 | 534.8648 | 538.6134 | 499.5687 | 489.0733 | 499.933 | 488.531 | 503.4243 | 497.8711 | 503.335 | 491.2158 | 491.6926 | 496.3719 | 500.4129 | 496.0413 | 484.7189 | 493.5643 | 487.3929 | 534.8276
2043 | 994.6487 | 952.2196 | 952.5579 | 893.3525 | 1002.7806 | 1022.856 | 1001.864 | 975.0768 | 1040.0085 | 998.386 | 1312.3947 | 1176.7378 | 1268.855 | 996.9009 | 994.6487 | 997.0759 | 995.038 | 1166.4603 | 994.9911 | 987.6003 | 1365.696 | 1027.3981 |  | 508.8032 | 511.7787 | 513.0984 | 477.279 | 562.3848 | 558.3075 | 517.0946 | 500.6608 | 517.6878 | 505.7616 | 522.5244 | 515.8842 | 521.0892 | 508.6787 | 509.1562 | 513.8275 | 517.8166 | 513.5231 | 505.803 | 511.0457 | 502.8975 | 554.3352
2044 | 1017.9098 | 989.0186 | 989.3338 | 931.9601 | 1023.8982 | 1047.4648 | 1025.1845 | 998.2941 | 1058.7111 | 1020.1313 | 1353.1291 | 1209.9817 | 1306.2758 | 1020.0898 | 1017.9098 | 1020.1126 | 1018.2855 | 1178.1481 | 1018.4558 | 1011.5764 | 1395.3603 | 1048.8989 |  | 525.6295 | 528.7126 | 529.9469 | 496.5456 | 571.6788 | 569.0545 | 533.0368 | 518.0312 | 537.0573 | 522.6588 | 538.8583 | 532.2515 | 537.4428 | 525.5023 | 525.9825 | 530.4161 | 532.101 | 531.7288 | 526.1381 | 527.635 | 522.9119 | 563.3203
2045 | 1044.8852 | 1011.7667 | 1012.1093 | 951.9539 | 1053.6408 | 1244.0657 | 1052.1152 | 1025.4092 | 1092.518 | 1049.7452 | 1399.5436 | 1250.4725 | 1350.0218 | 1046.8789 | 1044.8852 | 1046.9242 | 1045.2118 | 1250.1875 | 1050.9883 | 1038.536 | 1428.9091 | 1243.787 |  | 547.7765 | 541.7665 | 543.0349 | 507.6689 | 585.4908 | 682.9385 | 555.1157 | 534.5541 | 561.3266 | 543.0747 | 561.7599 | 553.9622 | 560.2892 | 547.1158 | 548.1295 | 551.6922 | 554.1021 | 556.1592 | 547.6266 | 549.7508 | 543.0514 | 663.4655
NPV | 8702.8311 | 8418.2411 | 8418.1047 | 8125.0107 | 8800.0481 | 8965.1879 | 8731.519 | 8575.4219 | 8916.4491 | 8663.1546 | 10116.7225 | 9470.638 | 9893.7038 | 8717.9311 | 8725.2107 | 8733.704 | 8729.3673 | 9161.6279 | 8726.0455 | 8670.6516 | 10763.8365 | 9004.0203 |  | 4542.8696 | 4578.4055 | 4579.8689 | 4404.7779 | 4909.6313 | 4951.3107 | 4567.8705 | 4491.7444 | 4576.4138 | 4530.7662 | 4545.2665 | 4536.2631 | 4542.6849 | 4544.3696 | 4554.8663 | 4558.3562 | 4566.7535 | 4567.0591 | 4561.0746 | 4543.4972 | 4569.4936 | 4918.0204
Levelized | 737.6029 | 713.4826 | 713.4711 | 688.6301 | 745.8424 | 759.8387 | 740.0343 | 726.8044 | 755.7079 | 734.2401 | 857.4363 | 802.6778 | 838.5345 | 738.8827 | 739.4996 | 740.2195 | 739.8519 | 776.4879 | 739.5704 | 734.8755 | 912.282 | 763.13 |  | 385.028 | 388.0398 | 388.1638 | 373.3241 | 416.1126 | 419.6452 | 387.1469 | 380.6949 | 387.871 | 384.0022 | 385.2311 | 384.4681 | 385.0123 | 385.1551 | 386.0448 | 386.3406 | 387.0523 | 387.0782 | 386.5709 | 385.0812 | 387.2845 | 416.8237
Levelized Delta |  | -24.1202 | -24.1318 | -48.9728 | 8.2396 | 22.2359 | 2.4314 | -10.7985 | 18.1051 | -3.3628 | 119.8335 | 65.075 | 100.9316 | 1.2798 | 1.8968 | 2.6166 | 2.2491 | 38.885 | 1.9675 | -2.7274 | 174.6792 | 25.5271 |  |  | 3.0118 | 3.1359 | -11.7039 | 31.0847 | 34.6172 | 2.1189 | -4.3331 | 2.843 | -1.0258 | 0.20315 | -0.55993 | -0.015654 | 0.12714 | 1.0168 | 1.3126 | 2.0243 | 2.0502 | 1.543 | 0.053193 | 2.2565 | 31.7957
2030 Delta |  | -30.4395 | -30.5003 | -56.0124 | 10.1017 | 18.2401 | -1.1385 | -11.5944 | 15.1462 | -6.7589 | 113.7356 | 63.7726 | 92.6463 | 1.2506 | 0 | -0.16634 | -0.2161 | 0 | -1.2691 | -2.3314 | 181.272 | 27.7351 |  |  | 1.0718 | 0.71128 | -14.6501 | 35.3737 | 35.0511 | -1.2287 | -6.3752 | -1.0599 | -1.7933 | -2.9222 | -5.3799 | -2.9773 | 0.11223 | 0.35301 | -5.7117 | -5.7281 | 0 | -0.53676 | -4.6645 | -0.059471 | 28.8473
2045 Delta |  | -33.1185 | -32.776 | -92.9313 | 8.7556 | 199.1804 | 7.23 | -19.476 | 47.6327 | 4.8599 | 354.6583 | 205.5873 | 305.1366 | 1.9936 | 0 | 2.0389 | 0.32656 | 205.3023 | 6.103 | -6.3493 | 384.0239 | 198.9018 |  |  | -6.01 | -4.7416 | -40.1075 | 37.7144 | 135.1621 | 7.3393 | -13.2224 | 13.5502 | -4.7017 | 13.9835 | 6.1857 | 12.5127 | -0.66067 | 0.35301 | 3.9158 | 6.3257 | 8.3828 | -0.14988 | 1.9744 | -4.725 | 115.6891
2030 % Change |  | -4.146% | -4.154% | -7.628% | 1.376% | 2.484% | -0.1551% | -1.579% | 2.063% | -0.9205% | 15.49% | 8.685% | 12.62% | 0.1703% | 0% | -0.02265% | -0.02943% | 0% | -0.1728% | -0.3175% | 24.69% | 3.777% |  |  | 0.28% | 0.1858% | -3.827% | 9.24% | 9.155% | -0.3209% | -1.665% | -0.2768% | -0.4684% | -0.7633% | -1.405% | -0.7777% | 0.02931% | 0.09221% | -1.492% | -1.496% | 0% | -0.1402% | -1.218% | -0.01553% | 7.535%
2045 % Change |  | -3.17% | -3.137% | -8.894% | 0.8379% | 19.06% | 0.6919% | -1.864% | 4.559% | 0.4651% | 33.94% | 19.68% | 29.2% | 0.1908% | 0% | 0.1951% | 0.03125% | 19.65% | 0.5841% | -0.6077% | 36.75% | 19.04% |  |  | -1.097% | -0.8656% | -7.322% | 6.885% | 24.67% | 1.34% | -2.414% | 2.474% | -0.8583% | 2.553% | 1.129% | 2.284% | -0.1206% | 0.06444% | 0.7148% | 1.155% | 1.53% | -0.02736% | 0.3604% | -0.8626% | 21.12%
Rates ($/kWh)
| 1- Preferred Resource Strategy | 2- Baseline 1 | 3- Baseline 2 | 4- Baseline 3 | 5- Clean Resource Plan (2027) | 6- Clean Resource Plan (2045) | 7- SCC Idaho | 8- Low Load Forecast | 9- High Load Forecast | 10- RA Market | 11- Electrification 1 | 12- Electrification 2 | 13- Electrification 3 | 14- 2x SCC | 15- Colstrip Exit 2025 | 16- Colstrip Exit 2035 | 17- Colstrip Exit 2045 | 18- Clean Energy Delivered Each Hour | 19- SCC on Net P/S | 20- Use Avg Mrkt for EE SCC | 21- Maximum WA Customer Benefit | 6b- Clean Resource Plan (2045) No Colstrip |  | 1- Preferred Resource Strategy | 2- Baseline 1 | 3- Baseline 2 | 4- Baseline 3 | 5- Clean Resource Plan (2027) | 6- Clean Resource Plan (2045) | 7- SCC Idaho | 8- Low Load Forecast | 9- High Load Forecast | 10- RA Market | 11- Electrification 1 | 12- Electrification 2 | 13- Electrification 3 | 14- 2x SCC | 15- Colstrip Exit 2025 | 16- Colstrip Exit 2035 | 17- Colstrip Exit 2045 | 18- Clean Energy Delivered Each Hour | 19- SCC on Net P/S | 20- Use Avg Mrkt for EE SCC | 21- Maximum WA Customer Benefit | 6b- Clean Resource Plan (2045) No Colstrip
2022 | 0.10024 | 0.10003 | 0.10001 | 0.09997 | 0.10002 | 0.10026 | 0.10024 | 0.10223 | 0.097774 | 0.10026 | 0.10021 | 0.10015 | 0.10016 | 0.10027 | 0.10069 | 0.10069 | 0.10069 | 0.10024 | 0.10024 | 0.10023 | 0.10123 | 0.10003 |  | 0.088818 | 0.08933 | 0.089308 | 0.089256 | 0.089343 | 0.089564 | 0.088998 | 0.0909 | 0.086182 | 0.088828 | 0.08883 | 0.088878 | 0.088828 | 0.08882 | 0.089181 | 0.089155 | 0.089149 | 0.088818 | 0.088889 | 0.088819 | 0.088867 | 0.089377
2023 | 0.10308 | 0.10121 | 0.10122 | 0.10115 | 0.10365 | 0.10529 | 0.10308 | 0.1056 | 0.10006 | 0.10451 | 0.10271 | 0.10272 | 0.10261 | 0.10316 | 0.10409 | 0.1041 | 0.10413 | 0.10308 | 0.10308 | 0.10304 | 0.10684 | 0.10511 |  | 0.090915 | 0.091018 | 0.091074 | 0.090915 | 0.096988 | 0.095771 | 0.091335 | 0.093114 | 0.088043 | 0.090935 | 0.091033 | 0.091018 | 0.091033 | 0.090915 | 0.091662 | 0.091605 | 0.091593 | 0.090915 | 0.091013 | 0.090918 | 0.091298 | 0.094699
2024 | 0.10769 | 0.10295 | 0.10297 | 0.1029 | 0.10568 | 0.10722 | 0.10763 | 0.1082 | 0.10438 | 0.10655 | 0.10633 | 0.10632 | 0.10621 | 0.1079 | 0.10923 | 0.10951 | 0.1095 | 0.10769 | 0.10762 | 0.10755 | 0.11561 | 0.10696 |  | 0.093847 | 0.093711 | 0.093731 | 0.093535 | 0.09943 | 0.098599 | 0.094635 | 0.095426 | 0.089982 | 0.09332 | 0.093514 | 0.093541 | 0.093513 | 0.093847 | 0.094883 | 0.094527 | 0.094506 | 0.093847 | 0.093703 | 0.09385 | 0.093441 | 0.097533
2025 | 0.11051 | 0.10586 | 0.10588 | 0.10577 | 0.11119 | 0.11174 | 0.1105 | 0.11149 | 0.10711 | 0.10946 | 0.10961 | 0.10784 | 0.1086 | 0.11099 | 0.11225 | 0.11304 | 0.11303 | 0.11051 | 0.11044 | 0.11041 | 0.12114 | 0.1106 |  | 0.095964 | 0.096076 | 0.096052 | 0.09581 | 0.10186 | 0.10508 | 0.097157 | 0.09784 | 0.091645 | 0.095401 | 0.095423 | 0.095478 | 0.095419 | 0.095973 | 0.096962 | 0.096629 | 0.096596 | 0.095964 | 0.095863 | 0.095967 | 0.095637 | 0.10383
2026 | 0.1105 | 0.10613 | 0.10604 | 0.10574 | 0.11131 | 0.11171 | 0.11043 | 0.11388 | 0.1083 | 0.10959 | 0.11146 | 0.10911 | 0.1099 | 0.11102 | 0.1105 | 0.11042 | 0.1104 | 0.1105 | 0.11058 | 0.11036 | 0.12436 | 0.11195 |  | 0.097541 | 0.098141 | 0.098065 | 0.097666 | 0.10539 | 0.10802 | 0.098825 | 0.10066 | 0.095041 | 0.096979 | 0.09787 | 0.097964 | 0.097869 | 0.097555 | 0.097643 | 0.097973 | 0.097926 | 0.097541 | 0.097559 | 0.097544 | 0.097467 | 0.10702
2027 | 0.11658 | 0.11411 | 0.1141 | 0.10968 | 0.12148 | 0.12246 | 0.11847 | 0.11983 | 0.11397 | 0.11624 | 0.11987 | 0.11639 | 0.11783 | 0.11689 | 0.11658 | 0.11656 | 0.11654 | 0.11658 | 0.11824 | 0.1164 | 0.13894 | 0.12409 |  | 0.10586 | 0.10549 | 0.10531 | 0.10093 | 0.11614 | 0.11598 | 0.10733 | 0.10869 | 0.10126 | 0.10582 | 0.10461 | 0.10489 | 0.10461 | 0.10587 | 0.10596 | 0.10348 | 0.10341 | 0.10586 | 0.10654 | 0.10452 | 0.10549 | 0.11485
2028 | 0.12131 | 0.11666 | 0.11666 | 0.11226 | 0.12396 | 0.12493 | 0.12109 | 0.12343 | 0.11814 | 0.12009 | 0.12469 | 0.12023 | 0.12226 | 0.12167 | 0.12131 | 0.1213 | 0.12127 | 0.12131 | 0.12111 | 0.12105 | 0.14763 | 0.12656 |  | 0.10707 | 0.10632 | 0.10607 | 0.1017 | 0.11705 | 0.11712 | 0.10828 | 0.10915 | 0.10207 | 0.10668 | 0.10566 | 0.10596 | 0.10566 | 0.10708 | 0.10717 | 0.10528 | 0.10523 | 0.10707 | 0.10704 | 0.10572 | 0.10594 | 0.11582
2029 | 0.12364 | 0.11893 | 0.11894 | 0.11462 | 0.12639 | 0.12787 | 0.12348 | 0.12693 | 0.12004 | 0.12253 | 0.12769 | 0.12317 | 0.12517 | 0.12405 | 0.12364 | 0.12363 | 0.12361 | 0.12364 | 0.12343 | 0.1233 | 0.15612 | 0.12953 |  | 0.10866 | 0.1083 | 0.10799 | 0.10365 | 0.11898 | 0.11965 | 0.1105 | 0.1114 | 0.10325 | 0.10828 | 0.10848 | 0.10753 | 0.10847 | 0.10868 | 0.10876 | 0.10698 | 0.1069 | 0.10866 | 0.10871 | 0.10732 | 0.10803 | 0.11755
2030 | 0.12654 | 0.12125 | 0.12128 | 0.11689 | 0.12887 | 0.1304 | 0.1264 | 0.13029 | 0.1225 | 0.12556 | 0.13133 | 0.12651 | 0.12815 | 0.12701 | 0.12654 | 0.12653 | 0.12651 | 0.12654 | 0.12631 | 0.12611 | 0.16553 | 0.13204 |  | 0.10982 | 0.11041 | 0.11003 | 0.10562 | 0.12144 | 0.1219 | 0.11224 | 0.11298 | 0.10389 | 0.10945 | 0.10949 | 0.10855 | 0.10948 | 0.10986 | 0.10993 | 0.1079 | 0.1078 | 0.10982 | 0.10994 | 0.10847 | 0.10981 | 0.12008
2031 | 0.12942 | 0.12458 | 0.12462 | 0.11864 | 0.13259 | 0.1348 | 0.12994 | 0.13367 | 0.12537 | 0.12843 | 0.13537 | 0.13013 | 0.1319 | 0.12982 | 0.12942 | 0.12944 | 0.12943 | 0.12942 | 0.13072 | 0.12881 | 0.17441 | 0.13582 |  | 0.111 | 0.11334 | 0.11288 | 0.1071 | 0.1241 | 0.12508 | 0.11509 | 0.11464 | 0.10683 | 0.11061 | 0.11077 | 0.11099 | 0.11075 | 0.11104 | 0.11111 | 0.11099 | 0.11088 | 0.111 | 0.1126 | 0.11159 | 0.11189 | 0.1254
2032 | 0.13101 | 0.12586 | 0.12591 | 0.11999 | 0.1343 | 0.13622 | 0.13129 | 0.13541 | 0.12674 | 0.12981 | 0.13766 | 0.131 | 0.13391 | 0.13117 | 0.13101 | 0.13103 | 0.13102 | 0.13101 | 0.13198 | 0.13045 | 0.18158 | 0.13718 |  | 0.11212 | 0.11455 | 0.11426 | 0.10831 | 0.12549 | 0.12666 | 0.11671 | 0.1162 | 0.10753 | 0.11197 | 0.11208 | 0.11202 | 0.11206 | 0.11217 | 0.11222 | 0.11261 | 0.11244 | 0.11212 | 0.11386 | 0.1127 | 0.11386 | 0.12722
2033 | 0.13413 | 0.129 | 0.12906 | 0.12321 | 0.1373 | 0.14004 | 0.13446 | 0.13914 | 0.12977 | 0.13301 | 0.14178 | 0.13375 | 0.13776 | 0.13442 | 0.13413 | 0.13414 | 0.13415 | 0.13413 | 0.13499 | 0.13349 | 0.18985 | 0.14095 |  | 0.11456 | 0.1174 | 0.11698 | 0.11103 | 0.12817 | 0.12953 | 0.11962 | 0.11919 | 0.10934 | 0.11441 | 0.11451 | 0.11466 | 0.11448 | 0.11467 | 0.11466 | 0.115 | 0.11484 | 0.11456 | 0.11669 | 0.11524 | 0.11684 | 0.12973
2034 | 0.13653 | 0.13183 | 0.13191 | 0.12554 | 0.13976 | 0.14253 | 0.13741 | 0.14207 | 0.13217 | 0.13547 | 0.14507 | 0.13653 | 0.14078 | 0.13737 | 0.13653 | 0.13653 | 0.13655 | 0.13653 | 0.13734 | 0.13581 | 0.19706 | 0.14342 |  | 0.11651 | 0.11952 | 0.11902 | 0.11306 | 0.13054 | 0.13177 | 0.12208 | 0.12168 | 0.11077 | 0.11635 | 0.11642 | 0.11654 | 0.11638 | 0.11664 | 0.11661 | 0.11703 | 0.11694 | 0.11651 | 0.11878 | 0.11719 | 0.11909 | 0.13207
2035 | 0.13927 | 0.13452 | 0.13462 | 0.12833 | 0.14244 | 0.14522 | 0.14014 | 0.14531 | 0.13479 | 0.13833 | 0.14902 | 0.13954 | 0.14471 | 0.14008 | 0.13927 | 0.13926 | 0.13929 | 0.13927 | 0.13992 | 0.13848 | 0.20396 | 0.14603 |  | 0.11875 | 0.12189 | 0.12136 | 0.11542 | 0.13304 | 0.13421 | 0.12466 | 0.12438 | 0.11236 | 0.11857 | 0.11916 | 0.11863 | 0.11912 | 0.11882 | 0.11885 | 0.11916 | 0.11915 | 0.11875 | 0.12108 | 0.11941 | 0.1214 | 0.13438
2036 | 0.14344 | 0.13877 | 0.13888 | 0.1313 | 0.14646 | 0.15042 | 0.14435 | 0.14999 | 0.13823 | 0.14272 | 0.15372 | 0.14399 | 0.14911 | 0.14428 | 0.14344 | 0.14344 | 0.14345 | 0.16751 | 0.14405 | 0.14259 | 0.2102 | 0.15118 |  | 0.12243 | 0.12574 | 0.12513 | 0.11793 | 0.13688 | 0.13915 | 0.12875 | 0.12854 | 0.11532 | 0.12334 | 0.12421 | 0.12298 | 0.12414 | 0.1225 | 0.12253 | 0.1238 | 0.12351 | 0.12508 | 0.125 | 0.12306 | 0.12646 | 0.1394
2037 | 0.14605 | 0.14127 | 0.1414 | 0.13374 | 0.14913 | 0.15313 | 0.14699 | 0.15314 | 0.1403 | 0.14545 | 0.15713 | 0.14704 | 0.1524 | 0.14691 | 0.14605 | 0.14604 | 0.14606 | 0.16988 | 0.14661 | 0.14513 | 0.21684 | 0.15387 |  | 0.12457 | 0.12829 | 0.12736 | 0.12013 | 0.13953 | 0.14255 | 0.13129 | 0.13126 | 0.11708 | 0.12547 | 0.12636 | 0.12512 | 0.12617 | 0.12478 | 0.12467 | 0.12591 | 0.12654 | 0.12723 | 0.12726 | 0.12519 | 0.12871 | 0.14194
2038 | 0.15016 | 0.14489 | 0.14503 | 0.13747 | 0.15338 | 0.15715 | 0.15143 | 0.15813 | 0.14428 | 0.15026 | 0.16241 | 0.15198 | 0.15755 | 0.15104 | 0.15016 | 0.15014 | 0.15021 | 0.17778 | 0.14985 | 0.14901 | 0.22366 | 0.1578 |  | 0.1288 | 0.13116 | 0.13021 | 0.12312 | 0.14316 | 0.14639 | 0.13577 | 0.13636 | 0.12074 | 0.12976 | 0.13093 | 0.12939 | 0.13074 | 0.12902 | 0.1289 | 0.1301 | 0.13073 | 0.1321 | 0.13003 | 0.12941 | 0.13152 | 0.14581
2039 | 0.15271 | 0.14788 | 0.14803 | 0.13987 | 0.15571 | 0.15973 | 0.154 | 0.16131 | 0.14624 | 0.15297 | 0.16601 | 0.15518 | 0.16095 | 0.1536 | 0.15271 | 0.15321 | 0.15277 | 0.17983 | 0.15234 | 0.15146 | 0.22955 | 0.16032 |  | 0.13039 | 0.13323 | 0.13312 | 0.12524 | 0.1458 | 0.14826 | 0.13765 | 0.1386 | 0.12174 | 0.13132 | 0.13401 | 0.13219 | 0.13379 | 0.13062 | 0.13049 | 0.13167 | 0.13234 | 0.13365 | 0.13171 | 0.13099 | 0.13354 | 0.14769
2040 | 0.15481 | 0.15 | 0.15016 | 0.1421 | 0.15788 | 0.16239 | 0.15616 | 0.16403 | 0.14842 | 0.15539 | 0.16813 | 0.15741 | 0.16298 | 0.15571 | 0.15481 | 0.1553 | 0.15487 | 0.18071 | 0.15556 | 0.15354 | 0.23481 | 0.16302 |  | 0.13277 | 0.13537 | 0.13529 | 0.12726 | 0.14801 | 0.15192 | 0.14039 | 0.14121 | 0.12423 | 0.13324 | 0.13596 | 0.13396 | 0.13573 | 0.13272 | 0.13287 | 0.13355 | 0.13464 | 0.13602 | 0.13475 | 0.13332 | 0.13551 | 0.15111
2041 | 0.15672 | 0.1513 | 0.15147 | 0.14228 | 0.16002 | 0.16394 | 0.15813 | 0.16664 | 0.1502 | 0.15719 | 0.17058 | 0.15994 | 0.16532 | 0.1576 | 0.15672 | 0.15718 | 0.15673 | 0.18093 | 0.15769 | 0.15547 | 0.23637 | 0.16468 |  | 0.13478 | 0.13795 | 0.1378 | 0.1275 | 0.15028 | 0.15261 | 0.1434 | 0.1442 | 0.12565 | 0.13352 | 0.13888 | 0.13647 | 0.13864 | 0.13488 | 0.13488 | 0.13576 | 0.13688 | 0.13583 | 0.13514 | 0.13532 | 0.13509 | 0.15132
2042 | 0.16026 | 0.15437 | 0.15455 | 0.14495 | 0.16361 | 0.16717 | 0.16168 | 0.17131 | 0.15317 | 0.16122 | 0.1748 | 0.16381 | 0.16973 | 0.16108 | 0.16026 | 0.16071 | 0.16027 | 0.1906 | 0.16033 | 0.15901 | 0.24191 | 0.16788 |  | 0.13836 | 0.14009 | 0.13989 | 0.12971 | 0.15382 | 0.15617 | 0.14711 | 0.14938 | 0.12881 | 0.1378 | 0.14329 | 0.14081 | 0.14326 | 0.13833 | 0.13846 | 0.13929 | 0.14022 | 0.13968 | 0.13709 | 0.13888 | 0.13724 | 0.15494
2043 | 0.16662 | 0.15937 | 0.15957 | 0.14965 | 0.1694 | 0.17315 | 0.16803 | 0.17768 | 0.15894 | 0.1675 | 0.18093 | 0.16928 | 0.17517 | 0.16753 | 0.16662 | 0.16702 | 0.16671 | 0.1954 | 0.16662 | 0.16535 | 0.24975 | 0.1739 |  | 0.14283 | 0.1443 | 0.14404 | 0.13398 | 0.16117 | 0.16132 | 0.1517 | 0.15289 | 0.13258 | 0.14222 | 0.14821 | 0.14546 | 0.1478 | 0.14281 | 0.14293 | 0.14374 | 0.14465 | 0.14416 | 0.14261 | 0.14336 | 0.14118 | 0.16004
2044 | 0.16972 | 0.16477 | 0.16496 | 0.15539 | 0.17218 | 0.1765 | 0.17114 | 0.18158 | 0.16056 | 0.17035 | 0.18367 | 0.1718 | 0.17762 | 0.17063 | 0.16972 | 0.17009 | 0.16981 | 0.19644 | 0.16976 | 0.16858 | 0.25406 | 0.17673 |  | 0.14703 | 0.14853 | 0.14824 | 0.13889 | 0.16315 | 0.16374 | 0.15564 | 0.15808 | 0.13664 | 0.14644 | 0.15221 | 0.14953 | 0.15181 | 0.147 | 0.14713 | 0.14785 | 0.1481 | 0.14873 | 0.14781 | 0.14748 | 0.14627 | 0.16196
2045 | 0.17329 | 0.16765 | 0.16785 | 0.15787 | 0.17624 | 0.20851 | 0.17469 | 0.18607 | 0.16429 | 0.17435 | 0.18771 | 0.17571 | 0.18146 | 0.17417 | 0.17329 | 0.17362 | 0.17337 | 0.20733 | 0.17424 | 0.17215 | 0.2588 | 0.20846 |  | 0.15258 | 0.15156 | 0.15126 | 0.14141 | 0.16629 | 0.19556 | 0.16121 | 0.16293 | 0.14178 | 0.15152 | 0.15792 | 0.15497 | 0.15751 | 0.1524 | 0.15268 | 0.15314 | 0.15358 | 0.15492 | 0.1532 | 0.15302 | 0.15126 | 0.18983
2030 % Change to PRS |  | -4.177% | -4.154% | -7.628% | 1.841% | 3.047% | -0.1099% | 2.963% | -3.189% | -0.7705% | 3.79% | -0.02387% | 1.277% | 0.3739% | 0% | -0.005628% | -0.01943% | 0% | -0.1793% | -0.3365% | 30.81% | 4.345% |  |  | 0.5317% | 0.1858% | -3.827% | 10.58% | 11% | 2.2% | 2.874% | -5.405% | -0.3436% | -0.2999% | -1.157% | -0.3144% | 0.02954% | 0.09221% | -1.747% | -1.841% | 0% | 0.1031% | -1.233% | -0.01553% | 9.336%
2045 % Change to PRS |  | -3.253% | -3.137% | -8.894% | 1.704% | 20.33% | 0.8119% | 7.377% | -5.19% | 0.6133% | 8.322% | 1.401% | 4.718% | 0.5088% | 0% | 0.194% | 0.04719% | 19.65% | 0.5528% | -0.6577% | 49.35% | 20.3% |  |  | -0.6706% | -0.8656% | -7.322% | 8.985% | 28.17% | 5.652% | 6.78% | -7.081% | -0.6934% | 3.501% | 1.568% | 3.23% | -0.1158% | 0.06444% | 0.3641% | 0.6545% | 1.53% | 0.4035% | 0.2851% | -0.8626% | 24.41%
[46 empty] | Percent Change in Rates |  |  |  | Change in Costs | [5 empty] | Percent Change in Costs
[46 empty] | Washington |  | Idaho |  | Washington |  |  | Idaho |  |  | Washington |  | Idaho
[46 empty] | 2030 | 2045 | 2030 | 2045 | 2030 | 2045 | Levelized | 2030 | 2045 | Levelized | 2030 | 2045 | 2030 | 2045
[45 empty] | 2- Baseline 1 | -4.177% | -3.253% | 0.5317% | -0.6706% | -30.4395 | -33.1185 | -24.1202 | 1.0718 | -6.01 | 3.0118 | -4.146% | -3.17% | 0.28% | -1.097%
[45 empty] | 3- Baseline 2 | -4.154% | -3.137% | 0.1858% | -0.8656% | -30.5003 | -32.776 | -24.1318 | 0.71128 | -4.7416 | 3.1359 | -4.154% | -3.137% | 0.1858% | -0.8656%
[45 empty] | 4- Baseline 3 | -7.628% | -8.894% | -3.827% | -7.322% | -56.0124 | -92.9313 | -48.9728 | -14.6501 | -40.1075 | -11.7039 | -7.628% | -8.894% | -3.827% | -7.322%
[45 empty] | 5- Clean Resource Plan (2027) | 1.841% | 1.704% | 10.58% | 8.985% | 10.1017 | 8.7556 | 8.2396 | 35.3737 | 37.7144 | 31.0847 | 1.376% | 0.8379% | 9.24% | 6.885%
[45 empty] | 6- Clean Resource Plan (2045) | 3.047% | 20.33% | 11% | 28.17% | 18.2401 | 199.1804 | 22.2359 | 35.0511 | 135.1621 | 34.6172 | 2.484% | 19.06% | 9.155% | 24.67%
[45 empty] | 7- SCC Idaho | -0.1099% | 0.8119% | 2.2% | 5.652% | -1.1385 | 7.23 | 2.4314 | -1.2287 | 7.3393 | 2.1189 | -0.1551% | 0.6919% | -0.3209% | 1.34%
[45 empty] | 8- Low Load Forecast | 2.963% | 7.377% | 2.874% | 6.78% | -11.5944 | -19.476 | -10.7985 | -6.3752 | -13.2224 | -4.3331 | -1.579% | -1.864% | -1.665% | -2.414%
[45 empty] | 9- High Load Forecast | -3.189% | -5.19% | -5.405% | -7.081% | 15.1462 | 47.6327 | 18.1051 | -1.0599 | 13.5502 | 2.843 | 2.063% | 4.559% | -0.2768% | 2.474%
[45 empty] | 10- RA Market | -0.7705% | 0.6133% | -0.3436% | -0.6934% | -6.7589 | 4.8599 | -3.3628 | -1.7933 | -4.7017 | -1.0258 | -0.9205% | 0.4651% | -0.4684% | -0.8583%
[45 empty] | 11- Electrification 1 | 3.79% | 8.322% | -0.2999% | 3.501% | 113.7356 | 354.6583 | 119.8335 | -2.9222 | 13.9835 | 0.20315 | 15.49% | 33.94% | -0.7633% | 2.553%
[45 empty] | 12- Electrification 2 | -0.02387% | 1.401% | -1.157% | 1.568% | 63.7726 | 205.5873 | 65.075 | -5.3799 | 6.1857 | -0.55993 | 8.685% | 19.68% | -1.405% | 1.129%
[45 empty] | 13- Electrification 3 | 1.277% | 4.718% | -0.3144% | 3.23% | 92.6463 | 305.1366 | 100.9316 | -2.9773 | 12.5127 | -0.015654 | 12.62% | 29.2% | -0.7777% | 2.284%
[45 empty] | 14- 2x SCC | 0.3739% | 0.5088% | 0.02954% | -0.1158% | 1.2506 | 1.9936 | 1.2798 | 0.11223 | -0.66067 | 0.12714 | 0.1703% | 0.1908% | 0.02931% | -0.1206%
[45 empty] | 15- Colstrip Exit 2025 | 0% | 0% | 0.09221% | 0.06444% | 0 | 0 | 1.8968 | 0.35301 | 0.35301 | 1.0168 | 0% | 0% | 0.09221% | 0.06444%
[45 empty] | 16- Colstrip Exit 2035 | -0.005628% | 0.194% | -1.747% | 0.3641% | -0.16634 | 2.0389 | 2.6166 | -5.7117 | 3.9158 | 1.3126 | -0.02265% | 0.1951% | -1.492% | 0.7148%
[45 empty] | 17- Colstrip Exit 2045 | -0.01943% | 0.04719% | -1.841% | 0.6545% | -0.2161 | 0.32656 | 2.2491 | -5.7281 | 6.3257 | 2.0243 | -0.02943% | 0.03125% | -1.496% | 1.155%
[45 empty] | 18- Clean Energy Delivered Each Hour | 0% | 19.65% | 0% | 1.53% | 0 | 205.3023 | 38.885 | 0 | 8.3828 | 2.0502 | 0% | 19.65% | 0% | 1.53%
[45 empty] | 19- SCC on Net P/S | -0.1793% | 0.5528% | 0.1031% | 0.4035% | -1.2691 | 6.103 | 1.9675 | -0.53676 | -0.14988 | 1.543 | -0.1728% | 0.5841% | -0.1402% | -0.02736%
[45 empty] | 20- Use Avg Mrkt for EE SCC | -0.3365% | -0.6577% | -1.233% | 0.2851% | -2.3314 | -6.3493 | -2.7274 | -4.6645 | 1.9744 | 0.053193 | -0.3175% | -0.6077% | -1.218% | 0.3604%
Emissions
| 1- Preferred Resource Strategy | 2- Baseline 1 | 3- Baseline 2 | 4- Baseline 3 | 5- Clean Resource Plan (2027) | 6- Clean Resource Plan (2045) | 7- SCC Idaho | 8- Low Load Forecast | 9- High Load Forecast | 10- RA Market | 11- Electrification 1 | 12- Electrification 2 | 13- Electrification 3 | 14- 2x SCC | 15- Colstrip Exit 2025 | 16- Colstrip Exit 2035 | 17- Colstrip Exit 2045 | 18- Clean Energy Delivered Each Hour | 19- SCC on Net P/S | 20- Use Avg Mrkt for EE SCC | 21- Maximum WA Customer Benefit | 6b- Clean Resource Plan (2045) No Colstrip | 2019 Gross Emissions
2022 | 1.4575 | 1.4575 | 1.4575 | 1.4575 | 1.4575 | 1.6786 | 1.4575 | 1.4575 | 1.6927 | 1.4575 | 1.4575 | 1.4575 | 1.4575 | 1.4575 | 1.9138 | 1.9138 | 1.9138 | 1.4575 | 1.4575 | 1.4575 | 1.4575 | 1.4575 | 3.029
2023 | 1.3981 | 1.3981 | 1.3981 | 1.3981 | 1.3981 | 1.61 | 1.3981 | 1.3981 | 1.3981 | 1.3981 | 1.3981 | 1.3981 | 1.3981 | 1.3981 | 1.8343 | 1.8343 | 1.8343 | 1.3981 | 1.3981 | 1.3981 | 1.3981 | 1.3981 | 3.029
2024 | 1.4062 | 1.4062 | 1.4062 | 1.4062 | 1.4062 | 1.6164 | 1.4062 | 1.4062 | 1.4062 | 1.4062 | 1.4062 | 1.4062 | 1.4062 | 1.4062 | 1.8162 | 1.8162 | 1.8162 | 1.4062 | 1.4062 | 1.4062 | 1.4062 | 1.4062 | 3.029
2025 | 1.1839 | 1.1862 | 1.1862 | 1.1839 | 1.1839 | 1.3729 | 1.1839 | 1.1839 | 1.1839 | 1.1839 | 1.1862 | 1.1862 | 1.1862 | 1.1839 | 1.5945 | 1.5945 | 1.5945 | 1.1839 | 1.1839 | 1.1839 | 1.1839 | 1.1839 | 3.029
2026 | 1.2621 | 1.2644 | 1.2644 | 1.2621 | 1.2621 | 1.4868 | 1.2621 | 1.2621 | 1.3096 | 1.2621 | 1.2644 | 1.2644 | 1.2644 | 1.2621 | 1.2621 | 1.7232 | 1.7232 | 1.2621 | 1.2644 | 1.2621 | 1.2644 | 1.2621 | 3.029
2027 | 0.85747 | 0.88482 | 0.88663 | 0.67852 | 0.80418 | 0.90647 | 0.79069 | 0.79332 | 0.87779 | 0.83034 | 0.92721 | 0.89637 | 0.92721 | 0.84828 | 0.85747 | 1.251 | 1.2508 | 0.85747 | 0.83881 | 0.83078 | 0.77632 | 0.67852 | 3.029
2028 | 0.81456 | 0.83813 | 0.8397 | 0.65932 | 0.76755 | 0.88875 | 0.7557 | 0.75813 | 0.83296 | 0.79102 | 0.8749 | 0.84815 | 0.8749 | 0.80658 | 0.81456 | 1.1918 | 1.1917 | 0.81456 | 0.79821 | 0.7914 | 0.74401 | 0.65932 | 3.029
2029 | 0.77172 | 0.79529 | 0.79685 | 0.61656 | 0.72512 | 0.81737 | 0.71507 | 0.7157 | 0.78992 | 0.74819 | 0.89374 | 0.8053 | 0.89374 | 0.76375 | 0.77172 | 1.1457 | 1.1455 | 0.77172 | 0.75539 | 0.74858 | 0.70121 | 0.61656 | 3.029
2030 | 0.73964 | 0.76039 | 0.76177 | 0.60237 | 0.69825 | 0.82241 | 0.68922 | 0.68992 | 0.75607 | 0.71883 | 0.84749 | 0.76924 | 0.84749 | 0.73259 | 0.73964 | 1.1345 | 1.1343 | 0.73964 | 0.72509 | 0.71917 | 0.67716 | 0.60237 | 3.029
2031 | 0.68979 | 0.7339 | 0.73528 | 0.55356 | 0.64877 | 0.77186 | 0.66335 | 0.64191 | 0.74326 | 0.66913 | 0.79682 | 0.77335 | 0.79682 | 0.6828 | 0.68979 | 1.1011 | 1.101 | 0.68979 | 0.67535 | 0.68897 | 0.62778 | 0.55356 | 3.029
2032 | 0.67906 | 0.71945 | 0.72072 | 0.55255 | 0.64049 | 0.76943 | 0.65336 | 0.63403 | 0.72796 | 0.65988 | 0.77835 | 0.75655 | 0.77835 | 0.67256 | 0.67906 | 1.0677 | 1.0676 | 0.67906 | 0.66555 | 0.67815 | 0.62138 | 0.55255 | 3.029
2033 | 0.66342 | 0.70687 | 0.70823 | 0.52932 | 0.6231 | 0.72596 | 0.6375 | 0.61633 | 0.71539 | 0.64309 | 0.76875 | 0.74564 | 0.76875 | 0.6579 | 0.66342 | 1.0509 | 1.0508 | 0.66342 | 0.64918 | 0.66286 | 0.60235 | 0.52932 | 3.029
2034 | 0.63116 | 0.66979 | 0.67099 | 0.51149 | 0.59508 | 0.71936 | 0.60775 | 0.58898 | 0.67771 | 0.61301 | 0.7251 | 0.70448 | 0.7251 | 0.62618 | 0.63116 | 1.0264 | 1.0262 | 0.63116 | 0.6184 | 0.63075 | 0.57662 | 0.51149 | 3.029
2035 | 0.59797 | 0.63593 | 0.63715 | 0.47595 | 0.56169 | 0.68483 | 0.57348 | 0.55436 | 0.64459 | 0.57965 | 0.69163 | 0.67081 | 0.69163 | 0.59176 | 0.59797 | 0.99437 | 0.99423 | 0.59797 | 0.58391 | 0.59758 | 0.54172 | 0.47595 | 3.029
2036 | 0.71373 | 0.75513 | 0.75649 | 0.5211 | 0.67188 | 0.7307 | 0.68756 | 0.64267 | 0.76273 | 0.69885 | 0.76303 | 0.7593 | 0.76303 | 0.70626 | 0.71373 | 0.70738 | 1.0822 | 0.69724 | 0.70128 | 0.71266 | 0.63336 | 0.5211 | 3.029
2037 | 0.60244 | 0.63804 | 0.63922 | 0.43622 | 0.56616 | 0.62102 | 0.57953 | 0.54075 | 0.64529 | 0.58978 | 0.64501 | 0.64211 | 0.64501 | 0.59599 | 0.60244 | 0.59713 | 0.96899 | 0.58885 | 0.59169 | 0.60184 | 0.5334 | 0.43622 | 3.029
2038 | 0.64311 | 0.68247 | 0.68375 | 0.46275 | 0.6045 | 0.66616 | 0.6199 | 0.57795 | 0.68847 | 0.61726 | 0.68929 | 0.68606 | 0.68929 | 0.63612 | 0.64311 | 0.63806 | 1.0262 | 0.62819 | 0.63145 | 0.64237 | 0.5676 | 0.46275 | 3.029
2039 | 0.5915 | 0.63123 | 0.63251 | 0.41203 | 0.55366 | 0.61264 | 0.56965 | 0.52801 | 0.63639 | 0.56625 | 0.63745 | 0.63448 | 0.63745 | 0.58455 | 0.5915 | 0.58733 | 0.96887 | 0.57715 | 0.5799 | 0.59102 | 0.51623 | 0.41203 | 3.029
2040 | 0.5543 | 0.59086 | 0.59202 | 0.39113 | 0.52033 | 0.59042 | 0.5354 | 0.49762 | 0.59483 | 0.5316 | 0.59607 | 0.59344 | 0.59607 | 0.54797 | 0.5543 | 0.55105 | 0.91197 | 0.54139 | 0.56689 | 0.55393 | 0.47455 | 0.39113 | 3.029
2041 | 0.56771 | 0.58927 | 0.59053 | 0.37198 | 0.51274 | 0.54879 | 0.52968 | 0.50737 | 0.59225 | 0.53667 | 0.59443 | 0.59157 | 0.59443 | 0.56084 | 0.56771 | 0.5647 | 0.92078 | 0.53508 | 0.57438 | 0.5673 | 0.47423 | 0.37198 | 3.029
2042 | 0.59736 | 0.62058 | 0.62191 | 0.39049 | 0.5396 | 0.58512 | 0.55764 | 0.53373 | 0.62231 | 0.56421 | 0.62595 | 0.62261 | 0.62595 | 0.59009 | 0.59736 | 0.59395 | 0.9606 | 0.56252 | 0.60394 | 0.59661 | 0.49801 | 0.39049 | 3.029
2043 | 0.51436 | 0.53519 | 0.53637 | 0.33059 | 0.48048 | 0.52151 | 0.47954 | 0.45835 | 0.5361 | 0.48491 | 0.53975 | 0.53679 | 0.53975 | 0.50791 | 0.51436 | 0.51158 | 0.87509 | 0.48344 | 0.51995 | 0.51371 | 0.42589 | 0.33059 | 3.029
2044 | 0.63832 | 0.66556 | 0.66707 | 0.404 | 0.59547 | 0.58067 | 0.595 | 0.56774 | 0.66456 | 0.60047 | 0.67099 | 0.66694 | 0.67099 | 0.63009 | 0.63832 | 0.63488 | 0.96323 | 0.59857 | 0.64467 | 0.6372 | 0.52471 | 0.404 | 3.029
2045 | 0.53725 | 0.56101 | 0.56232 | 0.33382 | 0.50004 | 0 | 0.49973 | 0.47596 | 0.55954 | 0.50417 | 0.56572 | 0.5621 | 0.56572 | 0.5301 | 0.53725 | 0.53417 | 0.89489 | 0.50263 | 0.54252 | 0.53618 | 0.43835 | 0 | 3.029
Levelized 2.5% | 0.81601 | 0.83937 | 0.84034 | 0.69806 | 0.78579 | 0.88261 | 0.79024 | 0.77544 | 0.85581 | 0.79903 | 0.8651 | 0.84957 | 0.8651 | 0.81098 | 0.90356 | 1.0737 | 1.1967 | 0.80798 | 0.81006 | 0.81141 | 0.76234 | 0.68804
Levelized 6.68% | 0.90062 | 0.92148 | 0.92236 | 0.7982 | 0.87351 | 0.99421 | 0.87661 | 0.86498 | 0.94389 | 0.88588 | 0.94761 | 0.93139 | 0.94761 | 0.8961 | 1.0228 | 1.2051 | 1.2933 | 0.89512 | 0.89427 | 0.89549 | 0.85423 | 0.79231
2022 Emissions | 1.4575 | 1.4575 | 1.4575 | 1.4575 | 1.4575 | 1.6786 | 1.4575 | 1.4575 | 1.6927 | 1.4575 | 1.4575 | 1.4575 | 1.4575 | 1.4575 | 1.9138 | 1.9138 | 1.9138 | 1.4575 | 1.4575 | 1.4575 | 1.4575 | 1.4575
2045 Emissions | 0.53725 | 0.56101 | 0.56232 | 0.33382 | 0.50004 | 0 | 0.49973 | 0.47596 | 0.55954 | 0.50417 | 0.56572 | 0.5621 | 0.56572 | 0.5301 | 0.53725 | 0.53417 | 0.89489 | 0.50263 | 0.54252 | 0.53618 | 0.43835 | 0
| 1- Preferred Resource Strategy | 2- Baseline 1 | 3- Baseline 2 | 4- Baseline 3 | 5- Clean Resource Plan (2027) | 6- Clean Resource Plan (2045) | 7- SCC Idaho | 8- Low Load Forecast | 9- High Load Forecast | 10- RA Market | 11- Electrification 1 | 12- Electrification 2 | 13- Electrification 3 | 14- 2x SCC | 15- Colstrip Exit 2025 | 16- Colstrip Exit 2035 | 17- Colstrip Exit 2045 | 18- Clean Energy Delivered Each Hour | 19- SCC on Net P/S | 20- Use Avg Mrkt for EE SCC | 21- Maximum WA Customer Benefit
2022 | 38.1857 | 38.1827 | 38.1857 | 38.1857 | 38.1469 | 32.0821 | 38.1442 | 38.1857 | 32.1571 | 38.1753 | 38.1539 | 38.1771 | 38.1737 | 38.1774 | 26.9273 | 26.9296 | 26.9306 | 38.1857 | 38.1819 | 38.2034 | 37.9556
2023 | 43.9759 | 48.5104 | 48.5129 | 48.5129 | 38.1369 | 28.7751 | 43.9158 | 43.9759 | 43.9759 | 41.007 | 43.8526 | 43.9449 | 43.9331 | 43.9426 | 26.8545 | 26.859 | 26.8639 | 43.9759 | 43.9704 | 44.0572 | 42.0787
2024 | 37.7013 | 46.1143 | 46.1413 | 46.1413 | 36.959 | 29.1749 | 37.4083 | 42.2934 | 37.7013 | 40.1872 | 37.5451 | 37.6341 | 37.613 | 37.6725 | 24.807 | 24.8262 | 24.8365 | 37.7013 | 37.6729 | 37.7758 | 40.5427
2025 | 45.7762 | 57.5737 | 57.5865 | 57.5741 | 38.5718 | 31.2186 | 45.4109 | 51.5637 | 45.7762 | 48.9151 | 45.3816 | 45.661 | 45.5717 | 45.7196 | 28.1921 | 28.2342 | 28.2451 | 45.7762 | 45.7553 | 45.9502 | 48.5163
2026 | 53.1032 | 67.6985 | 67.7365 | 69.6627 | 41.2915 | 39.5576 | 53.8014 | 54.3845 | 51.7629 | 56.5168 | 46.2453 | 46.6806 | 46.4287 | 53.0212 | 53.1032 | 45.8844 | 45.9068 | 53.1032 | 53.0591 | 53.3767 | 54.9802
2027 | 68.0111 | 83.266 | 83.2531 | 84.5557 | 35.9251 | 38.7422 | 59.8332 | 67.66 | 65.4323 | 70.3085 | 60.1212 | 60.4785 | 60.4932 | 67.788 | 68.0111 | 59.5321 | 59.5774 | 68.0111 | 60.5697 | 68.4581 | 68.8108
2028 | 56.5189 | 77.7616 | 77.8682 | 78.8076 | 34.1397 | 36.4986 | 55.3662 | 63.1305 | 54.1354 | 61.2084 | 48.9479 | 49.2893 | 49.3433 | 56.4708 | 56.5189 | 46.8574 | 46.8871 | 56.5189 | 56.4659 | 56.7385 | 59.8466
2029 | 59.1124 | 83.245 | 83.3462 | 84.7626 | 35.1119 | 36.7903 | 57.4407 | 66.0807 | 55.7851 | 64.9467 | 51.5131 | 52.2245 | 51.882 | 58.9516 | 59.1124 | 49.9672 | 50.0275 | 59.1124 | 58.9907 | 59.7831 | 61.124
2030 | 66.6365 | 89.0788 | 89.2245 | 90.3623 | 42.4747 | 40.9035 | 64.9831 | 73.2395 | 63.8875 | 71.0228 | 57.6934 | 58.4645 | 58.8261 | 66.5018 | 66.6365 | 57.5717 | 57.6229 | 66.6365 | 66.4742 | 67.3061 | 66.4569
2031 | 84.6936 | 115.0414 | 115.1769 | 122.3606 | 45.1691 | 45.8742 | 84.3803 | 94.6061 | 81.7762 | 92.6242 | 71.6746 | 73.3315 | 72.8277 | 84.386 | 84.6936 | 72.0081 | 72.0814 | 84.6936 | 75.0284 | 85.9133 | 78.9542
2032 | 73.7265 | 100.2025 | 100.4002 | 107.0842 | 41.2562 | 42.0815 | 70.5351 | 82.1107 | 71.3557 | 79.9531 | 62.5636 | 65.1964 | 63.9553 | 73.4902 | 73.7265 | 62.4915 | 62.5688 | 73.7265 | 65.9118 | 74.4484 | 64.3719
2033 | 78.7548 | 107.3573 | 107.6398 | 112.6822 | 40.5058 | 39.9132 | 75.8778 | 87.6592 | 72.9451 | 85.4776 | 66.6265 | 67.3445 | 66.6695 | 78.4002 | 78.7548 | 66.0261 | 66.1093 | 78.7548 | 68.7679 | 79.972 | 67.6799
2034 | 101.4449 | 137.1244 | 137.5181 | 145.9787 | 51.4597 | 48.9223 | 98.2373 | 113.3811 | 93.1125 | 111.7293 | 79.3 | 83.3876 | 81.3065 | 100.4937 | 101.4449 | 86.0101 | 86.1823 | 101.4449 | 86.2713 | 104.3146 | 82.8726
2035 | 82.6559 | 111.8694 | 112.106 | 116.3682 | 44.2453 | 43.5814 | 79.7825 | 90.802 | 76.2291 | 90.2892 | 63.3145 | 69.5283 | 64.9593 | 81.9799 | 82.6559 | 70.0745 | 70.1308 | 82.6559 | 72.0604 | 83.8285 | 64.0465
2036 | 99.2726 | 133.6541 | 133.9704 | 140.8847 | 56.0906 | 52.0752 | 95.7665 | 109.3931 | 93.2667 | 109.6026 | 75.8546 | 85.2552 | 79.0293 | 98.696 | 99.2726 | 98.8493 | 83.8287 | 83.9656 | 88.5709 | 101.4182 | 78.7181
2037 | 114.1284 | 159.2912 | 159.7795 | 169.191 | 56.7615 | 54.7394 | 108.4019 | 128.0486 | 106.5166 | 128.2537 | 85.5443 | 92.6156 | 86.7209 | 113.1965 | 114.1284 | 114.2978 | 94.66 | 89.8128 | 98.85 | 117.3546 | 86.4835
2038 | 106.3813 | 148.3896 | 148.6885 | 156.9096 | 55.5605 | 55.8848 | 102.4327 | 117.1146 | 94.439 | 118.1489 | 72.1522 | 82.8107 | 75.4803 | 105.6682 | 106.3813 | 106.5876 | 89.72 | 71.7563 | 100.0873 | 107.8085 | 79.5472
2039 | 111.0611 | 156.8395 | 156.7987 | 165.4456 | 63.6532 | 57.1487 | 105.765 | 122.6457 | 97.8531 | 122.1486 | 73.6091 | 83.343 | 74.4911 | 109.9853 | 111.0611 | 110.293 | 94.3861 | 73.1508 | 103.7452 | 113.5932 | 85.9313
2040 | 122.9185 | 173.3721 | 173.6194 | 183.635 | 65.997 | 58.8008 | 117.2875 | 137.5798 | 99.9131 | 135.0153 | 82.4196 | 92.2483 | 83.3809 | 121.2914 | 122.9185 | 121.6139 | 105.0513 | 81.8876 | 113.8477 | 126.701 | 93.6313
2041 | 139.4607 | 216.4221 | 216.5553 | 230.9774 | 73.5821 | 66.7247 | 131.5206 | 156.3239 | 121.7952 | 152.0044 | 96.218 | 104.2343 | 97.7464 | 138.3602 | 139.4607 | 139.5718 | 119.6903 | 96.8739 | 131.8568 | 143.5996 | 111.3202
2042 | 142.7964 | 224.6021 | 224.4853 | 245.0666 | 78.3539 | 66.6183 | 133.2226 | 151.8638 | 122.4013 | 152.5445 | 98.4324 | 100.7994 | 97.2554 | 142.2742 | 142.7964 | 141.6271 | 120.1519 | 115.1122 | 146.8561 | 146.8773 | 116.9281
2043 | 128.6259 | 211.1244 | 211.1099 | 224.4482 | 83.122 | 67.6394 | 124.193 | 142.718 | 111.0999 | 134.138 | 97.0355 | 95.8013 | 96.0753 | 128.0943 | 128.6259 | 127.4508 | 111.8197 | 108.1052 | 130.6412 | 130.1446 | 112.1581
2044 | 168.1448 | 272.1384 | 271.9534 | 287.1943 | 96.231 | 83.509 | 158.8346 | 188.8997 | 138.7323 | 180.4212 | 124.6374 | 119.8709 | 123.7408 | 166.9403 | 168.1448 | 166.8806 | 143.0279 | 148.1411 | 167.7886 | 171.4622 | 138.4063
2045 | 150.1325 | 254.0196 | 253.38 | 275.8349 | 99.9327 | 48.3726 | 143.353 | 178.2927 | 121.6084 | 171.0368 | 132.166 | 114.615 | 129.3973 | 147.1862 | 150.1325 | 148.2729 | 127.0229 | 162.4724 | 147.7346 | 154.4371 | 124.6788
Levelized 6.68% | 74.0094 | 101.5429 | 101.6352 | 106.1436 | 46.278 | 41.8368 | 71.4135 | 81.0208 | 68.0255 | 79.5907 | 60.7562 | 62.5939 | 61.3398 | 73.6175 | 69.8589 | 64.9214 | 60.5553 | 67.7177 | 70.0651 | 75.1355 | 66.1762
PVRR | 887.9184 | 1218.2486 | 1219.3562 | 1273.4445 | 555.2143 | 501.9317 | 856.7747 | 972.0377 | 816.1271 | 954.8803 | 728.9147 | 750.9625 | 735.917 | 883.2173 | 838.1235 | 778.8862 | 726.5053 | 812.4348 | 840.5981 | 901.4288 | 793.9408

## Summary Table
[12 empty] | 2045 | 2045
Scenario | WA- PVRR ($ Mill) | ID-PVRR ($ Mill) | WA 2030 Rate ($/kWh) | WA 2045 Rate ($/kWh) | ID 2030 Rate ($/kWh) | ID 2045 Rate ($/kWh) | 2030 Stdev ($ Mill) | 2045 Stdev ($ Mill) | 2045 Tail Risk ($ Mill) | 2045 GHG Emissions (MT) |  | Change in WA Rate | Change in ID Rate | Total PVRR ($ Mill)
1- Preferred Resource Strategy | 8702.8311 | 4542.8696 | 0.12654 | 0.17329 | 0.10982 | 0.15258 | 39.7146 | 86.5202 | 150.1325 | 0.53725 |  |  |  | 13245.7007
2- Baseline 1 | 8418.2411 | 4578.4055 | 0.12125 | 0.16765 | 0.11041 | 0.15156 | 54.4561 | 147.9727 | 254.0196 | 0.56101 |  | -3.253% | -0.6706% | 12996.6466
3- Baseline 2 | 8418.1047 | 4579.8689 | 0.12128 | 0.16785 | 0.11003 | 0.15126 | 54.5468 | 147.6026 | 253.38 | 0.56232 |  | -3.137% | -0.8656% | 12997.9736
4- Baseline 3 | 8125.0107 | 4404.7779 | 0.11689 | 0.15787 | 0.10562 | 0.14141 | 55.3488 | 161.5874 | 275.8349 | 0.33382 |  | -8.894% | -7.322% | 12529.7885
5- Clean Resource Plan (2027) | 8800.0481 | 4909.6313 | 0.12887 | 0.17624 | 0.12144 | 0.16629 | 23.6338 | 55.6245 | 99.9327 | 0.50004 |  | 1.704% | 8.985% | 13709.6794
6- Clean Resource Plan (2045) | 8965.1879 | 4951.3107 | 0.1304 | 0.20851 | 0.1219 | 0.19556 | 25.0251 | 34.6481 | 48.3726 | 0 |  | 20.33% | 28.17% | 13916.4986
7- SCC Idaho | 8731.519 | 4567.8705 | 0.1264 | 0.17469 | 0.11224 | 0.16121 | 38.6051 | 82.1789 | 143.353 | 0.49973 |  | 0.8119% | 5.652% | 13299.3896
8- Low Load Forecast | 8575.4219 | 4491.7444 | 0.13029 | 0.18607 | 0.11298 | 0.16293 | 44.1041 | 101.2846 | 178.2927 | 0.47596 |  | 7.377% | 6.78% | 13067.1663
9- High Load Forecast | 8916.4491 | 4576.4138 | 0.1225 | 0.16429 | 0.10389 | 0.14178 | 37.6984 | 70.2187 | 121.6084 | 0.55954 |  | -5.19% | -7.081% | 13492.8629
10- RA Market | 8663.1546 | 4530.7662 | 0.12556 | 0.17435 | 0.10945 | 0.15152 | 43.4058 | 94.4703 | 171.0368 | 0.50417 |  | 0.6133% | -0.6934% | 13193.9207
11- Electrification 1 | 10116.7225 | 4545.2665 | 0.13133 | 0.18771 | 0.10949 | 0.15792 | 33.8316 | 88.2897 | 132.166 | 0.56572 |  | 8.322% | 3.501% | 14661.989
12- Electrification 2 | 9470.638 | 4536.2631 | 0.12651 | 0.17571 | 0.10855 | 0.15497 | 34.3688 | 71.1967 | 114.615 | 0.5621 |  | 1.401% | 1.568% | 14006.9011
13- Electrification 3 | 9893.7038 | 4542.6849 | 0.12815 | 0.18146 | 0.10948 | 0.15751 | 34.2867 | 85.45 | 129.3973 | 0.56572 |  | 4.718% | 3.23% | 14436.3886
14- 2x SCC | 8717.9311 | 4544.3696 | 0.12701 | 0.17417 | 0.10986 | 0.1524 | 39.5794 | 84.7745 | 147.1862 | 0.5301 |  | 0.5088% | -0.1158% | 13262.3008
15- Colstrip Exit 2025 | 8725.2107 | 4554.8663 | 0.12654 | 0.17329 | 0.10993 | 0.15268 | 39.7146 | 86.5202 | 150.1325 | 0.53725 |  | 0% | 0.06444% | 13280.077
16- Colstrip Exit 2035 | 8733.704 | 4558.3562 | 0.12653 | 0.17362 | 0.1079 | 0.15314 | 33.5896 | 84.7661 | 148.2729 | 0.53417 |  | 0.194% | 0.3641% | 13292.0603
17- Colstrip Exit 2045 | 8729.3673 | 4566.7535 | 0.12651 | 0.17337 | 0.1078 | 0.15358 | 33.6293 | 72.4328 | 127.0229 | 0.89489 |  | 0.04719% | 0.6545% | 13296.1207
18- Clean Energy Delivered Each Hour | 9161.6279 | 4567.0591 | 0.12654 | 0.20733 | 0.10982 | 0.15492 | 39.7146 | 114.5012 | 162.4724 | 0.50263 |  | 19.65% | 1.53% | 13728.687
19- SCC on Net P/S | 8726.0455 | 4561.0746 | 0.12631 | 0.17424 | 0.10994 | 0.1532 | 39.5929 | 83.9275 | 147.7346 | 0.54252 |  | 0.5528% | 0.4035% | 13287.1201
20- Use Avg Mrkt for EE SCC | 8670.6516 | 4543.4972 | 0.12611 | 0.17215 | 0.10847 | 0.15302 | 40.2227 | 88.093 | 154.4371 | 0.53618 |  | -0.6577% | 0.2851% | 13214.1488
21- Maximum WA Customer Benefit | 10763.8365 | 4569.4936 | 0.16553 | 0.2588 | 0.10981 | 0.15126 | 39.1288 | 72.8406 | 124.6788 | 0.43835 | 15.3333 | 49.35% | -0.8626%
6b- Clean Resource Plan (2045) No Colstrip | 9004.0203 | 4918.0204 | 0.13204 | 0.20846 | 0.12008 | 0.18983 | 24.1183 | 34.4984 | 49.228 | 0 | 13.922 | 20.3% | 24.41%
Deterministic Scenario | WA- PVRR ($ Mill) | ID-PVRR ($ Mill) | WA 2030 Rate ($/kWh) | WA 2045 Rate ($/kWh) | ID 2030 Rate ($/kWh) | ID 2045 Rate ($/kWh) | 2045 GHG Emissions (MT)
1- Preferred Resource Strategy | 8690.1965 | 4544.7147 | 0.12622 | 0.17296 | 0.10974 | 0.15253 | 0.4047
1a- LCP w/ Climate Shift | 8597.2743 | 4497.534 | 0.12548 | 0.17113 | 0.10909 | 0.14865 | 0.35135
1b- LCP w/ SCC | 8853.5908 | 4765.6315 | 0.12809 | 0.16819 | 0.11902 | 0.15937 | 0.23061
| 1.0043 | 0.99328

## Cost vs Risk
| Levelized | Change in Cost | Change in Tail Risk | 2030 Stdev | 2045 Stdev | 2045 Tail | GHG | Change in Cost | Change in GHG
| Cost |  |  | Risk
1- Preferred Resource Strategy | 1122.6309 |  |  | 39.7146 | 86.5202 | 150.1325 | 0.68559 | 0 | 0
2- Baseline 1 | 1101.5224 | -1.88% | 69.2% | 54.4561 | 147.9727 | 254.0196 | 0.88427 | -21.1084 | 0.19869 | -106.2395
3- Baseline 2 | 1101.6349 | -1.87% | 68.77% | 54.5468 | 147.6026 | 253.38 | 0.88512 | -20.996 | 0.19953 | -105.2249
4- Baseline 3 | 1061.9542 | -5.405% | 83.73% | 55.3488 | 161.5874 | 275.8349 | 0.81855 | -60.6767 | 0.13296 | -456.3358
5- Clean Resource Plan (2027) | 1161.9551 | 3.503% | -33.44% | 23.6338 | 55.6245 | 99.9327 | 0.45148 | 39.3242 | -0.2341 | -167.977
6- Clean Resource Plan (2045) | 1179.4839 | 5.064% | -67.78% | 25.0251 | 34.6481 | 48.3726 | 0.6066 | 56.853 | -0.078985 | -719.7938
7- SCC Idaho | 1127.1812 | 0.4053% | -4.516% | 38.6051 | 82.1789 | 143.353 | 0.66313 | 4.5504 | -0.02245 | -202.6851
8- Low Load Forecast | 1107.4993 | -1.348% | 18.76% | 44.1041 | 101.2846 | 178.2927 | 0.70683 | -15.1316 | 0.021247 | -712.1761
9- High Load Forecast | 1143.5789 | 1.866% | -19% | 37.6984 | 70.2187 | 121.6084 | 0.69723 | 20.9481 | 0.011641 | 1799.4881
10- RA Market | 1118.2423 | -0.3909% | 13.92% | 43.4058 | 94.4703 | 171.0368 | 0.68858 | -4.3886 | 0.0029939 | -1465.856
11- Electrification 1 | 1242.6675 | 10.69% | -11.97% | 33.8316 | 88.2897 | 132.166 | 0.67044 | 120.0366 | -0.015145 | -7925.6376
12- Electrification 2 | 1187.1459 | 5.747% | -23.66% | 34.3688 | 71.1967 | 114.615 | 0.65765 | 64.5151 | -0.027932 | -2309.7196
13- Electrification 3 | 1223.5468 | 8.989% | -13.81% | 34.2867 | 85.45 | 129.3973 | 0.52605 | 100.916 | -0.15954 | -632.5507
14- 2x SCC | 1124.0378 | 0.1253% | -1.962% | 39.5794 | 84.7745 | 147.1862 | 0.68279 | 1.4069 | -0.0027912 | -504.0614
15- Colstrip Exit 2025 | 1125.5444 | 0.2595% | 1.893e-14% | 39.7146 | 86.5202 | 150.1325 | 0.80982 | 2.9135 | 0.12423 | 23.4529
16- Colstrip Exit 2035 | 1126.56 | 0.35% | -1.239% | 33.5896 | 84.7661 | 148.2729 | 1.0023 | 3.9292 | 0.3167 | 12.4067
17- Colstrip Exit 2045 | 1126.9042 | 0.3807% | -15.39% | 33.6293 | 72.4328 | 127.0229 | 1.0935 | 4.2733 | 0.40794 | 10.4753
18- Clean Energy Delivered Each Hour | 1163.566 | 3.646% | 8.219% | 39.7146 | 114.5012 | 162.4724 | 0.69011 | 40.9352 | 0.0045267 | 9043.0027
19- SCC on Net P/S | 1126.1413 | 0.3127% | -1.597% | 39.5929 | 83.9275 | 147.7346 | 0.6537 | 3.5105 | -0.031881 | -110.1125
20- Use Avg Mrkt for EE SCC | 1119.9567 | -0.2382% | 2.867% | 40.2227 | 88.093 | 154.4371 | 0.68127 | -2.6742 | -0.0043122 | 620.1407
21- Maximum WA Customer Benefit | 1299.5665 | 15.76% | -16.95% | 39.1288 | 72.8406 | 124.6788 | 0.6951 | 176.9357 | 0.0095175 | 18590.6319
6b- Clean Resource Plan (2045) No Colstrip | 1179.9536 | 5.106% | -67.21% | 24.1183 | 34.4984 | 49.228 | 0.40732 | 57.3228 | -0.27826 | -206.004
1- Preferred Resource Strategy
2- Baseline 1 |  |  |  | 1.3712 | 1.7103 | 0.33908
3- Baseline 2 |  |  |  | 1.3735 | 1.706 | 0.33252
4- Baseline 3 |  |  |  | 1.3937 | 1.8676 | 0.47396
5- Clean Resource Plan (2027) |  |  |  | 0.59509 | 0.64291 | 0.047816
6- Clean Resource Plan (2045) |  |  |  | 0.63012 | 0.40046 | -0.22966
7- SCC Idaho |  |  |  | 0.97206 | 0.94982 | -0.02224
8- Low Load Forecast |  |  |  | 1.1105 | 1.1706 | 0.060121
9- High Load Forecast |  |  |  | 0.94923 | 0.81159 | -0.13765
10- RA Market |  |  |  | 1.0929 | 1.0919 | -0.0010567
11- Electrification 1 |  |  |  | 0.85187 | 1.0205 | 0.16858
12- Electrification 2 |  |  |  | 0.86539 | 0.82289 | -0.042503
13- Electrification 3 |  |  |  | 0.86333 | 0.98763 | 0.1243
14- 2x SCC |  |  |  | 0.9966 | 0.97982 | -0.016772
15- Colstrip Exit 2025 |  |  |  | 1 | 1 | 0
16- Colstrip Exit 2035 |  |  |  | 0.84578 | 0.97973 | 0.13395
17- Colstrip Exit 2045 |  |  |  | 0.84678 | 0.83718 | -0.0095972
18- Clean Energy Delivered Each Hour |  |  |  | 1 | 1.3234 | 0.3234
19- SCC on Net P/S |  |  |  | 0.99694 | 0.97003 | -0.026901
20- Use Avg Mrkt for EE SCC |  |  |  | 1.0128 | 1.0182 | 0.0053861
0 |  |  |  | 0.98525 | 0.84189 | -0.14336

## Clean Goal- LCS
aMW |  | 2022 | 2023 | 2024 | 2025 | 2026 | 2027 | 2028 | 2029 | 2030 | 2031 | 2032 | 2033 | 2034 | 2035 | 2036 | 2037 | 2038 | 2039 | 2040 | 2041 | 2042 | 2043 | 2044 | 2045
Net Sales | WA | 624.9186 | 628.0635 | 628.8555 | 632.9713 | 634.4629 | 635.7813 | 635.3969 | 638.6381 | 639.5399 | 640.4069 | 639.4449 | 642.1889 | 643.1478 | 644.1239 | 643.404 | 646.4427 | 647.7374 | 649.27 | 649.1227 | 652.9136 | 655.2718 | 657.9586 | 659.1018 | 664.6823
Net Sales | ID | 343.0819 | 344.2688 | 344.2705 | 346.3495 | 346.9116 | 347.5584 | 347.1553 | 348.9475 | 349.3752 | 349.7962 | 349.1147 | 350.654 | 351.1097 | 351.5952 | 351.0113 | 352.6979 | 353.4078 | 354.4396 | 354.1448 | 356.2049 | 357.2881 | 358.5452 | 358.8812 | 361.7278
Net Sales | Total | 968.0004 | 972.3323 | 973.1261 | 979.3209 | 981.3745 | 983.3397 | 982.5522 | 987.5856 | 988.9151 | 990.2031 | 988.5596 | 992.8429 | 994.2576 | 995.7192 | 994.4153 | 999.1406 | 1001.1452 | 1003.7096 | 1003.2676 | 1009.1186 | 1012.5599 | 1016.5038 | 1017.983 | 1026.41
Existing Clean Resources | WA | 477.4736 | 470.4022 | 440.7202 | 435.9076 | 444.1753 | 438.5888 | 440.638 | 432.5004 | 435.6512 | 398.5928 | 399.6407 | 397.6412 | 398.6321 | 397.7043 | 395.4538 | 398.8983 | 397.0753 | 390.1766 | 390.6987 | 352.1768 | 353.786 | 328.9611 | 329.5632 | 332.2648
Existing Clean Resources | ID | 246.9154 | 243.2152 | 227.6937 | 225.1718 | 229.4945 | 226.5741 | 227.6548 | 223.3916 | 225.047 | 205.656 | 206.2063 | 205.1606 | 205.685 | 205.1948 | 204.0292 | 205.8323 | 204.8705 | 204.1518 | 204.425 | 184.2692 | 185.1112 | 172.1221 | 172.4371 | 173.8507
Existing Clean Resources | Total | 724.3891 | 713.6174 | 668.414 | 661.0794 | 673.6698 | 665.1628 | 668.2927 | 655.892 | 660.6982 | 604.2488 | 605.847 | 602.8018 | 604.3171 | 602.8992 | 599.4831 | 604.7306 | 601.9458 | 594.3284 | 595.1237 | 536.446 | 538.8972 | 501.0832 | 502.0004 | 506.1155
RECs | WA | 22.4612 | 0 | 21.8021 | 30.3123 | 30.821 | 31.9414 | 37.4134 | 40.7137 | 70.8236 | 77.5629 | 75.5785 | 80.8313 | 80.6007 | 74.814 | 76.6946 | 76.2097 | 55.9149 | 64.0884 | 55.6166 | 61.8945 | 32.1947 | 32.8979 | 31.7363 | 0
RECs | ID | -22.4612 | 0 | -21.8021 | -30.3123 | -30.821 | -31.9414 | -37.4134 | -40.7137 | -70.8236 | -77.5629 | -75.5785 | -80.8313 | -80.6007 | -74.814 | -76.6946 | -76.2097 | -55.9149 | -64.0884 | -55.6166 | -61.8945 | -32.1947 | -32.8979 | -31.7363 | 0
RECs | Total | 0 | 0 | 0 | 0 | 0 | 0 | 0 | 0 | 0 | 0 | 0 | 0 | 0 | 0 | 0 | 0 | 0 | 0 | 0 | 0 | 0 | 0 | 0 | 0
New Clean Resources | WA | 0 | 47.9924 | 72.0049 | 71.8057 | 96.0203 | 101.6729 | 125.5757 | 133.4921 | 133.0651 | 164.2512 | 164.2256 | 163.7164 | 163.915 | 171.6056 | 171.2556 | 171.3346 | 194.7472 | 195.005 | 202.8075 | 238.8424 | 269.2911 | 296.0995 | 297.8023 | 332.7092
New Clean Resources | ID | 0 | 0 | 0 | 0 | 0 | 2.9897 | 2.9427 | 7.0379 | 6.9375 | 6.8791 | 6.8601 | 6.7908 | 6.7404 | 10.8183 | 10.842 | 10.6413 | 10.6463 | 10.5137 | 14.5732 | 14.5824 | 18.5345 | 26.3545 | 38.6963 | 38.462
New Clean Resources | Total | 0 | 47.9924 | 72.0049 | 71.8057 | 96.0203 | 104.6626 | 128.5183 | 140.53 | 140.0025 | 171.1303 | 171.0857 | 170.5071 | 170.6554 | 182.4239 | 182.0976 | 181.9759 | 205.3935 | 205.5187 | 217.3807 | 253.4248 | 287.8256 | 322.4541 | 336.4986 | 371.1712
| WA | 80% | 82.54% | 85% | 85% | 90% | 90% | 95% | 95% | 100% | 100% | 100% | 100% | 100% | 100% | 100% | 100% | 100% | 100% | 100% | 100% | 100% | 100% | 100% | 100%
| ID | 65.42% | 70.65% | 59.81% | 56.26% | 57.27% | 56.86% | 55.65% | 54.37% | 46.13% | 38.59% | 39.38% | 37.39% | 37.55% | 40.16% | 39.37% | 39.77% | 45.16% | 42.48% | 46.13% | 38.45% | 47.99% | 46.18% | 49.99% | 58.69%
| Total | 74.83% | 78.33% | 76.09% | 74.84% | 78.43% | 78.29% | 81.1% | 80.64% | 80.97% | 78.31% | 78.59% | 77.89% | 77.94% | 78.87% | 78.6% | 78.74% | 80.64% | 79.69% | 80.99% | 78.27% | 81.65% | 81.02% | 82.37% | 85.47%

## GHG-LCS
| 2022 | 2023 | 2024 | 2025 | 2026 | 2027 | 2028 | 2029 | 2030 | 2031 | 2032 | 2033 | 2034 | 2035 | 2036 | 2037 | 2038 | 2039 | 2040 | 2041 | 2042 | 2043 | 2044 | 2045
Current Natural Gas Expected GHG Emissions | 1.5 | 1.4 | 1.4 | 1.2 | 1.3 | 0.7 | 0.7 | 0.6 | 0.6 | 0.6 | 0.6 | 0.5 | 0.5 | 0.5 | 0.5 | 0.4 | 0.5 | 0.4 | 0.4 | 0.4 | 0.4 | 0.3 | 0.4 | 0.3
Colstrip Expected GHG Emissions | 0 | 0 | 0 | 0 | 0 | 0 | 0 | 0 | 0 | 0 | 0 | 0 | 0 | 0 | 0 | 0 | 0 | 0 | 0 | 0 | 0 | 0 | 0 | 0
New Resource Expected GHG Emissions | 0 | 0 | 0 | 0 | 0 | 0.1 | 0.1 | 0.1 | 0.1 | 0.1 | 0.1 | 0.1 | 0 | 0 | 0.1 | 0 | 0.1 | 0.1 | 0 | 0.1 | 0.1 | 0.1 | 0.1 | 0.1
New Resource Expected GHG Emissions (Shared Resources) | 0 | 0 | 0 | 0 | 0 | 0.1 | 0.1 | 0.1 | 0.1 | 0.1 | 0.1 | 0.1 | 0.1 | 0.1 | 0.1 | 0.1 | 0.1 | 0.1 | 0.1 | 0.1 | 0.1 | 0.1 | 0.2 | 0.1
New Storage Resources | 0 | 0 | 0 | 0 | 0 | 0 | 0 | 0 | 0 | 0 | 0 | 0 | 0 | 0 | 0 | 0 | 0 | 0 | 0 | 0 | 0 | 0 | 0 | 0
New Shared Storage Resources | 0 | 0 | 0 | 0 | 0 | 0 | 0 | 0 | 0 | 0 | 0 | 0 | 0 | 0 | 0 | 0 | 0 | 0 | 0 | 0 | 0 | 0 | 0 | 0
Net Market Purchases/Sales | -0.6 | -0.6 | -0.5 | -0.4 | -0.4 | -0.2 | -0.2 | -0.2 | -0.2 | -0.1 | -0.1 | -0.1 | -0.1 | 0 | 0 | 0 | 0 | 0 | 0 | 0 | 0 | 0 | 0 | 0
Total Expected GHG Emissions | 0.9 | 0.8 | 0.9 | 0.8 | 0.9 | 0.7 | 0.7 | 0.6 | 0.6 | 0.7 | 0.7 | 0.6 | 0.5 | 0.6 | 0.7 | 0.5 | 0.7 | 0.6 | 0.5 | 0.6 | 0.6 | 0.5 | 0.7 | 0.5
Upstream GHG Emissions | 0.1 | 0.1 | 0.1 | 0.1 | 0.1 | 0.1 | 0.1 | 0.1 | 0.1 | 0.1 | 0.1 | 0.1 | 0.1 | 0.1 | 0.1 | 0.1 | 0.1 | 0.1 | 0.1 | 0.1 | 0.1 | 0.1 | 0.1 | 0.1
Construction/Operation Emissions | 0 | 0 | 0 | 0 | 0 | 0 | 0 | 0 | 0 | 0 | 0 | 0 | 0 | 0 | 0 | 0 | 0 | 0 | 0 | 0 | 0.1 | 0.1 | 0.1 | 0.1
Current Resources | 1.5 | 1.4 | 1.4 | 1.2 | 1.3 | 0.7 | 0.7 | 0.6 | 0.6 | 0.6 | 0.6 | 0.5 | 0.5 | 0.5 | 0.5 | 0.4 | 0.5 | 0.4 | 0.4 | 0.4 | 0.4 | 0.3 | 0.4 | 0.3
New Resources | 0 | 0 | 0 | 0 | 0 | 0.2 | 0.2 | 0.2 | 0.2 | 0.2 | 0.2 | 0.2 | 0.1 | 0.1 | 0.2 | 0.1 | 0.2 | 0.2 | 0.1 | 0.2 | 0.2 | 0.2 | 0.3 | 0.2
Net Market Transactions | -0.6 | -0.6 | -0.5 | -0.4 | -0.4 | -0.2 | -0.2 | -0.2 | -0.2 | -0.1 | -0.1 | -0.1 | -0.1 | 0 | 0 | 0 | 0 | 0 | 0 | 0 | 0 | 0 | 0 | 0
Upstream/Construction/Operations | 0.1 | 0.1 | 0.1 | 0.1 | 0.1 | 0.1 | 0.1 | 0.1 | 0.1 | 0.1 | 0.1 | 0.1 | 0.1 | 0.1 | 0.1 | 0.1 | 0.1 | 0.1 | 0.1 | 0.1 | 0.2 | 0.2 | 0.2 | 0.2
Net Emissions | 1 | 0.9 | 1 | 0.9 | 1 | 0.8 | 0.8 | 0.7 | 0.7 | 0.8 | 0.8 | 0.7 | 0.6 | 0.7 | 0.8 | 0.6 | 0.8 | 0.7 | 0.6 | 0.7 | 0.8 | 0.7 | 0.9 | 0.7
2019 Generated Emissions | 3.029 | 3.029 | 3.029 | 3.029 | 3.029 | 3.029 | 3.029 | 3.029 | 3.029 | 3.029 | 3.029 | 3.029 | 3.029 | 3.029 | 3.029 | 3.029 | 3.029 | 3.029 | 3.029 | 3.029 | 3.029 | 3.029 | 3.029 | 3.029
Colstrip Emissions | 1.3285 | 1.2699 | 1.1936 | 1.1952
Dispatched Emissions w/ Colstrip Operating to 2025 | 2.8285 | 2.6699 | 2.5936 | 2.3952

## SR-Avoided Cost
Discount Rate | 6.68%
Escalator | 2% |  | Capacity Calculation (Portfolio 4 - Portfolio 3) | [5 empty] | PRS Premium- i.e. clean premium (Portfolio 1 - Portfolio 3)
|  |  | Incremental Revenue Requirement | Incremental Winter Peak MW |  | Tilted & Levelized Inc. RR | Avoided Capacity Price ($/kW-yr) | Inc. RR Validation | Inc. Rev. Req. | Dispatch GWh |  | Inc. Rev. Req. | $/MWh | Year | Flat ($/MWh) | On-Peak ($/MWh) | Off-Peak ($/MWh) | Clean Energy Premium ($/MWh) | Capacity Premium ($/kW-Yr)
|  | 2022 | 0.39943 | 1.0703 |  | 0 | 0 | 0 | -0.3572 | 0 |  | 0 | 0 | 2022 | 20.37 | 21.66 | 18.65 | 0 | 0
|  | 2023 | 0.94083 | 3.8151 |  | 0 | 0 | 0 | 10.0392 | 420.4131 |  | 19.216 | 13.2727 | 2023 | 18.71 | 19.34 | 17.89 | 13.2727 | 0
|  | 2024 | 1.0483 | 9.4387 |  | 0 | 0 | 0 | 27.4188 | 843.321 |  | 19.6003 | 13.5381 | 2024 | 18.73 | 19.04 | 18.32 | 13.5381 | 0
|  | 2025 | 1.5133 | 17.5223 |  | 0 | 0 | 0 | 26.2483 | 838.6911 |  | 19.9923 | 13.8089 | 2025 | 19.99 | 20.05 | 19.92 | 13.8089 | 0
|  | 2026 | 3.1122 | 31.2964 |  | 0 | 0 | 0 | 23.8749 | 919.2403 |  | 20.3922 | 14.085 | 2026 | 23.74 | 23.68 | 23.82 | 14.085 | 0
|  | 2027 | 40.6433 | 319.3425 |  | 52.7808 | 115.1268 | 36.7649 | 16.2269 | 1208.951 |  | 20.8 | 14.3667 | 2027 | 24.63 | 24.27 | 25.12 | 14.3667 | 115.1268
|  | 2028 | 40.6465 | 321.5853 |  | 53.8364 | 117.4293 | 37.7636 | 30.3433 | 1592.9327 |  | 21.216 | 14.6541 | 2028 | 25.67 | 24.99 | 26.58 | 14.6541 | 117.4293
|  | 2029 | 40.101 | 324.9691 |  | 54.9131 | 119.7779 | 38.9241 | 29.5973 | 1589.4691 |  | 21.6403 | 14.9472 | 2029 | 26.65 | 25.77 | 27.83 | 14.9472 | 119.7779
|  | 2030 | 40.8735 | 326.2403 |  | 56.0114 | 122.1735 | 39.8579 | 29.789 | 1555.2996 |  | 22.0731 | 15.2461 | 2030 | 26.46 | 25.48 | 27.78 | 15.2461 | 122.1735
|  | 2031 | 54.8874 | 419.8658 |  | 57.1316 | 124.6169 | 52.3224 | 21.3903 | 1827.3042 |  | 22.5146 | 15.551 | 2031 | 27.63 | 26.48 | 29.15 | 15.551 | 124.6169
|  | 2032 | 55.2936 | 419.9917 |  | 58.2743 | 127.1093 | 53.3848 | 22.2083 | 1815.3698 |  | 22.9649 | 15.8621 | 2032 | 28.02 | 26.86 | 29.57 | 15.8621 | 127.1093
|  | 2033 | 54.8855 | 420.2957 |  | 59.4397 | 129.6515 | 54.492 | 21.067 | 1817.5575 |  | 23.4242 | 16.1793 | 2033 | 29.3 | 27.96 | 31.08 | 16.1793 | 129.6515
|  | 2034 | 58.0462 | 431.3173 |  | 60.6285 | 132.2445 | 57.0393 | 18.1391 | 1794.8567 |  | 23.8927 | 16.5029 | 2034 | 29.42 | 27.98 | 31.33 | 16.5029 | 132.2445
|  | 2035 | 57.5622 | 431.914 |  | 61.8411 | 134.8894 | 58.2606 | 18.0022 | 1796.6439 |  | 24.3705 | 16.8329 | 2035 | 30.47 | 28.81 | 32.68 | 16.8329 | 134.8894
|  | 2036 | 69.6948 | 524.6142 |  | 63.0779 | 137.5872 | 72.1802 | 17.2193 | 1914.5156 |  | 24.8579 | 17.1696 | 2036 | 32.1 | 30.38 | 34.41 | 17.1696 | 137.5872
|  | 2037 | 70.3481 | 524.4672 |  | 64.3395 | 140.3389 | 73.6032 | 17.4533 | 1866.3802 |  | 25.3551 | 17.513 | 2037 | 31.95 | 30.08 | 34.45 | 17.513 | 140.3389
|  | 2038 | 69.3504 | 524.3377 |  | 65.6263 | 143.1457 | 75.0567 | 25.1983 | 2086.3601 |  | 25.8622 | 17.8632 | 2038 | 34.46 | 32.26 | 37.39 | 17.8632 | 143.1457
|  | 2039 | 75.8897 | 543.1863 |  | 66.9388 | 146.0086 | 79.3099 | 17.9473 | 2086.0438 |  | 26.3794 | 18.2205 | 2039 | 34.77 | 32.31 | 38.04 | 18.2205 | 146.0086
|  | 2040 | 76.0001 | 544.2226 |  | 68.2776 | 148.9288 | 81.0504 | 18.5122 | 2062.7563 |  | 26.907 | 18.5849 | 2040 | 35.67 | 33.15 | 39.01 | 18.5849 | 148.9288
|  | 2041 | 90.9485 | 605.2804 |  | 69.6431 | 151.9074 | 91.9466 | 20.3673 | 2543.7424 |  | 27.4452 | 18.9566 | 2041 | 38.23 | 35.77 | 41.52 | 18.9566 | 151.9074
|  | 2042 | 93.2047 | 616.0039 |  | 71.036 | 154.9455 | 95.447 | 28.4923 | 2785.485 |  | 27.9941 | 19.3358 | 2042 | 38.71 | 36.4 | 41.79 | 19.3358 | 154.9455
|  | 2043 | 95.0247 | 628.1857 |  | 72.4567 | 158.0444 | 99.2812 | 37.7957 | 2981.8483 |  | 28.5539 | 19.7225 | 2043 | 39.27 | 36.92 | 42.4 | 19.7225 | 158.0444
|  | 2044 | 90.775 | 639.9177 |  | 73.9059 | 161.2053 | 103.1581 | 24.2586 | 3082.9628 |  | 29.125 | 20.1169 | 2044 | 46.82 | 44.18 | 50.34 | 20.1169 | 161.2053
|  | 2045 | 95.5213 | 655.9043 |  | 75.384 | 164.4294 | 107.85 | 37.5176 | 3305.9359 |  | 29.7075 | 20.5193 | 2045 | 46.45 | 44.31 | 49.28 | 20.5193 | 164.4294
[14 empty] | 20 yr Levelized | 25.8504 | 25.2024 | 26.7178 | 14.0376 | 80.2748
|  | NPV | 468.1851 |  | 5.1159e-13 | 468.1851 | 0 | 468.1851 | 247.7271 | 1447.7873 | -2.558e-13 | 247.7271 |  | 24 yr Levelized | 27.1765 | 26.3925 | 28.2243 | 14.5021 | 86.5526

## EE-Avoided Cost
20 yr Levelized | 25.8504 | 15.1494 | 2.3459 | 4.3346 | 8.9 | 45.6134 | 98.2959 | 25.38 | 7.0935 | 13.0769 | 102.1937 | 143.8464 |  |  |  |  | 733.542 | 733.542 | 733.542 | 1234.823 |  | 327.2468 | 327.2468
24 yr Levelized | 27.1765 | 15.6506 | 2.4516 | 4.5279 | 8.9 | 47.1284 | 104.6566 | 25.38 | 7.4597 | 13.7496 | 105.8349 | 151.2459 | [5 empty] | 0 | 0 |  |  |  | 0
[20 empty] | 2% | [5 empty] | 2%
[20 empty] | Tilted |  |  |  | 1772.172 |  | Tilted
| $/MWh | $/MWh | $/MWh | $/MWh | $/MWh | $/MWh | $/kW-yr | $/kW-yr | $/kW-yr | $/kW-yr | $/MWh | $/kW-yr |  | Rate |  | MW | $ | $ | $ | $/kW-yr |  | $ | $ | GWh |  | $/MWh | Social Cost of Carbon
Year | Energy | Clean Premium | Losses | Preference | Non-Energy | SCC | Capacity | T&D | Losses | Preference | Total | Total |  | Losses |  | Inc. Capacity | Inc. Capacity R.R. | Inc. Capacity R.R. | Inc. Capacity R.R. Check | Capacity Value |  | Clean Premium | Clean Premium | Inc. GWh |  | Clean Premium | $/MWh | lbs/MWh | $/MT
2022 | 20.37 | 0 | 1.1668 | 2.1537 | 8.9 | 40.6745 | 0 | 25.38 | 1.4538 | 2.6834 | 73.265 | 29.5172 |  | 5.728% |  | 0.7674 | 2.5117 | 0 | 0 | 0 |  | -1.6842 | 0 | 0 |  | 0 | 40.6745 | 1083.6 | 82.7536
2023 | 18.71 | 14.3238 | 1.8929 | 3.4927 | 8.9 | 39.7804 | 0 | 25.38 | 1.4543 | 2.6834 | 87.0998 | 29.5177 |  | 5.73% |  | 2.5025 | 3.8504 | 0 | 0 | 0 |  | 7.2766 | 25.3843 | 420.4131 |  | 14.3238 | 39.7804 | 1021.9376 | 85.818
2024 | 18.73 | 14.6103 | 1.8205 | 3.5161 | 8.9 | 39.788 | 0 | 25.38 | 1.3858 | 2.6766 | 87.3648 | 29.4424 |  | 5.46% |  | 5.7091 | 4.5642 | 0 | 0 | 0 |  | 22.8871 | 25.8919 | 843.321 |  | 14.6103 | 39.788 | 985.8675 | 88.9748
2025 | 19.99 | 14.9025 | 2.0019 | 3.6894 | 8.9 | 40.7711 | 0 | 25.38 | 1.4561 | 2.6836 | 90.2549 | 29.5197 |  | 5.737% |  | 7.071 | 11.6573 | 0 | 0 | 0 |  | 17.834 | 26.4098 | 838.6911 |  | 14.9025 | 40.7711 | 960.2753 | 93.6031
2026 | 23.74 | 15.2005 | 2.2357 | 4.1176 | 8.9 | 41.3693 | 126.3696 | 25.38 | 8.7126 | 16.0462 | 95.5632 | 176.5084 |  | 5.741% |  | 35.2685 | 6.0153 | 6.0153 | 4.4569 | 126.3696 |  | 48.488 | 26.938 | 1381.7835 |  | 15.2005 | 41.3693 | 940.4244 | 96.9814
2027 | 24.63 | 15.5046 | 2.3051 | 4.244 | 8.9 | 42.1143 | 128.897 | 25.38 | 8.8608 | 16.3138 | 97.698 | 179.4516 |  | 5.743% |  | 549.6811 | 78.4239 | 82.205 | 70.8522 | 128.897 |  | -2.4663 | 27.4767 | 1599.2822 |  | 15.5046 | 42.1143 | 924.2051 | 100.4605
2028 | 25.67 | 15.8146 | 2.377 | 4.3862 | 8.9 | 42.9691 | 131.4749 | 25.38 | 8.9874 | 16.5842 | 100.1169 | 182.4266 |  | 5.73% |  | 550.392 | 80.4704 | 83.8491 | 72.3628 | 131.4749 |  | 10.0317 | 28.0263 | 1988.0772 |  | 15.8146 | 42.9691 | 910.4918 | 104.0432
2029 | 26.65 | 16.1309 | 2.4573 | 4.5238 | 8.9 | 43.9122 | 134.1044 | 25.38 | 9.1607 | 16.8645 | 102.5742 | 185.5096 |  | 5.744% |  | 551.8304 | 79.5007 | 85.5261 | 74.0029 | 134.1044 |  | 10.0618 | 28.5868 | 1986.1436 |  | 16.1309 | 43.9122 | 898.6129 | 107.7323
2030 | 26.46 | 16.4536 | 2.4641 | 4.5378 | 8.9 | 44.9303 | 136.7865 | 25.38 | 9.3115 | 17.1478 | 103.7457 | 188.6258 |  | 5.742% |  | 554.0485 | 82.8117 | 87.2366 | 75.7864 | 136.7865 |  | 11.7677 | 29.1585 | 1951.8835 |  | 16.4536 | 44.9303 | 888.1349 | 111.5307
2031 | 27.63 | 16.7826 | 2.5496 | 4.6962 | 8.9 | 46.0149 | 139.5223 | 25.38 | 9.4666 | 17.4369 | 106.5734 | 191.8058 |  | 5.741% |  | 554.2411 | 82.3404 | 88.9813 | 77.329 | 139.5223 |  | 30.0841 | 29.7417 | 2266.1288 |  | 16.7826 | 46.0149 | 878.762 | 115.4413
2032 | 28.02 | 17.1183 | 2.5907 | 4.7729 | 8.9 | 47.1602 | 142.3127 | 25.38 | 9.6248 | 17.7317 | 108.5621 | 195.0492 |  | 5.74% |  | 597.7126 | 89.7943 | 90.7609 | 85.0621 | 142.3127 |  | 25.5191 | 30.3365 | 2249.4268 |  | 17.1183 | 47.1602 | 870.2832 | 119.4673
2033 | 29.3 | 17.4606 | 2.6857 | 4.9446 | 8.9 | 48.3622 | 145.159 | 25.38 | 9.795 | 18.0334 | 111.6532 | 198.3674 |  | 5.744% |  | 596.6623 | 89.031 | 92.5762 | 86.6109 | 145.159 |  | 27.0974 | 30.9433 | 2249.2305 |  | 17.4606 | 48.3622 | 862.5427 | 123.6116
2034 | 29.42 | 17.8099 | 2.7093 | 4.9939 | 8.9 | 49.6182 | 148.0621 | 25.38 | 9.9493 | 18.3391 | 113.4513 | 201.7305 |  | 5.736% |  | 595.8053 | 91.039 | 94.4277 | 88.2162 | 148.0621 |  | 28.4989 | 31.5621 | 2221.0437 |  | 17.8099 | 49.6182 | 855.4221 | 127.8776
2035 | 30.47 | 18.1661 | 2.7898 | 5.1426 | 8.9 | 50.9264 | 151.0234 | 25.38 | 10.1186 | 18.6522 | 116.3948 | 205.1741 |  | 5.736% |  | 595.1856 | 90.1764 | 96.3162 | 89.8869 | 151.0234 |  | 30.6461 | 32.1934 | 2215.3827 |  | 18.1661 | 50.9264 | 848.8295 | 132.2685
2036 | 32.1 | 18.5294 | 2.9093 | 5.3539 | 8.9 | 52.2856 | 154.0438 | 25.38 | 10.3101 | 18.9734 | 120.0781 | 208.7074 |  | 5.746% |  | 693.5615 | 102.09 | 98.2426 | 106.8389 | 154.0438 |  | 34.9824 | 32.8372 | 2288.6688 |  | 18.5294 | 52.2856 | 842.6919 | 136.7877
2037 | 31.95 | 18.9 | 2.9203 | 5.377 | 8.9 | 54.3662 | 157.1247 | 25.38 | 10.4813 | 19.2986 | 122.4135 | 212.2846 |  | 5.743% |  | 693.5836 | 105.7388 | 100.2074 | 108.9791 | 157.1247 |  | 35.973 | 33.494 | 2236.6253 |  | 18.9 | 54.3662 | 836.9505 | 143.2066
2038 | 34.46 | 19.278 | 3.0863 | 5.6824 | 8.9 | 55.8352 | 160.2672 | 25.38 | 10.6622 | 19.6309 | 127.2419 | 215.9404 |  | 5.743% |  | 693.8642 | 103.5139 | 102.2116 | 111.2037 | 160.2672 |  | 50.1045 | 34.1639 | 2603.9076 |  | 19.278 | 55.8352 | 831.5573 | 148.03
2039 | 34.77 | 19.6635 | 3.1299 | 5.7563 | 8.9 | 57.3544 | 163.4726 | 25.38 | 10.8588 | 19.9711 | 129.5741 | 219.6825 |  | 5.75% |  | 699.5362 | 103.8023 | 104.2558 | 114.355 | 163.4726 |  | 59.7135 | 34.8472 | 2802.8858 |  | 19.6635 | 57.3544 | 826.4725 | 152.9932
2040 | 35.67 | 20.0568 | 3.1927 | 5.892 | 8.9 | 58.9239 | 166.742 | 25.38 | 11.0071 | 20.3129 | 132.6353 | 223.442 |  | 5.729% |  | 753.1044 | 114.3706 | 106.3409 | 125.5741 | 166.742 |  | 49.8781 | 35.5441 | 2775.0694 |  | 20.0568 | 58.9239 | 821.6627 | 158.0998
2041 | 38.23 | 20.4579 | 3.3671 | 6.2055 | 8.9 | 60.5439 | 170.0769 | 25.38 | 11.2141 | 20.6671 | 137.7045 | 227.338 |  | 5.737% |  | 753.132 | 109.9811 | 108.4677 | 128.0903 | 170.0769 |  | 68.8398 | 36.255 | 3052.6192 |  | 20.4579 | 60.5439 | 817.0997 | 163.3537
2042 | 38.71 | 20.8671 | 3.4238 | 6.3001 | 8.9 | 62.215 | 173.4784 | 25.38 | 11.4281 | 21.0287 | 140.416 | 231.3152 |  | 5.747% |  | 752.9925 | 108.9329 | 110.6371 | 130.6279 | 173.4784 |  | 83.5525 | 36.9801 | 3338.3064 |  | 20.8671 | 62.215 | 812.7593 | 168.7589
2043 | 39.27 | 21.2844 | 3.4815 | 6.4036 | 8.9 | 63.9376 | 176.948 | 25.38 | 11.6325 | 21.396 | 143.2771 | 235.3565 |  | 5.749% |  | 764.2765 | 114.9177 | 112.8498 | 135.2372 | 176.948 |  | 88.3894 | 37.7197 | 3523.0352 |  | 21.2844 | 63.9376 | 808.6209 | 174.3193
2044 | 46.82 | 21.7101 | 3.9356 | 7.2466 | 8.9 | 65.7127 | 180.4869 | 25.38 | 11.8227 | 21.769 | 154.325 | 239.4586 |  | 5.743% |  | 782.0675 | 102.3183 | 115.1068 | 141.153 | 180.4869 |  | 72.7452 | 38.4741 | 3602.2545 |  | 21.7101 | 65.7127 | 804.6664 | 180.0391
2045 | 46.45 | 22.1443 | 3.934 | 7.2528 | 8.9 | 67.5408 | 184.0967 | 25.38 | 12.0139 | 22.1491 | 156.222 | 243.6396 |  | 5.735% |  | 800.9966 | 108.717 | 117.409 | 147.4608 | 184.0967 |  | 84.41 | 39.2436 | 3852.3358 |  | 22.1443 | 67.5408 | 800.8803 | 185.9227
LCS w/o EE
| Rev. Req. |  |  | Optmized Cost |  |  | Rates |  | Stdev |  | 95th V@R |  | System GHG MMT |  | Winter Capacity MW |  | New Energy (aMW) |  | New Dispatch GWh |  | Sales GWh
Year | WA | ID | Total | WA | ID | Total | WA | ID | WA | ID | WA | ID | Net | Gross | WA | ID | WA | ID | WA | ID | WA | ID
2022 | 568.758 | 304.8913 | 873.6493 | 250.8443 | 80.8913 | 331.7355 | 0.099772 | 0.088516 | 17.7196 | 7.4242 | 27.2405 | 11.336 | 0.89311 | 1.4575 | 0.7674 | 0.57449 | 0 | 0.09456 | 0 | 0 | 5700.5555 | 3444.466 | #DIV/0! |  | 0
2023 | 587.5374 | 313.3212 | 900.8586 | 261.1385 | 84.5948 | 345.7333 | 0.10184 | 0.090303 | 15.4811 | 7.5486 | 30.9355 | 14.3353 | 0.83533 | 1.3981 | 35.7735 | 1.5426 | 45.6288 | 0 | 420.4131 | 0 | 5769.0394 | 3469.6654 | 60.3793 |  | 420.4131
2024 | 616.5673 | 322.6614 | 939.2286 | 285.5575 | 89.1088 | 374.6663 | 0.10563 | 0.092352 | 15.3677 | 8.755 | 25.0757 | 14.4621 | 0.85894 | 1.4062 | 72.2511 | 3.6337 | 91.2576 | 0 | 843.321 | 0 | 5836.785 | 3493.8105 | 30.7024 |  | 843.321
2025 | 638.6399 | 331.0084 | 969.6483 | 287.7371 | 92.5279 | 380.265 | 0.10805 | 0.094076 | 17.5648 | 10.0335 | 31.0677 | 17.5133 | 0.80166 | 1.1839 | 75.8789 | 4.2851 | 91.2576 | 0 | 838.6911 | 0 | 5910.5129 | 3518.5335 | 31.4893 |  | 838.6911
2026 | 652.188 | 351.7887 | 1003.9767 | 302.0333 | 108.2763 | 410.3096 | 0.10899 | 0.099361 | 17.2197 | 12.0269 | 31.0022 | 21.7197 | 0.82446 | 1.3357 | 107.6322 | 100.0296 | 136.4208 | 77.687 | 1261.7065 | 120.077 | 5983.7081 | 3540.5271 | 19.4951 |  | 1381.7835
2027 | 692.386 | 369.2438 | 1061.6298 | 302.0148 | 120.5933 | 422.6081 | 0.11426 | 0.1036 | 21.3153 | 14.465 | 40.6444 | 26.6968 | 0.56775 | 0.84007 | 230.0735 | 144.2059 | 204.3896 | 113.5304 | 1404.4348 | 194.8473 | 6059.6453 | 3564.0442 | 17.1807 |  | 1599.2822
2028 | 722.0563 | 373.9188 | 1095.9751 | 322.1059 | 120.0218 | 442.1277 | 0.11761 | 0.1042 | 17.7904 | 15.0461 | 31.4718 | 26.0295 | 0.48795 | 0.79946 | 258.394 | 144.6269 | 249.5528 | 113.5304 | 1816.051 | 172.0261 | 6139.1957 | 3588.3221 | 14.0972 |  | 1988.0772
2029 | 738.1576 | 380.2005 | 1118.3581 | 327.4676 | 120.9463 | 448.4139 | 0.11873 | 0.10526 | 19.1304 | 15.7633 | 33.2451 | 27.7371 | 0.50119 | 0.75836 | 261.8632 | 146.6569 | 252.4606 | 115.0518 | 1813.4812 | 172.6625 | 6217.295 | 3611.8932 | 14.3931 |  | 1986.1436
2030 | 760.6811 | 384.2849 | 1144.9661 | 340.3839 | 119.5604 | 459.9443 | 0.12098 | 0.10579 | 22.8777 | 18.6248 | 39.2076 | 30.8189 | 0.48355 | 0.72772 | 274.4631 | 146.7136 | 252.0778 | 115.0518 | 1797.1015 | 154.782 | 6287.5911 | 3632.6959 | 14.9387 |  | 1951.8835
2031 | 783.3463 | 396.7843 | 1180.1306 | 350.9937 | 126.4741 | 477.4679 | 0.12331 | 0.10865 | 24.3089 | 21.2135 | 48.4102 | 42.345 | 0.52451 | 0.70148 | 335.7773 | 197.1514 | 284.2897 | 158.3388 | 2068.1436 | 197.9852 | 6352.659 | 3652.06 | 13.1245 |  | 2266.1288
2032 | 795.2703 | 400.8192 | 1196.0895 | 353.9848 | 124.8055 | 478.7903 | 0.12405 | 0.10925 | 24.1794 | 20.8085 | 41.9605 | 37.2988 | 0.53116 | 0.68934 | 346.198 | 197.1057 | 283.9748 | 158.3388 | 2065.0547 | 184.3721 | 6410.9722 | 3668.711 | 13.4863 |  | 2249.4268
2033 | 817.8079 | 409.4894 | 1227.2973 | 366.251 | 127.6518 | 493.9028 | 0.12653 | 0.11113 | 27.8441 | 23.9191 | 45.6695 | 40.0638 | 0.54372 | 0.67496 | 355.7694 | 197.0144 | 283.6838 | 158.3388 | 2054.7652 | 194.4653 | 6463.3402 | 3684.8203 | 13.7573 |  | 2249.2305
2034 | 835.8964 | 416.3991 | 1252.2955 | 373.3226 | 128.6147 | 501.9373 | 0.12839 | 0.11255 | 30.1636 | 25.5533 | 60.8736 | 52.2568 | 0.51795 | 0.64131 | 365.3407 | 196.9117 | 283.3928 | 158.3388 | 2045.7391 | 175.3046 | 6510.7238 | 3699.7823 | 14.2105 |  | 2221.0437
2035 | 855.866 | 424.2491 | 1280.1151 | 381.0096 | 130.3925 | 511.4021 | 0.13059 | 0.11423 | 28.6976 | 24.6128 | 50.0262 | 41.7618 | 0.50629 | 0.60718 | 374.912 | 196.8203 | 283.1018 | 158.3388 | 2038.4964 | 176.8863 | 6553.795 | 3713.8605 | 14.5317 |  | 2215.3827
2036 | 885.5204 | 440.3108 | 1325.8312 | 406.6679 | 140.254 | 546.9219 | 0.13431 | 0.11814 | 32.4183 | 27.2089 | 60.3324 | 49.2684 | 0.58512 | 0.68863 | 423.8068 | 232.0484 | 281.1432 | 191.2332 | 2047.0169 | 241.6518 | 6593.2088 | 3727.0933 | 14.3478 |  | 2288.6688
2037 | 905.6689 | 447.962 | 1353.6309 | 407.7904 | 141.574 | 549.3643 | 0.13665 | 0.11983 | 34.108 | 29.0158 | 68.049 | 61.6243 | 0.52406 | 0.58095 | 434.9586 | 231.9571 | 280.8032 | 191.2332 | 2025.7804 | 210.8448 | 6627.621 | 3738.366 | 14.9752 |  | 2236.6253
2038 | 936.2871 | 464.5617 | 1400.8488 | 433.095 | 151.7087 | 584.8037 | 0.14053 | 0.1239 | 31.693 | 31.9272 | 57.8543 | 57.4096 | 0.51533 | 0.62046 | 440.0392 | 231.8657 | 318.9141 | 191.2332 | 2375.7955 | 228.1121 | 6662.4256 | 3749.4278 | 13.1202 |  | 2603.9076
2039 | 957.8432 | 476.7572 | 1434.6004 | 441.7925 | 157.3031 | 599.0956 | 0.14309 | 0.12675 | 31.3402 | 34.7165 | 54.2138 | 59.3196 | 0.47215 | 0.56978 | 449.1425 | 232.9504 | 343.6491 | 191.2332 | 2575.1942 | 227.6916 | 6693.9914 | 3761.2511 | 12.4326 |  | 2802.8858
2040 | 974.7355 | 484.588 | 1459.3235 | 444.5058 | 158.3934 | 602.8992 | 0.14495 | 0.12841 | 32.0682 | 35.2981 | 60.0495 | 67.0566 | 0.46905 | 0.53506 | 458.6991 | 234.4602 | 343.3581 | 191.2332 | 2566.3533 | 208.7161 | 6724.4415 | 3773.7465 | 12.8084 |  | 2775.0694
2041 | 990.4003 | 491.8512 | 1482.2515 | 451.8856 | 158.774 | 610.6597 | 0.14671 | 0.12992 | 34.8831 | 38.753 | 65.5854 | 77.1 | 0.52218 | 0.52872 | 483.5951 | 247.8364 | 378.4558 | 189.0722 | 2844.1571 | 208.4621 | 6750.6938 | 3785.8277 | 11.8767 |  | 3052.6192
2042 | 1013.2428 | 508.9056 | 1522.1483 | 469.0303 | 168.8004 | 637.8308 | 0.1495 | 0.13395 | 28.8802 | 37.0471 | 61.8192 | 78.3563 | 0.52743 | 0.55619 | 497.3481 | 252.8538 | 415.5583 | 188.2742 | 3126.1284 | 212.178 | 6777.6367 | 3799.1211 | 11.0775 |  | 3338.3064
2043 | 1053.7391 | 528.3686 | 1582.1077 | 492.1813 | 181.0873 | 673.2686 | 0.15489 | 0.13853 | 30.2333 | 36.7364 | 57.3877 | 69.603 | 0.50351 | 0.47801 | 508.7285 | 260.1149 | 446.0264 | 186.862 | 3349.1803 | 173.855 | 6803.2289 | 3814.2256 | 10.7066 |  | 3523.0352
2044 | 1075.4913 | 545.5591 | 1621.0504 | 512.7564 | 190.9501 | 703.7065 | 0.15745 | 0.1424 | 35.3244 | 42.4639 | 65.91 | 86.5086 | 0.61809 | 0.59232 | 518.7057 | 266.3873 | 445.7253 | 185.5988 | 3386.457 | 215.7975 | 6830.5102 | 3831.2639 | 10.6806 |  | 3602.2545
2045 | 1105.2339 | 564.8178 | 1670.0516 | 522.9416 | 202.7265 | 725.6681 | 0.16111 | 0.14671 | 28.8525 | 42.3434 | 50.235 | 73.2961 | 0.52359 | 0.4973 | 530.8852 | 273.0846 | 482.0396 | 184.2597 | 3683.7804 | 168.5554 | 6860.3264 | 3849.787 | 10.1869 |  | 3852.3358
LC Capacity Only | Rev. Req. |  |  | Optmized Cost |  |  | Rates |  | Stdev |  | 95th V@R |  | System GHG MMT |  | Winter Capacity MW |  | New Energy (aMW) |  | New Dispatch GWh |  | Sales GWh
Year | WA | ID | Total | WA | ID | Total | WA | ID | WA | ID | WA | ID | Net | Gross | WA | ID | WA | ID | WA | ID | WA | ID
2022 | 568.3047 | 307.0288 | 875.3335 | 166.3021 | 83.0288 | 249.3309 | 0.099693 | 0.089137 | 14.7902 | 6.0313 | 23.0096 | 9.5026 | 1.1143 | 1.6786 | 0.7674 | 0 | 0 | 0 | 0 | 0 | 5700.5555 | 3444.466 |  |  | 0
2023 | 579.188 | 314.394 | 893.582 | 168.704 | 85.6676 | 254.3716 | 0.1004 | 0.090612 | 15.0789 | 6.1674 | 29.0383 | 11.5455 | 1.1499 | 1.61 | 2.5025 | 0 | 0 | 0 | 0 | 0 | 5769.0394 | 3469.6654 |  |  | 0
2024 | 591.851 | 324.4905 | 916.3415 | 172.7035 | 90.938 | 263.6415 | 0.1014 | 0.092876 | 17.4039 | 7.2367 | 29.093 | 11.7275 | 1.2675 | 1.6164 | 5.7091 | 0 | 0 | 0 | 0 | 0 | 5836.785 | 3493.8105 |  |  | 0
2025 | 616.9474 | 334.8669 | 951.8143 | 188.9526 | 96.3864 | 285.339 | 0.10438 | 0.095172 | 20.293 | 8.3064 | 35.3811 | 14.3175 | 1.1818 | 1.3729 | 7.071 | 0 | 0 | 0 | 0 | 0 | 5910.5129 | 3518.5335 |  |  | 0
2026 | 612.8056 | 342.6831 | 955.4887 | 175.7607 | 99.1707 | 274.9314 | 0.10241 | 0.096789 | 27.7792 | 9.3014 | 53.0807 | 16.6411 | 1.2624 | 1.4868 | 31.2702 | 3.9983 | 6.4838 | 3.332 | 51.2743 | 26.8282 | 5983.7081 | 3540.5271 |  |  | 78.1026
2027 | 685.2856 | 378.8105 | 1064.0961 | 239.0193 | 130.16 | 369.1792 | 0.11309 | 0.10629 | 29.2318 | 12.2865 | 56.3928 | 23.836 | 1.0034 | 1.405 | 368.828 | 180.8531 | 291.8653 | 152.7125 | 1409.0295 | 737.2454 | 6059.6453 | 3564.0442 |  |  | 2146.2749
2028 | 702.7285 | 383.2149 | 1085.9434 | 247.0371 | 129.3179 | 376.3549 | 0.11447 | 0.1068 | 31.3274 | 13.0547 | 54.3461 | 23.9542 | 1.0179 | 1.3489 | 368.7289 | 181.6632 | 291.8653 | 152.7125 | 1337.7774 | 699.9643 | 6139.1957 | 3588.3221 |  |  | 2037.7417
2029 | 717.441 | 390.8552 | 1108.2962 | 252.1135 | 131.601 | 383.7145 | 0.11539 | 0.10821 | 32.5151 | 13.6344 | 54.4835 | 21.9528 | 1.0273 | 1.3024 | 368.615 | 183.2154 | 291.8653 | 152.7125 | 1330.3648 | 696.0858 | 6217.295 | 3611.8932 |  |  | 2026.4505
2030 | 733.5811 | 399.6173 | 1133.1984 | 258.4668 | 134.8928 | 393.3596 | 0.11667 | 0.11001 | 38.7162 | 16.4448 | 63.598 | 27.2046 | 0.99954 | 1.2439 | 368.4864 | 185.7391 | 291.8653 | 152.7125 | 1245.0555 | 651.4495 | 6287.5911 | 3632.6959 |  |  | 1896.505
2031 | 744.5479 | 405.4986 | 1150.0465 | 259.4029 | 135.1884 | 394.5913 | 0.1172 | 0.11103 | 43.9333 | 18.9734 | 83.5224 | 37.0139 | 1.068 | 1.1822 | 368.3304 | 186.5157 | 291.8653 | 152.7125 | 1220.9591 | 638.8415 | 6352.659 | 3652.06 |  |  | 1859.8006
2032 | 757.7465 | 412.8239 | 1170.5705 | 262.345 | 136.8102 | 399.1552 | 0.1182 | 0.11253 | 41.4619 | 17.8597 | 77.4546 | 33.0192 | 1.0205 | 1.1558 | 397.1685 | 201.9201 | 313.3575 | 163.9578 | 1352.0896 | 707.4528 | 6410.9722 | 3668.711 |  |  | 2059.5425
2033 | 777.1816 | 423.0183 | 1200.1999 | 271.3329 | 141.1807 | 412.5137 | 0.12024 | 0.1148 | 47.7593 | 20.6178 | 80.3543 | 33.8402 | 1.0201 | 1.1296 | 397.0547 | 201.8745 | 313.3575 | 163.9578 | 1345.6226 | 704.0691 | 6463.3402 | 3684.8203 |  |  | 2049.6917
2034 | 792.3718 | 431.4248 | 1223.7966 | 275.8579 | 143.6405 | 419.4984 | 0.1217 | 0.11661 | 51.1211 | 22.156 | 102.4812 | 43.818 | 0.9823 | 1.0716 | 396.9408 | 201.7832 | 313.3575 | 163.9578 | 1270.7846 | 664.9117 | 6510.7238 | 3699.7823 |  |  | 1935.6963
2035 | 809.1287 | 440.3404 | 1249.4691 | 281.717 | 146.4838 | 428.2008 | 0.12346 | 0.11857 | 49.6198 | 21.4869 | 81.7848 | 35.0912 | 0.96727 | 1.0331 | 396.827 | 201.6804 | 313.3575 | 163.9578 | 1264.7208 | 661.7389 | 6553.795 | 3713.8605 |  |  | 1926.4597
2036 | 836.082 | 454.7669 | 1290.8488 | 297.445 | 154.7101 | 452.155 | 0.12681 | 0.12202 | 54.7791 | 23.9293 | 95.4962 | 42.0269 | 1.061 | 1.1351 | 461.5041 | 235.4897 | 366.1743 | 191.5931 | 1324.954 | 693.2547 | 6593.2088 | 3727.0933 |  |  | 2018.2087
2037 | 853.0515 | 464.6064 | 1317.6579 | 303.088 | 158.2183 | 461.3064 | 0.12871 | 0.12428 | 58.6641 | 25.5642 | 129.8817 | 54.5067 | 0.96887 | 0.98143 | 461.3903 | 235.5734 | 366.1743 | 191.5931 | 1203.0301 | 629.4605 | 6627.621 | 3738.366 |  |  | 1832.4906
2038 | 875.1352 | 475.6091 | 1350.7443 | 313.6096 | 162.7562 | 476.3658 | 0.13135 | 0.12685 | 64.6493 | 28.1089 | 120.674 | 52.5904 | 0.99284 | 1.0084 | 461.2764 | 235.9121 | 366.1743 | 191.5931 | 1199.1862 | 627.4493 | 6662.4256 | 3749.4278 |  |  | 1826.6355
2039 | 890.5478 | 484.3391 | 1374.8869 | 317.1581 | 164.885 | 482.0431 | 0.13304 | 0.12877 | 69.9828 | 30.6718 | 124.7439 | 56.0224 | 0.94457 | 0.92799 | 464.3045 | 238.5038 | 369.0821 | 193.3151 | 1144.7568 | 598.9703 | 6693.9914 | 3761.2511 |  |  | 1743.7271
2040 | 913.0944 | 496.351 | 1409.4454 | 327.6049 | 170.1564 | 497.7613 | 0.13579 | 0.13153 | 71.3014 | 31.3597 | 137.3297 | 60.2865 | 0.93125 | 0.89084 | 499.3275 | 257.0001 | 401.8309 | 210.2497 | 1104.1159 | 577.7057 | 6724.4415 | 3773.7465 |  |  | 1681.8216
2041 | 915.646 | 497.7657 | 1413.4117 | 317.76 | 164.6885 | 482.4485 | 0.13564 | 0.13148 | 84.2208 | 37.4289 | 168.5868 | 75.871 | 0.99365 | 0.88506 | 499.1715 | 257.1314 | 401.8309 | 210.2497 | 1101.47 | 576.3213 | 6750.6938 | 3785.8277 |  |  | 1677.7913
2042 | 931.8628 | 506.7331 | 1438.5959 | 321.3879 | 166.6279 | 488.0158 | 0.13749 | 0.13338 | 83.9288 | 37.3876 | 173.3195 | 79.1322 | 1.0008 | 0.89564 | 499.0576 | 257.0649 | 401.8309 | 210.2497 | 1083.5544 | 566.9474 | 6777.6367 | 3799.1211 |  |  | 1650.5018
2043 | 968.106 | 525.6123 | 1493.7183 | 344.7356 | 178.331 | 523.0666 | 0.1423 | 0.1378 | 85.7196 | 38.9771 | 160.6795 | 71.6542 | 0.93654 | 0.76929 | 507.2393 | 260.1149 | 400.1916 | 209.6264 | 952.7237 | 500.5072 | 6803.2289 | 3814.2256 |  |  | 1453.2309
2044 | 1004.9942 | 543.311 | 1548.3052 | 368.4705 | 188.702 | 557.1725 | 0.14713 | 0.14181 | 98.0592 | 43.9886 | 200.5069 | 90.907 | 1.0886 | 0.91452 | 518.7057 | 266.3873 | 397.8899 | 208.3586 | 1049.4062 | 550.6073 | 6830.5102 | 3831.2639 |  |  | 1600.0135
2045 | 1028.738 | 556.9037 | 1585.6416 | 378.7861 | 194.8124 | 573.5985 | 0.14995 | 0.14466 | 101.4888 | 45.2403 | 175.2729 | 79.4732 | 0.99378 | 0.77293 | 530.8852 | 273.0846 | 395.454 | 206.9967 | 903.0247 | 473.2436 | 6860.3264 | 3849.787 |  |  | 1376.2683
No Constraints | Rev. Req. |  |  | Optmized Cost |  |  | Rates |  | Stdev |  | 95th V@R |  | System GHG MMT |  | Winter Capacity MW |  | New Energy (aMW) |  | New Dispatch GWh |  | Sales GWh
Year | WA | ID | Total | WA | ID | Total | WA | ID | WA | ID | WA | ID | Net | Gross | WA | ID | WA | ID | WA | ID | WA | ID
2022 | 566.5057 | 306.3161 | 872.8218 | 164.5057 | 82.3161 | 246.8218 | 0.099377 | 0.08893 | 17.7988 | 7.4565 | 27.7584 | 11.3315 | 0.87395 | 1.4383 | 0 | 0 | 0 | 0 | 0 | 0 | 5700.5555 | 3444.466
2023 | 576.4641 | 313.2675 | 889.7317 | 165.9819 | 84.5411 | 250.5231 | 0.099924 | 0.090288 | 17.7943 | 7.4873 | 34.1128 | 14.0857 | 0.75477 | 1.2149 | 0 | 0 | 0 | 0 | 0 | 0 | 5769.0394 | 3469.6654
2024 | 588.5889 | 323.1884 | 911.7773 | 169.4455 | 89.6359 | 259.0814 | 0.10084 | 0.092503 | 20.3257 | 8.6821 | 32.8795 | 14.458 | 0.87872 | 1.2276 | 0 | 0 | 0 | 0 | 0 | 0 | 5836.785 | 3493.8105
2025 | 607.7354 | 332.4216 | 940.157 | 179.7481 | 93.9411 | 273.6892 | 0.10282 | 0.094477 | 23.6436 | 10.0067 | 42.6319 | 17.2068 | 0.86966 | 1.0608 | 0 | 0 | 0 | 0 | 0 | 0 | 5910.5129 | 3518.5335
2026 | 609.6891 | 339.7843 | 949.4734 | 172.6712 | 96.2719 | 268.9431 | 0.10189 | 0.09597 | 28.219 | 11.8708 | 54.0539 | 21.365 | 0.93465 | 1.1417 | 0 | 0 | 0 | 0 | 0 | 0 | 5983.7081 | 3540.5271
2027 | 633.729 | 351.9431 | 985.6721 | 187.4901 | 103.2926 | 290.7827 | 0.10458 | 0.098748 | 33.8647 | 14.6294 | 64.7653 | 26.81 | 0.64215 | 0.56351 | 0 | 0 | 0 | 0 | 0 | 0 | 6059.6453 | 3564.0442
2028 | 649.9793 | 355.4937 | 1005.473 | 194.3247 | 101.5967 | 295.9214 | 0.10587 | 0.09907 | 35.7036 | 15.2722 | 58.605 | 26.3304 | 0.64957 | 0.56458 | 0 | 0 | 0 | 0 | 0 | 0 | 6139.1957 | 3588.3221
2029 | 665.3784 | 363.4171 | 1028.7955 | 200.1095 | 104.1628 | 304.2724 | 0.10702 | 0.10062 | 37.1354 | 15.9798 | 66.2866 | 28.4523 | 0.64706 | 0.5231 | 0 | 0 | 0 | 0 | 0 | 0 | 6217.295 | 3611.8932
2030 | 679.2714 | 371.1153 | 1050.3867 | 204.1845 | 106.3907 | 310.5753 | 0.10803 | 0.10216 | 43.5009 | 18.9 | 70.1882 | 30.8134 | 0.64438 | 0.52356 | 0.17706 | 0 | 0 | 0 | 0 | 0 | 6287.5911 | 3632.6959
2031 | 690.5484 | 377.1577 | 1067.7061 | 205.4343 | 106.8475 | 312.2818 | 0.1087 | 0.10327 | 48.8841 | 21.5201 | 96.8607 | 42.2707 | 0.71435 | 0.47638 | 0.60496 | 0 | 0 | 0 | 0 | 0 | 6352.659 | 3652.06
2032 | 698.7471 | 382.0291 | 1080.7762 | 203.3888 | 106.0153 | 309.4041 | 0.10899 | 0.10413 | 47.6624 | 21.0547 | 86.7399 | 37.4696 | 0.72577 | 0.4847 | 1.2394 | 0.13661 | 0 | 0 | 0 | 0 | 6410.9722 | 3668.711
2033 | 718.688 | 392.4808 | 1111.1688 | 212.8738 | 110.6431 | 323.517 | 0.11119 | 0.10651 | 54.7244 | 24.1964 | 89.0177 | 39.9369 | 0.70374 | 0.4544 | 1.8001 | 0.46676 | 0 | 0 | 0 | 0 | 6463.3402 | 3684.8203
2034 | 732.5721 | 400.1855 | 1132.7576 | 216.0865 | 112.4011 | 328.4876 | 0.11252 | 0.10816 | 58.3605 | 25.8824 | 115.8781 | 52.4031 | 0.68827 | 0.44712 | 1.9624 | 0.95629 | 0 | 0 | 0 | 0 | 6510.7238 | 3699.7823
2035 | 749.9395 | 409.3532 | 1159.2927 | 222.5564 | 115.4966 | 338.0529 | 0.11443 | 0.11022 | 56.3422 | 24.9495 | 97.0592 | 41.9639 | 0.66488 | 0.40971 | 1.9329 | 1.3889 | 0 | 0 | 0 | 0 | 6553.795 | 3713.8605
2036 | 769.4068 | 419.352 | 1188.7588 | 230.8618 | 119.2952 | 350.157 | 0.1167 | 0.11251 | 62.1202 | 27.699 | 114.3808 | 51.5054 | 0.70325 | 0.4432 | 1.9182 | 1.5141 | 0 | 0 | 0 | 0 | 6593.2088 | 3727.0933
2037 | 784.1707 | 427.7484 | 1211.9191 | 234.2763 | 121.3603 | 355.6366 | 0.11832 | 0.11442 | 66.6074 | 29.6776 | 138.2222 | 62.2085 | 0.62792 | 0.37268 | 1.8887 | 1.4914 | 0 | 0 | 0 | 0 | 6627.621 | 3738.366
2038 | 807.6143 | 439.6161 | 1247.2304 | 246.1322 | 126.7632 | 372.8954 | 0.12122 | 0.11725 | 73.6714 | 32.7643 | 129.2186 | 57.3522 | 0.6259 | 0.39189 | 1.8444 | 1.48 | 0 | 0 | 0 | 0 | 6662.4256 | 3749.4278
2039 | 822.9766 | 448.108 | 1271.0846 | 249.6419 | 128.6539 | 378.2958 | 0.12294 | 0.11914 | 79.5244 | 35.6114 | 137.8014 | 61.0124 | 0.58707 | 0.34053 | 1.8149 | 1.4572 | 0 | 0 | 0 | 0 | 6693.9914 | 3761.2511
2040 | 838.5553 | 456.5195 | 1295.0748 | 253.1226 | 130.3249 | 383.4475 | 0.1247 | 0.12097 | 80.9423 | 36.3452 | 153.3639 | 68.1739 | 0.57166 | 0.32789 | 1.8001 | 1.423 | 0 | 0 | 0 | 0 | 6724.4415 | 3773.7465
2041 | 844.1463 | 459.2843 | 1303.4305 | 246.3465 | 126.207 | 372.5536 | 0.12505 | 0.12132 | 96.1392 | 43.5987 | 187.8044 | 85.4622 | 0.62167 | 0.31127 | 1.7706 | 1.4003 | 0 | 0 | 0 | 0 | 6750.6938 | 3785.8277
2042 | 860.9974 | 468.6655 | 1329.6629 | 250.5936 | 128.5603 | 379.1539 | 0.12704 | 0.12336 | 94.5565 | 42.884 | 202.4505 | 91.3404 | 0.62599 | 0.32393 | 1.7411 | 1.3889 | 0 | 0 | 0 | 0 | 6777.6367 | 3799.1211
2043 | 893.0839 | 485.7167 | 1378.8006 | 269.796 | 138.4353 | 408.2314 | 0.13127 | 0.12734 | 98.1044 | 45.0186 | 185.2811 | 82.5838 | 0.56908 | 0.26823 | 1.7116 | 1.3661 | 0 | 0 | 0 | 0 | 6803.2289 | 3814.2256
2044 | 938.6647 | 507.3222 | 1445.9869 | 302.2255 | 152.7131 | 454.9386 | 0.13742 | 0.13242 | 119.0099 | 54.533 | 230.1047 | 104.6392 | 0.62664 | 0.32102 | 1.6821 | 1.3434 | 0 | 0 | 0 | 0 | 6830.5102 | 3831.2639
2045 | 958.4263 | 518.4983 | 1476.9246 | 308.5597 | 156.407 | 464.9667 | 0.13971 | 0.13468 | 128.7037 | 59.2063 | 224.0802 | 101.1795 | 0.57361 | 0.26265 | 1.6526 | 1.3206 | 0 | 0 | 0 | 0 | 6860.3264 | 3849.787
Note on S2: Goal seek check to make sure NPV of capacity Rev. Req. is equal to inc rev. req.
Note on T2: goal seek check to make sure rev. req. matches
Note on S6: Avista: Spread to equal same NPV, but starting in short period
Note on X6: Avista: Tilted and Levelized